## 2020ProgramMeasures
DSMC ID | Program Name | Measure Name | Description | Measure Category | Measure Type | Measure Sub-Type | Measure Version | Version Start Date | Version End Date | Unit Savings - kWh [Period 1] | Unit Savings - kWh [Period 2] | Unit Savings - Therm [Period 1] | Unit Savings - Therm [Period 2] | Savings UOM Type | Unit Type | Source of Savings Type | PSE-Deemed Type | Unit Incentive - kWh | Unit Incentive - Therm | Unit Measure Cost - kWh | Unit Measure Cost - Therm | Measure Cost Type | Measure Life [Period 1] | Measure Life [Period 2] | End Use | Secondary End Use | Unit Year 1 NEIs | Unit Annual O&M | Measure Case Grouping
12317 | Appliance Decommissioning | Freezer - Decommissioned - 1992 or Older - Res | Decommissioning freezer: manufactured 1992 or earlier; residential dwelling | Appliances | Freezer | Freezer Decommissioning | 1 | 2019-01-01 | 2020-12-31 | 334 |  |  |  | kWh | per unit | RTF-deemed | RTF UES Deemed | 120 |  | 120 |  | Full | 6 |  | Res Refrigerator |  | 15.4 | 0 | Freezer
12316 | Appliance Decommissioning | Refrigerator - Decommissioned - 1992 or Older - Res | Decommissioning refrigerator: manufactured 1992 or earlier; residential dwelling | Appliances | Refrigerator | Refrigerator Decommissioning | 1 | 2019-01-01 | 2020-12-31 | 411 |  |  |  | kWh | per unit | RTF-deemed | RTF UES Deemed | 120 |  | 120 |  | Full | 5 |  | Res Refrigerator |  | 16.58 | 0 | Refrigerator
10067 | Business Lighting | Adjustment - EME - Custom | Custom measure for engineering adjustment | Other | Other | Other | 1 | 2012-01-01 | [5 empty] | Dual | calculated | Custom | [6 empty] | 2 | [5 empty] | Custom_Grant
10073 | Business Lighting | Boiler - Hot Water - Custom | Custom water heating measure: hot water boiler | HVAC | HVAC Boiler | HVAC Boiler | 1 | 2012-01-01 | [5 empty] | Dual | calculated | Custom | [6 empty] | 24 | [5 empty] | Custom_Grant
10075 | Business Lighting | Boiler - Steam - Custom | Custom HVAC measure: steam boiler | HVAC | HVAC Boiler | HVAC Boiler | 1 | 2012-01-01 | [5 empty] | Dual | calculated | Custom | [6 empty] | 30 | [5 empty] | Custom_Grant
10060 | Business Lighting | CBTU - Assessment Phase | Comprehensive building tune-up measure: assessment phase | Energy Performance | Optimization | Optimization | 1 | 2012-01-01 | [5 empty] | Dual | calculated | Custom | [6 empty] | 7 | [5 empty] | Custom_Grant
10063 | Business Lighting | CBTU - Commissioning Phase | Comprehensive building tune-up measure: commissioning phase | Energy Performance | Optimization | Optimization | 1 | 2012-01-01 | [5 empty] | Dual | calculated | Custom | [6 empty] | 7 | [5 empty] | Custom_Grant
10064 | Business Lighting | CBTU - Performance Phase | Comprehensive building tune-up measure: performance phase | Energy Performance | Optimization | Optimization | 1 | 2012-01-01 | [5 empty] | Dual | calculated | Custom | [6 empty] | 7 | [5 empty] | Custom_Grant
10072 | Business Lighting | Chiller - Custom | Custom chiller measure | Refrigeration | Refrigeration System | Refrigeration System | 1 | 2012-01-01 | [5 empty] | Dual | calculated | Custom | [6 empty] | 20 | [5 empty] | Custom_Grant
10040 | Business Lighting | Combined Heat and Power - Custom | Custom combined measure: heat and power | Combined | Combined | Combined | 1 | 2012-01-01 | [5 empty] | Dual | calculated | Custom | [6 empty] | 15 | [5 empty] | Custom_Grant
11930 | Business Lighting | Commissioning - Custom | Custom measure for commissioning | Energy Performance | Optimization | Optimization | 1 | 2012-01-01 | [5 empty] | Dual | calculated | Custom | [6 empty] | 7 | [5 empty] | Custom_Grant
10061 | Business Lighting | Compressed Air System - Custom | Custom measure: compressed air system | Compressed Air | Compressed Air | Compressed Air | 1 | 2012-01-01 | [5 empty] | Dual | calculated | Custom | [6 empty] | 10 | [5 empty] | Custom_Grant
10071 | Business Lighting | Compressor or Dryer or Receiver - Custom | Custom compressed air measure: compressor, dryer, or receiver | Compressed Air | Compressed Air | Compressed Air | 1 | 2012-01-01 | [5 empty] | Dual | calculated | Custom | [6 empty] | 15 | [5 empty] | Custom_Grant
10043 | Business Lighting | Data Center - Cooling - Custom | Custom data center measure: cooling | Data Center | Data Center | Data Center | 1 | 2012-01-01 | [5 empty] | Dual | calculated | Custom | [6 empty] | 15 | [5 empty] | Custom_Grant
10044 | Business Lighting | Data Center - Low Cost - Custom | Custom data center measure: low cost | Data Center | Data Center | Data Center | 1 | 2012-01-01 | [5 empty] | Dual | calculated | Custom | [6 empty] | 5 | [5 empty] | Custom_Grant
11862 | Business Lighting | Data Center - UPS - Custom | Custom data center measure: uninterruptible power supply | Data Center | Data Center | Data Center | 1 | 2012-01-01 | [5 empty] | Dual | calculated | Custom | [6 empty] | 10 | [5 empty] | Custom_Grant
11757 | Business Lighting | Data Center - Virtual Server - Custom | Custom data center measure: virtual server | Data Center | Data Center | Data Center | 1 | 2012-01-01 | [5 empty] | Dual | calculated | Custom | [6 empty] | 7 | [5 empty] | Custom_Grant
10046 | Business Lighting | Energy Recovery System - Custom | Custom measure: energy recovery system | Energy Performance | Energy Recovery | Energy Recovery | 1 | 2012-01-01 | [5 empty] | Dual | calculated | Custom | [6 empty] | 15 | [5 empty] | Custom_Grant
10058 | Business Lighting | Fan - VFD - Custom | Custom VFD measure: fan | Motors | Variable Frequency Drive | VFD Fan | 1 | 2012-01-01 | [5 empty] | Dual | calculated | Custom | [6 empty] | 15 | [5 empty] | Custom_Grant
10257 | Business Lighting | Field Services - Custom | Custom measure: field services | Behavior | Energy Efficiency Adoption | Energy Efficiency Adoption | 1 | 2012-01-01 | [5 empty] | Dual | calculated | Custom | [6 empty] | 5 | [5 empty] | Custom_Grant
10257 | Business Lighting | Field Services - Custom | Custom measure: field services | Behavior | Energy Efficiency Adoption | Energy Efficiency Adoption | 1 | 2012-01-01 | [5 empty] | Dual | calculated | Custom | [6 empty] | 5 | [5 empty] | Custom_Grant
10258 | Business Lighting | Generic Measure - Custom | Generic custom measure | Other | Other | Other | 1 | 2012-01-01 | [5 empty] | Dual | calculated | Custom | [6 empty] | 15 | [5 empty] | Custom_Grant
11962 | Business Lighting | Generic Measure - Prescriptive | Generic prescriptive measure | Other | Other | Other | 1 | 2012-01-01 | [5 empty] | Dual | [14 empty] | Custom_Grant
11962 | Business Lighting | Generic Measure - Prescriptive | Generic prescriptive measure | Other | Other | Other | 1 | 2012-01-01 | [5 empty] | Dual | [14 empty] | Custom_Grant
10054 | Business Lighting | HVAC - Central Equipment - Custom | Custom HVAC measure: central equipment | HVAC | Central Equipment | Central Equipment | 1 | 2012-01-01 | [5 empty] | Dual | calculated | Custom | [6 empty] | 15 | [5 empty] | Custom_Grant
10039 | Business Lighting | HVAC - Other - Custom | Custom HVAC measure: other | HVAC | HVAC System | HVAC System | 1 | 2012-01-01 | [5 empty] | Dual | calculated | Custom | [6 empty] | 15 | [5 empty] | Custom_Grant
10049 | Business Lighting | HVAC Control - Base - Custom | Custom HVAC control measure: base | Controls | HVAC Control | HVAC Control | 1 | 2012-01-01 | [5 empty] | Dual | calculated | Custom | [6 empty] | 10 | [5 empty] | Custom_Grant
10057 | Business Lighting | HVAC Control - Only - Custom | Custom HVAC control measure: only | Controls | HVAC Control | HVAC Control | 1 | 2012-01-01 | [5 empty] | Dual | calculated | Custom | [6 empty] | 10 | [5 empty] | Custom_Grant
11912 | Business Lighting | HVAC Control - Performance - Custom | Custom HVAC control measure: performance | Controls | HVAC Control | HVAC Control | 1 | 2012-01-01 | [5 empty] | Dual | calculated | Custom | [6 empty] | 10 | [5 empty] | Custom_Grant
10037 | Business Lighting | Insulation - Building Shell - Custom | Custom insulation measure: attic, wall, and floor | Weatherization | Insulation | Building Shell | 1 | 2012-01-01 | [5 empty] | Dual | calculated | Custom | [6 empty] | 24 | [5 empty] | Custom_Grant
10038 | Business Lighting | Insulation - Exterior Roof - Custom | Custom insulation measure: exterior roof | Weatherization | Insulation | Exterior | 1 | 2012-01-01 | [5 empty] | Dual | calculated | Custom | [6 empty] | 15 | [5 empty] | Custom_Grant
12323 | Business Lighting | Lighting - Base - Custom | Base custom lighting measure | Lighting | Area Lighting | General Lighting | 1 | 2019-01-01 | [5 empty] | Dual | calculated | Custom | [5 empty] | Full | 20 | [5 empty] | Custom_Grant
10059 | Business Lighting | Lighting - Custom | Custom lighting measure | Lighting | Area Lighting | General Lighting | 1 | 2012-01-01 | [5 empty] | Dual | calculated | Custom | [5 empty] | Full | 20 | [5 empty] | Custom_Grant
10059 | Business Lighting | Lighting - Custom | Custom lighting measure | Lighting | Area Lighting | General Lighting | 1 | 2012-01-01 | [5 empty] | Dual | calculated | Custom | [5 empty] | Full | 20 | [5 empty] | Custom_Grant
12334 | Business Lighting | Lighting - Performance - Custom | Custom performance lighting measure | Controls | Lighting Control | Lighting Control | 1 | 2018-01-01 | [5 empty] | Dual | calculated | Custom | [5 empty] | Full | 10 | [5 empty] | Custom_Grant
10074 | Business Lighting | Lighting - Street - Custom | Custom street lighting measure | Lighting | Street Lighting | Street Lighting | 1 | 2012-01-01 | [5 empty] | Dual | calculated | Custom | [6 empty] | 20 | [5 empty] | Custom_Grant
10074 | Business Lighting | Lighting - Street - Custom | Custom street lighting measure | Lighting | Street Lighting | Street Lighting | 1 | 2012-01-01 | [5 empty] | Dual | calculated | Custom | [6 empty] | 20 | [5 empty] | Custom_Grant
12302 | Business Lighting | Lighting Control - Performance - Custom | Custom lighting control measure: performance | Controls | Lighting Control | Lighting Control | 1 | 2012-01-01 | [5 empty] | Dual | calculated | Custom | [6 empty] | 10 | [5 empty] | Custom_Grant
10065 | Business Lighting | Motor - Custom | Custom motor measure | Motors | Motor | Motor | 1 | 2012-01-01 | [5 empty] | Dual | calculated | Custom | [6 empty] | 15 | [5 empty] | Custom_Grant
10047 | Business Lighting | PC Power Management - Custom | Custom power management measure for personal computers | Energy Performance | Energy Reduction | Energy Reduction | 1 | 2012-01-01 | [5 empty] | Dual | calculated | Custom | [6 empty] | 10 | [5 empty] | Custom_Grant
10069 | Business Lighting | Post Occupancy Cx - Custom | Custom post-occupancy commissioning measure | Energy Performance | Optimization | Optimization | 1 | 2012-01-01 | [5 empty] | Dual | calculated | Custom | [6 empty] | 5 | [5 empty] | Custom_Grant
10048 | Business Lighting | Power Generation System - Custom | Custom measure: power generation system | Energy Performance | Generation | Generation | 1 | 2012-01-01 | [5 empty] | Dual | calculated | Custom | [6 empty] | 15 | [5 empty] | Custom_Grant
11913 | Business Lighting | Process - Control - Custom | Custom process control measure | Controls | Process Control | Process Control | 1 | 2012-01-01 | [5 empty] | Dual | calculated | Custom | [6 empty] | 10 | [5 empty] | Custom_Grant
11914 | Business Lighting | Process - Modification - Custom | Custom process modification measure | Controls | Process Control | Process Control | 1 | 2012-01-01 | [5 empty] | Dual | calculated | Custom | [6 empty] | 15 | [5 empty] | Custom_Grant
10068 | Business Lighting | Process Heating System - Custom | Custom measure for process heating system | HVAC | Process Heating | Process Heating | 1 | 2012-01-01 | [5 empty] | Dual | calculated | Custom | [6 empty] | 15 | [5 empty] | Custom_Grant
10066 | Business Lighting | Pump - Custom | Custom pump measure | Motors | Pump | Pump | 1 | 2012-01-01 | [5 empty] | Dual | calculated | Custom | [6 empty] | 15 | [5 empty] | Custom_Grant
10070 | Business Lighting | Pump - VFD - Custom | Custom VFD measure: pump | Motors | Variable Frequency Drive | VFD Pump | 1 | 2012-01-01 | [5 empty] | Dual | calculated | Custom | [6 empty] | 15 | [5 empty] | Custom_Grant
10261 | Business Lighting | Refrigeration - Custom | Custom refrigeration measure | Refrigeration | Refrigeration System | Refrigeration System | 1 | 2012-01-01 | [5 empty] | Dual | calculated | Custom | [6 empty] | 20 | [5 empty] | Custom_Grant
11931 | Business Lighting | RTU Control - Advanced - Custom | Custom advanced rooftop unit control measure | Controls | HVAC Control | HVAC Control | 1 | 2012-01-01 | [5 empty] | Dual | calculated | Custom | [6 empty] | 10 | [5 empty] | Custom_Grant
10056 | Business Lighting | Unitary Equipment - Custom | Custom HVAC measure: unitary equipment | HVAC | Unitary System | Unitary System | 1 | 2012-01-01 | [5 empty] | Dual | calculated | Custom | [6 empty] | 15 | [5 empty] | Custom_Grant
10042 | Business Lighting | Water Heater - Commercial - Custom | Custom commercial use water heater measure | Water Heating | Water Heater | Commercial Water Heater | 1 | 2012-01-01 | [5 empty] | Dual | calculated | Custom | [6 empty] | 15 | [5 empty] | Custom_Grant
10041 | Business Lighting | Window - Custom | Custom window measure | Weatherization | Window | Custom Window | 1 | 2012-01-01 | [5 empty] | Dual | calculated | Custom | [6 empty] | 30 | [5 empty] | Custom_Grant
12947 | Business Lighting Express | Fixture - LED - 105W or less - from HID 320W - Comm | 105W or less LED fixture: replacing 320W HID Fixture; commercial structure | Lighting | Fixture | LED Fixture | 1 | 2020-05-01 |  | 1042 |  |  |  | kWh | per unit | PSE-deemed | Engineering | 210 |  | 471 |  | Full | 15 |  | Comm Lighting |  | 0 | 0 | Light_Fixture
12948 | Business Lighting Express | Fixture - LED - 155W or less - from HID 400W - Comm | 155W or less LED fixture: replacing 400W HID Fixture; commercial structure | Lighting | Fixture | LED Fixture | 1 | 2020-05-01 |  | 1230 |  |  |  | kWh | per unit | PSE-deemed | Engineering | 250 |  | 677 |  | Full | 15 |  | Comm Lighting |  | 0 | 0 | Light_Fixture
12941 | Business Lighting Express | Fixture - LED - 15W or less - from HID 50W - Comm | 15W or less LED fixture: replacing 50W HID Fixture; commercial structure | Lighting | Fixture | LED Fixture | 1 | 2020-05-01 |  | 202 |  |  |  | kWh | per unit | PSE-deemed | Engineering | 40 |  | 255 |  | Full | 15 |  | Comm Lighting |  | 0 | 0 | Light_Fixture
12942 | Business Lighting Express | Fixture - LED - 30W or less - from HID 70W - Comm | 30W or less LED fixture: replacing 70W HID Fixture; commercial structure | Lighting | Fixture | LED Fixture | 1 | 2020-05-01 |  | 252 |  |  |  | kWh | per unit | PSE-deemed | Engineering | 50 |  | 329 |  | Full | 15 |  | Comm Lighting |  | 0 | 0 | Light_Fixture
12949 | Business Lighting Express | Fixture - LED - 315W or less - from HID 1000W - Comm | 315W or less LED fixture: replacing 1000W HID Fixture; commercial structure | Lighting | Fixture | LED Fixture | 1 | 2020-05-01 |  | 3204 |  |  |  | kWh | per unit | PSE-deemed | Engineering | 645 |  | 1203 |  | Full | 15 |  | Comm Lighting |  | 0 | 0 | Light_Fixture
12943 | Business Lighting Express | Fixture - LED - 40W or less - from HID 100W - Comm | 40W or less LED fixture: replacing 100W HID Fixture; commercial structure | Lighting | Fixture | LED Fixture | 1 | 2020-05-01 |  | 352 |  |  |  | kWh | per unit | PSE-deemed | Engineering | 70 |  | 365 |  | Full | 15 |  | Comm Lighting |  | 0 | 0 | Light_Fixture
12944 | Business Lighting Express | Fixture - LED - 50W or less - from HID 150W - Comm | 50W or less LED fixture: replacing 150W HID Fixture; commercial structure | Lighting | Fixture | LED Fixture | 1 | 2020-05-01 |  | 533 |  |  |  | kWh | per unit | PSE-deemed | Engineering | 110 |  | 388 |  | Full | 15 |  | Comm Lighting |  | 0 | 0 | Light_Fixture
12945 | Business Lighting Express | Fixture - LED - 50W or less - from HID 175W - Comm | 50W or less LED fixture: replacing 175W HID Fixture; commercial structure | Lighting | Fixture | LED Fixture | 1 | 2020-05-01 |  | 699 |  |  |  | kWh | per unit | PSE-deemed | Engineering | 140 |  | 370 |  | Full | 15 |  | Comm Lighting |  | 0 | 0 | Light_Fixture
12946 | Business Lighting Express | Fixture - LED - 90W or less - from HID 250W - Comm | 90W or less LED fixture: replacing 250W HID Fixture; commercial structure | Lighting | Fixture | LED Fixture | 1 | 2020-05-01 |  | 857 |  |  |  | kWh | per unit | PSE-deemed | Engineering | 175 |  | 516 |  | Full | 15 |  | Comm Lighting |  | 0 | 0 | Light_Fixture
12914 | Business Lighting Express | Lamp - LED - 105W or less Lamp - from HID 320W - Comm | 105W or less LED Lamp: replacing 320W HID lamp; commercial structure | Lighting | Lamp | HID Lamp | 1 | 2020-07-01 |  | 1042 |  |  |  | kWh | per unit | PSE-deemed | Engineering | 130 |  | 332 |  | Full | 12 |  | Comm Lighting |  | 0 | 0 | Lamp
12915 | Business Lighting Express | Lamp - LED - 155W or less Lamp - from HID 400W - Comm | 155W or less LED Lamp: replacing 400W HID lamp; commercial structure | Lighting | Lamp | HID Lamp | 1 | 2020-07-01 |  | 1230 |  |  |  | kWh | per unit | PSE-deemed | Engineering | 155 |  | 436 |  | Full | 12 |  | Comm Lighting |  | 0 | 0 | Lamp
12908 | Business Lighting Express | Lamp - LED - 15W or less Lamp - from HID 50W - Comm | 15W or less LED Lamp: replacing 50W HID lamp; commercial structure | Lighting | Lamp | HID Lamp | 1 | 2020-07-01 |  | 202 |  |  |  | kWh | per unit | PSE-deemed | Engineering | 25 |  | 79 |  | Full | 12 |  | Comm Lighting |  | 0 | 0 | Lamp
12909 | Business Lighting Express | Lamp - LED - 30W or less Lamp - from HID 70W - Comm | 30W or less LED Lamp: replacing 70W HID lamp; commercial structure | Lighting | Lamp | HID Lamp | 1 | 2020-07-01 |  | 252 |  |  |  | kWh | per unit | PSE-deemed | Engineering | 35 |  | 108 |  | Full | 12 |  | Comm Lighting |  | 0 | 0 | Lamp
12916 | Business Lighting Express | Lamp - LED - 315W or less Lamp - from HID 1000W - Comm | 315W or less LED Lamp: replacing 1000W HID lamp; commercial structure | Lighting | Lamp | HID Lamp | 1 | 2020-07-01 |  | 3204 |  |  |  | kWh | per unit | PSE-deemed | Engineering | 405 |  | 904 |  | Full | 12 |  | Comm Lighting |  | 0 | 0 | Lamp
12910 | Business Lighting Express | Lamp - LED - 40W or less Lamp - from HID 100W - Comm | 40W or less LED Lamp: replacing 100W HID lamp; commercial structure | Lighting | Lamp | HID Lamp | 1 | 2020-07-01 |  | 352 |  |  |  | kWh | per unit | PSE-deemed | Engineering | 45 |  | 142 |  | Full | 12 |  | Comm Lighting |  | 0 | 0 | Lamp
12911 | Business Lighting Express | Lamp - LED - 50W or less Lamp - from HID 150W - Comm | 50W or less LED Lamp: replacing 150W HID lamp; commercial structure | Lighting | Lamp | HID Lamp | 1 | 2020-07-01 |  | 533 |  |  |  | kWh | per unit | PSE-deemed | Engineering | 70 |  | 196 |  | Full | 12 |  | Comm Lighting |  | 0 | 0 | Lamp
12912 | Business Lighting Express | Lamp - LED - 50W or less Lamp - from HID 175W - Comm | 50W or less LED Lamp: replacing 175W HID lamp; commercial structure | Lighting | Lamp | HID Lamp | 1 | 2020-07-01 |  | 699 |  |  |  | kWh | per unit | PSE-deemed | Engineering | 90 |  | 235 |  | Full | 12 |  | Comm Lighting |  | 0 | 0 | Lamp
12913 | Business Lighting Express | Lamp - LED - 90W or less Lamp - from HID 250W - Comm | 90W or less LED Lamp: replacing 250W HID lamp; commercial structure | Lighting | Lamp | HID Lamp | 1 | 2020-07-01 |  | 857 |  |  |  | kWh | per unit | PSE-deemed | Engineering | 110 |  | 320 |  | Full | 12 |  | Comm Lighting |  | 0 | 0 | Lamp
10628 | Business Lighting Express | LTGO: Lamp - TLED - 2 3 or 4 foot | 2 3 or 4 foot TLED lamp | Lighting | Lamp | TLED Lamp | 4 | 2018-01-01 | 2020-12-31 | 31.8 |  |  |  | kWh | per unit | PSE-deemed | PSE Regional | 2 |  | 2 |  | Incremental | 12 |  | Comm Lighting |  | 0 | 0 | Lamp
12089 | Commercial HVAC Rebates | CHVR: Heat Pump - Packaged Terminal - Lodging | Packaged terminal heat pump: installed in lodging | HVAC | Heat Pump | Commercial Heat Pump | 1 | 2018-01-01 | 2020-12-31 | 737 |  |  |  | kWh | per unit | PSE-deemed | Engineering | 100 |  | 608 |  | Full | 15 |  | Comm Space Heat |  | 0 | 0 | Heat_Pump
12067 | Commercial HVAC Rebates | CHVR: Thermostat Control - Occupancy Based - 5 Degrees | Occupancy-based thermostat control: 5 degrees | Controls | Occupancy Sensor | HVAC Occupancy Control | 1 | 2018-01-01 | 2020-12-31 | 260 |  |  |  | kWh | per unit | PSE-deemed | Engineering | 100 |  | 150.49 |  | Full | 10 |  | Comm Space Heat |  | 0 | 0 | Thermostat
12363 | Commercial HVAC Rebates | Heat Pump - Ductless - Comm | Commercial use ductless heat pump | HVAC | Heat Pump | Commercial Heat Pump | 1 | 2019-01-01 |  | 1589 |  |  |  | kWh | per ton | PSE-deemed | Engineering | 500 |  | 2115.35 |  | Full | 15 |  | Comm Space Heat |  | 0 | 0 | Heat_Pump
12373 | Commercial HVAC Rebates | Supply Fan VFD and Controller - RTU - Gas Pack - 1500 to 2500 Hrs | Supply fan variable frequency drive and economizer controller for gas pack rooftop unit: 1500 to 2500 hrs | Controls | HVAC Control | HVAC Control | 1 | 2019-01-01 | 2020-12-31 | 213 |  |  |  | kWh | per ton | RTF-deemed |  | 150 |  | 225.2 |  | Full | 15 |  | Comm Flat |  | 0 | 0 | Commercial_HVAC_Control
12374 | Commercial HVAC Rebates | Supply Fan VFD and Controller - RTU - Gas Pack - 2500 to 3500 Hrs | Supply fan variable frequency drive and economizer controller for gas pack rooftop unit: 2500 to 3500 hrs | Controls | HVAC Control | HVAC Control | 1 | 2019-01-01 | 2020-12-31 | 319 |  |  |  | kWh | per ton | RTF-deemed |  | 150 |  | 225.2 |  | Full | 15 |  | Comm Flat |  | 0 | 0 | Commercial_HVAC_Control
12375 | Commercial HVAC Rebates | Supply Fan VFD and Controller - RTU - Gas Pack - 3500 to 4500 Hrs | Supply fan variable frequency drive and economizer controller for gas pack rooftop unit: 3500 to 4500 hrs | Controls | HVAC Control | HVAC Control | 1 | 2019-01-01 | 2020-12-31 | 426 |  |  |  | kWh | per ton | RTF-deemed |  | 150 |  | 225.2 |  | Full | 15 |  | Comm Flat |  | 0 | 0 | Commercial_HVAC_Control
12376 | Commercial HVAC Rebates | Supply Fan VFD and Controller - RTU - Gas Pack - 4500 to 5500 Hrs | Supply fan variable frequency drive and economizer controller for gas pack rooftop unit: 4500 to 5500 hrs | Controls | HVAC Control | HVAC Control | 1 | 2019-01-01 | 2020-12-31 | 532 |  |  |  | kWh | per ton | RTF-deemed |  | 150 |  | 225.2 |  | Full | 15 |  | Comm Flat |  | 0 | 0 | Commercial_HVAC_Control
12372 | Commercial HVAC Rebates | Supply Fan VFD and Controller - RTU - Gas Pack - 500 to 1500 Hrs | Supply fan variable frequency drive and economizer controller for gas pack rooftop unit: 500 to 1500 annual hours | Controls | HVAC Control | HVAC Control | 1 | 2019-01-01 | 2020-12-31 | 106 |  |  |  | kWh | per ton | RTF-deemed |  | 150 |  | 225.2 |  | Full | 15 |  | Comm Flat |  | 0 | 0 | Commercial_HVAC_Control
12377 | Commercial HVAC Rebates | Supply Fan VFD and Controller - RTU - Gas Pack - 5500 to 6500 Hrs | Supply fan variable frequency drive and economizer controller for gas pack rooftop unit: 5500 to 6500 hrs | Controls | HVAC Control | HVAC Control | 1 | 2019-01-01 | 2020-12-31 | 639 |  |  |  | kWh | per ton | RTF-deemed |  | 150 |  | 225.2 |  | Full | 15 |  | Comm Flat |  | 0 | 0 | Commercial_HVAC_Control
12378 | Commercial HVAC Rebates | Supply Fan VFD and Controller - RTU - Gas Pack - 6500 to 7500 Hrs | Supply fan variable frequency drive and economizer controller for gas pack rooftop unit: 6500 to 7500 hrs | Controls | HVAC Control | HVAC Control | 1 | 2019-01-01 | 2020-12-31 | 745 |  |  |  | kWh | per ton | RTF-deemed |  | 150 |  | 225.2 |  | Full | 15 |  | Comm Flat |  | 0 | 0 | Commercial_HVAC_Control
12850 | Commercial HVAC Rebates | Supply Fan VFD and Controller - RTU - Gas Pack - 7500 to 8760 Hrs - Comm | Supply fan variable frequency drive and economizer controller for gas pack rooftop unit: 7500 to 8760 hrs; commercial structure | Controls | HVAC Control | HVAC Control | 1 | 2020-01-01 | 2020-12-31 | 866 |  |  |  | kWh | per ton | RTF-deemed |  | 225 |  | 312.91 |  | Full | 15 |  | Comm Flat |  | 0 | 0 | Commercial_HVAC_Control
12365 | Commercial HVAC Rebates | Supply Fan VFD and Controller - RTU - Heat Pump - 1500 to 2500 Hrs | Supply fan variable frequency drive and economizer controller for heat pump rooftop unit: 1500 to 2500 annual hours | Controls | HVAC Control | HVAC Control | 1 | 2019-01-01 | 2020-12-31 | 179 |  |  |  | kWh | per ton | RTF-deemed |  | 150 |  | 225.2 |  | Full | 15 |  | Comm Flat |  | 0 | 0 | Commercial_HVAC_Control
12366 | Commercial HVAC Rebates | Supply Fan VFD and Controller - RTU - Heat Pump - 2500 to 3500 Hrs | Supply fan variable frequency drive and economizer controller for heat pump rooftop unit: 2500 to 3500 annual hours | Controls | HVAC Control | HVAC Control | 1 | 2019-01-01 | 2020-12-31 | 269 |  |  |  | kWh | per ton | RTF-deemed |  | 150 |  | 225.2 |  | Full | 15 |  | Comm Flat |  | 0 | 0 | Commercial_HVAC_Control
12367 | Commercial HVAC Rebates | Supply Fan VFD and Controller - RTU - Heat Pump - 3500 to 4500 Hrs | Supply fan variable frequency drive and economizer controller for heat pump rooftop unit: 3500 to 4500 annual hours | Controls | HVAC Control | HVAC Control | 1 | 2019-01-01 | 2020-12-31 | 358 |  |  |  | kWh | per ton | RTF-deemed |  | 150 |  | 225.2 |  | Full | 15 |  | Comm Flat |  | 0 | 0 | Commercial_HVAC_Control
12368 | Commercial HVAC Rebates | Supply Fan VFD and Controller - RTU - Heat Pump - 4500 to 5500 Hrs | Supply fan variable frequency drive and economizer controller for heat pump rooftop unit: 4500 to 5500 annual hours | Controls | HVAC Control | HVAC Control | 1 | 2019-01-01 | 2020-12-31 | 448 |  |  |  | kWh | per ton | RTF-deemed |  | 150 |  | 225.2 |  | Full | 15 |  | Comm Flat |  | 0 | 0 | Commercial_HVAC_Control
12364 | Commercial HVAC Rebates | Supply Fan VFD and Controller - RTU - Heat Pump - 500 to 1500 Hrs | Supply fan variable frequency drive and economizer controller for heat pump rooftop unit: 500 to 1500 annual hours | Controls | HVAC Control | HVAC Control | 1 | 2019-01-01 | 2020-12-31 | 90 |  |  |  | kWh | per ton | RTF-deemed |  | 150 |  | 225.2 |  | Full | 15 |  | Comm Flat |  | 0 | 0 | Commercial_HVAC_Control
12369 | Commercial HVAC Rebates | Supply Fan VFD and Controller - RTU - Heat Pump - 5500 to 6500 Hrs | Supply fan variable frequency drive and economizer controller for heat pump rooftop unit: 5500 to 6500 annual hours | Controls | HVAC Control | HVAC Control | 1 | 2019-01-01 | 2020-12-31 | 538 |  |  |  | kWh | per ton | RTF-deemed |  | 150 |  | 225.2 |  | Full | 15 |  | Comm Flat |  | 0 | 0 | Commercial_HVAC_Control
12370 | Commercial HVAC Rebates | Supply Fan VFD and Controller - RTU - Heat Pump - 6500 to 7500 Hrs | Supply fan variable frequency drive and economizer controller for heat pump rooftop unit: 6500 to 7500 annual hours | Controls | HVAC Control | HVAC Control | 1 | 2019-01-01 | 2020-12-31 | 627 |  |  |  | kWh | per ton | RTF-deemed |  | 150 |  | 225.2 |  | Full | 15 |  | Comm Flat |  | 0 | 0 | Commercial_HVAC_Control
12371 | Commercial HVAC Rebates | Supply Fan VFD and Controller - RTU - Heat Pump - 7500 to 8760 Hrs | Supply fan variable frequency drive and economizer controller for heat pump rooftop unit: 7500 to 8760 annual hours | Controls | HVAC Control | HVAC Control | 1 | 2019-01-01 | 2020-12-31 | 729 |  |  |  | kWh | per ton | RTF-deemed |  | 150 |  | 225.2 |  | Full | 15 |  | Comm Flat |  | 0 | 0 | Commercial_HVAC_Control
12343 | Commercial HVAC Rebates | Supply Fan VFD and Controller - with DCV - RTU - Gas Pack - 1500 to 2500 Hrs - C | Supply fan variable frequency drive and economizer controller with demand control ventilation for gas pack rooftop unit: 1500 to 2500 annual hours: dual fuel customer | Controls | HVAC Control | HVAC Control | 1 | 2019-01-01 | 2020-12-31 | 516 |  | 15.2 |  | Dual | per ton | RTF-deemed |  | 225 | 50 | 0 | 387.91 | Full | 15 |  | Comm Flat | Comm Flat | 0 | 0 | Commercial_HVAC_Control
12388 | Commercial HVAC Rebates | Supply Fan VFD and Controller - with DCV - RTU - Gas Pack - 1500 to 2500 Hrs - EO | Supply fan variable frequency drive and economizer controller with demand control ventilation for gas pack rooftop unit: 1500 to 2500 annual hours: electric-only customer | Controls | HVAC Control | HVAC Control | 1 | 2019-01-01 | 2020-12-31 | 516 |  |  |  | kWh | per ton | RTF-deemed |  | 225 |  | 312.91 |  | Full | 15 |  | Comm Flat |  | 0 | 0 | Commercial_HVAC_Control
12335 | Commercial HVAC Rebates | Supply Fan VFD and Controller - with DCV - RTU - Gas Pack - 1500 to 2500 Hrs - GO | Supply fan variable frequency drive and economizer controller with demand control ventilation for gas pack rooftop unit: 1500 to 2500 annual hours: natural gas customer | Controls | HVAC Control | HVAC Control | 1 | 2019-01-01 | 2020-12-31 |  |  | 15.2 |  | Therm | per ton | RTF-deemed |  |  | 50 |  | 91.13 | Full | 15 |  | Comm Flat |  | 0 | 0 | Commercial_HVAC_Control
12344 | Commercial HVAC Rebates | Supply Fan VFD and Controller - with DCV - RTU - Gas Pack - 2500 to 3500 Hrs - C | Supply fan variable frequency drive and economizer controller with demand control ventilation for gas pack rooftop unit: 2500 to 3500 annual hours: dual fuel customer | Controls | HVAC Control | HVAC Control | 1 | 2019-01-01 | 2020-12-31 | 615 |  | 15.2 |  | Dual | per ton | RTF-deemed |  | 225 | 50 | 0 | 387.91 | Full | 15 |  | Comm Flat | Comm Flat | 0 | 0 | Commercial_HVAC_Control
12389 | Commercial HVAC Rebates | Supply Fan VFD and Controller - with DCV - RTU - Gas Pack - 2500 to 3500 Hrs - EO | Supply fan variable frequency drive and economizer controller with demand control ventilation for gas pack rooftop unit: 2500 to 3500 annual hours: electric-only customer | Controls | HVAC Control | HVAC Control | 1 | 2019-01-01 | 2020-12-31 | 615 |  |  |  | kWh | per ton | RTF-deemed |  | 225 |  | 312.91 |  | Full | 15 |  | Comm Flat |  | 0 | 0 | Commercial_HVAC_Control
12336 | Commercial HVAC Rebates | Supply Fan VFD and Controller - with DCV - RTU - Gas Pack - 2500 to 3500 Hrs - GO | Supply fan variable frequency drive and economizer controller with demand control ventilation for gas pack rooftop unit: 2500 to 3500 annual hours: natural gas customer | Controls | HVAC Control | HVAC Control | 1 | 2019-01-01 | 2020-12-31 |  |  | 15.2 |  | Therm | per ton | RTF-deemed |  |  | 50 |  | 79.47 | Full | 15 |  | Comm Flat |  | 0 | 0 | Commercial_HVAC_Control
12345 | Commercial HVAC Rebates | Supply Fan VFD and Controller - with DCV - RTU - Gas Pack - 3500 to 4500 Hrs - C | Supply fan variable frequency drive and economizer controller with demand control ventilation for gas pack rooftop unit: 3500 to 4500 annual hours: dual fuel customer | Controls | HVAC Control | HVAC Control | 1 | 2019-01-01 | 2020-12-31 | 714 |  | 15.2 |  | Dual | per ton | RTF-deemed |  | 225 | 50 | 0 | 387.91 | Full | 15 |  | Comm Flat | Comm Flat | 0 | 0 | Commercial_HVAC_Control
12390 | Commercial HVAC Rebates | Supply Fan VFD and Controller - with DCV - RTU - Gas Pack - 3500 to 4500 Hrs - EO | Supply fan variable frequency drive and economizer controller with demand control ventilation for gas pack rooftop unit: 3500 to 4500 annual hours: electric-only customer | Controls | HVAC Control | HVAC Control | 1 | 2019-01-01 | 2020-12-31 | 714 |  |  |  | kWh | per ton | RTF-deemed |  | 225 |  | 312.91 |  | Full | 15 |  | Comm Flat |  | 0 | 0 | Commercial_HVAC_Control
12337 | Commercial HVAC Rebates | Supply Fan VFD and Controller - with DCV - RTU - Gas Pack - 3500 to 4500 Hrs - GO | Supply fan variable frequency drive and economizer controller with demand control ventilation for gas pack rooftop unit: 3500 to 4500 annual hours: natural gas customer | Controls | HVAC Control | HVAC Control | 1 | 2019-01-01 | 2020-12-31 |  |  | 15.2 |  | Therm | per ton | RTF-deemed |  |  | 50 |  | 70.45 | Full | 15 |  | Comm Flat |  | 0 | 0 | Commercial_HVAC_Control
12346 | Commercial HVAC Rebates | Supply Fan VFD and Controller - with DCV - RTU - Gas Pack - 4500 to 5500 Hrs - C | Supply fan variable frequency drive and economizer controller with demand control ventilation for gas pack rooftop unit: 4500 to 5500 annual hours: dual fuel customer | Controls | HVAC Control | HVAC Control | 1 | 2019-01-01 | 2020-12-31 | 812 |  | 15.2 |  | Dual | per ton | RTF-deemed |  | 225 | 50 | 0 | 387.91 | Full | 15 |  | Comm Flat | Comm Flat | 0 | 0 | Commercial_HVAC_Control
12391 | Commercial HVAC Rebates | Supply Fan VFD and Controller - with DCV - RTU - Gas Pack - 4500 to 5500 Hrs - EO | Supply fan variable frequency drive and economizer controller with demand control ventilation for gas pack rooftop unit: 4500 to 5500 annual hours: electric-only customer | Controls | HVAC Control | HVAC Control | 1 | 2019-01-01 | 2020-12-31 | 812 |  |  |  | kWh | per ton | RTF-deemed |  | 225 |  | 312.91 |  | Full | 15 |  | Comm Flat |  | 0 | 0 | Commercial_HVAC_Control
12338 | Commercial HVAC Rebates | Supply Fan VFD and Controller - with DCV - RTU - Gas Pack - 4500 to 5500 Hrs - GO | Supply fan variable frequency drive and economizer controller with demand control ventilation for gas pack rooftop unit: 4500 to 5500 annual hours: natural gas customer | Controls | HVAC Control | HVAC Control | 1 | 2019-01-01 | 2020-12-31 |  |  | 15.2 |  | Therm | per ton | RTF-deemed |  |  | 50 |  | 63.34 | Full | 15 |  | Comm Flat |  | 0 | 0 | Commercial_HVAC_Control
12342 | Commercial HVAC Rebates | Supply Fan VFD and Controller - with DCV - RTU - Gas Pack - 500 to 1500 Hrs - C | Supply fan variable frequency drive and economizer controller with demand control ventilation for gas pack rooftop unit: 500 to 1500 annual hours; dual fuel customer | Controls | HVAC Control | HVAC Control | 1 | 2019-01-01 | 2020-12-31 | 418 |  | 15.2 |  | Dual | per ton | RTF-deemed |  | 225 | 50 | 0 | 387.91 | Full | 15 |  | Comm Flat | Comm Flat | 0 | 0 | Commercial_HVAC_Control
12387 | Commercial HVAC Rebates | Supply Fan VFD and Controller - with DCV - RTU - Gas Pack - 500 to 1500 Hrs - EO | Supply fan variable frequency drive and economizer controller with demand control ventilation for gas pack rooftop unit: 500 to 1500 annual hours; electric-only customer | Controls | HVAC Control | HVAC Control | 1 | 2019-01-01 | 2020-12-31 | 418 |  |  |  | kWh | per ton | RTF-deemed |  | 225 |  | 312.91 |  | Full | 15 |  | Comm Flat |  | 0 | 0 | Commercial_HVAC_Control
12395 | Commercial HVAC Rebates | Supply Fan VFD and Controller - with DCV - RTU - Gas Pack - 500 to 1500 Hrs - GO | Supply fan variable frequency drive and economizer controller with demand control ventilation for gas pack rooftop unit: 500 to 1500 annual hours; natural gas customer | Controls | HVAC Control | HVAC Control | 1 | 2019-01-01 | 2020-12-31 |  |  | 15.2 |  | Therm | per ton | RTF-deemed |  |  | 50 |  | 106.63 | Full | 15 |  | Comm Flat |  | 0 | 0 | Commercial_HVAC_Control
12347 | Commercial HVAC Rebates | Supply Fan VFD and Controller - with DCV - RTU - Gas Pack - 5500 to 6500 Hrs - C | Supply fan variable frequency drive and economizer controller with demand control ventilation for gas pack rooftop unit: 5500 to 6500 annual hours: dual fuel customer | Controls | HVAC Control | HVAC Control | 1 | 2019-01-01 | 2020-12-31 | 911 |  | 15.2 |  | Dual | per ton | RTF-deemed |  | 225 | 50 | 0 | 387.91 | Full | 15 |  | Comm Flat | Comm Flat | 0 | 0 | Commercial_HVAC_Control
12392 | Commercial HVAC Rebates | Supply Fan VFD and Controller - with DCV - RTU - Gas Pack - 5500 to 6500 Hrs - EO | Supply fan variable frequency drive and economizer controller with demand control ventilation for gas pack rooftop unit: 5500 to 6500 annual hours: electric-only customer | Controls | HVAC Control | HVAC Control | 1 | 2019-01-01 | 2020-12-31 | 911 |  |  |  | kWh | per ton | RTF-deemed |  | 225 |  | 312.91 |  | Full | 15 |  | Comm Flat |  | 0 | 0 | Commercial_HVAC_Control
12339 | Commercial HVAC Rebates | Supply Fan VFD and Controller - with DCV - RTU - Gas Pack - 5500 to 6500 Hrs - GO | Supply fan variable frequency drive and economizer controller with demand control ventilation for gas pack rooftop unit: 5500 to 6500 annual hours: natural gas customer | Controls | HVAC Control | HVAC Control | 1 | 2019-01-01 | 2020-12-31 |  |  | 15.2 |  | Therm | per ton | RTF-deemed |  |  | 50 |  | 57.47 | Full | 15 |  | Comm Flat |  | 0 | 0 | Commercial_HVAC_Control
12348 | Commercial HVAC Rebates | Supply Fan VFD and Controller - with DCV - RTU - Gas Pack - 6500 to 7500 Hrs - C | Supply fan variable frequency drive and economizer controller with demand control ventilation for gas pack rooftop unit: 6500 to 7500 annual hours: dual fuel customer | Controls | HVAC Control | HVAC Control | 1 | 2019-01-01 | 2020-12-31 | 1010 |  | 15.2 |  | Dual | per ton | RTF-deemed |  | 225 | 50 | 0 | 387.91 | Full | 15 |  | Comm Flat | Comm Flat | 0 | 0 | Commercial_HVAC_Control
12393 | Commercial HVAC Rebates | Supply Fan VFD and Controller - with DCV - RTU - Gas Pack - 6500 to 7500 Hrs - EO | Supply fan variable frequency drive and economizer controller with demand control ventilation for gas pack rooftop unit: 6500 to 7500 annual hours: electric-only customer | Controls | HVAC Control | HVAC Control | 1 | 2019-01-01 | 2020-12-31 | 1010 |  |  |  | kWh | per ton | RTF-deemed |  | 225 |  | 312.91 |  | Full | 15 |  | Comm Flat |  | 0 | 0 | Commercial_HVAC_Control
12340 | Commercial HVAC Rebates | Supply Fan VFD and Controller - with DCV - RTU - Gas Pack - 6500 to 7500 Hrs - GO | Supply fan variable frequency drive and economizer controller with demand control ventilation for gas pack rooftop unit: 6500 to 7500 annual hours: natural gas customer | Controls | HVAC Control | HVAC Control | 1 | 2019-01-01 | 2020-12-31 |  |  | 15.2 |  | Therm | per ton | RTF-deemed |  |  | 50 |  | 52.6 | Full | 15 |  | Comm Flat |  | 0 | 0 | Commercial_HVAC_Control
12349 | Commercial HVAC Rebates | Supply Fan VFD and Controller - with DCV - RTU - Gas Pack - 7500 to 8760 Hrs - C | Supply fan variable frequency drive and economizer controller with demand control ventilation for gas pack rooftop unit: 7500 to 8760 annual hours: dual fuel customer | Controls | HVAC Control | HVAC Control | 1 | 2019-01-01 | 2020-12-31 | 1121 |  | 15.2 |  | Dual | per ton | RTF-deemed |  | 225 | 50 | 0 | 387.91 | Full | 15 |  | Comm Flat | Comm Flat | 0 | 0 | Commercial_HVAC_Control
12394 | Commercial HVAC Rebates | Supply Fan VFD and Controller - with DCV - RTU - Gas Pack - 7500 to 8760 Hrs - EO | Supply fan variable frequency drive and economizer controller with demand control ventilation for gas pack rooftop unit: 7500 to 8760 annual hours: electric-only customer | Controls | HVAC Control | HVAC Control | 1 | 2019-01-01 | 2020-12-31 | 1121 |  |  |  | kWh | per ton | RTF-deemed |  | 225 |  | 312.91 |  | Full | 15 |  | Comm Flat |  | 0 | 0 | Commercial_HVAC_Control
12341 | Commercial HVAC Rebates | Supply Fan VFD and Controller - with DCV - RTU - Gas Pack - 7500 to 8760 Hrs - GO | Supply fan variable frequency drive and economizer controller with demand control ventilation for gas pack rooftop unit: 7500 to 8760 annual hours: natural gas customer | Controls | HVAC Control | HVAC Control | 1 | 2019-01-01 | 2020-12-31 |  |  | 15.2 |  | Therm | per ton | RTF-deemed |  |  | 50 |  | 48.08 | Full | 15 |  | Comm Flat |  | 0 | 0 | Commercial_HVAC_Control
12380 | Commercial HVAC Rebates | Supply Fan VFD and Controller - with DCV - RTU - Heat Pump - 1500 to 2500 Hrs | Supply fan variable frequency drive and economizer controller with demand control ventilation for heat pump rooftop unit: 1500 to 2500 hrs | Controls | HVAC Control | HVAC Control | 1 | 2019-01-01 | 2020-12-31 | 669 |  |  |  | kWh | per ton | RTF-deemed |  | 225 |  | 312.91 |  | Full | 15 |  | Comm Flat |  | 0 | 0 | Commercial_HVAC_Control
12381 | Commercial HVAC Rebates | Supply Fan VFD and Controller - with DCV - RTU - Heat Pump - 2500 to 3500 Hrs | Supply fan variable frequency drive and economizer controller with demand control ventilation for heat pump rooftop unit: 2500 to 3500 hrs | Controls | HVAC Control | HVAC Control | 1 | 2019-01-01 | 2020-12-31 | 767 |  |  |  | kWh | per ton | RTF-deemed |  | 225 |  | 312.91 |  | Full | 15 |  | Comm Flat |  | 0 | 0 | Commercial_HVAC_Control
12382 | Commercial HVAC Rebates | Supply Fan VFD and Controller - with DCV - RTU - Heat Pump - 3500 to 4500 Hrs | Supply fan variable frequency drive and economizer controller with demand control ventilation for heat pump rooftop unit: 3500 to 4500 hrs | Controls | HVAC Control | HVAC Control | 1 | 2019-01-01 | 2020-12-31 | 866 |  |  |  | kWh | per ton | RTF-deemed |  | 225 |  | 312.91 |  | Full | 15 |  | Comm Flat |  | 0 | 0 | Commercial_HVAC_Control
12383 | Commercial HVAC Rebates | Supply Fan VFD and Controller - with DCV - RTU - Heat Pump - 4500 to 5500 Hrs | Supply fan variable frequency drive and economizer controller with demand control ventilation for heat pump rooftop unit: 4500 to 5500 hrs | Controls | HVAC Control | HVAC Control | 1 | 2019-01-01 | 2020-12-31 | 965 |  |  |  | kWh | per ton | RTF-deemed |  | 225 |  | 312.91 |  | Full | 15 |  | Comm Flat |  | 0 | 0 | Commercial_HVAC_Control
12379 | Commercial HVAC Rebates | Supply Fan VFD and Controller - with DCV - RTU - Heat Pump - 500 to 1500 Hrs | Supply fan variable frequency drive and economizer controller with demand control ventilation for heat pump rooftop unit: 500 to 1500 annual hours | Controls | HVAC Control | HVAC Control | 1 | 2019-01-01 | 2020-12-31 | 570 |  |  |  | kWh | per ton | RTF-deemed |  | 225 |  | 312.91 |  | Full | 15 |  | Comm Flat |  | 0 | 0 | Commercial_HVAC_Control
12384 | Commercial HVAC Rebates | Supply Fan VFD and Controller - with DCV - RTU - Heat Pump - 5500 to 6500 Hrs | Supply fan variable frequency drive and economizer controller with demand control ventilation for heat pump rooftop unit: 5500 to 6500 hrs | Controls | HVAC Control | HVAC Control | 1 | 2019-01-01 | 2020-12-31 | 1063 |  |  |  | kWh | per ton | RTF-deemed |  | 225 |  | 312.91 |  | Full | 15 |  | Comm Flat |  | 0 | 0 | Commercial_HVAC_Control
12385 | Commercial HVAC Rebates | Supply Fan VFD and Controller - with DCV - RTU - Heat Pump - 6500 to 7500 Hrs | Supply fan variable frequency drive and economizer controller with demand control ventilation for heat pump rooftop unit: 6500 to 7500 hrs | Controls | HVAC Control | HVAC Control | 1 | 2019-01-01 | 2020-12-31 | 1162 |  |  |  | kWh | per ton | RTF-deemed |  | 225 |  | 312.91 |  | Full | 15 |  | Comm Flat |  | 0 | 0 | Commercial_HVAC_Control
12386 | Commercial HVAC Rebates | Supply Fan VFD and Controller - with DCV - RTU - Heat Pump - 7500 to 8760 Hrs | Supply fan variable frequency drive and economizer controller with demand control ventilation for heat pump rooftop unit: 7500 to 8760 hrs | Controls | HVAC Control | HVAC Control | 1 | 2019-01-01 | 2020-12-31 | 1273 |  |  |  | kWh | per ton | RTF-deemed |  | 225 |  | 312.91 |  | Full | 15 |  | Comm Flat |  | 0 | 0 | Commercial_HVAC_Control
12356 | Commercial HVAC Rebates | Thermostat - Web Enabled - ER Heating - Comm | Commercial use web-enabled thermostat: electric resistance heating | Controls | Thermostat | Web-Enabled Thermostat | 1 | 2019-01-01 |  | 188 |  |  |  | kWh | varies | RTF-deemed |  | 200 |  | 69.6 |  | Full | 10 |  | Comm Space Heat |  | 0 | 0 | Thermostat
12350 | Commercial HVAC Rebates | Thermostat - Web Enabled - ER Heating - Comm - Grocery | Commercial use web-enabled thermostat: electric resistance heating; installed in grocery | Controls | Thermostat | Web-Enabled Thermostat | 1 | 2019-01-01 |  | 501 |  |  |  | kWh | varies | RTF-deemed |  | 200 |  | 69.6 |  | Full | 10 |  | Comm Space Heat |  | 0 | 0 | Thermostat
12359 | Commercial HVAC Rebates | Thermostat - Web Enabled - ER Heating - wo AC - Comm | Commercial use web-enabled thermostat: electric resistance heating without air conditioning | Controls | Thermostat | Web-Enabled Thermostat | 1 | 2019-01-01 |  | 183 |  |  |  | kWh | varies | RTF-deemed |  | 200 |  | 69.6 |  | Full | 10 |  | Comm Space Heat |  | 0 | 0 | Thermostat
12353 | Commercial HVAC Rebates | Thermostat - Web Enabled - ER Heating - wo AC - Comm - Grocery | Commercial use web-enabled thermostat: electric resistance heating without air conditioning; installed in grocery | Controls | Thermostat | Web-Enabled Thermostat | 1 | 2019-01-01 |  | 499 |  |  |  | kWh | varies | RTF-deemed |  | 200 |  | 69.6 |  | Full | 10 |  | Comm Space Heat |  | 0 | 0 | Thermostat
12358 | Commercial HVAC Rebates | Thermostat - Web Enabled - GP Heating - Comm | Commercial use web-enabled thermostat: gas pack heating | Controls | Thermostat | Web-Enabled Thermostat | 1 | 2019-01-01 |  | 51 |  | 6 |  | Dual | varies | RTF-deemed |  | 200 | 0 | 69.6 | 0 | Full | 10 |  | Comm Space Heat | Comm Space Heat | 0 | 0 | Thermostat
12352 | Commercial HVAC Rebates | Thermostat - Web Enabled - GP Heating - Comm - Grocery | Commercial use web-enabled thermostat: gas pack heating; installed in grocery | Controls | Thermostat | Web-Enabled Thermostat | 1 | 2019-01-01 |  | 108 |  | 18 |  | Dual | varies | RTF-deemed |  | 200 | 0 | 69.6 | 0 | Full | 10 |  | Comm Space Heat | Comm Space Heat | 0 | 0 | Thermostat
12361 | Commercial HVAC Rebates | Thermostat - Web Enabled - GP Heating - wo AC - Comm | Commercial use web-enabled thermostat: gas pack heating without air conditioning | Controls | Thermostat | Web-Enabled Thermostat | 1 | 2019-01-01 |  | 47 |  | 6 |  | Dual | varies | RTF-deemed |  | 200 | 0 | 69.6 | 0 | Full | 10 |  | Comm Space Heat | Comm Space Heat | 0 | 0 | Thermostat
12355 | Commercial HVAC Rebates | Thermostat - Web Enabled - GP Heating - wo AC - Comm - Grocery | Commercial use web-enabled thermostat: gas pack heating without air conditioning; installed in grocery | Controls | Thermostat | Web-Enabled Thermostat | 1 | 2019-01-01 |  | 106 |  | 18 |  | Dual | varies | RTF-deemed |  | 200 | 0 | 69.6 | 0 | Full | 10 |  | Comm Space Heat | Comm Space Heat | 0 | 0 | Thermostat
12357 | Commercial HVAC Rebates | Thermostat - Web Enabled - HP Heating - Comm | Commercial use web-enabled thermostat: heat pump heating | Controls | Thermostat | Web-Enabled Thermostat | 1 | 2019-01-01 |  | 116 |  |  |  | kWh | varies | RTF-deemed |  | 200 |  | 69.6 |  | Full | 10 |  | Comm Space Heat |  | 0 | 0 | Thermostat
12351 | Commercial HVAC Rebates | Thermostat - Web Enabled - HP Heating - Comm - Grocery | Commercial use web-enabled thermostat: heat pump heating; installed in grocery | Controls | Thermostat | Web-Enabled Thermostat | 1 | 2019-01-01 |  | 295 |  |  |  | kWh | varies | RTF-deemed |  | 200 |  | 69.6 |  | Full | 10 |  | Comm Space Heat |  | 0 | 0 | Thermostat
12360 | Commercial HVAC Rebates | Thermostat - Web Enabled - HP Heating - wo AC - Comm | Commercial use web-enabled thermostat: heat pump heating without air conditioning | Controls | Thermostat | Web-Enabled Thermostat | 1 | 2019-01-01 |  | 112 |  |  |  | kWh | varies | RTF-deemed |  | 200 |  | 69.6 |  | Full | 10 |  | Comm Space Heat |  | 0 | 0 | Thermostat
12354 | Commercial HVAC Rebates | Thermostat - Web Enabled - HP Heating - wo AC - Comm - Grocery | Commercial use web-enabled thermostat: heat pump heating without air conditioning; installed in grocery | Controls | Thermostat | Web-Enabled Thermostat | 1 | 2019-01-01 |  | 293 |  |  |  | kWh | varies | RTF-deemed |  | 200 |  | 69.6 |  | Full | 10 |  | Comm Space Heat |  | 0 | 0 | Thermostat
10067 | Commercial Industrial New Construction | Adjustment - EME - Custom | Custom measure for engineering adjustment | Other | Other | Other | 1 | 2012-01-01 | [5 empty] | Dual | calculated | Custom | [6 empty] | 2 | [5 empty] | Custom_Grant
10067 | Commercial Industrial New Construction | Adjustment - EME - Custom | Custom measure for engineering adjustment | Other | Other | Other | 1 | 2012-01-01 | [5 empty] | Dual | calculated | Custom | [6 empty] | 2 | [5 empty] | Custom_Grant
10073 | Commercial Industrial New Construction | Boiler - Hot Water - Custom | Custom water heating measure: hot water boiler | HVAC | HVAC Boiler | HVAC Boiler | 1 | 2012-01-01 | [5 empty] | Dual | calculated | Custom | [6 empty] | 24 | [5 empty] | Custom_Grant
10073 | Commercial Industrial New Construction | Boiler - Hot Water - Custom | Custom water heating measure: hot water boiler | HVAC | HVAC Boiler | HVAC Boiler | 1 | 2012-01-01 | [5 empty] | Dual | calculated | Custom | [6 empty] | 24 | [5 empty] | Custom_Grant
10075 | Commercial Industrial New Construction | Boiler - Steam - Custom | Custom HVAC measure: steam boiler | HVAC | HVAC Boiler | HVAC Boiler | 1 | 2012-01-01 | [5 empty] | Dual | calculated | Custom | [6 empty] | 30 | [5 empty] | Custom_Grant
10075 | Commercial Industrial New Construction | Boiler - Steam - Custom | Custom HVAC measure: steam boiler | HVAC | HVAC Boiler | HVAC Boiler | 1 | 2012-01-01 | [5 empty] | Dual | calculated | Custom | [6 empty] | 30 | [5 empty] | Custom_Grant
10072 | Commercial Industrial New Construction | Chiller - Custom | Custom chiller measure | Refrigeration | Refrigeration System | Refrigeration System | 1 | 2012-01-01 | [5 empty] | Dual | calculated | Custom | [6 empty] | 20 | [5 empty] | Custom_Grant
10072 | Commercial Industrial New Construction | Chiller - Custom | Custom chiller measure | Refrigeration | Refrigeration System | Refrigeration System | 1 | 2012-01-01 | [5 empty] | Dual | calculated | Custom | [6 empty] | 20 | [5 empty] | Custom_Grant
10040 | Commercial Industrial New Construction | Combined Heat and Power - Custom | Custom combined measure: heat and power | Combined | Combined | Combined | 1 | 2012-01-01 | [5 empty] | Dual | calculated | Custom | [6 empty] | 15 | [5 empty] | Custom_Grant
10040 | Commercial Industrial New Construction | Combined Heat and Power - Custom | Custom combined measure: heat and power | Combined | Combined | Combined | 1 | 2012-01-01 | [5 empty] | Dual | calculated | Custom | [6 empty] | 15 | [5 empty] | Custom_Grant
11930 | Commercial Industrial New Construction | Commissioning - Custom | Custom measure for commissioning | Energy Performance | Optimization | Optimization | 1 | 2012-01-01 | [5 empty] | Dual | calculated | Custom | [6 empty] | 7 | [5 empty] | Custom_Grant
11930 | Commercial Industrial New Construction | Commissioning - Custom | Custom measure for commissioning | Energy Performance | Optimization | Optimization | 1 | 2012-01-01 | [5 empty] | Dual | calculated | Custom | [6 empty] | 7 | [5 empty] | Custom_Grant
10061 | Commercial Industrial New Construction | Compressed Air System - Custom | Custom measure: compressed air system | Compressed Air | Compressed Air | Compressed Air | 1 | 2012-01-01 | [5 empty] | Dual | calculated | Custom | [6 empty] | 10 | [5 empty] | Custom_Grant
10061 | Commercial Industrial New Construction | Compressed Air System - Custom | Custom measure: compressed air system | Compressed Air | Compressed Air | Compressed Air | 1 | 2012-01-01 | [5 empty] | Dual | calculated | Custom | [6 empty] | 10 | [5 empty] | Custom_Grant
10071 | Commercial Industrial New Construction | Compressor or Dryer or Receiver - Custom | Custom compressed air measure: compressor, dryer, or receiver | Compressed Air | Compressed Air | Compressed Air | 1 | 2012-01-01 | [5 empty] | Dual | calculated | Custom | [6 empty] | 15 | [5 empty] | Custom_Grant
10071 | Commercial Industrial New Construction | Compressor or Dryer or Receiver - Custom | Custom compressed air measure: compressor, dryer, or receiver | Compressed Air | Compressed Air | Compressed Air | 1 | 2012-01-01 | [5 empty] | Dual | calculated | Custom | [6 empty] | 15 | [5 empty] | Custom_Grant
10043 | Commercial Industrial New Construction | Data Center - Cooling - Custom | Custom data center measure: cooling | Data Center | Data Center | Data Center | 1 | 2012-01-01 | [5 empty] | Dual | calculated | Custom | [6 empty] | 15 | [5 empty] | Custom_Grant
10043 | Commercial Industrial New Construction | Data Center - Cooling - Custom | Custom data center measure: cooling | Data Center | Data Center | Data Center | 1 | 2012-01-01 | [5 empty] | Dual | calculated | Custom | [6 empty] | 15 | [5 empty] | Custom_Grant
10044 | Commercial Industrial New Construction | Data Center - Low Cost - Custom | Custom data center measure: low cost | Data Center | Data Center | Data Center | 1 | 2012-01-01 | [5 empty] | Dual | calculated | Custom | [6 empty] | 5 | [5 empty] | Custom_Grant
10044 | Commercial Industrial New Construction | Data Center - Low Cost - Custom | Custom data center measure: low cost | Data Center | Data Center | Data Center | 1 | 2012-01-01 | [5 empty] | Dual | calculated | Custom | [6 empty] | 5 | [5 empty] | Custom_Grant
11862 | Commercial Industrial New Construction | Data Center - UPS - Custom | Custom data center measure: uninterruptible power supply | Data Center | Data Center | Data Center | 1 | 2012-01-01 | [5 empty] | Dual | calculated | Custom | [6 empty] | 10 | [5 empty] | Custom_Grant
11862 | Commercial Industrial New Construction | Data Center - UPS - Custom | Custom data center measure: uninterruptible power supply | Data Center | Data Center | Data Center | 1 | 2012-01-01 | [5 empty] | Dual | calculated | Custom | [6 empty] | 10 | [5 empty] | Custom_Grant
11757 | Commercial Industrial New Construction | Data Center - Virtual Server - Custom | Custom data center measure: virtual server | Data Center | Data Center | Data Center | 1 | 2012-01-01 | [5 empty] | Dual | calculated | Custom | [6 empty] | 7 | [5 empty] | Custom_Grant
10046 | Commercial Industrial New Construction | Energy Recovery System - Custom | Custom measure: energy recovery system | Energy Performance | Energy Recovery | Energy Recovery | 1 | 2012-01-01 | [5 empty] | Dual | calculated | Custom | [6 empty] | 15 | [5 empty] | Custom_Grant
10046 | Commercial Industrial New Construction | Energy Recovery System - Custom | Custom measure: energy recovery system | Energy Performance | Energy Recovery | Energy Recovery | 1 | 2012-01-01 | [5 empty] | Dual | calculated | Custom | [6 empty] | 15 | [5 empty] | Custom_Grant
10058 | Commercial Industrial New Construction | Fan - VFD - Custom | Custom VFD measure: fan | Motors | Variable Frequency Drive | VFD Fan | 1 | 2012-01-01 | [5 empty] | Dual | calculated | Custom | [6 empty] | 15 | [5 empty] | Custom_Grant
10058 | Commercial Industrial New Construction | Fan - VFD - Custom | Custom VFD measure: fan | Motors | Variable Frequency Drive | VFD Fan | 1 | 2012-01-01 | [5 empty] | Dual | calculated | Custom | [6 empty] | 15 | [5 empty] | Custom_Grant
12572 | Commercial Industrial New Construction | Fan or Blower - Custom | Custom measure for fan or blower | Motors | Fan System | Fan System | 1 | 2019-01-01 | [5 empty] | Dual | calculated | Custom | [6 empty] | 5 | [5 empty] | Custom_Grant
10257 | Commercial Industrial New Construction | Field Services - Custom | Custom measure: field services | Behavior | Energy Efficiency Adoption | Energy Efficiency Adoption | 1 | 2012-01-01 | [5 empty] | Dual | calculated | Custom | [6 empty] | 5 | [5 empty] | Custom_Grant
10258 | Commercial Industrial New Construction | Generic Measure - Custom | Generic custom measure | Other | Other | Other | 1 | 2012-01-01 | [5 empty] | Dual | calculated | Custom | [6 empty] | 15 | [5 empty] | Custom_Grant
10258 | Commercial Industrial New Construction | Generic Measure - Custom | Generic custom measure | Other | Other | Other | 1 | 2012-01-01 | [5 empty] | Dual | calculated | Custom | [6 empty] | 15 | [5 empty] | Custom_Grant
11962 | Commercial Industrial New Construction | Generic Measure - Prescriptive | Generic prescriptive measure | Other | Other | Other | 1 | 2012-01-01 | [5 empty] | Dual | [14 empty] | Custom_Grant
11962 | Commercial Industrial New Construction | Generic Measure - Prescriptive | Generic prescriptive measure | Other | Other | Other | 1 | 2012-01-01 | [5 empty] | Dual | [14 empty] | Custom_Grant
10054 | Commercial Industrial New Construction | HVAC - Central Equipment - Custom | Custom HVAC measure: central equipment | HVAC | Central Equipment | Central Equipment | 1 | 2012-01-01 | [5 empty] | Dual | calculated | Custom | [6 empty] | 15 | [5 empty] | Custom_Grant
10054 | Commercial Industrial New Construction | HVAC - Central Equipment - Custom | Custom HVAC measure: central equipment | HVAC | Central Equipment | Central Equipment | 1 | 2012-01-01 | [5 empty] | Dual | calculated | Custom | [6 empty] | 15 | [5 empty] | Custom_Grant
10039 | Commercial Industrial New Construction | HVAC - Other - Custom | Custom HVAC measure: other | HVAC | HVAC System | HVAC System | 1 | 2012-01-01 | [5 empty] | Dual | calculated | Custom | [6 empty] | 15 | [5 empty] | Custom_Grant
10039 | Commercial Industrial New Construction | HVAC - Other - Custom | Custom HVAC measure: other | HVAC | HVAC System | HVAC System | 1 | 2012-01-01 | [5 empty] | Dual | calculated | Custom | [6 empty] | 15 | [5 empty] | Custom_Grant
12308 | Commercial Industrial New Construction | HVAC - VRF - Custom | Custom variable refrigerant flow measure | HVAC | HVAC System | HVAC System | 1 | 2019-01-01 | [5 empty] | Dual | calculated | Custom | [6 empty] | 20 | [5 empty] | Custom_Grant
10049 | Commercial Industrial New Construction | HVAC Control - Base - Custom | Custom HVAC control measure: base | Controls | HVAC Control | HVAC Control | 1 | 2012-01-01 | [5 empty] | Dual | calculated | Custom | [6 empty] | 10 | [5 empty] | Custom_Grant
10049 | Commercial Industrial New Construction | HVAC Control - Base - Custom | Custom HVAC control measure: base | Controls | HVAC Control | HVAC Control | 1 | 2012-01-01 | [5 empty] | Dual | calculated | Custom | [6 empty] | 10 | [5 empty] | Custom_Grant
10057 | Commercial Industrial New Construction | HVAC Control - Only - Custom | Custom HVAC control measure: only | Controls | HVAC Control | HVAC Control | 1 | 2012-01-01 | [5 empty] | Dual | calculated | Custom | [6 empty] | 10 | [5 empty] | Custom_Grant
10057 | Commercial Industrial New Construction | HVAC Control - Only - Custom | Custom HVAC control measure: only | Controls | HVAC Control | HVAC Control | 1 | 2012-01-01 | [5 empty] | Dual | calculated | Custom | [6 empty] | 10 | [5 empty] | Custom_Grant
11912 | Commercial Industrial New Construction | HVAC Control - Performance - Custom | Custom HVAC control measure: performance | Controls | HVAC Control | HVAC Control | 1 | 2012-01-01 | [5 empty] | Dual | calculated | Custom | [6 empty] | 10 | [5 empty] | Custom_Grant
11912 | Commercial Industrial New Construction | HVAC Control - Performance - Custom | Custom HVAC control measure: performance | Controls | HVAC Control | HVAC Control | 1 | 2012-01-01 | [5 empty] | Dual | calculated | Custom | [6 empty] | 10 | [5 empty] | Custom_Grant
10037 | Commercial Industrial New Construction | Insulation - Building Shell - Custom | Custom insulation measure: attic, wall, and floor | Weatherization | Insulation | Building Shell | 1 | 2012-01-01 | [5 empty] | Dual | calculated | Custom | [6 empty] | 24 | [5 empty] | Custom_Grant
10037 | Commercial Industrial New Construction | Insulation - Building Shell - Custom | Custom insulation measure: attic, wall, and floor | Weatherization | Insulation | Building Shell | 1 | 2012-01-01 | [5 empty] | Dual | calculated | Custom | [6 empty] | 24 | [5 empty] | Custom_Grant
10038 | Commercial Industrial New Construction | Insulation - Exterior Roof - Custom | Custom insulation measure: exterior roof | Weatherization | Insulation | Exterior | 1 | 2012-01-01 | [5 empty] | Dual | calculated | Custom | [6 empty] | 15 | [5 empty] | Custom_Grant
10038 | Commercial Industrial New Construction | Insulation - Exterior Roof - Custom | Custom insulation measure: exterior roof | Weatherization | Insulation | Exterior | 1 | 2012-01-01 | [5 empty] | Dual | calculated | Custom | [6 empty] | 15 | [5 empty] | Custom_Grant
12323 | Commercial Industrial New Construction | Lighting - Base - Custom | Base custom lighting measure | Lighting | Area Lighting | General Lighting | 1 | 2019-01-01 | [5 empty] | Dual | calculated | Custom | [5 empty] | Full | 20 | [5 empty] | Custom_Grant
10059 | Commercial Industrial New Construction | Lighting - Custom | Custom lighting measure | Lighting | Area Lighting | General Lighting | 1 | 2012-01-01 | [5 empty] | Dual | calculated | Custom | [5 empty] | Full | 20 | [5 empty] | Custom_Grant
10059 | Commercial Industrial New Construction | Lighting - Custom | Custom lighting measure | Lighting | Area Lighting | General Lighting | 1 | 2012-01-01 | [5 empty] | Dual | calculated | Custom | [5 empty] | Full | 20 | [5 empty] | Custom_Grant
12334 | Commercial Industrial New Construction | Lighting - Performance - Custom | Custom performance lighting measure | Controls | Lighting Control | Lighting Control | 1 | 2018-01-01 | [5 empty] | Dual | calculated | Custom | [5 empty] | Full | 10 | [5 empty] | Custom_Grant
10076 | Commercial Industrial New Construction | Lighting Power Density Reduction - Custom | Custom lighting measure: power density reduction | Lighting | Area Lighting | General Lighting | 1 | 2012-01-01 | [5 empty] | Dual | calculated | Custom | [6 empty] | 15 | [5 empty] | Custom_Grant
10076 | Commercial Industrial New Construction | Lighting Power Density Reduction - Custom | Custom lighting measure: power density reduction | Lighting | Area Lighting | General Lighting | 1 | 2012-01-01 | [5 empty] | Dual | calculated | Custom | [6 empty] | 15 | [5 empty] | Custom_Grant
10065 | Commercial Industrial New Construction | Motor - Custom | Custom motor measure | Motors | Motor | Motor | 1 | 2012-01-01 | [5 empty] | Dual | calculated | Custom | [6 empty] | 15 | [5 empty] | Custom_Grant
10065 | Commercial Industrial New Construction | Motor - Custom | Custom motor measure | Motors | Motor | Motor | 1 | 2012-01-01 | [5 empty] | Dual | calculated | Custom | [6 empty] | 15 | [5 empty] | Custom_Grant
10047 | Commercial Industrial New Construction | PC Power Management - Custom | Custom power management measure for personal computers | Energy Performance | Energy Reduction | Energy Reduction | 1 | 2012-01-01 | [5 empty] | Dual | calculated | Custom | [6 empty] | 10 | [5 empty] | Custom_Grant
10259 | Commercial Industrial New Construction | Performance Tracking System - Custom | Custom measure: performance tracking system | Energy Performance | Energy Tracking | Energy Tracking | 1 | 2012-01-01 | [5 empty] | Dual | calculated | Custom | [6 empty] | 0 | [5 empty] | Custom_Grant
10069 | Commercial Industrial New Construction | Post Occupancy Cx - Custom | Custom post-occupancy commissioning measure | Energy Performance | Optimization | Optimization | 1 | 2012-01-01 | [5 empty] | Dual | calculated | Custom | [6 empty] | 5 | [5 empty] | Custom_Grant
11913 | Commercial Industrial New Construction | Process - Control - Custom | Custom process control measure | Controls | Process Control | Process Control | 1 | 2012-01-01 | [5 empty] | Dual | calculated | Custom | [6 empty] | 10 | [5 empty] | Custom_Grant
11913 | Commercial Industrial New Construction | Process - Control - Custom | Custom process control measure | Controls | Process Control | Process Control | 1 | 2012-01-01 | [5 empty] | Dual | calculated | Custom | [6 empty] | 10 | [5 empty] | Custom_Grant
11914 | Commercial Industrial New Construction | Process - Modification - Custom | Custom process modification measure | Controls | Process Control | Process Control | 1 | 2012-01-01 | [5 empty] | Dual | calculated | Custom | [6 empty] | 15 | [5 empty] | Custom_Grant
11914 | Commercial Industrial New Construction | Process - Modification - Custom | Custom process modification measure | Controls | Process Control | Process Control | 1 | 2012-01-01 | [5 empty] | Dual | calculated | Custom | [6 empty] | 15 | [5 empty] | Custom_Grant
10068 | Commercial Industrial New Construction | Process Heating System - Custom | Custom measure for process heating system | HVAC | Process Heating | Process Heating | 1 | 2012-01-01 | [5 empty] | Dual | calculated | Custom | [6 empty] | 15 | [5 empty] | Custom_Grant
10068 | Commercial Industrial New Construction | Process Heating System - Custom | Custom measure for process heating system | HVAC | Process Heating | Process Heating | 1 | 2012-01-01 | [5 empty] | Dual | calculated | Custom | [6 empty] | 15 | [5 empty] | Custom_Grant
10066 | Commercial Industrial New Construction | Pump - Custom | Custom pump measure | Motors | Pump | Pump | 1 | 2012-01-01 | [5 empty] | Dual | calculated | Custom | [6 empty] | 15 | [5 empty] | Custom_Grant
10070 | Commercial Industrial New Construction | Pump - VFD - Custom | Custom VFD measure: pump | Motors | Variable Frequency Drive | VFD Pump | 1 | 2012-01-01 | [5 empty] | Dual | calculated | Custom | [6 empty] | 15 | [5 empty] | Custom_Grant
10070 | Commercial Industrial New Construction | Pump - VFD - Custom | Custom VFD measure: pump | Motors | Variable Frequency Drive | VFD Pump | 1 | 2012-01-01 | [5 empty] | Dual | calculated | Custom | [6 empty] | 15 | [5 empty] | Custom_Grant
12576 | Commercial Industrial New Construction | Pumps and Vacuums - Custom | Custom pump and vacuum measure | Motors | Pump | Pump | 1 | 2019-01-01 | [5 empty] | Dual | calculated | Custom | [6 empty] | 15 | [5 empty] | Custom_Grant
10261 | Commercial Industrial New Construction | Refrigeration - Custom | Custom refrigeration measure | Refrigeration | Refrigeration System | Refrigeration System | 1 | 2012-01-01 | [5 empty] | Dual | calculated | Custom | [6 empty] | 20 | [5 empty] | Custom_Grant
10261 | Commercial Industrial New Construction | Refrigeration - Custom | Custom refrigeration measure | Refrigeration | Refrigeration System | Refrigeration System | 1 | 2012-01-01 | [5 empty] | Dual | calculated | Custom | [6 empty] | 20 | [5 empty] | Custom_Grant
11931 | Commercial Industrial New Construction | RTU Control - Advanced - Custom | Custom advanced rooftop unit control measure | Controls | HVAC Control | HVAC Control | 1 | 2012-01-01 | [5 empty] | Dual | calculated | Custom | [6 empty] | 10 | [5 empty] | Custom_Grant
11931 | Commercial Industrial New Construction | RTU Control - Advanced - Custom | Custom advanced rooftop unit control measure | Controls | HVAC Control | HVAC Control | 1 | 2012-01-01 | [5 empty] | Dual | calculated | Custom | [6 empty] | 10 | [5 empty] | Custom_Grant
12054 | Commercial Industrial New Construction | RTU Control - Advanced - Prescriptive | Prescriptive advanced rooftop unit control measure | Controls | HVAC Control | HVAC Control | 1 | 2012-01-01 | [5 empty] | Dual | calculated | Custom | [6 empty] | 10 | [5 empty] | Custom_Grant
10056 | Commercial Industrial New Construction | Unitary Equipment - Custom | Custom HVAC measure: unitary equipment | HVAC | Unitary System | Unitary System | 1 | 2012-01-01 | [5 empty] | Dual | calculated | Custom | [6 empty] | 15 | [5 empty] | Custom_Grant
10056 | Commercial Industrial New Construction | Unitary Equipment - Custom | Custom HVAC measure: unitary equipment | HVAC | Unitary System | Unitary System | 1 | 2012-01-01 | [5 empty] | Dual | calculated | Custom | [6 empty] | 15 | [5 empty] | Custom_Grant
10042 | Commercial Industrial New Construction | Water Heater - Commercial - Custom | Custom commercial use water heater measure | Water Heating | Water Heater | Commercial Water Heater | 1 | 2012-01-01 | [5 empty] | Dual | calculated | Custom | [6 empty] | 15 | [5 empty] | Custom_Grant
10042 | Commercial Industrial New Construction | Water Heater - Commercial - Custom | Custom commercial use water heater measure | Water Heating | Water Heater | Commercial Water Heater | 1 | 2012-01-01 | [5 empty] | Dual | calculated | Custom | [6 empty] | 15 | [5 empty] | Custom_Grant
10055 | Commercial Industrial New Construction | Whole Building Design - Custom | Custom whole building design measure | Other | Other | Other | 1 | 2012-01-01 | [5 empty] | Dual | calculated | Custom | [6 empty] | 15 | [5 empty] | Custom_Grant
10055 | Commercial Industrial New Construction | Whole Building Design - Custom | Custom whole building design measure | Other | Other | Other | 1 | 2012-01-01 | [5 empty] | Dual | calculated | Custom | [6 empty] | 15 | [5 empty] | Custom_Grant
10041 | Commercial Industrial New Construction | Window - Custom | Custom window measure | Weatherization | Window | Custom Window | 1 | 2012-01-01 | [5 empty] | Dual | calculated | Custom | [6 empty] | 30 | [5 empty] | Custom_Grant
10041 | Commercial Industrial New Construction | Window - Custom | Custom window measure | Weatherization | Window | Custom Window | 1 | 2012-01-01 | [5 empty] | Dual | calculated | Custom | [6 empty] | 30 | [5 empty] | Custom_Grant
10067 | Commercial Industrial Retrofit | Adjustment - EME - Custom | Custom measure for engineering adjustment | Other | Other | Other | 1 | 2012-01-01 | [5 empty] | Dual | calculated | Custom | [6 empty] | 2 | [5 empty] | Custom_Grant
10067 | Commercial Industrial Retrofit | Adjustment - EME - Custom | Custom measure for engineering adjustment | Other | Other | Other | 1 | 2012-01-01 | [5 empty] | Dual | calculated | Custom | [6 empty] | 2 | [5 empty] | Custom_Grant
10073 | Commercial Industrial Retrofit | Boiler - Hot Water - Custom | Custom water heating measure: hot water boiler | HVAC | HVAC Boiler | HVAC Boiler | 1 | 2012-01-01 | [5 empty] | Dual | calculated | Custom | [6 empty] | 24 | [5 empty] | Custom_Grant
10073 | Commercial Industrial Retrofit | Boiler - Hot Water - Custom | Custom water heating measure: hot water boiler | HVAC | HVAC Boiler | HVAC Boiler | 1 | 2012-01-01 | [5 empty] | Dual | calculated | Custom | [6 empty] | 24 | [5 empty] | Custom_Grant
10075 | Commercial Industrial Retrofit | Boiler - Steam - Custom | Custom HVAC measure: steam boiler | HVAC | HVAC Boiler | HVAC Boiler | 1 | 2012-01-01 | [5 empty] | Dual | calculated | Custom | [6 empty] | 30 | [5 empty] | Custom_Grant
10075 | Commercial Industrial Retrofit | Boiler - Steam - Custom | Custom HVAC measure: steam boiler | HVAC | HVAC Boiler | HVAC Boiler | 1 | 2012-01-01 | [5 empty] | Dual | calculated | Custom | [6 empty] | 30 | [5 empty] | Custom_Grant
12829 | Commercial Industrial Retrofit | Building Tune Up - Base - Custom | Custom measure for building tune up: base | Energy Performance | Optimization | Optimization | 1 | 2020-01-01 | [5 empty] | Dual | calculated | Custom | [6 empty] | 5 | [5 empty] | Custom_Grant
12830 | Commercial Industrial Retrofit | Building Tune Up - Performance - Custom | Custom measure for building tune up: performance | Energy Performance | Optimization | Optimization | 1 | 2020-01-01 | [5 empty] | Dual | calculated | Custom | [6 empty] | 5 | [5 empty] | Custom_Grant
10060 | Commercial Industrial Retrofit | CBTU - Assessment Phase | Comprehensive building tune-up measure: assessment phase | Energy Performance | Optimization | Optimization | 1 | 2012-01-01 | [5 empty] | Dual | calculated | Custom | [6 empty] | 7 | [5 empty] | Custom_Grant
10063 | Commercial Industrial Retrofit | CBTU - Commissioning Phase | Comprehensive building tune-up measure: commissioning phase | Energy Performance | Optimization | Optimization | 1 | 2012-01-01 | [5 empty] | Dual | calculated | Custom | [6 empty] | 7 | [5 empty] | Custom_Grant
10064 | Commercial Industrial Retrofit | CBTU - Performance Phase | Comprehensive building tune-up measure: performance phase | Energy Performance | Optimization | Optimization | 1 | 2012-01-01 | [5 empty] | Dual | calculated | Custom | [6 empty] | 7 | [5 empty] | Custom_Grant
10072 | Commercial Industrial Retrofit | Chiller - Custom | Custom chiller measure | Refrigeration | Refrigeration System | Refrigeration System | 1 | 2012-01-01 | [5 empty] | Dual | calculated | Custom | [6 empty] | 20 | [5 empty] | Custom_Grant
10072 | Commercial Industrial Retrofit | Chiller - Custom | Custom chiller measure | Refrigeration | Refrigeration System | Refrigeration System | 1 | 2012-01-01 | [5 empty] | Dual | calculated | Custom | [6 empty] | 20 | [5 empty] | Custom_Grant
10040 | Commercial Industrial Retrofit | Combined Heat and Power - Custom | Custom combined measure: heat and power | Combined | Combined | Combined | 1 | 2012-01-01 | [5 empty] | Dual | calculated | Custom | [6 empty] | 15 | [5 empty] | Custom_Grant
10040 | Commercial Industrial Retrofit | Combined Heat and Power - Custom | Custom combined measure: heat and power | Combined | Combined | Combined | 1 | 2012-01-01 | [5 empty] | Dual | calculated | Custom | [6 empty] | 15 | [5 empty] | Custom_Grant
11930 | Commercial Industrial Retrofit | Commissioning - Custom | Custom measure for commissioning | Energy Performance | Optimization | Optimization | 1 | 2012-01-01 | [5 empty] | Dual | calculated | Custom | [6 empty] | 7 | [5 empty] | Custom_Grant
11930 | Commercial Industrial Retrofit | Commissioning - Custom | Custom measure for commissioning | Energy Performance | Optimization | Optimization | 1 | 2012-01-01 | [5 empty] | Dual | calculated | Custom | [6 empty] | 7 | [5 empty] | Custom_Grant
12826 | Commercial Industrial Retrofit | Commissioning - Monitoring Based - Base - Custom | Custom measure for monitoring based commissioning: base | Energy Performance | Optimization | Optimization | 1 | 2020-01-01 | [5 empty] | Dual | calculated | Custom | [6 empty] | 5 | [5 empty] | Custom_Grant
12827 | Commercial Industrial Retrofit | Commissioning - Monitoring Based - Performance - Year 1 - Custom | Custom measure for monitoring based commissioning: year 1 performance | Energy Performance | Optimization | Optimization | 1 | 2020-01-01 | [5 empty] | Dual | calculated | Custom | [6 empty] | 5 | [5 empty] | Custom_Grant
12828 | Commercial Industrial Retrofit | Commissioning - Monitoring Based - Performance - Year 2 - Custom | Custom measure for monitoring based commissioning: year 2 performance | Energy Performance | Optimization | Optimization | 1 | 2020-01-01 | [5 empty] | Dual | calculated | Custom | [6 empty] | 5 | [5 empty] | Custom_Grant
10061 | Commercial Industrial Retrofit | Compressed Air System - Custom | Custom measure: compressed air system | Compressed Air | Compressed Air | Compressed Air | 1 | 2012-01-01 | [5 empty] | Dual | calculated | Custom | [6 empty] | 10 | [5 empty] | Custom_Grant
10061 | Commercial Industrial Retrofit | Compressed Air System - Custom | Custom measure: compressed air system | Compressed Air | Compressed Air | Compressed Air | 1 | 2012-01-01 | [5 empty] | Dual | calculated | Custom | [6 empty] | 10 | [5 empty] | Custom_Grant
10071 | Commercial Industrial Retrofit | Compressor or Dryer or Receiver - Custom | Custom compressed air measure: compressor, dryer, or receiver | Compressed Air | Compressed Air | Compressed Air | 1 | 2012-01-01 | [5 empty] | Dual | calculated | Custom | [6 empty] | 15 | [5 empty] | Custom_Grant
10071 | Commercial Industrial Retrofit | Compressor or Dryer or Receiver - Custom | Custom compressed air measure: compressor, dryer, or receiver | Compressed Air | Compressed Air | Compressed Air | 1 | 2012-01-01 | [5 empty] | Dual | calculated | Custom | [6 empty] | 15 | [5 empty] | Custom_Grant
10043 | Commercial Industrial Retrofit | Data Center - Cooling - Custom | Custom data center measure: cooling | Data Center | Data Center | Data Center | 1 | 2012-01-01 | [5 empty] | Dual | calculated | Custom | [6 empty] | 15 | [5 empty] | Custom_Grant
10043 | Commercial Industrial Retrofit | Data Center - Cooling - Custom | Custom data center measure: cooling | Data Center | Data Center | Data Center | 1 | 2012-01-01 | [5 empty] | Dual | calculated | Custom | [6 empty] | 15 | [5 empty] | Custom_Grant
10044 | Commercial Industrial Retrofit | Data Center - Low Cost - Custom | Custom data center measure: low cost | Data Center | Data Center | Data Center | 1 | 2012-01-01 | [5 empty] | Dual | calculated | Custom | [6 empty] | 5 | [5 empty] | Custom_Grant
10044 | Commercial Industrial Retrofit | Data Center - Low Cost - Custom | Custom data center measure: low cost | Data Center | Data Center | Data Center | 1 | 2012-01-01 | [5 empty] | Dual | calculated | Custom | [6 empty] | 5 | [5 empty] | Custom_Grant
11862 | Commercial Industrial Retrofit | Data Center - UPS - Custom | Custom data center measure: uninterruptible power supply | Data Center | Data Center | Data Center | 1 | 2012-01-01 | [5 empty] | Dual | calculated | Custom | [6 empty] | 10 | [5 empty] | Custom_Grant
11862 | Commercial Industrial Retrofit | Data Center - UPS - Custom | Custom data center measure: uninterruptible power supply | Data Center | Data Center | Data Center | 1 | 2012-01-01 | [5 empty] | Dual | calculated | Custom | [6 empty] | 10 | [5 empty] | Custom_Grant
11757 | Commercial Industrial Retrofit | Data Center - Virtual Server - Custom | Custom data center measure: virtual server | Data Center | Data Center | Data Center | 1 | 2012-01-01 | [5 empty] | Dual | calculated | Custom | [6 empty] | 7 | [5 empty] | Custom_Grant
11757 | Commercial Industrial Retrofit | Data Center - Virtual Server - Custom | Custom data center measure: virtual server | Data Center | Data Center | Data Center | 1 | 2012-01-01 | [5 empty] | Dual | calculated | Custom | [6 empty] | 7 | [5 empty] | Custom_Grant
12566 | Commercial Industrial Retrofit | EBCx - Assessment Phase - Custom | Custom measure for assessment phase of existing building commissioning | Energy Performance | Optimization | Optimization | 1 | 2019-01-01 | [5 empty] | Dual | calculated | Custom | [6 empty] | 7 | [5 empty] | Custom_Grant
12567 | Commercial Industrial Retrofit | EBCx - Commissioning Phase - Custom | Custom measure for commissioning phase of existing building commissioning | Energy Performance | Optimization | Optimization | 1 | 2019-01-01 | [5 empty] | Dual | calculated | Custom | [6 empty] | 7 | [5 empty] | Custom_Grant
12568 | Commercial Industrial Retrofit | EBCx - Performance Phase - Custom | Custom measure for performance phase of existing building commissioning | Energy Performance | Optimization | Optimization | 1 | 2019-01-01 | [5 empty] | Dual | calculated | Custom | [6 empty] | 7 | [5 empty] | Custom_Grant
10046 | Commercial Industrial Retrofit | Energy Recovery System - Custom | Custom measure: energy recovery system | Energy Performance | Energy Recovery | Energy Recovery | 1 | 2012-01-01 | [5 empty] | Dual | calculated | Custom | [6 empty] | 15 | [5 empty] | Custom_Grant
10046 | Commercial Industrial Retrofit | Energy Recovery System - Custom | Custom measure: energy recovery system | Energy Performance | Energy Recovery | Energy Recovery | 1 | 2012-01-01 | [5 empty] | Dual | calculated | Custom | [6 empty] | 15 | [5 empty] | Custom_Grant
10058 | Commercial Industrial Retrofit | Fan - VFD - Custom | Custom VFD measure: fan | Motors | Variable Frequency Drive | VFD Fan | 1 | 2012-01-01 | [5 empty] | Dual | calculated | Custom | [6 empty] | 15 | [5 empty] | Custom_Grant
10058 | Commercial Industrial Retrofit | Fan - VFD - Custom | Custom VFD measure: fan | Motors | Variable Frequency Drive | VFD Fan | 1 | 2012-01-01 | [5 empty] | Dual | calculated | Custom | [6 empty] | 15 | [5 empty] | Custom_Grant
12572 | Commercial Industrial Retrofit | Fan or Blower - Custom | Custom measure for fan or blower | Motors | Fan System | Fan System | 1 | 2019-01-01 | [5 empty] | Dual | calculated | Custom | [6 empty] | 5 | [5 empty] | Custom_Grant
10257 | Commercial Industrial Retrofit | Field Services - Custom | Custom measure: field services | Behavior | Energy Efficiency Adoption | Energy Efficiency Adoption | 1 | 2012-01-01 | [5 empty] | Dual | calculated | Custom | [6 empty] | 5 | [5 empty] | Custom_Grant
10257 | Commercial Industrial Retrofit | Field Services - Custom | Custom measure: field services | Behavior | Energy Efficiency Adoption | Energy Efficiency Adoption | 1 | 2012-01-01 | [5 empty] | Dual | calculated | Custom | [6 empty] | 5 | [5 empty] | Custom_Grant
10258 | Commercial Industrial Retrofit | Generic Measure - Custom | Generic custom measure | Other | Other | Other | 1 | 2012-01-01 | [5 empty] | Dual | calculated | Custom | [6 empty] | 15 | [5 empty] | Custom_Grant
10258 | Commercial Industrial Retrofit | Generic Measure - Custom | Generic custom measure | Other | Other | Other | 1 | 2012-01-01 | [5 empty] | Dual | calculated | Custom | [6 empty] | 15 | [5 empty] | Custom_Grant
11962 | Commercial Industrial Retrofit | Generic Measure - Prescriptive | Generic prescriptive measure | Other | Other | Other | 1 | 2012-01-01 | [5 empty] | Dual | [14 empty] | Custom_Grant
11962 | Commercial Industrial Retrofit | Generic Measure - Prescriptive | Generic prescriptive measure | Other | Other | Other | 1 | 2012-01-01 | [5 empty] | Dual | [14 empty] | Custom_Grant
10054 | Commercial Industrial Retrofit | HVAC - Central Equipment - Custom | Custom HVAC measure: central equipment | HVAC | Central Equipment | Central Equipment | 1 | 2012-01-01 | [5 empty] | Dual | calculated | Custom | [6 empty] | 15 | [5 empty] | Custom_Grant
10054 | Commercial Industrial Retrofit | HVAC - Central Equipment - Custom | Custom HVAC measure: central equipment | HVAC | Central Equipment | Central Equipment | 1 | 2012-01-01 | [5 empty] | Dual | calculated | Custom | [6 empty] | 15 | [5 empty] | Custom_Grant
10039 | Commercial Industrial Retrofit | HVAC - Other - Custom | Custom HVAC measure: other | HVAC | HVAC System | HVAC System | 1 | 2012-01-01 | [5 empty] | Dual | calculated | Custom | [6 empty] | 15 | [5 empty] | Custom_Grant
10039 | Commercial Industrial Retrofit | HVAC - Other - Custom | Custom HVAC measure: other | HVAC | HVAC System | HVAC System | 1 | 2012-01-01 | [5 empty] | Dual | calculated | Custom | [6 empty] | 15 | [5 empty] | Custom_Grant
12308 | Commercial Industrial Retrofit | HVAC - VRF - Custom | Custom variable refrigerant flow measure | HVAC | HVAC System | HVAC System | 1 | 2019-01-01 | [5 empty] | Dual | calculated | Custom | [6 empty] | 20 | [5 empty] | Custom_Grant
10049 | Commercial Industrial Retrofit | HVAC Control - Base - Custom | Custom HVAC control measure: base | Controls | HVAC Control | HVAC Control | 1 | 2012-01-01 | [5 empty] | Dual | calculated | Custom | [6 empty] | 10 | [5 empty] | Custom_Grant
10049 | Commercial Industrial Retrofit | HVAC Control - Base - Custom | Custom HVAC control measure: base | Controls | HVAC Control | HVAC Control | 1 | 2012-01-01 | [5 empty] | Dual | calculated | Custom | [6 empty] | 10 | [5 empty] | Custom_Grant
10057 | Commercial Industrial Retrofit | HVAC Control - Only - Custom | Custom HVAC control measure: only | Controls | HVAC Control | HVAC Control | 1 | 2012-01-01 | [5 empty] | Dual | calculated | Custom | [6 empty] | 10 | [5 empty] | Custom_Grant
10057 | Commercial Industrial Retrofit | HVAC Control - Only - Custom | Custom HVAC control measure: only | Controls | HVAC Control | HVAC Control | 1 | 2012-01-01 | [5 empty] | Dual | calculated | Custom | [6 empty] | 10 | [5 empty] | Custom_Grant
11912 | Commercial Industrial Retrofit | HVAC Control - Performance - Custom | Custom HVAC control measure: performance | Controls | HVAC Control | HVAC Control | 1 | 2012-01-01 | [5 empty] | Dual | calculated | Custom | [6 empty] | 10 | [5 empty] | Custom_Grant
11912 | Commercial Industrial Retrofit | HVAC Control - Performance - Custom | Custom HVAC control measure: performance | Controls | HVAC Control | HVAC Control | 1 | 2012-01-01 | [5 empty] | Dual | calculated | Custom | [6 empty] | 10 | [5 empty] | Custom_Grant
10037 | Commercial Industrial Retrofit | Insulation - Building Shell - Custom | Custom insulation measure: attic, wall, and floor | Weatherization | Insulation | Building Shell | 1 | 2012-01-01 | [5 empty] | Dual | calculated | Custom | [6 empty] | 24 | [5 empty] | Custom_Grant
10037 | Commercial Industrial Retrofit | Insulation - Building Shell - Custom | Custom insulation measure: attic, wall, and floor | Weatherization | Insulation | Building Shell | 1 | 2012-01-01 | [5 empty] | Dual | calculated | Custom | [6 empty] | 24 | [5 empty] | Custom_Grant
10038 | Commercial Industrial Retrofit | Insulation - Exterior Roof - Custom | Custom insulation measure: exterior roof | Weatherization | Insulation | Exterior | 1 | 2012-01-01 | [5 empty] | Dual | calculated | Custom | [6 empty] | 15 | [5 empty] | Custom_Grant
10038 | Commercial Industrial Retrofit | Insulation - Exterior Roof - Custom | Custom insulation measure: exterior roof | Weatherization | Insulation | Exterior | 1 | 2012-01-01 | [5 empty] | Dual | calculated | Custom | [6 empty] | 15 | [5 empty] | Custom_Grant
12988 | Commercial Industrial Retrofit | Insulation - Pool Cover - Exterior - Custom | Custom insulation measure: exterior pool cover | Weatherization | Insulation | Exterior | 1 | 2020-11-01 | [5 empty] | Dual | calculated | Custom | [6 empty] | 5 | [5 empty] | Custom_Grant
10059 | Commercial Industrial Retrofit | Lighting - Custom | Custom lighting measure | Lighting | Area Lighting | General Lighting | 1 | 2012-01-01 | [5 empty] | Dual | calculated | Custom | [5 empty] | Full | 20 | [5 empty] | Custom_Grant
10059 | Commercial Industrial Retrofit | Lighting - Custom | Custom lighting measure | Lighting | Area Lighting | General Lighting | 1 | 2012-01-01 | [5 empty] | Dual | calculated | Custom | [5 empty] | Full | 20 | [5 empty] | Custom_Grant
10076 | Commercial Industrial Retrofit | Lighting Power Density Reduction - Custom | Custom lighting measure: power density reduction | Lighting | Area Lighting | General Lighting | 1 | 2012-01-01 | [5 empty] | Dual | calculated | Custom | [6 empty] | 15 | [5 empty] | Custom_Grant
10065 | Commercial Industrial Retrofit | Motor - Custom | Custom motor measure | Motors | Motor | Motor | 1 | 2012-01-01 | [5 empty] | Dual | calculated | Custom | [6 empty] | 15 | [5 empty] | Custom_Grant
10065 | Commercial Industrial Retrofit | Motor - Custom | Custom motor measure | Motors | Motor | Motor | 1 | 2012-01-01 | [5 empty] | Dual | calculated | Custom | [6 empty] | 15 | [5 empty] | Custom_Grant
12831 | Commercial Industrial Retrofit | O and M - Building - Custom | Custom measure for building operations and maintenance | Other | Other | Other | 1 | 2020-01-01 | [5 empty] | Dual | calculated | Custom | [6 empty] | 5 | [5 empty] | Custom_Grant
10047 | Commercial Industrial Retrofit | PC Power Management - Custom | Custom power management measure for personal computers | Energy Performance | Energy Reduction | Energy Reduction | 1 | 2012-01-01 | [5 empty] | Dual | calculated | Custom | [6 empty] | 10 | [5 empty] | Custom_Grant
10047 | Commercial Industrial Retrofit | PC Power Management - Custom | Custom power management measure for personal computers | Energy Performance | Energy Reduction | Energy Reduction | 1 | 2012-01-01 | [5 empty] | Dual | calculated | Custom | [6 empty] | 10 | [5 empty] | Custom_Grant
10259 | Commercial Industrial Retrofit | Performance Tracking System - Custom | Custom measure: performance tracking system | Energy Performance | Energy Tracking | Energy Tracking | 1 | 2012-01-01 | [5 empty] | Dual | calculated | Custom | [6 empty] | 0 | [5 empty] | Custom_Grant
10069 | Commercial Industrial Retrofit | Post Occupancy Cx - Custom | Custom post-occupancy commissioning measure | Energy Performance | Optimization | Optimization | 1 | 2012-01-01 | [5 empty] | Dual | calculated | Custom | [6 empty] | 5 | [5 empty] | Custom_Grant
10069 | Commercial Industrial Retrofit | Post Occupancy Cx - Custom | Custom post-occupancy commissioning measure | Energy Performance | Optimization | Optimization | 1 | 2012-01-01 | [5 empty] | Dual | calculated | Custom | [6 empty] | 5 | [5 empty] | Custom_Grant
10048 | Commercial Industrial Retrofit | Power Generation System - Custom | Custom measure: power generation system | Energy Performance | Generation | Generation | 1 | 2012-01-01 | [5 empty] | Dual | calculated | Custom | [6 empty] | 15 | [5 empty] | Custom_Grant
11913 | Commercial Industrial Retrofit | Process - Control - Custom | Custom process control measure | Controls | Process Control | Process Control | 1 | 2012-01-01 | [5 empty] | Dual | calculated | Custom | [6 empty] | 10 | [5 empty] | Custom_Grant
11913 | Commercial Industrial Retrofit | Process - Control - Custom | Custom process control measure | Controls | Process Control | Process Control | 1 | 2012-01-01 | [5 empty] | Dual | calculated | Custom | [6 empty] | 10 | [5 empty] | Custom_Grant
11914 | Commercial Industrial Retrofit | Process - Modification - Custom | Custom process modification measure | Controls | Process Control | Process Control | 1 | 2012-01-01 | [5 empty] | Dual | calculated | Custom | [6 empty] | 15 | [5 empty] | Custom_Grant
11914 | Commercial Industrial Retrofit | Process - Modification - Custom | Custom process modification measure | Controls | Process Control | Process Control | 1 | 2012-01-01 | [5 empty] | Dual | calculated | Custom | [6 empty] | 15 | [5 empty] | Custom_Grant
10068 | Commercial Industrial Retrofit | Process Heating System - Custom | Custom measure for process heating system | HVAC | Process Heating | Process Heating | 1 | 2012-01-01 | [5 empty] | Dual | calculated | Custom | [6 empty] | 15 | [5 empty] | Custom_Grant
10068 | Commercial Industrial Retrofit | Process Heating System - Custom | Custom measure for process heating system | HVAC | Process Heating | Process Heating | 1 | 2012-01-01 | [5 empty] | Dual | calculated | Custom | [6 empty] | 15 | [5 empty] | Custom_Grant
10066 | Commercial Industrial Retrofit | Pump - Custom | Custom pump measure | Motors | Pump | Pump | 1 | 2012-01-01 | [5 empty] | Dual | calculated | Custom | [6 empty] | 15 | [5 empty] | Custom_Grant
10070 | Commercial Industrial Retrofit | Pump - VFD - Custom | Custom VFD measure: pump | Motors | Variable Frequency Drive | VFD Pump | 1 | 2012-01-01 | [5 empty] | Dual | calculated | Custom | [6 empty] | 15 | [5 empty] | Custom_Grant
10070 | Commercial Industrial Retrofit | Pump - VFD - Custom | Custom VFD measure: pump | Motors | Variable Frequency Drive | VFD Pump | 1 | 2012-01-01 | [5 empty] | Dual | calculated | Custom | [6 empty] | 15 | [5 empty] | Custom_Grant
12576 | Commercial Industrial Retrofit | Pumps and Vacuums - Custom | Custom pump and vacuum measure | Motors | Pump | Pump | 1 | 2019-01-01 | [5 empty] | Dual | calculated | Custom | [6 empty] | 15 | [5 empty] | Custom_Grant
10261 | Commercial Industrial Retrofit | Refrigeration - Custom | Custom refrigeration measure | Refrigeration | Refrigeration System | Refrigeration System | 1 | 2012-01-01 | [5 empty] | Dual | calculated | Custom | [6 empty] | 20 | [5 empty] | Custom_Grant
10261 | Commercial Industrial Retrofit | Refrigeration - Custom | Custom refrigeration measure | Refrigeration | Refrigeration System | Refrigeration System | 1 | 2012-01-01 | [5 empty] | Dual | calculated | Custom | [6 empty] | 20 | [5 empty] | Custom_Grant
11931 | Commercial Industrial Retrofit | RTU Control - Advanced - Custom | Custom advanced rooftop unit control measure | Controls | HVAC Control | HVAC Control | 1 | 2012-01-01 | [5 empty] | Dual | calculated | Custom | [6 empty] | 10 | [5 empty] | Custom_Grant
11931 | Commercial Industrial Retrofit | RTU Control - Advanced - Custom | Custom advanced rooftop unit control measure | Controls | HVAC Control | HVAC Control | 1 | 2012-01-01 | [5 empty] | Dual | calculated | Custom | [6 empty] | 10 | [5 empty] | Custom_Grant
12054 | Commercial Industrial Retrofit | RTU Control - Advanced - Prescriptive | Prescriptive advanced rooftop unit control measure | Controls | HVAC Control | HVAC Control | 1 | 2012-01-01 | [5 empty] | Dual | calculated | Custom | [6 empty] | 10 | [5 empty] | Custom_Grant
10056 | Commercial Industrial Retrofit | Unitary Equipment - Custom | Custom HVAC measure: unitary equipment | HVAC | Unitary System | Unitary System | 1 | 2012-01-01 | [5 empty] | Dual | calculated | Custom | [6 empty] | 15 | [5 empty] | Custom_Grant
10056 | Commercial Industrial Retrofit | Unitary Equipment - Custom | Custom HVAC measure: unitary equipment | HVAC | Unitary System | Unitary System | 1 | 2012-01-01 | [5 empty] | Dual | calculated | Custom | [6 empty] | 15 | [5 empty] | Custom_Grant
10042 | Commercial Industrial Retrofit | Water Heater - Commercial - Custom | Custom commercial use water heater measure | Water Heating | Water Heater | Commercial Water Heater | 1 | 2012-01-01 | [5 empty] | Dual | calculated | Custom | [6 empty] | 15 | [5 empty] | Custom_Grant
10042 | Commercial Industrial Retrofit | Water Heater - Commercial - Custom | Custom commercial use water heater measure | Water Heating | Water Heater | Commercial Water Heater | 1 | 2012-01-01 | [5 empty] | Dual | calculated | Custom | [6 empty] | 15 | [5 empty] | Custom_Grant
10041 | Commercial Industrial Retrofit | Window - Custom | Custom window measure | Weatherization | Window | Custom Window | 1 | 2012-01-01 | [5 empty] | Dual | calculated | Custom | [6 empty] | 30 | [5 empty] | Custom_Grant
10041 | Commercial Industrial Retrofit | Window - Custom | Custom window measure | Weatherization | Window | Custom Window | 1 | 2012-01-01 | [5 empty] | Dual | calculated | Custom | [6 empty] | 30 | [5 empty] | Custom_Grant
10874 | Commercial Kitchens | CKTCH: Dishwasher - Door Type - High Temp - E Booster | Door type high temperature commercial dishwasher: electric booster | Appliances | Dishwasher | Commercial Use Dishwasher | 3 | 2018-01-01 | 2020-12-31 | 3966 |  |  |  | kWh | per unit | PSE-deemed | Engineering | 500 |  | 1533 |  | Incremental | 15 |  | Comm Water Heat |  | 2834.03 | 0 | Dishwasher
10874 | Commercial Kitchens | CKTCH: Dishwasher - Door Type - High Temp - E Booster | Door type high temperature commercial dishwasher: electric booster | Appliances | Dishwasher | Commercial Use Dishwasher | 3 | 2018-01-01 | 2020-12-31 | 3966 |  |  |  | kWh | per unit | PSE-deemed | Engineering | 500 |  | 1533 |  | Incremental | 15 |  | Comm Water Heat |  | 2834.03 | 0 | Dishwasher
11835 | Commercial Kitchens | CKTCH: Dishwasher - Door Type - High Temp - E Booster - NPU | Door type high temperature commercial dishwasher: electric booster; non-PSE utility | Appliances | Dishwasher | Commercial Use Dishwasher | 1 | 2016-09-01 | 2020-12-31 | 0 |  |  |  | kWh | per unit |  |  | 0 |  | 0 | [8 empty] | Dishwasher
10873 | Commercial Kitchens | CKTCH: Dishwasher - Door Type - High Temp - EWH - E Booster | Door type high temperature commercial dishwasher: electric water heating and electric booster | Appliances | Dishwasher | Commercial Use Dishwasher | 1 | 2016-07-01 | 2020-12-31 | 10200 |  |  |  | kWh | per unit | PSE-deemed | Engineering | 750 |  | 2659 |  | Incremental | 15 |  | Comm Water Heat |  | 4172.99 |  | Dishwasher
10873 | Commercial Kitchens | CKTCH: Dishwasher - Door Type - High Temp - EWH - E Booster | Door type high temperature commercial dishwasher: electric water heating and electric booster | Appliances | Dishwasher | Commercial Use Dishwasher | 1 | 2016-07-01 | 2020-12-31 | 10200 |  |  |  | kWh | per unit | PSE-deemed | Engineering | 750 |  | 2659 |  | Incremental | 15 |  | Comm Water Heat |  | 4172.99 |  | Dishwasher
11834 | Commercial Kitchens | CKTCH: Dishwasher - Door Type - High Temp - EWH - E Booster - NPU | Door type high temperature commercial dishwasher: electric water heating and electric booster; non-PSE utility | Appliances | Dishwasher | Commercial Use Dishwasher | 1 | 2016-09-01 | 2020-12-31 | 0 |  |  |  | kWh | per unit |  |  | 0 |  | 0 | [8 empty] | Dishwasher
10872 | Commercial Kitchens | CKTCH: Dishwasher - Door Type - High Temp - GWH | Door type high temperature commercial dishwasher: natural gas water heating | Appliances | Dishwasher | Commercial Use Dishwasher | 4 | 2018-01-01 | 2020-12-31 |  |  | 261 |  | Therm | per unit | PSE-deemed | Engineering |  | 250 |  | 1126 | Incremental | 15 |  | Comm Water Heat |  | 1338.96 | 0 | Dishwasher
10872 | Commercial Kitchens | CKTCH: Dishwasher - Door Type - High Temp - GWH | Door type high temperature commercial dishwasher: natural gas water heating | Appliances | Dishwasher | Commercial Use Dishwasher | 4 | 2018-01-01 | 2020-12-31 |  |  | 261 |  | Therm | per unit | PSE-deemed | Engineering |  | 250 |  | 1126 | Incremental | 15 |  | Comm Water Heat |  | 1338.96 | 0 | Dishwasher
10875 | Commercial Kitchens | CKTCH: Dishwasher - Door Type - High Temp - GWH - E Booster | Door type high temperature commercial dishwasher: natural gas water heating and electric booster | Appliances | Dishwasher | Commercial Use Dishwasher | 2 | 2018-01-01 | 2020-12-31 | 3966 |  | 261 |  | Dual | per unit | PSE-deemed | Engineering | 500 | 250 | 1533 | 1126 | Incremental | 15 |  | Comm Water Heat | Comm Water Heat | 4172.99 | 0 | Dishwasher
10875 | Commercial Kitchens | CKTCH: Dishwasher - Door Type - High Temp - GWH - E Booster | Door type high temperature commercial dishwasher: natural gas water heating and electric booster | Appliances | Dishwasher | Commercial Use Dishwasher | 2 | 2018-01-01 | 2020-12-31 | 3966 |  | 261 |  | Dual | per unit | PSE-deemed | Engineering | 500 | 250 | 1533 | 1126 | Incremental | 15 |  | Comm Water Heat | Comm Water Heat | 4172.99 | 0 | Dishwasher
11833 | Commercial Kitchens | CKTCH: Dishwasher - Door Type - High Temp - GWH - NPU | Door type high temperature commercial dishwasher: natural gas water heating; non-PSE utility | Appliances | Dishwasher | Commercial Use Dishwasher | 1 | 2016-09-01 | 2020-12-31 |  |  | 0 |  | Therm | per unit |  |  |  | 0 |  | 0 | [7 empty] | Dishwasher
10876 | Commercial Kitchens | CKTCH: Dishwasher - Door Type - Low Temp - EWH | Door type low temperature commercial dishwasher: electric water heating | Appliances | Dishwasher | Commercial Use Dishwasher | 1 | 2016-07-01 | 2020-12-31 | 14338 |  |  |  | kWh | per unit | PSE-deemed | Engineering | 750 |  | 2659 |  | Incremental | 15 |  | Comm Water Heat |  | 9597.84 |  | Dishwasher
10876 | Commercial Kitchens | CKTCH: Dishwasher - Door Type - Low Temp - EWH | Door type low temperature commercial dishwasher: electric water heating | Appliances | Dishwasher | Commercial Use Dishwasher | 1 | 2016-07-01 | 2020-12-31 | 14338 |  |  |  | kWh | per unit | PSE-deemed | Engineering | 750 |  | 2659 |  | Incremental | 15 |  | Comm Water Heat |  | 9597.84 |  | Dishwasher
11836 | Commercial Kitchens | CKTCH: Dishwasher - Door Type - Low Temp - EWH - NPU | Door type low temperature commercial dishwasher: electric water heating; non-PSE utility | Appliances | Dishwasher | Commercial Use Dishwasher | 1 | 2016-09-01 | 2020-12-31 | 0 |  |  |  | kWh | per unit |  |  | 0 |  | 0 | [8 empty] | Dishwasher
10877 | Commercial Kitchens | CKTCH: Dishwasher - Door Type - Low Temp - GWH | Door type low temperature commercial dishwasher: natural gas water heating | Appliances | Dishwasher | Commercial Use Dishwasher | 1 | 2016-07-01 | 2020-12-31 |  |  | 599 |  | Therm | per unit | PSE-deemed | Engineering |  | 750 |  | 2659 | Incremental | 15 |  | Comm Water Heat |  | 9597.84 |  | Dishwasher
10877 | Commercial Kitchens | CKTCH: Dishwasher - Door Type - Low Temp - GWH | Door type low temperature commercial dishwasher: natural gas water heating | Appliances | Dishwasher | Commercial Use Dishwasher | 1 | 2016-07-01 | 2020-12-31 |  |  | 599 |  | Therm | per unit | PSE-deemed | Engineering |  | 750 |  | 2659 | Incremental | 15 |  | Comm Water Heat |  | 9597.84 |  | Dishwasher
11837 | Commercial Kitchens | CKTCH: Dishwasher - Door Type - Low Temp - GWH - NPU | Door type low temperature commercial dishwasher: natural gas water heating; non-PSE utility | Appliances | Dishwasher | Commercial Use Dishwasher | 1 | 2016-09-01 | 2020-12-31 |  |  | 0 |  | Therm | per unit |  |  |  | 0 |  | 0 | [7 empty] | Dishwasher
10880 | Commercial Kitchens | CKTCH: Dishwasher - Multi Tank - High Temp - E Booster | Multiple tank high temperature commercial dishwasher: electric booster | Appliances | Dishwasher | Commercial Use Dishwasher | 3 | 2018-01-01 | 2020-12-31 | 9308 |  |  |  | kWh | per unit | PSE-deemed | Engineering | 1000 |  | 1954 |  | Incremental | 20 |  | Comm Water Heat |  | 4677.82 | 0 | Dishwasher
10880 | Commercial Kitchens | CKTCH: Dishwasher - Multi Tank - High Temp - E Booster | Multiple tank high temperature commercial dishwasher: electric booster | Appliances | Dishwasher | Commercial Use Dishwasher | 3 | 2018-01-01 | 2020-12-31 | 9308 |  |  |  | kWh | per unit | PSE-deemed | Engineering | 1000 |  | 1954 |  | Incremental | 20 |  | Comm Water Heat |  | 4677.82 | 0 | Dishwasher
11840 | Commercial Kitchens | CKTCH: Dishwasher - Multi Tank - High Temp - E Booster - NPU | Multiple tank high temperature commercial dishwasher: electric booster; non-PSE utility | Appliances | Dishwasher | Commercial Use Dishwasher | 1 | 2016-09-01 | 2020-12-31 | 0 |  |  |  | kWh | per unit |  |  | 0 |  | 0 | [8 empty] | Dishwasher
10878 | Commercial Kitchens | CKTCH: Dishwasher - Multi Tank - High Temp - EWH - E Booster | Multiple tank high temperature commercial dishwasher: electric water heating and electric booster | Appliances | Dishwasher | Commercial Use Dishwasher | 1 | 2016-07-01 | 2020-12-31 | 23668 |  |  |  | kWh | per unit | PSE-deemed | Engineering | 1500 |  | 3394 |  | Incremental | 20 |  | Comm Water Heat |  | 6894.07 |  | Dishwasher
10878 | Commercial Kitchens | CKTCH: Dishwasher - Multi Tank - High Temp - EWH - E Booster | Multiple tank high temperature commercial dishwasher: electric water heating and electric booster | Appliances | Dishwasher | Commercial Use Dishwasher | 1 | 2016-07-01 | 2020-12-31 | 23668 |  |  |  | kWh | per unit | PSE-deemed | Engineering | 1500 |  | 3394 |  | Incremental | 20 |  | Comm Water Heat |  | 6894.07 |  | Dishwasher
11838 | Commercial Kitchens | CKTCH: Dishwasher - Multi Tank - High Temp - EWH - E Booster - NPU | Multiple tank high temperature commercial dishwasher: electric water heating and electric booster; non-PSE utility | Appliances | Dishwasher | Commercial Use Dishwasher | 1 | 2016-09-01 | 2020-12-31 | 0 |  |  |  | kWh | per unit |  |  | 0 |  | 0 | [8 empty] | Dishwasher
10879 | Commercial Kitchens | CKTCH: Dishwasher - Multi Tank - High Temp - GWH | Multiple tank high temperature commercial dishwasher: natural gas water heating | Appliances | Dishwasher | Commercial Use Dishwasher | 3 | 2018-01-01 | 2020-12-31 |  |  | 600 |  | Therm | per unit | PSE-deemed | Engineering |  | 500 |  | 1440 | Incremental | 20 |  | Comm Water Heat |  | 2216.25 | 0 | Dishwasher
10879 | Commercial Kitchens | CKTCH: Dishwasher - Multi Tank - High Temp - GWH | Multiple tank high temperature commercial dishwasher: natural gas water heating | Appliances | Dishwasher | Commercial Use Dishwasher | 3 | 2018-01-01 | 2020-12-31 |  |  | 600 |  | Therm | per unit | PSE-deemed | Engineering |  | 500 |  | 1440 | Incremental | 20 |  | Comm Water Heat |  | 2216.25 | 0 | Dishwasher
10881 | Commercial Kitchens | CKTCH: Dishwasher - Multi Tank - High Temp - GWH - E Booster | Multiple tank high temperature commercial dishwasher: natural gas water heating and electric booster | Appliances | Dishwasher | Commercial Use Dishwasher | 2 | 2018-01-01 | 2020-12-31 | 9308 |  | 600 |  | Dual | per unit | PSE-deemed | Engineering | 1000 | 500 | 1954 | 1440 | Incremental | 20 |  | Comm Water Heat | Comm Water Heat | 6894.07 | 0 | Dishwasher
10881 | Commercial Kitchens | CKTCH: Dishwasher - Multi Tank - High Temp - GWH - E Booster | Multiple tank high temperature commercial dishwasher: natural gas water heating and electric booster | Appliances | Dishwasher | Commercial Use Dishwasher | 2 | 2018-01-01 | 2020-12-31 | 9308 |  | 600 |  | Dual | per unit | PSE-deemed | Engineering | 1000 | 500 | 1954 | 1440 | Incremental | 20 |  | Comm Water Heat | Comm Water Heat | 6894.07 | 0 | Dishwasher
11839 | Commercial Kitchens | CKTCH: Dishwasher - Multi Tank - High Temp - GWH - NPU | Multiple tank high temperature commercial dishwasher: natural gas water heating; non-PSE utility | Appliances | Dishwasher | Commercial Use Dishwasher | 1 | 2016-09-01 | 2020-12-31 |  |  | 0 |  | Therm | per unit |  |  |  | 0 |  | 0 | [7 empty] | Dishwasher
10882 | Commercial Kitchens | CKTCH: Dishwasher - Multi Tank - Low Temp - EWH | Multiple tank low temperature commercial dishwasher: electric water heating | Appliances | Dishwasher | Commercial Use Dishwasher | 1 | 2016-07-01 | 2020-12-31 | 16698 |  |  |  | kWh | per unit | PSE-deemed | Engineering | 1500 |  | 3394 |  | Incremental | 20 |  | Comm Water Heat |  | 8016.35 |  | Dishwasher
10882 | Commercial Kitchens | CKTCH: Dishwasher - Multi Tank - Low Temp - EWH | Multiple tank low temperature commercial dishwasher: electric water heating | Appliances | Dishwasher | Commercial Use Dishwasher | 1 | 2016-07-01 | 2020-12-31 | 16698 |  |  |  | kWh | per unit | PSE-deemed | Engineering | 1500 |  | 3394 |  | Incremental | 20 |  | Comm Water Heat |  | 8016.35 |  | Dishwasher
11841 | Commercial Kitchens | CKTCH: Dishwasher - Multi Tank - Low Temp - EWH - NPU | Multiple tank low temperature commercial dishwasher: electric water heating; non-PSE utility | Appliances | Dishwasher | Commercial Use Dishwasher | 1 | 2016-09-01 | 2020-12-31 | 0 |  |  |  | kWh | per unit |  |  | 0 |  | 0 | [8 empty] | Dishwasher
10883 | Commercial Kitchens | CKTCH: Dishwasher - Multi Tank - Low Temp - GWH | Multiple tank low temperature commercial dishwasher: natural gas water heating | Appliances | Dishwasher | Commercial Use Dishwasher | 1 | 2016-07-01 | 2020-12-31 |  |  | 698 |  | Therm | per unit | PSE-deemed | Engineering |  | 1500 |  | 3394 | Incremental | 20 |  | Comm Water Heat |  | 8016.35 |  | Dishwasher
10883 | Commercial Kitchens | CKTCH: Dishwasher - Multi Tank - Low Temp - GWH | Multiple tank low temperature commercial dishwasher: natural gas water heating | Appliances | Dishwasher | Commercial Use Dishwasher | 1 | 2016-07-01 | 2020-12-31 |  |  | 698 |  | Therm | per unit | PSE-deemed | Engineering |  | 1500 |  | 3394 | Incremental | 20 |  | Comm Water Heat |  | 8016.35 |  | Dishwasher
11842 | Commercial Kitchens | CKTCH: Dishwasher - Multi Tank - Low Temp - GWH - NPU | Multiple tank low temperature commercial dishwasher: natural gas water heating; non-PSE utility | Appliances | Dishwasher | Commercial Use Dishwasher | 1 | 2016-09-01 | 2020-12-31 |  |  | 0 |  | Therm | per unit |  |  |  | 0 |  | 0 | [7 empty] | Dishwasher
10886 | Commercial Kitchens | CKTCH: Dishwasher - Single Tank - High Temp - E Booster | Single tank high temperature commercial dishwasher: electric booster | Appliances | Dishwasher | Commercial Use Dishwasher | 3 | 2018-01-01 | 2020-12-31 | 3556 |  |  |  | kWh | per unit | PSE-deemed | Engineering | 750 |  | 3901 |  | Incremental | 20 |  | Comm Water Heat |  | 1369.73 | 0 | Dishwasher
10886 | Commercial Kitchens | CKTCH: Dishwasher - Single Tank - High Temp - E Booster | Single tank high temperature commercial dishwasher: electric booster | Appliances | Dishwasher | Commercial Use Dishwasher | 3 | 2018-01-01 | 2020-12-31 | 3556 |  |  |  | kWh | per unit | PSE-deemed | Engineering | 750 |  | 3901 |  | Incremental | 20 |  | Comm Water Heat |  | 1369.73 | 0 | Dishwasher
11845 | Commercial Kitchens | CKTCH: Dishwasher - Single Tank - High Temp - E Booster - NPU | Single tank high temperature commercial dishwasher: electric booster; non-PSE utility | Appliances | Dishwasher | Commercial Use Dishwasher | 1 | 2016-09-01 | 2020-12-31 | 0 |  |  |  | kWh | per unit |  |  | 0 |  | 0 | [8 empty] | Dishwasher
10884 | Commercial Kitchens | CKTCH: Dishwasher - Single Tank - High Temp - EWH - E Booster | Single tank high temperature commercial dishwasher: electric water heating and electric booster | Appliances | Dishwasher | Commercial Use Dishwasher | 1 | 2016-07-01 | 2020-12-31 | 7341 |  |  |  | kWh | per unit | PSE-deemed | Engineering | 1000 |  | 5882 |  | Incremental | 20 |  | Comm Water Heat |  | 1817.04 |  | Dishwasher
10884 | Commercial Kitchens | CKTCH: Dishwasher - Single Tank - High Temp - EWH - E Booster | Single tank high temperature commercial dishwasher: electric water heating and electric booster | Appliances | Dishwasher | Commercial Use Dishwasher | 1 | 2016-07-01 | 2020-12-31 | 7341 |  |  |  | kWh | per unit | PSE-deemed | Engineering | 1000 |  | 5882 |  | Incremental | 20 |  | Comm Water Heat |  | 1817.04 |  | Dishwasher
11843 | Commercial Kitchens | CKTCH: Dishwasher - Single Tank - High Temp - EWH - E Booster - NPU | Single tank high temperature commercial dishwasher: electric water heating and electric booster; non-PSE utility | Appliances | Dishwasher | Commercial Use Dishwasher | 1 | 2016-09-01 | 2020-12-31 | 0 |  |  |  | kWh | per unit |  |  | 0 |  | 0 | [8 empty] | Dishwasher
10885 | Commercial Kitchens | CKTCH: Dishwasher - Single Tank - High Temp - GWH | Single tank high temperature commercial dishwasher: natural gas water heating | Appliances | Dishwasher | Commercial Use Dishwasher | 3 | 2018-01-01 | 2020-12-31 |  |  | 158 |  | Therm | per unit | PSE-deemed | Engineering |  | 250 |  | 1981 | Incremental | 20 |  | Comm Water Heat |  | 447.31 | 0 | Dishwasher
10885 | Commercial Kitchens | CKTCH: Dishwasher - Single Tank - High Temp - GWH | Single tank high temperature commercial dishwasher: natural gas water heating | Appliances | Dishwasher | Commercial Use Dishwasher | 3 | 2018-01-01 | 2020-12-31 |  |  | 158 |  | Therm | per unit | PSE-deemed | Engineering |  | 250 |  | 1981 | Incremental | 20 |  | Comm Water Heat |  | 447.31 | 0 | Dishwasher
10887 | Commercial Kitchens | CKTCH: Dishwasher - Single Tank - High Temp - GWH - E Booster | Single tank high temperature commercial dishwasher: natural gas water heating and electric booster | Appliances | Dishwasher | Commercial Use Dishwasher | 2 | 2018-01-01 | 2020-12-31 | 3556 |  | 158 |  | Dual | per unit | PSE-deemed | Engineering | 750 | 250 | 3901 | 1981 | Incremental | 20 |  | Comm Water Heat | Comm Water Heat | 1817.04 | 0 | Dishwasher
10887 | Commercial Kitchens | CKTCH: Dishwasher - Single Tank - High Temp - GWH - E Booster | Single tank high temperature commercial dishwasher: natural gas water heating and electric booster | Appliances | Dishwasher | Commercial Use Dishwasher | 2 | 2018-01-01 | 2020-12-31 | 3556 |  | 158 |  | Dual | per unit | PSE-deemed | Engineering | 750 | 250 | 3901 | 1981 | Incremental | 20 |  | Comm Water Heat | Comm Water Heat | 1817.04 | 0 | Dishwasher
11844 | Commercial Kitchens | CKTCH: Dishwasher - Single Tank - High Temp - GWH - NPU | Single tank high temperature commercial dishwasher: natural gas water heating; non-PSE utility | Appliances | Dishwasher | Commercial Use Dishwasher | 1 | 2016-09-01 | 2020-12-31 |  |  | 0 |  | Therm | per unit |  |  |  | 0 |  | 0 | [7 empty] | Dishwasher
10890 | Commercial Kitchens | CKTCH: Dishwasher - Single Tank - Low Temp - E Incidental | Single tank low temperature commercial dishwasher: incidental electric savings only | Appliances | Dishwasher | Commercial Use Dishwasher | 2 | 2018-01-01 | 2020-12-31 | 324 |  |  |  | kWh | per unit | PSE-deemed | Engineering | 0 |  | 325 |  | Incremental | 20 |  | Comm Water Heat |  | 463.96 | 0 | Dishwasher
10890 | Commercial Kitchens | CKTCH: Dishwasher - Single Tank - Low Temp - E Incidental | Single tank low temperature commercial dishwasher: incidental electric savings only | Appliances | Dishwasher | Commercial Use Dishwasher | 2 | 2018-01-01 | 2020-12-31 | 324 |  |  |  | kWh | per unit | PSE-deemed | Engineering | 0 |  | 325 |  | Incremental | 20 |  | Comm Water Heat |  | 463.96 | 0 | Dishwasher
11848 | Commercial Kitchens | CKTCH: Dishwasher - Single Tank - Low Temp - E Incidental - NPU | Single tank low temperature commercial dishwasher: incidental electric savings only; non-PSE utility | Appliances | Dishwasher | Commercial Use Dishwasher | 1 | 2016-09-01 | 2020-12-31 | 0 |  |  |  | kWh | per unit |  |  | 0 |  | 0 | [8 empty] | Dishwasher
10888 | Commercial Kitchens | CKTCH: Dishwasher - Single Tank - Low Temp - EWH | Single tank low temperature commercial dishwasher: electric water heating | Appliances | Dishwasher | Commercial Use Dishwasher | 1 | 2016-07-01 | 2020-12-31 | 11901 |  |  |  | kWh | per unit | PSE-deemed | Engineering | 1000 |  | 5882 |  | Incremental | 20 |  | Comm Water Heat |  | 5558.01 |  | Dishwasher
10888 | Commercial Kitchens | CKTCH: Dishwasher - Single Tank - Low Temp - EWH | Single tank low temperature commercial dishwasher: electric water heating | Appliances | Dishwasher | Commercial Use Dishwasher | 1 | 2016-07-01 | 2020-12-31 | 11901 |  |  |  | kWh | per unit | PSE-deemed | Engineering | 1000 |  | 5882 |  | Incremental | 20 |  | Comm Water Heat |  | 5558.01 |  | Dishwasher
11846 | Commercial Kitchens | CKTCH: Dishwasher - Single Tank - Low Temp - EWH - NPU | Single tank low temperature commercial dishwasher: electric water heating; non-PSE utility | Appliances | Dishwasher | Commercial Use Dishwasher | 1 | 2016-09-01 | 2020-12-31 | 0 |  |  |  | kWh | per unit |  |  | 0 |  | 0 | [8 empty] | Dishwasher
10889 | Commercial Kitchens | CKTCH: Dishwasher - Single Tank - Low Temp - GWH | Single tank low temperature commercial dishwasher: natural gas water heating | Appliances | Dishwasher | Commercial Use Dishwasher | 2 | 2018-01-01 | 2020-12-31 |  |  | 484 |  | Therm | per unit | PSE-deemed | Engineering |  | 1000 |  | 5882 | Incremental | 20 |  | Comm Water Heat |  | 5094.05 | 0 | Dishwasher
10889 | Commercial Kitchens | CKTCH: Dishwasher - Single Tank - Low Temp - GWH | Single tank low temperature commercial dishwasher: natural gas water heating | Appliances | Dishwasher | Commercial Use Dishwasher | 2 | 2018-01-01 | 2020-12-31 |  |  | 484 |  | Therm | per unit | PSE-deemed | Engineering |  | 1000 |  | 5882 | Incremental | 20 |  | Comm Water Heat |  | 5094.05 | 0 | Dishwasher
10891 | Commercial Kitchens | CKTCH: Dishwasher - Single Tank - Low Temp - GWH - E Incidental | Single tank low temperature commercial dishwasher: natural gas water heating with incidental electric savings | Appliances | Dishwasher | Commercial Use Dishwasher | 2 | 2018-01-01 | 2020-12-31 | 324 |  | 484 |  | Dual | per unit | PSE-deemed | Engineering | 0 | 1000 | 325 | 5557 | Incremental | 20 |  | Comm Water Heat |  | 5558.01 | 0 | Dishwasher
10891 | Commercial Kitchens | CKTCH: Dishwasher - Single Tank - Low Temp - GWH - E Incidental | Single tank low temperature commercial dishwasher: natural gas water heating with incidental electric savings | Appliances | Dishwasher | Commercial Use Dishwasher | 2 | 2018-01-01 | 2020-12-31 | 324 |  | 484 |  | Dual | per unit | PSE-deemed | Engineering | 0 | 1000 | 325 | 5557 | Incremental | 20 |  | Comm Water Heat |  | 5558.01 | 0 | Dishwasher
11847 | Commercial Kitchens | CKTCH: Dishwasher - Single Tank - Low Temp - GWH - NPU | Single tank low temperature commercial dishwasher: natural gas water heating; non-PSE utility | Appliances | Dishwasher | Commercial Use Dishwasher | 1 | 2016-09-01 | 2020-12-31 |  |  | 0 |  | Therm | per unit |  |  |  | 0 |  | 0 | [7 empty] | Dishwasher
10894 | Commercial Kitchens | CKTCH: Dishwasher - Under Counter - High Temp - E Booster | Under counter high temperature commercial dishwasher: electric booster | Appliances | Dishwasher | Commercial Use Dishwasher | 3 | 2018-01-01 | 2020-12-31 | 1349 |  |  |  | kWh | per unit | PSE-deemed | Engineering | 150 |  | 175 |  | Incremental | 10 |  | Comm Water Heat |  | 398.25 | 0 | Dishwasher
10894 | Commercial Kitchens | CKTCH: Dishwasher - Under Counter - High Temp - E Booster | Under counter high temperature commercial dishwasher: electric booster | Appliances | Dishwasher | Commercial Use Dishwasher | 3 | 2018-01-01 | 2020-12-31 | 1349 |  |  |  | kWh | per unit | PSE-deemed | Engineering | 150 |  | 175 |  | Incremental | 10 |  | Comm Water Heat |  | 398.25 | 0 | Dishwasher
11851 | Commercial Kitchens | CKTCH: Dishwasher - Under Counter - High Temp - E Booster - NPU | Under counter high temperature commercial dishwasher: electric booster; non-PSE utility | Appliances | Dishwasher | Commercial Use Dishwasher | 1 | 2016-09-01 | 2020-12-31 | 0 |  |  |  | kWh | per unit |  |  | 0 |  | 0 | [8 empty] | Dishwasher
10892 | Commercial Kitchens | CKTCH: Dishwasher - Under Counter - High Temp - EWH - E Booster | Under counter high temperature commercial dishwasher: electric water heating and electric booster | Appliances | Dishwasher | Commercial Use Dishwasher | 1 | 2016-07-01 | 2020-12-31 | 2309 |  |  |  | kWh | per unit | PSE-deemed | Engineering | 150 |  | 232 |  | Incremental | 10 |  | Comm Water Heat |  | 479.68 |  | Dishwasher
10892 | Commercial Kitchens | CKTCH: Dishwasher - Under Counter - High Temp - EWH - E Booster | Under counter high temperature commercial dishwasher: electric water heating and electric booster | Appliances | Dishwasher | Commercial Use Dishwasher | 1 | 2016-07-01 | 2020-12-31 | 2309 |  |  |  | kWh | per unit | PSE-deemed | Engineering | 150 |  | 232 |  | Incremental | 10 |  | Comm Water Heat |  | 479.68 |  | Dishwasher
11849 | Commercial Kitchens | CKTCH: Dishwasher - Under Counter - High Temp - EWH - E Booster - NPU | Under counter high temperature commercial dishwasher: electric water heating and electric booster; non-PSE utility | Appliances | Dishwasher | Commercial Use Dishwasher | 1 | 2016-09-01 | 2020-12-31 | 0 |  |  |  | kWh | per unit |  |  | 0 |  | 0 | [8 empty] | Dishwasher
10893 | Commercial Kitchens | CKTCH: Dishwasher - Under Counter - High Temp - GWH | Under counter high temperature commercial dishwasher: natural gas water heating | Appliances | Dishwasher | Commercial Use Dishwasher | 4 | 2018-01-01 | 2020-12-31 |  |  | 40 |  | Therm | per unit | PSE-deemed | Engineering |  | 0 |  | 57 | Incremental | 10 |  | Comm Water Heat |  | 81.43 | 0 | Dishwasher
10893 | Commercial Kitchens | CKTCH: Dishwasher - Under Counter - High Temp - GWH | Under counter high temperature commercial dishwasher: natural gas water heating | Appliances | Dishwasher | Commercial Use Dishwasher | 4 | 2018-01-01 | 2020-12-31 |  |  | 40 |  | Therm | per unit | PSE-deemed | Engineering |  | 0 |  | 57 | Incremental | 10 |  | Comm Water Heat |  | 81.43 | 0 | Dishwasher
10895 | Commercial Kitchens | CKTCH: Dishwasher - Under Counter - High Temp - GWH - E Booster | Under counter high temperature commercial dishwasher: natural gas water heating and electric booster | Appliances | Dishwasher | Commercial Use Dishwasher | 2 | 2018-01-01 | 2020-12-31 | 1349 |  | 40 |  | Dual | per unit | PSE-deemed | Engineering | 150 | 0 | 175 | 57 | Incremental | 10 |  | Comm Water Heat | Comm Water Heat | 479.68 | 0 | Dishwasher
10895 | Commercial Kitchens | CKTCH: Dishwasher - Under Counter - High Temp - GWH - E Booster | Under counter high temperature commercial dishwasher: natural gas water heating and electric booster | Appliances | Dishwasher | Commercial Use Dishwasher | 2 | 2018-01-01 | 2020-12-31 | 1349 |  | 40 |  | Dual | per unit | PSE-deemed | Engineering | 150 | 0 | 175 | 57 | Incremental | 10 |  | Comm Water Heat | Comm Water Heat | 479.68 | 0 | Dishwasher
11850 | Commercial Kitchens | CKTCH: Dishwasher - Under Counter - High Temp - GWH - NPU | Under counter high temperature commercial dishwasher: natural gas water heating; non-PSE utility | Appliances | Dishwasher | Commercial Use Dishwasher | 1 | 2016-09-01 | 2020-12-31 |  |  | 0 |  | Therm | per unit |  |  |  | 0 |  | 0 | [7 empty] | Dishwasher
10896 | Commercial Kitchens | CKTCH: Dishwasher - Under Counter - Low Temp - EWH | Under counter low temperature commercial dishwasher: electric gas water heating | Appliances | Dishwasher | Commercial Use Dishwasher | 1 | 2016-07-01 | 2020-12-31 | 2254 |  |  |  | kWh | per unit | PSE-deemed | Engineering | 150 |  | 232 |  | Incremental | 10 |  | Comm Water Heat |  | 1126.21 |  | Dishwasher
10896 | Commercial Kitchens | CKTCH: Dishwasher - Under Counter - Low Temp - EWH | Under counter low temperature commercial dishwasher: electric gas water heating | Appliances | Dishwasher | Commercial Use Dishwasher | 1 | 2016-07-01 | 2020-12-31 | 2254 |  |  |  | kWh | per unit | PSE-deemed | Engineering | 150 |  | 232 |  | Incremental | 10 |  | Comm Water Heat |  | 1126.21 |  | Dishwasher
11852 | Commercial Kitchens | CKTCH: Dishwasher - Under Counter - Low Temp - EWH - NPU | Under counter low temperature commercial dishwasher: electric gas water heating; non-PSE utility | Appliances | Dishwasher | Commercial Use Dishwasher | 1 | 2016-09-01 | 2020-12-31 | 0 |  |  |  | kWh | per unit |  |  | 0 |  | 0 | [8 empty] | Dishwasher
10897 | Commercial Kitchens | CKTCH: Dishwasher - Under Counter - Low Temp - GWH | Under counter low temperature commercial dishwasher: natural gas water heating | Appliances | Dishwasher | Commercial Use Dishwasher | 1 | 2016-07-01 | 2020-12-31 |  |  | 94 |  | Therm | per unit | PSE-deemed | Engineering |  | 150 |  | 232 | Incremental | 10 |  | Comm Water Heat |  | 1126.21 |  | Dishwasher
10897 | Commercial Kitchens | CKTCH: Dishwasher - Under Counter - Low Temp - GWH | Under counter low temperature commercial dishwasher: natural gas water heating | Appliances | Dishwasher | Commercial Use Dishwasher | 1 | 2016-07-01 | 2020-12-31 |  |  | 94 |  | Therm | per unit | PSE-deemed | Engineering |  | 150 |  | 232 | Incremental | 10 |  | Comm Water Heat |  | 1126.21 |  | Dishwasher
11853 | Commercial Kitchens | CKTCH: Dishwasher - Under Counter - Low Temp - GWH - NPU | Under counter low temperature commercial dishwasher: natural gas water heating; non-PSE utility | Appliances | Dishwasher | Commercial Use Dishwasher | 1 | 2016-09-01 | 2020-12-31 |  |  | 0 |  | Therm | per unit |  |  |  | 0 |  | 0 | [7 empty] | Dishwasher
10845 | Commercial Kitchens | CKTCH: Food Cabinet - Hot - 13 Ft to Under 28 Ft | Full Size - 13-foot to under 28-foot hot food holding cabinet | Appliances | Commercial Kitchen | Food Cabinet | 3 | 2020-01-01 | 2020-12-31 | 2840 |  |  |  | kWh | per unit | PSE-deemed | RTF Derived | 550 |  | 597.41 |  | Incremental | 10 |  | Comm Cooking |  | 0 | 0 | Food_Cabinet
10845 | Commercial Kitchens | CKTCH: Food Cabinet - Hot - 13 Ft to Under 28 Ft | Full Size - 13-foot to under 28-foot hot food holding cabinet | Appliances | Commercial Kitchen | Food Cabinet | 3 | 2020-01-01 | 2020-12-31 | 2840 |  |  |  | kWh | per unit | PSE-deemed | RTF Derived | 550 |  | 597.41 |  | Incremental | 10 |  | Comm Cooking |  | 0 | 0 | Food_Cabinet
11809 | Commercial Kitchens | CKTCH: Food Cabinet - Hot - 13 Ft to Under 28 Ft - NPU | 13-foot to under 28-foot hot food holding cabinet; non-PSE utility | Appliances | Commercial Kitchen | Food Cabinet | 1 | 2016-09-01 | 2020-12-31 | 0 |  |  |  | kWh | per unit |  |  | 0 |  | 0 | [8 empty] | Food_Cabinet
10843 | Commercial Kitchens | CKTCH: Food Cabinet - Hot - 28 Ft or More | Double Size - 28-foot or greater hot food holding cabinet | Appliances | Commercial Kitchen | Food Cabinet | 3 | 2020-01-01 | 2020-12-31 | 5238 |  |  |  | kWh | per unit | PSE-deemed | RTF Derived | 2000 |  | 2520.75 |  | Incremental | 10 |  | Comm Cooking |  | 0 | 0 | Food_Cabinet
10843 | Commercial Kitchens | CKTCH: Food Cabinet - Hot - 28 Ft or More | Double Size - 28-foot or greater hot food holding cabinet | Appliances | Commercial Kitchen | Food Cabinet | 3 | 2020-01-01 | 2020-12-31 | 5238 |  |  |  | kWh | per unit | PSE-deemed | RTF Derived | 2000 |  | 2520.75 |  | Incremental | 10 |  | Comm Cooking |  | 0 | 0 | Food_Cabinet
11807 | Commercial Kitchens | CKTCH: Food Cabinet - Hot - 28 Ft or More - NPU | 28-foot or greater hot food holding cabinet; non-PSE utility | Appliances | Commercial Kitchen | Food Cabinet | 1 | 2016-09-01 | 2020-12-31 | 0 |  |  |  | kWh | per unit |  |  | 0 |  | 0 | [8 empty] | Food_Cabinet
10844 | Commercial Kitchens | CKTCH: Food Cabinet - Hot - Under 13 Ft | Half Size - Under 13-foot hot food holding cabinet | Appliances | Commercial Kitchen | Food Cabinet | 4 | 2020-01-01 | 2020-12-31 | 1605 |  |  |  | kWh | per unit | PSE-deemed | RTF Derived | 250 |  | 280.59 |  | Incremental | 10 |  | Comm Cooking |  | 0 | 0 | Food_Cabinet
10844 | Commercial Kitchens | CKTCH: Food Cabinet - Hot - Under 13 Ft | Half Size - Under 13-foot hot food holding cabinet | Appliances | Commercial Kitchen | Food Cabinet | 4 | 2020-01-01 | 2020-12-31 | 1605 |  |  |  | kWh | per unit | PSE-deemed | RTF Derived | 250 |  | 280.59 |  | Incremental | 10 |  | Comm Cooking |  | 0 | 0 | Food_Cabinet
11808 | Commercial Kitchens | CKTCH: Food Cabinet - Hot - Under 13 Ft - NPU | Under 13-foot hot food holding cabinet; non-PSE utility | Appliances | Commercial Kitchen | Food Cabinet | 1 | 2016-09-01 | 2020-12-31 | 0 |  |  |  | kWh | per unit |  |  | 0 |  | 0 | [8 empty] | Food_Cabinet
10833 | Commercial Kitchens | CKTCH: Griddle - 2 Linear Ft - E | 2 linear feet griddle: electric fuel | Appliances | Commercial Kitchen | Griddle | 2 | 2019-01-01 | 2020-12-31 | 2644 |  |  |  | kWh | per unit | PSE-deemed | Engineering | 500 |  | 516 |  | Incremental | 12 |  | Comm Cooking |  | 0 | 0 | Griddle
10833 | Commercial Kitchens | CKTCH: Griddle - 2 Linear Ft - E | 2 linear feet griddle: electric fuel | Appliances | Commercial Kitchen | Griddle | 2 | 2019-01-01 | 2020-12-31 | 2644 |  |  |  | kWh | per unit | PSE-deemed | Engineering | 500 |  | 516 |  | Incremental | 12 |  | Comm Cooking |  | 0 | 0 | Griddle
11797 | Commercial Kitchens | CKTCH: Griddle - 2 Linear Ft - E - NPU | 2 linear feet griddle: electric fuel; non-PSE utility | Appliances | Commercial Kitchen | Griddle | 1 | 2016-09-01 | 2020-12-31 | 0 |  |  |  | kWh | per unit |  |  | 0 |  | 0 | [8 empty] | Griddle
10834 | Commercial Kitchens | CKTCH: Griddle - 2 Linear Ft - NG | 2 linear feet griddle: natural gas fuel | Appliances | Commercial Kitchen | Griddle | 2 | 2019-01-01 | 2020-12-31 |  |  | 252 |  | Therm | per unit | PSE-deemed | Engineering |  | 500 |  | 572 | Incremental | 12 |  | Comm Cooking |  | 0 | 0 | Griddle
10834 | Commercial Kitchens | CKTCH: Griddle - 2 Linear Ft - NG | 2 linear feet griddle: natural gas fuel | Appliances | Commercial Kitchen | Griddle | 2 | 2019-01-01 | 2020-12-31 |  |  | 252 |  | Therm | per unit | PSE-deemed | Engineering |  | 500 |  | 572 | Incremental | 12 |  | Comm Cooking |  | 0 | 0 | Griddle
11798 | Commercial Kitchens | CKTCH: Griddle - 2 Linear Ft - NG - NPU | 2 linear feet griddle: natural gas fuel; non-PSE utility | Appliances | Commercial Kitchen | Griddle | 1 | 2016-09-01 | 2020-12-31 |  |  | 0 |  | Therm | per unit |  |  |  | 0 |  | 0 | [7 empty] | Griddle
10835 | Commercial Kitchens | CKTCH: Griddle - 3 Linear Ft - E | 3 linear feet griddle: electric fuel | Appliances | Commercial Kitchen | Griddle | 2 | 2019-01-01 | 2020-12-31 | 3966 |  |  |  | kWh | per unit | PSE-deemed | Engineering | 750 |  | 774 |  | Incremental | 12 |  | Comm Cooking |  | 0 | 0 | Griddle
10835 | Commercial Kitchens | CKTCH: Griddle - 3 Linear Ft - E | 3 linear feet griddle: electric fuel | Appliances | Commercial Kitchen | Griddle | 2 | 2019-01-01 | 2020-12-31 | 3966 |  |  |  | kWh | per unit | PSE-deemed | Engineering | 750 |  | 774 |  | Incremental | 12 |  | Comm Cooking |  | 0 | 0 | Griddle
11799 | Commercial Kitchens | CKTCH: Griddle - 3 Linear Ft - E - NPU | 3 linear feet griddle: electric fuel; non-PSE utility | Appliances | Commercial Kitchen | Griddle | 1 | 2016-09-01 | 2020-12-31 | 0 |  |  |  | kWh | per unit |  |  | 0 |  | 0 | [8 empty] | Griddle
10836 | Commercial Kitchens | CKTCH: Griddle - 3 Linear Ft - NG | 3 linear feet griddle: natural gas fuel | Appliances | Commercial Kitchen | Griddle | 2 | 2019-01-01 | 2020-12-31 |  |  | 378 |  | Therm | per unit | PSE-deemed | Engineering |  | 750 |  | 858 | Incremental | 12 |  | Comm Cooking |  | 0 | 0 | Griddle
10836 | Commercial Kitchens | CKTCH: Griddle - 3 Linear Ft - NG | 3 linear feet griddle: natural gas fuel | Appliances | Commercial Kitchen | Griddle | 2 | 2019-01-01 | 2020-12-31 |  |  | 378 |  | Therm | per unit | PSE-deemed | Engineering |  | 750 |  | 858 | Incremental | 12 |  | Comm Cooking |  | 0 | 0 | Griddle
11800 | Commercial Kitchens | CKTCH: Griddle - 3 Linear Ft - NG - NPU | 3 linear feet griddle: natural gas fuel; non-PSE utility | Appliances | Commercial Kitchen | Griddle | 1 | 2016-09-01 | 2020-12-31 |  |  | 0 |  | Therm | per unit |  |  |  | 0 |  | 0 | [7 empty] | Griddle
10837 | Commercial Kitchens | CKTCH: Griddle - 4 Linear Ft - E | 4 linear feet griddle: electric fuel | Appliances | Commercial Kitchen | Griddle | 2 | 2019-01-01 | 2020-12-31 | 5288 |  |  |  | kWh | per unit | PSE-deemed | Engineering | 1000 |  | 1032 |  | Incremental | 12 |  | Comm Cooking |  | 0 | 0 | Griddle
10837 | Commercial Kitchens | CKTCH: Griddle - 4 Linear Ft - E | 4 linear feet griddle: electric fuel | Appliances | Commercial Kitchen | Griddle | 2 | 2019-01-01 | 2020-12-31 | 5288 |  |  |  | kWh | per unit | PSE-deemed | Engineering | 1000 |  | 1032 |  | Incremental | 12 |  | Comm Cooking |  | 0 | 0 | Griddle
11801 | Commercial Kitchens | CKTCH: Griddle - 4 Linear Ft - E - NPU | 4 linear feet griddle: electric fuel; non-PSE utility | Appliances | Commercial Kitchen | Griddle | 1 | 2016-09-01 | 2020-12-31 | 0 |  |  |  | kWh | per unit |  |  | 0 |  | 0 | [8 empty] | Griddle
10838 | Commercial Kitchens | CKTCH: Griddle - 4 Linear Ft - NG | 4 linear feet griddle: natural gas fuel | Appliances | Commercial Kitchen | Griddle | 2 | 2019-01-01 | 2020-12-31 |  |  | 504 |  | Therm | per unit | PSE-deemed | Engineering |  | 1000 |  | 1144 | Incremental | 12 |  | Comm Cooking |  | 0 | 0 | Griddle
10838 | Commercial Kitchens | CKTCH: Griddle - 4 Linear Ft - NG | 4 linear feet griddle: natural gas fuel | Appliances | Commercial Kitchen | Griddle | 2 | 2019-01-01 | 2020-12-31 |  |  | 504 |  | Therm | per unit | PSE-deemed | Engineering |  | 1000 |  | 1144 | Incremental | 12 |  | Comm Cooking |  | 0 | 0 | Griddle
11802 | Commercial Kitchens | CKTCH: Griddle - 4 Linear Ft - NG - NPU | 4 linear feet griddle: natural gas fuel; non-PSE utility | Appliances | Commercial Kitchen | Griddle | 1 | 2016-09-01 | 2020-12-31 |  |  | 0 |  | Therm | per unit |  |  |  | 0 |  | 0 | [7 empty] | Griddle
10839 | Commercial Kitchens | CKTCH: Griddle - 5 Linear Ft - E | 5 linear feet griddle: electric fuel | Appliances | Commercial Kitchen | Griddle | 2 | 2019-01-01 | 2020-12-31 | 6610 |  |  |  | kWh | per unit | PSE-deemed | Engineering | 1250 |  | 1290 |  | Incremental | 12 |  | Comm Cooking |  | 0 | 0 | Griddle
10839 | Commercial Kitchens | CKTCH: Griddle - 5 Linear Ft - E | 5 linear feet griddle: electric fuel | Appliances | Commercial Kitchen | Griddle | 2 | 2019-01-01 | 2020-12-31 | 6610 |  |  |  | kWh | per unit | PSE-deemed | Engineering | 1250 |  | 1290 |  | Incremental | 12 |  | Comm Cooking |  | 0 | 0 | Griddle
11803 | Commercial Kitchens | CKTCH: Griddle - 5 Linear Ft - E - NPU | 5 linear feet griddle: electric fuel; non-PSE utility | Appliances | Commercial Kitchen | Griddle | 1 | 2016-09-01 | 2020-12-31 | 0 |  |  |  | kWh | per unit |  |  | 0 |  | 0 | [8 empty] | Griddle
10840 | Commercial Kitchens | CKTCH: Griddle - 5 Linear Ft - NG | 5 linear feet griddle: natural gas fuel | Appliances | Commercial Kitchen | Griddle | 2 | 2019-01-01 | 2020-12-31 |  |  | 630 |  | Therm | per unit | PSE-deemed | Engineering |  | 1250 |  | 1430 | Incremental | 12 |  | Comm Cooking |  | 0 | 0 | Griddle
10840 | Commercial Kitchens | CKTCH: Griddle - 5 Linear Ft - NG | 5 linear feet griddle: natural gas fuel | Appliances | Commercial Kitchen | Griddle | 2 | 2019-01-01 | 2020-12-31 |  |  | 630 |  | Therm | per unit | PSE-deemed | Engineering |  | 1250 |  | 1430 | Incremental | 12 |  | Comm Cooking |  | 0 | 0 | Griddle
11804 | Commercial Kitchens | CKTCH: Griddle - 5 Linear Ft - NG - NPU | 5 linear feet griddle: natural gas fuel; non-PSE utility | Appliances | Commercial Kitchen | Griddle | 1 | 2016-09-01 | 2020-12-31 |  |  | 0 |  | Therm | per unit |  |  |  | 0 |  | 0 | [7 empty] | Griddle
10841 | Commercial Kitchens | CKTCH: Griddle - 6 Linear Ft - E | 6 linear feet griddle: electric fuel | Appliances | Commercial Kitchen | Griddle | 2 | 2019-01-01 | 2020-12-31 | 7932 |  |  |  | kWh | per unit | PSE-deemed | Engineering | 1500 |  | 1548 |  | Incremental | 12 |  | Comm Cooking |  | 0 | 0 | Griddle
10841 | Commercial Kitchens | CKTCH: Griddle - 6 Linear Ft - E | 6 linear feet griddle: electric fuel | Appliances | Commercial Kitchen | Griddle | 2 | 2019-01-01 | 2020-12-31 | 7932 |  |  |  | kWh | per unit | PSE-deemed | Engineering | 1500 |  | 1548 |  | Incremental | 12 |  | Comm Cooking |  | 0 | 0 | Griddle
11805 | Commercial Kitchens | CKTCH: Griddle - 6 Linear Ft - E - NPU | 6 linear feet griddle: electric fuel; non-PSE utility | Appliances | Commercial Kitchen | Griddle | 1 | 2016-09-01 | 2020-12-31 | 0 |  |  |  | kWh | per unit |  |  | 0 |  | 0 | [8 empty] | Griddle
10842 | Commercial Kitchens | CKTCH: Griddle - 6 Linear Ft - NG | 6 linear feet griddle: natural gas fuel | Appliances | Commercial Kitchen | Griddle | 2 | 2019-01-01 | 2020-12-31 |  |  | 756 |  | Therm | per unit | PSE-deemed | Engineering |  | 1500 |  | 1716 | Incremental | 12 |  | Comm Cooking |  | 0 | 0 | Griddle
10842 | Commercial Kitchens | CKTCH: Griddle - 6 Linear Ft - NG | 6 linear feet griddle: natural gas fuel | Appliances | Commercial Kitchen | Griddle | 2 | 2019-01-01 | 2020-12-31 |  |  | 756 |  | Therm | per unit | PSE-deemed | Engineering |  | 1500 |  | 1716 | Incremental | 12 |  | Comm Cooking |  | 0 | 0 | Griddle
11806 | Commercial Kitchens | CKTCH: Griddle - 6 Linear Ft - NG - NPU | 6 linear feet griddle: natural gas fuel; non-PSE utility | Appliances | Commercial Kitchen | Griddle | 1 | 2016-09-01 | 2020-12-31 |  |  | 0 |  | Therm | per unit |  |  |  | 0 |  | 0 | [7 empty] | Griddle
10846 | Commercial Kitchens | CKTCH: Ice Maker - AC - Cube Nugget - IHR 1000 or More | Air-cooled, cube and nugget ice maker: 1,000 or more lbs per day | Appliances | Commercial Kitchen | Ice Maker | 1 | 2016-06-01 | 2020-06-30 | 2044 |  |  |  | kWh | per unit | PSE-deemed | Engineering | 500 |  | 764 |  | Incremental | 10 |  | Comm Refrigeration |  | 570.05 |  | Ice_Maker
10846 | Commercial Kitchens | CKTCH: Ice Maker - AC - Cube Nugget - IHR 1000 or More | Air-cooled, cube and nugget ice maker: 1,000 or more lbs per day | Appliances | Commercial Kitchen | Ice Maker | 1 | 2016-06-01 | 2020-06-30 | 2044 |  |  |  | kWh | per unit | PSE-deemed | Engineering | 500 |  | 764 |  | Incremental | 10 |  | Comm Refrigeration |  | 570.05 |  | Ice_Maker
11810 | Commercial Kitchens | CKTCH: Ice Maker - AC - Cube Nugget - IHR 1000 or More - NPU | Air-cooled, cube and nugget ice maker: 1,000 or more lbs per day; non-PSE utility | Appliances | Commercial Kitchen | Ice Maker | 1 | 2016-09-01 | 2020-06-30 | 0 |  |  |  | kWh | per unit |  |  | 0 |  | 0 | [8 empty] | Ice_Maker
10847 | Commercial Kitchens | CKTCH: Ice Maker - AC - Cube Nugget - IHR 175 to 449 | Air-cooled, cube and nugget ice maker: 175 to 449 lbs per day | Appliances | Commercial Kitchen | Ice Maker | 1 | 2016-07-01 | 2020-06-30 | 1517 |  |  |  | kWh | per unit | PSE-deemed | Engineering | 200 |  | 286 |  | Incremental | 10 |  | Comm Refrigeration |  | 245.92 |  | Ice_Maker
10847 | Commercial Kitchens | CKTCH: Ice Maker - AC - Cube Nugget - IHR 175 to 449 | Air-cooled, cube and nugget ice maker: 175 to 449 lbs per day | Appliances | Commercial Kitchen | Ice Maker | 1 | 2016-07-01 | 2020-06-30 | 1517 |  |  |  | kWh | per unit | PSE-deemed | Engineering | 200 |  | 286 |  | Incremental | 10 |  | Comm Refrigeration |  | 245.92 |  | Ice_Maker
11811 | Commercial Kitchens | CKTCH: Ice Maker - AC - Cube Nugget - IHR 175 to 449 - NPU | Air-cooled, cube and nugget ice maker: 175 to 449 lbs per day; non-PSE utility | Appliances | Commercial Kitchen | Ice Maker | 1 | 2016-09-01 | 2020-06-30 | 0 |  |  |  | kWh | per unit |  |  | 0 |  | 0 | [8 empty] | Ice_Maker
10848 | Commercial Kitchens | CKTCH: Ice Maker - AC - Cube Nugget - IHR 450 to 999 | Air-cooled, cube and nugget ice maker: 450 to 999 lbs per day | Appliances | Commercial Kitchen | Ice Maker | 1 | 2016-06-01 | 2020-06-30 | 1361 |  |  |  | kWh | per unit | PSE-deemed | Engineering | 200 |  | 249 |  | Incremental | 10 |  | Comm Refrigeration |  | 509.9 |  | Ice_Maker
10848 | Commercial Kitchens | CKTCH: Ice Maker - AC - Cube Nugget - IHR 450 to 999 | Air-cooled, cube and nugget ice maker: 450 to 999 lbs per day | Appliances | Commercial Kitchen | Ice Maker | 1 | 2016-06-01 | 2020-06-30 | 1361 |  |  |  | kWh | per unit | PSE-deemed | Engineering | 200 |  | 249 |  | Incremental | 10 |  | Comm Refrigeration |  | 509.9 |  | Ice_Maker
11812 | Commercial Kitchens | CKTCH: Ice Maker - AC - Cube Nugget - IHR 450 to 999 - NPU | Air-cooled, cube and nugget ice maker: 450 to 999 lbs per day; non-PSE utility | Appliances | Commercial Kitchen | Ice Maker | 1 | 2016-09-01 | 2020-06-30 | 0 |  |  |  | kWh | per unit |  |  | 0 |  | 0 | [8 empty] | Ice_Maker
10849 | Commercial Kitchens | CKTCH: Ice Maker - AC - Cube Nugget - IHR 50 to 174 | Air-cooled, cube and nugget ice maker: 50 to 174 lbs per day | Appliances | Commercial Kitchen | Ice Maker | 1 | 2016-07-01 | 2020-06-30 | 429 |  |  |  | kWh | per unit | PSE-deemed | Engineering | 200 |  | 306 |  | Incremental | 10 |  | Comm Refrigeration |  | 77.23 |  | Ice_Maker
10849 | Commercial Kitchens | CKTCH: Ice Maker - AC - Cube Nugget - IHR 50 to 174 | Air-cooled, cube and nugget ice maker: 50 to 174 lbs per day | Appliances | Commercial Kitchen | Ice Maker | 1 | 2016-07-01 | 2020-06-30 | 429 |  |  |  | kWh | per unit | PSE-deemed | Engineering | 200 |  | 306 |  | Incremental | 10 |  | Comm Refrigeration |  | 77.23 |  | Ice_Maker
11813 | Commercial Kitchens | CKTCH: Ice Maker - AC - Cube Nugget - IHR 50 to 174 - NPU | Air-cooled, cube and nugget ice maker: 50 to 174 lbs per day; non-PSE utility | Appliances | Commercial Kitchen | Ice Maker | 1 | 2016-09-01 | 2020-06-30 | 0 |  |  |  | kWh | per unit |  |  | 0 |  | 0 | [8 empty] | Ice_Maker
10850 | Commercial Kitchens | CKTCH: Ice Maker - AC - Flake - IHR 1000 or More | Air-cooled, flake ice maker: 1,000 or more lbs per day | Appliances | Commercial Kitchen | Ice Maker | 1 | 2016-07-01 | 2020-06-30 | 1314 |  |  |  | kWh | per unit | PSE-deemed | Engineering | 500 |  | 764 |  | Incremental | 10 |  | Comm Refrigeration |  | 0 |  | Ice_Maker
10850 | Commercial Kitchens | CKTCH: Ice Maker - AC - Flake - IHR 1000 or More | Air-cooled, flake ice maker: 1,000 or more lbs per day | Appliances | Commercial Kitchen | Ice Maker | 1 | 2016-07-01 | 2020-06-30 | 1314 |  |  |  | kWh | per unit | PSE-deemed | Engineering | 500 |  | 764 |  | Incremental | 10 |  | Comm Refrigeration |  | 0 |  | Ice_Maker
11814 | Commercial Kitchens | CKTCH: Ice Maker - AC - Flake - IHR 1000 or More - NPU | Air-cooled, flake ice maker: 1,000 or more lbs per day; non-PSE utility | Appliances | Commercial Kitchen | Ice Maker | 1 | 2016-09-01 | 2020-06-30 | 0 |  |  |  | kWh | per unit |  |  | 0 |  | 0 | [8 empty] | Ice_Maker
10851 | Commercial Kitchens | CKTCH: Ice Maker - AC - Flake - IHR 175 to 999 | Air-cooled, flake ice maker: 175 to 999 lbs per day | Appliances | Commercial Kitchen | Ice Maker | 1 | 2016-07-01 | 2020-06-30 | 481 |  |  |  | kWh | per unit | PSE-deemed | Engineering | 200 |  | 274 |  | Incremental | 10 |  | Comm Refrigeration |  | 0 |  | Ice_Maker
10851 | Commercial Kitchens | CKTCH: Ice Maker - AC - Flake - IHR 175 to 999 | Air-cooled, flake ice maker: 175 to 999 lbs per day | Appliances | Commercial Kitchen | Ice Maker | 1 | 2016-07-01 | 2020-06-30 | 481 |  |  |  | kWh | per unit | PSE-deemed | Engineering | 200 |  | 274 |  | Incremental | 10 |  | Comm Refrigeration |  | 0 |  | Ice_Maker
11815 | Commercial Kitchens | CKTCH: Ice Maker - AC - Flake - IHR 175 to 999 - NPU | Air-cooled, flake ice maker: 175 to 999 lbs per day; non-PSE utility | Appliances | Commercial Kitchen | Ice Maker | 1 | 2016-09-01 | 2020-06-30 | 0 |  |  |  | kWh | per unit |  |  | 0 |  | 0 | [8 empty] | Ice_Maker
10852 | Commercial Kitchens | CKTCH: Ice Maker - WC - Cube Nugget - IHR 1000 or More | Water-cooled, cube and nugget ice maker: 1,000 lbs or more per day | Appliances | Commercial Kitchen | Ice Maker | 1 | 2016-07-01 | 2020-06-30 | 1903 |  |  |  | kWh | per unit | PSE-deemed | Engineering | 500 |  | 764 |  | Incremental | 10 |  | Comm Refrigeration |  | 485.58 |  | Ice_Maker
10852 | Commercial Kitchens | CKTCH: Ice Maker - WC - Cube Nugget - IHR 1000 or More | Water-cooled, cube and nugget ice maker: 1,000 lbs or more per day | Appliances | Commercial Kitchen | Ice Maker | 1 | 2016-07-01 | 2020-06-30 | 1903 |  |  |  | kWh | per unit | PSE-deemed | Engineering | 500 |  | 764 |  | Incremental | 10 |  | Comm Refrigeration |  | 485.58 |  | Ice_Maker
11816 | Commercial Kitchens | CKTCH: Ice Maker - WC - Cube Nugget - IHR 1000 or More - NPU | Water-cooled, cube and nugget ice maker: 1,000 lbs or more per day; non-PSE utility | Appliances | Commercial Kitchen | Ice Maker | 1 | 2016-09-01 | 2020-06-30 | 0 |  |  |  | kWh | per unit |  |  | 0 |  | 0 | [8 empty] | Ice_Maker
10853 | Commercial Kitchens | CKTCH: Ice Maker - WC - Cube Nugget - IHR 175 to 449 | Water-cooled, cube and nugget ice maker: 175 to 449 lbs per day | Appliances | Commercial Kitchen | Ice Maker | 1 | 2016-07-01 | 2020-06-30 | 1436 |  |  |  | kWh | per unit | PSE-deemed | Engineering | 200 |  | 286 |  | Incremental | 10 |  | Comm Refrigeration |  | 294.1 |  | Ice_Maker
10853 | Commercial Kitchens | CKTCH: Ice Maker - WC - Cube Nugget - IHR 175 to 449 | Water-cooled, cube and nugget ice maker: 175 to 449 lbs per day | Appliances | Commercial Kitchen | Ice Maker | 1 | 2016-07-01 | 2020-06-30 | 1436 |  |  |  | kWh | per unit | PSE-deemed | Engineering | 200 |  | 286 |  | Incremental | 10 |  | Comm Refrigeration |  | 294.1 |  | Ice_Maker
11817 | Commercial Kitchens | CKTCH: Ice Maker - WC - Cube Nugget - IHR 175 to 449 - NPU | Water-cooled, cube and nugget ice maker: 175 to 449 lbs per day; non-PSE utility | Appliances | Commercial Kitchen | Ice Maker | 1 | 2016-09-01 | 2020-06-30 | 0 |  |  |  | kWh | per unit |  |  | 0 |  | 0 | [8 empty] | Ice_Maker
10854 | Commercial Kitchens | CKTCH: Ice Maker - WC - Cube Nugget - IHR 450 to 999 | Water-cooled, cube and nugget ice maker: 450 to 999 lbs per day | Appliances | Commercial Kitchen | Ice Maker | 1 | 2016-07-01 | 2020-06-30 | 385 |  |  |  | kWh | per unit | PSE-deemed | Engineering | 200 |  | 249 |  | Incremental | 10 |  | Comm Refrigeration |  | 221.76 |  | Ice_Maker
10854 | Commercial Kitchens | CKTCH: Ice Maker - WC - Cube Nugget - IHR 450 to 999 | Water-cooled, cube and nugget ice maker: 450 to 999 lbs per day | Appliances | Commercial Kitchen | Ice Maker | 1 | 2016-07-01 | 2020-06-30 | 385 |  |  |  | kWh | per unit | PSE-deemed | Engineering | 200 |  | 249 |  | Incremental | 10 |  | Comm Refrigeration |  | 221.76 |  | Ice_Maker
11818 | Commercial Kitchens | CKTCH: Ice Maker - WC - Cube Nugget - IHR 450 to 999 - NPU | Water-cooled, cube and nugget ice maker: 450 to 999 lbs per day; non-PSE utility | Appliances | Commercial Kitchen | Ice Maker | 1 | 2016-09-01 | 2020-06-30 | 0 |  |  |  | kWh | per unit |  |  | 0 |  | 0 | [8 empty] | Ice_Maker
10855 | Commercial Kitchens | CKTCH: Ice Maker - WC - Cube Nugget - IHR 50 to 174 | Water-cooled, cube and nugget ice maker: 50 to 174 lbs per day | Appliances | Commercial Kitchen | Ice Maker | 1 | 2016-07-01 | 2020-06-30 | 287 |  |  |  | kWh | per unit | PSE-deemed | Engineering | 200 |  | 306 |  | Incremental | 10 |  | Comm Refrigeration |  | 28.38 |  | Ice_Maker
10855 | Commercial Kitchens | CKTCH: Ice Maker - WC - Cube Nugget - IHR 50 to 174 | Water-cooled, cube and nugget ice maker: 50 to 174 lbs per day | Appliances | Commercial Kitchen | Ice Maker | 1 | 2016-07-01 | 2020-06-30 | 287 |  |  |  | kWh | per unit | PSE-deemed | Engineering | 200 |  | 306 |  | Incremental | 10 |  | Comm Refrigeration |  | 28.38 |  | Ice_Maker
11819 | Commercial Kitchens | CKTCH: Ice Maker - WC - Cube Nugget - IHR 50 to 174 - NPU | Water-cooled, cube and nugget ice maker: 50 to 174 lbs per day; non-PSE utility | Appliances | Commercial Kitchen | Ice Maker | 1 | 2016-09-01 | 2020-06-30 | 0 |  |  |  | kWh | per unit |  |  | 0 |  | 0 | [8 empty] | Ice_Maker
10856 | Commercial Kitchens | CKTCH: Ice Maker - WC - Flake - IHR 1000 or More | Water-cooled, flake ice maker: 1,000 or more lbs per day | Appliances | Commercial Kitchen | Ice Maker | 1 | 2016-07-01 | 2020-06-30 | 1273 |  |  |  | kWh | per unit | PSE-deemed | Engineering | 500 |  | 764 |  | Incremental | 10 |  | Comm Refrigeration |  | 0 |  | Ice_Maker
10856 | Commercial Kitchens | CKTCH: Ice Maker - WC - Flake - IHR 1000 or More | Water-cooled, flake ice maker: 1,000 or more lbs per day | Appliances | Commercial Kitchen | Ice Maker | 1 | 2016-07-01 | 2020-06-30 | 1273 |  |  |  | kWh | per unit | PSE-deemed | Engineering | 500 |  | 764 |  | Incremental | 10 |  | Comm Refrigeration |  | 0 |  | Ice_Maker
11820 | Commercial Kitchens | CKTCH: Ice Maker - WC - Flake - IHR 1000 or More - NPU | Water-cooled, flake ice maker: 1,000 or more lbs per day; non-PSE utility | Appliances | Commercial Kitchen | Ice Maker | 1 | 2016-09-01 | 2020-06-30 | 0 |  |  |  | kWh | per unit |  |  | 0 |  | 0 | [8 empty] | Ice_Maker
10857 | Commercial Kitchens | CKTCH: Ice Maker - WC - Flake - IHR 175 to 999 | Water-cooled, flake ice maker: 175 to 999 lbs per day | Appliances | Commercial Kitchen | Ice Maker | 1 | 2016-07-01 | 2020-06-30 | 456 |  |  |  | kWh | per unit | PSE-deemed | Engineering | 200 |  | 274 |  | Incremental | 10 |  | Comm Refrigeration |  | 0 |  | Ice_Maker
10857 | Commercial Kitchens | CKTCH: Ice Maker - WC - Flake - IHR 175 to 999 | Water-cooled, flake ice maker: 175 to 999 lbs per day | Appliances | Commercial Kitchen | Ice Maker | 1 | 2016-07-01 | 2020-06-30 | 456 |  |  |  | kWh | per unit | PSE-deemed | Engineering | 200 |  | 274 |  | Incremental | 10 |  | Comm Refrigeration |  | 0 |  | Ice_Maker
11821 | Commercial Kitchens | CKTCH: Ice Maker - WC - Flake - IHR 175 to 999 - NPU | Water-cooled, flake ice maker: 175 to 999 lbs per day; non-PSE utility | Appliances | Commercial Kitchen | Ice Maker | 1 | 2016-09-01 | 2020-06-30 | 0 |  |  |  | kWh | per unit |  |  | 0 |  | 0 | [8 empty] | Ice_Maker
10821 | Commercial Kitchens | CKTCH: Oven - Combination - 14 Pan or Less - E | Combination oven: under 15 pans; electric fuel | Appliances | Commercial Kitchen | Oven | 2 | 2020-01-01 | 2020-12-31 | 11501 |  |  |  | kWh | per unit | PSE-deemed | Other Utility | 1000 |  | 1568 |  | Incremental | 12 |  | Comm Cooking |  | 5171.02 | 0 | Oven
10821 | Commercial Kitchens | CKTCH: Oven - Combination - 14 Pan or Less - E | Combination oven: under 15 pans; electric fuel | Appliances | Commercial Kitchen | Oven | 2 | 2020-01-01 | 2020-12-31 | 11501 |  |  |  | kWh | per unit | PSE-deemed | Other Utility | 1000 |  | 1568 |  | Incremental | 12 |  | Comm Cooking |  | 5171.02 | 0 | Oven
11785 | Commercial Kitchens | CKTCH: Oven - Combination - 14 Pan or Less - E - NPU | Combination oven: under 15 pans; electric fuel; non-PSE utility | Appliances | Commercial Kitchen | Oven | 1 | 2016-09-01 |  | 0 |  |  |  | kWh | per unit |  |  | 0 |  | 0 | [6 empty] | 0 | 0 | Oven
10824 | Commercial Kitchens | CKTCH: Oven - Combination - 14 Pan or Less - NG | Combination oven: under 15 pans; natural gas fuel | Appliances | Commercial Kitchen | Oven | 2 | 2020-01-01 | 2020-12-31 |  |  | 798 |  | Therm | per unit | PSE-deemed | Other Utility |  | 2500 |  | 3588 | Incremental | 12 |  | Comm Cooking |  | 5171.02 | 0 | Oven
10824 | Commercial Kitchens | CKTCH: Oven - Combination - 14 Pan or Less - NG | Combination oven: under 15 pans; natural gas fuel | Appliances | Commercial Kitchen | Oven | 2 | 2020-01-01 | 2020-12-31 |  |  | 798 |  | Therm | per unit | PSE-deemed | Other Utility |  | 2500 |  | 3588 | Incremental | 12 |  | Comm Cooking |  | 5171.02 | 0 | Oven
11788 | Commercial Kitchens | CKTCH: Oven - Combination - 14 Pan or Less - NG - NPU | Combination oven: under 15 pans; natural gas fuel; non-PSE utility | Appliances | Commercial Kitchen | Oven | 1 | 2016-09-01 |  |  |  | 0 |  | Therm | per unit |  |  |  | 0 |  | 0 | [5 empty] | 0 | 0 | Oven
10823 | Commercial Kitchens | CKTCH: Oven - Combination - 15 to 28 Pans - E | Combination oven: 15 to 28 pans; electric fuel | Appliances | Commercial Kitchen | Oven | 2 | 2020-01-01 | 2020-12-31 | 15095 |  |  |  | kWh | per unit | PSE-deemed | Other Utility | 1500 |  | 1584 |  | Incremental | 12 |  | Comm Cooking |  | 8618.36 | 0 | Oven
10823 | Commercial Kitchens | CKTCH: Oven - Combination - 15 to 28 Pans - E | Combination oven: 15 to 28 pans; electric fuel | Appliances | Commercial Kitchen | Oven | 2 | 2020-01-01 | 2020-12-31 | 15095 |  |  |  | kWh | per unit | PSE-deemed | Other Utility | 1500 |  | 1584 |  | Incremental | 12 |  | Comm Cooking |  | 8618.36 | 0 | Oven
11787 | Commercial Kitchens | CKTCH: Oven - Combination - 15 to 28 Pans - E - NPU | Combination oven: 15 to 28 pans; electric fuel; non-PSE utility | Appliances | Commercial Kitchen | Oven | 1 | 2016-09-01 |  | 0 |  |  |  | kWh | per unit |  |  | 0 |  | 0 | [6 empty] | 0 | 0 | Oven
10826 | Commercial Kitchens | CKTCH: Oven - Combination - 15 to 28 Pans - NG | Combination oven: 15 to 28 pans; natural gas fuel | Appliances | Commercial Kitchen | Oven | 2 | 2020-01-01 | 2020-12-31 |  |  | 1120 |  | Therm | per unit | PSE-deemed | Other Utility |  | 3000 |  | 3361 | Incremental | 12 |  | Comm Cooking |  | 8618.36 | 0 | Oven
10826 | Commercial Kitchens | CKTCH: Oven - Combination - 15 to 28 Pans - NG | Combination oven: 15 to 28 pans; natural gas fuel | Appliances | Commercial Kitchen | Oven | 2 | 2020-01-01 | 2020-12-31 |  |  | 1120 |  | Therm | per unit | PSE-deemed | Other Utility |  | 3000 |  | 3361 | Incremental | 12 |  | Comm Cooking |  | 8618.36 | 0 | Oven
11790 | Commercial Kitchens | CKTCH: Oven - Combination - 15 to 28 Pans - NG - NPU | Combination oven: 15 to 28 pans; natural gas fuel; non-PSE utility | Appliances | Commercial Kitchen | Oven | 1 | 2016-09-01 |  |  |  | 0 |  | Therm | per unit |  |  |  | 0 |  | 0 | [5 empty] | 0 | 0 | Oven
10822 | Commercial Kitchens | CKTCH: Oven - Combination - More Than 28 Pans - E | Combination oven: more than 28 pans; electric fuel | Appliances | Commercial Kitchen | Oven | 2 | 2020-01-01 | 2020-12-31 | 22045 |  |  |  | kWh | per unit | PSE-deemed | Other Utility | 7000 |  | 7048 |  | Incremental | 12 |  | Comm Cooking |  | 17236.72 | 0 | Oven
10822 | Commercial Kitchens | CKTCH: Oven - Combination - More Than 28 Pans - E | Combination oven: more than 28 pans; electric fuel | Appliances | Commercial Kitchen | Oven | 2 | 2020-01-01 | 2020-12-31 | 22045 |  |  |  | kWh | per unit | PSE-deemed | Other Utility | 7000 |  | 7048 |  | Incremental | 12 |  | Comm Cooking |  | 17236.72 | 0 | Oven
11786 | Commercial Kitchens | CKTCH: Oven - Combination - More Than 28 Pans - E - NPU | Combination oven: more than 28 pans; electric fuel; non-PSE utility | Appliances | Commercial Kitchen | Oven | 1 | 2016-09-01 |  | 0 |  |  |  | kWh | per unit |  |  | 0 |  | 0 | [6 empty] | 0 | 0 | Oven
10825 | Commercial Kitchens | CKTCH: Oven - Combination - More Than 28 Pans - NG | Combination oven: more than 28 pans; natural gas fuel | Appliances | Commercial Kitchen | Oven | 2 | 2020-01-01 | 2020-12-31 |  |  | 1573 |  | Therm | per unit | PSE-deemed | Other Utility |  | 7000 |  | 7890 | Incremental | 12 |  | Comm Cooking |  | 17236.72 | 0 | Oven
10825 | Commercial Kitchens | CKTCH: Oven - Combination - More Than 28 Pans - NG | Combination oven: more than 28 pans; natural gas fuel | Appliances | Commercial Kitchen | Oven | 2 | 2020-01-01 | 2020-12-31 |  |  | 1573 |  | Therm | per unit | PSE-deemed | Other Utility |  | 7000 |  | 7890 | Incremental | 12 |  | Comm Cooking |  | 17236.72 | 0 | Oven
11789 | Commercial Kitchens | CKTCH: Oven - Combination - More Than 28 Pans - NG - NPU | Combination oven: more than 28 pans; natural gas fuel; non-PSE utility | Appliances | Commercial Kitchen | Oven | 1 | 2016-09-01 |  |  |  | 0 |  | Therm | per unit |  |  |  | 0 |  | 0 | [5 empty] | 0 | 0 | Oven
10828 | Commercial Kitchens | CKTCH: Oven - Deck - E | Deck oven: electric fuel | Appliances | Commercial Kitchen | Oven | 2 | 2020-01-01 | 2020-12-31 | 7313 |  |  |  | kWh | per unit | PSE-deemed | Other Utility | 3000 |  | 3271.95 |  | Incremental | 12 |  | Comm Cooking |  | 0 | 0 | Oven
10828 | Commercial Kitchens | CKTCH: Oven - Deck - E | Deck oven: electric fuel | Appliances | Commercial Kitchen | Oven | 2 | 2020-01-01 | 2020-12-31 | 7313 |  |  |  | kWh | per unit | PSE-deemed | Other Utility | 3000 |  | 3271.95 |  | Incremental | 12 |  | Comm Cooking |  | 0 | 0 | Oven
11325 | Commercial Kitchens | CKTCH: Oven - Double Rack - NG | Double-rack oven: natural gas fuel | Appliances | Commercial Kitchen | Oven | 3 | 2020-01-01 | 2020-12-31 |  |  | 2104 |  | Therm | per unit | PSE-deemed | Other Utility |  | 4000 |  | 4128 | Incremental | 12 |  | Comm Cooking |  | 0 | 0 | Oven
11325 | Commercial Kitchens | CKTCH: Oven - Double Rack - NG | Double-rack oven: natural gas fuel | Appliances | Commercial Kitchen | Oven | 3 | 2020-01-01 | 2020-12-31 |  |  | 2104 |  | Therm | per unit | PSE-deemed | Other Utility |  | 4000 |  | 4128 | Incremental | 12 |  | Comm Cooking |  | 0 | 0 | Oven
10811 | Commercial Kitchens | CKTCH: Sales Incentive - Dishwasher - ST or MT - E | Sales incentive: single or double-tank dishwasher with electric fuel | Behavior | Sales Incentive | Sales Incentive | 1 | 2016-01-01 | 2020-03-31 | 0 |  |  |  | kWh | per unit | PSE-deemed | Engineering | 50 |  | 50 |  | Incremental | 0 |  |  |  | 0 |  | Sales_Incentive
10811 | Commercial Kitchens | CKTCH: Sales Incentive - Dishwasher - ST or MT - E | Sales incentive: single or double-tank dishwasher with electric fuel | Behavior | Sales Incentive | Sales Incentive | 1 | 2016-01-01 | 2020-03-31 | 0 |  |  |  | kWh | per unit | PSE-deemed | Engineering | 50 |  | 50 |  | Incremental | 0 |  |  |  | 0 |  | Sales_Incentive
10816 | Commercial Kitchens | CKTCH: Sales Incentive - Dishwasher - ST or MT - NG | Sales incentive: single or double-tank dishwasher with natural gas fuel | Behavior | Sales Incentive | Sales Incentive | 1 | 2015-01-01 | 2020-03-31 |  |  | 0 |  | Therm | per unit | PSE-deemed | Engineering |  | 50 |  | 50 | Incremental | 0 |  |  |  | 0 |  | Sales_Incentive
10816 | Commercial Kitchens | CKTCH: Sales Incentive - Dishwasher - ST or MT - NG | Sales incentive: single or double-tank dishwasher with natural gas fuel | Behavior | Sales Incentive | Sales Incentive | 1 | 2015-01-01 | 2020-03-31 |  |  | 0 |  | Therm | per unit | PSE-deemed | Engineering |  | 50 |  | 50 | Incremental | 0 |  |  |  | 0 |  | Sales_Incentive
10812 | Commercial Kitchens | CKTCH: Sales Incentive - Dishwasher - UC or DT - E | Sales incentive: under-counter or door-type dishwasher with electric fuel | Behavior | Sales Incentive | Sales Incentive | 1 | 2014-01-01 | 2020-03-31 | 0 |  |  |  | kWh | per unit | PSE-deemed | Engineering | 30 |  | 30 |  | Incremental | 0 |  |  |  | 0 |  | Sales_Incentive
10812 | Commercial Kitchens | CKTCH: Sales Incentive - Dishwasher - UC or DT - E | Sales incentive: under-counter or door-type dishwasher with electric fuel | Behavior | Sales Incentive | Sales Incentive | 1 | 2014-01-01 | 2020-03-31 | 0 |  |  |  | kWh | per unit | PSE-deemed | Engineering | 30 |  | 30 |  | Incremental | 0 |  |  |  | 0 |  | Sales_Incentive
10819 | Commercial Kitchens | CKTCH: Sales Incentive - Dishwasher - UC or DT - NG | Sales incentive: under-counter or door-type dishwasher with natural gas fuel | Behavior | Sales Incentive | Sales Incentive | 1 | 2012-01-01 | 2020-03-31 |  |  | 0 |  | Therm | per unit | PSE-deemed | Engineering |  | 30 |  | 30 | Incremental | 0 |  |  |  | 0 |  | Sales_Incentive
10819 | Commercial Kitchens | CKTCH: Sales Incentive - Dishwasher - UC or DT - NG | Sales incentive: under-counter or door-type dishwasher with natural gas fuel | Behavior | Sales Incentive | Sales Incentive | 1 | 2012-01-01 | 2020-03-31 |  |  | 0 |  | Therm | per unit | PSE-deemed | Engineering |  | 30 |  | 30 | Incremental | 0 |  |  |  | 0 |  | Sales_Incentive
10813 | Commercial Kitchens | CKTCH: Sales Incentive - Fryer - E | Sales incentive: fryer with electric fuel | Behavior | Sales Incentive | Sales Incentive | 2 | 2019-01-01 | 2020-03-31 | 0 |  |  |  | kWh | per unit | PSE-deemed | Engineering | 50 |  | 50 |  | Incremental | 0 |  |  |  | 0 | 0 | Sales_Incentive
10813 | Commercial Kitchens | CKTCH: Sales Incentive - Fryer - E | Sales incentive: fryer with electric fuel | Behavior | Sales Incentive | Sales Incentive | 2 | 2019-01-01 | 2020-03-31 | 0 |  |  |  | kWh | per unit | PSE-deemed | Engineering | 50 |  | 50 |  | Incremental | 0 |  |  |  | 0 | 0 | Sales_Incentive
10814 | Commercial Kitchens | CKTCH: Sales Incentive - Fryer - NG | Sales incentive: fryer with natural gas fuel | Behavior | Sales Incentive | Sales Incentive | 2 | 2019-01-01 | 2020-03-31 |  |  | 0 |  | Therm | per unit | PSE-deemed | Engineering |  | 50 |  | 50 | Incremental | 0 |  |  |  | 0 | 0 | Sales_Incentive
10814 | Commercial Kitchens | CKTCH: Sales Incentive - Fryer - NG | Sales incentive: fryer with natural gas fuel | Behavior | Sales Incentive | Sales Incentive | 2 | 2019-01-01 | 2020-03-31 |  |  | 0 |  | Therm | per unit | PSE-deemed | Engineering |  | 50 |  | 50 | Incremental | 0 |  |  |  | 0 | 0 | Sales_Incentive
10858 | Commercial Kitchens | CKTCH: Sales Incentive - Griddle - E | Sales incentive: griddle with electric fuel | Behavior | Sales Incentive | Sales Incentive | 2 | 2019-01-01 | 2020-03-31 |  |  | 0 |  | kWh | per unit | PSE-deemed | Engineering |  | 50 |  | 50 | Full | 0 |  |  |  | 0 | 0 | Sales_Incentive
10858 | Commercial Kitchens | CKTCH: Sales Incentive - Griddle - E | Sales incentive: griddle with electric fuel | Behavior | Sales Incentive | Sales Incentive | 2 | 2019-01-01 | 2020-03-31 |  |  | 0 |  | kWh | per unit | PSE-deemed | Engineering |  | 50 |  | 50 | Full | 0 |  |  |  | 0 | 0 | Sales_Incentive
10859 | Commercial Kitchens | CKTCH: Sales Incentive - Griddle - NG | Sales incentive: griddle with natural gas fuel | Behavior | Sales Incentive | Sales Incentive | 2 | 2019-01-01 | 2020-03-31 |  |  | 0 |  | Therm | per unit | PSE-deemed | Engineering |  | 50 |  | 50 | Full | 0 |  |  |  | 0 | 0 | Sales_Incentive
10859 | Commercial Kitchens | CKTCH: Sales Incentive - Griddle - NG | Sales incentive: griddle with natural gas fuel | Behavior | Sales Incentive | Sales Incentive | 2 | 2019-01-01 | 2020-03-31 |  |  | 0 |  | Therm | per unit | PSE-deemed | Engineering |  | 50 |  | 50 | Full | 0 |  |  |  | 0 | 0 | Sales_Incentive
10860 | Commercial Kitchens | CKTCH: Sales Incentive - Hot Food Cabinet | Sales incentive: hot food holding cabinet | Behavior | Sales Incentive | Sales Incentive | 2 | 2019-01-01 | 2020-03-31 | 0 |  |  |  | kWh | per unit | PSE-deemed | Engineering | 50 |  | 50 |  | Full | 0 |  |  |  | 0 | 0 | Sales_Incentive
10860 | Commercial Kitchens | CKTCH: Sales Incentive - Hot Food Cabinet | Sales incentive: hot food holding cabinet | Behavior | Sales Incentive | Sales Incentive | 2 | 2019-01-01 | 2020-03-31 | 0 |  |  |  | kWh | per unit | PSE-deemed | Engineering | 50 |  | 50 |  | Full | 0 |  |  |  | 0 | 0 | Sales_Incentive
10810 | Commercial Kitchens | CKTCH: Sales Incentive - Oven - E | Sales incentive: oven with electric fuel | Behavior | Sales Incentive | Sales Incentive | 1 | 2013-01-01 | 2020-03-31 | 0 |  |  |  | kWh | per unit | PSE-deemed | Engineering | 50 |  | 50 |  | Incremental | 0 |  |  |  | 0 |  | Sales_Incentive
10810 | Commercial Kitchens | CKTCH: Sales Incentive - Oven - E | Sales incentive: oven with electric fuel | Behavior | Sales Incentive | Sales Incentive | 1 | 2013-01-01 | 2020-03-31 | 0 |  |  |  | kWh | per unit | PSE-deemed | Engineering | 50 |  | 50 |  | Incremental | 0 |  |  |  | 0 |  | Sales_Incentive
10820 | Commercial Kitchens | CKTCH: Sales Incentive - Oven - NG | Sales incentive: oven with natural gas fuel | Behavior | Sales Incentive | Sales Incentive | 1 | 2013-01-01 | 2020-03-31 |  |  | 0 |  | Therm | per unit | PSE-deemed | Engineering |  | 50 |  | 50 | Incremental | 0 |  |  |  | 0 |  | Sales_Incentive
10820 | Commercial Kitchens | CKTCH: Sales Incentive - Oven - NG | Sales incentive: oven with natural gas fuel | Behavior | Sales Incentive | Sales Incentive | 1 | 2013-01-01 | 2020-03-31 |  |  | 0 |  | Therm | per unit | PSE-deemed | Engineering |  | 50 |  | 50 | Incremental | 0 |  |  |  | 0 |  | Sales_Incentive
10815 | Commercial Kitchens | CKTCH: Sales Incentive - Refrigeration - E | Sales incentive: refrigeration with electric fuel | Behavior | Sales Incentive | Sales Incentive | 1 | 2013-01-01 | 2020-03-31 | 0 |  |  |  | kWh | per unit | PSE-deemed | Engineering | 30 |  | 30 |  | Incremental | 0 |  |  |  | 0 |  | Sales_Incentive
10815 | Commercial Kitchens | CKTCH: Sales Incentive - Refrigeration - E | Sales incentive: refrigeration with electric fuel | Behavior | Sales Incentive | Sales Incentive | 1 | 2013-01-01 | 2020-03-31 | 0 |  |  |  | kWh | per unit | PSE-deemed | Engineering | 30 |  | 30 |  | Incremental | 0 |  |  |  | 0 |  | Sales_Incentive
10817 | Commercial Kitchens | CKTCH: Sales Incentive - Steam Cooker - E | Sales incentive: steam cooker with electric fuel | Behavior | Sales Incentive | Sales Incentive | 2 | 2019-01-01 | 2020-03-31 | 0 |  |  |  | kWh | per unit | PSE-deemed | Engineering | 50 |  | 50 |  | Full | 0 |  |  |  | 0 | 0 | Sales_Incentive
10817 | Commercial Kitchens | CKTCH: Sales Incentive - Steam Cooker - E | Sales incentive: steam cooker with electric fuel | Behavior | Sales Incentive | Sales Incentive | 2 | 2019-01-01 | 2020-03-31 | 0 |  |  |  | kWh | per unit | PSE-deemed | Engineering | 50 |  | 50 |  | Full | 0 |  |  |  | 0 | 0 | Sales_Incentive
10818 | Commercial Kitchens | CKTCH: Sales Incentive - Steam Cooker - NG | Sales incentive: steam cooker with natural gas fuel | Behavior | Sales Incentive | Sales Incentive | 2 | 2019-01-01 | 2020-03-31 |  |  | 0 |  | Therm | per unit | PSE-deemed | Engineering |  | 50 |  | 50 | Full | 0 |  |  |  | 0 | 0 | Sales_Incentive
10818 | Commercial Kitchens | CKTCH: Sales Incentive - Steam Cooker - NG | Sales incentive: steam cooker with natural gas fuel | Behavior | Sales Incentive | Sales Incentive | 2 | 2019-01-01 | 2020-03-31 |  |  | 0 |  | Therm | per unit | PSE-deemed | Engineering |  | 50 |  | 50 | Full | 0 |  |  |  | 0 | 0 | Sales_Incentive
12500 | Commercial Kitchens | DCV - Kitchen - Single - Comm - 10 HP - C | Demand control ventilation retrofit for commercial kitchen: single phase system; 10 total horsepower; dual fuel customer | HVAC | Ventilation | Demand Control Ventilation | 1 | 2019-01-01 | 2020-12-31 | 12510 |  | 1220 |  | Dual | per horsepower | PSE-deemed | Engineering | 6000 | 6000 | 8490 | 9240 | Full | 15 |  | Comm Space Heat | Comm Space Heat | 0 | 0 | Ventilation
12442 | Commercial Kitchens | DCV - Kitchen - Single - Comm - 10 HP - EO | Demand control ventilation retrofit for commercial kitchen: single phase system; 10 total horsepower; electric-only customer | HVAC | Ventilation | Demand Control Ventilation | 1 | 2019-01-01 | 2020-12-31 | 12510 |  |  |  | kWh | per horsepower | PSE-deemed | Engineering | 6000 |  | 8490 |  | Full | 15 |  | Comm Space Heat |  | 0 | 0 | Ventilation
12471 | Commercial Kitchens | DCV - Kitchen - Single - Comm - 10 HP - GO | Demand control ventilation retrofit for commercial kitchen: single phase system; 10 total horsepower; natural gas only customer | HVAC | Ventilation | Demand Control Ventilation | 1 | 2019-01-01 | 2020-12-31 |  |  | 1220 |  | Therm | per horsepower | PSE-deemed | Engineering |  | 6000 |  | 9240 | Full | 15 |  | Comm Space Heat |  | 0 | 0 | Ventilation
12501 | Commercial Kitchens | DCV - Kitchen - Single - Comm - 11 HP - C | Demand control ventilation retrofit for commercial kitchen: single phase system; 11 total horsepower; dual fuel customer | HVAC | Ventilation | Demand Control Ventilation | 1 | 2019-01-01 | 2020-12-31 | 13761 |  | 1342 |  | Dual | per horsepower | PSE-deemed | Engineering | 6600 | 6600 | 9339 | 10164 | Full | 15 |  | Comm Space Heat | Comm Space Heat | 0 | 0 | Ventilation
12443 | Commercial Kitchens | DCV - Kitchen - Single - Comm - 11 HP - EO | Demand control ventilation retrofit for commercial kitchen: single phase system; 11 total horsepower; electric-only customer | HVAC | Ventilation | Demand Control Ventilation | 1 | 2019-01-01 | 2020-12-31 | 13761 |  |  |  | kWh | per horsepower | PSE-deemed | Engineering | 6600 |  | 9339 |  | Full | 15 |  | Comm Space Heat |  | 0 | 0 | Ventilation
12472 | Commercial Kitchens | DCV - Kitchen - Single - Comm - 11 HP - GO | Demand control ventilation retrofit for commercial kitchen: single phase system; 11 total horsepower; natural gas only customer | HVAC | Ventilation | Demand Control Ventilation | 1 | 2019-01-01 | 2020-12-31 |  |  | 1342 |  | Therm | per horsepower | PSE-deemed | Engineering |  | 6600 |  | 10164 | Full | 15 |  | Comm Space Heat |  | 0 | 0 | Ventilation
12502 | Commercial Kitchens | DCV - Kitchen - Single - Comm - 12 HP - C | Demand control ventilation retrofit for commercial kitchen: single phase system; 12 total horsepower; dual fuel customer | HVAC | Ventilation | Demand Control Ventilation | 1 | 2019-01-01 | 2020-12-31 | 15012 |  | 1464 |  | Dual | per horsepower | PSE-deemed | Engineering | 7200 | 7200 | 10188 | 11088 | Full | 15 |  | Comm Space Heat | Comm Space Heat | 0 | 0 | Ventilation
12444 | Commercial Kitchens | DCV - Kitchen - Single - Comm - 12 HP - EO | Demand control ventilation retrofit for commercial kitchen: single phase system; 12 total horsepower; electric-only customer | HVAC | Ventilation | Demand Control Ventilation | 1 | 2019-01-01 | 2020-12-31 | 15012 |  |  |  | kWh | per horsepower | PSE-deemed | Engineering | 7200 |  | 10188 |  | Full | 15 |  | Comm Space Heat |  | 0 | 0 | Ventilation
12473 | Commercial Kitchens | DCV - Kitchen - Single - Comm - 12 HP - GO | Demand control ventilation retrofit for commercial kitchen: single phase system; 12 total horsepower; natural gas only customer | HVAC | Ventilation | Demand Control Ventilation | 1 | 2019-01-01 | 2020-12-31 |  |  | 1464 |  | Therm | per horsepower | PSE-deemed | Engineering |  | 7200 |  | 11088 | Full | 15 |  | Comm Space Heat |  | 0 | 0 | Ventilation
12503 | Commercial Kitchens | DCV - Kitchen - Single - Comm - 13 HP - C | Demand control ventilation retrofit for commercial kitchen: single phase system; 13 total horsepower; dual fuel customer | HVAC | Ventilation | Demand Control Ventilation | 1 | 2019-01-01 | 2020-12-31 | 16263 |  | 1586 |  | Dual | per horsepower | PSE-deemed | Engineering | 7800 | 7800 | 11037 | 12012 | Full | 15 |  | Comm Space Heat | Comm Space Heat | 0 | 0 | Ventilation
12445 | Commercial Kitchens | DCV - Kitchen - Single - Comm - 13 HP - EO | Demand control ventilation retrofit for commercial kitchen: single phase system; 13 total horsepower; electric-only customer | HVAC | Ventilation | Demand Control Ventilation | 1 | 2019-01-01 | 2020-12-31 | 16263 |  |  |  | kWh | per horsepower | PSE-deemed | Engineering | 7800 |  | 11037 |  | Full | 15 |  | Comm Space Heat |  | 0 | 0 | Ventilation
12474 | Commercial Kitchens | DCV - Kitchen - Single - Comm - 13 HP - GO | Demand control ventilation retrofit for commercial kitchen: single phase system; 13 total horsepower; natural gas only customer | HVAC | Ventilation | Demand Control Ventilation | 1 | 2019-01-01 | 2020-12-31 |  |  | 1586 |  | Therm | per horsepower | PSE-deemed | Engineering |  | 7800 |  | 12012 | Full | 15 |  | Comm Space Heat |  | 0 | 0 | Ventilation
12504 | Commercial Kitchens | DCV - Kitchen - Single - Comm - 14 HP - C | Demand control ventilation retrofit for commercial kitchen: single phase system; 14 total horsepower; dual fuel customer | HVAC | Ventilation | Demand Control Ventilation | 1 | 2019-01-01 | 2020-12-31 | 17514 |  | 1708 |  | Dual | per horsepower | PSE-deemed | Engineering | 8400 | 8400 | 11886 | 12936 | Full | 15 |  | Comm Space Heat | Comm Space Heat | 0 | 0 | Ventilation
12446 | Commercial Kitchens | DCV - Kitchen - Single - Comm - 14 HP - EO | Demand control ventilation retrofit for commercial kitchen: single phase system; 14 total horsepower; electric-only customer | HVAC | Ventilation | Demand Control Ventilation | 1 | 2019-01-01 | 2020-12-31 | 17514 |  |  |  | kWh | per horsepower | PSE-deemed | Engineering | 8400 |  | 11886 |  | Full | 15 |  | Comm Space Heat |  | 0 | 0 | Ventilation
12475 | Commercial Kitchens | DCV - Kitchen - Single - Comm - 14 HP - GO | Demand control ventilation retrofit for commercial kitchen: single phase system; 14 total horsepower; natural gas only customer | HVAC | Ventilation | Demand Control Ventilation | 1 | 2019-01-01 | 2020-12-31 |  |  | 1708 |  | Therm | per horsepower | PSE-deemed | Engineering |  | 8400 |  | 12936 | Full | 15 |  | Comm Space Heat |  | 0 | 0 | Ventilation
12505 | Commercial Kitchens | DCV - Kitchen - Single - Comm - 15 HP - C | Demand control ventilation retrofit for commercial kitchen: single phase system; 15 total horsepower; dual fuel customer | HVAC | Ventilation | Demand Control Ventilation | 1 | 2019-01-01 | 2020-12-31 | 18765 |  | 1830 |  | Dual | per horsepower | PSE-deemed | Engineering | 9000 | 9000 | 12735 | 13860 | Full | 15 |  | Comm Space Heat | Comm Space Heat | 0 | 0 | Ventilation
12447 | Commercial Kitchens | DCV - Kitchen - Single - Comm - 15 HP - EO | Demand control ventilation retrofit for commercial kitchen: single phase system; 15 total horsepower; electric-only customer | HVAC | Ventilation | Demand Control Ventilation | 1 | 2019-01-01 | 2020-12-31 | 18765 |  |  |  | kWh | per horsepower | PSE-deemed | Engineering | 9000 |  | 12735 |  | Full | 15 |  | Comm Space Heat |  | 0 | 0 | Ventilation
12476 | Commercial Kitchens | DCV - Kitchen - Single - Comm - 15 HP - GO | Demand control ventilation retrofit for commercial kitchen: single phase system; 15 total horsepower; natural gas only customer | HVAC | Ventilation | Demand Control Ventilation | 1 | 2019-01-01 | 2020-12-31 |  |  | 1830 |  | Therm | per horsepower | PSE-deemed | Engineering |  | 9000 |  | 13860 | Full | 15 |  | Comm Space Heat |  | 0 | 0 | Ventilation
12506 | Commercial Kitchens | DCV - Kitchen - Single - Comm - 16 HP - C | Demand control ventilation retrofit for commercial kitchen: single phase system; 16 total horsepower; dual fuel customer | HVAC | Ventilation | Demand Control Ventilation | 1 | 2019-01-01 | 2020-12-31 | 20016 |  | 1952 |  | Dual | per horsepower | PSE-deemed | Engineering | 9600 | 9600 | 13584 | 14784 | Full | 15 |  | Comm Space Heat | Comm Space Heat | 0 | 0 | Ventilation
12448 | Commercial Kitchens | DCV - Kitchen - Single - Comm - 16 HP - EO | Demand control ventilation retrofit for commercial kitchen: single phase system; 16 total horsepower; electric-only customer | HVAC | Ventilation | Demand Control Ventilation | 1 | 2019-01-01 | 2020-12-31 | 20016 |  |  |  | kWh | per horsepower | PSE-deemed | Engineering | 9600 |  | 13584 |  | Full | 15 |  | Comm Space Heat |  | 0 | 0 | Ventilation
12477 | Commercial Kitchens | DCV - Kitchen - Single - Comm - 16 HP - GO | Demand control ventilation retrofit for commercial kitchen: single phase system; 16 total horsepower; natural gas only customer | HVAC | Ventilation | Demand Control Ventilation | 1 | 2019-01-01 | 2020-12-31 |  |  | 1952 |  | Therm | per horsepower | PSE-deemed | Engineering |  | 9600 |  | 14784 | Full | 15 |  | Comm Space Heat |  | 0 | 0 | Ventilation
12507 | Commercial Kitchens | DCV - Kitchen - Single - Comm - 17 HP - C | Demand control ventilation retrofit for commercial kitchen: single phase system; 17 total horsepower; dual fuel customer | HVAC | Ventilation | Demand Control Ventilation | 1 | 2019-01-01 | 2020-12-31 | 21267 |  | 2074 |  | Dual | per horsepower | PSE-deemed | Engineering | 10200 | 10200 | 14433 | 15708 | Full | 15 |  | Comm Space Heat | Comm Space Heat | 0 | 0 | Ventilation
12449 | Commercial Kitchens | DCV - Kitchen - Single - Comm - 17 HP - EO | Demand control ventilation retrofit for commercial kitchen: single phase system; 17 total horsepower; electric-only customer | HVAC | Ventilation | Demand Control Ventilation | 1 | 2019-01-01 | 2020-12-31 | 21267 |  |  |  | kWh | per horsepower | PSE-deemed | Engineering | 10200 |  | 14433 |  | Full | 15 |  | Comm Space Heat |  | 0 | 0 | Ventilation
12478 | Commercial Kitchens | DCV - Kitchen - Single - Comm - 17 HP - GO | Demand control ventilation retrofit for commercial kitchen: single phase system; 17 total horsepower; natural gas only customer | HVAC | Ventilation | Demand Control Ventilation | 1 | 2019-01-01 | 2020-12-31 |  |  | 2074 |  | Therm | per horsepower | PSE-deemed | Engineering |  | 10200 |  | 15708 | Full | 15 |  | Comm Space Heat |  | 0 | 0 | Ventilation
12508 | Commercial Kitchens | DCV - Kitchen - Single - Comm - 18 HP - C | Demand control ventilation retrofit for commercial kitchen: single phase system; 18 total horsepower; dual fuel customer | HVAC | Ventilation | Demand Control Ventilation | 1 | 2019-01-01 | 2020-12-31 | 22518 |  | 2196 |  | Dual | per horsepower | PSE-deemed | Engineering | 10800 | 10800 | 15282 | 16632 | Full | 15 |  | Comm Space Heat | Comm Space Heat | 0 | 0 | Ventilation
12450 | Commercial Kitchens | DCV - Kitchen - Single - Comm - 18 HP - EO | Demand control ventilation retrofit for commercial kitchen: single phase system; 18 total horsepower; electric-only customer | HVAC | Ventilation | Demand Control Ventilation | 1 | 2019-01-01 | 2020-12-31 | 22518 |  |  |  | kWh | per horsepower | PSE-deemed | Engineering | 10800 |  | 15282 |  | Full | 15 |  | Comm Space Heat |  | 0 | 0 | Ventilation
12479 | Commercial Kitchens | DCV - Kitchen - Single - Comm - 18 HP - GO | Demand control ventilation retrofit for commercial kitchen: single phase system; 18 total horsepower; natural gas only customer | HVAC | Ventilation | Demand Control Ventilation | 1 | 2019-01-01 | 2020-12-31 |  |  | 2196 |  | Therm | per horsepower | PSE-deemed | Engineering |  | 10800 |  | 16632 | Full | 15 |  | Comm Space Heat |  | 0 | 0 | Ventilation
12509 | Commercial Kitchens | DCV - Kitchen - Single - Comm - 19 HP - C | Demand control ventilation retrofit for commercial kitchen: single phase system; 19 total horsepower; dual fuel customer | HVAC | Ventilation | Demand Control Ventilation | 1 | 2019-01-01 | 2020-12-31 | 23769 |  | 2318 |  | Dual | per horsepower | PSE-deemed | Engineering | 11400 | 11400 | 16131 | 17556 | Full | 15 |  | Comm Space Heat | Comm Space Heat | 0 | 0 | Ventilation
12451 | Commercial Kitchens | DCV - Kitchen - Single - Comm - 19 HP - EO | Demand control ventilation retrofit for commercial kitchen: single phase system; 19 total horsepower; electric-only customer | HVAC | Ventilation | Demand Control Ventilation | 1 | 2019-01-01 | 2020-12-31 | 23769 |  |  |  | kWh | per horsepower | PSE-deemed | Engineering | 11400 |  | 16131 |  | Full | 15 |  | Comm Space Heat |  | 0 | 0 | Ventilation
12480 | Commercial Kitchens | DCV - Kitchen - Single - Comm - 19 HP - GO | Demand control ventilation retrofit for commercial kitchen: single phase system; 19 total horsepower; natural gas only customer | HVAC | Ventilation | Demand Control Ventilation | 1 | 2019-01-01 | 2020-12-31 |  |  | 2318 |  | Therm | per horsepower | PSE-deemed | Engineering |  | 11400 |  | 17556 | Full | 15 |  | Comm Space Heat |  | 0 | 0 | Ventilation
12492 | Commercial Kitchens | DCV - Kitchen - Single - Comm - 2 HP - C | Demand control ventilation retrofit for commercial kitchen: single phase system; 2 total horsepower; dual fuel customer | HVAC | Ventilation | Demand Control Ventilation | 1 | 2019-01-01 | 2020-12-31 | 2502 |  | 244 |  | Dual | per horsepower | PSE-deemed | Engineering | 1200 | 1200 | 1698 | 1848 | Full | 15 |  | Comm Space Heat | Comm Space Heat | 0 | 0 | Ventilation
12434 | Commercial Kitchens | DCV - Kitchen - Single - Comm - 2 HP - EO | Demand control ventilation retrofit for commercial kitchen: single phase system; 2 total horsepower; electric-only customer | HVAC | Ventilation | Demand Control Ventilation | 1 | 2019-01-01 | 2020-12-31 | 2502 |  |  |  | kWh | per horsepower | PSE-deemed | Engineering | 1200 |  | 1698 |  | Full | 15 |  | Comm Space Heat |  | 0 | 0 | Ventilation
12463 | Commercial Kitchens | DCV - Kitchen - Single - Comm - 2 HP - GO | Demand control ventilation retrofit for commercial kitchen: single phase system; 2 total horsepower; natural gas only customer | HVAC | Ventilation | Demand Control Ventilation | 1 | 2019-01-01 | 2020-12-31 |  |  | 244 |  | Therm | per horsepower | PSE-deemed | Engineering |  | 1200 |  | 1848 | Full | 15 |  | Comm Space Heat |  | 0 | 0 | Ventilation
12510 | Commercial Kitchens | DCV - Kitchen - Single - Comm - 20 HP - C | Demand control ventilation retrofit for commercial kitchen: single phase system; 20 total horsepower; dual fuel customer | HVAC | Ventilation | Demand Control Ventilation | 1 | 2019-01-01 | 2020-12-31 | 25020 |  | 2440 |  | Dual | per horsepower | PSE-deemed | Engineering | 12000 | 12000 | 16980 | 18480 | Full | 15 |  | Comm Space Heat | Comm Space Heat | 0 | 0 | Ventilation
12452 | Commercial Kitchens | DCV - Kitchen - Single - Comm - 20 HP - EO | Demand control ventilation retrofit for commercial kitchen: single phase system; 20 total horsepower; electric-only customer | HVAC | Ventilation | Demand Control Ventilation | 1 | 2019-01-01 | 2020-12-31 | 25020 |  |  |  | kWh | per horsepower | PSE-deemed | Engineering | 12000 |  | 16980 |  | Full | 15 |  | Comm Space Heat |  | 0 | 0 | Ventilation
12481 | Commercial Kitchens | DCV - Kitchen - Single - Comm - 20 HP - GO | Demand control ventilation retrofit for commercial kitchen: single phase system; 20 total horsepower; natural gas only customer | HVAC | Ventilation | Demand Control Ventilation | 1 | 2019-01-01 | 2020-12-31 |  |  | 2440 |  | Therm | per horsepower | PSE-deemed | Engineering |  | 12000 |  | 18480 | Full | 15 |  | Comm Space Heat |  | 0 | 0 | Ventilation
12511 | Commercial Kitchens | DCV - Kitchen - Single - Comm - 21 HP - C | Demand control ventilation retrofit for commercial kitchen: single phase system; 21 total horsepower; dual fuel customer | HVAC | Ventilation | Demand Control Ventilation | 1 | 2019-01-01 | 2020-12-31 | 26271 |  | 2562 |  | Dual | per horsepower | PSE-deemed | Engineering | 12600 | 12600 | 17829 | 19404 | Full | 15 |  | Comm Space Heat | Comm Space Heat | 0 | 0 | Ventilation
12453 | Commercial Kitchens | DCV - Kitchen - Single - Comm - 21 HP - EO | Demand control ventilation retrofit for commercial kitchen: single phase system; 21 total horsepower; electric-only customer | HVAC | Ventilation | Demand Control Ventilation | 1 | 2019-01-01 | 2020-12-31 | 26271 |  |  |  | kWh | per horsepower | PSE-deemed | Engineering | 12600 |  | 17829 |  | Full | 15 |  | Comm Space Heat |  | 0 | 0 | Ventilation
12482 | Commercial Kitchens | DCV - Kitchen - Single - Comm - 21 HP - GO | Demand control ventilation retrofit for commercial kitchen: single phase system; 21 total horsepower; natural gas only customer | HVAC | Ventilation | Demand Control Ventilation | 1 | 2019-01-01 | 2020-12-31 |  |  | 2562 |  | Therm | per horsepower | PSE-deemed | Engineering |  | 12600 |  | 19404 | Full | 15 |  | Comm Space Heat |  | 0 | 0 | Ventilation
12512 | Commercial Kitchens | DCV - Kitchen - Single - Comm - 22 HP - C | Demand control ventilation retrofit for commercial kitchen: single phase system; 22 total horsepower; dual fuel customer | HVAC | Ventilation | Demand Control Ventilation | 1 | 2019-01-01 | 2020-12-31 | 27522 |  | 2684 |  | Dual | per horsepower | PSE-deemed | Engineering | 13200 | 13200 | 18678 | 20328 | Full | 15 |  | Comm Space Heat | Comm Space Heat | 0 | 0 | Ventilation
12454 | Commercial Kitchens | DCV - Kitchen - Single - Comm - 22 HP - EO | Demand control ventilation retrofit for commercial kitchen: single phase system; 22 total horsepower; electric-only customer | HVAC | Ventilation | Demand Control Ventilation | 1 | 2019-01-01 | 2020-12-31 | 27522 |  |  |  | kWh | per horsepower | PSE-deemed | Engineering | 13200 |  | 18678 |  | Full | 15 |  | Comm Space Heat |  | 0 | 0 | Ventilation
12483 | Commercial Kitchens | DCV - Kitchen - Single - Comm - 22 HP - GO | Demand control ventilation retrofit for commercial kitchen: single phase system; 22 total horsepower; natural gas only customer | HVAC | Ventilation | Demand Control Ventilation | 1 | 2019-01-01 | 2020-12-31 |  |  | 2684 |  | Therm | per horsepower | PSE-deemed | Engineering |  | 13200 |  | 20328 | Full | 15 |  | Comm Space Heat |  | 0 | 0 | Ventilation
12513 | Commercial Kitchens | DCV - Kitchen - Single - Comm - 23 HP - C | Demand control ventilation retrofit for commercial kitchen: single phase system; 23 total horsepower; dual fuel customer | HVAC | Ventilation | Demand Control Ventilation | 1 | 2019-01-01 | 2020-12-31 | 28773 |  | 2806 |  | Dual | per horsepower | PSE-deemed | Engineering | 13800 | 13800 | 19527 | 21252 | Full | 15 |  | Comm Space Heat | Comm Space Heat | 0 | 0 | Ventilation
12455 | Commercial Kitchens | DCV - Kitchen - Single - Comm - 23 HP - EO | Demand control ventilation retrofit for commercial kitchen: single phase system; 23 total horsepower; electric-only customer | HVAC | Ventilation | Demand Control Ventilation | 1 | 2019-01-01 | 2020-12-31 | 28773 |  |  |  | kWh | per horsepower | PSE-deemed | Engineering | 13800 |  | 19527 |  | Full | 15 |  | Comm Space Heat |  | 0 | 0 | Ventilation
12484 | Commercial Kitchens | DCV - Kitchen - Single - Comm - 23 HP - GO | Demand control ventilation retrofit for commercial kitchen: single phase system; 23 total horsepower; natural gas only customer | HVAC | Ventilation | Demand Control Ventilation | 1 | 2019-01-01 | 2020-12-31 |  |  | 2806 |  | Therm | per horsepower | PSE-deemed | Engineering |  | 13800 |  | 21252 | Full | 15 |  | Comm Space Heat |  | 0 | 0 | Ventilation
12514 | Commercial Kitchens | DCV - Kitchen - Single - Comm - 24 HP - C | Demand control ventilation retrofit for commercial kitchen: single phase system; 24 total horsepower; dual fuel customer | HVAC | Ventilation | Demand Control Ventilation | 1 | 2019-01-01 | 2020-12-31 | 30024 |  | 2928 |  | Dual | per horsepower | PSE-deemed | Engineering | 14400 | 14400 | 20376 | 22176 | Full | 15 |  | Comm Space Heat | Comm Space Heat | 0 | 0 | Ventilation
12456 | Commercial Kitchens | DCV - Kitchen - Single - Comm - 24 HP - EO | Demand control ventilation retrofit for commercial kitchen: single phase system; 24 total horsepower; electric-only customer | HVAC | Ventilation | Demand Control Ventilation | 1 | 2019-01-01 | 2020-12-31 | 30024 |  |  |  | kWh | per horsepower | PSE-deemed | Engineering | 14400 |  | 20376 |  | Full | 15 |  | Comm Space Heat |  | 0 | 0 | Ventilation
12485 | Commercial Kitchens | DCV - Kitchen - Single - Comm - 24 HP - GO | Demand control ventilation retrofit for commercial kitchen: single phase system; 24 total horsepower; natural gas only customer | HVAC | Ventilation | Demand Control Ventilation | 1 | 2019-01-01 | 2020-12-31 |  |  | 2928 |  | Therm | per horsepower | PSE-deemed | Engineering |  | 14400 |  | 22176 | Full | 15 |  | Comm Space Heat |  | 0 | 0 | Ventilation
12515 | Commercial Kitchens | DCV - Kitchen - Single - Comm - 25 HP - C | Demand control ventilation retrofit for commercial kitchen: single phase system; 25 total horsepower; dual fuel customer | HVAC | Ventilation | Demand Control Ventilation | 1 | 2019-01-01 | 2020-12-31 | 31275 |  | 3050 |  | Dual | per horsepower | PSE-deemed | Engineering | 15000 | 15000 | 21225 | 23100 | Full | 15 |  | Comm Space Heat | Comm Space Heat | 0 | 0 | Ventilation
12457 | Commercial Kitchens | DCV - Kitchen - Single - Comm - 25 HP - EO | Demand control ventilation retrofit for commercial kitchen: single phase system; 25 total horsepower; electric-only customer | HVAC | Ventilation | Demand Control Ventilation | 1 | 2019-01-01 | 2020-12-31 | 31275 |  |  |  | kWh | per horsepower | PSE-deemed | Engineering | 15000 |  | 21225 |  | Full | 15 |  | Comm Space Heat |  | 0 | 0 | Ventilation
12486 | Commercial Kitchens | DCV - Kitchen - Single - Comm - 25 HP - GO | Demand control ventilation retrofit for commercial kitchen: single phase system; 25 total horsepower; natural gas only customer | HVAC | Ventilation | Demand Control Ventilation | 1 | 2019-01-01 | 2020-12-31 |  |  | 3050 |  | Therm | per horsepower | PSE-deemed | Engineering |  | 15000 |  | 23100 | Full | 15 |  | Comm Space Heat |  | 0 | 0 | Ventilation
12516 | Commercial Kitchens | DCV - Kitchen - Single - Comm - 26 HP - C | Demand control ventilation retrofit for commercial kitchen: single phase system; 26 total horsepower; dual fuel customer | HVAC | Ventilation | Demand Control Ventilation | 1 | 2019-01-01 | 2020-12-31 | 32526 |  | 3172 |  | Dual | per horsepower | PSE-deemed | Engineering | 15600 | 15600 | 22074 | 24024 | Full | 15 |  | Comm Space Heat | Comm Space Heat | 0 | 0 | Ventilation
12458 | Commercial Kitchens | DCV - Kitchen - Single - Comm - 26 HP - EO | Demand control ventilation retrofit for commercial kitchen: single phase system; 26 total horsepower; electric-only customer | HVAC | Ventilation | Demand Control Ventilation | 1 | 2019-01-01 | 2020-12-31 | 32526 |  |  |  | kWh | per horsepower | PSE-deemed | Engineering | 15600 |  | 22074 |  | Full | 15 |  | Comm Space Heat |  | 0 | 0 | Ventilation
12487 | Commercial Kitchens | DCV - Kitchen - Single - Comm - 26 HP - GO | Demand control ventilation retrofit for commercial kitchen: single phase system; 26 total horsepower; natural gas only customer | HVAC | Ventilation | Demand Control Ventilation | 1 | 2019-01-01 | 2020-12-31 |  |  | 3172 |  | Therm | per horsepower | PSE-deemed | Engineering |  | 15600 |  | 24024 | Full | 15 |  | Comm Space Heat |  | 0 | 0 | Ventilation
12517 | Commercial Kitchens | DCV - Kitchen - Single - Comm - 27 HP - C | Demand control ventilation retrofit for commercial kitchen: single phase system; 27 total horsepower; dual fuel customer | HVAC | Ventilation | Demand Control Ventilation | 1 | 2019-01-01 | 2020-12-31 | 33777 |  | 3294 |  | Dual | per horsepower | PSE-deemed | Engineering | 16200 | 16200 | 22923 | 24948 | Full | 15 |  | Comm Space Heat | Comm Space Heat | 0 | 0 | Ventilation
12459 | Commercial Kitchens | DCV - Kitchen - Single - Comm - 27 HP - EO | Demand control ventilation retrofit for commercial kitchen: single phase system; 27 total horsepower; electric-only customer | HVAC | Ventilation | Demand Control Ventilation | 1 | 2019-01-01 | 2020-12-31 | 33777 |  |  |  | kWh | per horsepower | PSE-deemed | Engineering | 16200 |  | 22923 |  | Full | 15 |  | Comm Space Heat |  | 0 | 0 | Ventilation
12488 | Commercial Kitchens | DCV - Kitchen - Single - Comm - 27 HP - GO | Demand control ventilation retrofit for commercial kitchen: single phase system; 27 total horsepower; natural gas only customer | HVAC | Ventilation | Demand Control Ventilation | 1 | 2019-01-01 | 2020-12-31 |  |  | 3294 |  | Therm | per horsepower | PSE-deemed | Engineering |  | 16200 |  | 24948 | Full | 15 |  | Comm Space Heat |  | 0 | 0 | Ventilation
12518 | Commercial Kitchens | DCV - Kitchen - Single - Comm - 28 HP - C | Demand control ventilation retrofit for commercial kitchen: single phase system; 28 total horsepower; dual fuel customer | HVAC | Ventilation | Demand Control Ventilation | 1 | 2019-01-01 | 2020-12-31 | 35028 |  | 3416 |  | Dual | per horsepower | PSE-deemed | Engineering | 16800 | 16800 | 23772 | 25872 | Full | 15 |  | Comm Space Heat | Comm Space Heat | 0 | 0 | Ventilation
12460 | Commercial Kitchens | DCV - Kitchen - Single - Comm - 28 HP - EO | Demand control ventilation retrofit for commercial kitchen: single phase system; 28 total horsepower; electric-only customer | HVAC | Ventilation | Demand Control Ventilation | 1 | 2019-01-01 | 2020-12-31 | 35028 |  |  |  | kWh | per horsepower | PSE-deemed | Engineering | 16800 |  | 23772 |  | Full | 15 |  | Comm Space Heat |  | 0 | 0 | Ventilation
12489 | Commercial Kitchens | DCV - Kitchen - Single - Comm - 28 HP - GO | Demand control ventilation retrofit for commercial kitchen: single phase system; 28 total horsepower; natural gas only customer | HVAC | Ventilation | Demand Control Ventilation | 1 | 2019-01-01 | 2020-12-31 |  |  | 3416 |  | Therm | per horsepower | PSE-deemed | Engineering |  | 16800 |  | 25872 | Full | 15 |  | Comm Space Heat |  | 0 | 0 | Ventilation
12519 | Commercial Kitchens | DCV - Kitchen - Single - Comm - 29 HP - C | Demand control ventilation retrofit for commercial kitchen: single phase system; 29 total horsepower; dual fuel customer | HVAC | Ventilation | Demand Control Ventilation | 1 | 2019-01-01 | 2020-12-31 | 36279 |  | 3538 |  | Dual | per horsepower | PSE-deemed | Engineering | 17400 | 17400 | 24621 | 26796 | Full | 15 |  | Comm Space Heat | Comm Space Heat | 0 | 0 | Ventilation
12461 | Commercial Kitchens | DCV - Kitchen - Single - Comm - 29 HP - EO | Demand control ventilation retrofit for commercial kitchen: single phase system; 29 total horsepower; electric-only customer | HVAC | Ventilation | Demand Control Ventilation | 1 | 2019-01-01 | 2020-12-31 | 36279 |  |  |  | kWh | per horsepower | PSE-deemed | Engineering | 17400 |  | 24621 |  | Full | 15 |  | Comm Space Heat |  | 0 | 0 | Ventilation
12490 | Commercial Kitchens | DCV - Kitchen - Single - Comm - 29 HP - GO | Demand control ventilation retrofit for commercial kitchen: single phase system; 29 total horsepower; natural gas only customer | HVAC | Ventilation | Demand Control Ventilation | 1 | 2019-01-01 | 2020-12-31 |  |  | 3538 |  | Therm | per horsepower | PSE-deemed | Engineering |  | 17400 |  | 26796 | Full | 15 |  | Comm Space Heat |  | 0 | 0 | Ventilation
12493 | Commercial Kitchens | DCV - Kitchen - Single - Comm - 3 HP - C | Demand control ventilation retrofit for commercial kitchen: single phase system; 3 total horsepower; dual fuel customer | HVAC | Ventilation | Demand Control Ventilation | 1 | 2019-01-01 | 2020-12-31 | 3753 |  | 366 |  | Dual | per horsepower | PSE-deemed | Engineering | 1800 | 1800 | 2547 | 2772 | Full | 15 |  | Comm Space Heat | Comm Space Heat | 0 | 0 | Ventilation
12435 | Commercial Kitchens | DCV - Kitchen - Single - Comm - 3 HP - EO | Demand control ventilation retrofit for commercial kitchen: single phase system; 3 total horsepower; electric-only customer | HVAC | Ventilation | Demand Control Ventilation | 1 | 2019-01-01 | 2020-12-31 | 3753 |  |  |  | kWh | per horsepower | PSE-deemed | Engineering | 1800 |  | 2547 |  | Full | 15 |  | Comm Space Heat |  | 0 | 0 | Ventilation
12464 | Commercial Kitchens | DCV - Kitchen - Single - Comm - 3 HP - GO | Demand control ventilation retrofit for commercial kitchen: single phase system; 3 total horsepower; natural gas only customer | HVAC | Ventilation | Demand Control Ventilation | 1 | 2019-01-01 | 2020-12-31 |  |  | 366 |  | Therm | per horsepower | PSE-deemed | Engineering |  | 1800 |  | 2772 | Full | 15 |  | Comm Space Heat |  | 0 | 0 | Ventilation
12520 | Commercial Kitchens | DCV - Kitchen - Single - Comm - 30 HP - C | Demand control ventilation retrofit for commercial kitchen: single phase system; 30 total horsepower; dual fuel customer | HVAC | Ventilation | Demand Control Ventilation | 1 | 2019-01-01 | 2020-12-31 | 37530 |  | 3660 |  | Dual | per horsepower | PSE-deemed | Engineering | 18000 | 18000 | 25470 | 27720 | Full | 15 |  | Comm Space Heat | Comm Space Heat | 0 | 0 | Ventilation
12462 | Commercial Kitchens | DCV - Kitchen - Single - Comm - 30 HP - EO | Demand control ventilation retrofit for commercial kitchen: single phase system; 30 total horsepower; electric-only customer | HVAC | Ventilation | Demand Control Ventilation | 1 | 2019-01-01 | 2020-12-31 | 37530 |  |  |  | kWh | per horsepower | PSE-deemed | Engineering | 18000 |  | 25470 |  | Full | 15 |  | Comm Space Heat |  | 0 | 0 | Ventilation
12491 | Commercial Kitchens | DCV - Kitchen - Single - Comm - 30 HP - GO | Demand control ventilation retrofit for commercial kitchen: single phase system; 30 total horsepower; natural gas only customer | HVAC | Ventilation | Demand Control Ventilation | 1 | 2019-01-01 | 2020-12-31 |  |  | 3660 |  | Therm | per horsepower | PSE-deemed | Engineering |  | 18000 |  | 27720 | Full | 15 |  | Comm Space Heat |  | 0 | 0 | Ventilation
12494 | Commercial Kitchens | DCV - Kitchen - Single - Comm - 4 HP - C | Demand control ventilation retrofit for commercial kitchen: single phase system; 4 total horsepower; dual fuel customer | HVAC | Ventilation | Demand Control Ventilation | 1 | 2019-01-01 | 2020-12-31 | 5004 |  | 488 |  | Dual | per horsepower | PSE-deemed | Engineering | 2400 | 2400 | 3396 | 3696 | Full | 15 |  | Comm Space Heat | Comm Space Heat | 0 | 0 | Ventilation
12436 | Commercial Kitchens | DCV - Kitchen - Single - Comm - 4 HP - EO | Demand control ventilation retrofit for commercial kitchen: single phase system; 4 total horsepower; electric-only customer | HVAC | Ventilation | Demand Control Ventilation | 1 | 2019-01-01 | 2020-12-31 | 5004 |  |  |  | kWh | per horsepower | PSE-deemed | Engineering | 2400 |  | 3396 |  | Full | 15 |  | Comm Space Heat |  | 0 | 0 | Ventilation
12465 | Commercial Kitchens | DCV - Kitchen - Single - Comm - 4 HP - GO | Demand control ventilation retrofit for commercial kitchen: single phase system; 4 total horsepower; natural gas only customer | HVAC | Ventilation | Demand Control Ventilation | 1 | 2019-01-01 | 2020-12-31 |  |  | 488 |  | Therm | per horsepower | PSE-deemed | Engineering |  | 2400 |  | 3696 | Full | 15 |  | Comm Space Heat |  | 0 | 0 | Ventilation
12495 | Commercial Kitchens | DCV - Kitchen - Single - Comm - 5 HP - C | Demand control ventilation retrofit for commercial kitchen: single phase system; 5 total horsepower; dual fuel customer | HVAC | Ventilation | Demand Control Ventilation | 1 | 2019-01-01 | 2020-12-31 | 6255 |  | 610 |  | Dual | per horsepower | PSE-deemed | Engineering | 3000 | 3000 | 4245 | 4620 | Full | 15 |  | Comm Space Heat | Comm Space Heat | 0 | 0 | Ventilation
12437 | Commercial Kitchens | DCV - Kitchen - Single - Comm - 5 HP - EO | Demand control ventilation retrofit for commercial kitchen: single phase system; 5 total horsepower; electric-only customer | HVAC | Ventilation | Demand Control Ventilation | 1 | 2019-01-01 | 2020-12-31 | 6255 |  |  |  | kWh | per horsepower | PSE-deemed | Engineering | 3000 |  | 4245 |  | Full | 15 |  | Comm Space Heat |  | 0 | 0 | Ventilation
12466 | Commercial Kitchens | DCV - Kitchen - Single - Comm - 5 HP - GO | Demand control ventilation retrofit for commercial kitchen: single phase system; 5 total horsepower; natural gas only customer | HVAC | Ventilation | Demand Control Ventilation | 1 | 2019-01-01 | 2020-12-31 |  |  | 610 |  | Therm | per horsepower | PSE-deemed | Engineering |  | 3000 |  | 4620 | Full | 15 |  | Comm Space Heat |  | 0 | 0 | Ventilation
12496 | Commercial Kitchens | DCV - Kitchen - Single - Comm - 6 HP - C | Demand control ventilation retrofit for commercial kitchen: single phase system; 6 total horsepower; dual fuel customer | HVAC | Ventilation | Demand Control Ventilation | 1 | 2019-01-01 | 2020-12-31 | 7506 |  | 732 |  | Dual | per horsepower | PSE-deemed | Engineering | 3600 | 3600 | 5094 | 5544 | Full | 15 |  | Comm Space Heat | Comm Space Heat | 0 | 0 | Ventilation
12438 | Commercial Kitchens | DCV - Kitchen - Single - Comm - 6 HP - EO | Demand control ventilation retrofit for commercial kitchen: single phase system; 6 total horsepower; electric-only customer | HVAC | Ventilation | Demand Control Ventilation | 1 | 2019-01-01 | 2020-12-31 | 7506 |  |  |  | kWh | per horsepower | PSE-deemed | Engineering | 3600 |  | 5094 |  | Full | 15 |  | Comm Space Heat |  | 0 | 0 | Ventilation
12467 | Commercial Kitchens | DCV - Kitchen - Single - Comm - 6 HP - GO | Demand control ventilation retrofit for commercial kitchen: single phase system; 6 total horsepower; natural gas only customer | HVAC | Ventilation | Demand Control Ventilation | 1 | 2019-01-01 | 2020-12-31 |  |  | 732 |  | Therm | per horsepower | PSE-deemed | Engineering |  | 3600 |  | 5544 | Full | 15 |  | Comm Space Heat |  | 0 | 0 | Ventilation
12497 | Commercial Kitchens | DCV - Kitchen - Single - Comm - 7 HP - C | Demand control ventilation retrofit for commercial kitchen: single phase system; 7 total horsepower; dual fuel customer | HVAC | Ventilation | Demand Control Ventilation | 1 | 2019-01-01 | 2020-12-31 | 8757 |  | 854 |  | Dual | per horsepower | PSE-deemed | Engineering | 4200 | 4200 | 5943 | 6468 | Full | 15 |  | Comm Space Heat | Comm Space Heat | 0 | 0 | Ventilation
12439 | Commercial Kitchens | DCV - Kitchen - Single - Comm - 7 HP - EO | Demand control ventilation retrofit for commercial kitchen: single phase system; 7 total horsepower; electric-only customer | HVAC | Ventilation | Demand Control Ventilation | 1 | 2019-01-01 | 2020-12-31 | 8757 |  |  |  | kWh | per horsepower | PSE-deemed | Engineering | 4200 |  | 5943 |  | Full | 15 |  | Comm Space Heat |  | 0 | 0 | Ventilation
12468 | Commercial Kitchens | DCV - Kitchen - Single - Comm - 7 HP - GO | Demand control ventilation retrofit for commercial kitchen: single phase system; 7 total horsepower; natural gas only customer | HVAC | Ventilation | Demand Control Ventilation | 1 | 2019-01-01 | 2020-12-31 |  |  | 854 |  | Therm | per horsepower | PSE-deemed | Engineering |  | 4200 |  | 6468 | Full | 15 |  | Comm Space Heat |  | 0 | 0 | Ventilation
12498 | Commercial Kitchens | DCV - Kitchen - Single - Comm - 8 HP - C | Demand control ventilation retrofit for commercial kitchen: single phase system; 8 total horsepower; dual fuel customer | HVAC | Ventilation | Demand Control Ventilation | 1 | 2019-01-01 | 2020-12-31 | 10008 |  | 976 |  | Dual | per horsepower | PSE-deemed | Engineering | 4800 | 4800 | 6792 | 7392 | Full | 15 |  | Comm Space Heat | Comm Space Heat | 0 | 0 | Ventilation
12440 | Commercial Kitchens | DCV - Kitchen - Single - Comm - 8 HP - EO | Demand control ventilation retrofit for commercial kitchen: single phase system; 8 total horsepower; electric-only customer | HVAC | Ventilation | Demand Control Ventilation | 1 | 2019-01-01 | 2020-12-31 | 10008 |  |  |  | kWh | per horsepower | PSE-deemed | Engineering | 4800 |  | 6792 |  | Full | 15 |  | Comm Space Heat |  | 0 | 0 | Ventilation
12469 | Commercial Kitchens | DCV - Kitchen - Single - Comm - 8 HP - GO | Demand control ventilation retrofit for commercial kitchen: single phase system; 8 total horsepower; natural gas only customer | HVAC | Ventilation | Demand Control Ventilation | 1 | 2019-01-01 | 2020-12-31 |  |  | 976 |  | Therm | per horsepower | PSE-deemed | Engineering |  | 4800 |  | 7392 | Full | 15 |  | Comm Space Heat |  | 0 | 0 | Ventilation
12499 | Commercial Kitchens | DCV - Kitchen - Single - Comm - 9 HP - C | Demand control ventilation retrofit for commercial kitchen: single phase system; 9 total horsepower; dual fuel customer | HVAC | Ventilation | Demand Control Ventilation | 1 | 2019-01-01 | 2020-12-31 | 11259 |  | 1098 |  | Dual | per horsepower | PSE-deemed | Engineering | 5400 | 5400 | 7641 | 8316 | Full | 15 |  | Comm Space Heat | Comm Space Heat | 0 | 0 | Ventilation
12441 | Commercial Kitchens | DCV - Kitchen - Single - Comm - 9 HP - EO | Demand control ventilation retrofit for commercial kitchen: single phase system; 9 total horsepower; electric-only customer | HVAC | Ventilation | Demand Control Ventilation | 1 | 2019-01-01 | 2020-12-31 | 11259 |  |  |  | kWh | per horsepower | PSE-deemed | Engineering | 5400 |  | 7641 |  | Full | 15 |  | Comm Space Heat |  | 0 | 0 | Ventilation
12470 | Commercial Kitchens | DCV - Kitchen - Single - Comm - 9 HP - GO | Demand control ventilation retrofit for commercial kitchen: single phase system; 9 total horsepower; natural gas only customer | HVAC | Ventilation | Demand Control Ventilation | 1 | 2019-01-01 | 2020-12-31 |  |  | 1098 |  | Therm | per horsepower | PSE-deemed | Engineering |  | 5400 |  | 8316 | Full | 15 |  | Comm Space Heat |  | 0 | 0 | Ventilation
12430 | Commercial Kitchens | Fryer - Kitchen - Any Vat - Comm - E | Commercial kitchen vat fryer: any size; electric fuel | Appliances | Commercial Kitchen | Fryer | 2 | 2020-01-01 | 2020-12-31 | 3230 |  |  |  | kWh | per unit | PSE-deemed | Engineering | 750 |  | 768 |  | Incremental | 12 |  | Comm Cooking |  | 1357 | 0 | Fryer
12524 | Commercial Kitchens | Fryer - Kitchen - Any Vat - Comm - E - NPU | Commercial kitchen vat fryer: any size; electric fuel; non-PSE utility | Appliances | Commercial Kitchen | Fryer | 1 | 2019-01-01 |  | 0 |  |  |  | kWh | per unit | PSE-deemed | RTF Derived | 0 |  | 0 |  |  | 0 | [5 empty] | Fryer
12431 | Commercial Kitchens | Fryer - Kitchen - Any Vat - Comm - NG | Commercial kitchen vat fryer: any size; natural gas fuel | Appliances | Commercial Kitchen | Fryer | 1 | 2019-01-01 | 2020-12-31 |  |  | 548 |  | Therm | per unit | PSE-deemed | RTF Derived |  | 1000 |  | 1017 | Incremental | 12 |  | Comm Cooking |  | 1357 | 0 | Fryer
12525 | Commercial Kitchens | Fryer - Kitchen - Any Vat - Comm - NG - NPU | Commercial kitchen vat fryer: any size; natural gas fuel; non-PSE utility | Appliances | Commercial Kitchen | Fryer | 1 | 2019-01-01 |  |  |  | 0 |  | Therm | per unit | PSE-deemed | RTF Derived |  | 0 |  | 0 |  | 0 | [5 empty] | Fryer
12832 | Commercial Kitchens | Ice Maker - Ice Making Head - AC - IHR 1500 or more - Comm | Air-cooled ice making head ice maker: 1500 or more lbs per day; commercial use | Appliances | Commercial Kitchen | Ice Maker | 1 | 2020-04-01 | 2020-12-31 | 1812 |  |  |  | kWh | per unit | PSE-deemed | Other Utility | 450 |  | 496.43 |  | Incremental | 10 |  | Comm Refrigeration |  | 5378.8663 | 0 | Ice_Maker
12833 | Commercial Kitchens | Ice Maker - Ice Making Head - AC - IHR 1500 or more - Comm - NPU | Air-cooled ice making head ice maker: 1500 or more lbs per day; commercial use; non-PSE utility | Appliances | Commercial Kitchen | Ice Maker | 1 | 2020-04-01 |  | 0 |  |  |  | kWh | per unit | Custom |  | 0 |  | 0 |  | Full |  |  |  |  | 0 | 0 | Ice_Maker
12834 | Commercial Kitchens | Ice Maker - Ice Making Head - AC - IHR 300 to 799 - Comm | Air-cooled ice making head ice maker: 300 to 799 lbs per day; commercial use | Appliances | Commercial Kitchen | Ice Maker | 1 | 2020-04-01 | 2020-12-31 | 666 |  |  |  | kWh | per unit | PSE-deemed | Other Utility | 250 |  | 272.88 |  | Incremental | 10 |  | Comm Refrigeration |  | 5378.8663 | 0 | Ice_Maker
12835 | Commercial Kitchens | Ice Maker - Ice Making Head - AC - IHR 300 to 799 - Comm - NPU | Air-cooled ice making head ice maker: 300 to 799 lbs per day; commercial use; non-PSE utility | Appliances | Commercial Kitchen | Ice Maker | 1 | 2020-04-01 |  | 0 |  |  |  | kWh | per unit | Custom |  | 0 |  | 0 |  | Full |  |  |  |  | 0 | 0 | Ice_Maker
12836 | Commercial Kitchens | Ice Maker - Ice Making Head - AC - IHR 800 to 1499 - Comm | Air-cooled ice making head ice maker: 800 to 1499 lbs per day; commercial use | Appliances | Commercial Kitchen | Ice Maker | 1 | 2020-04-01 | 2020-12-31 | 1177.12 |  |  |  | kWh | per unit | PSE-deemed | Other Utility | 375 |  | 409.68 |  | Incremental | 10 |  | Comm Refrigeration |  | 5378.8663 | 0 | Ice_Maker
12837 | Commercial Kitchens | Ice Maker - Ice Making Head - AC - IHR 800 to 1499 - Comm - NPU | Air-cooled ice making head ice maker: 800 to 1499 lbs per day; commercial use; non-PSE utility | Appliances | Commercial Kitchen | Ice Maker | 1 | 2020-04-01 |  | 0 |  |  |  | kWh | per unit | Custom |  | 0 |  | 0 |  | Full |  |  |  |  | 0 | 0 | Ice_Maker
12838 | Commercial Kitchens | Ice Maker - Ice Making Head - AC - IHR less than 300 - Comm | Air-cooled ice making head ice maker: less than 300 lbs per day; commercial use | Appliances | Commercial Kitchen | Ice Maker | 1 | 2020-04-01 | 2020-12-31 | 414 |  |  |  | kWh | per unit | PSE-deemed | Other Utility | 175 |  | 199.15 |  | Incremental | 10 |  | Comm Refrigeration |  | 5378.8663 | 0 | Ice_Maker
12839 | Commercial Kitchens | Ice Maker - Ice Making Head - AC - IHR less than 300 - Comm - NPU | Air-cooled ice making head ice maker: less than 300 lbs per day; commercial use; non-PSE utility | Appliances | Commercial Kitchen | Ice Maker | 1 | 2020-04-01 |  | 0 |  |  |  | kWh | per unit | Custom |  | 0 |  | 0 |  | Full |  |  |  |  | 0 | 0 | Ice_Maker
12840 | Commercial Kitchens | Ice Maker - Remote Condensing - AC - IHR 988 or more - Comm | Air-cooled remote condensing ice maker: 988 or more lbs per day; commercial use | Appliances | Commercial Kitchen | Ice Maker | 1 | 2020-04-01 | 2020-12-31 | 2123 |  |  |  | kWh | per unit | PSE-deemed | Other Utility | 500 |  | 513.35 |  | Incremental | 10 |  | Comm Refrigeration |  | 5378.8663 | 0 | Ice_Maker
12841 | Commercial Kitchens | Ice Maker - Remote Condensing - AC - IHR 988 or more - Comm - NPU | Air-cooled remote condensing ice maker: 988 or more lbs per day; commercial use; non-PSE utility | Appliances | Commercial Kitchen | Ice Maker | 1 | 2020-04-01 |  | 0 |  |  |  | kWh | per unit | Custom |  | 0 |  | 0 |  | Full |  |  |  |  | 0 | 0 | Ice_Maker
12842 | Commercial Kitchens | Ice Maker - Remote Condensing - AC - IHR less than 988 - Comm | Air-cooled remote condensing ice maker: less than 988 lbs per day; commercial use | Appliances | Commercial Kitchen | Ice Maker | 1 | 2020-04-01 | 2020-12-31 | 1319 |  |  |  | kWh | per unit | PSE-deemed | Other Utility | 375 |  | 399.56 |  | Incremental | 10 |  | Comm Refrigeration |  | 5378.8663 | 0 | Ice_Maker
12843 | Commercial Kitchens | Ice Maker - Remote Condensing - AC - IHR less than 988 - Comm - NPU | Air-cooled remote condensing ice maker: less than 988 lbs per day; commercial use; non-PSE utility | Appliances | Commercial Kitchen | Ice Maker | 1 | 2020-04-01 |  | 0 |  |  |  | kWh | per unit | Custom |  | 0 |  | 0 |  | Full |  |  |  |  | 0 | 0 | Ice_Maker
12844 | Commercial Kitchens | Ice Maker - Self Contained - AC - IHR 110 to 199 - Comm | Air-cooled self-contained ice maker: 110 to 199 lbs per day; commercial use | Appliances | Commercial Kitchen | Ice Maker | 1 | 2020-04-01 | 2020-12-31 | 497 |  |  |  | kWh | per unit | PSE-deemed | Other Utility | 175 |  | 177.53 |  | Incremental | 10 |  | Comm Refrigeration |  | 5378.8663 | 0 | Ice_Maker
12845 | Commercial Kitchens | Ice Maker - Self Contained - AC - IHR 110 to 199 - Comm - NPU | Air-cooled self-contained ice maker: 110 to 199 lbs per day; commercial use; non-PSE utility | Appliances | Commercial Kitchen | Ice Maker | 1 | 2020-04-01 |  | 0 |  |  |  | kWh | per unit | Custom |  | 0 |  | 0 |  | Full |  |  |  |  | 0 | 0 | Ice_Maker
12846 | Commercial Kitchens | Ice Maker - Self Contained - AC - IHR 200 or more - Comm | Air-cooled self-contained ice maker: 200 or more lbs per day; commercial use | Appliances | Commercial Kitchen | Ice Maker | 1 | 2020-04-01 | 2020-12-31 | 745 |  |  |  | kWh | per unit | PSE-deemed | Other Utility | 200 |  | 224.48 |  | Incremental | 10 |  | Comm Refrigeration |  | 5378.8663 | 0 | Ice_Maker
12847 | Commercial Kitchens | Ice Maker - Self Contained - AC - IHR 200 or more - Comm - NPU | Air-cooled self-contained ice maker: 200 or more lbs per day; commercial use; non-PSE utility | Appliances | Commercial Kitchen | Ice Maker | 1 | 2020-04-01 |  | 0 |  |  |  | kWh | per unit | Custom |  | 0 |  | 0 |  | Full |  |  |  |  | 0 | 0 | Ice_Maker
12848 | Commercial Kitchens | Ice Maker - Self Contained - AC - IHR less than 110 - Comm | Air-cooled self-contained ice maker: less than 110 lbs per day; commercial use | Appliances | Commercial Kitchen | Ice Maker | 1 | 2020-04-01 | 2020-12-31 | 344 |  |  |  | kWh | per unit | PSE-deemed | Other Utility | 150 |  | 151.82 |  | Incremental | 10 |  | Comm Refrigeration |  | 5378.8663 | 0 | Ice_Maker
12849 | Commercial Kitchens | Ice Maker - Self Contained - AC - IHR less than 110 - Comm - NPU | Air-cooled self-contained ice maker: less than 110 lbs per day; commercial use; non-PSE utility | Appliances | Commercial Kitchen | Ice Maker | 1 | 2020-04-01 |  | 0 |  |  |  | kWh | per unit | Custom |  | 0 |  | 0 |  | Full |  |  |  |  | 0 | 0 | Ice_Maker
12875 | Commercial Kitchens | Incentive - Sales - DCV - Single - Comm - Kitchen - C | Sales incentive: single zone demand control ventilation retrofit in commercial kitchen; combined fuel customer | Behavior | Sales Incentive | Sales Incentive | 1 | 2020-04-01 | 2020-12-31 | 0 |  | 0 |  | Dual | per unit | PSE-deemed | Program Staff | 25 | 25 | 25 | 25 | Full |  |  |  |  | 0 | 0 | Sales_Incentive
12876 | Commercial Kitchens | Incentive - Sales - DCV - Single - Comm - Kitchen - EO | Sales incentive: single zone demand control ventilation retrofit in commercial kitchen; electric-only customer | Behavior | Sales Incentive | Sales Incentive | 1 | 2020-04-01 | 2020-12-31 | 0 |  |  |  | kWh | per unit | PSE-deemed | Program Staff | 50 |  | 50 |  | Full |  |  |  |  | 0 | 0 | Sales_Incentive
12877 | Commercial Kitchens | Incentive - Sales - DCV - Single - Comm - Kitchen - GO | Sales incentive: single zone demand control ventilation retrofit in commercial kitchen; natural gas-only customer | Behavior | Sales Incentive | Sales Incentive | 1 | 2020-04-01 | 2020-12-31 |  |  | 0 |  | Therm | per unit | PSE-deemed | Program Staff |  | 50 |  | 50 | Full |  |  |  |  | 0 | 0 | Sales_Incentive
12878 | Commercial Kitchens | Incentive - Sales - Dishwasher - DWH - Comm - Kitchen | Sales incentive: commercial kitchen dishwasher with electric and natural gas water heating | Behavior | Sales Incentive | Sales Incentive | 1 | 2020-04-01 | 2020-12-31 | 0 |  | 0 |  | Dual | per unit | PSE-deemed | Program Staff | 25 | 25 | 25 | 25 | Full |  |  |  |  | 0 | 0 | Sales_Incentive
12879 | Commercial Kitchens | Incentive - Sales - Dishwasher - EWH - Comm - Kitchen | Sales incentive: commercial kitchen dishwasher with electric water heating | Behavior | Sales Incentive | Sales Incentive | 1 | 2020-04-01 | 2020-12-31 | 0 |  |  |  | kWh | per unit | PSE-deemed | Program Staff | 50 |  | 50 |  | Full |  |  |  |  | 0 | 0 | Sales_Incentive
12880 | Commercial Kitchens | Incentive - Sales - Dishwasher - GWH - Comm - Kitchen | Sales incentive: commercial kitchen dishwasher with natural gas water heating | Behavior | Sales Incentive | Sales Incentive | 1 | 2020-04-01 | 2020-12-31 |  |  | 0 |  | Therm | per unit | PSE-deemed | Program Staff |  | 50 |  | 50 | Full |  |  |  |  | 0 | 0 | Sales_Incentive
12881 | Commercial Kitchens | Incentive - Sales - Food Cabinet - Hot - EH - Comm - Kitchen | Sales incentive: hot food holding cabinet in commercial kitchen using electricity | Behavior | Sales Incentive | Sales Incentive | 1 | 2020-04-01 | 2020-12-31 | 0 |  |  |  | kWh | per unit | PSE-deemed | Program Staff | 50 |  | 50 |  | Full |  |  |  |  | 0 | 0 | Sales_Incentive
12882 | Commercial Kitchens | Incentive - Sales - Fryer - EH - Comm - Kitchen | Sales incentive: commercial kitchen fryer using electricity | Behavior | Sales Incentive | Sales Incentive | 1 | 2020-04-01 | 2020-12-31 | 0 |  |  |  | kWh | per unit | PSE-deemed | Program Staff | 50 |  | 50 |  | Full |  |  |  |  | 0 | 0 | Sales_Incentive
12883 | Commercial Kitchens | Incentive - Sales - Fryer - GH - Comm - Kitchen | Sales incentive: commercial kitchen fryer using natural gas | Behavior | Sales Incentive | Sales Incentive | 1 | 2020-04-01 | 2020-12-31 |  |  | 0 |  | Therm | per unit | PSE-deemed | Program Staff |  | 50 |  | 50 | Full |  |  |  |  | 0 | 0 | Sales_Incentive
12884 | Commercial Kitchens | Incentive - Sales - Griddle - EH - Comm - Kitchen | Sales incentive: commercial kitchen griddle using electricity | Behavior | Sales Incentive | Sales Incentive | 1 | 2020-04-01 | 2020-12-31 | 0 |  |  |  | kWh | per unit | PSE-deemed | Program Staff | 50 |  | 50 |  | Full |  |  |  |  | 0 | 0 | Sales_Incentive
12885 | Commercial Kitchens | Incentive - Sales - Griddle - GH - Comm - Kitchen | Sales incentive: commercial kitchen griddle using natural gas | Behavior | Sales Incentive | Sales Incentive | 1 | 2020-04-01 | 2020-12-31 |  |  | 0 |  | Therm | per unit | PSE-deemed | Program Staff |  | 50 |  | 50 | Full |  |  |  |  | 0 | 0 | Sales_Incentive
12886 | Commercial Kitchens | Incentive - Sales - Ice Maker - EH - Comm - Kitchen | Sales incentive: ice maker in commercial kitchen using electricity | Behavior | Sales Incentive | Sales Incentive | 1 | 2020-04-01 | 2020-12-31 | 0 |  |  |  | kWh | per unit | PSE-deemed | Program Staff | 50 |  | 50 |  | Full |  |  |  |  | 0 | 0 | Sales_Incentive
12887 | Commercial Kitchens | Incentive - Sales - Oven - EH - Comm - Kitchen | Sales incentive: commercial kitchen oven using electricity | Behavior | Sales Incentive | Sales Incentive | 1 | 2020-04-01 | 2020-12-31 | 0 |  |  |  | kWh | per unit | PSE-deemed | Program Staff | 50 |  | 50 |  | Full |  |  |  |  | 0 | 0 | Sales_Incentive
12888 | Commercial Kitchens | Incentive - Sales - Oven - GH - Comm - Kitchen | Sales incentive: commercial kitchen oven using natural gas | Behavior | Sales Incentive | Sales Incentive | 1 | 2020-04-01 | 2020-12-31 |  |  | 0 |  | Therm | per unit | PSE-deemed | Program Staff |  | 50 |  | 50 | Full |  |  |  |  | 0 | 0 | Sales_Incentive
12889 | Commercial Kitchens | Incentive - Sales - Steam Cooker - EH - Comm - Kitchen | Sales incentive: commercial kitchen steam cooker using electricity | Behavior | Sales Incentive | Sales Incentive | 1 | 2020-04-01 | 2020-12-31 | 0 |  |  |  | kWh | per unit | PSE-deemed | Program Staff | 50 |  | 50 |  | Full |  |  |  |  | 0 | 0 | Sales_Incentive
12890 | Commercial Kitchens | Incentive - Sales - Steam Cooker - GH - Comm - Kitchen | Sales incentive: commercial kitchen steam cooker using natural gas | Behavior | Sales Incentive | Sales Incentive | 1 | 2020-04-01 | 2020-12-31 |  |  | 0 |  | Therm | per unit | PSE-deemed | Program Staff |  | 50 |  | 50 | Full |  |  |  |  | 0 | 0 | Sales_Incentive
12740 | Commercial Kitchens | Oven - Convection - Double - 5 Pans or less - EH - Comm | Double convection oven: 5 pans or less; heated with electricity; commercial use | Appliances | Commercial Kitchen | Oven | 1 | 2020-01-01 | 2020-12-31 | 3902 |  |  |  | kWh | per unit | PSE-deemed | Other Utility | 1000 |  | 0 |  | Incremental | 12 |  | Comm Cooking |  | 0 | 0 | Oven
12741 | Commercial Kitchens | Oven - Convection - Double - 5 Pans or less - EH - Comm - NPU | Double convection oven: 5 pans or less; heated with electricity; commercial use; non-PSE utility | Appliances | Commercial Kitchen | Oven | 1 | 2020-01-01 | 2020-12-31 | 0 |  | 0 |  | kWh | per unit |  |  | 0 | 0 | 0 | 0 | [5 empty] | 0 | 0 | Oven
12742 | Commercial Kitchens | Oven - Convection - Double - 5 Pans or less - GH - Comm | Double convection oven: 5 pans or less; heated with natural gas; commercial use | Appliances | Commercial Kitchen | Oven | 1 | 2020-01-01 | 2020-12-31 |  |  | 500 |  | Therm | per unit | PSE-deemed | Other Utility |  | 2000 |  | 0 | Incremental | 12 |  | Comm Cooking |  | 0 | 0 | Oven
12743 | Commercial Kitchens | Oven - Convection - Double - 5 Pans or less - GH - Comm - NPU | Double convection oven: 5 pans or less; heated with natural gas; commercial use; non-PSE utility | Appliances | Commercial Kitchen | Oven | 1 | 2020-01-01 | 2020-12-31 |  |  | 0 |  | Therm | per unit |  |  |  | 0 |  | 0 | [5 empty] | 0 | 0 | Oven
12744 | Commercial Kitchens | Oven - Convection - Double - More than 5 Pans - EH - Comm | Double convection oven: More than 5 pans; heated with electricity; commercial use | Appliances | Commercial Kitchen | Oven | 1 | 2020-01-01 | 2020-12-31 | 5058 |  |  |  | kWh | per unit | PSE-deemed | Other Utility | 1000 |  | 0 |  | Incremental | 12 |  | Comm Cooking |  | 0 | 0 | Oven
12745 | Commercial Kitchens | Oven - Convection - Double - More than 5 Pans - EH - Comm - NPU | Double convection oven: More than 5 pans; heated with electricity; commercial use; non-PSE utility | Appliances | Commercial Kitchen | Oven | 1 | 2020-01-01 | 2020-12-31 | 0 |  |  |  | kWh | per unit |  |  | 0 |  | 0 | [6 empty] | 0 | 0 | Oven
12746 | Commercial Kitchens | Oven - Convection - Double - More than 5 Pans - GH - Comm | Double convection oven: More than 5 pans; heated with natural gas; commercial use | Appliances | Commercial Kitchen | Oven | 1 | 2020-01-01 | 2020-12-31 |  |  | 638 |  | Therm | per unit | PSE-deemed | Other Utility |  | 2000 |  | 0 | Incremental | 12 |  | Comm Cooking |  | 0 | 0 | Oven
12747 | Commercial Kitchens | Oven - Convection - Double - More than 5 Pans - GH - Comm - NPU | Double convection oven: More than 5 pans; heated with natural gas; commercial use; non-PSE utility | Appliances | Commercial Kitchen | Oven | 1 | 2020-01-01 | 2020-12-31 |  |  | 0 |  | Therm | per unit |  |  |  | 0 |  | 0 | [5 empty] | 0 | 0 | Oven
12748 | Commercial Kitchens | Oven - Convection - Full - 5 Pans or less - EH - Comm | Full-size convection oven: 5 pans or less; heated with electricity; commercial use | Appliances | Commercial Kitchen | Oven | 1 | 2020-01-01 | 2020-12-31 | 1951 |  |  |  | kWh | per unit | PSE-deemed | Other Utility | 500 |  | 1007 |  | Incremental | 12 |  | Comm Cooking |  | 0 | 0 | Oven
12749 | Commercial Kitchens | Oven - Convection - Full - 5 Pans or less - EH - Comm - NPU | Full-size convection oven: 5 pans or less; heated with electricity; commercial use; non-PSE utility | Appliances | Commercial Kitchen | Oven | 1 | 2020-01-01 | 2020-12-31 | 0 |  | 0 |  | kWh | per unit |  |  | 0 | 0 | 0 | 0 | [5 empty] | 0 | 0 | Oven
12750 | Commercial Kitchens | Oven - Convection - Full - 5 Pans or less - GH - Comm | Full-size convection oven: 5 pans or less; heated with natural gas; commercial use | Appliances | Commercial Kitchen | Oven | 1 | 2020-01-01 | 2020-12-31 |  |  | 250 |  | Therm | per unit | PSE-deemed | Other Utility |  | 1000 |  | 1286 | Incremental | 12 |  | Comm Cooking |  | 0 | 0 | Oven
12751 | Commercial Kitchens | Oven - Convection - Full - 5 Pans or less - GH - Comm - NPU | Full-size convection oven: 5 pans or less; heated with natural gas; commercial use; non-PSE utility | Appliances | Commercial Kitchen | Oven | 1 | 2020-01-01 | 2020-12-31 |  |  | 0 |  | Therm | per unit |  |  |  | 0 |  | 0 | [5 empty] | 0 | 0 | Oven
12752 | Commercial Kitchens | Oven - Convection - Full - More than 5 Pans - EH - Comm | Full-size convection oven: More than 5 pans; heated with electricity; commercial use | Appliances | Commercial Kitchen | Oven | 1 | 2020-01-01 | 2020-12-31 | 2529 |  |  |  | kWh | per unit | PSE-deemed | Other Utility | 500 |  | 649 |  | Incremental | 12 |  | Comm Cooking |  | 0 | 0 | Oven
12753 | Commercial Kitchens | Oven - Convection - Full - More than 5 Pans - EH - Comm - NPU | Full-size convection oven: More than 5 pans; heated with electricity; commercial use | Appliances | Commercial Kitchen | Oven | 1 | 2020-01-01 | 2020-12-31 | 0 |  |  |  | kWh | per unit |  |  | 0 |  | 0 | [6 empty] | 0 | 0 | Oven
12754 | Commercial Kitchens | Oven - Convection - Full - More than 5 Pans - GH - Comm | Full-size convection oven: More than 5 pans; heated with natural gas; commercial use | Appliances | Commercial Kitchen | Oven | 1 | 2020-01-01 | 2020-12-31 |  |  | 319 |  | Therm | per unit | PSE-deemed | Other Utility |  | 1000 |  | 0 | Incremental | 12 |  | Comm Cooking |  | 0 | 0 | Oven
12755 | Commercial Kitchens | Oven - Convection - Full - More than 5 Pans - GH - Comm - NPU | Full-size convection oven: More than 5 pans; heated with natural gas; commercial use; non-PSE utility | Appliances | Commercial Kitchen | Oven | 1 | 2020-01-01 | 2020-12-31 |  |  | 0 |  | Therm | per unit |  |  |  | 0 |  | 0 | [5 empty] | 0 | 0 | Oven
12756 | Commercial Kitchens | Oven - Convection - Half - EH - Comm | Half-size convection oven: heated with electricity; commercial use | Appliances | Commercial Kitchen | Oven | 1 | 2020-01-01 | 2020-12-31 | 1740 |  |  |  | kWh | per unit | PSE-deemed | Other Utility | 450 |  | 793 |  | Incremental | 12 |  | Comm Cooking |  | 0 | 0 | Oven
12757 | Commercial Kitchens | Oven - Convection - Half - EH - Comm - NPU | Half-size convection oven: heated with electricity; commercial use; non-PSE utility | Appliances | Commercial Kitchen | Oven | 1 | 2020-01-01 |  | 0 |  |  |  | kWh | per unit |  |  | 0 |  | 0 | [6 empty] | 0 | 0 | Oven
12758 | Commercial Kitchens | Oven - Convection - Half - GH - Comm | Half-size convection oven: heated with natural gas; commercial use | Appliances | Commercial Kitchen | Oven | 1 | 2020-01-01 | 2020-12-31 |  |  | 162 |  | Therm | per unit | PSE-deemed | Other Utility |  | 450 |  | 490 | Incremental | 12 |  | Comm Cooking |  | 0 | 0 | Oven
12759 | Commercial Kitchens | Oven - Convection - Half - GH - Comm - NPU | Half-size convection oven: heated with natural gas; commercial use; non-PSE utility | Appliances | Commercial Kitchen | Oven | 1 | 2020-01-01 |  |  |  | 0 |  | Therm | per unit |  |  |  | 0 |  | 0 | [5 empty] | 0 | 0 | Oven
12760 | Commercial Kitchens | Oven - Conveyor - GH - Comm | Conveyor oven: heated with natural gas; commercial use | Appliances | Commercial Kitchen | Oven | 1 | 2020-01-01 | 2020-12-31 |  |  | 884 |  | Therm | per unit | PSE-deemed | Other Utility |  | 2000 |  | 2230 | Incremental | 12 |  | Comm Cooking |  | 0 | 0 | Oven
12761 | Commercial Kitchens | Oven - Conveyor - GH - Comm - NPU | Conveyor oven: heated with natural gas; commercial use; non-PSE utility | Appliances | Commercial Kitchen | Oven | 1 | 2020-01-01 |  |  |  | 0 |  | Therm | per unit |  |  |  | 0 |  | 0 | [5 empty] | 0 | 0 | Oven
12762 | Commercial Kitchens | Oven - Deck - EH - Comm - NPU | Deck oven: heated with electricity; commercial use; non-PSE utility | Appliances | Commercial Kitchen | Oven | 1 | 2020-01-01 |  | 0 |  | 0 |  | kWh | per unit |  |  | 0 | 0 | 0 | 0 | [5 empty] | 0 | 0 | Oven
12763 | Commercial Kitchens | Oven - Double Rack - GH - Comm - NPU | Double-rack oven: heated with natural gas; commercial use; non-PSE utility | Appliances | Commercial Kitchen | Oven | 1 | 2020-01-01 |  |  |  | 0 |  | Therm | per unit |  |  |  | 0 |  | 0 | [5 empty] | 0 | 0 | Oven
12541 | Commercial Kitchens | Overwrapping Machine - On Demand - Kitchen - Comm | On-demand overwrapping machine for commercial kitchen | Appliances | Commercial Kitchen | Overwrapping Machine | 1 | 2019-01-01 |  | 1584 |  |  |  | kWh | per unit | RTF-deemed | RTF UES Deemed | 300 |  | 306.56 |  | Incremental | 10 |  | Comm Flat |  | 0 | 0 | Overwrapping_Machine
12559 | Commercial Kitchens | Overwrapping Machine - On Demand - Kitchen - Comm - NPU | On-demand overwrapping machine for commercial kitchen; non-PSE utility | Appliances | Commercial Kitchen | Overwrapping Machine | 1 | 2019-01-01 |  | 0 |  |  |  | kWh | per unit | RTF-deemed |  | 0 |  | 0 |  | Incremental |  |  |  |  | 0 | 0 | Overwrapping_Machine
12523 | Commercial Kitchens | Sales Incentive - DCV - Kitchen - Single- Comm - C | Sales incentive for demand control ventilation retrofit for commercial kitchen: dual fuel customer | Behavior | Sales Incentive | Sales Incentive | 1 | 2019-01-01 | 2020-03-31 | 0 |  | 0 |  | Dual | per unit | PSE-deemed | Engineering | 25 | 25 | 25 | 25 | Full | 0 | [5 empty] | Sales_Incentive
12521 | Commercial Kitchens | Sales Incentive - DCV - Kitchen - Single- Comm - EO | Sales incentive for demand control ventilation retrofit for commercial kitchen: electric-only customer | Behavior | Sales Incentive | Sales Incentive | 1 | 2019-01-01 | 2020-03-31 | 0 |  |  |  | kWh | per unit | PSE-deemed | Engineering | 50 |  | 50 |  | Full | 0 | [5 empty] | Sales_Incentive
12522 | Commercial Kitchens | Sales Incentive - DCV - Kitchen - Single- Comm - GO | Sales incentive for demand control ventilation retrofit for commercial kitchen: natural gas only customer | Behavior | Sales Incentive | Sales Incentive | 1 | 2019-01-01 | 2020-03-31 |  |  | 0 |  | Therm | per unit | PSE-deemed | Engineering |  | 50 |  | 50 | Full | 0 | [5 empty] | Sales_Incentive
12432 | Commercial Kitchens | Steam - Kitchen - Any Size - Comm - E | Commercial kitchen steamer: any size; electric fuel | Appliances | Commercial Kitchen | Steam Cooker | 1 | 2019-01-01 | 2020-12-31 | 21109 |  |  |  | kWh | per unit | PSE-deemed | Engineering | 2000 |  | 2131 |  | Incremental | 12 |  | Comm Cooking |  | 10342.09 | 0 | Steam_Cooker
12526 | Commercial Kitchens | Steam - Kitchen - Any Size - Comm - E - NPU | Commercial kitchen steamer: any size; electric fuel; non-PSE utility | Appliances | Commercial Kitchen | Steam Cooker | 1 | 2019-01-01 | 2020-12-31 | 0 |  |  |  | kWh | per unit | PSE-deemed | Engineering | 0 |  | 0 |  |  | 0 | [5 empty] | Steam_Cooker
12433 | Commercial Kitchens | Steam - Kitchen - Any Size - Comm - NG | Commercial kitchen steamer: any size; natural gas fuel | Appliances | Commercial Kitchen | Steam Cooker | 1 | 2019-01-01 | 2020-12-31 |  |  | 2595 |  | Therm | per unit | PSE-deemed | Engineering |  | 2000 |  | 2901 | Incremental | 12 |  | Comm Cooking |  | 10342.03 | 0 | Steam_Cooker
12527 | Commercial Kitchens | Steam - Kitchen - Any Size - Comm - NG - NPU | Commercial kitchen steamer: any size; natural gas fuel; non-PSE utility | Appliances | Commercial Kitchen | Steam Cooker | 1 | 2019-01-01 | 2020-12-31 |  |  | 0 |  | Therm | per unit | PSE-deemed | Engineering |  | 0 |  | 0 |  | 0 | [5 empty] | Steam_Cooker
12870 | Commercial Kitchens | Water Heater - Heat Pump - EH - Comm | Heat pump water heater: commercial structure with electricity | Water Heating | Water Heater | Heat Pump Water Heater | 1 | 2020-04-01 | [5 empty] | kWh | calculated | Calculated |  | 500 |  | 751.56 |  | Incremental | 11 |  | Comm Water Heat |  | 0 | 0 | Water_Heater_Comm
12612 | Commercial Laundry | Clothes Washer - EWH - E Dryer - Laundromat | Clothes washer: laundromat with PSE electric water and dryer heating | Appliances | Clothes Washer | Commercial Use Washer | 1 | 2020-01-01 | 2020-12-31 | 1188.69 |  |  |  | kWh | per unit | RTF-deemed | RTF UES Deemed | 200 |  | 399.62 |  | Incremental | 7 |  | Comm Flat |  | 706.79 | 0 | Clothes_Washer
12620 | Commercial Laundry | Clothes Washer - EWH - E Dryer - MFCA | Clothes washer: multi-family common laundry area with PSE electric water and dryer heating | Appliances | Clothes Washer | Commercial Use Washer | 1 | 2020-01-01 | 2020-12-31 | 869.48 |  |  |  | kWh | per unit | RTF-deemed | RTF UES Deemed | 200 |  | 399.62 |  | Incremental | 11 |  | Comm Flat |  | 389.84 | 0 | Clothes_Washer
12613 | Commercial Laundry | Clothes Washer - EWH - G Dryer - Laundromat | Clothes washer: laundromat with PSE electric water and natural gas dryer heating | Appliances | Clothes Washer | Commercial Use Washer | 1 | 2020-01-01 | 2020-12-31 | 455.03 |  | 28.06 |  | Dual | per unit | RTF-deemed | RTF UES Deemed | 170 | 30 | 247.11 | 152.51 | Incremental | 7 |  | Comm Flat | Comm Flat | 706.79 | 0 | Clothes_Washer
12621 | Commercial Laundry | Clothes Washer - EWH - G Dryer - MFCA | Clothes washer: multi-family common laundry area with PSE electric water and natural gas dryer heating | Appliances | Clothes Washer | Commercial Use Washer | 1 | 2020-01-01 | 2020-12-31 | 332.83 |  | 20.52 |  | Dual | per unit | RTF-deemed | RTF UES Deemed | 170 | 30 | 245.54 | 154.08 | Incremental | 11 |  | Comm Flat | Comm Flat | 389.84 | 0 | Clothes_Washer
12611 | Commercial Laundry | Clothes Washer - EWH - non G Dryer - Laundromat | Clothes washer: laundromat with PSE electric water and non-PSE natural gas dryer heating or no dryer at all | Appliances | Clothes Washer | Commercial Use Washer | 1 | 2020-01-01 | 2020-12-31 | 455.03 |  |  |  | kWh | per unit | RTF-deemed | RTF UES Deemed | 170 |  | 247.11 |  | Incremental | 7 |  | Comm Flat |  | 436.8 | 0 | Clothes_Washer
12619 | Commercial Laundry | Clothes Washer - EWH - non G Dryer - MFCA | Clothes washer: multi-family common laundry area with PSE electric water and non-PSE natural gas dryer heating or no dryer at all | Appliances | Clothes Washer | Commercial Use Washer | 1 | 2020-01-01 | 2020-12-31 | 332.83 |  |  |  | kWh | per unit | RTF-deemed | RTF UES Deemed | 170 |  | 245.54 |  | Incremental | 11 |  | Comm Flat |  | 239.36 | 0 | Clothes_Washer
12616 | Commercial Laundry | Clothes Washer - GWH - E Dryer - Laundromat | Clothes washer: laundromat with PSE natural gas water and electric dryer heating | Appliances | Clothes Washer | Commercial Use Washer | 1 | 2020-01-01 | 2020-12-31 | 738.64 |  | 20.49 |  | Dual | per unit | RTF-deemed | RTF UES Deemed | 140 | 60 | 312.78 | 86.84 | Incremental | 7 |  | Comm Flat | Comm Flat | 706.79 | 0 | Clothes_Washer
12624 | Commercial Laundry | Clothes Washer - GWH - E Dryer - MFCA | Clothes washer: multi-family common laundry area with PSE natural gas water and electric dryer heating | Appliances | Clothes Washer | Commercial Use Washer | 1 | 2020-01-01 | 2020-12-31 | 540.29 |  | 14.99 |  | Dual | per unit | RTF-deemed | RTF UES Deemed | 140 | 60 | 311.64 | 87.98 | Incremental | 11 |  | Comm Flat | Comm Flat | 389.84 | 0 | Clothes_Washer
12617 | Commercial Laundry | Clothes Washer - GWH - G Dryer - Laundromat | Clothes washer: laundromat with PSE natural gas water and dryer heating | Appliances | Clothes Washer | Commercial Use Washer | 1 | 2020-01-01 | 2020-12-31 |  |  | 48.55 |  | Therm | per unit | RTF-deemed | RTF UES Deemed |  | 150 |  | 399.62 | Incremental | 7 |  | Comm Flat |  | 706.79 | 0 | Clothes_Washer
12625 | Commercial Laundry | Clothes Washer - GWH - G Dryer - MFCA | Clothes washer: multi-family common laundry area with PSE natural gas water and dryer heating | Appliances | Clothes Washer | Commercial Use Washer | 1 | 2020-01-01 | 2020-12-31 |  |  | 35.51 |  | Therm | per unit | RTF-deemed | RTF UES Deemed |  | 150 |  | 399.62 | Incremental | 11 |  | Comm Flat |  | 389.84 | 0 | Clothes_Washer
12615 | Commercial Laundry | Clothes Washer - GWH - non E Dryer - Laundromat | Clothes washer: laundromat with PSE natural gas water and non-PSE electric dryer heating or no dryer at all | Appliances | Clothes Washer | Commercial Use Washer | 1 | 2020-01-01 | 2020-12-31 |  |  | 20.49 |  | Therm | per unit | RTF-deemed | RTF UES Deemed |  | 60 |  | 86.84 | Incremental | 7 |  | Comm Flat |  | 153.37 | 0 | Clothes_Washer
12623 | Commercial Laundry | Clothes Washer - GWH - non E Dryer - MFCA | Clothes washer: multi-family common laundry area with PSE natural gas water and non-PSE electric dryer heating or no dryer at all | Appliances | Clothes Washer | Commercial Use Washer | 1 | 2020-01-01 | 2020-12-31 |  |  | 14.99 |  | Therm | per unit | RTF-deemed | RTF UES Deemed |  | 60 |  | 87.98 | Incremental | 11 |  | Comm Flat |  | 85.76 | 0 | Clothes_Washer
12614 | Commercial Laundry | Clothes Washer - non EWH - G Dryer - Laundromat | Clothes washer: laundromat with non-PSE electric water and PSE natural gas dryer heating | Appliances | Clothes Washer | Commercial Use Washer | 1 | 2020-01-01 | 2020-12-31 |  |  | 28.06 |  | Therm | per unit | RTF-deemed | RTF UES Deemed |  | 30 |  | 152.51 | Incremental | 7 |  | Comm Flat |  | 269.99 | 0 | Clothes_Washer
12622 | Commercial Laundry | Clothes Washer - non EWH - G Dryer - MFCA | Clothes washer: multi-family common laundry area with non-PSE electric water and PSE natural gas dryer heating | Appliances | Clothes Washer | Commercial Use Washer | 1 | 2020-01-01 | 2020-12-31 |  |  | 20.52 |  | Therm | per unit | RTF-deemed | RTF UES Deemed |  | 30 |  | 154.08 | Incremental | 11 |  | Comm Flat |  | 150.48 | 0 | Clothes_Washer
12610 | Commercial Laundry | Clothes Washer - non GWH - E Dryer - Laundromat | Clothes washer: laundromat with non-PSE natural gas water and PSE electric dryer heating | Appliances | Clothes Washer | Commercial Use Washer | 1 | 2020-01-01 | 2020-12-31 | 738.64 |  |  |  | kWh | per unit | RTF-deemed | RTF UES Deemed | 140 |  | 312.78 |  | Incremental | 7 |  | Comm Flat |  | 553.42 | 0 | Clothes_Washer
12618 | Commercial Laundry | Clothes Washer - non GWH - E Dryer - MFCA | Clothes washer: multi-family common laundry area with non-PSE natural gas water and PSE electric dryer heating | Appliances | Clothes Washer | Commercial Use Washer | 1 | 2020-01-01 | 2020-12-31 | 540.29 |  |  |  | kWh | per unit | RTF-deemed | RTF UES Deemed | 140 |  | 311.64 |  | Incremental | 11 |  | Comm Flat |  | 304.08 | 0 | Clothes_Washer
12235 | Commercial Midstream | CMID: Air Conditioner - AC - Bthu 135k to 240k - Tier 1 | Tier 1 commercial air-cooled air conditioner: 135k to 240k Btuh | HVAC | Space Cooling | Air Conditioner | 1 | 2018-01-01 | [5 empty] | kWh | calculated | Calculated |  | 40 |  | 89 |  | Incremental | 15 |  | Comm Space Heat |  | 0 | 0 | Commercial_HVAC
12236 | Commercial Midstream | CMID: Air Conditioner - AC - Bthu 135k to 240k - Tier 2 | Tier 2 commercial air-cooled air conditioner: 135k to 240k Btuh | HVAC | Space Cooling | Air Conditioner | 1 | 2018-01-01 | [5 empty] | kWh | calculated | Calculated |  | 65 |  | 135 |  | Incremental | 15 |  | Comm Space Heat |  | 0 | 0 | Commercial_HVAC
12237 | Commercial Midstream | CMID: Air Conditioner - AC - Bthu 135k to 240k - Tier 3 | Tier 3 commercial air-cooled air conditioner: 135k to 240k Btuh | HVAC | Space Cooling | Air Conditioner | 1 | 2018-01-01 | [5 empty] | kWh | calculated | Calculated |  | 125 |  | 204 |  | Incremental | 15 |  | Comm Space Heat |  | 0 | 0 | Commercial_HVAC
12232 | Commercial Midstream | CMID: Air Conditioner - AC - Bthu 65k to 135k - Tier 1 | Tier 1 commercial air-cooled air conditioner: 65k to 135k Btuh | HVAC | Space Cooling | Air Conditioner | 1 | 2018-01-01 | [5 empty] | kWh | calculated | Calculated |  | 40 |  | 101 |  | Incremental | 15 |  | Comm Space Heat |  | 0 | 0 | Commercial_HVAC
12233 | Commercial Midstream | CMID: Air Conditioner - AC - Bthu 65k to 135k - Tier 2 | Tier 2 commercial air-cooled air conditioner: 65k to 135k Btuh | HVAC | Space Cooling | Air Conditioner | 1 | 2018-01-01 | [5 empty] | kWh | calculated | Calculated |  | 65 |  | 191 |  | Incremental | 15 |  | Comm Space Heat |  | 0 | 0 | Commercial_HVAC
12234 | Commercial Midstream | CMID: Air Conditioner - AC - Bthu 65k to 135k - Tier 3 | Tier 3 commercial air-cooled air conditioner: 65k to 135k Btuh | HVAC | Space Cooling | Air Conditioner | 1 | 2018-01-01 | [5 empty] | kWh | calculated | Calculated |  | 125 |  | 298 |  | Incremental | 15 |  | Comm Space Heat |  | 0 | 0 | Commercial_HVAC
12238 | Commercial Midstream | CMID: Air Conditioner - AC - Btuh 240k to 760k - Tier 1 | Tier 1 commercial air-cooled air conditioner: 240k to 760k Btuh | HVAC | Space Cooling | Air Conditioner | 1 | 2018-01-01 | [5 empty] | kWh | calculated | Calculated |  | 40 |  | 50 |  | Incremental | 15 |  | Comm Space Heat |  | 0 | 0 | Commercial_HVAC
12239 | Commercial Midstream | CMID: Air Conditioner - AC - Btuh 240k to 760k - Tier 2 | Tier 2 commercial air-cooled air conditioner: 240k to 760k Btuh | HVAC | Space Cooling | Air Conditioner | 1 | 2018-01-01 | [5 empty] | kWh | calculated | Calculated |  | 65 |  | 96 |  | Incremental | 15 |  | Comm Space Heat |  | 0 | 0 | Commercial_HVAC
12240 | Commercial Midstream | CMID: Air Conditioner - AC - Btuh 240k to 760k - Tier 3 | Tier 3 commercial air-cooled air conditioner: 240k to 760k Btuh | HVAC | Space Cooling | Air Conditioner | 1 | 2018-01-01 | [5 empty] | kWh | calculated | Calculated |  | 100 |  | 186 |  | Incremental | 15 |  | Comm Space Heat |  | 0 | 0 | Commercial_HVAC
12241 | Commercial Midstream | CMID: Air Conditioner - AC - Btuh over 760k - Tier 1 | Tier 1 commercial air-cooled air conditioner: over 760k Btuh | HVAC | Space Cooling | Air Conditioner | 1 | 2018-01-01 | [5 empty] | kWh | calculated | Calculated |  | 40 |  | 95 |  | Incremental | 15 |  | Comm Space Heat |  | 0 | 0 | Commercial_HVAC
12242 | Commercial Midstream | CMID: Air Conditioner - AC - Btuh over 760k - Tier 2 | Tier 2 commercial air-cooled air conditioner: over 760k Btuh | HVAC | Space Cooling | Air Conditioner | 1 | 2018-01-01 | [5 empty] | kWh | calculated | Calculated |  | 65 |  | 158 |  | Incremental | 15 |  | Comm Space Heat |  | 0 | 0 | Commercial_HVAC
12243 | Commercial Midstream | CMID: Air Conditioner - AC - Btuh over 760k - Tier 3 | Tier 3 commercial air-cooled air conditioner: over 760k Btuh | HVAC | Space Cooling | Air Conditioner | 1 | 2018-01-01 | [5 empty] | kWh | calculated | Calculated |  | 125 |  | 262 |  | Incremental | 15 |  | Comm Space Heat |  | 0 | 0 | Commercial_HVAC
12229 | Commercial Midstream | CMID: Air Conditioner - AC - Package - Bthu Under 65k - Tier 1 | Tier 1 commercial air-cooled air conditioner: package; under 65k Btuh | HVAC | Space Cooling | Air Conditioner | 1 | 2018-01-01 | 2020-03-31 |  |  |  |  | kWh | calculated | Calculated |  | 50 |  | 145 |  | Incremental | 15 |  | Comm Space Heat |  | 0 | 0 | Commercial_HVAC
12230 | Commercial Midstream | CMID: Air Conditioner - AC - Package - Bthu Under 65k - Tier 2 | Tier 2 commercial air-cooled air conditioner: package; under 65k Btuh | HVAC | Space Cooling | Air Conditioner | 1 | 2018-01-01 | 2020-03-31 |  |  |  |  | kWh | calculated | Calculated |  | 75 |  | 236 |  | Incremental | 15 |  | Comm Space Heat |  | 0 | 0 | Commercial_HVAC
12231 | Commercial Midstream | CMID: Air Conditioner - AC - Package - Bthu Under 65k - Tier 3 | Tier 3 commercial air-cooled air conditioner: package; under 65k Btuh | HVAC | Space Cooling | Air Conditioner | 1 | 2018-01-01 | 2020-03-31 |  |  |  |  | kWh | calculated | Calculated |  | 125 |  | 384 |  | Incremental | 15 |  | Comm Space Heat |  | 0 | 0 | Commercial_HVAC
12226 | Commercial Midstream | CMID: Air Conditioner - AC - Split - Bthu Under 65k - Tier 1 | Tier 1 commercial air-cooled air conditioner: split; under 65k Btuh | HVAC | Space Cooling | Air Conditioner | 1 | 2018-01-01 | 2020-03-31 |  |  |  |  | kWh | calculated | Calculated |  | 50 |  | 145 |  | Incremental | 15 |  | Comm Space Heat |  | 0 | 0 | Commercial_HVAC
12227 | Commercial Midstream | CMID: Air Conditioner - AC - Split - Bthu Under 65k - Tier 2 | Tier 2 commercial air-cooled air conditioner: split; under 65k Btuh | HVAC | Space Cooling | Air Conditioner | 1 | 2018-01-01 | 2020-03-31 |  |  |  |  | kWh | calculated | Calculated |  | 75 |  | 236 |  | Incremental | 15 |  | Comm Space Heat |  | 0 | 0 | Commercial_HVAC
12228 | Commercial Midstream | CMID: Air Conditioner - AC - Split - Bthu Under 65k - Tier 3 | Tier 3 commercial air-cooled air conditioner: split; under 65k Btuh | HVAC | Space Cooling | Air Conditioner | 1 | 2018-01-01 | 2020-03-31 |  |  |  |  | kWh | calculated | Calculated |  | 125 |  | 384 |  | Incremental | 15 |  | Comm Space Heat |  | 0 | 0 | Commercial_HVAC
12274 | Commercial Midstream | CMID: Air Conditioner - EC - Btuh 135k to 240k - Tier 1 | Tier 1 commercial evaporative-cooled air conditioner: 135k to 240k Btuh | HVAC | Space Cooling | Air Conditioner | 1 | 2018-01-01 | [5 empty] | kWh | calculated | Calculated |  | 50 |  | 100 |  | Incremental | 15 |  | Comm Space Heat |  | 0 | 0 | Commercial_HVAC
12275 | Commercial Midstream | CMID: Air Conditioner - EC - Btuh 240k to 760k - Tier 1 | Tier 1 commercial evaporative-cooled air conditioner: 240k to 760k Btuh | HVAC | Space Cooling | Air Conditioner | 1 | 2018-01-01 | [5 empty] | kWh | calculated | Calculated |  | 40 |  | 100 |  | Incremental | 15 |  | Comm Space Heat |  | 0 | 0 | Commercial_HVAC
12273 | Commercial Midstream | CMID: Air Conditioner - EC - Btuh 65k to 135k - Tier 1 | Tier 1 commercial evaporative-cooled air conditioner: 65k to 135k Btuh | HVAC | Space Cooling | Air Conditioner | 1 | 2018-01-01 | [5 empty] | kWh | calculated | Calculated |  | 50 |  | 150 |  | Incremental | 15 |  | Comm Space Heat |  | 0 | 0 | Commercial_HVAC
12276 | Commercial Midstream | CMID: Air Conditioner - EC - Btuh over 760k - Tier 1 | Tier 1 commercial evaporative-cooled air conditioner: over 760k Btuh | HVAC | Space Cooling | Air Conditioner | 1 | 2018-01-01 | [5 empty] | kWh | calculated | Calculated |  | 40 |  | 100 |  | Incremental | 15 |  | Comm Space Heat |  | 0 | 0 | Commercial_HVAC
12272 | Commercial Midstream | CMID: Air Conditioner - EC - Btuh Under 65k - Tier 1 | Tier 1 commercial evaporative-cooled air conditioner: under 65k Btuh | HVAC | Space Cooling | Air Conditioner | 1 | 2018-01-01 | [5 empty] | kWh | calculated | Calculated |  | 50 |  | 150 |  | Incremental | 15 |  | Comm Space Heat |  | 0 | 0 | Commercial_HVAC
12269 | Commercial Midstream | CMID: Air Conditioner - WC - Btuh 135k to 240k - Tier 1 | Tier 1 commercial water-cooled air conditioner: 135k to 240k Btuh | HVAC | Space Cooling | Air Conditioner | 1 | 2018-01-01 | [5 empty] | kWh | calculated | Calculated |  | 50 |  | 100 |  | Incremental | 15 |  | Comm Space Heat |  | 0 | 0 | Commercial_HVAC
12270 | Commercial Midstream | CMID: Air Conditioner - WC - Btuh 240k to 760k - Tier 1 | Tier 1 commercial water-cooled air conditioner: 240k to 760k Btuh | HVAC | Space Cooling | Air Conditioner | 1 | 2018-01-01 | [5 empty] | kWh | calculated | Calculated |  | 40 |  | 100 |  | Incremental | 15 |  | Comm Space Heat |  | 0 | 0 | Commercial_HVAC
12268 | Commercial Midstream | CMID: Air Conditioner - WC - Btuh 65k to 135k - Tier 1 | Tier 1 commercial water-cooled air conditioner: 65k to 135k Btuh | HVAC | Space Cooling | Air Conditioner | 1 | 2018-01-01 | [5 empty] | kWh | calculated | Calculated |  | 50 |  | 150 |  | Incremental | 15 |  | Comm Space Heat |  | 0 | 0 | Commercial_HVAC
12271 | Commercial Midstream | CMID: Air Conditioner - WC - Btuh over 760k - Tier 1 | Tier 1 commercial water-cooled air conditioner: over 760k Btuh | HVAC | Space Cooling | Air Conditioner | 1 | 2018-01-01 | [5 empty] | kWh | calculated | Calculated |  | 40 |  | 100 |  | Incremental | 15 |  | Comm Space Heat |  | 0 | 0 | Commercial_HVAC
12267 | Commercial Midstream | CMID: Air Conditioner - WC - Btuh Under 65k - Tier 1 | Tier 1 commercial water-cooled air conditioner: under 65k Btuh | HVAC | Space Cooling | Air Conditioner | 1 | 2018-01-01 | [5 empty] | kWh | calculated | Calculated |  | 50 |  | 150 |  | Incremental | 15 |  | Comm Space Heat |  | 0 | 0 | Commercial_HVAC
12278 | Commercial Midstream | CMID: Boiler - Domestic | Commercial water heating boiler: domestic use | Water Heating | Water Heater | Boiler Water Heater | 1 | 2018-01-01 | 2020-03-31 |  |  |  |  | Therm | calculated | Calculated |  |  | 5 |  | 10.24 | Incremental | 20 |  | Comm Water Heat |  | 0 | 0 | Water_Heater_Comm
12278 | Commercial Midstream | CMID: Boiler - Domestic | Commercial water heating boiler: domestic use | Water Heating | Water Heater | Boiler Water Heater | 2 | 2020-04-01 | [5 empty] | Therm | calculated | Calculated |  |  | 5 |  | 10.24 | Incremental | 11 |  | Comm Water Heat |  | 0 | 0 | Water_Heater_Comm
12281 | Commercial Midstream | CMID: Boiler - Domestic - MF - HR | Commercial water heating boiler: domestic use in multi-family high rise | Water Heating | Water Heater | Boiler Water Heater | 1 | 2018-01-01 | 2020-03-31 |  |  |  |  | Therm | calculated | Calculated |  |  | 5 |  | 10.24 | Incremental | 20 |  | Comm Water Heat |  | 0 | 0 | Water_Heater_Comm
12281 | Commercial Midstream | CMID: Boiler - Domestic - MF - HR | Commercial water heating boiler: domestic use in multi-family high rise | Water Heating | Water Heater | Boiler Water Heater | 2 | 2020-04-01 | [5 empty] | Therm | calculated | Calculated |  |  | 5 |  | 10.24 | Incremental | 11 |  | Comm Water Heat |  | 0 | 0 | Water_Heater_Comm
12284 | Commercial Midstream | CMID: Boiler - Domestic - MF - LR | Commercial water heating boiler: domestic use in multi-family low rise | Water Heating | Water Heater | Boiler Water Heater | 1 | 2018-01-01 | 2020-03-31 |  |  |  |  | Therm | calculated | Calculated |  |  | 5 |  | 10.24 | Incremental | 20 |  | Comm Water Heat |  | 0 | 0 | Water_Heater_Comm
12284 | Commercial Midstream | CMID: Boiler - Domestic - MF - LR | Commercial water heating boiler: domestic use in multi-family low rise | Water Heating | Water Heater | Boiler Water Heater | 2 | 2020-04-01 | [5 empty] | Therm | calculated | Calculated |  |  | 5 |  | 10.24 | Incremental | 11 |  | Comm Water Heat |  | 0 | 0 | Water_Heater_Comm
12253 | Commercial Midstream | CMID: Heat Pump - AC - Btuh 135k to 240k - Tier 1 | Tier 1 commercial air-cooled heat pump: 135k to 240k Btuh | HVAC | Heat Pump | Commercial Heat Pump | 1 | 2018-01-01 | [5 empty] | kWh | calculated | Calculated |  | 40 |  | 50 |  | Incremental | 15 |  | Comm Space Heat |  | 0 | 0 | Commercial_HVAC
12254 | Commercial Midstream | CMID: Heat Pump - AC - Btuh 135k to 240k - Tier 2 | Tier 2 commercial air-cooled heat pump: 135k to 240k Btuh | HVAC | Heat Pump | Commercial Heat Pump | 1 | 2018-01-01 | [5 empty] | kWh | calculated | Calculated |  | 65 |  | 96 |  | Incremental | 15 |  | Comm Space Heat |  | 0 | 0 | Commercial_HVAC
12255 | Commercial Midstream | CMID: Heat Pump - AC - Btuh 135k to 240k - Tier 3 | Tier 3 commercial air-cooled heat pump: 135k to 240k Btuh | HVAC | Heat Pump | Commercial Heat Pump | 1 | 2018-01-01 | [5 empty] | kWh | calculated | Calculated |  | 100 |  | 186 |  | Incremental | 15 |  | Comm Space Heat |  | 0 | 0 | Commercial_HVAC
12250 | Commercial Midstream | CMID: Heat Pump - AC - Btuh 65k to 135k - Tier 1 | Tier 1 commercial air-cooled heat pump: 65k to 135k Btuh | HVAC | Heat Pump | Commercial Heat Pump | 1 | 2018-01-01 | [5 empty] | kWh | calculated | Calculated |  | 40 |  | 89 |  | Incremental | 15 |  | Comm Space Heat |  | 0 | 0 | Commercial_HVAC
12251 | Commercial Midstream | CMID: Heat Pump - AC - Btuh 65k to 135k - Tier 2 | Tier 2 commercial air-cooled heat pump: 65k to 135k Btuh | HVAC | Heat Pump | Commercial Heat Pump | 1 | 2018-01-01 | [5 empty] | kWh | calculated | Calculated |  | 65 |  | 135 |  | Incremental | 15 |  | Comm Space Heat |  | 0 | 0 | Commercial_HVAC
12252 | Commercial Midstream | CMID: Heat Pump - AC - Btuh 65k to 135k - Tier 3 | Tier 3 commercial air-cooled heat pump: 65k to 135k Btuh | HVAC | Heat Pump | Commercial Heat Pump | 1 | 2018-01-01 | [5 empty] | kWh | calculated | Calculated |  | 100 |  | 204 |  | Incremental | 15 |  | Comm Space Heat |  | 0 | 0 | Commercial_HVAC
12256 | Commercial Midstream | CMID: Heat Pump - AC - Btuh over 240k - Tier 1 | Tier 1 commercial air-cooled heat pump: over 240k Btuh | HVAC | Heat Pump | Commercial Heat Pump | 1 | 2018-01-01 | [5 empty] | kWh | calculated | Calculated |  | 40 |  | 95 |  | Incremental | 15 |  | Comm Space Heat |  | 0 | 0 | Commercial_HVAC
12257 | Commercial Midstream | CMID: Heat Pump - AC - Btuh over 240k - Tier 2 | Tier 2 commercial air-cooled heat pump: over 240k Btuh | HVAC | Heat Pump | Commercial Heat Pump | 1 | 2018-01-01 | [5 empty] | kWh | calculated | Calculated |  | 65 |  | 158 |  | Incremental | 15 |  | Comm Space Heat |  | 0 | 0 | Commercial_HVAC
12258 | Commercial Midstream | CMID: Heat Pump - AC - Btuh over 240k - Tier 3 | Tier 3 commercial air-cooled heat pump: over 240k Btuh | HVAC | Heat Pump | Commercial Heat Pump | 1 | 2018-01-01 | [5 empty] | kWh | calculated | Calculated |  | 100 |  | 262 |  | Incremental | 15 |  | Comm Space Heat |  | 0 | 0 | Commercial_HVAC
12247 | Commercial Midstream | CMID: Heat Pump - AC - Package - Btuh Under 65k - Tier 1 | Tier 1 commercial air-cooled heat pump: package; under 65k Btuh | HVAC | Heat Pump | Commercial Heat Pump | 1 | 2018-01-01 | 2020-05-31 |  |  |  |  | kWh | calculated | Calculated |  | 50 |  | 101 |  | Incremental | 15 |  | Comm Space Heat |  | 0 | 0 | Commercial_HVAC
12248 | Commercial Midstream | CMID: Heat Pump - AC - Package - Btuh Under 65k - Tier 2 | Tier 2 commercial air-cooled heat pump: package; under 65k Btuh | HVAC | Heat Pump | Commercial Heat Pump | 1 | 2018-01-01 | 2020-05-31 |  |  |  |  | kWh | calculated | Calculated |  | 75 |  | 191 |  | Incremental | 15 |  | Comm Space Heat |  | 0 | 0 | Commercial_HVAC
12249 | Commercial Midstream | CMID: Heat Pump - AC - Package - Btuh Under 65k - Tier 3 | Tier 3 commercial air-cooled heat pump: package; under 65k Btuh | HVAC | Heat Pump | Commercial Heat Pump | 1 | 2018-01-01 | 2020-05-31 |  |  |  |  | kWh | calculated | Calculated |  | 125 |  | 298 |  | Incremental | 15 |  | Comm Space Heat |  | 0 | 0 | Commercial_HVAC
12244 | Commercial Midstream | CMID: Heat Pump - AC - Split - Btuh Under 65k - Tier 1 | Tier 1 commercial air-cooled heat pump: split; under 65k Btuh | HVAC | Heat Pump | Commercial Heat Pump | 1 | 2018-01-01 | 2020-05-31 |  |  |  |  | kWh | calculated | Calculated |  | 50 |  | 145 |  | Incremental | 15 |  | Comm Space Heat |  | 0 | 0 | Commercial_HVAC
12245 | Commercial Midstream | CMID: Heat Pump - AC - Split - Btuh Under 65k - Tier 2 | Tier 2 commercial air-cooled heat pump: split; under 65k Btuh | HVAC | Heat Pump | Commercial Heat Pump | 1 | 2018-01-01 | 2020-05-31 |  |  |  |  | kWh | calculated | Calculated |  | 75 |  | 236 |  | Incremental | 15 |  | Comm Space Heat |  | 0 | 0 | Commercial_HVAC
12246 | Commercial Midstream | CMID: Heat Pump - AC - Split - Btuh Under 65k - Tier 3 | Tier 3 commercial air-cooled heat pump: split; under 65k Btuh | HVAC | Heat Pump | Commercial Heat Pump | 1 | 2018-01-01 | 2020-05-31 |  |  |  |  | kWh | calculated | Calculated |  | 125 |  | 384 |  | Incremental | 15 |  | Comm Space Heat |  | 0 | 0 | Commercial_HVAC
12265 | Commercial Midstream | CMID: Heat Pump - WC - GL - Btuh Under 135k - Tier 1 | Tier 1 commercial water-cooled ground loop heat pump: under 135k Btuh | HVAC | Heat Pump | Commercial Heat Pump | 1 | 2018-01-01 | [5 empty] | kWh | calculated | Calculated |  | 125 |  | 200 |  | Incremental | 15 |  | Comm Space Heat |  | 0 | 0 | Commercial_HVAC
12266 | Commercial Midstream | CMID: Heat Pump - WC - GS - Btuh Under 135k - Tier 1 | Tier 1 commercial water-cooled ground source heat pump: under 135k Btuh | HVAC | Heat Pump | Commercial Heat Pump | 1 | 2018-01-01 | [5 empty] | kWh | calculated | Calculated |  | 125 |  | 200 |  | Incremental | 15 |  | Comm Space Heat |  | 0 | 0 | Commercial_HVAC
12262 | Commercial Midstream | CMID: Heat Pump - WC - WL - Btuh over 17k - Tier 1 | Tier 1 commercial water-cooled water loop heat pump: over 17k Btuh | HVAC | Heat Pump | Commercial Heat Pump | 1 | 2018-01-01 | [5 empty] | kWh | calculated | Calculated |  | 50 |  | 163 |  | Incremental | 15 |  | Comm Space Heat |  | 0 | 0 | Commercial_HVAC
12263 | Commercial Midstream | CMID: Heat Pump - WC - WL - Btuh over 17k - Tier 2 | Tier 2 commercial water-cooled water loop heat pump: over 17k Btuh | HVAC | Heat Pump | Commercial Heat Pump | 1 | 2018-01-01 | [5 empty] | kWh | calculated | Calculated |  | 75 |  | 245 |  | Incremental | 15 |  | Comm Space Heat |  | 0 | 0 | Commercial_HVAC
12264 | Commercial Midstream | CMID: Heat Pump - WC - WL - Btuh over 17k - Tier 3 | Tier 3 commercial water-cooled water loop heat pump: over 17k Btuh | HVAC | Heat Pump | Commercial Heat Pump | 1 | 2018-01-01 | [5 empty] | kWh | calculated | Calculated |  | 125 |  | 327 |  | Incremental | 15 |  | Comm Space Heat |  | 0 | 0 | Commercial_HVAC
12259 | Commercial Midstream | CMID: Heat Pump - WC - WL - Btuh Under 17k - Tier 1 | Tier 1 commercial water-cooled water loop heat pump: under 17k Btuh | HVAC | Heat Pump | Commercial Heat Pump | 1 | 2018-01-01 | [5 empty] | kWh | calculated | Calculated |  | 50 |  | 163 |  | Incremental | 15 |  | Comm Space Heat |  | 0 | 0 | Commercial_HVAC
12260 | Commercial Midstream | CMID: Heat Pump - WC - WL - Btuh Under 17k - Tier 2 | Tier 2 commercial water-cooled water loop heat pump: under 17k Btuh | HVAC | Heat Pump | Commercial Heat Pump | 1 | 2018-01-01 | [5 empty] | kWh | calculated | Calculated |  | 75 |  | 245 |  | Incremental | 15 |  | Comm Space Heat |  | 0 | 0 | Commercial_HVAC
12261 | Commercial Midstream | CMID: Heat Pump - WC - WL - Btuh Under 17k - Tier 3 | Tier 3 commercial water-cooled water loop heat pump: under 17k Btuh | HVAC | Heat Pump | Commercial Heat Pump | 1 | 2018-01-01 | [5 empty] | kWh | calculated | Calculated |  | 125 |  | 327 |  | Incremental | 15 |  | Comm Space Heat |  | 0 | 0 | Commercial_HVAC
12277 | Commercial Midstream | CMID: Water Heater - Condensing - Storage | Commercial condensing storage water heater | Water Heating | Water Heater | Storage Water Heater | 1 | 2018-01-01 | 2020-03-31 |  |  |  |  | Therm | calculated | Calculated |  |  | 5 |  | 5.68 | Incremental | 15 |  | Comm Water Heat |  | 0 | 0 | Water_Heater_Comm
12277 | Commercial Midstream | CMID: Water Heater - Condensing - Storage | Commercial condensing storage water heater | Water Heating | Water Heater | Storage Water Heater | 2 | 2020-04-01 | [5 empty] | Therm | calculated | Calculated |  |  | 5 |  | 5.68 | Incremental | 11 |  | Comm Water Heat |  | 0 | 0 | Water_Heater_Comm
12280 | Commercial Midstream | CMID: Water Heater - Condensing - Storage - MF - HR | Commercial condensing storage water heater: use in multi-family high rise | Water Heating | Water Heater | Storage Water Heater | 1 | 2018-01-01 | 2020-03-31 |  |  |  |  | Therm | calculated | Calculated |  |  | 5 |  | 5.68 | Incremental | 15 |  | Comm Water Heat |  | 0 | 0 | Water_Heater_Comm
12280 | Commercial Midstream | CMID: Water Heater - Condensing - Storage - MF - HR | Commercial condensing storage water heater: use in multi-family high rise | Water Heating | Water Heater | Storage Water Heater | 2 | 2020-04-01 | [5 empty] | Therm | calculated | Calculated |  |  | 5 |  | 5.68 | Incremental | 11 |  | Comm Water Heat |  | 0 | 0 | Water_Heater_Comm
12286 | Commercial Midstream | CMID: Water Heater - Condensing - Storage - MF - In Unit | Commercial condensing storage water heater: use in multi-family unit | Water Heating | Water Heater | Storage Water Heater | 1 | 2018-01-01 | 2020-03-31 |  |  |  |  | Therm | calculated | Calculated |  |  | 2 |  | 5.68 | Incremental | 15 |  | Res Water Heat |  | 0 | 0 | Water_Heater_Comm
12283 | Commercial Midstream | CMID: Water Heater - Condensing - Storage - MF - LR | Commercial condensing storage water heater: use in multi-family low rise | Water Heating | Water Heater | Storage Water Heater | 1 | 2018-01-01 | 2020-03-31 |  |  |  |  | Therm | calculated | Calculated |  |  | 5 |  | 5.68 | Incremental | 15 |  | Comm Water Heat |  | 0 | 0 | Water_Heater_Comm
12283 | Commercial Midstream | CMID: Water Heater - Condensing - Storage - MF - LR | Commercial condensing storage water heater: use in multi-family low rise | Water Heating | Water Heater | Storage Water Heater | 2 | 2020-04-01 | [5 empty] | Therm | calculated | Calculated |  |  | 5 |  | 5.68 | Incremental | 11 |  | Comm Water Heat |  | 0 | 0 | Water_Heater_Comm
12282 | Commercial Midstream | CMID: Water Heater - Condensing - Tankless - MF - HR | Commercial condensing tankless water heater: use in multi-family high rise | Water Heating | Water Heater | Tankless Water Heater | 1 | 2018-01-01 | 2020-03-31 |  |  |  |  | Therm | calculated | Calculated |  |  | 3 |  | 3.43 | Incremental | 20 |  | Comm Water Heat |  | 0 | 0 | Water_Heater_Comm
12282 | Commercial Midstream | CMID: Water Heater - Condensing - Tankless - MF - HR | Commercial condensing tankless water heater: use in multi-family high rise | Water Heating | Water Heater | Tankless Water Heater | 2 | 2020-04-01 | [5 empty] | Therm | calculated | Calculated |  |  | 3 |  | 3.43 | Incremental | 11 |  | Comm Water Heat |  | 0 | 0 | Water_Heater_Comm
12287 | Commercial Midstream | CMID: Water Heater - Condensing - Tankless - MF - In Unit | Commercial condensing tankless water heater: use in multi-family unit | Water Heating | Water Heater | Tankless Water Heater | 1 | 2018-01-01 | 2020-03-31 |  |  |  |  | Therm | calculated | Calculated |  |  | 2 |  | 3.43 | Incremental | 20 |  | Res Water Heat |  | 0 | 0 | Water_Heater_Comm
12285 | Commercial Midstream | CMID: Water Heater - Condensing - Tankless - MF - LR | Commercial condensing tankless water heater: use in multi-family low rise | Water Heating | Water Heater | Tankless Water Heater | 1 | 2018-01-01 | 2020-03-31 |  |  |  |  | Therm | calculated | Calculated |  |  | 3 |  | 3.43 | Incremental | 20 |  | Comm Water Heat |  | 0 | 0 | Water_Heater_Comm
12285 | Commercial Midstream | CMID: Water Heater - Condensing - Tankless - MF - LR | Commercial condensing tankless water heater: use in multi-family low rise | Water Heating | Water Heater | Tankless Water Heater | 2 | 2020-04-01 | [5 empty] | Therm | calculated | Calculated |  |  | 3 |  | 3.43 | Incremental | 11 |  | Comm Water Heat |  | 0 | 0 | Water_Heater_Comm
12279 | Commercial Midstream | CMID: Water Heater - Tankless | Commercial tankless water heater | Water Heating | Water Heater | Tankless Water Heater | 1 | 2018-01-01 | 2020-03-31 |  |  |  |  | Therm | calculated | Calculated |  |  | 3 |  | 3.43 | Incremental | 20 |  | Comm Water Heat |  | 0 | 0 | Water_Heater_Comm
12279 | Commercial Midstream | CMID: Water Heater - Tankless | Commercial tankless water heater | Water Heating | Water Heater | Tankless Water Heater | 2 | 2020-04-01 | [5 empty] | Therm | calculated | Calculated |  |  | 3 |  | 3.43 | Incremental | 11 |  | Comm Water Heat |  | 0 | 0 | Water_Heater_Comm
12852 | Commercial Midstream | Heat Pump - Ductless - Tier 1 - Less than 65 kBtuh - EH - Comm | Tier 1 ductless heat pump: less than 65 kBtuh; commercial structure heated with electricity | HVAC | Heat Pump | Ductless Heat Pump | 1 | 2020-04-01 | [5 empty] | kWh | calculated | Calculated |  | 400 |  | 500 |  | Incremental | 15 |  | Comm Space Heat |  | 0 | 0 | Commercial_HVAC
12855 | Commercial Midstream | Heat Pump - Ductless - Tier 2 - Less than 65 kBtuh - EH - Comm | Tier 2 ductless heat pump: less than 65 kBtuh; commercial structure heated with electricity | HVAC | Heat Pump | Ductless Heat Pump | 1 | 2020-04-01 | [5 empty] | kWh | calculated | Calculated |  | 600 |  | 840 |  | Incremental | 15 |  | Comm Space Heat |  | 0 | 0 | Commercial_HVAC
12858 | Commercial Midstream | Heat Pump - Packaged - Tier 1 - Less than 65 kBtuh - EH - Comm | Tier 1 packaged heat pump: less than 65 kBtuh; commercial structure heated with electricity | HVAC | Heat Pump | Ductless Heat Pump | 1 | 2020-04-01 | [5 empty] | kWh | calculated | Calculated |  | 300 |  | 450 |  | Incremental | 15 |  | Comm Space Heat |  | 0 | 0 | Commercial_HVAC
12861 | Commercial Midstream | Heat Pump - Packaged - Tier 2 - Less than 65 kBtuh - EH - Comm | Tier 2 packaged heat pump: less than 65 kBtuh; commercial structure heated with electricity | HVAC | Heat Pump | Ductless Heat Pump | 1 | 2020-04-01 | [5 empty] | kWh | calculated | Calculated |  | 500 |  | 592 |  | Incremental | 15 |  | Comm Space Heat |  | 0 | 0 | Commercial_HVAC
12864 | Commercial Midstream | Heat Pump - Split - Tier 1 - Less than 65 kBtuh - EH - Comm | Tier 1 split system heat pump: less than 65 kBtuh; commercial structure heated with electricity | HVAC | Heat Pump | Heat Pump | 1 | 2020-04-01 | [5 empty] | kWh | calculated | Calculated |  | 300 |  | 450 |  | Incremental | 15 |  | Comm Space Heat |  | 0 | 0 | Commercial_HVAC
12867 | Commercial Midstream | Heat Pump - Split - Tier 2 - Less than 65 kBtuh - EH - Comm | Tier 2 split system heat pump: less than 65 kBtuh; commercial structure heated with electricity | HVAC | Heat Pump | Heat Pump | 1 | 2020-04-01 | [5 empty] | kWh | calculated | Calculated |  | 500 |  | 732 |  | Incremental | 15 |  | Comm Space Heat |  | 0 | 0 | Commercial_HVAC
12893 | Commercial Midstream | Incentive - Sales - Distributor - EH or EWH - Comm | Sales incentive for distributor: commercial structure space or water heated with electricity | Behavior | Sales Incentive | Sales Incentive | 1 | 2020-04-01 | 2020-12-31 | 0 |  |  |  | kWh | per unit |  |  | 50 |  | 50 |  | Full |  |  |  |  | 0 | 0 | Sales_Incentive
12895 | Commercial Midstream | Incentive - Sales - Distributor - GH or GWH - Comm | Sales incentive for distributor: commercial structure space or water heated with natural gas | Behavior | Sales Incentive | Sales Incentive | 1 | 2020-04-01 | 2020-12-31 |  |  | 0 |  | Therm | per unit |  |  |  | 50 |  | 50 | Full |  |  |  |  | 0 | 0 | Sales_Incentive
12870 | Commercial Midstream | Water Heater - Heat Pump - EH - Comm | Heat pump water heater: commercial structure with electricity | Water Heating | Water Heater | Heat Pump Water Heater | 1 | 2020-04-01 | [5 empty] | kWh | calculated | Calculated |  | 500 |  | 751.56 |  | Incremental | 11 |  | Comm Water Heat |  | 0 | 0 | Water_Heater_Comm
10874 | Commercial Midstream Foodservice | CKTCH: Dishwasher - Door Type - High Temp - E Booster | Door type high temperature commercial dishwasher: electric booster | Appliances | Dishwasher | Commercial Use Dishwasher | 3 | 2018-01-01 | 2020-12-31 | 3966 |  |  |  | kWh | per unit | PSE-deemed | Engineering | 500 |  | 1533 |  | Incremental | 15 |  | Comm Water Heat |  | 2834.03 | 0 | Dishwasher
10873 | Commercial Midstream Foodservice | CKTCH: Dishwasher - Door Type - High Temp - EWH - E Booster | Door type high temperature commercial dishwasher: electric water heating and electric booster | Appliances | Dishwasher | Commercial Use Dishwasher | 1 | 2016-07-01 | 2020-12-31 | 10200 |  |  |  | kWh | per unit | PSE-deemed | Engineering | 750 |  | 2659 |  | Incremental | 15 |  | Comm Water Heat |  | 4172.99 |  | Dishwasher
10872 | Commercial Midstream Foodservice | CKTCH: Dishwasher - Door Type - High Temp - GWH | Door type high temperature commercial dishwasher: natural gas water heating | Appliances | Dishwasher | Commercial Use Dishwasher | 4 | 2018-01-01 | 2020-12-31 |  |  | 261 |  | Therm | per unit | PSE-deemed | Engineering |  | 250 |  | 1126 | Incremental | 15 |  | Comm Water Heat |  | 1338.96 | 0 | Dishwasher
10875 | Commercial Midstream Foodservice | CKTCH: Dishwasher - Door Type - High Temp - GWH - E Booster | Door type high temperature commercial dishwasher: natural gas water heating and electric booster | Appliances | Dishwasher | Commercial Use Dishwasher | 2 | 2018-01-01 | 2020-12-31 | 3966 |  | 261 |  | Dual | per unit | PSE-deemed | Engineering | 500 | 250 | 1533 | 1126 | Incremental | 15 |  | Comm Water Heat | Comm Water Heat | 4172.99 | 0 | Dishwasher
10876 | Commercial Midstream Foodservice | CKTCH: Dishwasher - Door Type - Low Temp - EWH | Door type low temperature commercial dishwasher: electric water heating | Appliances | Dishwasher | Commercial Use Dishwasher | 1 | 2016-07-01 | 2020-12-31 | 14338 |  |  |  | kWh | per unit | PSE-deemed | Engineering | 750 |  | 2659 |  | Incremental | 15 |  | Comm Water Heat |  | 9597.84 |  | Dishwasher
10877 | Commercial Midstream Foodservice | CKTCH: Dishwasher - Door Type - Low Temp - GWH | Door type low temperature commercial dishwasher: natural gas water heating | Appliances | Dishwasher | Commercial Use Dishwasher | 1 | 2016-07-01 | 2020-12-31 |  |  | 599 |  | Therm | per unit | PSE-deemed | Engineering |  | 750 |  | 2659 | Incremental | 15 |  | Comm Water Heat |  | 9597.84 |  | Dishwasher
10880 | Commercial Midstream Foodservice | CKTCH: Dishwasher - Multi Tank - High Temp - E Booster | Multiple tank high temperature commercial dishwasher: electric booster | Appliances | Dishwasher | Commercial Use Dishwasher | 3 | 2018-01-01 | 2020-12-31 | 9308 |  |  |  | kWh | per unit | PSE-deemed | Engineering | 1000 |  | 1954 |  | Incremental | 20 |  | Comm Water Heat |  | 4677.82 | 0 | Dishwasher
10878 | Commercial Midstream Foodservice | CKTCH: Dishwasher - Multi Tank - High Temp - EWH - E Booster | Multiple tank high temperature commercial dishwasher: electric water heating and electric booster | Appliances | Dishwasher | Commercial Use Dishwasher | 1 | 2016-07-01 | 2020-12-31 | 23668 |  |  |  | kWh | per unit | PSE-deemed | Engineering | 1500 |  | 3394 |  | Incremental | 20 |  | Comm Water Heat |  | 6894.07 |  | Dishwasher
10879 | Commercial Midstream Foodservice | CKTCH: Dishwasher - Multi Tank - High Temp - GWH | Multiple tank high temperature commercial dishwasher: natural gas water heating | Appliances | Dishwasher | Commercial Use Dishwasher | 3 | 2018-01-01 | 2020-12-31 |  |  | 600 |  | Therm | per unit | PSE-deemed | Engineering |  | 500 |  | 1440 | Incremental | 20 |  | Comm Water Heat |  | 2216.25 | 0 | Dishwasher
10881 | Commercial Midstream Foodservice | CKTCH: Dishwasher - Multi Tank - High Temp - GWH - E Booster | Multiple tank high temperature commercial dishwasher: natural gas water heating and electric booster | Appliances | Dishwasher | Commercial Use Dishwasher | 2 | 2018-01-01 | 2020-12-31 | 9308 |  | 600 |  | Dual | per unit | PSE-deemed | Engineering | 1000 | 500 | 1954 | 1440 | Incremental | 20 |  | Comm Water Heat | Comm Water Heat | 6894.07 | 0 | Dishwasher
10882 | Commercial Midstream Foodservice | CKTCH: Dishwasher - Multi Tank - Low Temp - EWH | Multiple tank low temperature commercial dishwasher: electric water heating | Appliances | Dishwasher | Commercial Use Dishwasher | 1 | 2016-07-01 | 2020-12-31 | 16698 |  |  |  | kWh | per unit | PSE-deemed | Engineering | 1500 |  | 3394 |  | Incremental | 20 |  | Comm Water Heat |  | 8016.35 |  | Dishwasher
10883 | Commercial Midstream Foodservice | CKTCH: Dishwasher - Multi Tank - Low Temp - GWH | Multiple tank low temperature commercial dishwasher: natural gas water heating | Appliances | Dishwasher | Commercial Use Dishwasher | 1 | 2016-07-01 | 2020-12-31 |  |  | 698 |  | Therm | per unit | PSE-deemed | Engineering |  | 1500 |  | 3394 | Incremental | 20 |  | Comm Water Heat |  | 8016.35 |  | Dishwasher
10886 | Commercial Midstream Foodservice | CKTCH: Dishwasher - Single Tank - High Temp - E Booster | Single tank high temperature commercial dishwasher: electric booster | Appliances | Dishwasher | Commercial Use Dishwasher | 3 | 2018-01-01 | 2020-12-31 | 3556 |  |  |  | kWh | per unit | PSE-deemed | Engineering | 750 |  | 3901 |  | Incremental | 20 |  | Comm Water Heat |  | 1369.73 | 0 | Dishwasher
10884 | Commercial Midstream Foodservice | CKTCH: Dishwasher - Single Tank - High Temp - EWH - E Booster | Single tank high temperature commercial dishwasher: electric water heating and electric booster | Appliances | Dishwasher | Commercial Use Dishwasher | 1 | 2016-07-01 | 2020-12-31 | 7341 |  |  |  | kWh | per unit | PSE-deemed | Engineering | 1000 |  | 5882 |  | Incremental | 20 |  | Comm Water Heat |  | 1817.04 |  | Dishwasher
10885 | Commercial Midstream Foodservice | CKTCH: Dishwasher - Single Tank - High Temp - GWH | Single tank high temperature commercial dishwasher: natural gas water heating | Appliances | Dishwasher | Commercial Use Dishwasher | 3 | 2018-01-01 | 2020-12-31 |  |  | 158 |  | Therm | per unit | PSE-deemed | Engineering |  | 250 |  | 1981 | Incremental | 20 |  | Comm Water Heat |  | 447.31 | 0 | Dishwasher
10887 | Commercial Midstream Foodservice | CKTCH: Dishwasher - Single Tank - High Temp - GWH - E Booster | Single tank high temperature commercial dishwasher: natural gas water heating and electric booster | Appliances | Dishwasher | Commercial Use Dishwasher | 2 | 2018-01-01 | 2020-12-31 | 3556 |  | 158 |  | Dual | per unit | PSE-deemed | Engineering | 750 | 250 | 3901 | 1981 | Incremental | 20 |  | Comm Water Heat | Comm Water Heat | 1817.04 | 0 | Dishwasher
10890 | Commercial Midstream Foodservice | CKTCH: Dishwasher - Single Tank - Low Temp - E Incidental | Single tank low temperature commercial dishwasher: incidental electric savings only | Appliances | Dishwasher | Commercial Use Dishwasher | 2 | 2018-01-01 | 2020-12-31 | 324 |  |  |  | kWh | per unit | PSE-deemed | Engineering | 0 |  | 325 |  | Incremental | 20 |  | Comm Water Heat |  | 463.96 | 0 | Dishwasher
10888 | Commercial Midstream Foodservice | CKTCH: Dishwasher - Single Tank - Low Temp - EWH | Single tank low temperature commercial dishwasher: electric water heating | Appliances | Dishwasher | Commercial Use Dishwasher | 1 | 2016-07-01 | 2020-12-31 | 11901 |  |  |  | kWh | per unit | PSE-deemed | Engineering | 1000 |  | 5882 |  | Incremental | 20 |  | Comm Water Heat |  | 5558.01 |  | Dishwasher
10889 | Commercial Midstream Foodservice | CKTCH: Dishwasher - Single Tank - Low Temp - GWH | Single tank low temperature commercial dishwasher: natural gas water heating | Appliances | Dishwasher | Commercial Use Dishwasher | 2 | 2018-01-01 | 2020-12-31 |  |  | 484 |  | Therm | per unit | PSE-deemed | Engineering |  | 1000 |  | 5882 | Incremental | 20 |  | Comm Water Heat |  | 5094.05 | 0 | Dishwasher
10891 | Commercial Midstream Foodservice | CKTCH: Dishwasher - Single Tank - Low Temp - GWH - E Incidental | Single tank low temperature commercial dishwasher: natural gas water heating with incidental electric savings | Appliances | Dishwasher | Commercial Use Dishwasher | 2 | 2018-01-01 | 2020-12-31 | 324 |  | 484 |  | Dual | per unit | PSE-deemed | Engineering | 0 | 1000 | 325 | 5557 | Incremental | 20 |  | Comm Water Heat |  | 5558.01 | 0 | Dishwasher
10894 | Commercial Midstream Foodservice | CKTCH: Dishwasher - Under Counter - High Temp - E Booster | Under counter high temperature commercial dishwasher: electric booster | Appliances | Dishwasher | Commercial Use Dishwasher | 3 | 2018-01-01 | 2020-12-31 | 1349 |  |  |  | kWh | per unit | PSE-deemed | Engineering | 150 |  | 175 |  | Incremental | 10 |  | Comm Water Heat |  | 398.25 | 0 | Dishwasher
10892 | Commercial Midstream Foodservice | CKTCH: Dishwasher - Under Counter - High Temp - EWH - E Booster | Under counter high temperature commercial dishwasher: electric water heating and electric booster | Appliances | Dishwasher | Commercial Use Dishwasher | 1 | 2016-07-01 | 2020-12-31 | 2309 |  |  |  | kWh | per unit | PSE-deemed | Engineering | 150 |  | 232 |  | Incremental | 10 |  | Comm Water Heat |  | 479.68 |  | Dishwasher
10893 | Commercial Midstream Foodservice | CKTCH: Dishwasher - Under Counter - High Temp - GWH | Under counter high temperature commercial dishwasher: natural gas water heating | Appliances | Dishwasher | Commercial Use Dishwasher | 4 | 2018-01-01 | 2020-12-31 |  |  | 40 |  | Therm | per unit | PSE-deemed | Engineering |  | 0 |  | 57 | Incremental | 10 |  | Comm Water Heat |  | 81.43 | 0 | Dishwasher
10895 | Commercial Midstream Foodservice | CKTCH: Dishwasher - Under Counter - High Temp - GWH - E Booster | Under counter high temperature commercial dishwasher: natural gas water heating and electric booster | Appliances | Dishwasher | Commercial Use Dishwasher | 2 | 2018-01-01 | 2020-12-31 | 1349 |  | 40 |  | Dual | per unit | PSE-deemed | Engineering | 150 | 0 | 175 | 57 | Incremental | 10 |  | Comm Water Heat | Comm Water Heat | 479.68 | 0 | Dishwasher
10896 | Commercial Midstream Foodservice | CKTCH: Dishwasher - Under Counter - Low Temp - EWH | Under counter low temperature commercial dishwasher: electric gas water heating | Appliances | Dishwasher | Commercial Use Dishwasher | 1 | 2016-07-01 | 2020-12-31 | 2254 |  |  |  | kWh | per unit | PSE-deemed | Engineering | 150 |  | 232 |  | Incremental | 10 |  | Comm Water Heat |  | 1126.21 |  | Dishwasher
10897 | Commercial Midstream Foodservice | CKTCH: Dishwasher - Under Counter - Low Temp - GWH | Under counter low temperature commercial dishwasher: natural gas water heating | Appliances | Dishwasher | Commercial Use Dishwasher | 1 | 2016-07-01 | 2020-12-31 |  |  | 94 |  | Therm | per unit | PSE-deemed | Engineering |  | 150 |  | 232 | Incremental | 10 |  | Comm Water Heat |  | 1126.21 |  | Dishwasher
10845 | Commercial Midstream Foodservice | CKTCH: Food Cabinet - Hot - 13 Ft to Under 28 Ft | Full Size - 13-foot to under 28-foot hot food holding cabinet | Appliances | Commercial Kitchen | Food Cabinet | 3 | 2020-01-01 | 2020-12-31 | 2840 |  |  |  | kWh | per unit | PSE-deemed | RTF Derived | 550 |  | 597.41 |  | Incremental | 10 |  | Comm Cooking |  | 0 | 0 | Food_Cabinet
10843 | Commercial Midstream Foodservice | CKTCH: Food Cabinet - Hot - 28 Ft or More | Double Size - 28-foot or greater hot food holding cabinet | Appliances | Commercial Kitchen | Food Cabinet | 3 | 2020-01-01 | 2020-12-31 | 5238 |  |  |  | kWh | per unit | PSE-deemed | RTF Derived | 2000 |  | 2520.75 |  | Incremental | 10 |  | Comm Cooking |  | 0 | 0 | Food_Cabinet
10844 | Commercial Midstream Foodservice | CKTCH: Food Cabinet - Hot - Under 13 Ft | Half Size - Under 13-foot hot food holding cabinet | Appliances | Commercial Kitchen | Food Cabinet | 4 | 2020-01-01 | 2020-12-31 | 1605 |  |  |  | kWh | per unit | PSE-deemed | RTF Derived | 250 |  | 280.59 |  | Incremental | 10 |  | Comm Cooking |  | 0 | 0 | Food_Cabinet
10833 | Commercial Midstream Foodservice | CKTCH: Griddle - 2 Linear Ft - E | 2 linear feet griddle: electric fuel | Appliances | Commercial Kitchen | Griddle | 2 | 2019-01-01 | 2020-12-31 | 2644 |  |  |  | kWh | per unit | PSE-deemed | Engineering | 500 |  | 516 |  | Incremental | 12 |  | Comm Cooking |  | 0 | 0 | Griddle
10834 | Commercial Midstream Foodservice | CKTCH: Griddle - 2 Linear Ft - NG | 2 linear feet griddle: natural gas fuel | Appliances | Commercial Kitchen | Griddle | 2 | 2019-01-01 | 2020-12-31 |  |  | 252 |  | Therm | per unit | PSE-deemed | Engineering |  | 500 |  | 572 | Incremental | 12 |  | Comm Cooking |  | 0 | 0 | Griddle
10835 | Commercial Midstream Foodservice | CKTCH: Griddle - 3 Linear Ft - E | 3 linear feet griddle: electric fuel | Appliances | Commercial Kitchen | Griddle | 2 | 2019-01-01 | 2020-12-31 | 3966 |  |  |  | kWh | per unit | PSE-deemed | Engineering | 750 |  | 774 |  | Incremental | 12 |  | Comm Cooking |  | 0 | 0 | Griddle
10836 | Commercial Midstream Foodservice | CKTCH: Griddle - 3 Linear Ft - NG | 3 linear feet griddle: natural gas fuel | Appliances | Commercial Kitchen | Griddle | 2 | 2019-01-01 | 2020-12-31 |  |  | 378 |  | Therm | per unit | PSE-deemed | Engineering |  | 750 |  | 858 | Incremental | 12 |  | Comm Cooking |  | 0 | 0 | Griddle
10837 | Commercial Midstream Foodservice | CKTCH: Griddle - 4 Linear Ft - E | 4 linear feet griddle: electric fuel | Appliances | Commercial Kitchen | Griddle | 2 | 2019-01-01 | 2020-12-31 | 5288 |  |  |  | kWh | per unit | PSE-deemed | Engineering | 1000 |  | 1032 |  | Incremental | 12 |  | Comm Cooking |  | 0 | 0 | Griddle
10838 | Commercial Midstream Foodservice | CKTCH: Griddle - 4 Linear Ft - NG | 4 linear feet griddle: natural gas fuel | Appliances | Commercial Kitchen | Griddle | 2 | 2019-01-01 | 2020-12-31 |  |  | 504 |  | Therm | per unit | PSE-deemed | Engineering |  | 1000 |  | 1144 | Incremental | 12 |  | Comm Cooking |  | 0 | 0 | Griddle
10839 | Commercial Midstream Foodservice | CKTCH: Griddle - 5 Linear Ft - E | 5 linear feet griddle: electric fuel | Appliances | Commercial Kitchen | Griddle | 2 | 2019-01-01 | 2020-12-31 | 6610 |  |  |  | kWh | per unit | PSE-deemed | Engineering | 1250 |  | 1290 |  | Incremental | 12 |  | Comm Cooking |  | 0 | 0 | Griddle
10840 | Commercial Midstream Foodservice | CKTCH: Griddle - 5 Linear Ft - NG | 5 linear feet griddle: natural gas fuel | Appliances | Commercial Kitchen | Griddle | 2 | 2019-01-01 | 2020-12-31 |  |  | 630 |  | Therm | per unit | PSE-deemed | Engineering |  | 1250 |  | 1430 | Incremental | 12 |  | Comm Cooking |  | 0 | 0 | Griddle
10841 | Commercial Midstream Foodservice | CKTCH: Griddle - 6 Linear Ft - E | 6 linear feet griddle: electric fuel | Appliances | Commercial Kitchen | Griddle | 2 | 2019-01-01 | 2020-12-31 | 7932 |  |  |  | kWh | per unit | PSE-deemed | Engineering | 1500 |  | 1548 |  | Incremental | 12 |  | Comm Cooking |  | 0 | 0 | Griddle
10842 | Commercial Midstream Foodservice | CKTCH: Griddle - 6 Linear Ft - NG | 6 linear feet griddle: natural gas fuel | Appliances | Commercial Kitchen | Griddle | 2 | 2019-01-01 | 2020-12-31 |  |  | 756 |  | Therm | per unit | PSE-deemed | Engineering |  | 1500 |  | 1716 | Incremental | 12 |  | Comm Cooking |  | 0 | 0 | Griddle
10821 | Commercial Midstream Foodservice | CKTCH: Oven - Combination - 14 Pan or Less - E | Combination oven: under 15 pans; electric fuel | Appliances | Commercial Kitchen | Oven | 2 | 2020-01-01 | 2020-12-31 | 11501 |  |  |  | kWh | per unit | PSE-deemed | Other Utility | 1000 |  | 1568 |  | Incremental | 12 |  | Comm Cooking |  | 5171.02 | 0 | Oven
10824 | Commercial Midstream Foodservice | CKTCH: Oven - Combination - 14 Pan or Less - NG | Combination oven: under 15 pans; natural gas fuel | Appliances | Commercial Kitchen | Oven | 2 | 2020-01-01 | 2020-12-31 |  |  | 798 |  | Therm | per unit | PSE-deemed | Other Utility |  | 2500 |  | 3588 | Incremental | 12 |  | Comm Cooking |  | 5171.02 | 0 | Oven
10823 | Commercial Midstream Foodservice | CKTCH: Oven - Combination - 15 to 28 Pans - E | Combination oven: 15 to 28 pans; electric fuel | Appliances | Commercial Kitchen | Oven | 2 | 2020-01-01 | 2020-12-31 | 15095 |  |  |  | kWh | per unit | PSE-deemed | Other Utility | 1500 |  | 1584 |  | Incremental | 12 |  | Comm Cooking |  | 8618.36 | 0 | Oven
10826 | Commercial Midstream Foodservice | CKTCH: Oven - Combination - 15 to 28 Pans - NG | Combination oven: 15 to 28 pans; natural gas fuel | Appliances | Commercial Kitchen | Oven | 2 | 2020-01-01 | 2020-12-31 |  |  | 1120 |  | Therm | per unit | PSE-deemed | Other Utility |  | 3000 |  | 3361 | Incremental | 12 |  | Comm Cooking |  | 8618.36 | 0 | Oven
10822 | Commercial Midstream Foodservice | CKTCH: Oven - Combination - More Than 28 Pans - E | Combination oven: more than 28 pans; electric fuel | Appliances | Commercial Kitchen | Oven | 2 | 2020-01-01 | 2020-12-31 | 22045 |  |  |  | kWh | per unit | PSE-deemed | Other Utility | 7000 |  | 7048 |  | Incremental | 12 |  | Comm Cooking |  | 17236.72 | 0 | Oven
10825 | Commercial Midstream Foodservice | CKTCH: Oven - Combination - More Than 28 Pans - NG | Combination oven: more than 28 pans; natural gas fuel | Appliances | Commercial Kitchen | Oven | 2 | 2020-01-01 | 2020-12-31 |  |  | 1573 |  | Therm | per unit | PSE-deemed | Other Utility |  | 7000 |  | 7890 | Incremental | 12 |  | Comm Cooking |  | 17236.72 | 0 | Oven
10828 | Commercial Midstream Foodservice | CKTCH: Oven - Deck - E | Deck oven: electric fuel | Appliances | Commercial Kitchen | Oven | 2 | 2020-01-01 | 2020-12-31 | 7313 |  |  |  | kWh | per unit | PSE-deemed | Other Utility | 3000 |  | 3271.95 |  | Incremental | 12 |  | Comm Cooking |  | 0 | 0 | Oven
11325 | Commercial Midstream Foodservice | CKTCH: Oven - Double Rack - NG | Double-rack oven: natural gas fuel | Appliances | Commercial Kitchen | Oven | 3 | 2020-01-01 | 2020-12-31 |  |  | 2104 |  | Therm | per unit | PSE-deemed | Other Utility |  | 4000 |  | 4128 | Incremental | 12 |  | Comm Cooking |  | 0 | 0 | Oven
12500 | Commercial Midstream Foodservice | DCV - Kitchen - Single - Comm - 10 HP - C | Demand control ventilation retrofit for commercial kitchen: single phase system; 10 total horsepower; dual fuel customer | HVAC | Ventilation | Demand Control Ventilation | 1 | 2019-01-01 | 2020-12-31 | 12510 |  | 1220 |  | Dual | per horsepower | PSE-deemed | Engineering | 6000 | 6000 | 8490 | 9240 | Full | 15 |  | Comm Space Heat | Comm Space Heat | 0 | 0 | Ventilation
12442 | Commercial Midstream Foodservice | DCV - Kitchen - Single - Comm - 10 HP - EO | Demand control ventilation retrofit for commercial kitchen: single phase system; 10 total horsepower; electric-only customer | HVAC | Ventilation | Demand Control Ventilation | 1 | 2019-01-01 | 2020-12-31 | 12510 |  |  |  | kWh | per horsepower | PSE-deemed | Engineering | 6000 |  | 8490 |  | Full | 15 |  | Comm Space Heat |  | 0 | 0 | Ventilation
12471 | Commercial Midstream Foodservice | DCV - Kitchen - Single - Comm - 10 HP - GO | Demand control ventilation retrofit for commercial kitchen: single phase system; 10 total horsepower; natural gas only customer | HVAC | Ventilation | Demand Control Ventilation | 1 | 2019-01-01 | 2020-12-31 |  |  | 1220 |  | Therm | per horsepower | PSE-deemed | Engineering |  | 6000 |  | 9240 | Full | 15 |  | Comm Space Heat |  | 0 | 0 | Ventilation
12501 | Commercial Midstream Foodservice | DCV - Kitchen - Single - Comm - 11 HP - C | Demand control ventilation retrofit for commercial kitchen: single phase system; 11 total horsepower; dual fuel customer | HVAC | Ventilation | Demand Control Ventilation | 1 | 2019-01-01 | 2020-12-31 | 13761 |  | 1342 |  | Dual | per horsepower | PSE-deemed | Engineering | 6600 | 6600 | 9339 | 10164 | Full | 15 |  | Comm Space Heat | Comm Space Heat | 0 | 0 | Ventilation
12443 | Commercial Midstream Foodservice | DCV - Kitchen - Single - Comm - 11 HP - EO | Demand control ventilation retrofit for commercial kitchen: single phase system; 11 total horsepower; electric-only customer | HVAC | Ventilation | Demand Control Ventilation | 1 | 2019-01-01 | 2020-12-31 | 13761 |  |  |  | kWh | per horsepower | PSE-deemed | Engineering | 6600 |  | 9339 |  | Full | 15 |  | Comm Space Heat |  | 0 | 0 | Ventilation
12472 | Commercial Midstream Foodservice | DCV - Kitchen - Single - Comm - 11 HP - GO | Demand control ventilation retrofit for commercial kitchen: single phase system; 11 total horsepower; natural gas only customer | HVAC | Ventilation | Demand Control Ventilation | 1 | 2019-01-01 | 2020-12-31 |  |  | 1342 |  | Therm | per horsepower | PSE-deemed | Engineering |  | 6600 |  | 10164 | Full | 15 |  | Comm Space Heat |  | 0 | 0 | Ventilation
12502 | Commercial Midstream Foodservice | DCV - Kitchen - Single - Comm - 12 HP - C | Demand control ventilation retrofit for commercial kitchen: single phase system; 12 total horsepower; dual fuel customer | HVAC | Ventilation | Demand Control Ventilation | 1 | 2019-01-01 | 2020-12-31 | 15012 |  | 1464 |  | Dual | per horsepower | PSE-deemed | Engineering | 7200 | 7200 | 10188 | 11088 | Full | 15 |  | Comm Space Heat | Comm Space Heat | 0 | 0 | Ventilation
12444 | Commercial Midstream Foodservice | DCV - Kitchen - Single - Comm - 12 HP - EO | Demand control ventilation retrofit for commercial kitchen: single phase system; 12 total horsepower; electric-only customer | HVAC | Ventilation | Demand Control Ventilation | 1 | 2019-01-01 | 2020-12-31 | 15012 |  |  |  | kWh | per horsepower | PSE-deemed | Engineering | 7200 |  | 10188 |  | Full | 15 |  | Comm Space Heat |  | 0 | 0 | Ventilation
12473 | Commercial Midstream Foodservice | DCV - Kitchen - Single - Comm - 12 HP - GO | Demand control ventilation retrofit for commercial kitchen: single phase system; 12 total horsepower; natural gas only customer | HVAC | Ventilation | Demand Control Ventilation | 1 | 2019-01-01 | 2020-12-31 |  |  | 1464 |  | Therm | per horsepower | PSE-deemed | Engineering |  | 7200 |  | 11088 | Full | 15 |  | Comm Space Heat |  | 0 | 0 | Ventilation
12503 | Commercial Midstream Foodservice | DCV - Kitchen - Single - Comm - 13 HP - C | Demand control ventilation retrofit for commercial kitchen: single phase system; 13 total horsepower; dual fuel customer | HVAC | Ventilation | Demand Control Ventilation | 1 | 2019-01-01 | 2020-12-31 | 16263 |  | 1586 |  | Dual | per horsepower | PSE-deemed | Engineering | 7800 | 7800 | 11037 | 12012 | Full | 15 |  | Comm Space Heat | Comm Space Heat | 0 | 0 | Ventilation
12445 | Commercial Midstream Foodservice | DCV - Kitchen - Single - Comm - 13 HP - EO | Demand control ventilation retrofit for commercial kitchen: single phase system; 13 total horsepower; electric-only customer | HVAC | Ventilation | Demand Control Ventilation | 1 | 2019-01-01 | 2020-12-31 | 16263 |  |  |  | kWh | per horsepower | PSE-deemed | Engineering | 7800 |  | 11037 |  | Full | 15 |  | Comm Space Heat |  | 0 | 0 | Ventilation
12474 | Commercial Midstream Foodservice | DCV - Kitchen - Single - Comm - 13 HP - GO | Demand control ventilation retrofit for commercial kitchen: single phase system; 13 total horsepower; natural gas only customer | HVAC | Ventilation | Demand Control Ventilation | 1 | 2019-01-01 | 2020-12-31 |  |  | 1586 |  | Therm | per horsepower | PSE-deemed | Engineering |  | 7800 |  | 12012 | Full | 15 |  | Comm Space Heat |  | 0 | 0 | Ventilation
12504 | Commercial Midstream Foodservice | DCV - Kitchen - Single - Comm - 14 HP - C | Demand control ventilation retrofit for commercial kitchen: single phase system; 14 total horsepower; dual fuel customer | HVAC | Ventilation | Demand Control Ventilation | 1 | 2019-01-01 | 2020-12-31 | 17514 |  | 1708 |  | Dual | per horsepower | PSE-deemed | Engineering | 8400 | 8400 | 11886 | 12936 | Full | 15 |  | Comm Space Heat | Comm Space Heat | 0 | 0 | Ventilation
12446 | Commercial Midstream Foodservice | DCV - Kitchen - Single - Comm - 14 HP - EO | Demand control ventilation retrofit for commercial kitchen: single phase system; 14 total horsepower; electric-only customer | HVAC | Ventilation | Demand Control Ventilation | 1 | 2019-01-01 | 2020-12-31 | 17514 |  |  |  | kWh | per horsepower | PSE-deemed | Engineering | 8400 |  | 11886 |  | Full | 15 |  | Comm Space Heat |  | 0 | 0 | Ventilation
12475 | Commercial Midstream Foodservice | DCV - Kitchen - Single - Comm - 14 HP - GO | Demand control ventilation retrofit for commercial kitchen: single phase system; 14 total horsepower; natural gas only customer | HVAC | Ventilation | Demand Control Ventilation | 1 | 2019-01-01 | 2020-12-31 |  |  | 1708 |  | Therm | per horsepower | PSE-deemed | Engineering |  | 8400 |  | 12936 | Full | 15 |  | Comm Space Heat |  | 0 | 0 | Ventilation
12505 | Commercial Midstream Foodservice | DCV - Kitchen - Single - Comm - 15 HP - C | Demand control ventilation retrofit for commercial kitchen: single phase system; 15 total horsepower; dual fuel customer | HVAC | Ventilation | Demand Control Ventilation | 1 | 2019-01-01 | 2020-12-31 | 18765 |  | 1830 |  | Dual | per horsepower | PSE-deemed | Engineering | 9000 | 9000 | 12735 | 13860 | Full | 15 |  | Comm Space Heat | Comm Space Heat | 0 | 0 | Ventilation
12447 | Commercial Midstream Foodservice | DCV - Kitchen - Single - Comm - 15 HP - EO | Demand control ventilation retrofit for commercial kitchen: single phase system; 15 total horsepower; electric-only customer | HVAC | Ventilation | Demand Control Ventilation | 1 | 2019-01-01 | 2020-12-31 | 18765 |  |  |  | kWh | per horsepower | PSE-deemed | Engineering | 9000 |  | 12735 |  | Full | 15 |  | Comm Space Heat |  | 0 | 0 | Ventilation
12476 | Commercial Midstream Foodservice | DCV - Kitchen - Single - Comm - 15 HP - GO | Demand control ventilation retrofit for commercial kitchen: single phase system; 15 total horsepower; natural gas only customer | HVAC | Ventilation | Demand Control Ventilation | 1 | 2019-01-01 | 2020-12-31 |  |  | 1830 |  | Therm | per horsepower | PSE-deemed | Engineering |  | 9000 |  | 13860 | Full | 15 |  | Comm Space Heat |  | 0 | 0 | Ventilation
12506 | Commercial Midstream Foodservice | DCV - Kitchen - Single - Comm - 16 HP - C | Demand control ventilation retrofit for commercial kitchen: single phase system; 16 total horsepower; dual fuel customer | HVAC | Ventilation | Demand Control Ventilation | 1 | 2019-01-01 | 2020-12-31 | 20016 |  | 1952 |  | Dual | per horsepower | PSE-deemed | Engineering | 9600 | 9600 | 13584 | 14784 | Full | 15 |  | Comm Space Heat | Comm Space Heat | 0 | 0 | Ventilation
12448 | Commercial Midstream Foodservice | DCV - Kitchen - Single - Comm - 16 HP - EO | Demand control ventilation retrofit for commercial kitchen: single phase system; 16 total horsepower; electric-only customer | HVAC | Ventilation | Demand Control Ventilation | 1 | 2019-01-01 | 2020-12-31 | 20016 |  |  |  | kWh | per horsepower | PSE-deemed | Engineering | 9600 |  | 13584 |  | Full | 15 |  | Comm Space Heat |  | 0 | 0 | Ventilation
12477 | Commercial Midstream Foodservice | DCV - Kitchen - Single - Comm - 16 HP - GO | Demand control ventilation retrofit for commercial kitchen: single phase system; 16 total horsepower; natural gas only customer | HVAC | Ventilation | Demand Control Ventilation | 1 | 2019-01-01 | 2020-12-31 |  |  | 1952 |  | Therm | per horsepower | PSE-deemed | Engineering |  | 9600 |  | 14784 | Full | 15 |  | Comm Space Heat |  | 0 | 0 | Ventilation
12507 | Commercial Midstream Foodservice | DCV - Kitchen - Single - Comm - 17 HP - C | Demand control ventilation retrofit for commercial kitchen: single phase system; 17 total horsepower; dual fuel customer | HVAC | Ventilation | Demand Control Ventilation | 1 | 2019-01-01 | 2020-12-31 | 21267 |  | 2074 |  | Dual | per horsepower | PSE-deemed | Engineering | 10200 | 10200 | 14433 | 15708 | Full | 15 |  | Comm Space Heat | Comm Space Heat | 0 | 0 | Ventilation
12449 | Commercial Midstream Foodservice | DCV - Kitchen - Single - Comm - 17 HP - EO | Demand control ventilation retrofit for commercial kitchen: single phase system; 17 total horsepower; electric-only customer | HVAC | Ventilation | Demand Control Ventilation | 1 | 2019-01-01 | 2020-12-31 | 21267 |  |  |  | kWh | per horsepower | PSE-deemed | Engineering | 10200 |  | 14433 |  | Full | 15 |  | Comm Space Heat |  | 0 | 0 | Ventilation
12478 | Commercial Midstream Foodservice | DCV - Kitchen - Single - Comm - 17 HP - GO | Demand control ventilation retrofit for commercial kitchen: single phase system; 17 total horsepower; natural gas only customer | HVAC | Ventilation | Demand Control Ventilation | 1 | 2019-01-01 | 2020-12-31 |  |  | 2074 |  | Therm | per horsepower | PSE-deemed | Engineering |  | 10200 |  | 15708 | Full | 15 |  | Comm Space Heat |  | 0 | 0 | Ventilation
12508 | Commercial Midstream Foodservice | DCV - Kitchen - Single - Comm - 18 HP - C | Demand control ventilation retrofit for commercial kitchen: single phase system; 18 total horsepower; dual fuel customer | HVAC | Ventilation | Demand Control Ventilation | 1 | 2019-01-01 | 2020-12-31 | 22518 |  | 2196 |  | Dual | per horsepower | PSE-deemed | Engineering | 10800 | 10800 | 15282 | 16632 | Full | 15 |  | Comm Space Heat | Comm Space Heat | 0 | 0 | Ventilation
12450 | Commercial Midstream Foodservice | DCV - Kitchen - Single - Comm - 18 HP - EO | Demand control ventilation retrofit for commercial kitchen: single phase system; 18 total horsepower; electric-only customer | HVAC | Ventilation | Demand Control Ventilation | 1 | 2019-01-01 | 2020-12-31 | 22518 |  |  |  | kWh | per horsepower | PSE-deemed | Engineering | 10800 |  | 15282 |  | Full | 15 |  | Comm Space Heat |  | 0 | 0 | Ventilation
12479 | Commercial Midstream Foodservice | DCV - Kitchen - Single - Comm - 18 HP - GO | Demand control ventilation retrofit for commercial kitchen: single phase system; 18 total horsepower; natural gas only customer | HVAC | Ventilation | Demand Control Ventilation | 1 | 2019-01-01 | 2020-12-31 |  |  | 2196 |  | Therm | per horsepower | PSE-deemed | Engineering |  | 10800 |  | 16632 | Full | 15 |  | Comm Space Heat |  | 0 | 0 | Ventilation
12509 | Commercial Midstream Foodservice | DCV - Kitchen - Single - Comm - 19 HP - C | Demand control ventilation retrofit for commercial kitchen: single phase system; 19 total horsepower; dual fuel customer | HVAC | Ventilation | Demand Control Ventilation | 1 | 2019-01-01 | 2020-12-31 | 23769 |  | 2318 |  | Dual | per horsepower | PSE-deemed | Engineering | 11400 | 11400 | 16131 | 17556 | Full | 15 |  | Comm Space Heat | Comm Space Heat | 0 | 0 | Ventilation
12451 | Commercial Midstream Foodservice | DCV - Kitchen - Single - Comm - 19 HP - EO | Demand control ventilation retrofit for commercial kitchen: single phase system; 19 total horsepower; electric-only customer | HVAC | Ventilation | Demand Control Ventilation | 1 | 2019-01-01 | 2020-12-31 | 23769 |  |  |  | kWh | per horsepower | PSE-deemed | Engineering | 11400 |  | 16131 |  | Full | 15 |  | Comm Space Heat |  | 0 | 0 | Ventilation
12480 | Commercial Midstream Foodservice | DCV - Kitchen - Single - Comm - 19 HP - GO | Demand control ventilation retrofit for commercial kitchen: single phase system; 19 total horsepower; natural gas only customer | HVAC | Ventilation | Demand Control Ventilation | 1 | 2019-01-01 | 2020-12-31 |  |  | 2318 |  | Therm | per horsepower | PSE-deemed | Engineering |  | 11400 |  | 17556 | Full | 15 |  | Comm Space Heat |  | 0 | 0 | Ventilation
12492 | Commercial Midstream Foodservice | DCV - Kitchen - Single - Comm - 2 HP - C | Demand control ventilation retrofit for commercial kitchen: single phase system; 2 total horsepower; dual fuel customer | HVAC | Ventilation | Demand Control Ventilation | 1 | 2019-01-01 | 2020-12-31 | 2502 |  | 244 |  | Dual | per horsepower | PSE-deemed | Engineering | 1200 | 1200 | 1698 | 1848 | Full | 15 |  | Comm Space Heat | Comm Space Heat | 0 | 0 | Ventilation
12434 | Commercial Midstream Foodservice | DCV - Kitchen - Single - Comm - 2 HP - EO | Demand control ventilation retrofit for commercial kitchen: single phase system; 2 total horsepower; electric-only customer | HVAC | Ventilation | Demand Control Ventilation | 1 | 2019-01-01 | 2020-12-31 | 2502 |  |  |  | kWh | per horsepower | PSE-deemed | Engineering | 1200 |  | 1698 |  | Full | 15 |  | Comm Space Heat |  | 0 | 0 | Ventilation
12463 | Commercial Midstream Foodservice | DCV - Kitchen - Single - Comm - 2 HP - GO | Demand control ventilation retrofit for commercial kitchen: single phase system; 2 total horsepower; natural gas only customer | HVAC | Ventilation | Demand Control Ventilation | 1 | 2019-01-01 | 2020-12-31 |  |  | 244 |  | Therm | per horsepower | PSE-deemed | Engineering |  | 1200 |  | 1848 | Full | 15 |  | Comm Space Heat |  | 0 | 0 | Ventilation
12510 | Commercial Midstream Foodservice | DCV - Kitchen - Single - Comm - 20 HP - C | Demand control ventilation retrofit for commercial kitchen: single phase system; 20 total horsepower; dual fuel customer | HVAC | Ventilation | Demand Control Ventilation | 1 | 2019-01-01 | 2020-12-31 | 25020 |  | 2440 |  | Dual | per horsepower | PSE-deemed | Engineering | 12000 | 12000 | 16980 | 18480 | Full | 15 |  | Comm Space Heat | Comm Space Heat | 0 | 0 | Ventilation
12452 | Commercial Midstream Foodservice | DCV - Kitchen - Single - Comm - 20 HP - EO | Demand control ventilation retrofit for commercial kitchen: single phase system; 20 total horsepower; electric-only customer | HVAC | Ventilation | Demand Control Ventilation | 1 | 2019-01-01 | 2020-12-31 | 25020 |  |  |  | kWh | per horsepower | PSE-deemed | Engineering | 12000 |  | 16980 |  | Full | 15 |  | Comm Space Heat |  | 0 | 0 | Ventilation
12481 | Commercial Midstream Foodservice | DCV - Kitchen - Single - Comm - 20 HP - GO | Demand control ventilation retrofit for commercial kitchen: single phase system; 20 total horsepower; natural gas only customer | HVAC | Ventilation | Demand Control Ventilation | 1 | 2019-01-01 | 2020-12-31 |  |  | 2440 |  | Therm | per horsepower | PSE-deemed | Engineering |  | 12000 |  | 18480 | Full | 15 |  | Comm Space Heat |  | 0 | 0 | Ventilation
12511 | Commercial Midstream Foodservice | DCV - Kitchen - Single - Comm - 21 HP - C | Demand control ventilation retrofit for commercial kitchen: single phase system; 21 total horsepower; dual fuel customer | HVAC | Ventilation | Demand Control Ventilation | 1 | 2019-01-01 | 2020-12-31 | 26271 |  | 2562 |  | Dual | per horsepower | PSE-deemed | Engineering | 12600 | 12600 | 17829 | 19404 | Full | 15 |  | Comm Space Heat | Comm Space Heat | 0 | 0 | Ventilation
12453 | Commercial Midstream Foodservice | DCV - Kitchen - Single - Comm - 21 HP - EO | Demand control ventilation retrofit for commercial kitchen: single phase system; 21 total horsepower; electric-only customer | HVAC | Ventilation | Demand Control Ventilation | 1 | 2019-01-01 | 2020-12-31 | 26271 |  |  |  | kWh | per horsepower | PSE-deemed | Engineering | 12600 |  | 17829 |  | Full | 15 |  | Comm Space Heat |  | 0 | 0 | Ventilation
12482 | Commercial Midstream Foodservice | DCV - Kitchen - Single - Comm - 21 HP - GO | Demand control ventilation retrofit for commercial kitchen: single phase system; 21 total horsepower; natural gas only customer | HVAC | Ventilation | Demand Control Ventilation | 1 | 2019-01-01 | 2020-12-31 |  |  | 2562 |  | Therm | per horsepower | PSE-deemed | Engineering |  | 12600 |  | 19404 | Full | 15 |  | Comm Space Heat |  | 0 | 0 | Ventilation
12512 | Commercial Midstream Foodservice | DCV - Kitchen - Single - Comm - 22 HP - C | Demand control ventilation retrofit for commercial kitchen: single phase system; 22 total horsepower; dual fuel customer | HVAC | Ventilation | Demand Control Ventilation | 1 | 2019-01-01 | 2020-12-31 | 27522 |  | 2684 |  | Dual | per horsepower | PSE-deemed | Engineering | 13200 | 13200 | 18678 | 20328 | Full | 15 |  | Comm Space Heat | Comm Space Heat | 0 | 0 | Ventilation
12454 | Commercial Midstream Foodservice | DCV - Kitchen - Single - Comm - 22 HP - EO | Demand control ventilation retrofit for commercial kitchen: single phase system; 22 total horsepower; electric-only customer | HVAC | Ventilation | Demand Control Ventilation | 1 | 2019-01-01 | 2020-12-31 | 27522 |  |  |  | kWh | per horsepower | PSE-deemed | Engineering | 13200 |  | 18678 |  | Full | 15 |  | Comm Space Heat |  | 0 | 0 | Ventilation
12483 | Commercial Midstream Foodservice | DCV - Kitchen - Single - Comm - 22 HP - GO | Demand control ventilation retrofit for commercial kitchen: single phase system; 22 total horsepower; natural gas only customer | HVAC | Ventilation | Demand Control Ventilation | 1 | 2019-01-01 | 2020-12-31 |  |  | 2684 |  | Therm | per horsepower | PSE-deemed | Engineering |  | 13200 |  | 20328 | Full | 15 |  | Comm Space Heat |  | 0 | 0 | Ventilation
12513 | Commercial Midstream Foodservice | DCV - Kitchen - Single - Comm - 23 HP - C | Demand control ventilation retrofit for commercial kitchen: single phase system; 23 total horsepower; dual fuel customer | HVAC | Ventilation | Demand Control Ventilation | 1 | 2019-01-01 | 2020-12-31 | 28773 |  | 2806 |  | Dual | per horsepower | PSE-deemed | Engineering | 13800 | 13800 | 19527 | 21252 | Full | 15 |  | Comm Space Heat | Comm Space Heat | 0 | 0 | Ventilation
12455 | Commercial Midstream Foodservice | DCV - Kitchen - Single - Comm - 23 HP - EO | Demand control ventilation retrofit for commercial kitchen: single phase system; 23 total horsepower; electric-only customer | HVAC | Ventilation | Demand Control Ventilation | 1 | 2019-01-01 | 2020-12-31 | 28773 |  |  |  | kWh | per horsepower | PSE-deemed | Engineering | 13800 |  | 19527 |  | Full | 15 |  | Comm Space Heat |  | 0 | 0 | Ventilation
12484 | Commercial Midstream Foodservice | DCV - Kitchen - Single - Comm - 23 HP - GO | Demand control ventilation retrofit for commercial kitchen: single phase system; 23 total horsepower; natural gas only customer | HVAC | Ventilation | Demand Control Ventilation | 1 | 2019-01-01 | 2020-12-31 |  |  | 2806 |  | Therm | per horsepower | PSE-deemed | Engineering |  | 13800 |  | 21252 | Full | 15 |  | Comm Space Heat |  | 0 | 0 | Ventilation
12514 | Commercial Midstream Foodservice | DCV - Kitchen - Single - Comm - 24 HP - C | Demand control ventilation retrofit for commercial kitchen: single phase system; 24 total horsepower; dual fuel customer | HVAC | Ventilation | Demand Control Ventilation | 1 | 2019-01-01 | 2020-12-31 | 30024 |  | 2928 |  | Dual | per horsepower | PSE-deemed | Engineering | 14400 | 14400 | 20376 | 22176 | Full | 15 |  | Comm Space Heat | Comm Space Heat | 0 | 0 | Ventilation
12456 | Commercial Midstream Foodservice | DCV - Kitchen - Single - Comm - 24 HP - EO | Demand control ventilation retrofit for commercial kitchen: single phase system; 24 total horsepower; electric-only customer | HVAC | Ventilation | Demand Control Ventilation | 1 | 2019-01-01 | 2020-12-31 | 30024 |  |  |  | kWh | per horsepower | PSE-deemed | Engineering | 14400 |  | 20376 |  | Full | 15 |  | Comm Space Heat |  | 0 | 0 | Ventilation
12485 | Commercial Midstream Foodservice | DCV - Kitchen - Single - Comm - 24 HP - GO | Demand control ventilation retrofit for commercial kitchen: single phase system; 24 total horsepower; natural gas only customer | HVAC | Ventilation | Demand Control Ventilation | 1 | 2019-01-01 | 2020-12-31 |  |  | 2928 |  | Therm | per horsepower | PSE-deemed | Engineering |  | 14400 |  | 22176 | Full | 15 |  | Comm Space Heat |  | 0 | 0 | Ventilation
12515 | Commercial Midstream Foodservice | DCV - Kitchen - Single - Comm - 25 HP - C | Demand control ventilation retrofit for commercial kitchen: single phase system; 25 total horsepower; dual fuel customer | HVAC | Ventilation | Demand Control Ventilation | 1 | 2019-01-01 | 2020-12-31 | 31275 |  | 3050 |  | Dual | per horsepower | PSE-deemed | Engineering | 15000 | 15000 | 21225 | 23100 | Full | 15 |  | Comm Space Heat | Comm Space Heat | 0 | 0 | Ventilation
12457 | Commercial Midstream Foodservice | DCV - Kitchen - Single - Comm - 25 HP - EO | Demand control ventilation retrofit for commercial kitchen: single phase system; 25 total horsepower; electric-only customer | HVAC | Ventilation | Demand Control Ventilation | 1 | 2019-01-01 | 2020-12-31 | 31275 |  |  |  | kWh | per horsepower | PSE-deemed | Engineering | 15000 |  | 21225 |  | Full | 15 |  | Comm Space Heat |  | 0 | 0 | Ventilation
12486 | Commercial Midstream Foodservice | DCV - Kitchen - Single - Comm - 25 HP - GO | Demand control ventilation retrofit for commercial kitchen: single phase system; 25 total horsepower; natural gas only customer | HVAC | Ventilation | Demand Control Ventilation | 1 | 2019-01-01 | 2020-12-31 |  |  | 3050 |  | Therm | per horsepower | PSE-deemed | Engineering |  | 15000 |  | 23100 | Full | 15 |  | Comm Space Heat |  | 0 | 0 | Ventilation
12516 | Commercial Midstream Foodservice | DCV - Kitchen - Single - Comm - 26 HP - C | Demand control ventilation retrofit for commercial kitchen: single phase system; 26 total horsepower; dual fuel customer | HVAC | Ventilation | Demand Control Ventilation | 1 | 2019-01-01 | 2020-12-31 | 32526 |  | 3172 |  | Dual | per horsepower | PSE-deemed | Engineering | 15600 | 15600 | 22074 | 24024 | Full | 15 |  | Comm Space Heat | Comm Space Heat | 0 | 0 | Ventilation
12458 | Commercial Midstream Foodservice | DCV - Kitchen - Single - Comm - 26 HP - EO | Demand control ventilation retrofit for commercial kitchen: single phase system; 26 total horsepower; electric-only customer | HVAC | Ventilation | Demand Control Ventilation | 1 | 2019-01-01 | 2020-12-31 | 32526 |  |  |  | kWh | per horsepower | PSE-deemed | Engineering | 15600 |  | 22074 |  | Full | 15 |  | Comm Space Heat |  | 0 | 0 | Ventilation
12487 | Commercial Midstream Foodservice | DCV - Kitchen - Single - Comm - 26 HP - GO | Demand control ventilation retrofit for commercial kitchen: single phase system; 26 total horsepower; natural gas only customer | HVAC | Ventilation | Demand Control Ventilation | 1 | 2019-01-01 | 2020-12-31 |  |  | 3172 |  | Therm | per horsepower | PSE-deemed | Engineering |  | 15600 |  | 24024 | Full | 15 |  | Comm Space Heat |  | 0 | 0 | Ventilation
12517 | Commercial Midstream Foodservice | DCV - Kitchen - Single - Comm - 27 HP - C | Demand control ventilation retrofit for commercial kitchen: single phase system; 27 total horsepower; dual fuel customer | HVAC | Ventilation | Demand Control Ventilation | 1 | 2019-01-01 | 2020-12-31 | 33777 |  | 3294 |  | Dual | per horsepower | PSE-deemed | Engineering | 16200 | 16200 | 22923 | 24948 | Full | 15 |  | Comm Space Heat | Comm Space Heat | 0 | 0 | Ventilation
12459 | Commercial Midstream Foodservice | DCV - Kitchen - Single - Comm - 27 HP - EO | Demand control ventilation retrofit for commercial kitchen: single phase system; 27 total horsepower; electric-only customer | HVAC | Ventilation | Demand Control Ventilation | 1 | 2019-01-01 | 2020-12-31 | 33777 |  |  |  | kWh | per horsepower | PSE-deemed | Engineering | 16200 |  | 22923 |  | Full | 15 |  | Comm Space Heat |  | 0 | 0 | Ventilation
12488 | Commercial Midstream Foodservice | DCV - Kitchen - Single - Comm - 27 HP - GO | Demand control ventilation retrofit for commercial kitchen: single phase system; 27 total horsepower; natural gas only customer | HVAC | Ventilation | Demand Control Ventilation | 1 | 2019-01-01 | 2020-12-31 |  |  | 3294 |  | Therm | per horsepower | PSE-deemed | Engineering |  | 16200 |  | 24948 | Full | 15 |  | Comm Space Heat |  | 0 | 0 | Ventilation
12518 | Commercial Midstream Foodservice | DCV - Kitchen - Single - Comm - 28 HP - C | Demand control ventilation retrofit for commercial kitchen: single phase system; 28 total horsepower; dual fuel customer | HVAC | Ventilation | Demand Control Ventilation | 1 | 2019-01-01 | 2020-12-31 | 35028 |  | 3416 |  | Dual | per horsepower | PSE-deemed | Engineering | 16800 | 16800 | 23772 | 25872 | Full | 15 |  | Comm Space Heat | Comm Space Heat | 0 | 0 | Ventilation
12460 | Commercial Midstream Foodservice | DCV - Kitchen - Single - Comm - 28 HP - EO | Demand control ventilation retrofit for commercial kitchen: single phase system; 28 total horsepower; electric-only customer | HVAC | Ventilation | Demand Control Ventilation | 1 | 2019-01-01 | 2020-12-31 | 35028 |  |  |  | kWh | per horsepower | PSE-deemed | Engineering | 16800 |  | 23772 |  | Full | 15 |  | Comm Space Heat |  | 0 | 0 | Ventilation
12489 | Commercial Midstream Foodservice | DCV - Kitchen - Single - Comm - 28 HP - GO | Demand control ventilation retrofit for commercial kitchen: single phase system; 28 total horsepower; natural gas only customer | HVAC | Ventilation | Demand Control Ventilation | 1 | 2019-01-01 | 2020-12-31 |  |  | 3416 |  | Therm | per horsepower | PSE-deemed | Engineering |  | 16800 |  | 25872 | Full | 15 |  | Comm Space Heat |  | 0 | 0 | Ventilation
12519 | Commercial Midstream Foodservice | DCV - Kitchen - Single - Comm - 29 HP - C | Demand control ventilation retrofit for commercial kitchen: single phase system; 29 total horsepower; dual fuel customer | HVAC | Ventilation | Demand Control Ventilation | 1 | 2019-01-01 | 2020-12-31 | 36279 |  | 3538 |  | Dual | per horsepower | PSE-deemed | Engineering | 17400 | 17400 | 24621 | 26796 | Full | 15 |  | Comm Space Heat | Comm Space Heat | 0 | 0 | Ventilation
12461 | Commercial Midstream Foodservice | DCV - Kitchen - Single - Comm - 29 HP - EO | Demand control ventilation retrofit for commercial kitchen: single phase system; 29 total horsepower; electric-only customer | HVAC | Ventilation | Demand Control Ventilation | 1 | 2019-01-01 | 2020-12-31 | 36279 |  |  |  | kWh | per horsepower | PSE-deemed | Engineering | 17400 |  | 24621 |  | Full | 15 |  | Comm Space Heat |  | 0 | 0 | Ventilation
12490 | Commercial Midstream Foodservice | DCV - Kitchen - Single - Comm - 29 HP - GO | Demand control ventilation retrofit for commercial kitchen: single phase system; 29 total horsepower; natural gas only customer | HVAC | Ventilation | Demand Control Ventilation | 1 | 2019-01-01 | 2020-12-31 |  |  | 3538 |  | Therm | per horsepower | PSE-deemed | Engineering |  | 17400 |  | 26796 | Full | 15 |  | Comm Space Heat |  | 0 | 0 | Ventilation
12493 | Commercial Midstream Foodservice | DCV - Kitchen - Single - Comm - 3 HP - C | Demand control ventilation retrofit for commercial kitchen: single phase system; 3 total horsepower; dual fuel customer | HVAC | Ventilation | Demand Control Ventilation | 1 | 2019-01-01 | 2020-12-31 | 3753 |  | 366 |  | Dual | per horsepower | PSE-deemed | Engineering | 1800 | 1800 | 2547 | 2772 | Full | 15 |  | Comm Space Heat | Comm Space Heat | 0 | 0 | Ventilation
12435 | Commercial Midstream Foodservice | DCV - Kitchen - Single - Comm - 3 HP - EO | Demand control ventilation retrofit for commercial kitchen: single phase system; 3 total horsepower; electric-only customer | HVAC | Ventilation | Demand Control Ventilation | 1 | 2019-01-01 | 2020-12-31 | 3753 |  |  |  | kWh | per horsepower | PSE-deemed | Engineering | 1800 |  | 2547 |  | Full | 15 |  | Comm Space Heat |  | 0 | 0 | Ventilation
12464 | Commercial Midstream Foodservice | DCV - Kitchen - Single - Comm - 3 HP - GO | Demand control ventilation retrofit for commercial kitchen: single phase system; 3 total horsepower; natural gas only customer | HVAC | Ventilation | Demand Control Ventilation | 1 | 2019-01-01 | 2020-12-31 |  |  | 366 |  | Therm | per horsepower | PSE-deemed | Engineering |  | 1800 |  | 2772 | Full | 15 |  | Comm Space Heat |  | 0 | 0 | Ventilation
12520 | Commercial Midstream Foodservice | DCV - Kitchen - Single - Comm - 30 HP - C | Demand control ventilation retrofit for commercial kitchen: single phase system; 30 total horsepower; dual fuel customer | HVAC | Ventilation | Demand Control Ventilation | 1 | 2019-01-01 | 2020-12-31 | 37530 |  | 3660 |  | Dual | per horsepower | PSE-deemed | Engineering | 18000 | 18000 | 25470 | 27720 | Full | 15 |  | Comm Space Heat | Comm Space Heat | 0 | 0 | Ventilation
12462 | Commercial Midstream Foodservice | DCV - Kitchen - Single - Comm - 30 HP - EO | Demand control ventilation retrofit for commercial kitchen: single phase system; 30 total horsepower; electric-only customer | HVAC | Ventilation | Demand Control Ventilation | 1 | 2019-01-01 | 2020-12-31 | 37530 |  |  |  | kWh | per horsepower | PSE-deemed | Engineering | 18000 |  | 25470 |  | Full | 15 |  | Comm Space Heat |  | 0 | 0 | Ventilation
12491 | Commercial Midstream Foodservice | DCV - Kitchen - Single - Comm - 30 HP - GO | Demand control ventilation retrofit for commercial kitchen: single phase system; 30 total horsepower; natural gas only customer | HVAC | Ventilation | Demand Control Ventilation | 1 | 2019-01-01 | 2020-12-31 |  |  | 3660 |  | Therm | per horsepower | PSE-deemed | Engineering |  | 18000 |  | 27720 | Full | 15 |  | Comm Space Heat |  | 0 | 0 | Ventilation
12494 | Commercial Midstream Foodservice | DCV - Kitchen - Single - Comm - 4 HP - C | Demand control ventilation retrofit for commercial kitchen: single phase system; 4 total horsepower; dual fuel customer | HVAC | Ventilation | Demand Control Ventilation | 1 | 2019-01-01 | 2020-12-31 | 5004 |  | 488 |  | Dual | per horsepower | PSE-deemed | Engineering | 2400 | 2400 | 3396 | 3696 | Full | 15 |  | Comm Space Heat | Comm Space Heat | 0 | 0 | Ventilation
12436 | Commercial Midstream Foodservice | DCV - Kitchen - Single - Comm - 4 HP - EO | Demand control ventilation retrofit for commercial kitchen: single phase system; 4 total horsepower; electric-only customer | HVAC | Ventilation | Demand Control Ventilation | 1 | 2019-01-01 | 2020-12-31 | 5004 |  |  |  | kWh | per horsepower | PSE-deemed | Engineering | 2400 |  | 3396 |  | Full | 15 |  | Comm Space Heat |  | 0 | 0 | Ventilation
12465 | Commercial Midstream Foodservice | DCV - Kitchen - Single - Comm - 4 HP - GO | Demand control ventilation retrofit for commercial kitchen: single phase system; 4 total horsepower; natural gas only customer | HVAC | Ventilation | Demand Control Ventilation | 1 | 2019-01-01 | 2020-12-31 |  |  | 488 |  | Therm | per horsepower | PSE-deemed | Engineering |  | 2400 |  | 3696 | Full | 15 |  | Comm Space Heat |  | 0 | 0 | Ventilation
12495 | Commercial Midstream Foodservice | DCV - Kitchen - Single - Comm - 5 HP - C | Demand control ventilation retrofit for commercial kitchen: single phase system; 5 total horsepower; dual fuel customer | HVAC | Ventilation | Demand Control Ventilation | 1 | 2019-01-01 | 2020-12-31 | 6255 |  | 610 |  | Dual | per horsepower | PSE-deemed | Engineering | 3000 | 3000 | 4245 | 4620 | Full | 15 |  | Comm Space Heat | Comm Space Heat | 0 | 0 | Ventilation
12437 | Commercial Midstream Foodservice | DCV - Kitchen - Single - Comm - 5 HP - EO | Demand control ventilation retrofit for commercial kitchen: single phase system; 5 total horsepower; electric-only customer | HVAC | Ventilation | Demand Control Ventilation | 1 | 2019-01-01 | 2020-12-31 | 6255 |  |  |  | kWh | per horsepower | PSE-deemed | Engineering | 3000 |  | 4245 |  | Full | 15 |  | Comm Space Heat |  | 0 | 0 | Ventilation
12466 | Commercial Midstream Foodservice | DCV - Kitchen - Single - Comm - 5 HP - GO | Demand control ventilation retrofit for commercial kitchen: single phase system; 5 total horsepower; natural gas only customer | HVAC | Ventilation | Demand Control Ventilation | 1 | 2019-01-01 | 2020-12-31 |  |  | 610 |  | Therm | per horsepower | PSE-deemed | Engineering |  | 3000 |  | 4620 | Full | 15 |  | Comm Space Heat |  | 0 | 0 | Ventilation
12496 | Commercial Midstream Foodservice | DCV - Kitchen - Single - Comm - 6 HP - C | Demand control ventilation retrofit for commercial kitchen: single phase system; 6 total horsepower; dual fuel customer | HVAC | Ventilation | Demand Control Ventilation | 1 | 2019-01-01 | 2020-12-31 | 7506 |  | 732 |  | Dual | per horsepower | PSE-deemed | Engineering | 3600 | 3600 | 5094 | 5544 | Full | 15 |  | Comm Space Heat | Comm Space Heat | 0 | 0 | Ventilation
12438 | Commercial Midstream Foodservice | DCV - Kitchen - Single - Comm - 6 HP - EO | Demand control ventilation retrofit for commercial kitchen: single phase system; 6 total horsepower; electric-only customer | HVAC | Ventilation | Demand Control Ventilation | 1 | 2019-01-01 | 2020-12-31 | 7506 |  |  |  | kWh | per horsepower | PSE-deemed | Engineering | 3600 |  | 5094 |  | Full | 15 |  | Comm Space Heat |  | 0 | 0 | Ventilation
12467 | Commercial Midstream Foodservice | DCV - Kitchen - Single - Comm - 6 HP - GO | Demand control ventilation retrofit for commercial kitchen: single phase system; 6 total horsepower; natural gas only customer | HVAC | Ventilation | Demand Control Ventilation | 1 | 2019-01-01 | 2020-12-31 |  |  | 732 |  | Therm | per horsepower | PSE-deemed | Engineering |  | 3600 |  | 5544 | Full | 15 |  | Comm Space Heat |  | 0 | 0 | Ventilation
12497 | Commercial Midstream Foodservice | DCV - Kitchen - Single - Comm - 7 HP - C | Demand control ventilation retrofit for commercial kitchen: single phase system; 7 total horsepower; dual fuel customer | HVAC | Ventilation | Demand Control Ventilation | 1 | 2019-01-01 | 2020-12-31 | 8757 |  | 854 |  | Dual | per horsepower | PSE-deemed | Engineering | 4200 | 4200 | 5943 | 6468 | Full | 15 |  | Comm Space Heat | Comm Space Heat | 0 | 0 | Ventilation
12439 | Commercial Midstream Foodservice | DCV - Kitchen - Single - Comm - 7 HP - EO | Demand control ventilation retrofit for commercial kitchen: single phase system; 7 total horsepower; electric-only customer | HVAC | Ventilation | Demand Control Ventilation | 1 | 2019-01-01 | 2020-12-31 | 8757 |  |  |  | kWh | per horsepower | PSE-deemed | Engineering | 4200 |  | 5943 |  | Full | 15 |  | Comm Space Heat |  | 0 | 0 | Ventilation
12468 | Commercial Midstream Foodservice | DCV - Kitchen - Single - Comm - 7 HP - GO | Demand control ventilation retrofit for commercial kitchen: single phase system; 7 total horsepower; natural gas only customer | HVAC | Ventilation | Demand Control Ventilation | 1 | 2019-01-01 | 2020-12-31 |  |  | 854 |  | Therm | per horsepower | PSE-deemed | Engineering |  | 4200 |  | 6468 | Full | 15 |  | Comm Space Heat |  | 0 | 0 | Ventilation
12498 | Commercial Midstream Foodservice | DCV - Kitchen - Single - Comm - 8 HP - C | Demand control ventilation retrofit for commercial kitchen: single phase system; 8 total horsepower; dual fuel customer | HVAC | Ventilation | Demand Control Ventilation | 1 | 2019-01-01 | 2020-12-31 | 10008 |  | 976 |  | Dual | per horsepower | PSE-deemed | Engineering | 4800 | 4800 | 6792 | 7392 | Full | 15 |  | Comm Space Heat | Comm Space Heat | 0 | 0 | Ventilation
12440 | Commercial Midstream Foodservice | DCV - Kitchen - Single - Comm - 8 HP - EO | Demand control ventilation retrofit for commercial kitchen: single phase system; 8 total horsepower; electric-only customer | HVAC | Ventilation | Demand Control Ventilation | 1 | 2019-01-01 | 2020-12-31 | 10008 |  |  |  | kWh | per horsepower | PSE-deemed | Engineering | 4800 |  | 6792 |  | Full | 15 |  | Comm Space Heat |  | 0 | 0 | Ventilation
12469 | Commercial Midstream Foodservice | DCV - Kitchen - Single - Comm - 8 HP - GO | Demand control ventilation retrofit for commercial kitchen: single phase system; 8 total horsepower; natural gas only customer | HVAC | Ventilation | Demand Control Ventilation | 1 | 2019-01-01 | 2020-12-31 |  |  | 976 |  | Therm | per horsepower | PSE-deemed | Engineering |  | 4800 |  | 7392 | Full | 15 |  | Comm Space Heat |  | 0 | 0 | Ventilation
12499 | Commercial Midstream Foodservice | DCV - Kitchen - Single - Comm - 9 HP - C | Demand control ventilation retrofit for commercial kitchen: single phase system; 9 total horsepower; dual fuel customer | HVAC | Ventilation | Demand Control Ventilation | 1 | 2019-01-01 | 2020-12-31 | 11259 |  | 1098 |  | Dual | per horsepower | PSE-deemed | Engineering | 5400 | 5400 | 7641 | 8316 | Full | 15 |  | Comm Space Heat | Comm Space Heat | 0 | 0 | Ventilation
12441 | Commercial Midstream Foodservice | DCV - Kitchen - Single - Comm - 9 HP - EO | Demand control ventilation retrofit for commercial kitchen: single phase system; 9 total horsepower; electric-only customer | HVAC | Ventilation | Demand Control Ventilation | 1 | 2019-01-01 | 2020-12-31 | 11259 |  |  |  | kWh | per horsepower | PSE-deemed | Engineering | 5400 |  | 7641 |  | Full | 15 |  | Comm Space Heat |  | 0 | 0 | Ventilation
12470 | Commercial Midstream Foodservice | DCV - Kitchen - Single - Comm - 9 HP - GO | Demand control ventilation retrofit for commercial kitchen: single phase system; 9 total horsepower; natural gas only customer | HVAC | Ventilation | Demand Control Ventilation | 1 | 2019-01-01 | 2020-12-31 |  |  | 1098 |  | Therm | per horsepower | PSE-deemed | Engineering |  | 5400 |  | 8316 | Full | 15 |  | Comm Space Heat |  | 0 | 0 | Ventilation
12430 | Commercial Midstream Foodservice | Fryer - Kitchen - Any Vat - Comm - E | Commercial kitchen vat fryer: any size; electric fuel | Appliances | Commercial Kitchen | Fryer | 2 | 2020-01-01 | 2020-12-31 | 3230 |  |  |  | kWh | per unit | PSE-deemed | Engineering | 750 |  | 768 |  | Incremental | 12 |  | Comm Cooking |  | 1357 | 0 | Fryer
12431 | Commercial Midstream Foodservice | Fryer - Kitchen - Any Vat - Comm - NG | Commercial kitchen vat fryer: any size; natural gas fuel | Appliances | Commercial Kitchen | Fryer | 1 | 2019-01-01 | 2020-12-31 |  |  | 548 |  | Therm | per unit | PSE-deemed | RTF Derived |  | 1000 |  | 1017 | Incremental | 12 |  | Comm Cooking |  | 1357 | 0 | Fryer
12832 | Commercial Midstream Foodservice | Ice Maker - Ice Making Head - AC - IHR 1500 or more - Comm | Air-cooled ice making head ice maker: 1500 or more lbs per day; commercial use | Appliances | Commercial Kitchen | Ice Maker | 1 | 2020-04-01 | 2020-12-31 | 1812 |  |  |  | kWh | per unit | PSE-deemed | Other Utility | 450 |  | 496.43 |  | Incremental | 10 |  | Comm Refrigeration |  | 5378.8663 | 0 | Ice_Maker
12834 | Commercial Midstream Foodservice | Ice Maker - Ice Making Head - AC - IHR 300 to 799 - Comm | Air-cooled ice making head ice maker: 300 to 799 lbs per day; commercial use | Appliances | Commercial Kitchen | Ice Maker | 1 | 2020-04-01 | 2020-12-31 | 666 |  |  |  | kWh | per unit | PSE-deemed | Other Utility | 250 |  | 272.88 |  | Incremental | 10 |  | Comm Refrigeration |  | 5378.8663 | 0 | Ice_Maker
12836 | Commercial Midstream Foodservice | Ice Maker - Ice Making Head - AC - IHR 800 to 1499 - Comm | Air-cooled ice making head ice maker: 800 to 1499 lbs per day; commercial use | Appliances | Commercial Kitchen | Ice Maker | 1 | 2020-04-01 | 2020-12-31 | 1177.12 |  |  |  | kWh | per unit | PSE-deemed | Other Utility | 375 |  | 409.68 |  | Incremental | 10 |  | Comm Refrigeration |  | 5378.8663 | 0 | Ice_Maker
12838 | Commercial Midstream Foodservice | Ice Maker - Ice Making Head - AC - IHR less than 300 - Comm | Air-cooled ice making head ice maker: less than 300 lbs per day; commercial use | Appliances | Commercial Kitchen | Ice Maker | 1 | 2020-04-01 | 2020-12-31 | 414 |  |  |  | kWh | per unit | PSE-deemed | Other Utility | 175 |  | 199.15 |  | Incremental | 10 |  | Comm Refrigeration |  | 5378.8663 | 0 | Ice_Maker
12840 | Commercial Midstream Foodservice | Ice Maker - Remote Condensing - AC - IHR 988 or more - Comm | Air-cooled remote condensing ice maker: 988 or more lbs per day; commercial use | Appliances | Commercial Kitchen | Ice Maker | 1 | 2020-04-01 | 2020-12-31 | 2123 |  |  |  | kWh | per unit | PSE-deemed | Other Utility | 500 |  | 513.35 |  | Incremental | 10 |  | Comm Refrigeration |  | 5378.8663 | 0 | Ice_Maker
12842 | Commercial Midstream Foodservice | Ice Maker - Remote Condensing - AC - IHR less than 988 - Comm | Air-cooled remote condensing ice maker: less than 988 lbs per day; commercial use | Appliances | Commercial Kitchen | Ice Maker | 1 | 2020-04-01 | 2020-12-31 | 1319 |  |  |  | kWh | per unit | PSE-deemed | Other Utility | 375 |  | 399.56 |  | Incremental | 10 |  | Comm Refrigeration |  | 5378.8663 | 0 | Ice_Maker
12844 | Commercial Midstream Foodservice | Ice Maker - Self Contained - AC - IHR 110 to 199 - Comm | Air-cooled self-contained ice maker: 110 to 199 lbs per day; commercial use | Appliances | Commercial Kitchen | Ice Maker | 1 | 2020-04-01 | 2020-12-31 | 497 |  |  |  | kWh | per unit | PSE-deemed | Other Utility | 175 |  | 177.53 |  | Incremental | 10 |  | Comm Refrigeration |  | 5378.8663 | 0 | Ice_Maker
12846 | Commercial Midstream Foodservice | Ice Maker - Self Contained - AC - IHR 200 or more - Comm | Air-cooled self-contained ice maker: 200 or more lbs per day; commercial use | Appliances | Commercial Kitchen | Ice Maker | 1 | 2020-04-01 | 2020-12-31 | 745 |  |  |  | kWh | per unit | PSE-deemed | Other Utility | 200 |  | 224.48 |  | Incremental | 10 |  | Comm Refrigeration |  | 5378.8663 | 0 | Ice_Maker
12848 | Commercial Midstream Foodservice | Ice Maker - Self Contained - AC - IHR less than 110 - Comm | Air-cooled self-contained ice maker: less than 110 lbs per day; commercial use | Appliances | Commercial Kitchen | Ice Maker | 1 | 2020-04-01 | 2020-12-31 | 344 |  |  |  | kWh | per unit | PSE-deemed | Other Utility | 150 |  | 151.82 |  | Incremental | 10 |  | Comm Refrigeration |  | 5378.8663 | 0 | Ice_Maker
12875 | Commercial Midstream Foodservice | Incentive - Sales - DCV - Single - Comm - Kitchen - C | Sales incentive: single zone demand control ventilation retrofit in commercial kitchen; combined fuel customer | Behavior | Sales Incentive | Sales Incentive | 1 | 2020-04-01 | 2020-12-31 | 0 |  | 0 |  | Dual | per unit | PSE-deemed | Program Staff | 25 | 25 | 25 | 25 | Full |  |  |  |  | 0 | 0 | Sales_Incentive
12876 | Commercial Midstream Foodservice | Incentive - Sales - DCV - Single - Comm - Kitchen - EO | Sales incentive: single zone demand control ventilation retrofit in commercial kitchen; electric-only customer | Behavior | Sales Incentive | Sales Incentive | 1 | 2020-04-01 | 2020-12-31 | 0 |  |  |  | kWh | per unit | PSE-deemed | Program Staff | 50 |  | 50 |  | Full |  |  |  |  | 0 | 0 | Sales_Incentive
12877 | Commercial Midstream Foodservice | Incentive - Sales - DCV - Single - Comm - Kitchen - GO | Sales incentive: single zone demand control ventilation retrofit in commercial kitchen; natural gas-only customer | Behavior | Sales Incentive | Sales Incentive | 1 | 2020-04-01 | 2020-12-31 |  |  | 0 |  | Therm | per unit | PSE-deemed | Program Staff |  | 50 |  | 50 | Full |  |  |  |  | 0 | 0 | Sales_Incentive
12878 | Commercial Midstream Foodservice | Incentive - Sales - Dishwasher - DWH - Comm - Kitchen | Sales incentive: commercial kitchen dishwasher with electric and natural gas water heating | Behavior | Sales Incentive | Sales Incentive | 1 | 2020-04-01 | 2020-12-31 | 0 |  | 0 |  | Dual | per unit | PSE-deemed | Program Staff | 25 | 25 | 25 | 25 | Full |  |  |  |  | 0 | 0 | Sales_Incentive
12879 | Commercial Midstream Foodservice | Incentive - Sales - Dishwasher - EWH - Comm - Kitchen | Sales incentive: commercial kitchen dishwasher with electric water heating | Behavior | Sales Incentive | Sales Incentive | 1 | 2020-04-01 | 2020-12-31 | 0 |  |  |  | kWh | per unit | PSE-deemed | Program Staff | 50 |  | 50 |  | Full |  |  |  |  | 0 | 0 | Sales_Incentive
12880 | Commercial Midstream Foodservice | Incentive - Sales - Dishwasher - GWH - Comm - Kitchen | Sales incentive: commercial kitchen dishwasher with natural gas water heating | Behavior | Sales Incentive | Sales Incentive | 1 | 2020-04-01 | 2020-12-31 |  |  | 0 |  | Therm | per unit | PSE-deemed | Program Staff |  | 50 |  | 50 | Full |  |  |  |  | 0 | 0 | Sales_Incentive
12881 | Commercial Midstream Foodservice | Incentive - Sales - Food Cabinet - Hot - EH - Comm - Kitchen | Sales incentive: hot food holding cabinet in commercial kitchen using electricity | Behavior | Sales Incentive | Sales Incentive | 1 | 2020-04-01 | 2020-12-31 | 0 |  |  |  | kWh | per unit | PSE-deemed | Program Staff | 50 |  | 50 |  | Full |  |  |  |  | 0 | 0 | Sales_Incentive
12882 | Commercial Midstream Foodservice | Incentive - Sales - Fryer - EH - Comm - Kitchen | Sales incentive: commercial kitchen fryer using electricity | Behavior | Sales Incentive | Sales Incentive | 1 | 2020-04-01 | 2020-12-31 | 0 |  |  |  | kWh | per unit | PSE-deemed | Program Staff | 50 |  | 50 |  | Full |  |  |  |  | 0 | 0 | Sales_Incentive
12883 | Commercial Midstream Foodservice | Incentive - Sales - Fryer - GH - Comm - Kitchen | Sales incentive: commercial kitchen fryer using natural gas | Behavior | Sales Incentive | Sales Incentive | 1 | 2020-04-01 | 2020-12-31 |  |  | 0 |  | Therm | per unit | PSE-deemed | Program Staff |  | 50 |  | 50 | Full |  |  |  |  | 0 | 0 | Sales_Incentive
12884 | Commercial Midstream Foodservice | Incentive - Sales - Griddle - EH - Comm - Kitchen | Sales incentive: commercial kitchen griddle using electricity | Behavior | Sales Incentive | Sales Incentive | 1 | 2020-04-01 | 2020-12-31 | 0 |  |  |  | kWh | per unit | PSE-deemed | Program Staff | 50 |  | 50 |  | Full |  |  |  |  | 0 | 0 | Sales_Incentive
12885 | Commercial Midstream Foodservice | Incentive - Sales - Griddle - GH - Comm - Kitchen | Sales incentive: commercial kitchen griddle using natural gas | Behavior | Sales Incentive | Sales Incentive | 1 | 2020-04-01 | 2020-12-31 |  |  | 0 |  | Therm | per unit | PSE-deemed | Program Staff |  | 50 |  | 50 | Full |  |  |  |  | 0 | 0 | Sales_Incentive
12886 | Commercial Midstream Foodservice | Incentive - Sales - Ice Maker - EH - Comm - Kitchen | Sales incentive: ice maker in commercial kitchen using electricity | Behavior | Sales Incentive | Sales Incentive | 1 | 2020-04-01 | 2020-12-31 | 0 |  |  |  | kWh | per unit | PSE-deemed | Program Staff | 50 |  | 50 |  | Full |  |  |  |  | 0 | 0 | Sales_Incentive
12887 | Commercial Midstream Foodservice | Incentive - Sales - Oven - EH - Comm - Kitchen | Sales incentive: commercial kitchen oven using electricity | Behavior | Sales Incentive | Sales Incentive | 1 | 2020-04-01 | 2020-12-31 | 0 |  |  |  | kWh | per unit | PSE-deemed | Program Staff | 50 |  | 50 |  | Full |  |  |  |  | 0 | 0 | Sales_Incentive
12888 | Commercial Midstream Foodservice | Incentive - Sales - Oven - GH - Comm - Kitchen | Sales incentive: commercial kitchen oven using natural gas | Behavior | Sales Incentive | Sales Incentive | 1 | 2020-04-01 | 2020-12-31 |  |  | 0 |  | Therm | per unit | PSE-deemed | Program Staff |  | 50 |  | 50 | Full |  |  |  |  | 0 | 0 | Sales_Incentive
12889 | Commercial Midstream Foodservice | Incentive - Sales - Steam Cooker - EH - Comm - Kitchen | Sales incentive: commercial kitchen steam cooker using electricity | Behavior | Sales Incentive | Sales Incentive | 1 | 2020-04-01 | 2020-12-31 | 0 |  |  |  | kWh | per unit | PSE-deemed | Program Staff | 50 |  | 50 |  | Full |  |  |  |  | 0 | 0 | Sales_Incentive
12890 | Commercial Midstream Foodservice | Incentive - Sales - Steam Cooker - GH - Comm - Kitchen | Sales incentive: commercial kitchen steam cooker using natural gas | Behavior | Sales Incentive | Sales Incentive | 1 | 2020-04-01 | 2020-12-31 |  |  | 0 |  | Therm | per unit | PSE-deemed | Program Staff |  | 50 |  | 50 | Full |  |  |  |  | 0 | 0 | Sales_Incentive
12740 | Commercial Midstream Foodservice | Oven - Convection - Double - 5 Pans or less - EH - Comm | Double convection oven: 5 pans or less; heated with electricity; commercial use | Appliances | Commercial Kitchen | Oven | 1 | 2020-01-01 | 2020-12-31 | 3902 |  |  |  | kWh | per unit | PSE-deemed | Other Utility | 1000 |  | 0 |  | Incremental | 12 |  | Comm Cooking |  | 0 | 0 | Oven
12742 | Commercial Midstream Foodservice | Oven - Convection - Double - 5 Pans or less - GH - Comm | Double convection oven: 5 pans or less; heated with natural gas; commercial use | Appliances | Commercial Kitchen | Oven | 1 | 2020-01-01 | 2020-12-31 |  |  | 500 |  | Therm | per unit | PSE-deemed | Other Utility |  | 2000 |  | 0 | Incremental | 12 |  | Comm Cooking |  | 0 | 0 | Oven
12744 | Commercial Midstream Foodservice | Oven - Convection - Double - More than 5 Pans - EH - Comm | Double convection oven: More than 5 pans; heated with electricity; commercial use | Appliances | Commercial Kitchen | Oven | 1 | 2020-01-01 | 2020-12-31 | 5058 |  |  |  | kWh | per unit | PSE-deemed | Other Utility | 1000 |  | 0 |  | Incremental | 12 |  | Comm Cooking |  | 0 | 0 | Oven
12746 | Commercial Midstream Foodservice | Oven - Convection - Double - More than 5 Pans - GH - Comm | Double convection oven: More than 5 pans; heated with natural gas; commercial use | Appliances | Commercial Kitchen | Oven | 1 | 2020-01-01 | 2020-12-31 |  |  | 638 |  | Therm | per unit | PSE-deemed | Other Utility |  | 2000 |  | 0 | Incremental | 12 |  | Comm Cooking |  | 0 | 0 | Oven
12748 | Commercial Midstream Foodservice | Oven - Convection - Full - 5 Pans or less - EH - Comm | Full-size convection oven: 5 pans or less; heated with electricity; commercial use | Appliances | Commercial Kitchen | Oven | 1 | 2020-01-01 | 2020-12-31 | 1951 |  |  |  | kWh | per unit | PSE-deemed | Other Utility | 500 |  | 1007 |  | Incremental | 12 |  | Comm Cooking |  | 0 | 0 | Oven
12750 | Commercial Midstream Foodservice | Oven - Convection - Full - 5 Pans or less - GH - Comm | Full-size convection oven: 5 pans or less; heated with natural gas; commercial use | Appliances | Commercial Kitchen | Oven | 1 | 2020-01-01 | 2020-12-31 |  |  | 250 |  | Therm | per unit | PSE-deemed | Other Utility |  | 1000 |  | 1286 | Incremental | 12 |  | Comm Cooking |  | 0 | 0 | Oven
12752 | Commercial Midstream Foodservice | Oven - Convection - Full - More than 5 Pans - EH - Comm | Full-size convection oven: More than 5 pans; heated with electricity; commercial use | Appliances | Commercial Kitchen | Oven | 1 | 2020-01-01 | 2020-12-31 | 2529 |  |  |  | kWh | per unit | PSE-deemed | Other Utility | 500 |  | 649 |  | Incremental | 12 |  | Comm Cooking |  | 0 | 0 | Oven
12754 | Commercial Midstream Foodservice | Oven - Convection - Full - More than 5 Pans - GH - Comm | Full-size convection oven: More than 5 pans; heated with natural gas; commercial use | Appliances | Commercial Kitchen | Oven | 1 | 2020-01-01 | 2020-12-31 |  |  | 319 |  | Therm | per unit | PSE-deemed | Other Utility |  | 1000 |  | 0 | Incremental | 12 |  | Comm Cooking |  | 0 | 0 | Oven
12756 | Commercial Midstream Foodservice | Oven - Convection - Half - EH - Comm | Half-size convection oven: heated with electricity; commercial use | Appliances | Commercial Kitchen | Oven | 1 | 2020-01-01 | 2020-12-31 | 1740 |  |  |  | kWh | per unit | PSE-deemed | Other Utility | 450 |  | 793 |  | Incremental | 12 |  | Comm Cooking |  | 0 | 0 | Oven
12758 | Commercial Midstream Foodservice | Oven - Convection - Half - GH - Comm | Half-size convection oven: heated with natural gas; commercial use | Appliances | Commercial Kitchen | Oven | 1 | 2020-01-01 | 2020-12-31 |  |  | 162 |  | Therm | per unit | PSE-deemed | Other Utility |  | 450 |  | 490 | Incremental | 12 |  | Comm Cooking |  | 0 | 0 | Oven
12760 | Commercial Midstream Foodservice | Oven - Conveyor - GH - Comm | Conveyor oven: heated with natural gas; commercial use | Appliances | Commercial Kitchen | Oven | 1 | 2020-01-01 | 2020-12-31 |  |  | 884 |  | Therm | per unit | PSE-deemed | Other Utility |  | 2000 |  | 2230 | Incremental | 12 |  | Comm Cooking |  | 0 | 0 | Oven
12541 | Commercial Midstream Foodservice | Overwrapping Machine - On Demand - Kitchen - Comm | On-demand overwrapping machine for commercial kitchen | Appliances | Commercial Kitchen | Overwrapping Machine | 1 | 2019-01-01 |  | 1584 |  |  |  | kWh | per unit | RTF-deemed | RTF UES Deemed | 300 |  | 306.56 |  | Incremental | 10 |  | Comm Flat |  | 0 | 0 | Overwrapping_Machine
12432 | Commercial Midstream Foodservice | Steam - Kitchen - Any Size - Comm - E | Commercial kitchen steamer: any size; electric fuel | Appliances | Commercial Kitchen | Steam Cooker | 1 | 2019-01-01 | 2020-12-31 | 21109 |  |  |  | kWh | per unit | PSE-deemed | Engineering | 2000 |  | 2131 |  | Incremental | 12 |  | Comm Cooking |  | 10342.09 | 0 | Steam_Cooker
12433 | Commercial Midstream Foodservice | Steam - Kitchen - Any Size - Comm - NG | Commercial kitchen steamer: any size; natural gas fuel | Appliances | Commercial Kitchen | Steam Cooker | 1 | 2019-01-01 | 2020-12-31 |  |  | 2595 |  | Therm | per unit | PSE-deemed | Engineering |  | 2000 |  | 2901 | Incremental | 12 |  | Comm Cooking |  | 10342.03 | 0 | Steam_Cooker
12870 | Commercial Midstream Foodservice | Water Heater - Heat Pump - EH - Comm | Heat pump water heater: commercial structure with electricity | Water Heating | Water Heater | Heat Pump Water Heater | 1 | 2020-04-01 | [5 empty] | kWh | calculated | Calculated |  | 500 |  | 751.56 |  | Incremental | 11 |  | Comm Water Heat |  | 0 | 0 | Water_Heater_Comm
12092 | Commercial Strategic Energy Management | CSEM - Performance Incentive - Year 1 | Year 1 performance incentive for commercial strategic energy management | Behavior | Energy Management | Commercial Behavior Management | 1 | 2018-01-01 | [5 empty] | Dual | calculated | Custom | [6 empty] | 3 | [5 empty] | Custom_Grant
12093 | Commercial Strategic Energy Management | CSEM - Performance Incentive - Year 2 | Year 2 performance incentive for commercial strategic energy management | Behavior | Energy Management | Commercial Behavior Management | 1 | 2018-01-01 | [5 empty] | Dual | calculated | Custom | [6 empty] | 3 | [5 empty] | Custom_Grant
12094 | Commercial Strategic Energy Management | CSEM - Performance Incentive - Year 3 | Year 3 performance incentive for commercial strategic energy management | Behavior | Energy Management | Commercial Behavior Management | 1 | 2018-01-01 | [5 empty] | Dual | calculated | Custom | [6 empty] | 3 | [5 empty] | Custom_Grant
12098 | Commercial Strategic Energy Management | CSEM - Start Up Incentive - Year 1 | Year 1 start up incentive for commercial strategic energy management | Behavior | Energy Management | Commercial Behavior Management | 1 | 2018-01-01 | [5 empty] | Dual | calculated | Custom | [6 empty] | 3 | [5 empty] | Custom_Grant
12095 | Commercial Strategic Energy Management | CSEM - Target Incentive - Year 1 | Year 1 target incentive for commercial strategic energy management | Behavior | Energy Management | Commercial Behavior Management | 1 | 2018-01-01 | [5 empty] | Dual | calculated | Custom | [6 empty] | 3 | [5 empty] | Custom_Grant
12096 | Commercial Strategic Energy Management | CSEM - Target Incentive - Year 2 | Year 2 target incentive for commercial strategic energy management | Behavior | Energy Management | Commercial Behavior Management | 1 | 2018-01-01 | [5 empty] | Dual | calculated | Custom | [6 empty] | 3 | [5 empty] | Custom_Grant
12097 | Commercial Strategic Energy Management | CSEM - Target Incentive - Year 3 | Year 3 target incentive for commercial strategic energy management | Behavior | Energy Management | Commercial Behavior Management | 1 | 2018-01-01 | [5 empty] | Dual | calculated | Custom | [6 empty] | 3 | [5 empty] | Custom_Grant
12099 | Commercial Strategic Energy Management | CSEM - Training Allowance - Year 1 | Year 1 training allowance for commercial strategic energy management | Behavior | Energy Management | Commercial Behavior Management | 1 | 2018-01-01 | [5 empty] | Dual | calculated | Custom | [6 empty] | 3 | [5 empty] | Custom_Grant
12100 | Commercial Strategic Energy Management | CSEM - Training Allowance - Year 2 | Year 2 training allowance for commercial strategic energy management | Behavior | Energy Management | Commercial Behavior Management | 1 | 2018-01-01 | [5 empty] | Dual | calculated | Custom | [6 empty] | 3 | [5 empty] | Custom_Grant
12101 | Commercial Strategic Energy Management | CSEM - Training Allowance - Year 3 | Year 3 training allowance for commercial strategic energy management | Behavior | Energy Management | Commercial Behavior Management | 1 | 2018-01-01 | [5 empty] | Dual | calculated | Custom | [6 empty] | 3 | [5 empty] | Custom_Grant
10258 | Commercial Strategic Energy Management | Generic Measure - Custom | Generic custom measure | Other | Other | Other | 1 | 2012-01-01 | [5 empty] | Dual | calculated | Custom | [6 empty] | 15 | [5 empty] | Custom_Grant
12320 | Electric Home Heating | Heat Pump - Air Source - 10.0 HSPF - SF or MH or DX | Air source heat pump: 10.0 HSPF; single family, manufactured home, or duplex dwelling | HVAC | Heat Pump | Heat Pump | 1 | 2019-01-01 | 2020-05-31 | 939 |  |  |  | kWh | per unit | PSE-deemed | Engineering | 800 |  | 1686 |  | Incremental | 15 |  | SF Heat Pump |  | 0 | 0 | Heat_Pump
12320 | Electric Home Heating | Heat Pump - Air Source - 10.0 HSPF - SF or MH or DX | Air source heat pump: 10.0 HSPF; single family, manufactured home, or duplex dwelling | HVAC | Heat Pump | Heat Pump | 1 | 2019-01-01 | 2020-05-31 | 939 |  |  |  | kWh | per unit | PSE-deemed | Engineering | 800 |  | 1686 |  | Incremental | 15 |  | SF Heat Pump |  | 0 | 0 | Heat_Pump
12321 | Electric Home Heating | Heat Pump - Ductless - from Zonal - 9.0 or greater HSPF - HZ1CZ1 - MH | Zonal heating to ductless heat pump conversion: 9.0 HSPF or greater; Heating Zone 1; Cooling Zone 1; manufactured home | HVAC | Heat Pump | Heat Pump Conversion | 2 | 2019-03-19 | 2020-12-31 | 1997 |  |  |  | kWh | per unit | RTF-deemed |  | 2400 |  | 3953.13 |  | Full | 15 |  | SF Heat Pump |  | 0 | 0 | Heat_Pump
12321 | Electric Home Heating | Heat Pump - Ductless - from Zonal - 9.0 or greater HSPF - HZ1CZ1 - MH | Zonal heating to ductless heat pump conversion: 9.0 HSPF or greater; Heating Zone 1; Cooling Zone 1; manufactured home | HVAC | Heat Pump | Heat Pump Conversion | 2 | 2019-03-19 | 2020-12-31 | 1997 |  |  |  | kWh | per unit | RTF-deemed |  | 2400 |  | 3953.13 |  | Full | 15 |  | SF Heat Pump |  | 0 | 0 | Heat_Pump
12322 | Electric Home Heating | Heat Pump - Ductless - from Zonal - 9.0 or greater HSPF - HZ1CZ1 - SF or DX | Zonal heating to ductless heat pump conversion: 9.0 HSPF or greater; Heating Zone 1; Cooling Zone 1; single family or duplex dwelling | HVAC | Heat Pump | Heat Pump Conversion | 1 | 2019-01-01 | 2020-12-31 | 1997 |  |  |  | kWh | per unit | RTF-deemed |  | 800 |  | 3953.13 |  | Full | 15 |  | SF Heat Pump |  | 0 | 0 | Heat_Pump
12322 | Electric Home Heating | Heat Pump - Ductless - from Zonal - 9.0 or greater HSPF - HZ1CZ1 - SF or DX | Zonal heating to ductless heat pump conversion: 9.0 HSPF or greater; Heating Zone 1; Cooling Zone 1; single family or duplex dwelling | HVAC | Heat Pump | Heat Pump Conversion | 1 | 2019-01-01 | 2020-12-31 | 1997 |  |  |  | kWh | per unit | RTF-deemed |  | 800 |  | 3953.13 |  | Full | 15 |  | SF Heat Pump |  | 0 | 0 | Heat_Pump
12764 | Electric Home Heating | Heat Pump - Ductless - from Zonal - 9.0 or greater HSPF - HZ1CZ1 - SF or DX - MI | Zonal heating to ductless heat pump conversion: 9.0 HSPF or greater; Heating Zone 1; Cooling Zone 1; single family or duplex dwelling; moderate income customer | HVAC | Heat Pump | Heat Pump Conversion | 1 | 2020-08-10 | 2020-12-31 | 1997 |  |  |  | kWh | per unit | RTF-deemed |  | 1600 |  | 3953.13 |  | Full | 15 |  | SF Heat Pump |  | 0 | 0 | Heat_Pump
12324 | Electric Home Heating | Heat Pump - Ductless - with E FAF - HZ1 - MH | Ductless heat pump: manufactured home dwelling with existing electric forced air furnace; Heating Zone 1 | HVAC | Heat Pump | Ductless Heat Pump | 3 | 2020-01-01 |  | 3055 |  |  |  | kWh | per unit | RTF-deemed |  | 2400 |  | 3895.16 |  | Full | 15 |  | SF Heat Pump |  | 0 | 0 | Heat_Pump
12324 | Electric Home Heating | Heat Pump - Ductless - with E FAF - HZ1 - MH | Ductless heat pump: manufactured home dwelling with existing electric forced air furnace; Heating Zone 1 | HVAC | Heat Pump | Ductless Heat Pump | 3 | 2020-01-01 |  | 3055 |  |  |  | kWh | per unit | RTF-deemed |  | 2400 |  | 3895.16 |  | Full | 15 |  | SF Heat Pump |  | 0 | 0 | Heat_Pump
12325 | Electric Home Heating | Heat Pump - Ductless - with E FAF - HZ1 - SF or DX | Ductless heat pump: single family or duplex dwelling with existing electric forced air furnace; Heating Zone 1 | HVAC | Heat Pump | Ductless Heat Pump | 2 | 2020-01-01 |  | 2550 |  |  |  | kWh | per unit | RTF-deemed |  | 800 |  | 4039.18 |  | Full | 15 |  | SF Heat Pump |  | 0 | 0 | Heat_Pump
12325 | Electric Home Heating | Heat Pump - Ductless - with E FAF - HZ1 - SF or DX | Ductless heat pump: single family or duplex dwelling with existing electric forced air furnace; Heating Zone 1 | HVAC | Heat Pump | Ductless Heat Pump | 2 | 2020-01-01 |  | 2550 |  |  |  | kWh | per unit | RTF-deemed |  | 800 |  | 4039.18 |  | Full | 15 |  | SF Heat Pump |  | 0 | 0 | Heat_Pump
12765 | Electric Home Heating | Heat Pump - Ductless - with E FAF - HZ1 - SF or DX - MI | Ductless heat pump: single family or duplex dwelling with existing electric forced air furnace; Heating Zone 1; moderate income customer | HVAC | Heat Pump | Ductless Heat Pump | 1 | 2020-08-10 | 2020-12-31 | 2550 |  |  |  | kWh | per unit | RTF-deemed |  | 1600 |  | 4039.18 |  | Full | 15 |  | SF Heat Pump |  | 0 | 0 | Heat_Pump
12547 | Electric Home Heating | Heat Pump - from E FAF - MH | Electric forced air furnace to heat pump conversion: manufactured home | HVAC | Heat Pump | Heat Pump Conversion | 3 | 2020-01-01 | 2020-12-31 | 3020 |  |  |  | kWh | per unit | RTF-deemed |  | 2400 |  | 4634 |  | Full | 15 |  | SF Heat Pump |  | 0 | 0 | Heat_Pump
12547 | Electric Home Heating | Heat Pump - from E FAF - MH | Electric forced air furnace to heat pump conversion: manufactured home | HVAC | Heat Pump | Heat Pump Conversion | 3 | 2020-01-01 | 2020-12-31 | 3020 |  |  |  | kWh | per unit | RTF-deemed |  | 2400 |  | 4634 |  | Full | 15 |  | SF Heat Pump |  | 0 | 0 | Heat_Pump
12326 | Electric Home Heating | Heat Pump - from E FAF - SF or DX | Electric forced air furnace to heat pump conversion: single family or duplex dwelling | HVAC | Heat Pump | Heat Pump Conversion | 1 | 2019-01-01 | 2020-12-31 | 3517 |  |  |  | kWh | per unit | RTF-deemed |  | 1500 |  | 4956.68 |  | Full | 15 |  | SF Heat Pump |  | 0 | 0 | Heat_Pump
12326 | Electric Home Heating | Heat Pump - from E FAF - SF or DX | Electric forced air furnace to heat pump conversion: single family or duplex dwelling | HVAC | Heat Pump | Heat Pump Conversion | 1 | 2019-01-01 | 2020-12-31 | 3517 |  |  |  | kWh | per unit | RTF-deemed |  | 1500 |  | 4956.68 |  | Full | 15 |  | SF Heat Pump |  | 0 | 0 | Heat_Pump
12766 | Electric Home Heating | Heat Pump - from E FAF - SF or DX - MI | Electric forced air furnace to heat pump conversion: single family or duplex dwelling; moderate income customer | HVAC | Heat Pump | Heat Pump Conversion | 1 | 2020-08-10 | 2020-12-31 | 3517 |  |  |  | kWh | per unit | RTF-deemed |  | 1600 |  | 4956.68 |  | Full | 15 |  | SF Heat Pump |  | 0 | 0 | Heat_Pump
12767 | Electric Home Heating | Heat Pump - with AC - from E FAF - MH | Electric forced air furnace to heat pump conversion: with air conditioning; manufactured home | HVAC | Heat Pump | Heat Pump Conversion | 1 | 2020-01-01 | 2020-12-31 | 3417 |  |  |  | kWh | per unit | RTF-deemed |  | 2400 |  | 3060.27 |  | Full | 15 |  | SF Heat Pump |  | 0 | 0 | Heat_Pump
12768 | Electric Home Heating | Heat Pump - with AC - from E FAF - SF or DX | Electric forced air furnace to heat pump conversion: with air conditioning; single family or duplex dwelling | HVAC | Heat Pump | Heat Pump Conversion | 1 | 2020-01-01 | 2020-12-31 | 3711 |  |  |  | kWh | per unit | RTF-deemed |  | 1500 |  | 3190.37 |  | Full | 15 |  | SF Heat Pump |  | 0 | 0 | Heat_Pump
12769 | Electric Home Heating | Heat Pump - with AC - from E FAF - SF or DX - MI | Electric forced air furnace to heat pump conversion: with air conditioning; single family or duplex dwelling; moderate income customer | HVAC | Heat Pump | Heat Pump Conversion | 1 | 2020-08-10 | 2020-12-31 | 3172 |  |  |  | kWh | per unit | RTF-deemed |  | 1600 |  | 3060.27 |  | Full | 15 |  | SF Heat Pump |  | 0 | 0 | Heat_Pump
12548 | Electric Water Heating | Heat Pump Water Heater - Tier 3 - NEEA Specs - MH | Tier 3 heat pump water heater: NEEA Northern Climate specs; manufactured home | Water Heating | Water Heater | Heat Pump Water Heater | 2 | 2020-01-01 |  | 1225 |  |  |  | kWh | per unit | RTF-deemed |  | 1000 |  | 1369 |  | Full | 13 |  | Res Water Heat |  | 0 | 0 | Water_Heater_Res
12548 | Electric Water Heating | Heat Pump Water Heater - Tier 3 - NEEA Specs - MH | Tier 3 heat pump water heater: NEEA Northern Climate specs; manufactured home | Water Heating | Water Heater | Heat Pump Water Heater | 2 | 2020-01-01 |  | 1225 |  |  |  | kWh | per unit | RTF-deemed |  | 1000 |  | 1369 |  | Full | 13 |  | Res Water Heat |  | 0 | 0 | Water_Heater_Res
12874 | Electric Water Heating | Incentive - Add On - Water Heater - Heat Pump - EH - MH | Additional incentive for heat pump water heater: manufactured home heated with electricity | Behavior | Energy Efficiency Adoption | Energy Efficiency Adoption | 1 | 2020-08-10 |  | 0 |  |  |  | kWh | per unit |  |  | 500 |  | 0 | [6 empty] | 0 | 0 | Customer_Bonus
12851 | Electric Water Heating | Incentive - Add On - Water Heater - Heat Pump - EH - SF or DX - MI | Additional incentive for heat pump water heater: single family or duplex dwelling heated with electricity; moderate income customer | Behavior | Energy Efficiency Adoption | Energy Efficiency Adoption | 1 | 2020-08-10 |  | 0 |  |  |  | kWh | per unit |  |  | 100 |  | 0 | [6 empty] | 0 | 0 | Customer_Bonus
12682 | Electric Water Heating | Water Heater - Heat Pump - NEEA Specs - Tier 3 - EH - Res | Tier 3 NEEA Northern Climate specs heat pump water heater: home with electricity | Water Heating | Water Heater | Heat Pump Water Heater | 1 | 2020-01-01 |  | 1225 |  |  |  | kWh | per unit | RTF-deemed |  | 500 |  | 629.17 |  | Full | 13 |  | Res Water Heat |  | 0 | 0 | Water_Heater_Res
12683 | Electric Water Heating | Water Heater - Heat Pump - NEEA Specs - Tier 3 - EH - Res - MI | Tier 3 NEEA Northern Climate specs heat pump water heater: home with electricity; moderate income customer | Water Heating | Water Heater | Heat Pump Water Heater | 1 | 2020-08-10 |  | 1225 |  |  |  | kWh | per unit | RTF-deemed |  | 600 |  | 629.17 |  | Full | 13 |  | Res Water Heat |  | 0 | 0 | Water_Heater_Res
10067 | Generation Transmission and Distribution | Adjustment - EME - Custom | Custom measure for engineering adjustment | Other | Other | Other | 1 | 2012-01-01 | [5 empty] | Dual | calculated | Custom | [6 empty] | 2 | [5 empty] | Custom_Grant
10067 | Generation Transmission and Distribution | Adjustment - EME - Custom | Custom measure for engineering adjustment | Other | Other | Other | 1 | 2012-01-01 | [5 empty] | Dual | calculated | Custom | [6 empty] | 2 | [5 empty] | Custom_Grant
10073 | Generation Transmission and Distribution | Boiler - Hot Water - Custom | Custom water heating measure: hot water boiler | HVAC | HVAC Boiler | HVAC Boiler | 1 | 2012-01-01 | [5 empty] | Dual | calculated | Custom | [6 empty] | 24 | [5 empty] | Custom_Grant
10073 | Generation Transmission and Distribution | Boiler - Hot Water - Custom | Custom water heating measure: hot water boiler | HVAC | HVAC Boiler | HVAC Boiler | 1 | 2012-01-01 | [5 empty] | Dual | calculated | Custom | [6 empty] | 24 | [5 empty] | Custom_Grant
10075 | Generation Transmission and Distribution | Boiler - Steam - Custom | Custom HVAC measure: steam boiler | HVAC | HVAC Boiler | HVAC Boiler | 1 | 2012-01-01 | [5 empty] | Dual | calculated | Custom | [6 empty] | 30 | [5 empty] | Custom_Grant
10075 | Generation Transmission and Distribution | Boiler - Steam - Custom | Custom HVAC measure: steam boiler | HVAC | HVAC Boiler | HVAC Boiler | 1 | 2012-01-01 | [5 empty] | Dual | calculated | Custom | [6 empty] | 30 | [5 empty] | Custom_Grant
10072 | Generation Transmission and Distribution | Chiller - Custom | Custom chiller measure | Refrigeration | Refrigeration System | Refrigeration System | 1 | 2012-01-01 | [5 empty] | Dual | calculated | Custom | [6 empty] | 20 | [5 empty] | Custom_Grant
10072 | Generation Transmission and Distribution | Chiller - Custom | Custom chiller measure | Refrigeration | Refrigeration System | Refrigeration System | 1 | 2012-01-01 | [5 empty] | Dual | calculated | Custom | [6 empty] | 20 | [5 empty] | Custom_Grant
11930 | Generation Transmission and Distribution | Commissioning - Custom | Custom measure for commissioning | Energy Performance | Optimization | Optimization | 1 | 2012-01-01 | [5 empty] | Dual | calculated | Custom | [6 empty] | 7 | [5 empty] | Custom_Grant
10061 | Generation Transmission and Distribution | Compressed Air System - Custom | Custom measure: compressed air system | Compressed Air | Compressed Air | Compressed Air | 1 | 2012-01-01 | [5 empty] | Dual | calculated | Custom | [6 empty] | 10 | [5 empty] | Custom_Grant
10061 | Generation Transmission and Distribution | Compressed Air System - Custom | Custom measure: compressed air system | Compressed Air | Compressed Air | Compressed Air | 1 | 2012-01-01 | [5 empty] | Dual | calculated | Custom | [6 empty] | 10 | [5 empty] | Custom_Grant
10071 | Generation Transmission and Distribution | Compressor or Dryer or Receiver - Custom | Custom compressed air measure: compressor, dryer, or receiver | Compressed Air | Compressed Air | Compressed Air | 1 | 2012-01-01 | [5 empty] | Dual | calculated | Custom | [6 empty] | 15 | [5 empty] | Custom_Grant
10071 | Generation Transmission and Distribution | Compressor or Dryer or Receiver - Custom | Custom compressed air measure: compressor, dryer, or receiver | Compressed Air | Compressed Air | Compressed Air | 1 | 2012-01-01 | [5 empty] | Dual | calculated | Custom | [6 empty] | 15 | [5 empty] | Custom_Grant
10045 | Generation Transmission and Distribution | Conservation Voltage Reduction - Custom | Custom measure for conservation voltage reduction | Energy Performance | Generation | Generation | 1 | 2012-01-01 | [5 empty] | Dual | calculated | Custom | [6 empty] | 15 | [5 empty] | Custom_Grant
10045 | Generation Transmission and Distribution | Conservation Voltage Reduction - Custom | Custom measure for conservation voltage reduction | Energy Performance | Generation | Generation | 1 | 2012-01-01 | [5 empty] | Dual | calculated | Custom | [6 empty] | 15 | [5 empty] | Custom_Grant
10058 | Generation Transmission and Distribution | Fan - VFD - Custom | Custom VFD measure: fan | Motors | Variable Frequency Drive | VFD Fan | 1 | 2012-01-01 | [5 empty] | Dual | calculated | Custom | [6 empty] | 15 | [5 empty] | Custom_Grant
10058 | Generation Transmission and Distribution | Fan - VFD - Custom | Custom VFD measure: fan | Motors | Variable Frequency Drive | VFD Fan | 1 | 2012-01-01 | [5 empty] | Dual | calculated | Custom | [6 empty] | 15 | [5 empty] | Custom_Grant
10257 | Generation Transmission and Distribution | Field Services - Custom | Custom measure: field services | Behavior | Energy Efficiency Adoption | Energy Efficiency Adoption | 1 | 2012-01-01 | [5 empty] | Dual | calculated | Custom | [6 empty] | 5 | [5 empty] | Custom_Grant
10257 | Generation Transmission and Distribution | Field Services - Custom | Custom measure: field services | Behavior | Energy Efficiency Adoption | Energy Efficiency Adoption | 1 | 2012-01-01 | [5 empty] | Dual | calculated | Custom | [6 empty] | 5 | [5 empty] | Custom_Grant
10258 | Generation Transmission and Distribution | Generic Measure - Custom | Generic custom measure | Other | Other | Other | 1 | 2012-01-01 | [5 empty] | Dual | calculated | Custom | [6 empty] | 15 | [5 empty] | Custom_Grant
10258 | Generation Transmission and Distribution | Generic Measure - Custom | Generic custom measure | Other | Other | Other | 1 | 2012-01-01 | [5 empty] | Dual | calculated | Custom | [6 empty] | 15 | [5 empty] | Custom_Grant
11962 | Generation Transmission and Distribution | Generic Measure - Prescriptive | Generic prescriptive measure | Other | Other | Other | 1 | 2012-01-01 | [5 empty] | Dual | [14 empty] | Custom_Grant
10054 | Generation Transmission and Distribution | HVAC - Central Equipment - Custom | Custom HVAC measure: central equipment | HVAC | Central Equipment | Central Equipment | 1 | 2012-01-01 | [5 empty] | Dual | calculated | Custom | [6 empty] | 15 | [5 empty] | Custom_Grant
10054 | Generation Transmission and Distribution | HVAC - Central Equipment - Custom | Custom HVAC measure: central equipment | HVAC | Central Equipment | Central Equipment | 1 | 2012-01-01 | [5 empty] | Dual | calculated | Custom | [6 empty] | 15 | [5 empty] | Custom_Grant
10039 | Generation Transmission and Distribution | HVAC - Other - Custom | Custom HVAC measure: other | HVAC | HVAC System | HVAC System | 1 | 2012-01-01 | [5 empty] | Dual | calculated | Custom | [6 empty] | 15 | [5 empty] | Custom_Grant
10039 | Generation Transmission and Distribution | HVAC - Other - Custom | Custom HVAC measure: other | HVAC | HVAC System | HVAC System | 1 | 2012-01-01 | [5 empty] | Dual | calculated | Custom | [6 empty] | 15 | [5 empty] | Custom_Grant
10057 | Generation Transmission and Distribution | HVAC Control - Only - Custom | Custom HVAC control measure: only | Controls | HVAC Control | HVAC Control | 1 | 2012-01-01 | [5 empty] | Dual | calculated | Custom | [6 empty] | 10 | [5 empty] | Custom_Grant
10057 | Generation Transmission and Distribution | HVAC Control - Only - Custom | Custom HVAC control measure: only | Controls | HVAC Control | HVAC Control | 1 | 2012-01-01 | [5 empty] | Dual | calculated | Custom | [6 empty] | 10 | [5 empty] | Custom_Grant
10037 | Generation Transmission and Distribution | Insulation - Building Shell - Custom | Custom insulation measure: attic, wall, and floor | Weatherization | Insulation | Building Shell | 1 | 2012-01-01 | [5 empty] | Dual | calculated | Custom | [6 empty] | 24 | [5 empty] | Custom_Grant
10037 | Generation Transmission and Distribution | Insulation - Building Shell - Custom | Custom insulation measure: attic, wall, and floor | Weatherization | Insulation | Building Shell | 1 | 2012-01-01 | [5 empty] | Dual | calculated | Custom | [6 empty] | 24 | [5 empty] | Custom_Grant
10038 | Generation Transmission and Distribution | Insulation - Exterior Roof - Custom | Custom insulation measure: exterior roof | Weatherization | Insulation | Exterior | 1 | 2012-01-01 | [5 empty] | Dual | calculated | Custom | [6 empty] | 15 | [5 empty] | Custom_Grant
10038 | Generation Transmission and Distribution | Insulation - Exterior Roof - Custom | Custom insulation measure: exterior roof | Weatherization | Insulation | Exterior | 1 | 2012-01-01 | [5 empty] | Dual | calculated | Custom | [6 empty] | 15 | [5 empty] | Custom_Grant
10059 | Generation Transmission and Distribution | Lighting - Custom | Custom lighting measure | Lighting | Area Lighting | General Lighting | 1 | 2012-01-01 | [5 empty] | Dual | calculated | Custom | [5 empty] | Full | 20 | [5 empty] | Custom_Grant
10059 | Generation Transmission and Distribution | Lighting - Custom | Custom lighting measure | Lighting | Area Lighting | General Lighting | 1 | 2012-01-01 | [5 empty] | Dual | calculated | Custom | [5 empty] | Full | 20 | [5 empty] | Custom_Grant
10065 | Generation Transmission and Distribution | Motor - Custom | Custom motor measure | Motors | Motor | Motor | 1 | 2012-01-01 | [5 empty] | Dual | calculated | Custom | [6 empty] | 15 | [5 empty] | Custom_Grant
10065 | Generation Transmission and Distribution | Motor - Custom | Custom motor measure | Motors | Motor | Motor | 1 | 2012-01-01 | [5 empty] | Dual | calculated | Custom | [6 empty] | 15 | [5 empty] | Custom_Grant
10048 | Generation Transmission and Distribution | Power Generation System - Custom | Custom measure: power generation system | Energy Performance | Generation | Generation | 1 | 2012-01-01 | [5 empty] | Dual | calculated | Custom | [6 empty] | 15 | [5 empty] | Custom_Grant
10048 | Generation Transmission and Distribution | Power Generation System - Custom | Custom measure: power generation system | Energy Performance | Generation | Generation | 1 | 2012-01-01 | [5 empty] | Dual | calculated | Custom | [6 empty] | 15 | [5 empty] | Custom_Grant
11913 | Generation Transmission and Distribution | Process - Control - Custom | Custom process control measure | Controls | Process Control | Process Control | 1 | 2012-01-01 | [5 empty] | Dual | calculated | Custom | [6 empty] | 10 | [5 empty] | Custom_Grant
11913 | Generation Transmission and Distribution | Process - Control - Custom | Custom process control measure | Controls | Process Control | Process Control | 1 | 2012-01-01 | [5 empty] | Dual | calculated | Custom | [6 empty] | 10 | [5 empty] | Custom_Grant
11914 | Generation Transmission and Distribution | Process - Modification - Custom | Custom process modification measure | Controls | Process Control | Process Control | 1 | 2012-01-01 | [5 empty] | Dual | calculated | Custom | [6 empty] | 15 | [5 empty] | Custom_Grant
11914 | Generation Transmission and Distribution | Process - Modification - Custom | Custom process modification measure | Controls | Process Control | Process Control | 1 | 2012-01-01 | [5 empty] | Dual | calculated | Custom | [6 empty] | 15 | [5 empty] | Custom_Grant
10068 | Generation Transmission and Distribution | Process Heating System - Custom | Custom measure for process heating system | HVAC | Process Heating | Process Heating | 1 | 2012-01-01 | [5 empty] | Dual | calculated | Custom | [6 empty] | 15 | [5 empty] | Custom_Grant
10068 | Generation Transmission and Distribution | Process Heating System - Custom | Custom measure for process heating system | HVAC | Process Heating | Process Heating | 1 | 2012-01-01 | [5 empty] | Dual | calculated | Custom | [6 empty] | 15 | [5 empty] | Custom_Grant
10066 | Generation Transmission and Distribution | Pump - Custom | Custom pump measure | Motors | Pump | Pump | 1 | 2012-01-01 | [5 empty] | Dual | calculated | Custom | [6 empty] | 15 | [5 empty] | Custom_Grant
10070 | Generation Transmission and Distribution | Pump - VFD - Custom | Custom VFD measure: pump | Motors | Variable Frequency Drive | VFD Pump | 1 | 2012-01-01 | [5 empty] | Dual | calculated | Custom | [6 empty] | 15 | [5 empty] | Custom_Grant
10070 | Generation Transmission and Distribution | Pump - VFD - Custom | Custom VFD measure: pump | Motors | Variable Frequency Drive | VFD Pump | 1 | 2012-01-01 | [5 empty] | Dual | calculated | Custom | [6 empty] | 15 | [5 empty] | Custom_Grant
12576 | Generation Transmission and Distribution | Pumps and Vacuums - Custom | Custom pump and vacuum measure | Motors | Pump | Pump | 1 | 2019-01-01 | [5 empty] | Dual | calculated | Custom | [6 empty] | 15 | [5 empty] | Custom_Grant
10261 | Generation Transmission and Distribution | Refrigeration - Custom | Custom refrigeration measure | Refrigeration | Refrigeration System | Refrigeration System | 1 | 2012-01-01 | [5 empty] | Dual | calculated | Custom | [6 empty] | 20 | [5 empty] | Custom_Grant
10261 | Generation Transmission and Distribution | Refrigeration - Custom | Custom refrigeration measure | Refrigeration | Refrigeration System | Refrigeration System | 1 | 2012-01-01 | [5 empty] | Dual | calculated | Custom | [6 empty] | 20 | [5 empty] | Custom_Grant
11931 | Generation Transmission and Distribution | RTU Control - Advanced - Custom | Custom advanced rooftop unit control measure | Controls | HVAC Control | HVAC Control | 1 | 2012-01-01 | [5 empty] | Dual | calculated | Custom | [6 empty] | 10 | [5 empty] | Custom_Grant
10056 | Generation Transmission and Distribution | Unitary Equipment - Custom | Custom HVAC measure: unitary equipment | HVAC | Unitary System | Unitary System | 1 | 2012-01-01 | [5 empty] | Dual | calculated | Custom | [6 empty] | 15 | [5 empty] | Custom_Grant
10056 | Generation Transmission and Distribution | Unitary Equipment - Custom | Custom HVAC measure: unitary equipment | HVAC | Unitary System | Unitary System | 1 | 2012-01-01 | [5 empty] | Dual | calculated | Custom | [6 empty] | 15 | [5 empty] | Custom_Grant
10042 | Generation Transmission and Distribution | Water Heater - Commercial - Custom | Custom commercial use water heater measure | Water Heating | Water Heater | Commercial Water Heater | 1 | 2012-01-01 | [5 empty] | Dual | calculated | Custom | [6 empty] | 15 | [5 empty] | Custom_Grant
10042 | Generation Transmission and Distribution | Water Heater - Commercial - Custom | Custom commercial use water heater measure | Water Heating | Water Heater | Commercial Water Heater | 1 | 2012-01-01 | [5 empty] | Dual | calculated | Custom | [6 empty] | 15 | [5 empty] | Custom_Grant
10041 | Generation Transmission and Distribution | Window - Custom | Custom window measure | Weatherization | Window | Custom Window | 1 | 2012-01-01 | [5 empty] | Dual | calculated | Custom | [6 empty] | 30 | [5 empty] | Custom_Grant
10041 | Generation Transmission and Distribution | Window - Custom | Custom window measure | Weatherization | Window | Custom Window | 1 | 2012-01-01 | [5 empty] | Dual | calculated | Custom | [6 empty] | 30 | [5 empty] | Custom_Grant
10067 | High Voltage 40 46 49 | Adjustment - EME - Custom | Custom measure for engineering adjustment | Other | Other | Other | 1 | 2012-01-01 | [5 empty] | Dual | calculated | Custom | [6 empty] | 2 | [5 empty] | Custom_Grant
10067 | High Voltage 40 46 49 | Adjustment - EME - Custom | Custom measure for engineering adjustment | Other | Other | Other | 1 | 2012-01-01 | [5 empty] | Dual | calculated | Custom | [6 empty] | 2 | [5 empty] | Custom_Grant
10073 | High Voltage 40 46 49 | Boiler - Hot Water - Custom | Custom water heating measure: hot water boiler | HVAC | HVAC Boiler | HVAC Boiler | 1 | 2012-01-01 | [5 empty] | Dual | calculated | Custom | [6 empty] | 24 | [5 empty] | Custom_Grant
10073 | High Voltage 40 46 49 | Boiler - Hot Water - Custom | Custom water heating measure: hot water boiler | HVAC | HVAC Boiler | HVAC Boiler | 1 | 2012-01-01 | [5 empty] | Dual | calculated | Custom | [6 empty] | 24 | [5 empty] | Custom_Grant
10075 | High Voltage 40 46 49 | Boiler - Steam - Custom | Custom HVAC measure: steam boiler | HVAC | HVAC Boiler | HVAC Boiler | 1 | 2012-01-01 | [5 empty] | Dual | calculated | Custom | [6 empty] | 30 | [5 empty] | Custom_Grant
10075 | High Voltage 40 46 49 | Boiler - Steam - Custom | Custom HVAC measure: steam boiler | HVAC | HVAC Boiler | HVAC Boiler | 1 | 2012-01-01 | [5 empty] | Dual | calculated | Custom | [6 empty] | 30 | [5 empty] | Custom_Grant
10060 | High Voltage 40 46 49 | CBTU - Assessment Phase | Comprehensive building tune-up measure: assessment phase | Energy Performance | Optimization | Optimization | 1 | 2012-01-01 | [5 empty] | Dual | calculated | Custom | [6 empty] | 7 | [5 empty] | Custom_Grant
10063 | High Voltage 40 46 49 | CBTU - Commissioning Phase | Comprehensive building tune-up measure: commissioning phase | Energy Performance | Optimization | Optimization | 1 | 2012-01-01 | [5 empty] | Dual | calculated | Custom | [6 empty] | 7 | [5 empty] | Custom_Grant
10064 | High Voltage 40 46 49 | CBTU - Performance Phase | Comprehensive building tune-up measure: performance phase | Energy Performance | Optimization | Optimization | 1 | 2012-01-01 | [5 empty] | Dual | calculated | Custom | [6 empty] | 7 | [5 empty] | Custom_Grant
10072 | High Voltage 40 46 49 | Chiller - Custom | Custom chiller measure | Refrigeration | Refrigeration System | Refrigeration System | 1 | 2012-01-01 | [5 empty] | Dual | calculated | Custom | [6 empty] | 20 | [5 empty] | Custom_Grant
10072 | High Voltage 40 46 49 | Chiller - Custom | Custom chiller measure | Refrigeration | Refrigeration System | Refrigeration System | 1 | 2012-01-01 | [5 empty] | Dual | calculated | Custom | [6 empty] | 20 | [5 empty] | Custom_Grant
10040 | High Voltage 40 46 49 | Combined Heat and Power - Custom | Custom combined measure: heat and power | Combined | Combined | Combined | 1 | 2012-01-01 | [5 empty] | Dual | calculated | Custom | [6 empty] | 15 | [5 empty] | Custom_Grant
10040 | High Voltage 40 46 49 | Combined Heat and Power - Custom | Custom combined measure: heat and power | Combined | Combined | Combined | 1 | 2012-01-01 | [5 empty] | Dual | calculated | Custom | [6 empty] | 15 | [5 empty] | Custom_Grant
11930 | High Voltage 40 46 49 | Commissioning - Custom | Custom measure for commissioning | Energy Performance | Optimization | Optimization | 1 | 2012-01-01 | [5 empty] | Dual | calculated | Custom | [6 empty] | 7 | [5 empty] | Custom_Grant
11930 | High Voltage 40 46 49 | Commissioning - Custom | Custom measure for commissioning | Energy Performance | Optimization | Optimization | 1 | 2012-01-01 | [5 empty] | Dual | calculated | Custom | [6 empty] | 7 | [5 empty] | Custom_Grant
12823 | High Voltage 40 46 49 | Commissioning - Ongoing - Performance - Year 1 - Custom | Custom measure for ongoing commissioning: year 1 performance | Energy Performance | Optimization | Optimization | 1 | 2020-01-01 | [5 empty] | Dual | calculated | Custom | [6 empty] | 4 | [5 empty] | Custom_Grant
12824 | High Voltage 40 46 49 | Commissioning - Ongoing - Performance - Year 2 - Custom | Custom measure for ongoing commissioning: year 2 performance | Energy Performance | Optimization | Optimization | 1 | 2020-01-01 | [5 empty] | Dual | calculated | Custom | [6 empty] | 4 | [5 empty] | Custom_Grant
12825 | High Voltage 40 46 49 | Commissioning - Ongoing - Performance - Year 3 - Custom | Custom measure for ongoing commissioning: year 3 performance | Energy Performance | Optimization | Optimization | 1 | 2020-01-01 | [5 empty] | Dual | calculated | Custom | [6 empty] | 4 | [5 empty] | Custom_Grant
10061 | High Voltage 40 46 49 | Compressed Air System - Custom | Custom measure: compressed air system | Compressed Air | Compressed Air | Compressed Air | 1 | 2012-01-01 | [5 empty] | Dual | calculated | Custom | [6 empty] | 10 | [5 empty] | Custom_Grant
10061 | High Voltage 40 46 49 | Compressed Air System - Custom | Custom measure: compressed air system | Compressed Air | Compressed Air | Compressed Air | 1 | 2012-01-01 | [5 empty] | Dual | calculated | Custom | [6 empty] | 10 | [5 empty] | Custom_Grant
10071 | High Voltage 40 46 49 | Compressor or Dryer or Receiver - Custom | Custom compressed air measure: compressor, dryer, or receiver | Compressed Air | Compressed Air | Compressed Air | 1 | 2012-01-01 | [5 empty] | Dual | calculated | Custom | [6 empty] | 15 | [5 empty] | Custom_Grant
10071 | High Voltage 40 46 49 | Compressor or Dryer or Receiver - Custom | Custom compressed air measure: compressor, dryer, or receiver | Compressed Air | Compressed Air | Compressed Air | 1 | 2012-01-01 | [5 empty] | Dual | calculated | Custom | [6 empty] | 15 | [5 empty] | Custom_Grant
10043 | High Voltage 40 46 49 | Data Center - Cooling - Custom | Custom data center measure: cooling | Data Center | Data Center | Data Center | 1 | 2012-01-01 | [5 empty] | Dual | calculated | Custom | [6 empty] | 15 | [5 empty] | Custom_Grant
10043 | High Voltage 40 46 49 | Data Center - Cooling - Custom | Custom data center measure: cooling | Data Center | Data Center | Data Center | 1 | 2012-01-01 | [5 empty] | Dual | calculated | Custom | [6 empty] | 15 | [5 empty] | Custom_Grant
10044 | High Voltage 40 46 49 | Data Center - Low Cost - Custom | Custom data center measure: low cost | Data Center | Data Center | Data Center | 1 | 2012-01-01 | [5 empty] | Dual | calculated | Custom | [6 empty] | 5 | [5 empty] | Custom_Grant
10044 | High Voltage 40 46 49 | Data Center - Low Cost - Custom | Custom data center measure: low cost | Data Center | Data Center | Data Center | 1 | 2012-01-01 | [5 empty] | Dual | calculated | Custom | [6 empty] | 5 | [5 empty] | Custom_Grant
11862 | High Voltage 40 46 49 | Data Center - UPS - Custom | Custom data center measure: uninterruptible power supply | Data Center | Data Center | Data Center | 1 | 2012-01-01 | [5 empty] | Dual | calculated | Custom | [6 empty] | 10 | [5 empty] | Custom_Grant
11862 | High Voltage 40 46 49 | Data Center - UPS - Custom | Custom data center measure: uninterruptible power supply | Data Center | Data Center | Data Center | 1 | 2012-01-01 | [5 empty] | Dual | calculated | Custom | [6 empty] | 10 | [5 empty] | Custom_Grant
11757 | High Voltage 40 46 49 | Data Center - Virtual Server - Custom | Custom data center measure: virtual server | Data Center | Data Center | Data Center | 1 | 2012-01-01 | [5 empty] | Dual | calculated | Custom | [6 empty] | 7 | [5 empty] | Custom_Grant
11757 | High Voltage 40 46 49 | Data Center - Virtual Server - Custom | Custom data center measure: virtual server | Data Center | Data Center | Data Center | 1 | 2012-01-01 | [5 empty] | Dual | calculated | Custom | [6 empty] | 7 | [5 empty] | Custom_Grant
10046 | High Voltage 40 46 49 | Energy Recovery System - Custom | Custom measure: energy recovery system | Energy Performance | Energy Recovery | Energy Recovery | 1 | 2012-01-01 | [5 empty] | Dual | calculated | Custom | [6 empty] | 15 | [5 empty] | Custom_Grant
10046 | High Voltage 40 46 49 | Energy Recovery System - Custom | Custom measure: energy recovery system | Energy Performance | Energy Recovery | Energy Recovery | 1 | 2012-01-01 | [5 empty] | Dual | calculated | Custom | [6 empty] | 15 | [5 empty] | Custom_Grant
10058 | High Voltage 40 46 49 | Fan - VFD - Custom | Custom VFD measure: fan | Motors | Variable Frequency Drive | VFD Fan | 1 | 2012-01-01 | [5 empty] | Dual | calculated | Custom | [6 empty] | 15 | [5 empty] | Custom_Grant
10058 | High Voltage 40 46 49 | Fan - VFD - Custom | Custom VFD measure: fan | Motors | Variable Frequency Drive | VFD Fan | 1 | 2012-01-01 | [5 empty] | Dual | calculated | Custom | [6 empty] | 15 | [5 empty] | Custom_Grant
12572 | High Voltage 40 46 49 | Fan or Blower - Custom | Custom measure for fan or blower | Motors | Fan System | Fan System | 1 | 2019-01-01 | [5 empty] | Dual | calculated | Custom | [6 empty] | 5 | [5 empty] | Custom_Grant
10257 | High Voltage 40 46 49 | Field Services - Custom | Custom measure: field services | Behavior | Energy Efficiency Adoption | Energy Efficiency Adoption | 1 | 2012-01-01 | [5 empty] | Dual | calculated | Custom | [6 empty] | 5 | [5 empty] | Custom_Grant
10257 | High Voltage 40 46 49 | Field Services - Custom | Custom measure: field services | Behavior | Energy Efficiency Adoption | Energy Efficiency Adoption | 1 | 2012-01-01 | [5 empty] | Dual | calculated | Custom | [6 empty] | 5 | [5 empty] | Custom_Grant
10258 | High Voltage 40 46 49 | Generic Measure - Custom | Generic custom measure | Other | Other | Other | 1 | 2012-01-01 | [5 empty] | Dual | calculated | Custom | [6 empty] | 15 | [5 empty] | Custom_Grant
10258 | High Voltage 40 46 49 | Generic Measure - Custom | Generic custom measure | Other | Other | Other | 1 | 2012-01-01 | [5 empty] | Dual | calculated | Custom | [6 empty] | 15 | [5 empty] | Custom_Grant
11962 | High Voltage 40 46 49 | Generic Measure - Prescriptive | Generic prescriptive measure | Other | Other | Other | 1 | 2012-01-01 | [5 empty] | Dual | [14 empty] | Custom_Grant
11962 | High Voltage 40 46 49 | Generic Measure - Prescriptive | Generic prescriptive measure | Other | Other | Other | 1 | 2012-01-01 | [5 empty] | Dual | [14 empty] | Custom_Grant
10054 | High Voltage 40 46 49 | HVAC - Central Equipment - Custom | Custom HVAC measure: central equipment | HVAC | Central Equipment | Central Equipment | 1 | 2012-01-01 | [5 empty] | Dual | calculated | Custom | [6 empty] | 15 | [5 empty] | Custom_Grant
10054 | High Voltage 40 46 49 | HVAC - Central Equipment - Custom | Custom HVAC measure: central equipment | HVAC | Central Equipment | Central Equipment | 1 | 2012-01-01 | [5 empty] | Dual | calculated | Custom | [6 empty] | 15 | [5 empty] | Custom_Grant
10039 | High Voltage 40 46 49 | HVAC - Other - Custom | Custom HVAC measure: other | HVAC | HVAC System | HVAC System | 1 | 2012-01-01 | [5 empty] | Dual | calculated | Custom | [6 empty] | 15 | [5 empty] | Custom_Grant
10039 | High Voltage 40 46 49 | HVAC - Other - Custom | Custom HVAC measure: other | HVAC | HVAC System | HVAC System | 1 | 2012-01-01 | [5 empty] | Dual | calculated | Custom | [6 empty] | 15 | [5 empty] | Custom_Grant
10049 | High Voltage 40 46 49 | HVAC Control - Base - Custom | Custom HVAC control measure: base | Controls | HVAC Control | HVAC Control | 1 | 2012-01-01 | [5 empty] | Dual | calculated | Custom | [6 empty] | 10 | [5 empty] | Custom_Grant
10049 | High Voltage 40 46 49 | HVAC Control - Base - Custom | Custom HVAC control measure: base | Controls | HVAC Control | HVAC Control | 1 | 2012-01-01 | [5 empty] | Dual | calculated | Custom | [6 empty] | 10 | [5 empty] | Custom_Grant
10057 | High Voltage 40 46 49 | HVAC Control - Only - Custom | Custom HVAC control measure: only | Controls | HVAC Control | HVAC Control | 1 | 2012-01-01 | [5 empty] | Dual | calculated | Custom | [6 empty] | 10 | [5 empty] | Custom_Grant
10057 | High Voltage 40 46 49 | HVAC Control - Only - Custom | Custom HVAC control measure: only | Controls | HVAC Control | HVAC Control | 1 | 2012-01-01 | [5 empty] | Dual | calculated | Custom | [6 empty] | 10 | [5 empty] | Custom_Grant
11912 | High Voltage 40 46 49 | HVAC Control - Performance - Custom | Custom HVAC control measure: performance | Controls | HVAC Control | HVAC Control | 1 | 2012-01-01 | [5 empty] | Dual | calculated | Custom | [6 empty] | 10 | [5 empty] | Custom_Grant
11912 | High Voltage 40 46 49 | HVAC Control - Performance - Custom | Custom HVAC control measure: performance | Controls | HVAC Control | HVAC Control | 1 | 2012-01-01 | [5 empty] | Dual | calculated | Custom | [6 empty] | 10 | [5 empty] | Custom_Grant
10037 | High Voltage 40 46 49 | Insulation - Building Shell - Custom | Custom insulation measure: attic, wall, and floor | Weatherization | Insulation | Building Shell | 1 | 2012-01-01 | [5 empty] | Dual | calculated | Custom | [6 empty] | 24 | [5 empty] | Custom_Grant
10037 | High Voltage 40 46 49 | Insulation - Building Shell - Custom | Custom insulation measure: attic, wall, and floor | Weatherization | Insulation | Building Shell | 1 | 2012-01-01 | [5 empty] | Dual | calculated | Custom | [6 empty] | 24 | [5 empty] | Custom_Grant
10038 | High Voltage 40 46 49 | Insulation - Exterior Roof - Custom | Custom insulation measure: exterior roof | Weatherization | Insulation | Exterior | 1 | 2012-01-01 | [5 empty] | Dual | calculated | Custom | [6 empty] | 15 | [5 empty] | Custom_Grant
10038 | High Voltage 40 46 49 | Insulation - Exterior Roof - Custom | Custom insulation measure: exterior roof | Weatherization | Insulation | Exterior | 1 | 2012-01-01 | [5 empty] | Dual | calculated | Custom | [6 empty] | 15 | [5 empty] | Custom_Grant
10059 | High Voltage 40 46 49 | Lighting - Custom | Custom lighting measure | Lighting | Area Lighting | General Lighting | 1 | 2012-01-01 | [5 empty] | Dual | calculated | Custom | [5 empty] | Full | 20 | [5 empty] | Custom_Grant
10059 | High Voltage 40 46 49 | Lighting - Custom | Custom lighting measure | Lighting | Area Lighting | General Lighting | 1 | 2012-01-01 | [5 empty] | Dual | calculated | Custom | [5 empty] | Full | 20 | [5 empty] | Custom_Grant
10074 | High Voltage 40 46 49 | Lighting - Street - Custom | Custom street lighting measure | Lighting | Street Lighting | Street Lighting | 1 | 2012-01-01 | [5 empty] | Dual | calculated | Custom | [6 empty] | 20 | [5 empty] | Custom_Grant
10074 | High Voltage 40 46 49 | Lighting - Street - Custom | Custom street lighting measure | Lighting | Street Lighting | Street Lighting | 1 | 2012-01-01 | [5 empty] | Dual | calculated | Custom | [6 empty] | 20 | [5 empty] | Custom_Grant
10065 | High Voltage 40 46 49 | Motor - Custom | Custom motor measure | Motors | Motor | Motor | 1 | 2012-01-01 | [5 empty] | Dual | calculated | Custom | [6 empty] | 15 | [5 empty] | Custom_Grant
10065 | High Voltage 40 46 49 | Motor - Custom | Custom motor measure | Motors | Motor | Motor | 1 | 2012-01-01 | [5 empty] | Dual | calculated | Custom | [6 empty] | 15 | [5 empty] | Custom_Grant
10047 | High Voltage 40 46 49 | PC Power Management - Custom | Custom power management measure for personal computers | Energy Performance | Energy Reduction | Energy Reduction | 1 | 2012-01-01 | [5 empty] | Dual | calculated | Custom | [6 empty] | 10 | [5 empty] | Custom_Grant
10047 | High Voltage 40 46 49 | PC Power Management - Custom | Custom power management measure for personal computers | Energy Performance | Energy Reduction | Energy Reduction | 1 | 2012-01-01 | [5 empty] | Dual | calculated | Custom | [6 empty] | 10 | [5 empty] | Custom_Grant
10069 | High Voltage 40 46 49 | Post Occupancy Cx - Custom | Custom post-occupancy commissioning measure | Energy Performance | Optimization | Optimization | 1 | 2012-01-01 | [5 empty] | Dual | calculated | Custom | [6 empty] | 5 | [5 empty] | Custom_Grant
10069 | High Voltage 40 46 49 | Post Occupancy Cx - Custom | Custom post-occupancy commissioning measure | Energy Performance | Optimization | Optimization | 1 | 2012-01-01 | [5 empty] | Dual | calculated | Custom | [6 empty] | 5 | [5 empty] | Custom_Grant
10048 | High Voltage 40 46 49 | Power Generation System - Custom | Custom measure: power generation system | Energy Performance | Generation | Generation | 1 | 2012-01-01 | [5 empty] | Dual | calculated | Custom | [6 empty] | 15 | [5 empty] | Custom_Grant
10048 | High Voltage 40 46 49 | Power Generation System - Custom | Custom measure: power generation system | Energy Performance | Generation | Generation | 1 | 2012-01-01 | [5 empty] | Dual | calculated | Custom | [6 empty] | 15 | [5 empty] | Custom_Grant
11913 | High Voltage 40 46 49 | Process - Control - Custom | Custom process control measure | Controls | Process Control | Process Control | 1 | 2012-01-01 | [5 empty] | Dual | calculated | Custom | [6 empty] | 10 | [5 empty] | Custom_Grant
11913 | High Voltage 40 46 49 | Process - Control - Custom | Custom process control measure | Controls | Process Control | Process Control | 1 | 2012-01-01 | [5 empty] | Dual | calculated | Custom | [6 empty] | 10 | [5 empty] | Custom_Grant
11914 | High Voltage 40 46 49 | Process - Modification - Custom | Custom process modification measure | Controls | Process Control | Process Control | 1 | 2012-01-01 | [5 empty] | Dual | calculated | Custom | [6 empty] | 15 | [5 empty] | Custom_Grant
11914 | High Voltage 40 46 49 | Process - Modification - Custom | Custom process modification measure | Controls | Process Control | Process Control | 1 | 2012-01-01 | [5 empty] | Dual | calculated | Custom | [6 empty] | 15 | [5 empty] | Custom_Grant
10068 | High Voltage 40 46 49 | Process Heating System - Custom | Custom measure for process heating system | HVAC | Process Heating | Process Heating | 1 | 2012-01-01 | [5 empty] | Dual | calculated | Custom | [6 empty] | 15 | [5 empty] | Custom_Grant
10068 | High Voltage 40 46 49 | Process Heating System - Custom | Custom measure for process heating system | HVAC | Process Heating | Process Heating | 1 | 2012-01-01 | [5 empty] | Dual | calculated | Custom | [6 empty] | 15 | [5 empty] | Custom_Grant
10066 | High Voltage 40 46 49 | Pump - Custom | Custom pump measure | Motors | Pump | Pump | 1 | 2012-01-01 | [5 empty] | Dual | calculated | Custom | [6 empty] | 15 | [5 empty] | Custom_Grant
10070 | High Voltage 40 46 49 | Pump - VFD - Custom | Custom VFD measure: pump | Motors | Variable Frequency Drive | VFD Pump | 1 | 2012-01-01 | [5 empty] | Dual | calculated | Custom | [6 empty] | 15 | [5 empty] | Custom_Grant
10070 | High Voltage 40 46 49 | Pump - VFD - Custom | Custom VFD measure: pump | Motors | Variable Frequency Drive | VFD Pump | 1 | 2012-01-01 | [5 empty] | Dual | calculated | Custom | [6 empty] | 15 | [5 empty] | Custom_Grant
12576 | High Voltage 40 46 49 | Pumps and Vacuums - Custom | Custom pump and vacuum measure | Motors | Pump | Pump | 1 | 2019-01-01 | [5 empty] | Dual | calculated | Custom | [6 empty] | 15 | [5 empty] | Custom_Grant
10261 | High Voltage 40 46 49 | Refrigeration - Custom | Custom refrigeration measure | Refrigeration | Refrigeration System | Refrigeration System | 1 | 2012-01-01 | [5 empty] | Dual | calculated | Custom | [6 empty] | 20 | [5 empty] | Custom_Grant
10261 | High Voltage 40 46 49 | Refrigeration - Custom | Custom refrigeration measure | Refrigeration | Refrigeration System | Refrigeration System | 1 | 2012-01-01 | [5 empty] | Dual | calculated | Custom | [6 empty] | 20 | [5 empty] | Custom_Grant
11931 | High Voltage 40 46 49 | RTU Control - Advanced - Custom | Custom advanced rooftop unit control measure | Controls | HVAC Control | HVAC Control | 1 | 2012-01-01 | [5 empty] | Dual | calculated | Custom | [6 empty] | 10 | [5 empty] | Custom_Grant
11931 | High Voltage 40 46 49 | RTU Control - Advanced - Custom | Custom advanced rooftop unit control measure | Controls | HVAC Control | HVAC Control | 1 | 2012-01-01 | [5 empty] | Dual | calculated | Custom | [6 empty] | 10 | [5 empty] | Custom_Grant
12054 | High Voltage 40 46 49 | RTU Control - Advanced - Prescriptive | Prescriptive advanced rooftop unit control measure | Controls | HVAC Control | HVAC Control | 1 | 2012-01-01 | [5 empty] | Dual | calculated | Custom | [6 empty] | 10 | [5 empty] | Custom_Grant
12698 | High Voltage 40 46 49 | Study - Engineering - Custom | Custom measure for engineering study | Other | Other | Other | 1 | 2020-01-01 | [5 empty] | Dual | calculated | Custom | [6 empty] | 5 | [5 empty] | Custom_Grant
10056 | High Voltage 40 46 49 | Unitary Equipment - Custom | Custom HVAC measure: unitary equipment | HVAC | Unitary System | Unitary System | 1 | 2012-01-01 | [5 empty] | Dual | calculated | Custom | [6 empty] | 15 | [5 empty] | Custom_Grant
10056 | High Voltage 40 46 49 | Unitary Equipment - Custom | Custom HVAC measure: unitary equipment | HVAC | Unitary System | Unitary System | 1 | 2012-01-01 | [5 empty] | Dual | calculated | Custom | [6 empty] | 15 | [5 empty] | Custom_Grant
10042 | High Voltage 40 46 49 | Water Heater - Commercial - Custom | Custom commercial use water heater measure | Water Heating | Water Heater | Commercial Water Heater | 1 | 2012-01-01 | [5 empty] | Dual | calculated | Custom | [6 empty] | 15 | [5 empty] | Custom_Grant
10042 | High Voltage 40 46 49 | Water Heater - Commercial - Custom | Custom commercial use water heater measure | Water Heating | Water Heater | Commercial Water Heater | 1 | 2012-01-01 | [5 empty] | Dual | calculated | Custom | [6 empty] | 15 | [5 empty] | Custom_Grant
10055 | High Voltage 40 46 49 | Whole Building Design - Custom | Custom whole building design measure | Other | Other | Other | 1 | 2012-01-01 | [5 empty] | Dual | calculated | Custom | [6 empty] | 15 | [5 empty] | Custom_Grant
10041 | High Voltage 40 46 49 | Window - Custom | Custom window measure | Weatherization | Window | Custom Window | 1 | 2012-01-01 | [5 empty] | Dual | calculated | Custom | [6 empty] | 30 | [5 empty] | Custom_Grant
10041 | High Voltage 40 46 49 | Window - Custom | Custom window measure | Weatherization | Window | Custom Window | 1 | 2012-01-01 | [5 empty] | Dual | calculated | Custom | [6 empty] | 30 | [5 empty] | Custom_Grant
10067 | High Voltage 449 | Adjustment - EME - Custom | Custom measure for engineering adjustment | Other | Other | Other | 1 | 2012-01-01 | [5 empty] | Dual | calculated | Custom | [6 empty] | 2 | [5 empty] | Custom_Grant
10067 | High Voltage 449 | Adjustment - EME - Custom | Custom measure for engineering adjustment | Other | Other | Other | 1 | 2012-01-01 | [5 empty] | Dual | calculated | Custom | [6 empty] | 2 | [5 empty] | Custom_Grant
10073 | High Voltage 449 | Boiler - Hot Water - Custom | Custom water heating measure: hot water boiler | HVAC | HVAC Boiler | HVAC Boiler | 1 | 2012-01-01 | [5 empty] | Dual | calculated | Custom | [6 empty] | 24 | [5 empty] | Custom_Grant
10073 | High Voltage 449 | Boiler - Hot Water - Custom | Custom water heating measure: hot water boiler | HVAC | HVAC Boiler | HVAC Boiler | 1 | 2012-01-01 | [5 empty] | Dual | calculated | Custom | [6 empty] | 24 | [5 empty] | Custom_Grant
10075 | High Voltage 449 | Boiler - Steam - Custom | Custom HVAC measure: steam boiler | HVAC | HVAC Boiler | HVAC Boiler | 1 | 2012-01-01 | [5 empty] | Dual | calculated | Custom | [6 empty] | 30 | [5 empty] | Custom_Grant
10075 | High Voltage 449 | Boiler - Steam - Custom | Custom HVAC measure: steam boiler | HVAC | HVAC Boiler | HVAC Boiler | 1 | 2012-01-01 | [5 empty] | Dual | calculated | Custom | [6 empty] | 30 | [5 empty] | Custom_Grant
10060 | High Voltage 449 | CBTU - Assessment Phase | Comprehensive building tune-up measure: assessment phase | Energy Performance | Optimization | Optimization | 1 | 2012-01-01 | [5 empty] | Dual | calculated | Custom | [6 empty] | 7 | [5 empty] | Custom_Grant
10063 | High Voltage 449 | CBTU - Commissioning Phase | Comprehensive building tune-up measure: commissioning phase | Energy Performance | Optimization | Optimization | 1 | 2012-01-01 | [5 empty] | Dual | calculated | Custom | [6 empty] | 7 | [5 empty] | Custom_Grant
10064 | High Voltage 449 | CBTU - Performance Phase | Comprehensive building tune-up measure: performance phase | Energy Performance | Optimization | Optimization | 1 | 2012-01-01 | [5 empty] | Dual | calculated | Custom | [6 empty] | 7 | [5 empty] | Custom_Grant
10072 | High Voltage 449 | Chiller - Custom | Custom chiller measure | Refrigeration | Refrigeration System | Refrigeration System | 1 | 2012-01-01 | [5 empty] | Dual | calculated | Custom | [6 empty] | 20 | [5 empty] | Custom_Grant
10072 | High Voltage 449 | Chiller - Custom | Custom chiller measure | Refrigeration | Refrigeration System | Refrigeration System | 1 | 2012-01-01 | [5 empty] | Dual | calculated | Custom | [6 empty] | 20 | [5 empty] | Custom_Grant
10040 | High Voltage 449 | Combined Heat and Power - Custom | Custom combined measure: heat and power | Combined | Combined | Combined | 1 | 2012-01-01 | [5 empty] | Dual | calculated | Custom | [6 empty] | 15 | [5 empty] | Custom_Grant
10040 | High Voltage 449 | Combined Heat and Power - Custom | Custom combined measure: heat and power | Combined | Combined | Combined | 1 | 2012-01-01 | [5 empty] | Dual | calculated | Custom | [6 empty] | 15 | [5 empty] | Custom_Grant
11930 | High Voltage 449 | Commissioning - Custom | Custom measure for commissioning | Energy Performance | Optimization | Optimization | 1 | 2012-01-01 | [5 empty] | Dual | calculated | Custom | [6 empty] | 7 | [5 empty] | Custom_Grant
11930 | High Voltage 449 | Commissioning - Custom | Custom measure for commissioning | Energy Performance | Optimization | Optimization | 1 | 2012-01-01 | [5 empty] | Dual | calculated | Custom | [6 empty] | 7 | [5 empty] | Custom_Grant
12823 | High Voltage 449 | Commissioning - Ongoing - Performance - Year 1 - Custom | Custom measure for ongoing commissioning: year 1 performance | Energy Performance | Optimization | Optimization | 1 | 2020-01-01 | [5 empty] | Dual | calculated | Custom | [6 empty] | 4 | [5 empty] | Custom_Grant
12824 | High Voltage 449 | Commissioning - Ongoing - Performance - Year 2 - Custom | Custom measure for ongoing commissioning: year 2 performance | Energy Performance | Optimization | Optimization | 1 | 2020-01-01 | [5 empty] | Dual | calculated | Custom | [6 empty] | 4 | [5 empty] | Custom_Grant
12825 | High Voltage 449 | Commissioning - Ongoing - Performance - Year 3 - Custom | Custom measure for ongoing commissioning: year 3 performance | Energy Performance | Optimization | Optimization | 1 | 2020-01-01 | [5 empty] | Dual | calculated | Custom | [6 empty] | 4 | [5 empty] | Custom_Grant
10061 | High Voltage 449 | Compressed Air System - Custom | Custom measure: compressed air system | Compressed Air | Compressed Air | Compressed Air | 1 | 2012-01-01 | [5 empty] | Dual | calculated | Custom | [6 empty] | 10 | [5 empty] | Custom_Grant
10061 | High Voltage 449 | Compressed Air System - Custom | Custom measure: compressed air system | Compressed Air | Compressed Air | Compressed Air | 1 | 2012-01-01 | [5 empty] | Dual | calculated | Custom | [6 empty] | 10 | [5 empty] | Custom_Grant
10071 | High Voltage 449 | Compressor or Dryer or Receiver - Custom | Custom compressed air measure: compressor, dryer, or receiver | Compressed Air | Compressed Air | Compressed Air | 1 | 2012-01-01 | [5 empty] | Dual | calculated | Custom | [6 empty] | 15 | [5 empty] | Custom_Grant
10071 | High Voltage 449 | Compressor or Dryer or Receiver - Custom | Custom compressed air measure: compressor, dryer, or receiver | Compressed Air | Compressed Air | Compressed Air | 1 | 2012-01-01 | [5 empty] | Dual | calculated | Custom | [6 empty] | 15 | [5 empty] | Custom_Grant
10043 | High Voltage 449 | Data Center - Cooling - Custom | Custom data center measure: cooling | Data Center | Data Center | Data Center | 1 | 2012-01-01 | [5 empty] | Dual | calculated | Custom | [6 empty] | 15 | [5 empty] | Custom_Grant
10043 | High Voltage 449 | Data Center - Cooling - Custom | Custom data center measure: cooling | Data Center | Data Center | Data Center | 1 | 2012-01-01 | [5 empty] | Dual | calculated | Custom | [6 empty] | 15 | [5 empty] | Custom_Grant
10044 | High Voltage 449 | Data Center - Low Cost - Custom | Custom data center measure: low cost | Data Center | Data Center | Data Center | 1 | 2012-01-01 | [5 empty] | Dual | calculated | Custom | [6 empty] | 5 | [5 empty] | Custom_Grant
10044 | High Voltage 449 | Data Center - Low Cost - Custom | Custom data center measure: low cost | Data Center | Data Center | Data Center | 1 | 2012-01-01 | [5 empty] | Dual | calculated | Custom | [6 empty] | 5 | [5 empty] | Custom_Grant
11862 | High Voltage 449 | Data Center - UPS - Custom | Custom data center measure: uninterruptible power supply | Data Center | Data Center | Data Center | 1 | 2012-01-01 | [5 empty] | Dual | calculated | Custom | [6 empty] | 10 | [5 empty] | Custom_Grant
11862 | High Voltage 449 | Data Center - UPS - Custom | Custom data center measure: uninterruptible power supply | Data Center | Data Center | Data Center | 1 | 2012-01-01 | [5 empty] | Dual | calculated | Custom | [6 empty] | 10 | [5 empty] | Custom_Grant
11757 | High Voltage 449 | Data Center - Virtual Server - Custom | Custom data center measure: virtual server | Data Center | Data Center | Data Center | 1 | 2012-01-01 | [5 empty] | Dual | calculated | Custom | [6 empty] | 7 | [5 empty] | Custom_Grant
11757 | High Voltage 449 | Data Center - Virtual Server - Custom | Custom data center measure: virtual server | Data Center | Data Center | Data Center | 1 | 2012-01-01 | [5 empty] | Dual | calculated | Custom | [6 empty] | 7 | [5 empty] | Custom_Grant
10046 | High Voltage 449 | Energy Recovery System - Custom | Custom measure: energy recovery system | Energy Performance | Energy Recovery | Energy Recovery | 1 | 2012-01-01 | [5 empty] | Dual | calculated | Custom | [6 empty] | 15 | [5 empty] | Custom_Grant
10046 | High Voltage 449 | Energy Recovery System - Custom | Custom measure: energy recovery system | Energy Performance | Energy Recovery | Energy Recovery | 1 | 2012-01-01 | [5 empty] | Dual | calculated | Custom | [6 empty] | 15 | [5 empty] | Custom_Grant
10058 | High Voltage 449 | Fan - VFD - Custom | Custom VFD measure: fan | Motors | Variable Frequency Drive | VFD Fan | 1 | 2012-01-01 | [5 empty] | Dual | calculated | Custom | [6 empty] | 15 | [5 empty] | Custom_Grant
10058 | High Voltage 449 | Fan - VFD - Custom | Custom VFD measure: fan | Motors | Variable Frequency Drive | VFD Fan | 1 | 2012-01-01 | [5 empty] | Dual | calculated | Custom | [6 empty] | 15 | [5 empty] | Custom_Grant
12572 | High Voltage 449 | Fan or Blower - Custom | Custom measure for fan or blower | Motors | Fan System | Fan System | 1 | 2019-01-01 | [5 empty] | Dual | calculated | Custom | [6 empty] | 5 | [5 empty] | Custom_Grant
10257 | High Voltage 449 | Field Services - Custom | Custom measure: field services | Behavior | Energy Efficiency Adoption | Energy Efficiency Adoption | 1 | 2012-01-01 | [5 empty] | Dual | calculated | Custom | [6 empty] | 5 | [5 empty] | Custom_Grant
10257 | High Voltage 449 | Field Services - Custom | Custom measure: field services | Behavior | Energy Efficiency Adoption | Energy Efficiency Adoption | 1 | 2012-01-01 | [5 empty] | Dual | calculated | Custom | [6 empty] | 5 | [5 empty] | Custom_Grant
10258 | High Voltage 449 | Generic Measure - Custom | Generic custom measure | Other | Other | Other | 1 | 2012-01-01 | [5 empty] | Dual | calculated | Custom | [6 empty] | 15 | [5 empty] | Custom_Grant
10258 | High Voltage 449 | Generic Measure - Custom | Generic custom measure | Other | Other | Other | 1 | 2012-01-01 | [5 empty] | Dual | calculated | Custom | [6 empty] | 15 | [5 empty] | Custom_Grant
11962 | High Voltage 449 | Generic Measure - Prescriptive | Generic prescriptive measure | Other | Other | Other | 1 | 2012-01-01 | [5 empty] | Dual | [14 empty] | Custom_Grant
11962 | High Voltage 449 | Generic Measure - Prescriptive | Generic prescriptive measure | Other | Other | Other | 1 | 2012-01-01 | [5 empty] | Dual | [14 empty] | Custom_Grant
10054 | High Voltage 449 | HVAC - Central Equipment - Custom | Custom HVAC measure: central equipment | HVAC | Central Equipment | Central Equipment | 1 | 2012-01-01 | [5 empty] | Dual | calculated | Custom | [6 empty] | 15 | [5 empty] | Custom_Grant
10054 | High Voltage 449 | HVAC - Central Equipment - Custom | Custom HVAC measure: central equipment | HVAC | Central Equipment | Central Equipment | 1 | 2012-01-01 | [5 empty] | Dual | calculated | Custom | [6 empty] | 15 | [5 empty] | Custom_Grant
10039 | High Voltage 449 | HVAC - Other - Custom | Custom HVAC measure: other | HVAC | HVAC System | HVAC System | 1 | 2012-01-01 | [5 empty] | Dual | calculated | Custom | [6 empty] | 15 | [5 empty] | Custom_Grant
10039 | High Voltage 449 | HVAC - Other - Custom | Custom HVAC measure: other | HVAC | HVAC System | HVAC System | 1 | 2012-01-01 | [5 empty] | Dual | calculated | Custom | [6 empty] | 15 | [5 empty] | Custom_Grant
10049 | High Voltage 449 | HVAC Control - Base - Custom | Custom HVAC control measure: base | Controls | HVAC Control | HVAC Control | 1 | 2012-01-01 | [5 empty] | Dual | calculated | Custom | [6 empty] | 10 | [5 empty] | Custom_Grant
10049 | High Voltage 449 | HVAC Control - Base - Custom | Custom HVAC control measure: base | Controls | HVAC Control | HVAC Control | 1 | 2012-01-01 | [5 empty] | Dual | calculated | Custom | [6 empty] | 10 | [5 empty] | Custom_Grant
10057 | High Voltage 449 | HVAC Control - Only - Custom | Custom HVAC control measure: only | Controls | HVAC Control | HVAC Control | 1 | 2012-01-01 | [5 empty] | Dual | calculated | Custom | [6 empty] | 10 | [5 empty] | Custom_Grant
10057 | High Voltage 449 | HVAC Control - Only - Custom | Custom HVAC control measure: only | Controls | HVAC Control | HVAC Control | 1 | 2012-01-01 | [5 empty] | Dual | calculated | Custom | [6 empty] | 10 | [5 empty] | Custom_Grant
11912 | High Voltage 449 | HVAC Control - Performance - Custom | Custom HVAC control measure: performance | Controls | HVAC Control | HVAC Control | 1 | 2012-01-01 | [5 empty] | Dual | calculated | Custom | [6 empty] | 10 | [5 empty] | Custom_Grant
11912 | High Voltage 449 | HVAC Control - Performance - Custom | Custom HVAC control measure: performance | Controls | HVAC Control | HVAC Control | 1 | 2012-01-01 | [5 empty] | Dual | calculated | Custom | [6 empty] | 10 | [5 empty] | Custom_Grant
10037 | High Voltage 449 | Insulation - Building Shell - Custom | Custom insulation measure: attic, wall, and floor | Weatherization | Insulation | Building Shell | 1 | 2012-01-01 | [5 empty] | Dual | calculated | Custom | [6 empty] | 24 | [5 empty] | Custom_Grant
10037 | High Voltage 449 | Insulation - Building Shell - Custom | Custom insulation measure: attic, wall, and floor | Weatherization | Insulation | Building Shell | 1 | 2012-01-01 | [5 empty] | Dual | calculated | Custom | [6 empty] | 24 | [5 empty] | Custom_Grant
10038 | High Voltage 449 | Insulation - Exterior Roof - Custom | Custom insulation measure: exterior roof | Weatherization | Insulation | Exterior | 1 | 2012-01-01 | [5 empty] | Dual | calculated | Custom | [6 empty] | 15 | [5 empty] | Custom_Grant
10038 | High Voltage 449 | Insulation - Exterior Roof - Custom | Custom insulation measure: exterior roof | Weatherization | Insulation | Exterior | 1 | 2012-01-01 | [5 empty] | Dual | calculated | Custom | [6 empty] | 15 | [5 empty] | Custom_Grant
10059 | High Voltage 449 | Lighting - Custom | Custom lighting measure | Lighting | Area Lighting | General Lighting | 1 | 2012-01-01 | [5 empty] | Dual | calculated | Custom | [5 empty] | Full | 20 | [5 empty] | Custom_Grant
10059 | High Voltage 449 | Lighting - Custom | Custom lighting measure | Lighting | Area Lighting | General Lighting | 1 | 2012-01-01 | [5 empty] | Dual | calculated | Custom | [5 empty] | Full | 20 | [5 empty] | Custom_Grant
10074 | High Voltage 449 | Lighting - Street - Custom | Custom street lighting measure | Lighting | Street Lighting | Street Lighting | 1 | 2012-01-01 | [5 empty] | Dual | calculated | Custom | [6 empty] | 20 | [5 empty] | Custom_Grant
10074 | High Voltage 449 | Lighting - Street - Custom | Custom street lighting measure | Lighting | Street Lighting | Street Lighting | 1 | 2012-01-01 | [5 empty] | Dual | calculated | Custom | [6 empty] | 20 | [5 empty] | Custom_Grant
10065 | High Voltage 449 | Motor - Custom | Custom motor measure | Motors | Motor | Motor | 1 | 2012-01-01 | [5 empty] | Dual | calculated | Custom | [6 empty] | 15 | [5 empty] | Custom_Grant
10065 | High Voltage 449 | Motor - Custom | Custom motor measure | Motors | Motor | Motor | 1 | 2012-01-01 | [5 empty] | Dual | calculated | Custom | [6 empty] | 15 | [5 empty] | Custom_Grant
10047 | High Voltage 449 | PC Power Management - Custom | Custom power management measure for personal computers | Energy Performance | Energy Reduction | Energy Reduction | 1 | 2012-01-01 | [5 empty] | Dual | calculated | Custom | [6 empty] | 10 | [5 empty] | Custom_Grant
10047 | High Voltage 449 | PC Power Management - Custom | Custom power management measure for personal computers | Energy Performance | Energy Reduction | Energy Reduction | 1 | 2012-01-01 | [5 empty] | Dual | calculated | Custom | [6 empty] | 10 | [5 empty] | Custom_Grant
10259 | High Voltage 449 | Performance Tracking System - Custom | Custom measure: performance tracking system | Energy Performance | Energy Tracking | Energy Tracking | 1 | 2012-01-01 | [5 empty] | Dual | calculated | Custom | [6 empty] | 0 | [5 empty] | Custom_Grant
10069 | High Voltage 449 | Post Occupancy Cx - Custom | Custom post-occupancy commissioning measure | Energy Performance | Optimization | Optimization | 1 | 2012-01-01 | [5 empty] | Dual | calculated | Custom | [6 empty] | 5 | [5 empty] | Custom_Grant
10069 | High Voltage 449 | Post Occupancy Cx - Custom | Custom post-occupancy commissioning measure | Energy Performance | Optimization | Optimization | 1 | 2012-01-01 | [5 empty] | Dual | calculated | Custom | [6 empty] | 5 | [5 empty] | Custom_Grant
10048 | High Voltage 449 | Power Generation System - Custom | Custom measure: power generation system | Energy Performance | Generation | Generation | 1 | 2012-01-01 | [5 empty] | Dual | calculated | Custom | [6 empty] | 15 | [5 empty] | Custom_Grant
10048 | High Voltage 449 | Power Generation System - Custom | Custom measure: power generation system | Energy Performance | Generation | Generation | 1 | 2012-01-01 | [5 empty] | Dual | calculated | Custom | [6 empty] | 15 | [5 empty] | Custom_Grant
11913 | High Voltage 449 | Process - Control - Custom | Custom process control measure | Controls | Process Control | Process Control | 1 | 2012-01-01 | [5 empty] | Dual | calculated | Custom | [6 empty] | 10 | [5 empty] | Custom_Grant
11913 | High Voltage 449 | Process - Control - Custom | Custom process control measure | Controls | Process Control | Process Control | 1 | 2012-01-01 | [5 empty] | Dual | calculated | Custom | [6 empty] | 10 | [5 empty] | Custom_Grant
11914 | High Voltage 449 | Process - Modification - Custom | Custom process modification measure | Controls | Process Control | Process Control | 1 | 2012-01-01 | [5 empty] | Dual | calculated | Custom | [6 empty] | 15 | [5 empty] | Custom_Grant
11914 | High Voltage 449 | Process - Modification - Custom | Custom process modification measure | Controls | Process Control | Process Control | 1 | 2012-01-01 | [5 empty] | Dual | calculated | Custom | [6 empty] | 15 | [5 empty] | Custom_Grant
10068 | High Voltage 449 | Process Heating System - Custom | Custom measure for process heating system | HVAC | Process Heating | Process Heating | 1 | 2012-01-01 | [5 empty] | Dual | calculated | Custom | [6 empty] | 15 | [5 empty] | Custom_Grant
10068 | High Voltage 449 | Process Heating System - Custom | Custom measure for process heating system | HVAC | Process Heating | Process Heating | 1 | 2012-01-01 | [5 empty] | Dual | calculated | Custom | [6 empty] | 15 | [5 empty] | Custom_Grant
10066 | High Voltage 449 | Pump - Custom | Custom pump measure | Motors | Pump | Pump | 1 | 2012-01-01 | [5 empty] | Dual | calculated | Custom | [6 empty] | 15 | [5 empty] | Custom_Grant
10070 | High Voltage 449 | Pump - VFD - Custom | Custom VFD measure: pump | Motors | Variable Frequency Drive | VFD Pump | 1 | 2012-01-01 | [5 empty] | Dual | calculated | Custom | [6 empty] | 15 | [5 empty] | Custom_Grant
10070 | High Voltage 449 | Pump - VFD - Custom | Custom VFD measure: pump | Motors | Variable Frequency Drive | VFD Pump | 1 | 2012-01-01 | [5 empty] | Dual | calculated | Custom | [6 empty] | 15 | [5 empty] | Custom_Grant
12576 | High Voltage 449 | Pumps and Vacuums - Custom | Custom pump and vacuum measure | Motors | Pump | Pump | 1 | 2019-01-01 | [5 empty] | Dual | calculated | Custom | [6 empty] | 15 | [5 empty] | Custom_Grant
10261 | High Voltage 449 | Refrigeration - Custom | Custom refrigeration measure | Refrigeration | Refrigeration System | Refrigeration System | 1 | 2012-01-01 | [5 empty] | Dual | calculated | Custom | [6 empty] | 20 | [5 empty] | Custom_Grant
10261 | High Voltage 449 | Refrigeration - Custom | Custom refrigeration measure | Refrigeration | Refrigeration System | Refrigeration System | 1 | 2012-01-01 | [5 empty] | Dual | calculated | Custom | [6 empty] | 20 | [5 empty] | Custom_Grant
11931 | High Voltage 449 | RTU Control - Advanced - Custom | Custom advanced rooftop unit control measure | Controls | HVAC Control | HVAC Control | 1 | 2012-01-01 | [5 empty] | Dual | calculated | Custom | [6 empty] | 10 | [5 empty] | Custom_Grant
11931 | High Voltage 449 | RTU Control - Advanced - Custom | Custom advanced rooftop unit control measure | Controls | HVAC Control | HVAC Control | 1 | 2012-01-01 | [5 empty] | Dual | calculated | Custom | [6 empty] | 10 | [5 empty] | Custom_Grant
12054 | High Voltage 449 | RTU Control - Advanced - Prescriptive | Prescriptive advanced rooftop unit control measure | Controls | HVAC Control | HVAC Control | 1 | 2012-01-01 | [5 empty] | Dual | calculated | Custom | [6 empty] | 10 | [5 empty] | Custom_Grant
12698 | High Voltage 449 | Study - Engineering - Custom | Custom measure for engineering study | Other | Other | Other | 1 | 2020-01-01 | [5 empty] | Dual | calculated | Custom | [6 empty] | 5 | [5 empty] | Custom_Grant
10056 | High Voltage 449 | Unitary Equipment - Custom | Custom HVAC measure: unitary equipment | HVAC | Unitary System | Unitary System | 1 | 2012-01-01 | [5 empty] | Dual | calculated | Custom | [6 empty] | 15 | [5 empty] | Custom_Grant
10056 | High Voltage 449 | Unitary Equipment - Custom | Custom HVAC measure: unitary equipment | HVAC | Unitary System | Unitary System | 1 | 2012-01-01 | [5 empty] | Dual | calculated | Custom | [6 empty] | 15 | [5 empty] | Custom_Grant
10042 | High Voltage 449 | Water Heater - Commercial - Custom | Custom commercial use water heater measure | Water Heating | Water Heater | Commercial Water Heater | 1 | 2012-01-01 | [5 empty] | Dual | calculated | Custom | [6 empty] | 15 | [5 empty] | Custom_Grant
10042 | High Voltage 449 | Water Heater - Commercial - Custom | Custom commercial use water heater measure | Water Heating | Water Heater | Commercial Water Heater | 1 | 2012-01-01 | [5 empty] | Dual | calculated | Custom | [6 empty] | 15 | [5 empty] | Custom_Grant
10041 | High Voltage 449 | Window - Custom | Custom window measure | Weatherization | Window | Custom Window | 1 | 2012-01-01 | [5 empty] | Dual | calculated | Custom | [6 empty] | 30 | [5 empty] | Custom_Grant
10041 | High Voltage 449 | Window - Custom | Custom window measure | Weatherization | Window | Custom Window | 1 | 2012-01-01 | [5 empty] | Dual | calculated | Custom | [6 empty] | 30 | [5 empty] | Custom_Grant
12626 | Home Energy Assessments | Aerator - 1.0 gpm - EWH - MH | 1.0 gpm aerator: manufactured home with electric water heating | Water Heating | Aerator | Residential Use Aerator | 1 | 2020-01-01 | 2020-12-31 | 39.92 |  |  |  | kWh | per unit | RTF-deemed |  | 0.45 |  | 0.45 |  | Full | 10 |  | Res Water Heat |  | 4.95 | 0 | Aerator
12627 | Home Energy Assessments | Aerator - 1.0 gpm - GWH - MH | 1.0 gpm aerator: manufactured home with natural gas water heating | Water Heating | Aerator | Residential Use Aerator | 1 | 2020-01-01 | 2020-12-31 |  |  | 1.74 |  | Therm | per unit | RTF-deemed |  |  | 0.45 |  | 0.45 | Full | 10 |  | Res Water Heat |  | 4.95 | 0 | Aerator
12628 | Home Energy Assessments | Aerator - 1.5 gpm - EWH - MH | 1.5 gpm aerator: manufactured home with electric water heating | Water Heating | Aerator | Residential Use Aerator | 1 | 2020-01-01 | 2020-12-31 | 59.38 |  |  |  | kWh | per unit | RTF-deemed |  | 1.17 |  | 1.17 |  | Full | 10 |  | Res Water Heat |  | 6.12 | 0 | Aerator
12629 | Home Energy Assessments | Aerator - 1.5 gpm - GWH - MH | 1.5 gpm aerator: manufactured home with natural gas water heating | Water Heating | Aerator | Residential Use Aerator | 1 | 2020-01-01 | 2020-12-31 |  |  | 2.15 |  | Therm | per unit | RTF-deemed |  |  | 1.17 |  | 1.17 | Full | 10 |  | Res Water Heat |  | 6.12 | 0 | Aerator
10754 | Home Energy Assessments | HMPT: Aerator - EWH - 1.0 gpm | 1.0 gpm residential aerator: electric water heating | Water Heating | Aerator | Residential Use Aerator | 5 | 2020-01-01 | 2020-12-31 | 34.78 |  |  |  | kWh | per unit | RTF-deemed |  | 0.45 |  | 0.45 |  | Full | 10 |  | Res Water Heat |  | 4.31 | 0 | Aerator
10755 | Home Energy Assessments | HMPT: Aerator - EWH - 1.5 gpm | 1.5 gpm residential aerator: electric water heating | Water Heating | Aerator | Residential Use Aerator | 5 | 2020-01-01 | 2020-12-31 | 58.03 |  |  |  | kWh | per unit | RTF-deemed |  | 1.17 |  | 1.17 |  | Full | 10 |  | Res Water Heat |  | 5.98 | 0 | Aerator
10758 | Home Energy Assessments | HMPT: Aerator - GWH - 1.0 gpm | 1.0 gpm residential aerator: natural gas water heating | Water Heating | Aerator | Residential Use Aerator | 5 | 2020-01-01 | 2020-12-31 |  |  | 1.52 |  | Therm | per unit | RTF-deemed |  |  | 0.45 |  | 0.45 | Full | 10 |  | Res Water Heat |  | 4.31 | 0 | Aerator
10759 | Home Energy Assessments | HMPT: Aerator - GWH - 1.5 gpm | 1.5 gpm residential aerator: natural gas water heating | Water Heating | Aerator | Residential Use Aerator | 5 | 2020-01-01 | 2020-12-31 |  |  | 2.1 |  | Therm | per unit | RTF-deemed |  |  | 1.17 |  | 1.17 | Full | 10 |  | Res Water Heat |  | 5.98 | 0 | Aerator
10749 | Home Energy Assessments | HMPT: Home Energy Audit - Service Provider - E | Home energy audit: service provider; electric heated home | Behavior | Energy Assessment | Home Assessment | 6 | 2020-01-01 | 2020-12-31 | 0 |  |  |  | kWh | per home | Custom |  | 120 |  | 120 |  | Full | 1 |  | SF Space Heat |  | 0 | 0 | Energy_Assessment
10751 | Home Energy Assessments | HMPT: Home Energy Audit - Service Provider - MH | Home energy audit: service provider; manufactured home | Behavior | Energy Assessment | Home Assessment | 4 | 2020-01-01 | 2020-12-31 | 0 |  |  |  | kWh | per home | Custom |  | 120 |  | 120 |  | Full | 1 |  | SF Space Heat |  | 0 | 0 | Energy_Assessment
10765 | Home Energy Assessments | HMPT: Home Energy Audit - Service Provider - MH - NG | Home energy audit: service provider; natural gas heated manufactured home | Behavior | Energy Assessment | Home Assessment | 4 | 2020-01-01 | 2020-12-31 |  |  | 0 |  | Therm | per home | Custom |  |  | 120 |  | 120 | Full | 1 |  | Res Space Heat |  | 0 | 0 | Energy_Assessment
10762 | Home Energy Assessments | HMPT: Home Energy Audit - Service Provider - NG | Home energy audit: service provider; natural gas heated home | Behavior | Energy Assessment | Home Assessment | 5 | 2020-01-01 | 2020-12-31 |  |  | 0 |  | Therm | per home | Custom |  |  | 120 |  | 120 | Full | 1 |  | Res Space Heat |  | 0 | 0 | Energy_Assessment
12778 | Home Energy Assessments | Lamp - LED - A Lamp - DI - HUIA - SF or MH or DX | LED A-lamp: direct install in high use interior area of single family, manufactured home, or duplex dwelling | Lighting | Lamp | LED Lamp | 1 | 2020-01-01 | 2020-12-31 | 44 | 5 |  |  | kWh | per unit | PSE-deemed | RTF Derived | 2.2 |  | 2.2 |  | Full | 1 | 11 | Res Lighting |  | 0 | 0 | Lamp
12780 | Home Energy Assessments | Lamp - LED - Candelabra - HUIA - SF or MH or DX | LED candelabra lamp: direct install in high use interior area of single family, manufactured home, or duplex dwelling | Lighting | Lamp | LED Lamp | 1 | 2020-01-01 | 2020-12-31 | 37 | 5 |  |  | kWh | per unit | PSE-deemed | RTF Derived | 2.8 |  | 2.8 |  | Full | 1 | 11 | Res Lighting |  | 0 | 0 | Lamp
12781 | Home Energy Assessments | Lamp - LED - Globe - HUIA - SF or MH or DX | LED globe lamp: direct install in high use interior area of single family, manufactured home, or duplex dwelling | Lighting | Lamp | LED Lamp | 1 | 2020-01-01 | 2020-12-31 | 40 | 5 |  |  | kWh | per unit | PSE-deemed | RTF Derived | 2.75 |  | 2.75 |  | Full | 1 | 11 | Res Lighting |  | 0 | 0 | Lamp
12782 | Home Energy Assessments | Lamp - LED - Reflector - BR30 - HUIA - SF or MH or DX | LED reflector BR30 lamp: direct install in high use interior area of single family, manufactured home, or duplex dwelling | Lighting | Lamp | LED Lamp | 1 | 2020-01-01 | 2020-12-31 | 75 | 7 |  |  | kWh | per unit | PSE-deemed | RTF Derived | 3.1 |  | 3.1 |  | Full | 1 | 11 | Res Lighting |  | 0 | 0 | Lamp
12647 | Home Energy Assessments | Pipe Wrap - Water Heater - DI - EH - SF or MH or DX | Pipe wrap for water heater heated with electricity: single family, manufactured home, or duplex dwelling; direct install | Water Heating | Water Heater | Water Heater Insulation | 1 | 2020-01-01 | 2020-12-31 | 20.68 |  |  |  | kWh | per unit | PSE-deemed | Other Utility | 1.56 |  | 1.56 |  | Full | 15 |  | Res Water Heat |  | 0 | 0 | Insulation
12661 | Home Energy Assessments | Showerhead - Fixed - 1.5 gpm - DI - EWH - MH | 1.5 gpm fixed showerhead: direct install for manufactured home with electric water heating | Water Heating | Showerhead | Residential Use Showerhead | 1 | 2020-01-01 | 2020-12-31 | 250 | 150 |  |  | kWh | per unit | RTF-deemed |  | 3.9 |  | 3.9 |  | Full | 3 | 7 | Res Water Heat |  | 14.91 | 0 | Showerhead
12662 | Home Energy Assessments | Showerhead - Fixed - 1.5 gpm - DI - EWH - SF or DX | 1.5 gpm fixed showerhead: direct install for single family or duplex dwelling with electric water heating | Water Heating | Showerhead | Residential Use Showerhead | 1 | 2020-01-01 | 2020-12-31 | 261 | 147 |  |  | kWh | per unit | RTF-deemed |  | 3.9 |  | 3.9 |  | Full | 3 | 7 | Res Water Heat |  | 15.21 | 0 | Showerhead
12663 | Home Energy Assessments | Showerhead - Fixed - 1.5 gpm - DI - GWH - MH | 1.5 gpm fixed showerhead: direct install for manufactured home with natural gas water heating | Water Heating | Showerhead | Residential Use Showerhead | 1 | 2020-01-01 | 2020-12-31 |  |  | 11.15 | 6.69 | Therm | per unit | RTF-deemed |  |  | 3.9 |  | 3.9 | Full | 3 | 7 | Res Water Heat |  | 14.91 | 0 | Showerhead
12664 | Home Energy Assessments | Showerhead - Fixed - 1.5 gpm - DI - GWH - SF or DX | 1.5 gpm fixed showerhead: direct install for single family or duplex dwelling with natural gas water heating | Water Heating | Showerhead | Residential Use Showerhead | 1 | 2020-01-01 | 2020-12-31 |  |  | 11.64 | 6.55 | Therm | per unit | RTF-deemed |  |  | 3.9 |  | 3.9 | Full | 3 | 7 | Res Water Heat |  | 15.21 | 0 | Showerhead
12665 | Home Energy Assessments | Showerhead - Handheld - 1.5 gpm - DI - EWH - MH | 1.5 gpm hand-held showerhead: direct install for manufactured home with electric water heating | Water Heating | Showerhead | Residential Use Showerhead | 1 | 2020-01-01 | 2020-12-31 | 250 | 150 |  |  | kWh | per unit | RTF-deemed |  | 8.07 |  | 8.07 |  | Full | 3 | 7 | Res Water Heat |  | 14.91 | 0 | Showerhead
12666 | Home Energy Assessments | Showerhead - Handheld - 1.5 gpm - DI - EWH - SF or DX | 1.5 gpm hand-held showerhead: direct install for single family or duplex dwelling with electric water heating | Water Heating | Showerhead | Residential Use Showerhead | 1 | 2020-01-01 | 2020-12-31 | 261 | 147 |  |  | kWh | per unit | RTF-deemed |  | 8.07 |  | 8.07 |  | Full | 3 | 7 | Res Water Heat |  | 15.21 | 0 | Showerhead
12667 | Home Energy Assessments | Showerhead - Handheld - 1.5 gpm - DI - GWH - MH | 1.5 gpm hand-held showerhead: direct install for manufactured home with natural gas water heating | Water Heating | Showerhead | Residential Use Showerhead | 1 | 2020-01-01 | 2020-12-31 |  |  | 11.15 | 6.69 | Therm | per unit | RTF-deemed |  |  | 8.07 |  | 8.07 | Full | 3 | 7 | Res Water Heat |  | 14.91 | 0 | Showerhead
12668 | Home Energy Assessments | Showerhead - Handheld - 1.5 gpm - DI - GWH - SF or DX | 1.5 gpm hand-held showerhead: direct install for single family or duplex dwelling with natural gas water heating | Water Heating | Showerhead | Residential Use Showerhead | 1 | 2020-01-01 | 2020-12-31 |  |  | 11.64 | 6.55 | Therm | per unit | RTF-deemed |  |  | 8.07 |  | 8.07 | Full | 3 | 7 | Res Water Heat |  | 15.21 | 0 | Showerhead
12736 | Home Energy Assessments | Thermostat - Smart - EH - Res | Smart thermostat: home heated with electricity | Controls | Thermostat | Web-Enabled Thermostat | 1 | 2020-01-01 | 2020-12-31 | 506 |  |  |  | kWh | per unit | PSE-deemed | RTF Derived | 75 |  | 172.38 |  | Full | 11 |  | SF Space Heat |  | 0 | 0 | Thermostat
12737 | Home Energy Assessments | Thermostat - Smart - EH - Res - MI | Smart thermostat: home heated with electricity; moderate income customer | Controls | Thermostat | Web-Enabled Thermostat | 1 | 2020-01-01 | 2020-12-31 | 506 |  |  |  | kWh | per unit | PSE-deemed | RTF Derived | 150 |  | 172.38 |  | Full | 11 |  | SF Space Heat |  | 0 | 0 | Thermostat
12738 | Home Energy Assessments | Thermostat - Smart - GH - Res | Smart thermostat: home heated with natural gas | Controls | Thermostat | Web-Enabled Thermostat | 1 | 2020-01-01 | 2020-12-31 |  |  | 33 |  | Therm | per unit | PSE-deemed | RTF Derived |  | 75 |  | 172.38 | Full | 11 |  | Res Space Heat |  | 0 | 0 | Thermostat
12739 | Home Energy Assessments | Thermostat - Smart - GH - Res - MI | Smart thermostat: home heated with natural gas; moderate income customer | Controls | Thermostat | Web-Enabled Thermostat | 1 | 2020-01-01 | 2020-12-31 |  |  | 33 |  | Therm | per unit | PSE-deemed | RTF Derived |  | 150 |  | 172.38 | Full | 11 |  | Res Space Heat |  | 0 | 0 | Thermostat
12872 | Home Energy Reports | Energy Report - Year 1 - E - Res | Year 1 energy report: residential customer with PSE electric service | Behavior | Energy Management | Residential Behavior Management | 1 | 2020-01-01 | [5 empty] | kWh | calculated | PSE-deemed | Evaluation Study | 2.34 |  | 2.34 |  | Full | 2 |  | Res Lighting |  | 0 | 0 | Energy_Management
12873 | Home Energy Reports | Energy Report - Year 1 - G - Res | Year 1 energy report: residential customer with PSE natural gas service | Behavior | Energy Management | Residential Behavior Management | 1 | 2020-01-01 | [5 empty] | Therm | calculated | PSE-deemed | Evaluation Study |  | 2.5 |  | 2.5 | Full | 2 |  | Res Water Heat |  | 0 | 0 | Energy_Management
10073 | Industrial Energy Management | Boiler - Hot Water - Custom | Custom water heating measure: hot water boiler | HVAC | HVAC Boiler | HVAC Boiler | 1 | 2012-01-01 | [5 empty] | Dual | calculated | Custom | [6 empty] | 24 | [5 empty] | Custom_Grant
10075 | Industrial Energy Management | Boiler - Steam - Custom | Custom HVAC measure: steam boiler | HVAC | HVAC Boiler | HVAC Boiler | 1 | 2012-01-01 | [5 empty] | Dual | calculated | Custom | [6 empty] | 30 | [5 empty] | Custom_Grant
10040 | Industrial Energy Management | Combined Heat and Power - Custom | Custom combined measure: heat and power | Combined | Combined | Combined | 1 | 2012-01-01 | [5 empty] | Dual | calculated | Custom | [6 empty] | 15 | [5 empty] | Custom_Grant
10061 | Industrial Energy Management | Compressed Air System - Custom | Custom measure: compressed air system | Compressed Air | Compressed Air | Compressed Air | 1 | 2012-01-01 | [5 empty] | Dual | calculated | Custom | [6 empty] | 10 | [5 empty] | Custom_Grant
10071 | Industrial Energy Management | Compressor or Dryer or Receiver - Custom | Custom compressed air measure: compressor, dryer, or receiver | Compressed Air | Compressed Air | Compressed Air | 1 | 2012-01-01 | [5 empty] | Dual | calculated | Custom | [6 empty] | 15 | [5 empty] | Custom_Grant
10046 | Industrial Energy Management | Energy Recovery System - Custom | Custom measure: energy recovery system | Energy Performance | Energy Recovery | Energy Recovery | 1 | 2012-01-01 | [5 empty] | Dual | calculated | Custom | [6 empty] | 15 | [5 empty] | Custom_Grant
10058 | Industrial Energy Management | Fan - VFD - Custom | Custom VFD measure: fan | Motors | Variable Frequency Drive | VFD Fan | 1 | 2012-01-01 | [5 empty] | Dual | calculated | Custom | [6 empty] | 15 | [5 empty] | Custom_Grant
12572 | Industrial Energy Management | Fan or Blower - Custom | Custom measure for fan or blower | Motors | Fan System | Fan System | 1 | 2019-01-01 | [5 empty] | Dual | calculated | Custom | [6 empty] | 5 | [5 empty] | Custom_Grant
12588 | Industrial Energy Management | ISEM - Base Incentive | Base incentive for industrial strategic energy management | Behavior | Energy Management | Industrial Behavior Management | 1 | 2019-01-01 | [5 empty] | Dual | calculated | Custom | [6 empty] | 0 | [5 empty] | Custom_Grant
12592 | Industrial Energy Management | ISEM - Milestone Incentive 1 | Milestone 1 incentive for industrial strategic energy management | Behavior | Energy Management | Industrial Behavior Management | 1 | 2019-01-01 | [5 empty] | Dual | calculated | Custom | [6 empty] | 0 | [5 empty] | Custom_Grant
12593 | Industrial Energy Management | ISEM - Milestone Incentive 2 | Milestone 2 incentive for industrial strategic energy management | Behavior | Energy Management | Industrial Behavior Management | 1 | 2019-01-01 | [5 empty] | Dual | calculated | Custom | [6 empty] | 0 | [5 empty] | Custom_Grant
12589 | Industrial Energy Management | ISEM - Performance Incentive - Year 1 | Year 1 performance incentive for industrial strategic energy management | Behavior | Energy Management | Industrial Behavior Management | 1 | 2019-01-01 | [5 empty] | Dual | calculated | Custom | [6 empty] | 3 | [5 empty] | Custom_Grant
12590 | Industrial Energy Management | ISEM - Performance Incentive - Year 2 | Year 2 performance incentive for industrial strategic energy management | Behavior | Energy Management | Industrial Behavior Management | 1 | 2019-01-01 | [5 empty] | Dual | calculated | Custom | [6 empty] | 3 | [5 empty] | Custom_Grant
12591 | Industrial Energy Management | ISEM - Performance Incentive - Year 3 | Year 3 performance incentive for industrial strategic energy management | Behavior | Energy Management | Industrial Behavior Management | 1 | 2019-01-01 | [5 empty] | Dual | calculated | Custom | [6 empty] | 3 | [5 empty] | Custom_Grant
12594 | Industrial Energy Management | ISEM - Training Allowance | Training allowance for industrial strategic energy management | Behavior | Energy Management | Industrial Behavior Management | 1 | 2019-01-01 | [5 empty] | Dual | calculated | Custom | [6 empty] | 0 | [5 empty] | Custom_Grant
10059 | Industrial Energy Management | Lighting - Custom | Custom lighting measure | Lighting | Area Lighting | General Lighting | 1 | 2012-01-01 | [5 empty] | Dual | calculated | Custom | [5 empty] | Full | 20 | [5 empty] | Custom_Grant
12302 | Industrial Energy Management | Lighting Control - Performance - Custom | Custom lighting control measure: performance | Controls | Lighting Control | Lighting Control | 1 | 2012-01-01 | [5 empty] | Dual | calculated | Custom | [6 empty] | 10 | [5 empty] | Custom_Grant
10065 | Industrial Energy Management | Motor - Custom | Custom motor measure | Motors | Motor | Motor | 1 | 2012-01-01 | [5 empty] | Dual | calculated | Custom | [6 empty] | 15 | [5 empty] | Custom_Grant
12583 | Industrial Energy Management | Optimization - Boilers - O and M | Custom measure for boiler optimization: system maintenance and adjustments | Energy Performance | Optimization | Optimization | 1 | 2019-01-01 | [5 empty] | Dual | calculated | Custom | [6 empty] | 5 | [5 empty] | Custom_Grant
12578 | Industrial Energy Management | Optimization - Compressed Air - O and M | Custom measure for compressed air optimization: system maintenance and adjustments | Energy Performance | Optimization | Optimization | 1 | 2019-01-01 | [5 empty] | Dual | calculated | Custom | [6 empty] | 5 | [5 empty] | Custom_Grant
12582 | Industrial Energy Management | Optimization - Controls - O and M | Custom measure for controls optimization: system maintenance and adjustments | Energy Performance | Optimization | Optimization | 1 | 2019-01-01 | [5 empty] | Dual | calculated | Custom | [6 empty] | 5 | [5 empty] | Custom_Grant
12586 | Industrial Energy Management | Optimization - Energy Recovery - O and M | Custom measure for energy recovery optimization: system maintenance and adjustments | Energy Performance | Optimization | Optimization | 1 | 2019-01-01 | [5 empty] | Dual | calculated | Custom | [6 empty] | 5 | [5 empty] | Custom_Grant
12579 | Industrial Energy Management | Optimization - Fans and Blowers - O and M | Custom measure for fan and blower optimization: system maintenance and adjustments | Energy Performance | Optimization | Optimization | 1 | 2019-01-01 | [5 empty] | Dual | calculated | Custom | [6 empty] | 5 | [5 empty] | Custom_Grant
12585 | Industrial Energy Management | Optimization - Lighting - O and M | Custom measure for lighting optimization: system maintenance and adjustments | Energy Performance | Optimization | Optimization | 1 | 2019-01-01 | [5 empty] | Dual | calculated | Custom | [6 empty] | 5 | [5 empty] | Custom_Grant
12584 | Industrial Energy Management | Optimization - Process Heating - O and M | Custom measure for process heating optimization: system maintenance and adjustments | Energy Performance | Optimization | Optimization | 1 | 2019-01-01 | [5 empty] | Dual | calculated | Custom | [6 empty] | 5 | [5 empty] | Custom_Grant
12587 | Industrial Energy Management | Optimization - Process Improvement - O and M | Custom measure for process improvement optimization: system maintenance and adjustments | Energy Performance | Optimization | Optimization | 1 | 2019-01-01 | [5 empty] | Dual | calculated | Custom | [6 empty] | 5 | [5 empty] | Custom_Grant
12581 | Industrial Energy Management | Optimization - Pumps and Vacuums - O and M | Custom measure for pump and vacuum optimization: system maintenance and adjustments | Energy Performance | Optimization | Optimization | 1 | 2019-01-01 | [5 empty] | Dual | calculated | Custom | [6 empty] | 5 | [5 empty] | Custom_Grant
12577 | Industrial Energy Management | Optimization - Refrigeration - O and M - Custom | Custom measure for refrigeration optimization: system maintenance and adjustments | Energy Performance | Optimization | Optimization | 1 | 2019-01-01 | [5 empty] | Dual | calculated | Custom | [6 empty] | 5 | [5 empty] | Custom_Grant
12580 | Industrial Energy Management | Optimization - VFDs - O and M | Custom measure for variable frequency drive optimization: system maintenance and adjustments | Energy Performance | Optimization | Optimization | 1 | 2019-01-01 | [5 empty] | Dual | calculated | Custom | [6 empty] | 5 | [5 empty] | Custom_Grant
11913 | Industrial Energy Management | Process - Control - Custom | Custom process control measure | Controls | Process Control | Process Control | 1 | 2012-01-01 | [5 empty] | Dual | calculated | Custom | [6 empty] | 10 | [5 empty] | Custom_Grant
11914 | Industrial Energy Management | Process - Modification - Custom | Custom process modification measure | Controls | Process Control | Process Control | 1 | 2012-01-01 | [5 empty] | Dual | calculated | Custom | [6 empty] | 15 | [5 empty] | Custom_Grant
12570 | Industrial Energy Management | Process Boiler - Hot Water - Custom | Custom water heating measure: process boiler | Water Heating | Boiler | Hot Water Boiler | 1 | 2019-01-01 | [5 empty] | Dual | calculated | Custom | [6 empty] | 24 | [5 empty] | Custom_Grant
12571 | Industrial Energy Management | Process Boiler - Steam - Custom | Custom water heating measure: process steam boiler | Water Heating | Boiler | Steam Boiler | 1 | 2019-01-01 | [5 empty] | Dual | calculated | Custom | [6 empty] | 30 | [5 empty] | Custom_Grant
12575 | Industrial Energy Management | Process Heating System - Industrial - Custom | Custom measure for industrial process heating system | HVAC | Process Heating | Process Heating | 1 | 2019-01-01 | [5 empty] | Dual | calculated | Custom | [6 empty] | 15 | [5 empty] | Custom_Grant
10070 | Industrial Energy Management | Pump - VFD - Custom | Custom VFD measure: pump | Motors | Variable Frequency Drive | VFD Pump | 1 | 2012-01-01 | [5 empty] | Dual | calculated | Custom | [6 empty] | 15 | [5 empty] | Custom_Grant
12576 | Industrial Energy Management | Pumps and Vacuums - Custom | Custom pump and vacuum measure | Motors | Pump | Pump | 1 | 2019-01-01 | [5 empty] | Dual | calculated | Custom | [6 empty] | 15 | [5 empty] | Custom_Grant
10261 | Industrial Energy Management | Refrigeration - Custom | Custom refrigeration measure | Refrigeration | Refrigeration System | Refrigeration System | 1 | 2012-01-01 | [5 empty] | Dual | calculated | Custom | [6 empty] | 20 | [5 empty] | Custom_Grant
12573 | Industrial Energy Management | Retrofit - Base - Custom | Custom retrofit measure: base | Other | Other | Other | 1 | 2019-01-01 | [5 empty] | Dual | calculated | Custom | [6 empty] | 10 | [5 empty] | Custom_Grant
12574 | Industrial Energy Management | Retrofit - Performance - Custom | Custom retrofit measure: performance | Other | Other | Other | 1 | 2019-01-01 | [5 empty] | Dual | calculated | Custom | [6 empty] | 10 | [5 empty] | Custom_Grant
10061 | Industrial System Optimization | Compressed Air System - Custom | Custom measure: compressed air system | Compressed Air | Compressed Air | Compressed Air | 1 | 2012-01-01 | [5 empty] | Dual | calculated | Custom | [6 empty] | 10 | [5 empty] | Custom_Grant
12572 | Industrial System Optimization | Fan or Blower - Custom | Custom measure for fan or blower | Motors | Fan System | Fan System | 1 | 2019-01-01 | [5 empty] | Dual | calculated | Custom | [6 empty] | 5 | [5 empty] | Custom_Grant
10257 | Industrial System Optimization | Field Services - Custom | Custom measure: field services | Behavior | Energy Efficiency Adoption | Energy Efficiency Adoption | 1 | 2012-01-01 | [5 empty] | Dual | calculated | Custom | [6 empty] | 5 | [5 empty] | Custom_Grant
10258 | Industrial System Optimization | Generic Measure - Custom | Generic custom measure | Other | Other | Other | 1 | 2012-01-01 | [5 empty] | Dual | calculated | Custom | [6 empty] | 15 | [5 empty] | Custom_Grant
10259 | Industrial System Optimization | Performance Tracking System - Custom | Custom measure: performance tracking system | Energy Performance | Energy Tracking | Energy Tracking | 1 | 2012-01-01 | [5 empty] | Dual | calculated | Custom | [6 empty] | 0 | [5 empty] | Custom_Grant
10261 | Industrial System Optimization | Refrigeration - Custom | Custom refrigeration measure | Refrigeration | Refrigeration System | Refrigeration System | 1 | 2012-01-01 | [5 empty] | Dual | calculated | Custom | [6 empty] | 20 | [5 empty] | Custom_Grant
10262 | Industrial System Optimization | SRM Services - Custom | Custom measure: strategic energy management services | Behavior | Energy Efficiency Adoption | Energy Efficiency Adoption | 1 | 2012-01-01 | [5 empty] | Dual | calculated | Custom | [6 empty] | 0 | [5 empty] | Custom_Grant
12947 | Lighting to Go | Fixture - LED - 105W or less - from HID 320W - Comm | 105W or less LED fixture: replacing 320W HID Fixture; commercial structure | Lighting | Fixture | LED Fixture | 1 | 2020-05-01 |  | 1042 |  |  |  | kWh | per unit | PSE-deemed | Engineering | 210 |  | 471 |  | Full | 15 |  | Comm Lighting |  | 0 | 0 | Light_Fixture
12948 | Lighting to Go | Fixture - LED - 155W or less - from HID 400W - Comm | 155W or less LED fixture: replacing 400W HID Fixture; commercial structure | Lighting | Fixture | LED Fixture | 1 | 2020-05-01 |  | 1230 |  |  |  | kWh | per unit | PSE-deemed | Engineering | 250 |  | 677 |  | Full | 15 |  | Comm Lighting |  | 0 | 0 | Light_Fixture
12941 | Lighting to Go | Fixture - LED - 15W or less - from HID 50W - Comm | 15W or less LED fixture: replacing 50W HID Fixture; commercial structure | Lighting | Fixture | LED Fixture | 1 | 2020-05-01 |  | 202 |  |  |  | kWh | per unit | PSE-deemed | Engineering | 40 |  | 255 |  | Full | 15 |  | Comm Lighting |  | 0 | 0 | Light_Fixture
12942 | Lighting to Go | Fixture - LED - 30W or less - from HID 70W - Comm | 30W or less LED fixture: replacing 70W HID Fixture; commercial structure | Lighting | Fixture | LED Fixture | 1 | 2020-05-01 |  | 252 |  |  |  | kWh | per unit | PSE-deemed | Engineering | 50 |  | 329 |  | Full | 15 |  | Comm Lighting |  | 0 | 0 | Light_Fixture
12949 | Lighting to Go | Fixture - LED - 315W or less - from HID 1000W - Comm | 315W or less LED fixture: replacing 1000W HID Fixture; commercial structure | Lighting | Fixture | LED Fixture | 1 | 2020-05-01 |  | 3204 |  |  |  | kWh | per unit | PSE-deemed | Engineering | 645 |  | 1203 |  | Full | 15 |  | Comm Lighting |  | 0 | 0 | Light_Fixture
12943 | Lighting to Go | Fixture - LED - 40W or less - from HID 100W - Comm | 40W or less LED fixture: replacing 100W HID Fixture; commercial structure | Lighting | Fixture | LED Fixture | 1 | 2020-05-01 |  | 352 |  |  |  | kWh | per unit | PSE-deemed | Engineering | 70 |  | 365 |  | Full | 15 |  | Comm Lighting |  | 0 | 0 | Light_Fixture
12944 | Lighting to Go | Fixture - LED - 50W or less - from HID 150W - Comm | 50W or less LED fixture: replacing 150W HID Fixture; commercial structure | Lighting | Fixture | LED Fixture | 1 | 2020-05-01 |  | 533 |  |  |  | kWh | per unit | PSE-deemed | Engineering | 110 |  | 388 |  | Full | 15 |  | Comm Lighting |  | 0 | 0 | Light_Fixture
12945 | Lighting to Go | Fixture - LED - 50W or less - from HID 175W - Comm | 50W or less LED fixture: replacing 175W HID Fixture; commercial structure | Lighting | Fixture | LED Fixture | 1 | 2020-05-01 |  | 699 |  |  |  | kWh | per unit | PSE-deemed | Engineering | 140 |  | 370 |  | Full | 15 |  | Comm Lighting |  | 0 | 0 | Light_Fixture
12946 | Lighting to Go | Fixture - LED - 90W or less - from HID 250W - Comm | 90W or less LED fixture: replacing 250W HID Fixture; commercial structure | Lighting | Fixture | LED Fixture | 1 | 2020-05-01 |  | 857 |  |  |  | kWh | per unit | PSE-deemed | Engineering | 175 |  | 516 |  | Full | 15 |  | Comm Lighting |  | 0 | 0 | Light_Fixture
12771 | Lighting to Go | Lamp - LED - 101w to 200w - from 320w to 400w HID - Comm | 101 to 200 watt LED lamp: replacing 320 to 400 watt high-intensity discharge lamp; commercial structure | Lighting | Lamp | LED Lamp | 1 | 2020-01-01 |  | 679.3 |  |  |  | kWh | per unit | PSE-deemed | Engineering | 150 |  | 206.89 |  | Full | 10 |  | Comm Lighting |  | 0 | 0 | Lamp
12773 | Lighting to Go | Lamp - LED - 201w or more - from 1000w - Comm | LED lamp 201 watts or more: replacing 1000 watt lamp; commercial structure | Lighting | Lamp | LED Lamp | 1 | 2020-01-01 |  | 2817.8 |  |  |  | kWh | per unit | PSE-deemed | Engineering | 300 |  | 693.27 |  | Full | 10 |  | Comm Lighting |  | 0 | 0 | Lamp
12774 | Lighting to Go | Lamp - LED - 25w or less - from 50w to 100w HID - Comm | LED lamp 25 watt or less: replacing 50 to 100 watt high-intensity discharge lamp; commercial structure | Lighting | Lamp | LED Lamp | 1 | 2020-01-01 |  | 232.3 |  |  |  | kWh | per unit | PSE-deemed | Engineering | 40 |  | 131.18 |  | Full | 10 |  | Comm Lighting |  | 0 | 0 | Lamp
12775 | Lighting to Go | Lamp - LED - 26w to 60w - from 150w to 175w HID - Comm | 26 to 60 watt LED lamp: replacing 150 to 175 watt high-intensity discharge lamp; commercial structure | Lighting | Lamp | LED Lamp | 1 | 2020-01-01 |  | 502.4 |  |  |  | kWh | per unit | PSE-deemed | Engineering | 90 |  | 215.58 |  | Full | 10 |  | Comm Lighting |  | 0 | 0 | Lamp
12777 | Lighting to Go | Lamp - LED - 61w to 100w - from 250w HID - Comm | 61 to 100 watt LED lamp: replacing 250 watt high-intensity discharge lamp; commercial structure | Lighting | Lamp | LED Lamp | 1 | 2020-01-01 |  | 652 |  |  |  | kWh | per unit | PSE-deemed | Engineering | 100 |  | 241.93 |  | Full | 10 |  | Comm Lighting |  | 0 | 0 | Lamp
12779 | Lighting to Go | Lamp - LED - Any - from CFL - Comm | General LED lamp: replacing CFL lamp; commercial structure | Lighting | Lamp | LED Lamp | 1 | 2020-01-01 |  | 54 |  |  |  | kWh | per unit | PSE-deemed | Engineering | 3 |  | 20 |  | Full | 10 |  | Comm Lighting |  | 0 | 0 | Lamp
12818 | Lighting to Go | Lamp - TLED - Any - from 4 ft T5 - Comm | General TLED lamp: replacing 4' T5; commercial structure | Lighting | Lamp | TLED Lamp | 1 | 2020-01-01 |  | 70.6 |  |  |  | kWh | per unit | PSE-deemed | Engineering | 4 |  | 20 |  | Full | 12 |  | Comm Lighting |  | 0 | 0 | Lamp
10621 | Lighting to Go | LTGO: Fixture - LED - Retrofit Kit - Hard Wired Recessed Can | LED fixture retrofit kit: hard-wired recessed Can | Lighting | Fixture | LED Fixture | 3 | 2018-01-01 | 2020-01-31 | 110 |  |  |  | kWh | per unit | PSE-deemed | PSE Regional | 6 |  | 6 |  | Incremental | 12 |  | Comm Lighting |  | 0 | 0 | Light_Fixture
10622 | Lighting to Go | LTGO: Lamp - LED - Integral - Decorative | LED decorative integral lamp | Lighting | Lamp | LED Lamp | 3 | 2018-01-01 | 2020-01-31 | 57 |  |  |  | kWh | per unit | PSE-deemed | PSE Regional | 2 |  | 2 |  | Incremental | 3 |  | Comm Lighting |  | 0 | 0 | Lamp
10624 | Lighting to Go | LTGO: Lamp - LED - Integral - from R BR or PAR20 | LED integral lamp: replacing R BR or PAR20 | Lighting | Lamp | LED Lamp | 2 | 2018-01-01 | 2020-01-31 | 99 |  |  |  | kWh | per unit | PSE-deemed | PSE Regional | 4 |  | 4 |  | Incremental | 5 |  | Comm Lighting |  | 0 | 0 | Lamp
10625 | Lighting to Go | LTGO: Lamp - LED - Integral - from R BR or PAR30 | LED integral lamp: replacing R BR or PAR30 | Lighting | Lamp | LED Lamp | 2 | 2018-01-01 | 2020-01-31 | 99 |  |  |  | kWh | per unit | PSE-deemed | PSE Regional | 4 |  | 4 |  | Incremental | 5 |  | Comm Lighting |  | 0 | 0 | Lamp
10626 | Lighting to Go | LTGO: Lamp - LED - Integral - from R BR or PAR38 or 40 | LED integral lamp: replacing R BR or PAR38 or 40 | Lighting | Lamp | LED Lamp | 3 | 2018-01-01 | 2020-01-31 | 128 |  |  |  | kWh | per unit | PSE-deemed | PSE Regional | 4 |  | 4 |  | Incremental | 5 |  | Comm Lighting |  | 0 | 0 | Lamp
10623 | Lighting to Go | LTGO: Lamp - LED - Integral - Omnidirectional | LED omnidirectional integral lamp | Lighting | Lamp | LED Lamp | 3 | 2018-01-01 | 2020-01-31 | 79 |  |  |  | kWh | per unit | PSE-deemed | PSE Regional | 2 |  | 2 |  | Incremental | 5 |  | Comm Lighting |  | 0 | 0 | Lamp
10627 | Lighting to Go | LTGO: Lamp - LED - MR16 or PAR16 | LED MR16 or PAR16 | Lighting | Lamp | LED Lamp | 3 | 2018-01-01 | 2020-01-31 | 94 |  |  |  | kWh | per unit | PSE-deemed | PSE Regional | 3 |  | 3 |  | Incremental | 5 |  | Comm Lighting |  | 0 | 0 | Lamp
10628 | Lighting to Go | LTGO: Lamp - TLED - 2 3 or 4 foot | 2 3 or 4 foot TLED lamp | Lighting | Lamp | TLED Lamp | 4 | 2018-01-01 | 2020-12-31 | 31.8 |  |  |  | kWh | per unit | PSE-deemed | PSE Regional | 2 |  | 2 |  | Incremental | 12 |  | Comm Lighting |  | 0 | 0 | Lamp
10643 | Low Income Weatherization | LIW: Aerator - 1.5 gpm - MF - SH | 1.5 gpm aerator: multi-family; shareholder | Water Heating | Aerator | Residential Use Aerator | 2 | 2019-01-01 |  | 0 |  | 0 |  | Dual | calculated | PSE-deemed |  | 0 | 0 | 0 | 0 | [5 empty] | 0 | 0 | Aerator
10644 | Low Income Weatherization | LIW: Aerator - 1.5 gpm - MF - TE | 1.5 gpm aerator: multi-family; electric | Water Heating | Aerator | Residential Use Aerator | 2 | 2019-01-01 | 2020-12-31 | 39.2 |  | 0 |  | kWh | per unit | PSE-deemed | Program Staff | 11.35 |  | 11.35 |  | Full | 10 |  | Res Water Heat |  | 5.32 |  | Aerator
10645 | Low Income Weatherization | LIW: Aerator - 1.5 gpm - MF - TG | 1.5 gpm aerator: multi-family; gas | Water Heating | Aerator | Residential Use Aerator | 3 | 2020-01-01 | 2020-12-31 |  |  | 2 |  | Therm | per unit | PSE-deemed | RTF Derived |  | 11.35 |  | 11.35 | Full | 10 |  | Res Water Heat |  | 5.32 | 0 | Aerator
10646 | Low Income Weatherization | LIW: Aerator - 1.5 gpm - MH - SH | 1.5 gpm aerator: mobile home; shareholder | Water Heating | Aerator | Residential Use Aerator | 2 | 2019-01-01 |  | 0 |  | 0 |  | Dual | calculated | PSE-deemed |  | 0 | 0 | 0 | 0 | [5 empty] | 0 | 0 | Aerator
10648 | Low Income Weatherization | LIW: Aerator - 1.5 gpm - MH - TG | 1.5 gpm aerator: mobile home; gas | Water Heating | Aerator | Residential Use Aerator | 3 | 2020-01-01 | 2020-12-31 |  |  | 2.27 |  | Therm | per unit | PSE-deemed | RTF Derived |  | 11.35 |  | 11.35 | Full | 10 |  | Res Water Heat |  | 5.22 | 0 | Aerator
10649 | Low Income Weatherization | LIW: Aerator - 1.5 gpm - SF - SH | 1.5 gpm aerator: single family; shareholder | Water Heating | Aerator | Residential Use Aerator | 2 | 2019-01-01 |  | 0 |  | 0 |  | Dual | calculated | PSE-deemed |  | 0 | 0 | 0 | 0 | [5 empty] | 0 | 0 | Aerator
10650 | Low Income Weatherization | LIW: Aerator - 1.5 gpm - SF - TE | 1.5 gpm aerator: single family; electric | Water Heating | Aerator | Residential Use Aerator | 3 | 2020-01-01 | 2020-12-31 | 19.8 |  |  |  | kWh | per unit | PSE-deemed | Program Staff | 11.35 |  | 11.35 |  | Full | 10 |  | Res Water Heat |  | 4.94 | 0 | Aerator
10651 | Low Income Weatherization | LIW: Aerator - 1.5 gpm - SF - TG | 1.5 gpm aerator: single family; gas | Water Heating | Aerator | Residential Use Aerator | 3 | 2020-01-01 | 2020-12-31 |  |  | 2.36 |  | Therm | per unit | PSE-deemed | RTF Derived |  | 11.35 |  | 11.35 | Full | 10 |  | Res Water Heat |  | 4.94 | 0 | Aerator
10647 | Low Income Weatherization | LIW: Aerator - 1.5 gpm- MH - TE | 1.5 gpm aerator: mobile home; electric | Water Heating | Aerator | Residential Use Aerator | 4 | 2020-01-01 | 2020-12-31 | 36.6 |  |  |  | kWh | per unit | PSE-deemed | Program Staff | 11.35 |  | 11.35 |  | Full | 10 |  | Res Water Heat |  | 5.22 | 0 | Aerator
12309 | Low Income Weatherization | LIW: Boiler - SIR - MF - SH | SIR measure - boiler: multi-family; shareholder | HVAC | HVAC Boiler | HVAC Boiler | 1 | 2018-01-01 |  | 0 |  | 0 |  | Dual | calculated | Custom | Engineering | [9 empty] | 0 | 0 | HVAC_Boiler
12307 | Low Income Weatherization | LIW: Boiler - SIR - MF - TG | SIR measure - boiler: multi-family; gas | HVAC | HVAC Boiler | HVAC Boiler | 1 | 2018-01-01 |  | 0 |  | 0 |  | Dual | calculated | Custom | Engineering |  |  |  |  | Full | 20 |  | Res Space Heat |  |  |  | HVAC_Boiler
10302 | Low Income Weatherization | LIW: Carbon Monoxide Detector - MF - SH | Carbon monoxide detector: multi-family; shareholder | Safety | Safety Equipment | Safety Equipment | 1 | 2015-01-01 |  | 0 |  | 0 |  | Dual | calculated |  |  | 0 | 0 | 0 | 0 | [5 empty] | 0 | 0 | Health_Safety_and_Repair
10303 | Low Income Weatherization | LIW: Carbon Monoxide Detector - MF - TE | Carbon monoxide detector: multi-family; electric | Safety | Safety Equipment | Safety Equipment | 1 | 2015-01-01 |  | 0 |  | 0 |  | kWh | per unit |  |  | 0 |  | 0 | [8 empty] | Health_Safety_and_Repair
10304 | Low Income Weatherization | LIW: Carbon Monoxide Detector - MH - SH | Carbon monoxide detector: mobile home; shareholder | Safety | Safety Equipment | Safety Equipment | 1 | 2015-01-01 |  | 0 |  | 0 |  | Dual | calculated |  |  | 0 | 0 | 0 | 0 | [5 empty] | 0 | 0 | Health_Safety_and_Repair
10305 | Low Income Weatherization | LIW: Carbon Monoxide Detector - MH - TE | Carbon monoxide detector: mobile home; electric | Safety | Safety Equipment | Safety Equipment | 1 | 2015-01-01 |  | 0 |  | 0 |  | kWh | per unit |  |  | 0 |  | 0 | [8 empty] | Health_Safety_and_Repair
10306 | Low Income Weatherization | LIW: Carbon Monoxide Detector - SF - SH | Carbon monoxide detector: single family; shareholder | Safety | Safety Equipment | Safety Equipment | 1 | 2015-01-01 |  | 0 |  | 0 |  | Dual | calculated |  |  | 0 | 0 | 0 | 0 | [5 empty] | 0 | 0 | Health_Safety_and_Repair
10307 | Low Income Weatherization | LIW: Carbon Monoxide Detector - SF - TE | Carbon monoxide detector: single family; electric | Safety | Safety Equipment | Safety Equipment | 1 | 2015-01-01 |  | 0 |  | 0 |  | kWh | per unit |  |  | 0 |  | 0 | [8 empty] | Health_Safety_and_Repair
12606 | Low Income Weatherization | LIW: Carbon Monoxide Detector - SF - TG | Carbon monoxide detector: single family; gas | Safety | Safety Equipment | Safety Equipment | 1 | 2019-01-01 |  | 0 |  | 0 |  | Therm | per unit |  |  |  | 0 |  | 0 | [5 empty] | 0 | 0 | Health_Safety_and_Repair
10446 | Low Income Weatherization | LIW: Door - Sweep - MF - SH | Door sweep: multi-family; shareholder | Weatherization | Door | Door | 1 | 2015-01-01 |  | 0 |  | 0 |  | Dual | calculated |  |  | 0 | 0 | 0 | 0 | [5 empty] | 0 | 0 | Insulation
10447 | Low Income Weatherization | LIW: Door - Sweep - MF - TE | Door sweep: multi-family; electric | Weatherization | Door | Door | 1 | 2015-01-01 |  | 0 |  | 0 |  | kWh | per unit |  |  | 0 |  | 0 |  |  |  |  | Res Space Heat |  |  |  | Insulation
10448 | Low Income Weatherization | LIW: Door - Sweep - MH - SH | Door sweep: mobile home; shareholder | Weatherization | Door | Door | 1 | 2015-01-01 |  | 0 |  | 0 |  | Dual | calculated |  |  | 0 | 0 | 0 | 0 | [5 empty] | 0 | 0 | Insulation
10449 | Low Income Weatherization | LIW: Door - Sweep - MH - TE | Door sweep: mobile home; electric | Weatherization | Door | Door | 1 | 2015-01-01 |  | 0 |  |  |  | kWh | per unit |  |  | 0 |  | 0 |  |  |  |  | SF Space Heat |  |  |  | Health_Safety_and_Repair
10450 | Low Income Weatherization | LIW: Door - Sweep - SF - SH | Door sweep: single family; shareholder | Weatherization | Door | Door | 1 | 2015-01-01 |  | 0 |  | 0 |  | Dual | calculated |  |  | 0 | 0 | 0 | 0 | [5 empty] | 0 | 0 | Insulation
10451 | Low Income Weatherization | LIW: Door - Sweep - SF - TE | Door sweep: single family; electric | Weatherization | Door | Door | 1 | 2015-01-01 |  | 0 |  | 0 |  | kWh | per unit |  |  | 0 |  | 0 |  |  |  |  | SF Space Heat |  | 0 | 0 | Insulation
10461 | Low Income Weatherization | LIW: Door - Weather Strip - MF - SH | Door weather strip: multi-family; shareholder | Weatherization | Door | Door | 1 | 2015-01-01 |  | 0 |  | 0 |  | Dual | calculated |  |  | 0 | 0 | 0 | 0 | [5 empty] | 0 | 0 | Insulation
10462 | Low Income Weatherization | LIW: Door - Weather Strip - MF - TE | Door weather strip: multi-family; electric | Weatherization | Door | Door | 1 | 2015-01-01 |  | 0 |  | 0 |  | kWh | per unit |  |  | 0 |  | 0 |  |  |  |  | Res Space Heat |  |  |  | Insulation
10463 | Low Income Weatherization | LIW: Door - Weather Strip - MH - SH | Door weather strip: mobile home; shareholder | Weatherization | Door | Door | 1 | 2015-01-01 |  | 0 |  | 0 |  | Dual | calculated |  |  | 0 | 0 | 0 | 0 | [5 empty] | 0 | 0 | Insulation
10464 | Low Income Weatherization | LIW: Door - Weather Strip - MH - TE | Door weather strip: mobile home; electric | Weatherization | Door | Door | 1 | 2015-01-01 |  | 0 |  |  |  | kWh | per unit |  |  | 0 |  | 0 |  |  |  |  | SF Space Heat |  |  |  | Insulation
10465 | Low Income Weatherization | LIW: Door - Weather Strip - SF - SH | Door weather strip: single family; shareholder | Weatherization | Door | Door | 1 | 2015-01-01 |  | 0 |  | 0 |  | Dual | calculated |  |  | 0 | 0 | 0 | 0 | [5 empty] | 0 | 0 | Insulation
10466 | Low Income Weatherization | LIW: Door - Weather Strip - SF - TE | Door weather strip: single family; electric | Weatherization | Door | Door | 1 | 2015-01-01 |  | 0 |  | 0 |  | kWh | per unit |  |  | 0 |  | 0 |  |  |  |  | Res Space Heat |  |  |  | Insulation
12306 | Low Income Weatherization | LIW: Door - Weather Strip - SF - TG | Door weather strip: single family; gas | Weatherization | Door | Door | 1 | 2018-01-01 |  | 0 |  | 0 | 0 | Therm | per unit |  |  | 0 | 0 | 0 | 0 |  |  |  | Res Space Heat |  |  |  | Insulation
10691 | Low Income Weatherization | LIW: Ductless Heat Pump - MF - TE | Ductless heat pump: multi-family; electric | HVAC | Heat Pump | Ductless Heat Pump | 3 | 2020-01-01 |  | 1300 |  |  |  | kWh | per unit | RTF-deemed |  | 3758.92 |  | 3758.92 |  | Full | 15 |  | MF Heat Pump |  | 0 | 0 | Heat_Pump
10320 | Low Income Weatherization | LIW: Ductless Heat Pump - MH - SH | Ductless heat pump: mobile home; shareholder | HVAC | Heat Pump | Ductless Heat Pump | 3 | 2019-01-01 |  | 0 |  | 0 |  | Dual | calculated | PSE-deemed | RTF Derived | 0 | 0 | 0 | 0 |  | 0 |  |  |  | 0 | 0 | Heat_Pump
10321 | Low Income Weatherization | LIW: Ductless Heat Pump - MH - TE | Ductless heat pump: mobile home; electric | HVAC | Heat Pump | Ductless Heat Pump | 5 | 2020-01-01 | 2020-12-31 | 2696 |  |  |  | kWh | per unit | PSE-deemed | RTF Derived | 3953.13 |  | 3953.13 |  | Full | 15 |  | SF Heat Pump |  | 54.35 | 0 | Heat_Pump
10322 | Low Income Weatherization | LIW: Ductless Heat Pump - SF - SH | Ductless heat pump: single family; shareholder | HVAC | Heat Pump | Ductless Heat Pump | 3 | 2019-01-01 |  | 0 |  | 0 |  | Dual | calculated | PSE-deemed | RTF Derived | 0 | 0 | 0 | 0 | [5 empty] | 0 | 0 | Heat_Pump
10323 | Low Income Weatherization | LIW: Ductless Heat Pump - SF - TE | Ductless heat pump: single family; electric | HVAC | Heat Pump | Ductless Heat Pump | 5 | 2020-01-01 | 2020-12-31 | 2066 |  |  |  | kWh | per unit | PSE-deemed | RTF Derived | 4282.55 |  | 4282.55 |  | Full | 15 |  | SF Heat Pump |  | 53.49 | 0 | Heat_Pump
10680 | Low Income Weatherization | LIW: Ductless Heat Pump - SIR - MF - SH | SIR measure - ductless heat pump: multi-family; shareholder | HVAC | Heat Pump | Ductless Heat Pump | 1 | 2016-01-01 |  | 0 |  | 0 |  | Dual | calculated | [11 empty] | 0 | 0 | Heat_Pump
10681 | Low Income Weatherization | LIW: Ductless Heat Pump - SIR - MF - TE | SIR measure - ductless heat pump: multi-family; electric | HVAC | Heat Pump | Ductless Heat Pump | 1 | 2016-01-01 |  | 0 |  | 0 |  | Dual | calculated | Custom | [6 empty] | 0 |  | SF Space Heat |  | 0 | 0 | Heat_Pump
11942 | Low Income Weatherization | LIW: Ductless Heat Pump - SIR - SF - TE | SIR measure - ductless heat pump: single family; electric | HVAC | Heat Pump | Ductless Heat Pump | 1 | 2016-10-01 |  | 0 |  | 0 |  | Dual | calculated | Custom | [8 empty] | Res Space Heat |  | 0 | 0 | Heat_Pump
10340 | Low Income Weatherization | LIW: Furnace - Replacement - Gas - 95pc - MF - SH | 95% efficient natural gas furnace: multi-family; shareholder | HVAC | Furnace | Furnace Replacement | 1 | 2015-01-01 |  | 0 |  | 0 |  | Dual | calculated |  |  | 0 | 0 | 0 | 0 | [5 empty] | 0 | 0 | Furnace
10341 | Low Income Weatherization | LIW: Furnace - Replacement - Gas - 95pc - MF - TG | 95% efficient natural gas furnace: multi-family; natural gas | HVAC | Furnace | Furnace Replacement | 3 | 2020-01-01 |  |  |  | 110 |  | Therm | per unit | PSE-deemed | Evaluation Study |  | 4290 |  | 4290 | Full | 20 |  | Res Space Heat |  | 0 | 0 | Furnace
10342 | Low Income Weatherization | LIW: Furnace - Replacement - Gas - 95pc - SF - SH | 95% efficient natural gas furnace: single family; shareholder | HVAC | Furnace | Furnace Replacement | 1 | 2015-01-01 |  | 0 |  | 0 |  | Dual | calculated |  |  | 0 | 0 | 0 | 0 |  | 20 |  |  |  | 0 | 0 | Furnace
10343 | Low Income Weatherization | LIW: Furnace - Replacement - Gas - 95pc - SF - TG | 95% efficient natural gas furnace: single family; natural gas | HVAC | Furnace | Furnace Replacement | 2 | 2019-01-01 |  | 0 |  | 110 |  | Therm | per unit | PSE-deemed |  |  | 4290 |  | 4290 |  | 20 |  | Res Space Heat |  | 0 |  | Furnace
10334 | Low Income Weatherization | LIW: Furnace - Replacement - MF - SH | Furnace replacement: multi-family; shareholder | HVAC | Furnace | Furnace Replacement | 1 | 2015-01-01 |  | 0 |  | 0 |  | Dual | calculated |  |  | 0 | 0 | 0 | 0 | [5 empty] | 0 | 0 | Health_Safety_and_Repair
10335 | Low Income Weatherization | LIW: Furnace - Replacement - MF - TE | Furnace replacement: multi-family; electric | HVAC | Furnace | Furnace Replacement | 1 | 2015-01-01 |  | 0 |  | 0 |  | kWh |  |  |  | 0 |  | 0 |  |  |  |  | Res Space Heat |  |  |  | Health_Safety_and_Repair
10336 | Low Income Weatherization | LIW: Furnace - Replacement - MH - SH | Furnace replacement: mobile home; shareholder | HVAC | Furnace | Furnace Replacement | 1 | 2015-01-01 |  | 0 |  | 0 |  | Dual | calculated |  |  | 0 | 0 | 0 | 0 | [5 empty] | 0 | 0 | Health_Safety_and_Repair
10337 | Low Income Weatherization | LIW: Furnace - Replacement - MH - TE | Furnace replacement: mobile home; electric | HVAC | Furnace | Furnace Replacement | 1 | 2015-01-01 |  | 0 |  | 0 |  | kWh | per unit |  |  | 0 |  | 0 |  |  |  |  | Res Space Heat |  | 0 | 0 | Health_Safety_and_Repair
10338 | Low Income Weatherization | LIW: Furnace - Replacement - SF - SH | Furnace replacement: single family; shareholder | HVAC | Furnace | Furnace Replacement | 1 | 2015-01-01 |  | 0 |  | 0 |  | Dual | calculated |  |  | 0 | 0 | 0 | 0 | [5 empty] | 0 | 0 | Health_Safety_and_Repair
10339 | Low Income Weatherization | LIW: Furnace - Replacement - SF - TE | Furnace replacement: single family; electric | HVAC | Furnace | Furnace Replacement | 1 | 2015-01-01 |  | 0 |  | 0 |  | kWh | per unit |  |  | 0 |  | 0 |  |  |  |  | SF Space Heat |  | 0 | 0 | Health_Safety_and_Repair
12314 | Low Income Weatherization | LIW: Furnace - Replacement - SF - TG | Furnace replacement: single family; gas | HVAC | Furnace | Furnace Replacement | 1 | 2018-01-01 |  | 0 |  | 0 |  | Therm | per unit |  |  |  | 0 |  | 0 |  |  |  | Res Space Heat |  | 0 | 0 | Furnace
10344 | Low Income Weatherization | LIW: Ground Vapor Barrier - MF - SH | Ground vapor barrier: multi-family; shareholder | Weatherization | Barrier | Vapor Barrier | 1 | 2015-01-01 |  | 0 |  | 0 |  | Dual | calculated |  |  | 0 | 0 | 0 | 0 | [5 empty] | 0 | 0 | Air_Sealing
10345 | Low Income Weatherization | LIW: Ground Vapor Barrier - MF - TE | Ground vapor barrier: multi-family; electric | Weatherization | Barrier | Vapor Barrier | 1 | 2015-01-01 |  | 0 |  | 0 |  | kWh |  |  |  | 0 |  | 0 |  |  |  |  | Res Space Heat |  |  |  | Health_Safety_and_Repair
10346 | Low Income Weatherization | LIW: Ground Vapor Barrier - MH - SH | Ground vapor barrier: mobile home; shareholder | Weatherization | Barrier | Vapor Barrier | 1 | 2015-01-01 |  | 0 |  | 0 |  | Dual | calculated |  |  | 0 | 0 | 0 | 0 |  | 0 |  |  |  | 0 | 0 | Air_Sealing
10347 | Low Income Weatherization | LIW: Ground Vapor Barrier - MH - TE | Ground vapor barrier: mobile home; electric | Weatherization | Barrier | Vapor Barrier | 1 | 2015-01-01 |  | 0 |  | 0 |  | kWh | per home |  |  | 0 |  | 0 |  |  |  |  | Res Space Heat |  |  |  | Air_Sealing
12312 | Low Income Weatherization | LIW: Ground Vapor Barrier - MH - TG | Ground vapor barrier: mobile home; gas | Weatherization | Barrier | Vapor Barrier | 1 | 2018-01-01 |  | 0 |  | 0 |  | Therm | per home |  |  |  | 0 |  | 0 |  |  |  | Res Space Heat |  |  |  | Health_Safety_and_Repair
10348 | Low Income Weatherization | LIW: Ground Vapor Barrier - SF - SH | Ground vapor barrier: single family; shareholder | Weatherization | Barrier | Vapor Barrier | 1 | 2015-01-01 |  | 0 |  | 0 |  | Dual | calculated |  |  | 0 | 0 | 0 | 0 |  | 0 |  |  |  | 0 | 0 | Air_Sealing
10349 | Low Income Weatherization | LIW: Ground Vapor Barrier - SF - TE | Ground vapor barrier: single family; electric | Weatherization | Barrier | Vapor Barrier | 1 | 2015-01-01 |  | 0 |  | 0 |  | kWh | per home |  |  | 0 |  | 0 |  |  |  |  | Res Space Heat |  |  |  | Air_Sealing
12311 | Low Income Weatherization | LIW: Ground Vapor Barrier - SF - TG | Ground vapor barrier: single family; gas | Weatherization | Barrier | Vapor Barrier | 1 | 2018-01-01 |  | 0 |  | 0 |  | Therm | per home |  |  |  | 0 |  | 0 |  |  |  | Res Space Heat |  |  |  | Air_Sealing
12819 | Low Income Weatherization | LIW: Heat Pump - MH - SH | Electric forced air furnace to heat pump conversion: manufactured home dwelling; low income customer; shareholder | HVAC | Heat Pump | Heat Pump Conversion | 1 | 2020-01-01 | [5 empty] | Dual | calculated | RTF-deemed | [10 empty] | 0 | 0 | Heat_Pump
12820 | Low Income Weatherization | LIW: Heat Pump - MH - TE | Electric forced air furnace to heat pump conversion: manufactured home dwelling; low income customer | HVAC | Heat Pump | Heat Pump Conversion | 1 | 2020-01-01 | 2020-12-31 | 3172 |  |  |  | kWh | per unit | RTF-deemed |  | 3060.27 |  | 3060.27 |  | Full | 15 |  | SF Heat Pump |  | 0 | 0 | Heat_Pump
12821 | Low Income Weatherization | LIW: Heat Pump - SF - SH | Electric forced air furnace to heat pump conversion: single family dwelling; low income customer; shareholder | HVAC | Heat Pump | Heat Pump Conversion | 1 | 2020-01-01 | [5 empty] | Dual | calculated | RTF-deemed | [10 empty] | 0 | 0 | Heat_Pump
12822 | Low Income Weatherization | LIW: Heat Pump - SF - TE | Electric forced air furnace to heat pump conversion: single family dwelling; low income customer | HVAC | Heat Pump | Heat Pump Conversion | 1 | 2020-01-01 | 2020-12-31 | 3711 |  |  |  | kWh | per unit | RTF-deemed |  | 3190.37 |  | 3190.37 |  | Full | 15 |  | SF Heat Pump |  | 0 | 0 | Heat_Pump
12982 | Low Income Weatherization | LIW: Heat Pump - SIR - MH - SH | SIR measure - heat pump: mobile home; shareholder | HVAC | Heat Pump | Heat Pump | 1 | 2020-10-28 | [5 empty] | Dual | calculated | Custom | [10 empty] | 0 | 0 | Heat_Pump
12205 | Low Income Weatherization | LIW: Heat Pump - SIR - MH - TE | SIR measure - heat pump: mobile home; electric | HVAC | Heat Pump | Heat Pump | 1 | 2018-01-01 |  | 0 |  | 0 |  | Dual | calculated | Custom | [6 empty] | 0 |  | SF Space Heat |  | 0 | 0 | Heat_Pump
12303 | Low Income Weatherization | LIW: Heat Pump - SIR - SF - TE | SIR measure - heat pump: single family; electric | HVAC | Heat Pump | Heat Pump | 1 | 2018-01-01 |  | 0 |  | 0 |  | Dual | calculated | Custom | [6 empty] | 0 |  | SF Space Heat |  | 0 | 0 | Heat_Pump
12543 | Low Income Weatherization | LIW: Heat Pump Water Heater - Tier 3 - MF - SH | Tier 3 heat pump water heater: multi-family; shareholder | Water Heating | Water Heater | Heat Pump Water Heater | 1 | 2019-01-01 |  | 0 |  | 0 |  | Dual | calculated | RTF-deemed |  | 0 | 0 | 0 | 0 |  | 0 |  |  |  | 0 | 0 | Water_Heater_Res
12545 | Low Income Weatherization | LIW: Heat Pump Water Heater - Tier 3 - MF - TE | Tier 3 heat pump water heater: multi-family; electric | Water Heating | Water Heater | Heat Pump Water Heater | 2 | 2020-01-01 |  | 1225 |  |  |  | kWh | per unit | RTF-deemed |  | 1369 | 0 | 1369 | 0 | Full | 13 |  | Res Water Heat |  | 0 | 0 | Water_Heater_Res
12544 | Low Income Weatherization | LIW: Heat Pump Water Heater - Tier 3 - MH - SH | Tier 3 heat pump water heater: mobile home; shareholder | Water Heating | Water Heater | Heat Pump Water Heater | 1 | 2019-01-01 |  | 0 |  | 0 |  | Dual | calculated | RTF-deemed |  | 0 | 0 | 0 | 0 |  | 0 |  |  |  | 0 | 0 | Water_Heater_Res
12546 | Low Income Weatherization | LIW: Heat Pump Water Heater - Tier 3 - MH - TE | Tier 3 heat pump water heater: mobile home; electric | Water Heating | Water Heater | Heat Pump Water Heater | 2 | 2020-01-01 |  | 1225 |  |  |  | kWh | per unit | RTF-deemed |  | 1369 | 0 | 1369 | 0 | Full | 13 |  | Res Water Heat |  | 0 | 0 | Water_Heater_Res
12542 | Low Income Weatherization | LIW: Heat Pump Water Heater - Tier 3 - SF - SH | Tier 3 heat pump water heater: single family; shareholder | Water Heating | Water Heater | Heat Pump Water Heater | 1 | 2019-01-01 |  | 0 |  | 0 |  | Dual | calculated | RTF-deemed |  | 0 | 0 | 0 | 0 |  | 0 |  |  |  | 0 | 0 | Water_Heater_Res
12290 | Low Income Weatherization | LIW: Heat Pump Water Heater - Tier 3 - SF - TE | Tier 3 heat pump water heater: single family; electric | Water Heating | Water Heater | Heat Pump Water Heater | 2 | 2019-01-01 |  | 1225 |  | 0 |  | kWh | per unit | RTF-deemed |  | 1369 | 0 | 1369 | 0 | Full | 13 |  | Res Water Heat |  |  |  | Water_Heater_Res
10285 | Low Income Weatherization | LIW: HVAC - Common Area - MF - SH | Common area HVAC: multi-family; shareholder | HVAC | Common Area HVAC | Common Area HVAC | 1 | 2015-01-01 | 2020-12-31 | 0 |  | 0 |  | Dual | calculated |  |  | 0 | 0 | 0 | 0 | [5 empty] | 0 | 0 | Commercial_HVAC
10393 | Low Income Weatherization | LIW: Insulation - Attic - R0 to R19 - MF - SH | Attic insulation: R0 to R19; multi-family; shareholder | Weatherization | Insulation | Attic Insulation | 1 | 2015-01-01 |  | 0 |  | 0 |  | Dual | calculated | RTF-deemed |  | 0 | 0 | 0 | 0 | [5 empty] | 0 | 0 | Insulation
10394 | Low Income Weatherization | LIW: Insulation - Attic - R0 to R19 - MF - TE | Attic insulation: R0 to R19; multi-family; electric | Weatherization | Insulation | Attic Insulation | 3 | 2019-01-01 | 2020-12-31 | 0.69 |  | 0 |  | kWh | square foot | RTF-deemed |  | 2.21 |  | 2.21 |  |  | 45 |  | MF Space Heat |  | 0 |  | Insulation
12396 | Low Income Weatherization | LIW: Insulation - Attic - R0 to R22 - MH - SH | Attic insulation: R0 to R22; mobile home; shareholder | Weatherization | Insulation | Attic Insulation | 1 | 2019-01-01 |  | 0 |  | 0 |  | Dual | calculated | RTF-deemed |  | 0 | 0 | 0 | 0 | [5 empty] | 0 | 0 | Insulation
12220 | Low Income Weatherization | LIW: Insulation - Attic - R0 to R22 - MH - TE | Attic insulation: R0 to R22: mobile home; electric | Weatherization | Insulation | Attic Insulation | 3 | 2020-01-01 | 2020-12-31 | 0.63 |  |  |  | kWh | square foot | RTF-deemed |  | 1.55 | 0 | 1.55 | 0 | Full | 25 |  | SF Space Heat |  | 0.005 | 0 | Insulation
12397 | Low Income Weatherization | LIW: Insulation - Attic - R0 to R22 - MH - TG | Attic insulation: R0 to R22; mobile home; gas | Weatherization | Insulation | Attic Insulation | 2 | 2020-01-01 | 2020-12-31 |  |  | 0.03 |  | Therm | square foot | PSE-deemed | RTF Derived | 0 | 1.55 | 0 | 1.55 | Full | 25 |  | Res Space Heat |  | 0 | 0 | Insulation
10399 | Low Income Weatherization | LIW: Insulation - Attic - R0 to R30 - MH - SH | Attic insulation: R0 to R30; mobile home; shareholder | Weatherization | Insulation | Attic Insulation | 2 | 2016-01-01 |  | 0 |  | 0 |  | Dual | calculated | RTF-deemed |  | 0 | 0 | 0 | 0 | [5 empty] | 0 | 0 | Insulation
10400 | Low Income Weatherization | LIW: Insulation - Attic - R0 to R30 - MH - TE | Attic insulation: R0 to R30; mobile home; electric | Weatherization | Insulation | Attic Insulation | 4 | 2020-01-01 | 2020-12-31 | 0.33 |  |  |  | kWh | square foot | RTF-deemed |  | 2.03 |  | 2.03 |  | Full | 25 |  | SF Space Heat |  | 0.003 | 0 | Insulation
10401 | Low Income Weatherization | LIW: Insulation - Attic - R0 to R30 - MH - TG | Attic insulation: R0 to R30; mobile home; natural gas | Weatherization | Insulation | Attic Insulation | 4 | 2020-01-01 | 2020-12-31 |  |  | 0.01 |  | Therm | square foot | PSE-deemed | RTF Derived |  | 2.03 |  | 2.03 | Full | 25 |  | Res Space Heat |  | 0 | 0 | Insulation
10402 | Low Income Weatherization | LIW: Insulation - Attic - R0 to R38 - MF - SH | Attic insulation: R0 to R38; multi-family; shareholder | Weatherization | Insulation | Attic Insulation | 2 | 2016-01-01 |  | 0 |  | 0 |  | Dual | calculated | RTF-deemed |  | 0 | 0 | 0 | 0 | [5 empty] | 0 | 0 | Insulation
10403 | Low Income Weatherization | LIW: Insulation - Attic - R0 to R38 - MF - TE | Attic insulation: R0 to R38; multi-family; electric | Weatherization | Insulation | Attic Insulation | 4 | 2019-01-01 | 2020-12-31 | 0.92 |  |  |  | kWh | square foot | RTF-deemed |  | 1.92 |  | 1.92 |  |  | 45 |  | MF Space Heat |  | 0 |  | Insulation
10404 | Low Income Weatherization | LIW: Insulation - Attic - R0 to R38 - MF - TG | Attic insulation: R0 to R38; multi-family; natural gas | Weatherization | Insulation | Attic Insulation | 2 | 2019-01-01 | 2020-12-31 | 0 |  | 0.04 |  | Therm | square foot | PSE-deemed | RTF Derived |  | 1.92 |  | 1.92 |  | 45 |  | Res Space Heat |  | 0 |  | Insulation
10405 | Low Income Weatherization | LIW: Insulation - Attic - R0 to R38 - SF - SH | Attic insulation: R0 to R38; single family; shareholder | Weatherization | Insulation | Attic Insulation | 2 | 2016-01-01 |  | 0 |  | 0 |  | Dual | calculated | PSE-deemed | RTF Derived | 0 | 0 | 0 | 0 | [5 empty] | 0 | 0 | Insulation
10406 | Low Income Weatherization | LIW: Insulation - Attic - R0 to R38 - SF - TE | Attic insulation: R0 to R38; single family; electric | Weatherization | Insulation | Attic Insulation | 4 | 2020-01-01 | 2020-12-31 | 1.78 |  |  |  | kWh | square foot | PSE-deemed | RTF Derived | 2.43 |  | 2.43 |  | Full | 45 |  | SF Space Heat |  | 0.03 | 0 | Insulation
10407 | Low Income Weatherization | LIW: Insulation - Attic - R0 to R38 - SF - TG | Attic insulation: R0 to R38; single family; natural gas | Weatherization | Insulation | Attic Insulation | 3 | 2020-01-01 | 2020-12-31 |  |  | 0.09 |  | Therm | square foot | PSE-deemed | RTF Derived |  | 2.43 |  | 2.43 | Full | 45 |  | Res Space Heat |  | 0 | 0 | Insulation
10630 | Low Income Weatherization | LIW: Insulation - Attic - R0 to R49 - MF - SH | Attic insulation: R0 to R49; multi-family; shareholder | Weatherization | Insulation | Attic Insulation | 1 | 2016-01-01 |  | 0 |  | 0 |  | Dual | calculated | RTF-deemed |  | 0 | 0 | 0 | 0 | [5 empty] | 0 | 0 | Insulation
10631 | Low Income Weatherization | LIW: Insulation - Attic - R0 to R49 - MF - TE | Attic insulation: R0 to R49; multi-family; electric | Weatherization | Insulation | Attic Insulation | 3 | 2019-01-01 | 2020-12-31 | 0.97 |  |  |  | kWh | square foot | RTF-deemed |  | 2.43 |  | 2.43 |  | Full | 45 |  | MF Space Heat |  |  |  | Insulation
10632 | Low Income Weatherization | LIW: Insulation - Attic - R0 to R49 - MF - TG | Attic insulation: R0 to R49; multi-family; natural gas | Weatherization | Insulation | Attic Insulation | 2 | 2019-01-01 | 2020-12-31 | 0 |  | 0.04 |  | Therm | square foot | PSE-deemed | RTF Derived |  | 2.14 |  | 2.14 | Full | 45 |  | Res Space Heat |  |  |  | Insulation
10633 | Low Income Weatherization | LIW: Insulation - Attic - R0 to R49 - SF - SH | Attic insulation: R0 to R49; single family; shareholder | Weatherization | Insulation | Attic Insulation | 1 | 2016-01-01 |  | 0 |  | 0 |  | Dual | calculated | PSE-deemed | RTF Derived | 0 | 0 | 0 | 0 |  | 45 |  |  |  | 0 | 0 | Insulation
10634 | Low Income Weatherization | LIW: Insulation - Attic - R0 to R49 - SF - TE | Attic insulation: R0 to R49; single family; electric | Weatherization | Insulation | Attic Insulation | 3 | 2020-01-01 | 2020-12-31 | 1.81 |  |  |  | kWh | square foot | PSE-deemed | RTF Derived | 2.43 |  | 2.43 |  | Full | 45 |  | SF Space Heat |  | 0.03 | 0 | Insulation
10635 | Low Income Weatherization | LIW: Insulation - Attic - R0 to R49 - SF - TG | Attic insulation: R0 to R49; single family; natural gas | Weatherization | Insulation | Attic Insulation | 3 | 2020-01-01 | 2020-12-31 |  |  | 0.1 |  | Therm | square foot | PSE-deemed | RTF Derived |  | 2.43 |  | 2.43 | Full | 45 |  | Res Space Heat |  | 0 | 0 | Insulation
10410 | Low Income Weatherization | LIW: Insulation - Attic - R11 to R38 - MF - SH | Attic insulation: R11 to R38; multi-family; shareholder | Weatherization | Insulation | Attic Insulation | 1 | 2015-01-01 |  | 0 |  | 0 |  | Dual | calculated | PSE-deemed | RTF Derived | 0 | 0 | 0 | 0 | [5 empty] | 0 | 0 | Insulation
10411 | Low Income Weatherization | LIW: Insulation - Attic - R11 to R38 - MF - TE | Attic insulation: R11 to R38; multi-family; electric | Weatherization | Insulation | Attic Insulation | 3 | 2019-01-01 |  | 0.56 |  |  |  | kWh | square foot | PSE-deemed | RTF Derived | 1.59 |  | 1.59 |  |  | 45 |  | MF Space Heat |  | 0 |  | Insulation
10413 | Low Income Weatherization | LIW: Insulation - Attic - R11 to R38 - SF - SH | Attic insulation: R11 to R38; single family; shareholder | Weatherization | Insulation | Attic Insulation | 2 | 2016-01-01 |  | 0 |  | 0 |  | Dual | calculated | PSE-deemed | RTF Derived | 0 | 0 | 0 | 0 | [5 empty] | 0 | 0 | Insulation
10414 | Low Income Weatherization | LIW: Insulation - Attic - R11 to R38 - SF - TE | Attic insulation: R11 to R38; single family; electric | Weatherization | Insulation | Attic Insulation | 5 | 2020-01-01 | 2020-12-31 | 0.35 |  |  |  | kWh | square foot | PSE-deemed | RTF Derived | 1.59 |  | 1.59 |  | Full | 45 |  | SF Space Heat |  | 0.01 | 0 | Insulation
10415 | Low Income Weatherization | LIW: Insulation - Attic - R11 to R38 - SF - TG | Attic insulation: R11 to R38; single family; natural gas | Weatherization | Insulation | Attic Insulation | 3 | 2020-01-01 | 2020-12-31 |  |  | 0.02 |  | Therm | square foot | PSE-deemed | RTF Derived |  | 1.59 |  | 1.59 | Full | 45 |  | Res Space Heat |  | 0 | 0 | Insulation
10636 | Low Income Weatherization | LIW: Insulation - Attic - R11 to R49 - SF - SH | Attic insulation: R11 to R49; single family; shareholder | Weatherization | Insulation | Attic Insulation | 1 | 2016-01-01 |  | 0 |  | 0 |  | Dual | calculated | PSE-deemed | RTF Derived | 0 | 0 | 0 | 0 |  | 45 |  |  |  | 0 | 0 | Insulation
10637 | Low Income Weatherization | LIW: Insulation - Attic - R11 to R49 - SF - TE | Attic insulation: R11 to R49; single family; electric | Weatherization | Insulation | Attic Insulation | 4 | 2020-01-01 | 2020-12-31 | 0.38 |  |  |  | kWh | square foot | PSE-deemed | RTF Derived | 1.82 |  | 1.82 |  | Full | 45 |  | SF Space Heat |  | 0.01 | 0 | Insulation
10638 | Low Income Weatherization | LIW: Insulation - Attic - R11 to R49 - SF - TG | Attic insulation: R11 to R49; single family; natural gas | Weatherization | Insulation | Attic Insulation | 3 | 2020-01-01 | 2020-12-31 |  |  | 0.02 |  | Therm | square foot | PSE-deemed | RTF Derived |  | 1.82 |  | 1.82 | Full | 45 |  | Res Space Heat |  | 0 | 0 | Insulation
10416 | Low Income Weatherization | LIW: Insulation - Attic - R19 to R38 - MF - SH | Attic insulation: R19 to R38; multi-family; shareholder | Weatherization | Insulation | Attic Insulation | 1 | 2015-01-01 |  | 0 |  | 0 |  | Dual | calculated | RTF-deemed |  | 0 | 0 | 0 | 0 | [5 empty] | 0 | 0 | Insulation
10417 | Low Income Weatherization | LIW: Insulation - Attic - R19 to R38 - MF - TE | Attic insulation: R19 to R38; multi-family; electric | Weatherization | Insulation | Attic Insulation | 3 | 2019-01-01 | 2020-12-31 | 0.24 |  |  |  | kWh | square foot | RTF-deemed |  | 1.29 |  | 1.29 |  |  | 45 |  | MF Space Heat |  | 0 |  | Insulation
10418 | Low Income Weatherization | LIW: Insulation - Attic - R19 to R38 - SF - SH | Attic insulation: R19 to R38; single-family; shareholder | Weatherization | Insulation | Attic Insulation | 2 | 2016-01-01 |  | 0 |  | 0 |  | Dual | calculated | PSE-deemed | RTF Derived | 0 | 0 | 0 | 0 | [5 empty] | 0 | 0 | Insulation
10419 | Low Income Weatherization | LIW: Insulation - Attic - R19 to R38 - SF - TE | Attic insulation: R19 to R38; single-family; electric | Weatherization | Insulation | Attic Insulation | 5 | 2020-01-01 | 2020-12-31 | 0.17 |  |  |  | kWh | square foot | PSE-deemed | RTF Derived | 1.29 |  | 1.29 |  | Full | 45 |  | SF Space Heat |  | 0.003 | 0 | Insulation
10639 | Low Income Weatherization | LIW: Insulation - Attic - R19 to R49 - MF - SH | Attic insulation: R19 to R49; multi-family; shareholder | Weatherization | Insulation | Attic Insulation | 1 | 2016-01-01 |  | 0 |  | 0 |  | Dual | calculated | RTF-deemed |  | 0 | 0 | 0 | 0 | [5 empty] | 0 | 0 | Insulation
10640 | Low Income Weatherization | LIW: Insulation - Attic - R19 to R49 - MF - TE | Attic insulation: R19 to R49; multi-family; electric | Weatherization | Insulation | Attic Insulation | 3 | 2019-01-01 |  | 0.29 |  |  |  | kWh | square foot | RTF-deemed |  | 1.82 |  | 1.82 |  | Full | 45 |  | SF Space Heat |  |  |  | Insulation
10356 | Low Income Weatherization | LIW: Insulation - Duct - R0 to R11 - MF - SH | Duct insulation: R0 to R11; multi-family; shareholder | Weatherization | Insulation | Duct Insulation | 1 | 2015-01-01 |  | 0 |  | 0 |  | Dual | calculated | PSE-deemed |  | 0 | 0 | 0 | 0 | [5 empty] | 0 | 0 | Insulation
10357 | Low Income Weatherization | LIW: Insulation - Duct - R0 to R11 - MF - TE | Duct insulation: R0 to R11; multi-family; electric | Weatherization | Insulation | Duct Insulation | 1 | 2015-01-01 | 2020-12-31 | 4.65 |  | 0 |  | kWh | square foot | PSE-deemed | Program Staff | 6.46 |  | 6.46 |  |  | 30 |  | MF Space Heat |  | 0 |  | Insulation
10358 | Low Income Weatherization | LIW: Insulation - Duct - R0 to R11 - MF - TG | Duct insulation: R0 to R11; multi-family; natural gas | Weatherization | Insulation | Duct Insulation | 2 | 2019-01-01 | 2020-12-31 | 0 |  | 0.2 |  | Therm | square foot | PSE-deemed | RTF Derived |  | 6.46 |  | 6.46 |  | 45 |  | Res Space Heat |  | 0 |  | Insulation
10359 | Low Income Weatherization | LIW: Insulation - Duct - R0 to R11 - SF - SH | Duct insulation: R0 to R11; single family; shareholder | Weatherization | Insulation | Duct Insulation | 1 | 2015-01-01 |  | 0 |  | 0 |  | Dual | calculated | PSE-deemed |  | 0 | 0 | 0 | 0 | [5 empty] | 0 | 0 | Insulation
10360 | Low Income Weatherization | LIW: Insulation - Duct - R0 to R11 - SF - TE | Duct insulation: R0 to R11; single family; electric | Weatherization | Insulation | Duct Insulation | 1 | 2015-01-01 | 2020-12-31 | 4.65 |  | 0 |  | kWh | square foot | PSE-deemed | Program Staff | 6.46 |  | 6.46 |  |  | 30 |  | SF Space Heat |  | 0 |  | Insulation
10361 | Low Income Weatherization | LIW: Insulation - Duct - R0 to R11 - SF - TG | Duct insulation: R0 to R11; single family; natural gas | Weatherization | Insulation | Duct Insulation | 2 | 2018-01-01 | 2020-12-31 | 0 |  | 0.2 |  | Therm | square foot | PSE-deemed | RTF Derived |  | 6.46 |  | 6.46 |  | 45 |  | Res Space Heat |  | 0 |  | Insulation
10362 | Low Income Weatherization | LIW: Insulation - Floor - R0 to R19 - MF - SH | Floor insulation: R0 to R19; multi-family; shareholder | Weatherization | Insulation | Floor Insulation | 1 | 2015-01-01 |  | 0 |  | 0 |  | Dual | calculated | RTF-deemed |  | 0 | 0 | 0 | 0 | [5 empty] | 0 | 0 | Insulation
10363 | Low Income Weatherization | LIW: Insulation - Floor - R0 to R19 - MF - TE | Floor insulation: R0 to R19; multi-family; electric | Weatherization | Insulation | Floor Insulation | 3 | 2019-01-01 | 2020-12-31 | 1.17 |  | 0 |  | kWh | square foot | RTF-deemed |  | 1.87 |  | 1.87 |  |  | 45 |  | MF Space Heat |  | 0 |  | Insulation
10364 | Low Income Weatherization | LIW: Insulation - Floor - R0 to R19 - SF - SH | Floor insulation: R0 to R19; single family; shareholder | Weatherization | Insulation | Floor Insulation | 2 | 2016-01-01 |  | 0 |  | 0 |  | Dual | calculated | PSE-deemed | RTF Derived | 0 | 0 | 0 | 0 | [5 empty] | 0 | 0 | Insulation
10365 | Low Income Weatherization | LIW: Insulation - Floor - R0 to R19 - SF - TE | Floor insulation: R0 to R19; single family; electric | Weatherization | Insulation | Floor Insulation | 5 | 2020-01-01 | 2020-12-31 | 0.61 |  |  |  | kWh | square foot | PSE-deemed | RTF Derived | 1.87 |  | 1.87 |  | Full | 45 |  | SF Space Heat |  | 0.011 | 0 | Insulation
10366 | Low Income Weatherization | LIW: Insulation - Floor - R0 to R22 - MH - SH | Floor insulation: R0 to R22; mobile home; shareholder | Weatherization | Insulation | Floor Insulation | 2 | 2016-01-01 |  | 0 |  | 0 |  | Dual | calculated | RTF-deemed |  | 0 | 0 | 0 | 0 | [5 empty] | 0 | 0 | Insulation
10367 | Low Income Weatherization | LIW: Insulation - Floor - R0 to R22 - MH - TE | Floor insulation: R0 to R22; mobile home; electric | Weatherization | Insulation | Floor Insulation | 4 | 2020-01-01 | 2020-12-31 | 0.46 |  |  |  | kWh | square foot | RTF-deemed |  | 2.37 |  | 2.37 |  | Full | 25 |  | SF Space Heat |  | 0.004 | 0 | Insulation
10368 | Low Income Weatherization | LIW: Insulation - Floor - R0 to R22 - MH - TG | Floor insulation: R0 to R22; mobile home; natural gas | Weatherization | Insulation | Floor Insulation | 4 | 2020-01-01 | 2020-12-31 |  |  | 0.02 |  | Therm | square foot | PSE-deemed | RTF Derived |  | 2.37 |  | 2.37 | Full | 25 |  | Res Space Heat |  | 0 | 0 | Insulation
10372 | Low Income Weatherization | LIW: Insulation - Floor - R0 to R30 - MH - SH | Floor insulation: R0 to R30; mobile home; shareholder | Weatherization | Insulation | Floor Insulation | 1 | 2015-01-01 |  | 0 |  | 0 |  | Dual | calculated |  |  | 0 | 0 | 0 | 0 | [5 empty] | 0 | 0 | Insulation
10369 | Low Income Weatherization | LIW: Insulation - Floor - R0 to R30 - MF - SH | Floor insulation: R0 to R30; multi-family; shareholder | Weatherization | Insulation | Floor Insulation | 1 | 2015-01-01 |  | 0 |  | 0 |  | Dual | calculated |  |  | 0 | 0 | 0 | 0 | [5 empty] | 0 | 0 | Insulation
10370 | Low Income Weatherization | LIW: Insulation - Floor - R0 to R30 - MF - TE | Floor insulation: R0 to R30; multi-family; electric | Weatherization | Insulation | Floor Insulation | 3 | 2018-01-01 | 2020-12-31 | 1.56 |  | 0 |  | kWh | square foot | RTF-deemed |  | 2.2 |  | 2.2 |  |  | 45 |  | MF Space Heat |  | 0 |  | Insulation
10371 | Low Income Weatherization | LIW: Insulation - Floor - R0 to R30 - MF - TG | Floor insulation: R0 to R30; multi-family; natural gas | Weatherization | Insulation | Floor Insulation | 2 | 2019-01-01 | 2020-12-31 | 0 |  | 0.06 |  | Therm | square foot | PSE-deemed | RTF Derived |  | 2.2 |  | 2.2 |  | 45 |  | Res Space Heat |  | 0 |  | Insulation
10373 | Low Income Weatherization | LIW: Insulation - Floor - R0 to R30 - MH - TE | Floor insulation: R0 to R30; mobile home; electric | Weatherization | Insulation | Floor Insulation | 2 | 2019-01-01 | 2020-12-31 | 0.52 |  | 0 |  | kWh | square foot | RTF-deemed |  | 2.7 |  | 2.7 |  |  | 25 |  | SF Space Heat |  | 0.04 |  | Insulation
10374 | Low Income Weatherization | LIW: Insulation - Floor - R0 to R30 - MH - TG | Floor insulation: R0 to R30; mobile home; natural gas | Weatherization | Insulation | Floor Insulation | 3 | 2020-01-01 |  |  |  | 0.02 |  | Therm | square foot | PSE-deemed | RTF Derived |  | 2.7 |  | 2.7 | Full | 25 |  | Res Space Heat |  | 0 | 0 | Insulation
10375 | Low Income Weatherization | LIW: Insulation - Floor - R0 to R30 - SF - SH | Floor insulation: R0 to R30; single family; shareholder | Weatherization | Insulation | Floor Insulation | 2 | 2016-01-01 |  | 0 |  | 0 |  | Dual | calculated |  |  | 0 | 0 | 0 | 0 |  | 45 |  |  |  | 0 | 0 | Insulation
10376 | Low Income Weatherization | LIW: Insulation - Floor - R0 to R30 - SF - TE | Floor insulation: R0 to R30; single family; electric | Weatherization | Insulation | Floor Insulation | 5 | 2020-01-01 | 2020-12-31 | 0.68 |  |  |  | kWh | square foot | PSE-deemed | RTF Derived | 2.2 |  | 2.2 |  | Full | 45 |  | SF Space Heat |  | 0.01 | 0 | Insulation
10377 | Low Income Weatherization | LIW: Insulation - Floor - R0 to R30 - SF - TG | Floor insulation: R0 to R30; single family; natural gas | Weatherization | Insulation | Floor Insulation | 3 | 2020-01-01 | 2020-12-31 |  |  | 0.04 |  | Therm | square foot | PSE-deemed | RTF Derived |  | 2.14 |  | 2.14 | Full | 45 |  | Res Space Heat |  | 0 | 0 | Insulation
10378 | Low Income Weatherization | LIW: Insulation - Floor - R11 to R22 - MH - SH | Floor insulation: R11 to R22; mobile home; shareholder | Weatherization | Insulation | Floor Insulation | 2 | 2016-01-01 |  | 0 |  | 0 |  | Dual | calculated |  |  | 0 | 0 | 0 | 0 | [5 empty] | 0 | 0 | Insulation
10379 | Low Income Weatherization | LIW: Insulation - Floor - R11 to R22 - MH - TE | Floor insulation: R11 to R22; mobile home; electric | Weatherization | Insulation | Floor Insulation | 4 | 2020-01-01 | 2020-12-31 | 0.19 |  |  |  | kWh | square foot | RTF-deemed |  | 1.84 |  | 1.84 |  | Full | 25 |  | SF Space Heat |  | 0.002 | 0 | Insulation
10380 | Low Income Weatherization | LIW: Insulation - Floor - R11 to R30 - MF - SH | Floor insulation: R11 to R30; multi-family; shareholder | Weatherization | Insulation | Floor Insulation | 1 | 2015-01-01 |  | 0 |  | 0 |  | Dual | calculated |  |  | 0 | 0 | 0 | 0 | [5 empty] | 0 | 0 | Insulation
10381 | Low Income Weatherization | LIW: Insulation - Floor - R11 to R30 - MF - TE | Floor insulation: R11 to R30; multi-family; electric | Weatherization | Insulation | Floor Insulation | 4 | 2020-01-01 |  | 0.77 |  |  |  | kWh | square foot | PSE-deemed | RTF Derived | 1.13 |  | 1.13 |  | Full | 45 |  | MF Space Heat |  | 0 | 0 | Insulation
11756 | Low Income Weatherization | LIW: Insulation - Rigid Wall - SIR - MF - SH | SIR measure - Rigid Wall Insulation: multi-family; shareholder | Weatherization | Insulation | Wall Insulation | 1 | 2016-01-01 |  | 0 |  | 0 |  | Dual | calculated | Calculated | Engineering | [9 empty] | 0 | 0 | Insulation
11755 | Low Income Weatherization | LIW: Insulation - Rigid Wall - SIR - MF - TE | SIR measure - Rigid Wall Insulation: multi-family; electric | Weatherization | Insulation | Wall Insulation | 1 | 2016-01-01 |  | 0 |  | 0 |  | Dual | calculated | Calculated | Engineering |  |  |  |  | Full |  |  | Res Space Heat |  |  |  | Insulation
10684 | Low Income Weatherization | LIW: Insulation - Slab On Grade - SIR - MF - SH | SIR measure - slab-on-grade insulation: multi-family; shareholder | Weatherization | Insulation | Slab On Grade Insulation | 1 | 2016-01-01 |  | 0 |  | 0 |  | Dual | calculated | [11 empty] | 0 | 0 | Insulation
10685 | Low Income Weatherization | LIW: Insulation - Slab On Grade - SIR - MF - TE | SIR measure - slab-on-grade insulation: multi-family; electric | Weatherization | Insulation | Slab On Grade Insulation | 1 | 2016-01-01 | [5 empty] | Dual | calculated | Custom | Engineering |  |  |  |  | Full |  |  | MF Space Heat |  |  |  | Insulation
10384 | Low Income Weatherization | LIW: Insulation - Wall - R0 to R11 - MF - SH | Wall insulation: R0 to R11; multi-family; shareholder | Weatherization | Insulation | Wall Insulation | 1 | 2015-01-01 |  | 0 |  | 0 |  | Dual | calculated | RTF-deemed |  | 0 | 0 | 0 | 0 | [5 empty] | 0 | 0 | Insulation
10385 | Low Income Weatherization | LIW: Insulation - Wall - R0 to R11 - MF - TE | Wall insulation: R0 to R11; multi-family; electric | Weatherization | Insulation | Wall Insulation | 3 | 2019-01-01 | 2020-12-31 | 2.22 |  | 0 |  | kWh | square foot | RTF-deemed |  | 2.75 |  | 2.75 |  |  | 45 |  | MF Space Heat |  | 0 |  | Insulation
10386 | Low Income Weatherization | LIW: Insulation - Wall - R0 to R11 - MF - TG | Wall insulation: R0 to R11; multi-family; natural gas | Weatherization | Insulation | Wall Insulation | 2 | 2019-01-01 | 2020-12-31 | 0 |  | 0.08 |  | Therm | square foot | PSE-deemed | RTF Derived |  | 2.2 |  | 2.2 |  | 45 |  | Res Space Heat |  | 0 |  | Insulation
10387 | Low Income Weatherization | LIW: Insulation - Wall - R0 to R11 - MH - SH | Wall insulation: R0 to R11; mobile home; shareholder | Weatherization | Insulation | Wall Insulation | 2 | 2016-01-01 |  | 0 |  | 0 |  | Dual | calculated | RTF-deemed |  | 0 | 0 | 0 | 0 | [5 empty] | 0 | 0 | Insulation
10388 | Low Income Weatherization | LIW: Insulation - Wall - R0 to R11 - MH - TE | Wall insulation: R0 to R11; mobile home; electric | Weatherization | Insulation | Wall Insulation | 2 | 2019-01-01 | 2020-12-31 | 4.58 |  | 0 |  | kWh | square foot | RTF-deemed |  | 2.75 |  | 2.75 |  |  | 25 |  | SF Space Heat |  | 0.03 |  | Insulation
10389 | Low Income Weatherization | LIW: Insulation - Wall - R0 to R11 - MH - TG | Wall insulation: R0 to R11; mobile home; natural gas | Weatherization | Insulation | Wall Insulation | 4 | 2020-01-01 |  |  |  | 0.22 |  | Therm | square foot | PSE-deemed | RTF Derived |  | 2.75 |  | 2.75 | Full | 25 |  | Res Space Heat |  | 0 | 0 | Insulation
10390 | Low Income Weatherization | LIW: Insulation - Wall - R0 to R11 - SF - SH | Wall insulation: R0 to R11; single family; shareholder | Weatherization | Insulation | Wall Insulation | 3 | 2019-01-01 |  | 0 |  | 0 |  | Dual | calculated | PSE-deemed | RTF Derived | 0 | 0 | 0 | 0 | [5 empty] | 0 | 0 | Insulation
10391 | Low Income Weatherization | LIW: Insulation - Wall - R0 to R11 - SF - TE | Wall insulation: R0 to R11; single family; electric | Weatherization | Insulation | Wall Insulation | 5 | 2020-01-01 | 2020-12-31 | 1.35 |  |  |  | kWh | square foot | PSE-deemed | RTF Derived | 2.75 |  | 2.75 |  | Full | 45 |  | SF Space Heat |  | 0.02 | 0 | Insulation
10392 | Low Income Weatherization | LIW: Insulation - Wall - R0 to R11 - SF - TG | Wall insulation: R0 to R11; single family; natural gas | Weatherization | Insulation | Wall Insulation | 5 | 2020-01-01 | 2020-12-31 |  |  | 0.09 |  | Therm | square foot | PSE-deemed | RTF Derived |  | 2.75 |  | 2.75 | Full | 45 |  | Res Space Heat |  | 0 | 0 | Insulation
10555 | Low Income Weatherization | LIW: Insulation - Water Heater Pipe - MF - SH | Water heater pipe insulation: multi-family; shareholder | Weatherization | Insulation | Pipe Insulation | 1 | 2015-01-01 |  | 0 |  | 0 |  | Dual | calculated |  |  | 0 | 0 | 0 | 0 | [5 empty] | 0 | 0 | Insulation
10556 | Low Income Weatherization | LIW: Insulation - Water Heater Pipe - MF - TE | Water heater pipe insulation: multi-family; electric | Weatherization | Insulation | Pipe Insulation | 3 | 2020-01-01 |  | 20.68 |  |  |  | kWh | per unit | PSE-deemed | Other Utility | 20 |  | 20 |  | Full | 15 |  | Res Water Heat |  | 0 | 0 | Insulation
10557 | Low Income Weatherization | LIW: Insulation - Water Heater Pipe - MF - TG | Water heater pipe insulation: multi-family; natural gas | Weatherization | Insulation | Pipe Insulation | 3 | 2020-01-01 |  |  |  | 0.84 |  | Therm | per unit | PSE-deemed | RTF Derived |  | 20 |  | 20 | Full | 15 |  | Res Water Heat |  | 0 | 0 | Insulation
10558 | Low Income Weatherization | LIW: Insulation - Water Heater Pipe - MH - SH | Water heater pipe insulation: mobile home; shareholder | Weatherization | Insulation | Pipe Insulation | 1 | 2015-01-01 |  | 0 |  | 0 |  | Dual | calculated |  |  | 0 | 0 | 0 | 0 | [5 empty] | 0 | 0 | Insulation
10559 | Low Income Weatherization | LIW: Insulation - Water Heater Pipe - MH - TE | Water heater pipe insulation: mobile home; electric | Weatherization | Insulation | Pipe Insulation | 3 | 2020-01-01 |  | 20.68 |  |  |  | kWh | per unit | PSE-deemed | Other Utility | 20 |  | 20 |  | Full | 15 |  | Res Water Heat |  | 0 | 0 | Insulation
10560 | Low Income Weatherization | LIW: Insulation - Water Heater Pipe - MH - TG | Water heater pipe insulation: mobile home; natural gas | Weatherization | Insulation | Pipe Insulation | 3 | 2020-01-01 |  |  |  | 0.84 |  | Therm | per unit | PSE-deemed | Other Utility |  | 20 |  | 20 | Full | 15 |  | Res Water Heat |  | 0 | 0 | Insulation
10561 | Low Income Weatherization | LIW: Insulation - Water Heater Pipe - SF - SH | Water heater pipe insulation: single family; shareholder | Weatherization | Insulation | Pipe Insulation | 1 | 2015-01-01 |  | 0 |  | 0 |  | Dual | calculated |  |  | 0 | 0 | 0 | 0 | [5 empty] | 0 | 0 | Insulation
10562 | Low Income Weatherization | LIW: Insulation - Water Heater Pipe - SF - TE | Water heater pipe insulation: single family; electric | Weatherization | Insulation | Pipe Insulation | 3 | 2020-01-01 |  | 20.68 |  |  |  | kWh | per unit | PSE-deemed | Other Utility | 20 |  | 20 |  | Full | 15 |  | Res Water Heat |  | 0 | 0 | Insulation
10563 | Low Income Weatherization | LIW: Insulation - Water Heater Pipe - SF - TG | Water heater pipe insulation: single family; natural gas | Weatherization | Insulation | Pipe Insulation | 3 | 2020-01-01 |  |  |  | 0.84 |  | Therm | per unit | PSE-deemed | Other Utility |  | 20 |  | 20 | Full | 15 |  | Res Water Heat |  | 0 | 0 | Insulation
10324 | Low Income Weatherization | LIW: Integrated Space and Water Heating - MF - SH | Integrated space and water heating system: multi-family; shareholder | Combined | Combined | Combined | 2 | 2019-01-01 |  | 0 |  | 0 |  | Dual | calculated |  |  | 0 | 0 | 0 | 0 | [5 empty] | 0 | 0 | Integrated_Space_and_Water_Heat
10325 | Low Income Weatherization | LIW: Integrated Space and Water Heating - MF - TG | Integrated space and water heating system: multi-family; natural gas | Combined | Combined | Combined | 3 | 2020-01-01 | 2020-12-31 |  |  | 184 |  | Therm | per unit | PSE-deemed | Evaluation Study |  | 1526 |  | 1526 | Full | 18 |  | Res Space Heat |  | 0 | 0 | Integrated_Space_and_Water_Heat
10326 | Low Income Weatherization | LIW: Integrated Space and Water Heating - SF - SH | Integrated space and water heating system: single family; shareholder | Combined | Combined | Combined | 1 | 2015-01-01 |  | 0 |  | 0 |  | Dual | calculated |  |  | 0 | 0 | 0 | 0 |  | 18 |  |  |  | 0 | 0 | Integrated_Space_and_Water_Heat
10327 | Low Income Weatherization | LIW: Integrated Space and Water Heating - SF - TG | Integrated space and water heating system: single family; natural gas | Combined | Combined | Combined | 2 | 2020-01-01 | 2020-12-31 |  |  | 184 |  | Therm | per unit | PSE-deemed | Evaluation Study |  | 1526 |  | 1526 | Full | 18 |  | Res Space Heat |  | 0 | 0 | Integrated_Space_and_Water_Heat
10420 | Low Income Weatherization | LIW: Lamp - LED - A Lamp - MF - SH | LED A-lamp: multi-family; shareholder | Lighting | Lamp | LED Lamp | 3 | 2017-01-01 |  | 0 |  | 0 |  | Dual | calculated | PSE-deemed |  | 0 | 0 | 0 | 0 | [5 empty] | 0 | 0 | Lamp
10421 | Low Income Weatherization | LIW: Lamp - LED - A Lamp - MF - TE | LED A-lamp: multi-family; electric | Lighting | Lamp | LED Lamp | 4 | 2020-01-01 |  | 0 |  |  |  | kWh | per unit |  |  | 0 |  | 0 | [6 empty] | 0 | 0 | Lamp
10422 | Low Income Weatherization | LIW: Lamp - LED - A Lamp - MH - SH | LED A-lamp: mobile home; shareholder | Lighting | Lamp | LED Lamp | 3 | 2017-01-01 |  | 0 |  | 0 |  | Dual | calculated | PSE-deemed |  | 0 | 0 | 0 | 0 | [5 empty] | 0 | 0 | Lamp
10423 | Low Income Weatherization | LIW: Lamp - LED - A Lamp - MH - TE | LED A-lamp: mobile home; electric | Lighting | Lamp | LED Lamp | 5 | 2020-01-01 |  | 0 |  |  |  | kWh | per unit |  |  | 0 |  | 0 | [6 empty] | 0 | 0 | Lamp
10424 | Low Income Weatherization | LIW: Lamp - LED - A Lamp - SF - SH | LED A-lamp: single family; shareholder | Lighting | Lamp | LED Lamp | 3 | 2017-01-01 |  | 0 |  | 0 |  | Dual | calculated | PSE-deemed |  | 0 | 0 | 0 | 0 | [5 empty] | 0 | 0 | Lamp
10425 | Low Income Weatherization | LIW: Lamp - LED - A Lamp - SF - TE | LED A-lamp: single family; electric | Lighting | Lamp | LED Lamp | 5 | 2020-01-01 |  | 0 |  |  |  | kWh | per unit |  |  | 0 |  | 0 | [6 empty] | 0 | 0 | Lamp
10430 | Low Income Weatherization | LIW: Lamp - LED - Candelabra - MF - SH | LED candelabra: multi-family; shareholder | Lighting | Lamp | LED Lamp | 3 | 2017-01-01 |  | 0 |  | 0 |  | Dual | calculated | PSE-deemed |  | 0 | 0 | 0 | 0 | [5 empty] | 0 | 0 | Lamp
10431 | Low Income Weatherization | LIW: Lamp - LED - Candelabra - MF - TE | LED candelabra: multi-family; electric | Lighting | Lamp | LED Lamp | 4 | 2020-01-01 |  | 0 |  |  |  | kWh | per unit |  |  | 0 |  | 0 | [6 empty] | 0 | 0 | Lamp
10664 | Low Income Weatherization | LIW: Lamp - LED - Candelabra - MH - SH | LED candelabra: mobile home; shareholder | Lighting | Lamp | LED Lamp | 3 | 2019-01-01 |  | 0 |  | 0 |  | Dual | calculated | PSE-deemed |  | 0 | 0 | 0 | 0 | [5 empty] | 0 | 0 | Lamp
10665 | Low Income Weatherization | LIW: Lamp - LED - Candelabra - MH - TE | LED candelabra: mobile home; electric | Lighting | Lamp | LED Lamp | 4 | 2020-01-01 |  | 0 |  |  |  | kWh | per unit |  |  | 0 |  | 0 | [6 empty] | 0 | 0 | Lamp
10432 | Low Income Weatherization | LIW: Lamp - LED - Candelabra - SF - SH | LED candelabra: single family; shareholder | Lighting | Lamp | LED Lamp | 4 | 2019-01-01 |  | 0 |  | 0 |  | Dual | calculated | PSE-deemed |  | 0 | 0 | 0 | 0 | [5 empty] | 0 | 0 | Lamp
10433 | Low Income Weatherization | LIW: Lamp - LED - Candelabra - SF - TE | LED candelabra: single family; electric | Lighting | Lamp | LED Lamp | 5 | 2020-01-01 |  | 0 |  |  |  | kWh | per unit |  |  | 0 |  | 0 | [6 empty] | 0 | 0 | Lamp
10666 | Low Income Weatherization | LIW: Lamp - LED - Globe - MF - SH | LED globe lamp: multi-family; shareholder | Lighting | Lamp | LED Lamp | 2 | 2017-01-01 |  | 0 |  | 0 |  | Dual | calculated | PSE-deemed |  | 0 | 0 | 0 | 0 | [5 empty] | 0 | 0 | Lamp
10667 | Low Income Weatherization | LIW: Lamp - LED - Globe - MF - TE | LED globe lamp: multi-family; electric | Lighting | Lamp | LED Lamp | 3 | 2020-01-01 |  | 0 |  |  |  | kWh | per unit |  |  | 0 |  | 0 | [6 empty] | 0 | 0 | Lamp
10668 | Low Income Weatherization | LIW: Lamp - LED - Globe - MH - SH | LED globe lamp: mobile home; shareholder | Lighting | Lamp | LED Lamp | 2 | 2017-01-01 |  | 0 |  | 0 |  | Dual | calculated | PSE-deemed |  | 0 | 0 | 0 | 0 | [5 empty] | 0 | 0 | Lamp
10669 | Low Income Weatherization | LIW: Lamp - LED - Globe - MH - TE | LED globe lamp: mobile home; electric | Lighting | Lamp | LED Lamp | 3 | 2020-01-01 |  | 0 |  |  |  | kWh | per unit |  |  | 0 |  | 0 | [6 empty] | 0 | 0 | Lamp
10670 | Low Income Weatherization | LIW: Lamp - LED - Globe - SF - SH | LED globe lamp: single family; shareholder | Lighting | Lamp | LED Lamp | 2 | 2017-01-01 |  | 0 |  | 0 |  | Dual | calculated | PSE-deemed |  | 0 | 0 | 0 | 0 | [5 empty] | 0 | 0 | Lamp
10671 | Low Income Weatherization | LIW: Lamp - LED - Globe - SF - TE | LED globe lamp: single family; electric | Lighting | Lamp | LED Lamp | 3 | 2020-01-01 |  | 0 |  |  |  | kWh | per unit |  |  | 0 |  | 0 | [6 empty] | 0 | 0 | Lamp
12399 | Low Income Weatherization | LIW: Lamp - LED - MR16 - MF - SH | LED MR16: multi-family; shareholder | Lighting | Lamp | LED Lamp | 1 | 2019-01-01 |  | 0 |  | 0 |  | Dual | calculated | PSE-deemed |  | 0 | 0 | 0 | 0 | [5 empty] | 0 | 0 | Lamp
12398 | Low Income Weatherization | LIW: Lamp - LED - MR16 - MF - TE | LED MR16: multi-family; electric | Lighting | Lamp | LED Lamp | 2 | 2020-01-01 |  | 0 |  |  |  | kWh | per unit |  |  | 0 |  | 0 | [6 empty] | 0 | 0 | Lamp
12400 | Low Income Weatherization | LIW: Lamp - LED - MR16 - SF - SH | LED MR16: single family; shareholder | Lighting | Lamp | LED Lamp | 1 | 2019-01-01 |  | 0 |  | 0 |  | Dual | calculated | PSE-deemed |  | 0 | 0 | 0 | 0 | [5 empty] | 0 | 0 | Lamp
12401 | Low Income Weatherization | LIW: Lamp - LED - MR16 - SF - TE | LED MR16: single family; electric | Lighting | Lamp | LED Lamp | 2 | 2020-01-01 |  | 0 |  |  |  | kWh | per unit |  |  | 0 |  | 0 | [6 empty] | 0 | 0 | Lamp
10672 | Low Income Weatherization | LIW: Lamp - TLED - T8 - MF - SH | T8 LED lamp: multi-family; shareholder | Lighting | Lamp | TLED Lamp | 2 | 2017-01-01 |  | 0 |  | 0 |  | Dual | calculated | PSE-deemed |  | 0 | 0 | 0 | 0 | [5 empty] | 0 | 0 | Lamp
10673 | Low Income Weatherization | LIW: Lamp - TLED - T8 - MF - TE | T8 LED lamp: multi-family; electric | Lighting | Lamp | TLED Lamp | 4 | 2020-01-01 |  | 0 |  |  |  | kWh | per unit |  |  | 0 |  | 0 | [6 empty] | 0 | 0 | Lamp
12221 | Low Income Weatherization | LIW: Lighting - SIR - MF - TE | Lighting SIR measure: multi-family; electric | Lighting | Lamp | LED Lamp | 1 | 2018-01-01 |  | 0 |  | 0 |  | Dual | calculated | Calculated | Engineering | [5 empty] | 12 |  | Res Lighting |  |  |  | Lamp
12605 | Low Income Weatherization | LIW: Mobile Home Replacement w/HP - ES Pre-1976 Double to Double - MH - SH | Mobile Home w/Heat Pump Replacement Package: Energy Star pre-1976 double-wide: mobile home; shareholder | Combined | Combined | Combined | 1 | 2019-08-01 | [5 empty] | Dual | calculated | RTF-deemed | [8 empty] | SF Space Heat |  | 0 | 0 | Whole_Home_Incentives
12569 | Low Income Weatherization | LIW: Mobile Home Replacement w/HP - ES Pre-1976 Double to Double - MH - TE | Mobile Home w/Heat Pump Replacement Package: Energy Star pre-1976 double-wide: mobile home; electric | Combined | Combined | Combined | 1 | 2019-08-01 |  | 8615 |  |  |  | kWh | per home | RTF-deemed |  | 13800 |  | 103400 |  | Incremental | 41 |  | SF Space Heat |  | 33000 |  | Whole_Home_Incentives
12607 | Low Income Weatherization | LIW: Mobile Home Replacement w/HP - ES Pre-1976 Single to Single - MH - TE | Mobile Home w/Heat Pump Replacement Package: Energy Star pre-1976 single-wide: mobile home; electric | Combined | Combined | Combined | 1 | 2019-08-01 |  | 8471 |  |  |  | kWh | per home | RTF-deemed |  | 13500 |  | 75400 |  |  | 41 |  | SF Space Heat |  | 25000 |  | Whole_Home_Incentives
12770 | Low Income Weatherization | LIW: Mobile Home Replacement w/HP-ES Pre-1976 Single to Single-MH-SH | Mobile Home w/Heat Pump Replacement Package: Energy Star pre-1976 single-wide:mobile home; shareholder | Combined | Combined | Combined | 1 | 2020-01-01 | [5 empty] | Dual | calculated | RTF-deemed | [10 empty] | 0 | 0 | Whole_Home_Incentives
12904 | Low Income Weatherization | LIW: Personal Protective Equipment - MF - SH | Personal protective equipment: multi family: shareholder | Safety | Safety Equipment | Safety Equipment | 1 | 2020-06-01 | [5 empty] | Dual | calculated |  |  | 0 | 0 | 0 | 0 | [5 empty] | 0 | 0 | Health_Safety_and_Repair
12898 | Low Income Weatherization | LIW: Personal Protective Equipment - MF - TE | Personal protective equipment: multi family: electric | Safety | Safety Equipment | Safety Equipment | 1 | 2020-06-01 |  | 0 |  |  |  | kWh | per unit |  |  | 0 |  | 0 | [6 empty] | 0 | 0 | Health_Safety_and_Repair
12901 | Low Income Weatherization | LIW: Personal Protective Equipment - MF - TG | Personal protective equipment: multi family: gas | Safety | Safety Equipment | Safety Equipment | 1 | 2020-06-01 |  |  |  | 0 |  | Therm | per unit |  |  |  | 0 |  | 0 | [5 empty] | 0 | 0 | Health_Safety_and_Repair
12905 | Low Income Weatherization | LIW: Personal Protective Equipment - MH - SH | Personal protective equipment: mobile home: shareholder | Safety | Safety Equipment | Safety Equipment | 1 | 2020-06-01 | [5 empty] | Dual | calculated |  |  | 0 | 0 | 0 | 0 | [5 empty] | 0 | 0 | Health_Safety_and_Repair
12899 | Low Income Weatherization | LIW: Personal Protective Equipment - MH - TE | Personal protective equipment: mobile home: electric | Safety | Safety Equipment | Safety Equipment | 1 | 2020-06-01 |  | 0 |  |  |  | kWh | per unit |  |  | 0 |  | 0 | [6 empty] | 0 | 0 | Health_Safety_and_Repair
12902 | Low Income Weatherization | LIW: Personal Protective Equipment - MH - TG | Personal protective equipment: mobile home: gas | Safety | Safety Equipment | Safety Equipment | 1 | 2020-06-01 |  |  |  | 0 |  | Therm | per unit |  |  |  | 0 |  | 0 | [5 empty] | 0 | 0 | Health_Safety_and_Repair
12903 | Low Income Weatherization | LIW: Personal Protective Equipment - SF - SH | Personal protective equipment: single family: shareholder | Safety | Safety Equipment | Safety Equipment | 1 | 2020-06-01 | [5 empty] | Dual | calculated |  |  | 0 | 0 | 0 | 0 | [5 empty] | 0 | 0 | Health_Safety_and_Repair
12897 | Low Income Weatherization | LIW: Personal Protective Equipment - SF - TE | Personal protective equipment: single family: electric | Safety | Safety Equipment | Safety Equipment | 1 | 2020-06-01 |  | 0 |  |  |  | kWh | per unit |  |  | 0 |  | 0 | [6 empty] | 0 | 0 | Health_Safety_and_Repair
12900 | Low Income Weatherization | LIW: Personal Protective Equipment - SF - TG | Personal protective equipment: single family: gas | Safety | Safety Equipment | Safety Equipment | 1 | 2020-06-01 |  |  |  | 0 |  | Therm | per unit |  |  |  | 0 |  | 0 | [5 empty] | 0 | 0 | Health_Safety_and_Repair
12958 | Low Income Weatherization | LIW: Program Support - SF- SH | Program support; single family: shareholder | Other | Other | Other | 1 | 2020-08-01 | [5 empty] | Dual | calculated | [11 empty] | 0 | 0 | Health_Safety_and_Repair
10263 | Low Income Weatherization | LIW: Refrigerator Replacement - MF - SH | Refrigerator replacement: multi-family; shareholder | Appliances | Refrigerator | Refrigerator Replacement | 2 | 2016-01-01 | 2020-12-31 | 0 |  | 0 |  | Dual | calculated |  |  | 0 | 0 | 0 | 0 | [5 empty] | 0 | 0 | Refrigerator
10264 | Low Income Weatherization | LIW: Refrigerator Replacement - MF - TE | Refrigerator replacement: multi-family; electric | Appliances | Refrigerator | Refrigerator Replacement | 3 | 2020-01-01 | 2020-12-31 | 580 |  |  |  | kWh | per unit | PSE-deemed | Evaluation Study | 545 |  | 700 |  | Full | 15 |  | Res Refrigerator |  | 0 | 0 | Refrigerator
10265 | Low Income Weatherization | LIW: Refrigerator Replacement - MH - SH | Refrigerator replacement: mobile home; shareholder | Appliances | Refrigerator | Refrigerator Replacement | 2 | 2016-01-01 | 2020-12-31 | 0 |  | 0 |  | Dual | calculated |  |  | 0 | 0 | 0 | 0 | [5 empty] | 0 | 0 | Refrigerator
10266 | Low Income Weatherization | LIW: Refrigerator Replacement - MH - TE | Refrigerator replacement: mobile home; electric | Appliances | Refrigerator | Refrigerator Replacement | 3 | 2020-01-01 | 2020-12-31 | 580 |  |  |  | kWh | per unit | PSE-deemed | Evaluation Study | 545 |  | 700 |  | Full | 15 |  | Res Refrigerator |  | 0 | 0 | Refrigerator
10267 | Low Income Weatherization | LIW: Refrigerator Replacement - SF - SH | Refrigerator replacement: single family; shareholder | Appliances | Refrigerator | Refrigerator Replacement | 2 | 2016-01-01 | 2020-12-31 | 0 |  | 0 |  | Dual | calculated |  |  | 0 | 0 | 0 | 0 | [5 empty] | 0 | 0 | Refrigerator
10268 | Low Income Weatherization | LIW: Refrigerator Replacement - SF - TE | Refrigerator replacement: single family; electric | Appliances | Refrigerator | Refrigerator Replacement | 3 | 2020-01-01 | 2020-12-31 | 580 |  |  |  | kWh | per unit | PSE-deemed | Evaluation Study | 545 |  | 700 |  | Full | 15 |  | Res Refrigerator |  | 0 | 0 | Refrigerator
10480 | Low Income Weatherization | LIW: Repair - Electrical - MF - TE | Electrical repair: multi-family; electric | Repair | Repair | Electrical Repair | 1 | 2015-01-01 |  | 0 |  | 0 |  | kWh |  |  |  | 0 |  | 0 | [8 empty] | Health_Safety_and_Repair
10481 | Low Income Weatherization | LIW: Repair - Electrical - MH - SH | Electrical repair: mobile home; shareholder | Repair | Repair | Electrical Repair | 1 | 2015-01-01 |  | 0 |  | 0 |  | Dual | calculated |  |  | 0 | 0 | 0 | 0 | [5 empty] | 0 | 0 | Health_Safety_and_Repair
10482 | Low Income Weatherization | LIW: Repair - Electrical - MH - TE | Electrical repair: mobile home; electric | Repair | Repair | Electrical Repair | 1 | 2015-01-01 |  | 0 |  | 0 |  | kWh | per home |  |  | 0 |  | 0 | [8 empty] | Health_Safety_and_Repair
10483 | Low Income Weatherization | LIW: Repair - Electrical - SF - SH | Electrical repair: single family; shareholder | Repair | Repair | Electrical Repair | 1 | 2015-01-01 |  | 0 |  | 0 |  | Dual | calculated |  |  | 0 | 0 | 0 | 0 | [5 empty] | 0 | 0 | Health_Safety_and_Repair
10484 | Low Income Weatherization | LIW: Repair - Electrical - SF - TE | Electrical repair: single family; electric | Repair | Repair | Flooring Repair | 1 | 2015-01-01 |  | 0 |  |  |  | kWh | per home |  |  | 0 |  | 0 | [8 empty] | Health_Safety_and_Repair
12293 | Low Income Weatherization | LIW: Repair - Electrical - SF - TG | Electrical repair: single family; gas | Repair | Repair | Electrical Repair | 1 | 2015-01-01 |  | 0 |  | 0 |  | Therm | per unit |  |  | 0 | 0 | 0 | 0 | [5 empty] | 0 | 0 | Health_Safety_and_Repair
10479 | Low Income Weatherization | LIW: Repair - Electrical- MF - SH | Electrical repair: multi-family; shareholder | Repair | Repair | Electrical Repair | 1 | 2015-01-01 |  | 0 |  | 0 |  | Dual | calculated |  |  | 0 | 0 | 0 | 0 | [5 empty] | 0 | 0 | Health_Safety_and_Repair
10485 | Low Income Weatherization | LIW: Repair - Floor - MF - SH | Floor repair: multi-family; shareholder | Repair | Repair | Flooring Repair | 1 | 2015-01-01 |  | 0 |  | 0 |  | Dual | calculated |  |  | 0 | 0 | 0 | 0 | [5 empty] | 0 | 0 | Health_Safety_and_Repair
10486 | Low Income Weatherization | LIW: Repair - Floor - MF - TE | Floor repair: multi-family; electric | Repair | Repair | Flooring Repair | 1 | 2015-01-01 |  | 0 |  | 0 |  | kWh |  |  |  | 0 |  | 0 | [8 empty] | Health_Safety_and_Repair
10487 | Low Income Weatherization | LIW: Repair - Floor - MH - SH | Floor repair: mobile home; shareholder | Repair | Repair | Flooring Repair | 1 | 2015-01-01 |  | 0 |  | 0 |  | Dual | calculated |  |  | 0 | 0 | 0 | 0 | [5 empty] | 0 | 0 | Health_Safety_and_Repair
10488 | Low Income Weatherization | LIW: Repair - Floor - MH - TE | Floor repair: mobile home; electric | Repair | Repair | Flooring Repair | 1 | 2015-01-01 |  | 0 |  | 0 |  | kWh | per home |  |  | 0 |  | 0 | [8 empty] | Health_Safety_and_Repair
10489 | Low Income Weatherization | LIW: Repair - Floor - SF - SH | Floor repair: single family; shareholder | Repair | Repair | Flooring Repair | 1 | 2015-01-01 |  | 0 |  | 0 |  | Dual | calculated |  |  | 0 | 0 | 0 | 0 | [5 empty] | 0 | 0 | Health_Safety_and_Repair
10490 | Low Income Weatherization | LIW: Repair - Floor - SF - TE | Floor repair: single family; electric | Repair | Repair | Flooring Repair | 1 | 2015-01-01 |  | 0 |  |  |  | kWh | per unit |  |  | 0 |  | 0 |  |  |  |  | Res Space Heat |  |  |  | Health_Safety_and_Repair
12315 | Low Income Weatherization | LIW: Repair - Floor - SF - TG | Floor repair: single family; gas | Repair | Repair | Flooring Repair | 1 | 2018-01-01 |  | 0 |  | 0 |  | Therm | per unit |  |  |  | 0 |  | 0 |  |  |  | Res Space Heat |  |  |  | Health_Safety_and_Repair
10328 | Low Income Weatherization | LIW: Repair - Furnace - MF - SH | Furnace repair: multi-family; shareholder | Repair | Repair | Space Heating Repair | 1 | 2015-01-01 |  | 0 |  | 0 |  | Dual | calculated |  |  | 0 | 0 | 0 | 0 | [5 empty] | 0 | 0 | Health_Safety_and_Repair
10329 | Low Income Weatherization | LIW: Repair - Furnace - MF - TE | Furnace repair: multi-family; electric | Repair | Repair | Space Heating Repair | 1 | 2015-01-01 |  | 0 |  | 0 |  | kWh | per unit |  |  | 0 |  | 0 | [8 empty] | Health_Safety_and_Repair
10330 | Low Income Weatherization | LIW: Repair - Furnace - MH - SH | Furnace repair: mobile home; shareholder | Repair | Repair | Space Heating Repair | 1 | 2015-01-01 |  | 0 |  | 0 |  | Dual | calculated |  |  | 0 | 0 | 0 | 0 | [5 empty] | 0 | 0 | Health_Safety_and_Repair
10331 | Low Income Weatherization | LIW: Repair - Furnace - MH - TE | Furnace repair: mobile home; electric | Repair | Repair | Space Heating Repair | 1 | 2015-01-01 |  | 0 |  | 0 |  | kWh | per unit |  |  | 0 |  | 0 | [8 empty] | Health_Safety_and_Repair
12310 | Low Income Weatherization | LIW: Repair - Furnace - MH - TG | Furnace repair: mobile home; natural gas | Repair | Repair | Space Heating Repair | 1 | 2018-01-01 |  | 0 |  | 0 |  | Therm | per unit |  |  | 0 | 0 | 0 | 0 | Full |  |  | Res Space Heat |  |  |  | Health_Safety_and_Repair
10332 | Low Income Weatherization | LIW: Repair - Furnace - SF - SH | Furnace repair: single family; shareholder | Repair | Repair | Space Heating Repair | 1 | 2015-01-01 |  | 0 |  | 0 |  | Dual | calculated |  |  | 0 | 0 | 0 | 0 | [5 empty] | 0 | 0 | Health_Safety_and_Repair
10333 | Low Income Weatherization | LIW: Repair - Furnace - SF - TE | Furnace repair: single family; electric | Repair | Repair | Space Heating Repair | 1 | 2015-01-01 |  | 0 |  | 0 |  | kWh | per home |  |  | 0 |  | 0 | [8 empty] | Health_Safety_and_Repair
12225 | Low Income Weatherization | LIW: Repair - Furnace - SF - TG | Furnace repair: single family; natural gas | Repair | Repair | Space Heating Repair | 1 | 2018-01-01 |  | 0 |  | 0 |  | Therm | per unit |  |  | 0 | 0 | 0 | 0 | Full |  |  | Res Space Heat |  |  |  | Health_Safety_and_Repair
10491 | Low Income Weatherization | LIW: Repair - Health - MF - SH | Health-related repair: multi-family; shareholder | Repair | Repair | Health Related Repair | 1 | 2015-01-01 |  | 0 |  | 0 |  | Dual | calculated |  |  | 0 | 0 | 0 | 0 | [5 empty] | 0 | 0 | Health_Safety_and_Repair
10492 | Low Income Weatherization | LIW: Repair - Health - MF - TE | Health-related repair: multi-family; electric | Repair | Repair | Health Related Repair | 1 | 2015-01-01 |  | 0 |  | 0 |  | kWh | per home |  |  | 0 |  | 0 | [6 empty] | 0 | 0 | Health_Safety_and_Repair
10493 | Low Income Weatherization | LIW: Repair - Health - MH - SH | Health-related repair: mobile home; shareholder | Repair | Repair | Health Related Repair | 1 | 2015-01-01 |  | 0 |  | 0 |  | Dual | calculated |  |  | 0 | 0 | 0 | 0 | [5 empty] | 0 | 0 | Health_Safety_and_Repair
10494 | Low Income Weatherization | LIW: Repair - Health - MH - TE | Health-related repair: mobile home; electric | Repair | Repair | Health Related Repair | 1 | 2015-01-01 |  | 0 |  | 0 |  | kWh | per home |  |  | 0 |  | 0 | [8 empty] | Health_Safety_and_Repair
10495 | Low Income Weatherization | LIW: Repair - Health - SF - SH | Health-related repair: single family; shareholder | Repair | Repair | Health Related Repair | 1 | 2015-01-01 |  | 0 |  | 0 |  | Dual | calculated |  |  | 0 | 0 | 0 | 0 | [5 empty] | 0 | 0 | Health_Safety_and_Repair
10496 | Low Income Weatherization | LIW: Repair - Health - SF - TE | Health-related repair: single family; electric | Repair | Repair | Health Related Repair | 1 | 2015-01-01 |  | 0 |  |  |  | kWh | per unit |  |  | 0 |  | 0 | [8 empty] | Health_Safety_and_Repair
12292 | Low Income Weatherization | LIW: Repair - Health - SF - TG | Health-related repair: single family; gas | Repair | Repair | Health Related Repair | 1 | 2015-01-01 |  | 0 |  | 0 |  | Therm | per unit |  |  | 0 | 0 | 0 | 0 | [7 empty] | Health_Safety_and_Repair
10497 | Low Income Weatherization | LIW: Repair - Plumbing - MF - SH | Plumbing repair: multi-family; shareholder | Repair | Repair | Plumbing Repair | 1 | 2015-01-01 |  | 0 |  | 0 |  | Dual | calculated |  |  | 0 | 0 | 0 | 0 | [5 empty] | 0 | 0 | Health_Safety_and_Repair
10498 | Low Income Weatherization | LIW: Repair - Plumbing - MF - TE | Plumbing repair: multi-family; electric | Repair | Repair | Plumbing Repair | 1 | 2015-01-01 |  | 0 |  | 0 |  | kWh |  |  |  | 0 |  | 0 | [8 empty] | Health_Safety_and_Repair
10499 | Low Income Weatherization | LIW: Repair - Plumbing - MH - SH | Plumbing repair: mobile home; shareholder | Repair | Repair | Plumbing Repair | 1 | 2015-01-01 |  | 0 |  | 0 |  | Dual | calculated |  |  | 0 | 0 | 0 | 0 | [5 empty] | 0 | 0 | Health_Safety_and_Repair
10500 | Low Income Weatherization | LIW: Repair - Plumbing - MH - TE | Plumbing repair: mobile home; electric | Repair | Repair | Plumbing Repair | 1 | 2015-01-01 |  | 0 |  |  |  | kWh |  |  |  | 0 |  | 0 | [8 empty] | Health_Safety_and_Repair
10501 | Low Income Weatherization | LIW: Repair - Plumbing - SF - SH | Plumbing repair: single family; shareholder | Repair | Repair | Plumbing Repair | 1 | 2015-01-01 |  | 0 |  | 0 |  | Dual | calculated |  |  | 0 | 0 | 0 | 0 | [5 empty] | 0 | 0 | Health_Safety_and_Repair
10502 | Low Income Weatherization | LIW: Repair - Plumbing - SF - TE | Plumbing repair: single family; electric | Repair | Repair | Plumbing Repair | 1 | 2015-01-01 |  | 0 |  | 0 |  | kWh | per unit |  |  | 0 |  | 0 | [8 empty] | Health_Safety_and_Repair
12608 | Low Income Weatherization | LIW: Repair - Plumbing - SF - TG | Plumbing repair: single family; gas | Repair | Repair | Plumbing Repair | 1 | 2015-01-01 |  | 0 |  | 0 |  | Therm | per unit |  |  |  | 0 |  | 0 | [5 empty] | 0 | 0 | Health_Safety_and_Repair
10503 | Low Income Weatherization | LIW: Repair - Roof - MF - SH | Roof repair: multi-family; shareholder | Repair | Repair | Roofing Repair | 1 | 2015-01-01 |  | 0 |  | 0 |  | Dual | calculated |  |  | 0 | 0 | 0 | 0 | [5 empty] | 0 | 0 | Health_Safety_and_Repair
10504 | Low Income Weatherization | LIW: Repair - Roof - MF - TE | Roof repair: multi-family; electric | Repair | Repair | Roofing Repair | 1 | 2015-01-01 |  | 0 |  | 0 |  | kWh |  |  |  | 0 |  | 0 | [8 empty] | Health_Safety_and_Repair
10505 | Low Income Weatherization | LIW: Repair - Roof - MH - SH | Roof repair: mobile home; shareholder | Repair | Repair | Roofing Repair | 1 | 2015-01-01 |  | 0 |  | 0 |  | Dual | calculated |  |  | 0 | 0 | 0 | 0 | [5 empty] | 0 | 0 | Health_Safety_and_Repair
10506 | Low Income Weatherization | LIW: Repair - Roof - MH - TE | Roof repair: mobile home; electric | Repair | Repair | Roofing Repair | 1 | 2015-01-01 |  | 0 |  |  |  | kWh | per home |  |  | 0 |  | 0 | [8 empty] | Health_Safety_and_Repair
10507 | Low Income Weatherization | LIW: Repair - Roof - SF - SH | Roof repair: single family; shareholder | Repair | Repair | Roofing Repair | 1 | 2015-01-01 |  | 0 |  | 0 |  | Dual | calculated |  |  | 0 | 0 | 0 | 0 | [5 empty] | 0 | 0 | Health_Safety_and_Repair
10508 | Low Income Weatherization | LIW: Repair - Roof - SF - TE | Roof repair: single family; electric | Repair | Repair | Roofing Repair | 1 | 2015-01-01 |  | 0 |  | 0 |  | kWh |  |  |  | 0 |  | 0 | [8 empty] | Health_Safety_and_Repair
12558 | Low Income Weatherization | LIW: Repair - Roof - SF - TG | Roof repair: single family; gas | Repair | Repair | Roofing Repair | 1 | 2015-01-01 |  | 0 |  | 0 |  | Therm | per unit |  |  | 0 | 0 | 0 | 0 | [7 empty] | Health_Safety_and_Repair
10509 | Low Income Weatherization | LIW: Repair - Structural - MF - SH | Structural repair: multi-family; shareholder | Repair | Repair | Structural Repair | 1 | 2015-01-01 |  | 0 |  | 0 |  | Dual | calculated |  |  | 0 | 0 | 0 | 0 | [5 empty] | 0 | 0 | Health_Safety_and_Repair
10510 | Low Income Weatherization | LIW: Repair - Structural - MF - TE | Structural repair: multi-family; electric | Repair | Repair | Structural Repair | 1 | 2015-01-01 |  | 0 |  | 0 |  | kWh | per home |  |  | 0 |  | 0 | [6 empty] | 0 | 0 | Health_Safety_and_Repair
10511 | Low Income Weatherization | LIW: Repair - Structural - MH - SH | Structural repair: mobile home; shareholder | Repair | Repair | Structural Repair | 1 | 2015-01-01 |  | 0 |  | 0 |  | Dual | calculated |  |  | 0 | 0 | 0 | 0 | [5 empty] | 0 | 0 | Health_Safety_and_Repair
10512 | Low Income Weatherization | LIW: Repair - Structural - MH - TE | Structural repair: mobile home; electric | Repair | Repair | Structural Repair | 1 | 2015-01-01 |  | 0 |  |  |  | kWh |  |  |  | 0 |  | 0 | [8 empty] | Health_Safety_and_Repair
10513 | Low Income Weatherization | LIW: Repair - Structural - SF - SH | Structural repair: single family; shareholder | Repair | Repair | Structural Repair | 1 | 2015-01-01 |  | 0 |  | 0 |  | Dual | calculated |  |  | 0 | 0 | 0 | 0 | [5 empty] | 0 | 0 | Health_Safety_and_Repair
10514 | Low Income Weatherization | LIW: Repair - Structural - SF - TE | Structural repair: single family; electric | Repair | Repair | Structural Repair | 1 | 2015-01-01 |  | 0 |  |  |  | kWh | per unit |  |  | 0 |  | 0 | [8 empty] | Health_Safety_and_Repair
12609 | Low Income Weatherization | LIW: Repair - Structural - SF - TG | Structural Repair: single family; gas | Repair | Repair | Structural Repair | 1 | 2015-01-01 |  | 0 |  | 0 |  | Therm | per unit |  |  |  | 0 |  | 0 | [5 empty] | 0 | 0 | Health_Safety_and_Repair
10564 | Low Income Weatherization | LIW: Repair - Water Heater - MF - SH | Water heater repair: multi-family; shareholder | Repair | Repair | Water Heating Repair | 1 | 2015-01-01 |  | 0 |  | 0 |  | Dual | calculated |  |  | 0 | 0 | 0 | 0 | [5 empty] | 0 | 0 | Health_Safety_and_Repair
10565 | Low Income Weatherization | LIW: Repair - Water Heater - MF - TE | Water heater repair: multi-family; electric | Repair | Repair | Water Heating Repair | 1 | 2015-01-01 |  | 0 |  | 0 |  | kWh |  |  |  | 0 |  | 0 | [8 empty] | Health_Safety_and_Repair
10566 | Low Income Weatherization | LIW: Repair - Water Heater - MH - SH | Water heater repair: mobile home; shareholder | Repair | Repair | Water Heating Repair | 1 | 2015-01-01 |  | 0 |  | 0 |  | Dual | calculated |  |  | 0 | 0 | 0 | 0 | [5 empty] | 0 | 0 | Health_Safety_and_Repair
10567 | Low Income Weatherization | LIW: Repair - Water Heater - MH - TE | Water heater repair: mobile home; electric | Repair | Repair | Water Heating Repair | 1 | 2015-01-01 |  | 0 |  | 0 |  | kWh |  |  |  | 0 |  | 0 | [8 empty] | Health_Safety_and_Repair
10568 | Low Income Weatherization | LIW: Repair - Water Heater - SF - SH | Water heater repair: single family; shareholder | Repair | Repair | Water Heating Repair | 1 | 2015-01-01 |  | 0 |  | 0 |  | Dual | calculated |  |  | 0 | 0 | 0 | 0 | [5 empty] | 0 | 0 | Health_Safety_and_Repair
10569 | Low Income Weatherization | LIW: Repair - Water Heater - SF - TE | Water heater repair: single family; electric | Repair | Repair | Water Heating Repair | 1 | 2015-01-01 |  | 0 |  | 0 |  | kWh |  |  |  | 0 |  | 0 | [8 empty] | Health_Safety_and_Repair
10275 | Low Income Weatherization | LIW: Safety Test - Combustion - MF - SH | Combustion safety test: multi-family; shareholder | Safety | Safety Testing | Safety Testing | 1 | 2015-01-01 |  | 0 |  | 0 |  | Dual | calculated |  |  | 0 | 0 | 0 | 0 | [5 empty] | 0 | 0 | Health_Safety_and_Repair
10276 | Low Income Weatherization | LIW: Safety Test - Combustion - MF - TE | Combustion safety test: multi-family; electric | Safety | Safety Testing | Safety Testing | 1 | 2015-01-01 |  | 0 |  | 0 |  | kWh | per home |  |  | 0 |  | 0 | [7 empty] | 0 | Health_Safety_and_Repair
10277 | Low Income Weatherization | LIW: Safety Test - Combustion - MH - SH | Combustion safety test: mobile home; shareholder | Safety | Safety Testing | Safety Testing | 1 | 2015-01-01 |  | 0 |  | 0 |  | Dual | calculated |  |  | 0 | 0 | 0 | 0 | [5 empty] | 0 | 0 | Health_Safety_and_Repair
10278 | Low Income Weatherization | LIW: Safety Test - Combustion - MH - TE | Combustion safety test: mobile home; electric | Safety | Safety Testing | Safety Testing | 1 | 2015-01-01 |  | 0 |  | 0 |  | kWh | per home |  |  | 0 |  | 0 | [8 empty] | Health_Safety_and_Repair
12206 | Low Income Weatherization | LIW: Safety Test - Combustion - MH - TG | Combustion safety test: mobile home; gas | Safety | Safety Testing | Safety Testing | 1 | 2018-01-01 |  | 0 |  | 0 |  | kWh |  |  |  |  | 0 |  | 0 | [7 empty] | Health_Safety_and_Repair
10279 | Low Income Weatherization | LIW: Safety Test - Combustion - SF - SH | Combustion safety test: single family; shareholder | Safety | Safety Testing | Safety Testing | 1 | 2015-01-01 |  | 0 |  | 0 |  | Dual | calculated |  |  | 0 | 0 | 0 | 0 | [5 empty] | 0 | 0 | Health_Safety_and_Repair
10280 | Low Income Weatherization | LIW: Safety Test - Combustion - SF - TE | Combustion safety test: single family; electric | Safety | Safety Testing | Safety Testing | 1 | 2015-01-01 |  | 0 |  | 0 |  | kWh | per home |  |  | 0 |  | 0 | [8 empty] | Health_Safety_and_Repair
12217 | Low Income Weatherization | LIW: Safety Test - Combustion - SF - TG | Combustion safety test: single family; gas | Safety | Safety Testing | Safety Testing | 1 | 2018-01-01 |  | 0 |  |  |  | Therm | per unit |  |  | 0 |  | 0 |  | Full |  |  | Res Space Heat |  |  |  | Health_Safety_and_Repair
10515 | Low Income Weatherization | LIW: Sealing - Air - Bath Fan Timer - MF - SH | Air sealing: bathroom fan timer; multi-family; shareholder | Weatherization | Sealing | Air Sealing | 1 | 2015-01-01 |  | 0 |  | 0 |  | Dual | calculated |  |  | 0 | 0 | 0 | 0 | [5 empty] | 0 | 0 | Air_Sealing
10516 | Low Income Weatherization | LIW: Sealing - Air - Bath Fan Timer - MF - TE | Air sealing: bathroom fan timer; multi-family; electric | Weatherization | Sealing | Air Sealing | 1 | 2015-01-01 |  | 0 |  | 0 |  | kWh | per unit |  |  | 50 |  | 50 |  |  | 30 |  | MF Space Heat |  | 0 | 0 | Air_Sealing
10517 | Low Income Weatherization | LIW: Sealing - Air - Ceiling - MF - SH | Air sealing: ceiling; multi-family; shareholder | Weatherization | Sealing | Air Sealing | 1 | 2015-01-01 |  | 0 |  | 0 |  | Dual | calculated |  |  | 0 | 0 | 0 | 0 | [5 empty] | 0 | 0 | Air_Sealing
10518 | Low Income Weatherization | LIW: Sealing - Air - Ceiling - MF - TE | Air sealing: ceiling; multi-family; electric | Weatherization | Sealing | Air Sealing | 2 | 2019-01-01 |  | 0 |  |  |  | kWh | per unit | PSE-deemed |  | 0.95 |  | 0.95 |  |  | 30 |  | MF Space Heat |  | 0 |  | Air_Sealing
10519 | Low Income Weatherization | LIW: Sealing - Air - Door Kit - MF - SH | Air sealing: door kit; multi-family; shareholder | Weatherization | Sealing | Air Sealing | 1 | 2015-01-01 |  | 0 |  | 0 |  | Dual | calculated |  |  | 0 | 0 | 0 | 0 | [5 empty] | 0 | 0 | Air_Sealing
10520 | Low Income Weatherization | LIW: Sealing - Air - Door Kit - MF - TE | Air sealing: door kit; multi-family; electric | Weatherization | Sealing | Air Sealing | 1 | 2015-01-01 |  | 0 |  | 0 |  | kWh | per unit |  |  | 100 |  | 100 |  |  | 30 |  | MF Space Heat |  | 0 | 0 | Air_Sealing
10521 | Low Income Weatherization | LIW: Sealing - Air - Floor - MF - SH | Air sealing: floor; multi-family; shareholder | Weatherization | Sealing | Air Sealing | 1 | 2015-01-01 |  | 0 |  | 0 |  | Dual | calculated |  |  | 0 | 0 | 0 | 0 | [5 empty] | 0 | 0 | Air_Sealing
10522 | Low Income Weatherization | LIW: Sealing - Air - Floor - MF - TE | Air sealing: floor; multi-family; electric | Weatherization | Sealing | Air Sealing | 2 | 2019-01-01 |  | 0 |  |  |  | kWh |  | Calculated |  | 0.95 |  | 0.95 |  |  | 30 |  | MF Space Heat |  | 0 |  | Air_Sealing
10523 | Low Income Weatherization | LIW: Sealing - Air - Mech Vent - MF - SH | Air sealing: mechanical ventilation; multi-family; shareholder | Weatherization | Sealing | Air Sealing | 1 | 2015-01-01 |  | 0 |  | 0 |  | Dual | calculated |  |  | 0 | 0 | 0 | 0 | [5 empty] | 0 | 0 | Health_Safety_and_Repair
10524 | Low Income Weatherization | LIW: Sealing - Air - Mech Vent - MF - TE | Air sealing: mechanical ventilation; multi-family; electric | Weatherization | Sealing | Air Sealing | 4 | 2020-01-01 | 2020-12-31 | 131 |  |  |  | kWh | per unit | PSE-deemed |  | 708.1 |  | 708.1 |  |  | 10 |  | MF Space Heat |  | 0 |  | Ventilation
10688 | Low Income Weatherization | LIW: Sealing - Air - Package - 20 plus - SIR - MF - SH | SIR measure - air sealing package: 20 plus units; multi-family; shareholder | Weatherization | Sealing | Air Sealing | 1 | 2016-01-01 |  | 0 |  | 0 |  | Dual | calculated | [11 empty] | 0 | 0 | Air_Sealing
10689 | Low Income Weatherization | LIW: Sealing - Air - Package - 20 plus - SIR - MF - TE | SIR measure - air sealing package: 20 plus units; multi-family; electric | Weatherization | Sealing | Air Sealing | 1 | 2016-01-01 |  | 0 |  | 0 |  | Dual | calculated | Custom | Engineering |  |  |  |  | Full | 30 |  | MF Space Heat | Res Space Heat |  |  | Air_Sealing
10281 | Low Income Weatherization | LIW: Sealing - Air - Package - MF - SH | Air sealing package: multi-family; shareholder | Weatherization | Sealing | Air Sealing | 1 | 2015-01-01 |  | 0 |  | 0 |  | Dual | calculated |  |  | 0 | 0 | 0 | 0 | [5 empty] | 0 | 0 | Air_Sealing
10282 | Low Income Weatherization | LIW: Sealing - Air - Package - MF - TE | Air sealing package: multi-family; electric (duplicates the SIR measure) | Weatherization | Sealing | Air Sealing | 1 | 2015-01-01 |  | 0 |  | 0 |  | kWh | calculated | PSE-deemed | Evaluation Study | 0 |  | 0 |  | Full | 30 |  | Res Space Heat |  | 0 | 0 | Air_Sealing
12969 | Low Income Weatherization | LIW: Sealing - Air - Prescriptive - MH - SH | Shell sealing: mobile home prescriptive; shareholder | Weatherization | Sealing | Air Sealing | 1 | 2020-07-15 | [5 empty] | Dual | calculated | RTF-deemed | [10 empty] | 0 | 0 | Air_Sealing
12970 | Low Income Weatherization | LIW: Sealing - Air - Prescriptive - MH -TE | Shell sealing: mobile home prescriptive; electric | Weatherization | Sealing | Air Sealing | 1 | 2020-07-15 | 2020-12-31 | 0.34 |  |  |  | kWh | varies | RTF-deemed |  | 1.15 |  | 1.15 |  | Full | 45 |  | SF Space Heat |  | 0 | 0 | Air_Sealing
12971 | Low Income Weatherization | LIW: Sealing - Air - Prescriptive - MH -TG | Shell sealing: mobile home prescriptive; gas | Weatherization | Sealing | Air Sealing | 1 | 2020-07-15 | 2020-12-31 |  |  | 0.02 |  | Therm | varies | RTF-deemed |  |  | 1.15 |  | 1.15 | Full | 45 |  | Res Space Heat |  | 0 | 0 | Air_Sealing
12966 | Low Income Weatherization | LIW: Sealing - Air - Prescriptive - SF - SH | Shell sealing: single family prescriptive; shareholder | Weatherization | Sealing | Air Sealing | 1 | 2020-07-15 | [5 empty] | Dual | calculated | RTF-deemed | [10 empty] | 0 | 0 | Air_Sealing
12967 | Low Income Weatherization | LIW: Sealing - Air - Prescriptive - SF -TE | Shell sealing: single family prescriptive; electric | Weatherization | Sealing | Air Sealing | 1 | 2020-07-15 | 2020-12-31 | 0.13 |  |  |  | kWh | varies | RTF-deemed |  | 1.32 |  | 1.32 |  | Full | 45 |  | SF Space Heat |  | 0 | 0 | Air_Sealing
12968 | Low Income Weatherization | LIW: Sealing - Air - Prescriptive - SF -TG | Shell sealing: single family prescriptive; gas | Weatherization | Sealing | Air Sealing | 1 | 2020-07-15 | 2020-12-31 |  |  | 0.01 |  | Therm | varies | RTF-deemed |  |  | 1.32 |  | 1.32 | Full | 45 |  | Res Space Heat |  | 0 | 0 | Air_Sealing
10525 | Low Income Weatherization | LIW: Sealing - Air - Recd Can Cover - MF - SH | Air sealing: recessed can cover; multi-family; shareholder | Weatherization | Sealing | Air Sealing | 1 | 2015-01-01 |  | 0 |  | 0 |  | Dual | calculated |  |  | 0 | 0 | 0 | 0 | [5 empty] | 0 | 0 | Air_Sealing
10526 | Low Income Weatherization | LIW: Sealing - Air - Recd Can Cover - MF - TE | Air sealing: recessed can cover; multi-family; electric | Weatherization | Sealing | Air Sealing | 1 | 2015-01-01 |  | 0 |  | 0 |  | kWh | per unit |  |  | 40 |  | 40 |  |  | 30 |  | MF Space Heat |  |  |  | Air_Sealing
13010 | Low Income Weatherization | LIW: Sealing - Air - SIR - MF - SH | SIR measure - air sealing: multi family; shareholder | Weatherization | Sealing | Air Sealing | 1 | 2020-12-01 | [5 empty] | Dual | calculated | Custom | [10 empty] | 0 | 0 | Air_Sealing
13009 | Low Income Weatherization | LIW: Sealing - Air - SIR - MF - TE | SIR measure - air sealing: multi family; electric | Weatherization | Sealing | Air Sealing | 1 | 2020-12-01 | [5 empty] | kWh | calculated | Custom | [10 empty] | 0 | 0 | Air_Sealing
13012 | Low Income Weatherization | LIW: Sealing - Air - SIR - MH - SH | SIR measure - air sealing: mobile home; shareholder | Weatherization | Sealing | Air Sealing | 1 | 2020-12-01 | [5 empty] | Dual | calculated | Custom | [10 empty] | 0 | 0 | Air_Sealing
13011 | Low Income Weatherization | LIW: Sealing - Air - SIR - MH - TE | SIR measure - air sealing: mobile home; electric | Weatherization | Sealing | Air Sealing | 1 | 2020-12-01 | [5 empty] | kWh | calculated | Custom | [10 empty] | 0 | 0 | Air_Sealing
13008 | Low Income Weatherization | LIW: Sealing - Air - SIR - SF - SH | SIR measure - air sealing: single family; shareholder | Weatherization | Sealing | Air Sealing | 1 | 2020-12-01 | [5 empty] | Dual | calculated | Custom | [10 empty] | 0 | 0 | Air_Sealing
13007 | Low Income Weatherization | LIW: Sealing - Air - SIR - SF - TE | SIR measure - air sealing: single family; electric | Weatherization | Sealing | Air Sealing | 1 | 2020-12-01 | [5 empty] | kWh | calculated | Custom | [10 empty] | 0 | 0 | Air_Sealing
10527 | Low Income Weatherization | LIW: Sealing - Air - Walls - MF - SH | Air sealing: wall; multi-family; shareholder | Weatherization | Sealing | Air Sealing | 1 | 2015-01-01 |  | 0 |  | 0 |  | Dual | calculated |  |  | 0 | 0 | 0 | 0 | [5 empty] | 0 | 0 | Air_Sealing
10528 | Low Income Weatherization | LIW: Sealing - Air - Walls - MF - TE | Air sealing: wall; multi-family; electric | Weatherization | Sealing | Air Sealing | 2 | 2019-01-01 |  | 0 |  |  |  | kWh | linear foot | PSE-deemed |  | 2.75 |  | 2.75 |  |  | 30 |  | MF Space Heat |  | 0 |  | Air_Sealing
10314 | Low Income Weatherization | LIW: Sealing - Duct - MH - SH | Duct sealing: mobile home; shareholder | Weatherization | Sealing | Duct Sealing | 2 | 2016-01-01 |  | 0 |  | 0 |  | Dual | calculated |  |  | 0 | 0 | 0 | 0 |  | 0 |  |  |  | 0 | 0 | Air_Sealing
10315 | Low Income Weatherization | LIW: Sealing - Duct - MH - TE | Duct sealing: mobile home; electric | Weatherization | Sealing | Duct Sealing | 4 | 2020-01-01 | 2020-12-31 | 468 |  |  |  | kWh | per home | PSE-deemed | Other Utility | 500 |  | 500 |  | Full | 18 |  | SF Space Heat |  | 0 | 0 | Air_Sealing
10316 | Low Income Weatherization | LIW: Sealing - Duct - MH - TG | Duct sealing: mobile home; natural gas | Weatherization | Sealing | Duct Sealing | 4 | 2020-01-01 | 2020-12-31 |  |  | 18.96 |  | Therm | per home | PSE-deemed | Other Utility |  | 500 |  | 500 | Full | 18 |  | Res Space Heat |  | 0 | 0 | Air_Sealing
10317 | Low Income Weatherization | LIW: Sealing - Duct - SF - SH | Duct sealing: single family; shareholder | Weatherization | Sealing | Duct Sealing | 2 | 2016-01-01 |  | 0 |  | 0 |  | Dual | calculated |  |  | 0 | 0 | 0 | 0 |  | 0 |  |  |  | 0 | 0 | Air_Sealing
10318 | Low Income Weatherization | LIW: Sealing - Duct - SF - TE | Duct sealing: single family; electric | Weatherization | Sealing | Duct Sealing | 4 | 2020-01-01 | 2020-12-31 | 1254 |  |  |  | kWh | per home | RTF-deemed |  | 500 |  | 500 |  | Full | 20 |  | SF Space Heat |  | 0 | 0 | Air_Sealing
10319 | Low Income Weatherization | LIW: Sealing - Duct - SF - TG | Duct sealing: single family; natural gas | Weatherization | Sealing | Duct Sealing | 4 | 2020-01-01 | 2020-12-31 |  |  | 50.8 |  | Therm | per home | PSE-deemed | RTF Derived |  | 500 |  | 500 | Full | 20 |  | Res Space Heat |  | 0 | 0 | Air_Sealing
10529 | Low Income Weatherization | LIW: Sealing - Shell - MH - SH | Shell sealing: mobile home; shareholder | Weatherization | Sealing | Shell Sealing | 2 | 2016-01-01 |  | 0 |  | 0 |  | Dual | calculated |  |  | 0 | 0 | 0 | 0 | [5 empty] | 0 | 0 | Air_Sealing
10530 | Low Income Weatherization | LIW: Sealing - Shell - MH - TE | Shell sealing: mobile home; electric | Weatherization | Sealing | Shell Sealing | 3 | 2018-01-01 | 2020-12-31 | 0.24 |  |  |  | kWh |  | RTF-deemed |  | 1.15 |  | 1.15 |  |  | 25 |  | SF Space Heat |  | 0.002 |  | Air_Sealing
10531 | Low Income Weatherization | LIW: Sealing - Shell - MH - TG | Shell sealing: mobile home; natural gas | Weatherization | Sealing | Shell Sealing | 4 | 2020-01-01 | 2020-12-31 |  |  | 0.01 |  | Therm | per unit | PSE-deemed | RTF Derived |  | 1.15 |  | 1.15 | Full | 25 |  | Res Space Heat |  | 0 | 0 | Air_Sealing
10532 | Low Income Weatherization | LIW: Sealing - Shell - SF - SH | Shell sealing: single family; shareholder | Weatherization | Sealing | Shell Sealing | 2 | 2016-01-01 |  | 0 |  | 0 |  | Dual | calculated |  |  | 0 | 0 | 0 | 0 | [5 empty] | 0 | 0 | Air_Sealing
10533 | Low Income Weatherization | LIW: Sealing - Shell - SF - TE | Shell sealing: single family; electric | Weatherization | Sealing | Shell Sealing | 5 | 2020-01-01 | 2020-12-31 | 0.36 |  |  |  | kWh | per unit | PSE-deemed | RTF Derived | 1.32 |  | 1.32 |  | Full | 15 |  | SF Space Heat |  | 0.006 | 0 | Air_Sealing
10534 | Low Income Weatherization | LIW: Sealing - Shell - SF - TG | Shell sealing: single family; natural gas | Weatherization | Sealing | Shell Sealing | 4 | 2020-01-01 | 2020-12-31 |  |  | 0.02 |  | Therm | per unit | PSE-deemed | RTF Derived |  | 1.32 |  | 1.32 | Full | 15 |  | Res Space Heat |  | 0 | 0 | Air_Sealing
12402 | Low Income Weatherization | LIW: Showerhead - 1.5 - MF - SH | Showerhead 1.5: multi-family; shareholder | Water Heating | Showerhead | Residential Use Showerhead | 1 | 2019-01-01 |  | 0 | 0 | 0 | 0 | Dual | calculated | PSE-deemed | RTF Derived | 0 | 0 | 0 | 0 | [5 empty] | 0 | 0 | Showerhead
12222 | Low Income Weatherization | LIW: Showerhead - 1.5 - MF - TE | Showerhead 1.5: multi-family; electric | Water Heating | Showerhead | Residential Use Showerhead | 2 | 2020-01-01 | 2020-12-31 | 103 | 39 |  |  | kWh | per unit | RTF-deemed |  | 40.5 | 0 | 40.5 | 0 | Full | 3 | 7 | Res Water Heat |  | 15.08 | 0 | Showerhead
12403 | Low Income Weatherization | LIW: Showerhead - 1.5 - MF - TG | Showerhead 1.5: multi-family; gas | Water Heating | Showerhead | Residential Use Showerhead | 2 | 2020-01-01 | 2020-12-31 |  |  | 7 | 4 | Therm | per unit | PSE-deemed | RTF Derived | 0 | 40.5 | 0 | 40.5 | Full | 3 | 7 | Res Water Heat |  | 15.08 | 0 | Showerhead
12404 | Low Income Weatherization | LIW: Showerhead - 1.5 - MH - SH | Showerhead 1.5: mobile home; shareholder | Water Heating | Showerhead | Residential Use Showerhead | 1 | 2019-01-01 |  | 0 | 0 | 0 | 0 | Dual | calculated | PSE-deemed | RTF Derived | 0 | 0 | 0 | 0 | [5 empty] | 0 | 0 | Showerhead
12295 | Low Income Weatherization | LIW: Showerhead - 1.5 - MH - TE | Showerhead 1.5: mobile home; electric | Water Heating | Showerhead | Residential Use Showerhead | 2 | 2020-01-01 | 2020-12-31 | 103 | 39 |  |  | kWh | per unit | RTF-deemed |  | 40.5 | 0 | 40.5 | 0 | Full | 3 | 7 | Res Water Heat |  | 15.08 | 0 | Showerhead
12405 | Low Income Weatherization | LIW: Showerhead - 1.5 - MH - TG | Showerhead 1.5: mobile home; gas | Water Heating | Showerhead | Residential Use Showerhead | 2 | 2020-01-01 | 2020-12-31 |  |  | 7 | 4 | Therm | per unit | PSE-deemed | RTF Derived | 0 | 40.5 | 0 | 40.5 | Full | 3 | 7 | Res Water Heat |  | 15.08 | 0 | Showerhead
12406 | Low Income Weatherization | LIW: Showerhead - 1.5 - SF - SH | Showerhead 1.5: single family; shareholder | Water Heating | Showerhead | Residential Use Showerhead | 1 | 2019-01-01 |  | 0 | 0 | 0 | 0 | Dual | calculated | PSE-deemed | RTF Derived | 0 | 0 | 0 | 0 | [5 empty] | 0 | 0 | Showerhead
12219 | Low Income Weatherization | LIW: Showerhead - 1.5 - SF - TE | Showerhead 1.5: single family; electric | Water Heating | Showerhead | Residential Use Showerhead | 2 | 2020-01-01 | 2020-12-31 | 103 | 39 |  |  | kWh | per unit | RTF-deemed |  | 40.5 | 0 | 40.5 | 0 | Full | 3 | 7 | Res Water Heat |  | 15.08 | 0 | Showerhead
12407 | Low Income Weatherization | LIW: Showerhead - 1.5 - SF - TG | Showerhead 1.5: single family; gas | Water Heating | Showerhead | Residential Use Showerhead | 2 | 2020-01-01 | 2020-12-31 |  |  | 7 | 4 | Therm | per unit | PSE-deemed | RTF Derived | 0 | 40.5 | 0 | 40.5 | Full | 3 | 7 | Res Water Heat |  | 15.08 | 0 | Showerhead
10308 | Low Income Weatherization | LIW: Smoke Detector - MF - SH | Smoke detector: multi-family; shareholder | Safety | Safety Equipment | Safety Equipment | 1 | 2015-01-01 |  | 0 |  | 0 |  | Dual | calculated |  |  | 0 | 0 | 0 | 0 | [5 empty] | 0 | 0 | Health_Safety_and_Repair
10309 | Low Income Weatherization | LIW: Smoke Detector - MF - TE | Smoke detector: multi-family; electric | Safety | Safety Equipment | Safety Equipment | 1 | 2015-01-01 |  | 0 |  | 0 |  | kWh | per unit |  |  | 0 |  | 0 | [8 empty] | Health_Safety_and_Repair
10310 | Low Income Weatherization | LIW: Smoke Detector - MH - SH | Smoke detector: mobile home; shareholder | Safety | Safety Equipment | Safety Equipment | 1 | 2015-01-01 |  | 0 |  | 0 |  | Dual | calculated |  |  | 0 | 0 | 0 | 0 | [5 empty] | 0 | 0 | Health_Safety_and_Repair
10311 | Low Income Weatherization | LIW: Smoke Detector - MH - TE | Smoke detector: mobile home; electric | Safety | Safety Equipment | Safety Equipment | 1 | 2015-01-01 |  | 0 |  | 0 |  | kWh | per unit |  |  | 0 |  | 0 | [8 empty] | Health_Safety_and_Repair
10312 | Low Income Weatherization | LIW: Smoke Detector - SF - SH | Smoke detector: single family; shareholder | Safety | Safety Equipment | Safety Equipment | 1 | 2015-01-01 |  | 0 |  | 0 |  | Dual | calculated |  |  | 0 | 0 | 0 | 0 | [5 empty] | 0 | 0 | Health_Safety_and_Repair
10313 | Low Income Weatherization | LIW: Smoke Detector - SF - TE | Smoke detector: single family; electric | Safety | Safety Equipment | Safety Equipment | 1 | 2015-01-01 |  | 0 |  | 0 |  | kWh | per unit |  |  | 0 |  | 0 | [8 empty] | Health_Safety_and_Repair
12224 | Low Income Weatherization | LIW: Smoke Detector - SF - TG | Smoke detector: single family; natural gas | Safety | Safety Equipment | Safety Equipment | 1 | 2018-01-01 |  | 0 |  | 0 |  | Therm | per unit |  |  | 0 | 0 | 0 | 0 | Full |  |  | Res Space Heat |  |  |  | Health_Safety_and_Repair
12408 | Low Income Weatherization | LIW: Thermostat - ELV - MF - SH | Electronic line voltage thermostat: multi-family; shareholder | Controls | Thermostat | ELV Thermostat | 1 | 2019-01-01 |  | 0 |  | 0 |  | Dual | calculated | RTF-deemed |  | 0 | 0 | 0 | 0 | [5 empty] | 0 | 0 | Thermostat
12409 | Low Income Weatherization | LIW: Thermostat - ELV - MF - TE | Electronic line voltage thermostat: multi-family; electric | Controls | Thermostat | ELV Thermostat | 2 | 2020-01-01 |  | 58 |  |  |  | kWh | per unit | RTF-deemed |  | 67.5 |  | 67.5 |  | Full | 15 |  | MF Space Heat |  | 0 | 0 | Thermostat
12410 | Low Income Weatherization | LIW: Thermostat - ELV - MH - SH | Electronic line voltage thermostat: mobile home; shareholder | Controls | Thermostat | ELV Thermostat | 1 | 2019-01-01 |  | 0 |  | 0 |  | Dual | calculated | RTF-deemed |  | 0 | 0 | 0 | 0 | [5 empty] | 0 | 0 | Thermostat
12218 | Low Income Weatherization | LIW: Thermostat - ELV - MH - TE | Electronic Line Voltage Thermostat: mobile home; electric | Controls | Thermostat | ELV Thermostat | 2 | 2020-01-01 |  | 58 |  |  |  | kWh | per unit | RTF-deemed |  | 67.5 |  | 67.5 |  | Full | 15 |  | SF Space Heat |  | 0 | 0 | Thermostat
12411 | Low Income Weatherization | LIW: Thermostat - ELV - SF - SH | Electronic line voltage thermostat: single family; shareholder | Controls | Thermostat | ELV Thermostat | 1 | 2019-01-01 |  | 0 |  | 0 |  | Dual | calculated | RTF-deemed |  | 0 | 0 | 0 | 0 | [5 empty] | 0 | 0 | Thermostat
12412 | Low Income Weatherization | LIW: Thermostat - ELV - SF - TE | Electronic line voltage thermostat: single family; electric | Controls | Thermostat | ELV Thermostat | 2 | 2020-01-01 |  | 58 |  |  |  | kWh | per unit | RTF-deemed |  | 67.5 |  | 67.5 |  | Full | 15 |  | SF Space Heat |  | 0 | 0 | Thermostat
12413 | Low Income Weatherization | LIW: Thermostat - ESS - MF - SH | Energy star smart thermostat: multi-family; shareholder | Controls | Thermostat | Web-Enabled Thermostat | 1 | 2019-01-01 |  | 0 |  | 0 |  | Dual | calculated | PSE-deemed |  | 0 | 0 | 0 | 0 | [5 empty] | 0 | 0 | Thermostat
12414 | Low Income Weatherization | LIW: Thermostat - ESS - MF - TE | Energy star smart thermostat: multi-family; electric | Controls | Thermostat | Web-Enabled Thermostat | 2 | 2019-07-26 | 2020-12-31 | 502 |  | 0 |  | kWh | per unit | PSE-deemed |  | 400 | 0 | 400 | 0 |  | 11 |  | Res Space Heat |  | 0 |  | Thermostat
12415 | Low Income Weatherization | LIW: Thermostat - ESS - MF - TG | Energy star smart thermostat: multi-family; gas | Controls | Thermostat | Web-Enabled Thermostat | 2 | 2019-07-26 |  | 0 |  | 33 |  | Therm | per unit | PSE-deemed |  | 0 | 400 | 0 | 400 |  | 11 |  | Res Space Heat |  | 0 |  | Thermostat
12416 | Low Income Weatherization | LIW: Thermostat - ESS - MH - SH | Energy star smart thermostat: mobile home; shareholder | Controls | Thermostat | Web-Enabled Thermostat | 1 | 2019-01-01 |  | 0 |  | 0 |  | Dual | calculated | PSE-deemed |  | 0 | 0 | 0 | 0 | [5 empty] | 0 | 0 | Thermostat
12417 | Low Income Weatherization | LIW: Thermostat - ESS - MH - TE | Energy star smart thermostat: mobile home; electric | Controls | Thermostat | Web-Enabled Thermostat | 2 | 2019-07-26 | 2020-12-31 | 502 |  | 0 |  | kWh | per unit | PSE-deemed |  | 400 | 0 | 400 | 0 |  | 11 |  | SF Space Heat |  | 0 |  | Thermostat
12418 | Low Income Weatherization | LIW: Thermostat - ESS - MH - TG | Energy star smart thermostat: mobile home; gas | Controls | Thermostat | Web-Enabled Thermostat | 2 | 2019-07-26 |  | 0 |  | 33 |  | Therm | per unit | PSE-deemed |  | 0 | 400 | 0 | 400 |  | 11 |  | Res Space Heat |  | 0 |  | Thermostat
12419 | Low Income Weatherization | LIW: Thermostat - ESS - SF - SH | Energy star smart thermostat: single family; shareholder | Controls | Thermostat | Web-Enabled Thermostat | 1 | 2019-01-01 |  | 0 |  | 0 |  | Dual | calculated | PSE-deemed |  | 0 | 0 | 0 | 0 | [5 empty] | 0 | 0 | Thermostat
12420 | Low Income Weatherization | LIW: Thermostat - ESS - SF - TE | Energy star smart thermostat: single family; electric | Controls | Thermostat | Web-Enabled Thermostat | 2 | 2019-07-26 | 2020-12-31 | 502 |  | 0 |  | kWh | per unit | PSE-deemed |  | 400 | 0 | 400 | 0 |  | 11 |  | SF Space Heat |  | 0 |  | Thermostat
12421 | Low Income Weatherization | LIW: Thermostat - ESS - SF - TG | Energy star smart thermostat: single family; gas | Controls | Thermostat | Web-Enabled Thermostat | 2 | 2019-07-26 |  | 0 |  | 33 |  | Therm | per unit | PSE-deemed |  | 0 | 400 | 0 | 400 |  | 11 |  | Res Space Heat |  | 0 |  | Thermostat
10545 | Low Income Weatherization | LIW: Thermostat - Heat Anticipator - MH - SH | Heat anticipator thermostat: mobile home; shareholder | Controls | Thermostat | Programmable Thermostat | 1 | 2015-01-01 |  | 0 |  | 0 |  | Dual | calculated |  |  | 0 | 0 | 0 | 0 | [5 empty] | 0 | 0 | Thermostat
12090 | Low Income Weatherization | LIW: Thermostat - SIR - MF - TE | Thermostat SIR measure: multi family; electric | Controls | Thermostat | Programmable Thermostat | 1 | 2017-01-01 | [5 empty] | Dual | calculated | Calculated | Engineering | [5 empty] | 15 |  | MF Space Heat |  |  |  | Thermostat
10682 | Low Income Weatherization | LIW: Ventilation - Energy Recovery - SIR - MF - SH | SIR measure - energy recovery ventilation: multi-family; shareholder | HVAC | Ventilation | Recovery Ventilation | 1 | 2016-01-01 |  | 0 |  | 0 |  | Dual | calculated | [11 empty] | 0 | 0 | Ventilation
10683 | Low Income Weatherization | LIW: Ventilation - Energy Recovery - SIR - MF - TE | SIR measure - energy recovery ventilation: multi-family; electric | HVAC | Ventilation | Recovery Ventilation | 1 | 2016-01-01 |  | 0 |  | 0 |  | Dual | calculated | Custom | Engineering |  |  |  |  | Full |  |  | MF Space Heat |  |  |  | Ventilation
10473 | Low Income Weatherization | LIW: Ventilation - Mechanical - MF - SH | Mechanical ventilation: multi-family; shareholder | HVAC | Ventilation | Mechanical Ventilation | 1 | 2015-01-01 |  | 0 |  | 0 |  | Dual | calculated |  |  | 0 | 0 | 0 | 0 | [5 empty] | 0 | 0 | Health_Safety_and_Repair
10474 | Low Income Weatherization | LIW: Ventilation - Mechanical - MF - TE | Mechanical ventilation: multi-family; electric | HVAC | Ventilation | Mechanical Ventilation | 1 | 2015-01-01 |  | 0 |  | 0 |  | kWh | per home |  |  | 0 | 0 | 0 | 0 |  |  |  | Res Space Heat |  | 0 | 0 | Health_Safety_and_Repair
12961 | Low Income Weatherization | LIW: Ventilation - Mechanical - MF - TG | Mechanical ventilation: multi-family; gas | HVAC | Ventilation | Mechanical Ventilation | 1 | 2020-08-01 |  | 0 |  |  |  | kWh | per unit |  |  | 0 |  | 0 | [6 empty] | 0 | 0 | Health_Safety_and_Repair
10475 | Low Income Weatherization | LIW: Ventilation - Mechanical - MH - SH | Mechanical ventilation: mobile home; shareholder | HVAC | Ventilation | Mechanical Ventilation | 1 | 2015-01-01 |  | 0 |  | 0 |  | Dual | calculated |  |  | 0 | 0 | 0 | 0 | [5 empty] | 0 | 0 | Health_Safety_and_Repair
10476 | Low Income Weatherization | LIW: Ventilation - Mechanical - MH - TE | Mechanical ventilation: mobile home; electric | HVAC | Ventilation | Mechanical Ventilation | 1 | 2015-01-01 |  | 0 |  |  |  | kWh | per unit |  |  | 0 |  | 0 | [8 empty] | Health_Safety_and_Repair
12313 | Low Income Weatherization | LIW: Ventilation - Mechanical - MH - TG | Mechanical ventilation: mobile home; gas | HVAC | Ventilation | Mechanical Ventilation | 1 | 2018-01-01 |  | 0 |  | 0 |  | Therm | per unit |  |  |  | 0 |  | 0 |  |  |  | Res Space Heat |  |  |  | Health_Safety_and_Repair
10477 | Low Income Weatherization | LIW: Ventilation - Mechanical - SF - SH | Mechanical ventilation: single family; shareholder | HVAC | Ventilation | Mechanical Ventilation | 1 | 2015-01-01 |  | 0 |  | 0 |  | Dual | calculated |  |  | 0 | 0 | 0 | 0 | [5 empty] | 0 | 0 | Health_Safety_and_Repair
10478 | Low Income Weatherization | LIW: Ventilation - Mechanical - SF - TE | Mechanical ventilation: single family; electric | HVAC | Ventilation | Mechanical Ventilation | 1 | 2015-01-01 |  | 0 |  |  |  | kWh |  |  |  | 0 |  | 0 |  |  |  |  | Res Space Heat |  |  |  | Health_Safety_and_Repair
12223 | Low Income Weatherization | LIW: Ventilation - Mechanical - SF - TG | Mechanical ventilation: single family; natural gas | HVAC | Ventilation | Mechanical Ventilation | 1 | 2018-01-01 |  | 0 |  | 0 |  | Therm | per unit |  |  | 0 | 0 | 0 | 0 | Full |  |  | Res Space Heat |  |  |  | Health_Safety_and_Repair
10467 | Low Income Weatherization | LIW: Ventilation - Whole House - MF - SH | Whole house ventilation: multi-family; shareholder | HVAC | Ventilation | Whole House Ventilation | 2 | 2016-01-01 |  | 0 |  | 0 |  | Dual | calculated |  |  | 0 | 0 | 0 | 0 |  | 0 |  |  |  | 0 | 0 | Ventilation
10468 | Low Income Weatherization | LIW: Ventilation - Whole House - MF - TE | Whole house ventilation: multi-family; electric | HVAC | Ventilation | Whole House Ventilation | 4 | 2020-01-01 | 2020-12-31 | 131 |  |  |  | kWh | per unit | PSE-deemed | Program Staff | 708.1 |  | 708.1 |  | Full | 10 |  | Res Plug Load |  | 2.52 | 0 | Ventilation
10469 | Low Income Weatherization | LIW: Ventilation - Whole House - MH - SH | Whole house ventilation: mobile home; shareholder | HVAC | Ventilation | Whole House Ventilation | 2 | 2016-01-01 |  | 0 |  | 0 |  | Dual | calculated |  |  | 0 | 0 | 0 | 0 | [5 empty] | 0 | 0 | Health_Safety_and_Repair
10470 | Low Income Weatherization | LIW: Ventilation - Whole House - MH - TE | Whole house ventilation: mobile home; electric | HVAC | Ventilation | Whole House Ventilation | 4 | 2020-01-01 | 2020-12-31 | 131 |  |  |  | kWh | per unit | PSE-deemed | Program Staff | 730.01 |  | 730.01 |  | Full | 10 |  | Res Plug Load |  | 2.52 | 0 | Ventilation
10471 | Low Income Weatherization | LIW: Ventilation - Whole House - SF - SH | Whole house ventilation: single family; shareholder | HVAC | Ventilation | Whole House Ventilation | 2 | 2016-01-01 |  | 0 |  | 0 |  | Dual | calculated |  |  | 0 | 0 | 0 | 0 | [5 empty] | 0 | 0 | Ventilation
10472 | Low Income Weatherization | LIW: Ventilation - Whole House - SF - TE | Whole house ventilation: single family; electric | HVAC | Ventilation | Whole House Ventilation | 4 | 2020-01-01 | 2020-12-31 | 131 |  |  |  | kWh | per unit | PSE-deemed | Program Staff | 708.1 |  | 708.1 |  | Full | 10 |  | Res Plug Load |  | 2.52 | 0 | Ventilation
10283 | Low Income Weatherization | LIW: Water Heater - Boiler Replacement - MF - SH | Water heater boiler replacement: multi-family; shareholder | Water Heating | Water Heater | Boiler Water Heater | 1 | 2015-01-01 |  | 0 |  | 0 |  | Dual | calculated | Custom |  | 0 | 0 | 0 | 0 | [5 empty] | 0 | 0 | Water_Heater_Comm
10570 | Low Income Weatherization | LIW: Water Heater - Replacement - MF - SH | Water heater replacement: multi-family; shareholder | Water Heating | Water Heater | Water Heater Replacement | 1 | 2015-01-01 |  | 0 |  | 0 |  | Dual | calculated |  |  | 0 | 0 | 0 | 0 | [5 empty] | 0 | 0 | Health_Safety_and_Repair
10571 | Low Income Weatherization | LIW: Water Heater - Replacement - MF - TE | Water heater replacement: multi-family; electric | Water Heating | Water Heater | Water Heater Replacement | 1 | 2015-01-01 |  | 0 |  | 0 |  | kWh |  |  |  | 0 |  | 0 |  |  |  |  | Res Water Heat |  |  |  | Health_Safety_and_Repair
10572 | Low Income Weatherization | LIW: Water Heater - Replacement - MH - SH | Water heater replacement: mobile home; shareholder | Water Heating | Water Heater | Water Heater Replacement | 1 | 2015-01-01 |  | 0 |  | 0 |  | Dual | calculated |  |  | 0 | 0 | 0 | 0 | [5 empty] | 0 | 0 | Health_Safety_and_Repair
10573 | Low Income Weatherization | LIW: Water Heater - Replacement - MH - TE | Water heater replacement: mobile home; electric | Water Heating | Water Heater | Water Heater Replacement | 1 | 2015-01-01 |  | 0 |  | 0 |  | kWh |  |  |  | 0 |  | 0 |  |  |  |  | Res Water Heat |  |  |  | Health_Safety_and_Repair
12304 | Low Income Weatherization | LIW: Water Heater - Replacement - MH - TG | Water heater replacement: mobile home; gas | Water Heating | Water Heater | Water Heater Replacement | 2 | 2019-01-01 |  | 0 | 0 | 0 |  | Therm | per unit |  |  |  | 0 | 0 | 0 |  |  |  | Res Water Heat |  |  |  | Health_Safety_and_Repair
10574 | Low Income Weatherization | LIW: Water Heater - Replacement - SF - SH | Water heater replacement: single family; shareholder | Water Heating | Water Heater | Water Heater Replacement | 1 | 2015-01-01 |  | 0 |  | 0 |  | Dual | calculated |  |  | 0 | 0 | 0 | 0 | [5 empty] | 0 | 0 | Health_Safety_and_Repair
10575 | Low Income Weatherization | LIW: Water Heater - Replacement - SF - TE | Water heater replacement: single family; electric | Water Heating | Water Heater | Water Heater Replacement | 1 | 2015-01-01 |  | 0 |  | 0 |  | kWh |  |  |  | 0 |  | 0 |  |  |  |  | Res Water Heat |  |  |  | Health_Safety_and_Repair
12294 | Low Income Weatherization | LIW: Water Heater - Replacement - SF - TG | Water heater replacement: single family; gas | Water Heating | Water Heater | Water Heater Replacement | 2 | 2019-01-01 |  | 0 |  | 0 |  | Therm | per unit |  |  | 0 | 0 | 0 | 0 |  |  |  | Res Water Heat |  |  |  | Health_Safety_and_Repair
12719 | Low Income Weatherization | LIW: Water Heater - Storage - Energy Star - MF - SH | Energy Star storage water heater: multi-family dwelling; low income customer; shareholder | Water Heating | Water Heater | Storage Water Heater | 1 | 2020-01-01 | [5 empty] | Dual | calculated | PSE-deemed | Combination | [9 empty] | 0 | 0 | Water_Heater_Res
12718 | Low Income Weatherization | LIW: Water Heater - Storage - Energy Star - MF - TG | Energy Star storage water heater: multi-family dwelling; low income customer; gas | Water Heating | Water Heater | Storage Water Heater | 1 | 2020-01-01 | 2020-12-31 |  |  | 28 |  | Therm | per unit | PSE-deemed | Combination |  | 841.67 |  | 841.67 | Full | 13 |  | Res Water Heat |  | 0 | 0 | Water_Heater_Res
12721 | Low Income Weatherization | LIW: Water Heater - Storage - Energy Star - MH - SH | Energy Star storage water heater: manufactured home; low income customer; shareholder | Water Heating | Water Heater | Storage Water Heater | 1 | 2020-01-01 | [5 empty] | Dual | calculated | PSE-deemed | Combination | [9 empty] | 0 | 0 | Water_Heater_Res
12720 | Low Income Weatherization | LIW: Water Heater - Storage - Energy Star - MH - TG | Energy Star storage water heater: single family dwelling; low income customer; gas | Water Heating | Water Heater | Storage Water Heater | 1 | 2020-01-01 | 2020-12-31 |  |  | 28 |  | Therm | per unit | PSE-deemed | Combination |  | 841.67 |  | 841.67 | Full | 13 |  | Res Water Heat |  | 0 | 0 | Water_Heater_Res
12723 | Low Income Weatherization | LIW: Water Heater - Storage - Energy Star - SF - SH | Energy Star storage water heater: single family dwelling; low income customer; shareholder | Water Heating | Water Heater | Storage Water Heater | 1 | 2020-01-01 | [5 empty] | Dual | calculated | PSE-deemed | Combination | [9 empty] | 0 | 0 | Water_Heater_Res
12722 | Low Income Weatherization | LIW: Water Heater - Storage - Energy Star - SF - TG | Energy Star storage water heater: single family dwelling with natural gas; low income customer | Water Heating | Water Heater | Storage Water Heater | 1 | 2020-01-01 | 2020-12-31 |  |  | 28 |  | Therm | per unit | PSE-deemed | Combination |  | 841.67 |  | 841.67 | Full | 13 |  | Res Water Heat |  | 0 | 0 | Water_Heater_Res
12725 | Low Income Weatherization | LIW: Water Heater - Tankless - Energy Star - MF - SH | Energy Star tankless water heater: multi-family dwelling; low income customer; shareholder | Water Heating | Water Heater | Tankless Water Heater | 1 | 2020-01-01 | [5 empty] | Dual | calculated | PSE-deemed | Combination | [9 empty] | 0 | 0 | Water_Heater_Res
12724 | Low Income Weatherization | LIW: Water Heater - Tankless - Energy Star - MF - TG | Energy Star tankless water heater: multi-family dwelling; low income customer; gas | Water Heating | Water Heater | Tankless Water Heater | 1 | 2020-01-01 | 2020-12-31 |  |  | 51 |  | Therm | per unit | PSE-deemed | Combination |  | 1484 |  | 1484 | Full | 20 |  | Res Water Heat |  | 11.51 | 0 | Water_Heater_Res
12727 | Low Income Weatherization | LIW: Water Heater - Tankless - Energy Star - MH - SH | Energy Star tankless water heater: manufactured home; low income customer; shareholder | Water Heating | Water Heater | Tankless Water Heater | 1 | 2020-01-01 | [5 empty] | Dual | calculated | PSE-deemed | Combination | [9 empty] | 0 | 0 | Water_Heater_Res
12726 | Low Income Weatherization | LIW: Water Heater - Tankless - Energy Star - MH - TG | Energy Star tankless water heater: manufactured home; low income customer; gas | Water Heating | Water Heater | Tankless Water Heater | 1 | 2020-01-01 | 2020-12-31 |  |  | 51 |  | Therm | per unit | PSE-deemed | Combination |  | 1484 |  | 1484 | Full | 20 |  | Res Water Heat |  | 11.51 | 0 | Water_Heater_Res
12729 | Low Income Weatherization | LIW: Water Heater - Tankless - Energy Star - SF - SH | Energy Star tankless water heater: single family dwelling; low income customer; shareholder | Water Heating | Water Heater | Tankless Water Heater | 1 | 2020-01-01 | [5 empty] | Dual | calculated | PSE-deemed | Combination | [9 empty] | 0 | 0 | Water_Heater_Res
12728 | Low Income Weatherization | LIW: Water Heater - Tankless - Energy Star - SF - TG | Energy Star tankless water heater: single family dwelling; low income customer; gas | Water Heating | Water Heater | Tankless Water Heater | 1 | 2020-01-01 | 2020-12-31 |  |  | 51 |  | Therm | per unit | PSE-deemed | Combination |  | 1484 |  | 1484 | Full | 20 |  | Res Water Heat |  | 11.51 | 0 | Water_Heater_Res
10576 | Low Income Weatherization | LIW: Water Heater - Wrap - MF - SH | Water heater wrap: multi-family; shareholder | Water Heating | Water Heater | Water Heater Insulation | 1 | 2015-01-01 |  | 0 |  | 0 |  | Dual | calculated |  |  | 0 | 0 | 0 | 0 | [5 empty] | 0 | 0 | Water_Heater_Res
10577 | Low Income Weatherization | LIW: Water Heater - Wrap - MF - TE | Water heater wrap: multi-family; electric | Water Heating | Water Heater | Water Heater Insulation | 1 | 2015-01-01 |  | 0 |  | 0 |  | kWh | per unit |  |  | 0 |  | 0 |  |  |  |  | Res Water Heat |  |  |  | Water_Heater_Res
10578 | Low Income Weatherization | LIW: Water Heater - Wrap - MH - SH | Water heater wrap: mobile home; shareholder | Water Heating | Water Heater | Water Heater Insulation | 1 | 2015-01-01 |  | 0 |  | 0 |  | Dual | calculated |  |  | 0 | 0 | 0 | 0 | [5 empty] | 0 | 0 | Water_Heater_Res
10579 | Low Income Weatherization | LIW: Water Heater - Wrap - MH - TE | Water heater wrap: mobile home; electric | Water Heating | Water Heater | Water Heater Insulation | 1 | 2015-01-01 |  | 0 |  |  |  | kWh | per unit |  |  | 0 |  | 0 |  |  |  |  | Res Water Heat |  |  |  | Water_Heater_Res
10580 | Low Income Weatherization | LIW: Water Heater - Wrap - SF - SH | Water heater wrap: single family; shareholder | Water Heating | Water Heater | Water Heater Insulation | 1 | 2015-01-01 |  | 0 |  | 0 |  | Dual | calculated |  |  | 0 | 0 | 0 | 0 | [5 empty] | 0 | 0 | Water_Heater_Res
10581 | Low Income Weatherization | LIW: Water Heater - Wrap - SF - TE | Water heater wrap: single family; electric | Water Heating | Water Heater | Water Heater Insulation | 1 | 2015-01-01 |  | 0 |  |  |  | kWh | per unit |  |  | 0 |  | 0 |  |  |  |  | Res Water Heat |  |  |  | Water_Heater_Res
10586 | Low Income Weatherization | LIW: Windows - DP to DP - MF - SH | Double pane windows: from double pane; multi-family; shareholder | Weatherization | Window | Double Pane | 1 | 2015-01-01 |  | 0 |  | 0 |  | Dual | calculated |  |  | 0 | 0 | 0 | 0 | [5 empty] | 0 | 0 | Window
10587 | Low Income Weatherization | LIW: Windows - DP to DP - MF - TE | Double pane windows: from double pane; multi-family; electric | Weatherization | Window | Double Pane | 3 | 2019-01-01 | 2020-12-31 | 12.26 |  |  |  | kWh | square foot | RTF-deemed |  | 20.5 |  | 20.5 |  |  | 45 |  | MF Space Heat |  | 0 |  | Window
10588 | Low Income Weatherization | LIW: Windows - DP to DP - MH - SH | Double pane windows: from double pane; mobile home; shareholder | Weatherization | Window | Double Pane | 2 | 2016-01-01 |  | 0 |  | 0 |  | Dual | calculated | RTF-deemed |  | 0 | 0 | 0 | 0 | [5 empty] | 0 | 0 | Window
10589 | Low Income Weatherization | LIW: Windows - DP to DP - MH - TE | Double pane windows: from double pane; mobile home; electric | Weatherization | Window | Double Pane | 3 | 2019-01-01 | 2020-12-31 | 3.61 |  |  |  | kWh | square foot | RTF-deemed |  | 20.5 |  | 20.5 |  |  | 25 |  | SF Space Heat |  | 0.03 |  | Window
10590 | Low Income Weatherization | LIW: Windows - DP to DP - SF - SH | Double pane windows: from double pane; single family; shareholder | Weatherization | Window | Double Pane | 2 | 2016-01-01 |  | 0 |  | 0 |  | Dual | calculated | PSE-deemed | RTF Derived | 0 | 0 | 0 | 0 | [5 empty] | 0 | 0 | Window
10591 | Low Income Weatherization | LIW: Windows - DP to DP - SF - TE | Double pane windows: from double pane; single family; electric | Weatherization | Window | Double Pane | 4 | 2020-01-01 | 2020-12-31 | 4.52 |  |  |  | kWh | square foot | PSE-deemed | RTF Derived | 20.5 |  | 20.5 |  | Full | 45 |  | SF Space Heat |  | 0.07 | 0 | Window
10583 | Low Income Weatherization | LIW: Windows - DP to TP - MF - TE | Triple pane windows: from double pane; multi-family; electric | Weatherization | Window | Triple Pane | 3 | 2019-01-01 | 2020-02-14 | 15.11 |  |  |  | kWh | square foot | RTF-deemed |  | 24.1 |  | 24.1 |  |  | 45 |  | MF Space Heat |  | 0 |  | Window
10585 | Low Income Weatherization | LIW: Windows - DP to TP - SF - TE | Triple pane windows: from double pane; single family; electric | Weatherization | Window | Triple Pane | 3 | 2019-01-01 | 2020-02-14 | 6.3 |  |  |  | kWh | square foot | PSE-deemed | RTF Derived | 24.1 |  | 24.1 |  |  | 45 |  | SF Space Heat |  | 0.1 |  | Window
10592 | Low Income Weatherization | LIW: Windows - SP to DP - MF - SH | Double pane windows: from single pane; multi-family; shareholder | Weatherization | Window | Double Pane | 1 | 2015-01-01 |  | 0 |  | 0 |  | Dual | calculated |  |  | 0 | 0 | 0 | 0 | [5 empty] | 0 | 0 | Window
10593 | Low Income Weatherization | LIW: Windows - SP to DP - MF - TE | Double pane windows: from single pane; multi-family; electric | Weatherization | Window | Double Pane | 3 | 2019-01-01 | 2020-12-31 | 24.2 |  |  |  | kWh | square foot | RTF-deemed |  | 20.5 |  | 20.5 |  |  | 45 |  | MF Space Heat |  | 0 |  | Window
10594 | Low Income Weatherization | LIW: Windows - SP to DP - MH - SH | Double pane windows: from single pane; mobile home; shareholder | Weatherization | Window | Double Pane | 2 | 2016-01-01 |  | 0 |  | 0 |  | Dual | calculated | RTF-deemed |  | 0 | 0 | 0 | 0 | [5 empty] | 0 | 0 | Window
10595 | Low Income Weatherization | LIW: Windows - SP to DP - MH - TE | Double pane windows: from single pane; mobile home; electric | Weatherization | Window | Double Pane | 4 | 2019-01-01 | 2020-12-31 | 9.98 |  |  |  | kWh | square foot | RTF-deemed |  | 20.5 |  | 20.5 |  |  | 25 |  | SF Space Heat |  | 0.085 |  | Window
10596 | Low Income Weatherization | LIW: Windows - SP to DP - SF - SH | Double pane windows: from single pane; single family; shareholder | Weatherization | Window | Double Pane | 2 | 2016-01-01 |  | 0 |  | 0 |  | Dual | calculated | PSE-deemed | RTF Derived | 0 | 0 | 0 | 0 | [5 empty] | 0 | 0 | Window
10597 | Low Income Weatherization | LIW: Windows - SP to DP - SF - TE | Double pane windows: from single pane; single family; electric | Weatherization | Window | Double Pane | 4 | 2020-01-01 | 2020-12-31 | 8.68 |  |  |  | kWh | square foot | PSE-deemed | RTF Derived | 20.5 |  | 20.5 |  | Full | 45 |  | SF Space Heat |  | 0.14 | 0 | Window
12648 | Low Income Weatherization | LIW: Windows - SP to DP - SF - TG | Double pane windows: upgrade from single pane; single family dwelling heated with natural gas; low income customer | Weatherization | Window | Double Pane | 1 | 2020-01-01 | 2020-12-31 |  |  | 0.64 |  | Therm | square foot | PSE-deemed | RTF Derived |  | 20.5 |  | 20.5 | Full | 45 |  | Res Space Heat |  | 0 | 0 | Window
12891 | Manufactured Home New Construction | Incentive - Sales - NEEM 1.1 | Sales incentive for Northwest Energy-Efficient Manufactured Housing Program 1.1 | Behavior | Sales Incentive | Sales Incentive | 1 | 2020-04-01 | 2020-12-31 | 0 |  |  |  | kWh | per home | PSE-deemed | Program Staff | 200 |  | 200 |  | Full |  |  |  |  | 0 | 0 | Sales_Incentive
12892 | Manufactured Home New Construction | Incentive - Sales - NEEM 2.0 | Sales incentive for Northwest Energy-Efficient Manufactured Housing Program 2.0 | Behavior | Sales Incentive | Sales Incentive | 1 | 2020-04-01 | 2020-06-30 | 0 |  |  |  | kWh | per home | PSE-deemed | Program Staff | 300 |  | 300 |  | Full |  |  |  |  | 0 | 0 | Sales_Incentive
12892 | Manufactured Home New Construction | Incentive - Sales - NEEM 2.0 | Sales incentive for Northwest Energy-Efficient Manufactured Housing Program 2.0 | Behavior | Sales Incentive | Sales Incentive | 2 | 2020-07-01 | 2020-12-31 | 0 |  |  |  | kWh | per home | PSE-deemed | Program Staff | 400 |  | 400 |  | Full |  |  |  |  | 0 | 0 | Sales_Incentive
12213 | Manufactured Home New Construction | MHNC: NEEM 1.1 Rated - EnergyStar | Whole home incentive: NEEM 1.1 rated; Energy Star | Combined | Combined | Combined | 2 | 2020-01-01 | 2020-12-31 | 2302 |  |  |  | kWh | per home | RTF-deemed | RTF Derived | 1000 |  | 2400.94 |  | Incremental | 44 |  | SF Space Heat |  | 17.04 | 0 | Whole_Home_Incentives
12214 | Manufactured Home New Construction | MHNC: NEEM 2.0 Rated - EnergyStar | Whole home incentive: NEEM 2.0 rated; Energy Star | Combined | Combined | Combined | 2 | 2020-01-01 | 2020-06-30 | 2978 |  |  |  | kWh | per home | RTF-deemed | RTF Derived | 1500 |  | 3990.85 |  | Incremental | 41 |  | SF Space Heat |  | 19.91 | 0 | Whole_Home_Incentives
12214 | Manufactured Home New Construction | MHNC: NEEM 2.0 Rated - EnergyStar | Whole home incentive: NEEM 2.0 rated; Energy Star | Combined | Combined | Combined | 3 | 2020-07-01 | 2020-12-31 | 2978 |  |  |  | kWh | per home | RTF-deemed | RTF Derived | 2000 |  | 3990.85 |  | Incremental | 41 |  | SF Space Heat |  | 19.91 | 0 | Whole_Home_Incentives
12215 | Manufactured Home New Construction | MHNC: Sales Incentive - NEEM 1.1 Rated - EnergyStar | Sales incentive: NEEM 1.1 rated; Energy Star | Behavior | Sales Incentive | Sales Incentive | 1 | 2018-01-01 | 2020-03-31 | 0 |  |  |  | kWh | per home | PSE-deemed | PSE Regional | 200 |  | 200 |  | Full | 0 |  |  |  | 0 | 0 | Sales_Incentive
12216 | Manufactured Home New Construction | MHNC: Sales Incentive - NEEM 2.0 Rated - EnergyStar | Sales incentive: NEEM 2.0 rated; Energy Star | Behavior | Sales Incentive | Sales Incentive | 1 | 2018-01-01 | 2020-03-31 | 0 |  |  |  | kWh | per home | PSE-deemed | PSE Regional | 300 |  | 300 |  | Full | 0 |  |  |  | 0 | 0 | Sales_Incentive
10067 | Multi Family New Construction | Adjustment - EME - Custom | Custom measure for engineering adjustment | Other | Other | Other | 1 | 2012-01-01 | [5 empty] | Dual | calculated | Custom | [6 empty] | 2 | [5 empty] | Custom_Grant
10067 | Multi Family New Construction | Adjustment - EME - Custom | Custom measure for engineering adjustment | Other | Other | Other | 1 | 2012-01-01 | [5 empty] | Dual | calculated | Custom | [6 empty] | 2 | [5 empty] | Custom_Grant
10073 | Multi Family New Construction | Boiler - Hot Water - Custom | Custom water heating measure: hot water boiler | HVAC | HVAC Boiler | HVAC Boiler | 1 | 2012-01-01 | [5 empty] | Dual | calculated | Custom | [6 empty] | 24 | [5 empty] | Custom_Grant
10073 | Multi Family New Construction | Boiler - Hot Water - Custom | Custom water heating measure: hot water boiler | HVAC | HVAC Boiler | HVAC Boiler | 1 | 2012-01-01 | [5 empty] | Dual | calculated | Custom | [6 empty] | 24 | [5 empty] | Custom_Grant
10075 | Multi Family New Construction | Boiler - Steam - Custom | Custom HVAC measure: steam boiler | HVAC | HVAC Boiler | HVAC Boiler | 1 | 2012-01-01 | [5 empty] | Dual | calculated | Custom | [6 empty] | 30 | [5 empty] | Custom_Grant
10075 | Multi Family New Construction | Boiler - Steam - Custom | Custom HVAC measure: steam boiler | HVAC | HVAC Boiler | HVAC Boiler | 1 | 2012-01-01 | [5 empty] | Dual | calculated | Custom | [6 empty] | 30 | [5 empty] | Custom_Grant
10072 | Multi Family New Construction | Chiller - Custom | Custom chiller measure | Refrigeration | Refrigeration System | Refrigeration System | 1 | 2012-01-01 | [5 empty] | Dual | calculated | Custom | [6 empty] | 20 | [5 empty] | Custom_Grant
10040 | Multi Family New Construction | Combined Heat and Power - Custom | Custom combined measure: heat and power | Combined | Combined | Combined | 1 | 2012-01-01 | [5 empty] | Dual | calculated | Custom | [6 empty] | 15 | [5 empty] | Custom_Grant
10040 | Multi Family New Construction | Combined Heat and Power - Custom | Custom combined measure: heat and power | Combined | Combined | Combined | 1 | 2012-01-01 | [5 empty] | Dual | calculated | Custom | [6 empty] | 15 | [5 empty] | Custom_Grant
11930 | Multi Family New Construction | Commissioning - Custom | Custom measure for commissioning | Energy Performance | Optimization | Optimization | 1 | 2012-01-01 | [5 empty] | Dual | calculated | Custom | [6 empty] | 7 | [5 empty] | Custom_Grant
11930 | Multi Family New Construction | Commissioning - Custom | Custom measure for commissioning | Energy Performance | Optimization | Optimization | 1 | 2012-01-01 | [5 empty] | Dual | calculated | Custom | [6 empty] | 7 | [5 empty] | Custom_Grant
10061 | Multi Family New Construction | Compressed Air System - Custom | Custom measure: compressed air system | Compressed Air | Compressed Air | Compressed Air | 1 | 2012-01-01 | [5 empty] | Dual | calculated | Custom | [6 empty] | 10 | [5 empty] | Custom_Grant
10046 | Multi Family New Construction | Energy Recovery System - Custom | Custom measure: energy recovery system | Energy Performance | Energy Recovery | Energy Recovery | 1 | 2012-01-01 | [5 empty] | Dual | calculated | Custom | [6 empty] | 15 | [5 empty] | Custom_Grant
10058 | Multi Family New Construction | Fan - VFD - Custom | Custom VFD measure: fan | Motors | Variable Frequency Drive | VFD Fan | 1 | 2012-01-01 | [5 empty] | Dual | calculated | Custom | [6 empty] | 15 | [5 empty] | Custom_Grant
10058 | Multi Family New Construction | Fan - VFD - Custom | Custom VFD measure: fan | Motors | Variable Frequency Drive | VFD Fan | 1 | 2012-01-01 | [5 empty] | Dual | calculated | Custom | [6 empty] | 15 | [5 empty] | Custom_Grant
10257 | Multi Family New Construction | Field Services - Custom | Custom measure: field services | Behavior | Energy Efficiency Adoption | Energy Efficiency Adoption | 1 | 2012-01-01 | [5 empty] | Dual | calculated | Custom | [6 empty] | 5 | [5 empty] | Custom_Grant
10257 | Multi Family New Construction | Field Services - Custom | Custom measure: field services | Behavior | Energy Efficiency Adoption | Energy Efficiency Adoption | 1 | 2012-01-01 | [5 empty] | Dual | calculated | Custom | [6 empty] | 5 | [5 empty] | Custom_Grant
10258 | Multi Family New Construction | Generic Measure - Custom | Generic custom measure | Other | Other | Other | 1 | 2012-01-01 | [5 empty] | Dual | calculated | Custom | [6 empty] | 15 | [5 empty] | Custom_Grant
10258 | Multi Family New Construction | Generic Measure - Custom | Generic custom measure | Other | Other | Other | 1 | 2012-01-01 | [5 empty] | Dual | calculated | Custom | [6 empty] | 15 | [5 empty] | Custom_Grant
11962 | Multi Family New Construction | Generic Measure - Prescriptive | Generic prescriptive measure | Other | Other | Other | 1 | 2012-01-01 | [5 empty] | Dual | [14 empty] | Custom_Grant
10054 | Multi Family New Construction | HVAC - Central Equipment - Custom | Custom HVAC measure: central equipment | HVAC | Central Equipment | Central Equipment | 1 | 2012-01-01 | [5 empty] | Dual | calculated | Custom | [6 empty] | 15 | [5 empty] | Custom_Grant
10054 | Multi Family New Construction | HVAC - Central Equipment - Custom | Custom HVAC measure: central equipment | HVAC | Central Equipment | Central Equipment | 1 | 2012-01-01 | [5 empty] | Dual | calculated | Custom | [6 empty] | 15 | [5 empty] | Custom_Grant
10039 | Multi Family New Construction | HVAC - Other - Custom | Custom HVAC measure: other | HVAC | HVAC System | HVAC System | 1 | 2012-01-01 | [5 empty] | Dual | calculated | Custom | [6 empty] | 15 | [5 empty] | Custom_Grant
10039 | Multi Family New Construction | HVAC - Other - Custom | Custom HVAC measure: other | HVAC | HVAC System | HVAC System | 1 | 2012-01-01 | [5 empty] | Dual | calculated | Custom | [6 empty] | 15 | [5 empty] | Custom_Grant
10049 | Multi Family New Construction | HVAC Control - Base - Custom | Custom HVAC control measure: base | Controls | HVAC Control | HVAC Control | 1 | 2012-01-01 | [5 empty] | Dual | calculated | Custom | [6 empty] | 10 | [5 empty] | Custom_Grant
10049 | Multi Family New Construction | HVAC Control - Base - Custom | Custom HVAC control measure: base | Controls | HVAC Control | HVAC Control | 1 | 2012-01-01 | [5 empty] | Dual | calculated | Custom | [6 empty] | 10 | [5 empty] | Custom_Grant
10057 | Multi Family New Construction | HVAC Control - Only - Custom | Custom HVAC control measure: only | Controls | HVAC Control | HVAC Control | 1 | 2012-01-01 | [5 empty] | Dual | calculated | Custom | [6 empty] | 10 | [5 empty] | Custom_Grant
10057 | Multi Family New Construction | HVAC Control - Only - Custom | Custom HVAC control measure: only | Controls | HVAC Control | HVAC Control | 1 | 2012-01-01 | [5 empty] | Dual | calculated | Custom | [6 empty] | 10 | [5 empty] | Custom_Grant
11912 | Multi Family New Construction | HVAC Control - Performance - Custom | Custom HVAC control measure: performance | Controls | HVAC Control | HVAC Control | 1 | 2012-01-01 | [5 empty] | Dual | calculated | Custom | [6 empty] | 10 | [5 empty] | Custom_Grant
10037 | Multi Family New Construction | Insulation - Building Shell - Custom | Custom insulation measure: attic, wall, and floor | Weatherization | Insulation | Building Shell | 1 | 2012-01-01 | [5 empty] | Dual | calculated | Custom | [6 empty] | 24 | [5 empty] | Custom_Grant
10037 | Multi Family New Construction | Insulation - Building Shell - Custom | Custom insulation measure: attic, wall, and floor | Weatherization | Insulation | Building Shell | 1 | 2012-01-01 | [5 empty] | Dual | calculated | Custom | [6 empty] | 24 | [5 empty] | Custom_Grant
10038 | Multi Family New Construction | Insulation - Exterior Roof - Custom | Custom insulation measure: exterior roof | Weatherization | Insulation | Exterior | 1 | 2012-01-01 | [5 empty] | Dual | calculated | Custom | [6 empty] | 15 | [5 empty] | Custom_Grant
10038 | Multi Family New Construction | Insulation - Exterior Roof - Custom | Custom insulation measure: exterior roof | Weatherization | Insulation | Exterior | 1 | 2012-01-01 | [5 empty] | Dual | calculated | Custom | [6 empty] | 15 | [5 empty] | Custom_Grant
10059 | Multi Family New Construction | Lighting - Custom | Custom lighting measure | Lighting | Area Lighting | General Lighting | 1 | 2012-01-01 | [5 empty] | Dual | calculated | Custom | [5 empty] | Full | 20 | [5 empty] | Custom_Grant
10059 | Multi Family New Construction | Lighting - Custom | Custom lighting measure | Lighting | Area Lighting | General Lighting | 1 | 2012-01-01 | [5 empty] | Dual | calculated | Custom | [5 empty] | Full | 20 | [5 empty] | Custom_Grant
10076 | Multi Family New Construction | Lighting Power Density Reduction - Custom | Custom lighting measure: power density reduction | Lighting | Area Lighting | General Lighting | 1 | 2012-01-01 | [5 empty] | Dual | calculated | Custom | [6 empty] | 15 | [5 empty] | Custom_Grant
10076 | Multi Family New Construction | Lighting Power Density Reduction - Custom | Custom lighting measure: power density reduction | Lighting | Area Lighting | General Lighting | 1 | 2012-01-01 | [5 empty] | Dual | calculated | Custom | [6 empty] | 15 | [5 empty] | Custom_Grant
10065 | Multi Family New Construction | Motor - Custom | Custom motor measure | Motors | Motor | Motor | 1 | 2012-01-01 | [5 empty] | Dual | calculated | Custom | [6 empty] | 15 | [5 empty] | Custom_Grant
10065 | Multi Family New Construction | Motor - Custom | Custom motor measure | Motors | Motor | Motor | 1 | 2012-01-01 | [5 empty] | Dual | calculated | Custom | [6 empty] | 15 | [5 empty] | Custom_Grant
10066 | Multi Family New Construction | Pump - Custom | Custom pump measure | Motors | Pump | Pump | 1 | 2012-01-01 | [5 empty] | Dual | calculated | Custom | [6 empty] | 15 | [5 empty] | Custom_Grant
10070 | Multi Family New Construction | Pump - VFD - Custom | Custom VFD measure: pump | Motors | Variable Frequency Drive | VFD Pump | 1 | 2012-01-01 | [5 empty] | Dual | calculated | Custom | [6 empty] | 15 | [5 empty] | Custom_Grant
10070 | Multi Family New Construction | Pump - VFD - Custom | Custom VFD measure: pump | Motors | Variable Frequency Drive | VFD Pump | 1 | 2012-01-01 | [5 empty] | Dual | calculated | Custom | [6 empty] | 15 | [5 empty] | Custom_Grant
12576 | Multi Family New Construction | Pumps and Vacuums - Custom | Custom pump and vacuum measure | Motors | Pump | Pump | 1 | 2019-01-01 | [5 empty] | Dual | calculated | Custom | [6 empty] | 15 | [5 empty] | Custom_Grant
10261 | Multi Family New Construction | Refrigeration - Custom | Custom refrigeration measure | Refrigeration | Refrigeration System | Refrigeration System | 1 | 2012-01-01 | [5 empty] | Dual | calculated | Custom | [6 empty] | 20 | [5 empty] | Custom_Grant
10261 | Multi Family New Construction | Refrigeration - Custom | Custom refrigeration measure | Refrigeration | Refrigeration System | Refrigeration System | 1 | 2012-01-01 | [5 empty] | Dual | calculated | Custom | [6 empty] | 20 | [5 empty] | Custom_Grant
11931 | Multi Family New Construction | RTU Control - Advanced - Custom | Custom advanced rooftop unit control measure | Controls | HVAC Control | HVAC Control | 1 | 2012-01-01 | [5 empty] | Dual | calculated | Custom | [6 empty] | 10 | [5 empty] | Custom_Grant
11931 | Multi Family New Construction | RTU Control - Advanced - Custom | Custom advanced rooftop unit control measure | Controls | HVAC Control | HVAC Control | 1 | 2012-01-01 | [5 empty] | Dual | calculated | Custom | [6 empty] | 10 | [5 empty] | Custom_Grant
12054 | Multi Family New Construction | RTU Control - Advanced - Prescriptive | Prescriptive advanced rooftop unit control measure | Controls | HVAC Control | HVAC Control | 1 | 2012-01-01 | [5 empty] | Dual | calculated | Custom | [6 empty] | 10 | [5 empty] | Custom_Grant
10056 | Multi Family New Construction | Unitary Equipment - Custom | Custom HVAC measure: unitary equipment | HVAC | Unitary System | Unitary System | 1 | 2012-01-01 | [5 empty] | Dual | calculated | Custom | [6 empty] | 15 | [5 empty] | Custom_Grant
10056 | Multi Family New Construction | Unitary Equipment - Custom | Custom HVAC measure: unitary equipment | HVAC | Unitary System | Unitary System | 1 | 2012-01-01 | [5 empty] | Dual | calculated | Custom | [6 empty] | 15 | [5 empty] | Custom_Grant
10042 | Multi Family New Construction | Water Heater - Commercial - Custom | Custom commercial use water heater measure | Water Heating | Water Heater | Commercial Water Heater | 1 | 2012-01-01 | [5 empty] | Dual | calculated | Custom | [6 empty] | 15 | [5 empty] | Custom_Grant
10042 | Multi Family New Construction | Water Heater - Commercial - Custom | Custom commercial use water heater measure | Water Heating | Water Heater | Commercial Water Heater | 1 | 2012-01-01 | [5 empty] | Dual | calculated | Custom | [6 empty] | 15 | [5 empty] | Custom_Grant
10055 | Multi Family New Construction | Whole Building Design - Custom | Custom whole building design measure | Other | Other | Other | 1 | 2012-01-01 | [5 empty] | Dual | calculated | Custom | [6 empty] | 15 | [5 empty] | Custom_Grant
10055 | Multi Family New Construction | Whole Building Design - Custom | Custom whole building design measure | Other | Other | Other | 1 | 2012-01-01 | [5 empty] | Dual | calculated | Custom | [6 empty] | 15 | [5 empty] | Custom_Grant
10041 | Multi Family New Construction | Window - Custom | Custom window measure | Weatherization | Window | Custom Window | 1 | 2012-01-01 | [5 empty] | Dual | calculated | Custom | [6 empty] | 30 | [5 empty] | Custom_Grant
10041 | Multi Family New Construction | Window - Custom | Custom window measure | Weatherization | Window | Custom Window | 1 | 2012-01-01 | [5 empty] | Dual | calculated | Custom | [6 empty] | 30 | [5 empty] | Custom_Grant
12692 | Multi Family Retrofit | Adapter - Thermostatic Restrictor Valve - DI - EWH - MF | Thermostatic restrictor valve adapter: direct install; multi-family dwelling with electric water heating | Water Heating | Adapter | Residential Use Adapter | 1 | 2020-01-01 | 2020-12-31 | 50 |  |  |  | kWh | per unit | RTF-deemed |  | 33 |  | 33 |  | Full | 10 |  | Res Water Heat |  | 3.52 | 0 | Adapter
12693 | Multi Family Retrofit | Adapter - Thermostatic Restrictor Valve - DI - GWH - MF | Thermostatic restrictor valve adapter: direct install; multi-family dwelling with natural gas water heating | Water Heating | Adapter | Residential Use Adapter | 1 | 2020-01-01 | 2020-12-31 |  |  | 2.2 |  | Therm | per unit | PSE-deemed | RTF Derived |  | 33 |  | 33 | Full | 10 |  | Res Water Heat |  | 3.52 | 0 | Adapter
12680 | Multi Family Retrofit | Boiler - Energy Star - 95pc AFUE - GH - Res | 95% AFUE Energy Star boiler: home heated with natural gas | HVAC | HVAC Boiler | HVAC Boiler | 1 | 2020-01-01 |  |  |  | 119 |  | Therm | per unit | PSE-deemed | Evaluation Study |  | 350 |  | 1239 | Incremental | 20 |  | Res Space Heat |  | 0 | 0 | HVAC_Boiler
12595 | Multi Family Retrofit | Clothes Dryer - HP - Vented - EH - Res | Electric vented heat pump clothes dryer: residential dwelling | Appliances | Clothes Dryer | Residential Use Clothes Dryer | 1 | 2020-01-01 |  | 192 |  |  |  | kWh | per unit | RTF-deemed | RTF UES Deemed | 100 |  | 386.45 |  | Incremental | 12 |  | Res Plug Load |  | -0.24 | 0 | Clothes_Dryer
12596 | Multi Family Retrofit | Clothes Dryer - HP - Ventless - EH - Res | Electric ventless heat pump clothes dryer: ventless; residential dwelling | Appliances | Clothes Dryer | Residential Use Clothes Dryer | 1 | 2020-01-01 |  | 238 |  |  |  | kWh | per unit | RTF-deemed | RTF UES Deemed | 100 |  | 386.45 |  | Incremental | 12 |  | Res Plug Load |  | 3.91 | 0 | Clothes_Dryer
12601 | Multi Family Retrofit | Clothes Dryer - Vented - Energy Star - EH - Res | Energy Star electric vented clothes dryer: residential dwelling | Appliances | Clothes Dryer | Residential Use Clothes Dryer | 1 | 2020-01-01 | 2020-12-31 | 68 |  |  |  | kWh | per unit | RTF-deemed | RTF UES Deemed | 25 |  | 20.44 |  | Incremental | 12 |  | Res Plug Load |  | -0.08 | 0 | Clothes_Dryer
12602 | Multi Family Retrofit | Clothes Dryer - Ventless - Energy Star - EH - Res | Energy Star electric ventless clothes dryer: ventless; residential dwelling | Appliances | Clothes Dryer | Residential Use Clothes Dryer | 1 | 2020-01-01 | 2020-12-31 | 118 |  |  |  | kWh | per unit | RTF-deemed | RTF UES Deemed | 25 |  | 184.88 |  | Incremental | 12 |  | Res Plug Load |  | 4.46 | 0 | Clothes_Dryer
12528 | Multi Family Retrofit | Clothes Washer - Energy Star - Any WH - Any Dryer - Res - C | Energy Star clothes washer: any water heating, any dryer; residential dwelling; combined territory | Appliances | Clothes Washer | Residential Use Washer | 2 | 2020-01-01 | 2020-12-31 | 142 |  | 2.1 |  | Dual | per unit | RTF-deemed | RTF UES Deemed | 50 | 0 | 65.56 | 0 | Incremental | 14 |  | Res Water Heat | Res Water Heat | 17.06 | 0 | Clothes_Washer
12529 | Multi Family Retrofit | Clothes Washer - Energy Star - Any WH - Any Dryer - Res - EO | Energy Star clothes washer: any water heating, any dryer; residential dwelling; electric-only territory | Appliances | Clothes Washer | Residential Use Washer | 2 | 2020-01-01 | 2020-12-31 | 142 |  | 0 |  | kWh | per unit | RTF-deemed | RTF UES Deemed | 50 | 0 | 65.56 | 0 | Incremental | 14 |  | Res Water Heat |  | 17.06 | 0 | Clothes_Washer
12620 | Multi Family Retrofit | Clothes Washer - EWH - E Dryer - MFCA | Clothes washer: multi-family common laundry area with PSE electric water and dryer heating | Appliances | Clothes Washer | Commercial Use Washer | 1 | 2020-01-01 | 2020-12-31 | 869.48 |  |  |  | kWh | per unit | RTF-deemed | RTF UES Deemed | 200 |  | 399.62 |  | Incremental | 11 |  | Comm Flat |  | 389.84 | 0 | Clothes_Washer
12621 | Multi Family Retrofit | Clothes Washer - EWH - G Dryer - MFCA | Clothes washer: multi-family common laundry area with PSE electric water and natural gas dryer heating | Appliances | Clothes Washer | Commercial Use Washer | 1 | 2020-01-01 | 2020-12-31 | 332.83 |  | 20.52 |  | Dual | per unit | RTF-deemed | RTF UES Deemed | 170 | 30 | 245.54 | 154.08 | Incremental | 11 |  | Comm Flat | Comm Flat | 389.84 | 0 | Clothes_Washer
12619 | Multi Family Retrofit | Clothes Washer - EWH - non G Dryer - MFCA | Clothes washer: multi-family common laundry area with PSE electric water and non-PSE natural gas dryer heating or no dryer at all | Appliances | Clothes Washer | Commercial Use Washer | 1 | 2020-01-01 | 2020-12-31 | 332.83 |  |  |  | kWh | per unit | RTF-deemed | RTF UES Deemed | 170 |  | 245.54 |  | Incremental | 11 |  | Comm Flat |  | 239.36 | 0 | Clothes_Washer
12318 | Multi Family Retrofit | Clothes Washer - Front Load - Tier 2 or Higher - Any WH - Any Dryer - Res - C | CEE Tier 2 clothes washer: any water heating, any dryer; residential dwelling; combined territory | Appliances | Clothes Washer | Residential Use Washer | 2 | 2020-01-01 | 2020-07-31 | 152 |  | 2.1 |  | Dual | per unit | RTF-deemed | RTF UES Deemed | 50 | 0 | 59.53 | 0 | Incremental | 14 |  | Res Water Heat | Res Water Heat | 16.43 | 0 | Clothes_Washer
12319 | Multi Family Retrofit | Clothes Washer - Front Load - Tier 2 or Higher - Any WH - Any Dryer - Res - EO | CEE Tier 2 clothes washer: any water heating, any dryer; residential dwelling; electric-only territory | Appliances | Clothes Washer | Residential Use Washer | 2 | 2020-01-01 | 2020-07-31 | 152 |  |  |  | kWh | per unit | RTF-deemed | RTF UES Deemed | 50 |  | 59.53 |  | Incremental | 14 |  | Res Water Heat |  | 16.43 | 0 | Clothes_Washer
12624 | Multi Family Retrofit | Clothes Washer - GWH - E Dryer - MFCA | Clothes washer: multi-family common laundry area with PSE natural gas water and electric dryer heating | Appliances | Clothes Washer | Commercial Use Washer | 1 | 2020-01-01 | 2020-12-31 | 540.29 |  | 14.99 |  | Dual | per unit | RTF-deemed | RTF UES Deemed | 140 | 60 | 311.64 | 87.98 | Incremental | 11 |  | Comm Flat | Comm Flat | 389.84 | 0 | Clothes_Washer
12625 | Multi Family Retrofit | Clothes Washer - GWH - G Dryer - MFCA | Clothes washer: multi-family common laundry area with PSE natural gas water and dryer heating | Appliances | Clothes Washer | Commercial Use Washer | 1 | 2020-01-01 | 2020-12-31 |  |  | 35.51 |  | Therm | per unit | RTF-deemed | RTF UES Deemed |  | 150 |  | 399.62 | Incremental | 11 |  | Comm Flat |  | 389.84 | 0 | Clothes_Washer
12623 | Multi Family Retrofit | Clothes Washer - GWH - non E Dryer - MFCA | Clothes washer: multi-family common laundry area with PSE natural gas water and non-PSE electric dryer heating or no dryer at all | Appliances | Clothes Washer | Commercial Use Washer | 1 | 2020-01-01 | 2020-12-31 |  |  | 14.99 |  | Therm | per unit | RTF-deemed | RTF UES Deemed |  | 60 |  | 87.98 | Incremental | 11 |  | Comm Flat |  | 85.76 | 0 | Clothes_Washer
12622 | Multi Family Retrofit | Clothes Washer - non EWH - G Dryer - MFCA | Clothes washer: multi-family common laundry area with non-PSE electric water and PSE natural gas dryer heating | Appliances | Clothes Washer | Commercial Use Washer | 1 | 2020-01-01 | 2020-12-31 |  |  | 20.52 |  | Therm | per unit | RTF-deemed | RTF UES Deemed |  | 30 |  | 154.08 | Incremental | 11 |  | Comm Flat |  | 150.48 | 0 | Clothes_Washer
12618 | Multi Family Retrofit | Clothes Washer - non GWH - E Dryer - MFCA | Clothes washer: multi-family common laundry area with non-PSE natural gas water and PSE electric dryer heating | Appliances | Clothes Washer | Commercial Use Washer | 1 | 2020-01-01 | 2020-12-31 | 540.29 |  |  |  | kWh | per unit | RTF-deemed | RTF UES Deemed | 140 |  | 311.64 |  | Incremental | 11 |  | Comm Flat |  | 304.08 | 0 | Clothes_Washer
12962 | Multi Family Retrofit | Clothes Washer - Top Load - Energy Star - Any WH - Any Dryer - Res - C | Energy Star top load clothes washer: any water heating, any dryer; residential dwelling; dual fuel customer | Appliances | Clothes Washer | Residential Use Washer | 1 | 2020-07-01 |  | 26 |  | 0.8 |  | Dual | per unit | RTF-deemed | RTF UES Deemed | 25 | 0 | 0.01 | 0 | Incremental | 14 |  | Res Water Heat | Res Water Heat | 7.49 | 0 | Clothes_Washer
12963 | Multi Family Retrofit | Clothes Washer - Top Load - Energy Star - Any WH - Any Dryer - Res - EO | Energy Star top load clothes washer: any water heating, any dryer; residential dwelling; electric-only customer | Appliances | Clothes Washer | Residential Use Washer | 1 | 2020-07-01 |  | 26 |  | 0 |  | kWh | per unit | RTF-deemed | RTF UES Deemed | 25 | 0 | 0.01 | 0 | Incremental | 14 |  | Res Water Heat |  | 7.49 | 0 | Clothes_Washer
12603 | Multi Family Retrofit | Fan - Ventilation - Energy Star - Res | Energy Star ventilation fan: residential dwelling | HVAC | Ventilation | Mechanical Ventilation | 1 | 2020-01-01 |  | 131 |  |  |  | kWh | per unit | PSE-deemed | Program Staff | 50 |  | 50 |  | Full | 10 |  | Res Plug Load |  | 0 | 0 | Ventilation
12604 | Multi Family Retrofit | Fan - Ventilation - Energy Star - with AS - Res | Energy Star ventilation fan: when air sealing completed in home | HVAC | Ventilation | Mechanical Ventilation | 1 | 2020-01-01 |  | 131 |  |  |  | kWh | per unit | PSE-deemed | Engineering | 200 |  | 250 |  | Incremental | 10 |  | Res Plug Load |  | 0 | 0 | Ventilation
12669 | Multi Family Retrofit | Furnace - 95pc - GH - Res | 95% efficient furnace: home heated with natural gas | HVAC | Furnace | Gas Furnace | 1 | 2020-01-01 |  |  |  | 110 |  | Therm | per unit | PSE-deemed | Evaluation Study |  | 350 |  | 603 | Incremental | 20 |  | Res Space Heat |  | 0 | 0 | Furnace
12530 | Multi Family Retrofit | Heat Pump - Ductless - from Zonal - 9.0 or greater HSPF - HZ1CZ1 - MF | Zonal heating to ductless heat pump conversion: 9.0 HSPF or greater; Heating Zone 1; Cooling Zone 1; multi-family dwelling | HVAC | Heat Pump | Heat Pump Conversion | 2 | 2020-01-01 |  | 1300 |  |  |  | kWh | per unit | RTF-deemed |  | 800 |  | 3758.92 |  | Full | 15 |  | MF Space Heat |  | 0 | 0 | Heat_Pump
12532 | Multi Family Retrofit | Heat Pump - with AC - from E FAF - MF | Electric forced air furnace to heat pump conversion: with air conditioning | HVAC | Heat Pump | Heat Pump Conversion | 2 | 2020-01-01 | 2020-12-31 | 3711 |  |  |  | kWh | per unit | RTF-deemed |  | 1500 |  | 3190.37 |  | Full | 15 |  | MF Heat Pump |  | 0 | 0 | Heat_Pump
12642 | Multi Family Retrofit | Insulation - Floor - R11 to R30 - GH - MF | R11 to R30 floor insulation: multi-family dwelling heated with natural gas | Weatherization | Insulation | Floor Insulation | 1 | 2020-01-01 | 2020-12-31 |  |  | 0.03 |  | Therm | square foot | PSE-deemed | RTF Derived |  | 0.75 |  | 1.47 | Full | 45 |  | Res Space Heat |  | 0 | 0 | Insulation
12660 | Multi Family Retrofit | Integrated Heating System - Space and Water - GH - Res | Integrated space and water heating system: residential dwelling with natural gas | Combined | Combined | Combined | 1 | 2020-01-01 | 2020-12-31 |  |  | 184 |  | Therm | per home | PSE-deemed | Evaluation Study |  | 800 |  | 987 | Incremental | 18 |  | Res Space Heat |  | 0 | 0 | Integrated_Space_and_Water_Heat
12772 | Multi Family Retrofit | Lamp - LED - 2 Pin - DI - MF | 2-pin LED: direct install in multi-family unit or common area | Lighting | Lamp | LED Lamp | 1 | 2020-01-01 | 2020-12-31 | 21 | 18 |  |  | kWh | per unit | PSE-deemed | RTF Derived | 13.47 |  | 13.47 |  | Full | 1 | 11 | Res Lighting |  | 0.29 | 0 | Lamp
12776 | Multi Family Retrofit | Lamp - LED - 4 Pin - DI - MF | 4-pin LED: direct install in multi-family unit or common area | Lighting | Lamp | LED Lamp | 1 | 2020-01-01 | 2020-12-31 | 21 | 18 |  |  | kWh | per unit | PSE-deemed | RTF Derived | 15.75 |  | 15.75 |  | Full | 1 | 11 | Res Lighting |  | 0.29 | 0 | Lamp
12801 | Multi Family Retrofit | Lamp - TLED - 4 ft - 2x - from 4 ft T12 2x - DI - MF | 2-lamp 4' tubular LED fixture: replace 2-lamp 4' T12; direct install in multi-family unit or common area | Lighting | Lamp | LED Lamp | 1 | 2020-01-01 | 2020-12-31 | 99 | 0 |  |  | kWh | per unit | PSE-deemed | Program Staff | 70 |  | 70 |  | Full | 12 |  | Res Lighting |  | 0 | 0 | Lamp
12802 | Multi Family Retrofit | Lamp - TLED - 4 ft - 2x - from 4 ft T8 32w 2x - DI - MF | 2-lamp 4' tubular LED fixture: replace 2-lamp 4' 32 watt T8; direct install in multi-family unit or common area | Lighting | Lamp | LED Lamp | 1 | 2020-01-01 | 2020-12-31 | 62 | 0 |  |  | kWh | per unit | PSE-deemed | Program Staff | 70 |  | 70 |  | Full | 12 |  | Res Lighting |  | 0 | 0 | Lamp
11243 | Multi Family Retrofit | MFRFT: Aerator - DI - EWH - 1.0 gpm | 1.0 gpm aerator: electric water heating; direct install | Water Heating | Aerator | Residential Use Aerator | 4 | 2019-01-01 | 2020-12-31 | 48 |  |  |  | kWh | per unit | RTF-deemed |  | 2 |  | 2 |  | Full | 10 |  | Res Water Heat |  | 5.89 | 0 | Aerator
11245 | Multi Family Retrofit | MFRFT: Aerator - DI - EWH - 1.5 gpm | 1.5 gpm aerator: electric water heating; direct install | Water Heating | Aerator | Residential Use Aerator | 4 | 2019-01-01 | 2020-12-31 | 44 |  |  |  | kWh | per unit | RTF-deemed |  | 2 |  | 2 |  | Full | 10 |  | Res Water Heat |  | 4.53 | 0 | Aerator
11244 | Multi Family Retrofit | MFRFT: Aerator - DI - GWH - 1.0 gpm | 1.0 gpm aerator: natural gas water heating; direct install | Water Heating | Aerator | Residential Use Aerator | 4 | 2019-01-01 | 2020-12-31 |  |  | 2 |  | Therm | per unit | RTF-deemed |  |  | 2 |  | 2 | Full | 10 |  | Res Water Heat |  | 5.89 | 0 | Aerator
12296 | Multi Family Retrofit | MFRFT: Aerator - DI - GWH - 1.0 gpm - Product Only | 1.0 gpm aerator: natural gas water heating; direct install | Water Heating | Aerator | Residential Use Aerator | 2 | 2019-01-01 | 2020-12-31 |  |  | 2 |  | Therm | per unit | RTF-deemed |  |  | 0.51 |  | 0.51 | Full | 10 |  | Res Water Heat |  | 5.89 | 0 | Aerator
11246 | Multi Family Retrofit | MFRFT: Aerator - DI - GWH - 1.5 gpm | 1.5 gpm aerator: natural gas water heating; direct install | Water Heating | Aerator | Residential Use Aerator | 4 | 2019-01-01 | 2020-12-31 |  |  | 2 |  | Therm | per unit | RTF-deemed |  |  | 2 |  | 2 | Full | 10 |  | Res Water Heat |  | 4.53 | 0 | Aerator
12297 | Multi Family Retrofit | MFRFT: Aerator - DI - GWH - 1.5 gpm - Product Only | 1.5 gpm aerator: natural gas water heating; direct install | Water Heating | Aerator | Residential Use Aerator | 2 | 2019-01-01 | 2020-12-31 |  |  | 2 |  | Therm | per unit | RTF-deemed |  |  | 0.51 |  | 0.51 | Full | 10 |  | Res Water Heat |  | 4.53 | 0 | Aerator
11303 | Multi Family Retrofit | MFRFT: Boiler - Replacement - Combined Space and Water Heating | Boiler replacement: combined domestic water and space heating | Combined | Combined | Combined | 3 | 2018-01-01 | 2020-12-31 |  |  | 0 |  | Therm | calculated | Calculated | Engineering |  | 11660 |  | 36251 | Full | 24 |  | Comm Space Heat |  | 0 | 0 | Integrated_Space_and_Water_Heat
11304 | Multi Family Retrofit | MFRFT: Boiler - Replacement - Domestic Water Heating | Boiler replacement: domestic water heating | Water Heating | Water Heater | Boiler Water Heater | 2 | 2017-01-01 | 2020-12-31 |  |  |  |  | Therm | calculated | Calculated | Engineering |  | 5500 |  | 11560 | Incremental | 15 |  | Comm Water Heat |  | 0 | 0 | Water_Heater_Comm
11305 | Multi Family Retrofit | MFRFT: Boiler - Replacement - Pool Heating | Boiler replacement: pool heating | Water Heating | Water Heater | Boiler Water Heater | 2 | 2017-01-01 | 2020-12-31 |  |  |  |  | Therm | calculated | Calculated | Engineering |  | 1686 |  | 3600 | Incremental | 24 |  | Comm Water Heat |  | 0 | 0 | Water_Heater_Comm
11306 | Multi Family Retrofit | MFRFT: Boiler - Replacement - Space Heating | Boiler replacement: space heating | HVAC | HVAC Boiler | HVAC Boiler | 2 | 2017-01-01 | 2020-12-31 |  |  |  |  | Therm | calculated | Calculated | Engineering |  | 3670 |  | 6000 | Incremental | 24 |  | Comm Space Heat |  | 0 | 0 | Commercial_HVAC
11934 | Multi Family Retrofit | MFRFT: Conservation Building Tune Up | Conservation building tune up | Energy Performance | Optimization | Optimization | 3 | 2020-01-01 | [5 empty] | Therm | calculated | Calculated | Engineering |  |  |  |  | Full | 5 |  | Comm Space Heat |  | 0 | 0 | Energy_Management
11311 | Multi Family Retrofit | MFRFT: Heat Pump - Pool | Pool heat pump | HVAC | Heat Pump | Heat Pump | 2 | 2017-01-01 | 2020-12-31 |  |  |  |  | kWh | calculated | Calculated | Engineering | 5071 |  | 11454 |  | Incremental | 15 |  | Comm Water Heat |  | 0 | 0 | Commercial_HVAC
12291 | Multi Family Retrofit | MFRFT: HVAC - Central - Upgrade | Central HVAC upgrade | HVAC | Common Area HVAC | Common Area HVAC | 1 | 2018-01-01 | 2020-12-31 |  |  |  |  | kWh | calculated | PSE-deemed | Engineering | 0.3 |  | 1.39 |  | Incremental | 15 |  | Comm Space Heat |  | 0 | 0 | Commercial_HVAC
12288 | Multi Family Retrofit | MFRFT: HVAC Control | HVAC control | Controls | HVAC Control | HVAC Control | 1 | 2018-01-01 | 2020-12-31 |  |  |  |  | Therm | calculated | PSE-deemed | Engineering |  | 5 |  | 6.28 | Incremental | 10 |  | Res Space Heat |  | 0 | 0 | Commercial_HVAC_Control
11248 | Multi Family Retrofit | MFRFT: Insulation - Attic - R0 to R38 - E | Attic insulation: R0 to R38; electric heating | Weatherization | Insulation | Attic Insulation | 3 | 2018-01-01 | 2020-12-31 | 0.9 |  |  |  | kWh | square foot | RTF-deemed | RTF UES Deemed | 0.75 |  | 0.79 |  | Full | 45 |  | MF Space Heat |  | 0 | 0 | Insulation
11247 | Multi Family Retrofit | MFRFT: Insulation - Attic - R0 to R38 - NG | Attic insulation: R0 to R38; natural gas heating | Weatherization | Insulation | Attic Insulation | 3 | 2018-01-01 | 2020-12-31 |  |  | 0.04 |  | Therm | square foot | RTF-deemed | RTF UES Deemed |  | 0.75 |  | 0.79 | Full | 45 |  | Res Space Heat |  | 0 | 0 | Insulation
11250 | Multi Family Retrofit | MFRFT: Insulation - Attic - R11 to R38 - E | Attic insulation: R11 to R38; electric heating | Weatherization | Insulation | Attic Insulation | 3 | 2018-01-01 | 2020-12-31 | 0.56 |  |  |  | kWh | square foot | PSE-deemed | RTF Derived | 0.75 |  | 0.76 |  | Full | 45 |  | MF Space Heat |  | 0 | 0 | Insulation
11249 | Multi Family Retrofit | MFRFT: Insulation - Attic - R11 to R38 - NG | Attic insulation: R11 to R38; natural gas heating | Weatherization | Insulation | Attic Insulation | 3 | 2018-01-01 | 2020-12-31 |  |  | 0.02 |  | Therm | square foot | PSE-deemed | RTF Derived |  | 0.75 |  | 0.76 | Full | 45 |  | Res Space Heat |  | 0 | 0 | Insulation
11263 | Multi Family Retrofit | MFRFT: Insulation - Floor - R0 to R30 - E | Floor insulation: R0 to R30; electric heating | Weatherization | Insulation | Floor Insulation | 4 | 2020-01-01 | 2020-12-31 | 1.6 |  |  |  | kWh | square foot | RTF-deemed |  | 0.75 |  | 0.98 |  | Full | 45 |  | MF Space Heat |  | 0 | 0 | Insulation
11262 | Multi Family Retrofit | MFRFT: Insulation - Floor - R0 to R30 - NG | Floor insulation: R0 to R30; natural gas heating | Weatherization | Insulation | Floor Insulation | 3 | 2018-01-01 | 2020-12-31 |  |  | 0.06 |  | Therm | square foot | RTF-deemed | RTF Derived |  | 0.75 |  | 0.97 | Full | 45 |  | Res Space Heat |  | 0 | 0 | Insulation
11264 | Multi Family Retrofit | MFRFT: Insulation - Floor - R11 to R30 - E | Floor insulation: R11 to R30; electric heating | Weatherization | Insulation | Floor Insulation | 3 | 2018-01-01 | 2020-12-31 | 0.72 |  |  |  | kWh | square foot | PSE-deemed | RTF Derived | 0.75 |  | 1.47 |  | Full | 45 |  | MF Space Heat |  | 0 | 0 | Insulation
11292 | Multi Family Retrofit | MFRFT: Insulation - Wall - R0 to R11 - NG | Wall insulation: R0 to R11; natural gas heating | Weatherization | Insulation | Wall Insulation | 4 | 2020-01-01 | 2020-12-31 |  |  | 0.1 |  | Therm | square foot | PSE-deemed | RTF Derived |  | 0.75 |  | 1.04 | Full | 45 |  | Res Space Heat |  | 0 | 0 | Insulation
11293 | Multi Family Retrofit | MFRFT: Insulation - Wall - R0 to R11 - E | Wall insulation: R0 to R11; electric heating | Weatherization | Insulation | Wall Insulation | 4 | 2020-01-01 | 2020-12-31 | 2.2 |  |  |  | kWh | square foot | RTF-deemed |  | 0.75 |  | 1.04 |  | Full | 45 |  | MF Space Heat |  | 0 | 0 | Insulation
11269 | Multi Family Retrofit | MFRFT: Lamp - LED - A Lamp - Direct Install | LED A-Lamp: direct install | Lighting | Lamp | LED Lamp | 7 | 2020-01-01 | 2020-12-31 | 38 | 5 |  |  | kWh | per unit | PSE-deemed | RTF Derived | 8.13 |  | 8.13 |  | Full | 1 | 11 | Res Lighting |  | 0.647 | 0 | Lamp
11270 | Multi Family Retrofit | MFRFT: Lamp - LED - A Lamp - Direct Install - Labor | LED A-Lamp: direct install; labor costs | Lighting | Lamp | LED Lamp | 6 | 2020-01-01 | 2020-12-31 | 38 | 5 |  |  | kWh | per unit | PSE-deemed | RTF Derived | 6.75 |  | 6.75 |  | Full | 1 | 11 | Res Lighting |  | 0.647 | 0 | Lamp
11271 | Multi Family Retrofit | MFRFT: Lamp - LED - Candelabra - Direct Install | LED candelabra: direct install | Lighting | Lamp | LED Lamp | 7 | 2020-01-01 | 2020-12-31 | 37 | 5 |  |  | kWh | per unit | PSE-deemed | RTF Derived | 9.23 |  | 9.23 |  | Full | 1 | 11 | Res Lighting |  | 0.669 | 0 | Lamp
11272 | Multi Family Retrofit | MFRFT: Lamp - LED - Candelabra - Direct Install - Labor | LED candelabra: direct install; labor costs | Lighting | Lamp | LED Lamp | 6 | 2020-01-01 | 2020-12-31 | 37 | 5 |  |  | kWh | per unit | PSE-deemed | RTF Derived | 6.75 |  | 6.75 |  | Full | 1 | 11 | Res Lighting |  | 0.669 | 0 | Lamp
11277 | Multi Family Retrofit | MFRFT: Lamp - LED - Globe - Direct Install | LED globe: direct install | Lighting | Lamp | LED Lamp | 6 | 2020-01-01 | 2020-12-31 | 40 | 5 |  |  | kWh | per unit | PSE-deemed | RTF Derived | 9 |  | 9 |  | Full | 1 | 11 | Res Lighting |  | 0.746 | 0 | Lamp
11278 | Multi Family Retrofit | MFRFT: Lamp - LED - Globe - Direct Install - Labor | LED globe: direct install; labor costs | Lighting | Lamp | LED Lamp | 6 | 2020-01-01 | 2020-12-31 | 40 | 5 |  |  | kWh | per unit | PSE-deemed | RTF Derived | 6.75 |  | 6.75 |  | Full | 1 | 11 | Res Lighting |  | 0.746 | 0 | Lamp
11273 | Multi Family Retrofit | MFRFT: Lamp - LED - MR16 - Direct Install | LED MR-16: direct install | Lighting | Lamp | LED Lamp | 6 | 2020-01-01 | 2020-12-31 | 16 | 3 |  |  | kWh | per unit | PSE-deemed | RTF Derived | 10.49 |  | 10.49 |  | Full | 1 | 11 | Res Lighting |  | 0.911 | 0 | Lamp
11274 | Multi Family Retrofit | MFRFT: Lamp - LED - MR16 - Direct Install - Labor | LED MR-16: direct install; labor costs | Lighting | Lamp | LED Lamp | 6 | 2020-01-01 | 2020-12-31 | 16 | 3 |  |  | kWh | per unit | PSE-deemed | RTF Derived | 6.75 |  | 6.75 |  | Full | 1 | 11 | Res Lighting |  | 0.911 | 0 | Lamp
11279 | Multi Family Retrofit | MFRFT: Lamp - LED - Reflector - Direct Install | LED reflector: direct install | Lighting | Lamp | LED Lamp | 6 | 2020-01-01 | 2020-12-31 | 75 | 7 |  |  | kWh | per unit | PSE-deemed | RTF Derived | 9.1 |  | 9.1 |  | Full | 1 | 11 | Res Lighting |  | 0.891 | 0 | Lamp
11280 | Multi Family Retrofit | MFRFT: Lamp - LED - Reflector - Direct Install - Labor | LED reflector: direct install; labor costs | Lighting | Lamp | LED Lamp | 6 | 2020-01-01 | 2020-12-31 | 75 | 7 |  |  | kWh | per unit | PSE-deemed | RTF Derived | 6.75 |  | 6.75 |  | Full | 1 | 11 | Res Lighting |  | 0.891 | 0 | Lamp
11307 | Multi Family Retrofit | MFRFT: Lighting - Common Area | Multi-family common area lighting | Lighting | Area Lighting | Corridor Lighting | 2 | 2017-01-01 | 2020-12-31 |  |  |  |  | kWh | calculated | Calculated | Engineering | 8000 |  | 160555 |  | Full | 15 |  | Comm Lighting |  | 0 | 0 | Lighting_Control
11312 | Multi Family Retrofit | MFRFT: Pool Heater - Solar | Solar pool heater | HVAC | Solar Heating | Solar Heating | 2 | 2017-01-01 | 2020-12-31 |  |  |  |  | kWh | calculated | Calculated | Engineering | 8000 |  | 12665 |  | Incremental | 12 |  | Comm Water Heat |  | 0 | 0 | Water_Heater_Comm
11302 | Multi Family Retrofit | MFRFT: Sealing - Air | Air Sealing | Weatherization | Sealing | Air Sealing | 4 | 2020-01-01 | 2020-12-31 |  |  |  |  | kWh | calculated | Calculated |  | 1.21 |  | 1.35 |  | Full | 45 |  | MF Space Heat |  | 0 | 0 | Air_Sealing
11284 | Multi Family Retrofit | MFRFT: Showerhead - Direct Install - EWH - 1.5 gpm max | 1.5 gpm maximum showerhead: direct install; electric water heating | Water Heating | Showerhead | Residential Use Showerhead | 4 | 2020-01-01 | 2020-12-31 | 227 | 150 |  |  | kWh | per unit | RTF-deemed |  | 18.06 |  | 18.06 |  | Full | 3 | 7 | Res Water Heat |  | 14.24 | 0 | Showerhead
11285 | Multi Family Retrofit | MFRFT: Showerhead - Direct Install - GWH - 1.5 gpm max | 1.5 gpm maximum showerhead: direct install; natural gas water heating | Water Heating | Showerhead | Residential Use Showerhead | 4 | 2020-01-01 | 2020-12-31 |  |  | 9.8 | 6.6 | Therm | per unit | PSE-deemed | RTF Derived |  | 18.06 |  | 18.06 | Full | 3 | 7 | Res Water Heat |  | 14.24 | 0 | Showerhead
12298 | Multi Family Retrofit | MFRFT: Showerhead - Direct Install - GWH - 1.5 gpm max - Product Only | 1.5 gpm maximum showerhead: direct install; natural gas water heating | Water Heating | Showerhead | Residential Use Showerhead | 2 | 2020-01-01 | 2020-12-31 |  |  | 9.8 | 6.6 | Therm | per unit | PSE-deemed | RTF Derived |  | 3.44 |  | 3.44 | Full | 3 | 7 | Res Water Heat |  | 14.24 | 0 | Showerhead
11289 | Multi Family Retrofit | MFRFT: Showerhead - Thermostatic Restrictor - EWH | Thermostatic restrictor showerhead: electric water heating | Water Heating | Showerhead | Residential Use Showerhead | 5 | 2020-01-01 | 2020-12-31 | 273 |  |  |  | kWh | per unit | RTF-deemed |  | 40.4 |  | 40.4 |  | Full | 10 |  | Res Water Heat |  | 21.41 | 0 | Showerhead
11288 | Multi Family Retrofit | MFRFT: Showerhead - Thermostatic Restrictor - GWH | Thermostatic restrictor showerhead: natural gas water heating | Water Heating | Showerhead | Residential Use Showerhead | 5 | 2020-01-01 | 2020-12-31 |  |  | 11.9 |  | Therm | per unit | PSE-deemed | RTF Derived |  | 40.4 |  | 40.4 | Full | 10 |  | Res Water Heat |  | 21.41 | 0 | Showerhead
12299 | Multi Family Retrofit | MFRFT: Showerhead - Thermostatic Restrictor - GWH - Product Only | Thermostatic restrictor showerhead: natural gas water heating | Water Heating | Showerhead | Residential Use Showerhead | 3 | 2020-01-01 | 2020-12-31 |  |  | 11.9 |  | Therm | per unit | PSE-deemed | RTF Derived |  | 17.08 |  | 17.08 | Full | 10 |  | Res Water Heat |  | 21.41 | 0 | Showerhead
11287 | Multi Family Retrofit | MFRFT: Showerhead - Thermostatic Restrictor - Handheld - EWH | Hand-held thermostatic restrictor showerhead: electric water heating | Water Heating | Showerhead | Residential Use Showerhead | 5 | 2020-01-01 | 2020-12-31 | 273 |  |  |  | kWh | per unit | RTF-deemed |  | 53.32 |  | 53.32 |  | Full | 10 |  | Res Water Heat |  | 21.41 | 0 | Showerhead
11286 | Multi Family Retrofit | MFRFT: Showerhead - Thermostatic Restrictor - Handheld - GWH | Hand-held thermostatic restrictor showerhead: natural gas water heating | Water Heating | Showerhead | Residential Use Showerhead | 5 | 2020-01-01 | 2020-12-31 |  |  | 11.9 |  | Therm | per unit | PSE-deemed | RTF Derived |  | 53.32 |  | 53.32 | Full | 10 |  | Res Water Heat |  | 21.41 | 0 | Showerhead
12300 | Multi Family Retrofit | MFRFT: Showerhead - Thermostatic Restrictor - Handheld - GWH - Product Only | Hand-held thermostatic restrictor showerhead: natural gas water heating | Water Heating | Showerhead | Residential Use Showerhead | 3 | 2020-01-01 | 2020-12-31 |  |  | 11.9 |  | Therm | per unit | PSE-deemed | RTF Derived |  | 22.65 |  | 22.65 | Full | 10 |  | Res Water Heat |  | 21.41 | 0 | Showerhead
12071 | Multi Family Retrofit | MFRFT: Strategic Energy Management | Strategic energy management for multi-family | Behavior | Energy Management | Residential Behavior Management | 1 | 2018-01-01 | [5 empty] | Dual | calculated | Calculated | Evaluation Study | 20400 | 1000 | 20400 | 1000 | Full | 3 |  | MF Space Heat | Res Space Heat | 0 | 0 | Energy_Management
11969 | Multi Family Retrofit | MFRFT: Thermostat - Electronic Line Voltage - kWh | Electronic line voltage thermostat: electric home heating | Controls | Thermostat | ELV Thermostat | 4 | 2020-01-01 |  | 59 |  |  |  | kWh | per unit | PSE-deemed | RTF Derived | 35 |  | 57.99 |  | Full | 15 |  | MF Space Heat |  | 0 | 0 | Thermostat
12066 | Multi Family Retrofit | MFRFT: Tub Spout - DI | Tub spout: direct install | Water Heating | Faucet | Residential Use Faucet | 2 | 2019-01-01 | 2020-12-31 | 397 |  |  |  | kWh | per unit | PSE-deemed | RTF Derived | 95 |  | 95 |  | Full | 10 |  | Res Water Heat |  | 30.91 | 0 | Adapter
11313 | Multi Family Retrofit | MFRFT: Variable Frequency Drive - kWh | Variable-frequency drive: kWh savings | Motors | Variable Frequency Drive | Variable Frequency Drive | 2 | 2017-01-01 | 2020-12-31 |  |  |  |  | kWh | calculated | Calculated | Engineering | 4121 |  | 137340 |  | Incremental | 15 |  | Comm Space Heat |  | 0 | 0 | Motor
11314 | Multi Family Retrofit | MFRFT: Variable Frequency Drive - Therm | Variable-frequency drive: Therm savings | Motors | Variable Frequency Drive | Variable Frequency Drive | 2 | 2017-01-01 | 2020-12-31 |  |  |  |  | Therm | calculated | Calculated | Engineering |  | 27238 |  | 63620 | Incremental | 15 |  | Comm Space Heat |  | 0 | 0 | Motor
11309 | Multi Family Retrofit | MFRFT: Ventilator - Heat Recovery | Heat-recovery ventilator | HVAC | Ventilation | Recovery Ventilation | 2 | 2017-01-01 | 2020-12-31 |  |  |  |  | kWh | calculated | Calculated | Engineering | 6351 |  | 17958 |  | Incremental | 15 |  | MF Space Heat |  | 0 | 0 | Ventilation
11295 | Multi Family Retrofit | MFRFT: Water Heater - Pipe Wrap - DI | Water heater pipe wrap: direct install | Water Heating | Water Heater | Water Heater Insulation | 3 | 2020-01-01 | 2020-12-31 | 21 |  |  |  | kWh | per unit | PSE-deemed | Other Utility | 4.5 |  | 4.5 |  | Full | 15 |  | Res Water Heat |  | 0 | 0 | Insulation
12289 | Multi Family Retrofit | MFRFT: Water Heating - Central - Upgrade | Central water heating upgrade | Water Heating | Water Heater | Water Heater Replacement | 1 | 2018-01-01 | 2020-12-31 |  |  |  |  | kWh | calculated | PSE-deemed | Engineering | 0.3 |  | 0.58 |  | Incremental | 7 |  | Res Water Heat |  | 0 | 0 | Water_Heater_Comm
12983 | Multi Family Retrofit | Power Strip - Advanced - Load Sensing - Tier 1 - MFCA | Tier 1 load-sensing advanced power strip: installed in multi-family common area | Controls | Advanced Power Strip | Advanced Power Strip | 1 | 2020-10-01 |  | 65 |  |  |  | kWh | per unit | RTF-deemed |  | 14 |  | 14 |  | Full | 4 |  | Res Plug Load |  | 0 | 0 | Plug_Load_Control
12984 | Multi Family Retrofit | Power Strip - Advanced - Load Sensing - Tier 1 - Res | Tier 1 load-sensing advanced power strip: installed in residential dwelling | Controls | Advanced Power Strip | Advanced Power Strip | 1 | 2020-10-01 |  | 45 |  |  |  | kWh | per unit | RTF-deemed |  | 14 |  | 14 |  | Full | 5 |  | Res Plug Load |  | 0 | 0 | Plug_Load_Control
12733 | Multi Family Retrofit | Thermostat - ELV - Smart - Zonal - MF | Smart electronic line voltage thermostat: multi-family dwelling with zonal heating | Controls | Thermostat | ELV Thermostat | 1 | 2020-01-01 | 2020-08-31 | 71 |  |  |  | kWh | per unit | PSE-deemed | RTF Derived | 50 |  | 100 |  | Incremental | 15 |  | MF Space Heat |  | 0 | 0 | Thermostat
12733 | Multi Family Retrofit | Thermostat - ELV - Smart - Zonal - MF | Smart electronic line voltage thermostat: multi-family dwelling with zonal heating | Controls | Thermostat | ELV Thermostat | 2 | 2020-09-01 |  | 71 |  |  |  | kWh | per unit | RTF-deemed |  | 75 |  | 100 |  | Incremental | 15 |  | MF Space Heat |  | 0 | 0 | Thermostat
12974 | Multi Family Retrofit | Thermostat - ELV - Smart - Zonal - MF - LTO | Smart electronic line voltage thermostat: multi-family dwelling with zonal heating; limited-time offer | Controls | Thermostat | ELV Thermostat | 1 | 2020-09-01 |  | 71 |  |  |  | kWh | per unit | RTF-deemed |  | 100 |  | 100 |  | Incremental | 15 |  | MF Space Heat |  | 0 | 0 | Thermostat
12735 | Multi Family Retrofit | Thermostat - ELV - Smart - Zonal and DHP - MF | Smart electronic line voltage thermostat: multi-family dwelling with a zonal heating and ductless heat pump system | Controls | Thermostat | ELV Thermostat | 1 | 2020-01-01 |  | 49 |  |  |  | kWh | per unit | PSE-deemed | RTF Derived | 50 |  | 100 |  | Incremental | 15 |  | MF Space Heat |  | 0 | 0 | Thermostat
12736 | Multi Family Retrofit | Thermostat - Smart - EH - Res | Smart thermostat: home heated with electricity | Controls | Thermostat | Web-Enabled Thermostat | 1 | 2020-01-01 | 2020-12-31 | 506 |  |  |  | kWh | per unit | PSE-deemed | RTF Derived | 75 |  | 172.38 |  | Full | 11 |  | SF Space Heat |  | 0 | 0 | Thermostat
12738 | Multi Family Retrofit | Thermostat - Smart - GH - Res | Smart thermostat: home heated with natural gas | Controls | Thermostat | Web-Enabled Thermostat | 1 | 2020-01-01 | 2020-12-31 |  |  | 33 |  | Therm | per unit | PSE-deemed | RTF Derived |  | 75 |  | 172.38 | Full | 11 |  | Res Space Heat |  | 0 | 0 | Thermostat
12682 | Multi Family Retrofit | Water Heater - Heat Pump - NEEA Specs - Tier 3 - EH - Res | Tier 3 NEEA Northern Climate specs heat pump water heater: home with electricity | Water Heating | Water Heater | Heat Pump Water Heater | 1 | 2020-01-01 |  | 1225 |  |  |  | kWh | per unit | RTF-deemed |  | 500 |  | 629.17 |  | Full | 13 |  | Res Water Heat |  | 0 | 0 | Water_Heater_Res
12684 | Multi Family Retrofit | Water Heater - Storage - Energy Star - 0.67 EF - GH - Res | 0.67 Energy Factor Energy Star storage water heater: home with natural gas | Water Heating | Water Heater | Storage Water Heater | 1 | 2020-01-01 | 2020-12-31 |  |  | 28 |  | Therm | per unit | PSE-deemed | Combination |  | 50 |  | 166 | Incremental | 13 |  | Res Water Heat |  | 0 | 0 | Water_Heater_Res
12686 | Multi Family Retrofit | Water Heater - Tankless - Energy Star - 0.9 EF - GH - Res | 0.9 Energy Factor Energy Star tankless water heater: home with natural gas | Water Heating | Water Heater | Tankless Water Heater | 1 | 2020-01-01 | 2020-12-31 |  |  | 51 |  | Therm | per unit | PSE-deemed | Combination |  | 250 |  | 808.33 | Incremental | 20 |  | Res Water Heat |  | 11.51 | 0 | Water_Heater_Res
12649 | Multi Family Retrofit | Windows - Double Pane - from U60 to U30 - EH - MF | Double pane windows: U-factor from 0.60 to 0.30; multi-family dwelling heated with electricity | Weatherization | Window | Double Pane | 1 | 2020-01-01 | 2020-12-31 | 12.3 |  |  |  | kWh | square foot | RTF-deemed | RTF UES Deemed | 5 |  | 17.81 |  | Full | 45 |  | MF Space Heat |  | 0 | 0 | Window
12906 | Multi Family Retrofit | Windows - Double Pane - from U60 to U30 - GH - MF | Double pane windows: U-factor from 0.60 to 0.30; multi-family dwelling heated with natural gas | Weatherization | Window | Double Pane | 1 | 2020-06-01 | 2020-12-31 |  |  | 0.5 |  | Therm | square foot | PSE-deemed | RTF Derived |  | 5 |  | 17.81 | Full | 45 |  | Res Space Heat |  | 0 | 0 | Window
12650 | Multi Family Retrofit | Windows - Double Pane - U30 - from SP U120 - EH - MF | Double pane windows: U-factor 0.30; from 1.20 single pane; multi-family dwelling heated with electricity | Weatherization | Window | Double Pane | 1 | 2020-01-01 | 2020-12-31 | 24.2 |  |  |  | kWh | square foot | RTF-deemed | RTF UES Deemed | 7 |  | 17.81 |  | Full | 45 |  | MF Space Heat |  | 0 | 0 | Window
12651 | Multi Family Retrofit | Windows - Double Pane - U30 - from SP U120 - GH - MF | Double pane windows: U-factor 0.30; from 1.20 single pane; multi-family dwelling heated with natural gas | Weatherization | Window | Double Pane | 1 | 2020-01-01 | 2020-12-31 |  |  | 0.98 |  | Therm | square foot | RTF-deemed | RTF UES Deemed |  | 7 |  | 17.81 | Full | 45 |  | Res Space Heat |  | 0 | 0 | Window
12657 | Multi Family Retrofit | Windows - Triple Pane - U22 - from DP U60 - EH - MF | Triple pane windows: U-factor 0.22; from 0.60 double pane; multi-family dwelling heated with electricity | Weatherization | Window | Triple Pane | 1 | 2020-01-01 | 2020-12-31 | 15.1 |  |  |  | kWh | square foot | RTF-deemed | RTF UES Deemed | 7 |  | 19.87 |  | Full | 45 |  | MF Space Heat |  | 0 | 0 | Window
12907 | Multi Family Retrofit | Windows - Triple Pane - U22 - from DP U60 - GH - MF | Triple pane windows: U-factor 0.22; from 0.60 double pane; multi-family dwelling heated with natural gas | Weatherization | Window | Triple Pane | 1 | 2020-06-01 | 2020-12-31 |  |  | 0.61 |  | Therm | square foot | PSE-deemed | RTF Derived |  | 7 |  | 19.87 | Full | 45 |  | Res Space Heat |  | 0 | 0 | Window
12658 | Multi Family Retrofit | Windows - Triple Pane - U22 - from SP U120 - EH - MF | Triple pane windows: U-factor 0.22; from 1.20 single pane; multi-family dwelling heated with electricity | Weatherization | Window | Triple Pane | 1 | 2020-01-01 | 2020-12-31 | 27.1 |  |  |  | kWh | square foot | RTF-deemed | RTF UES Deemed | 9 |  | 19.87 |  | Full | 45 |  | MF Space Heat |  | 0 | 0 | Window
12659 | Multi Family Retrofit | Windows - Triple Pane - U22 - from SP U120 - GH - MF | Triple pane windows: U-factor 0.22; from 1.20 single pane; multi-family dwelling heated with natural gas | Weatherization | Window | Triple Pane | 1 | 2020-01-01 | 2020-12-31 |  |  | 1.1 |  | Therm | square foot | RTF-deemed | RTF UES Deemed |  | 9 |  | 19.87 | Full | 45 |  | Res Space Heat |  | 0 | 0 | Window
12680 | Natural Gas Home Heating | Boiler - Energy Star - 95pc AFUE - GH - Res | 95% AFUE Energy Star boiler: home heated with natural gas | HVAC | HVAC Boiler | HVAC Boiler | 1 | 2020-01-01 |  |  |  | 119 |  | Therm | per unit | PSE-deemed | Evaluation Study |  | 350 |  | 1239 | Incremental | 20 |  | Res Space Heat |  | 0 | 0 | HVAC_Boiler
12681 | Natural Gas Home Heating | Boiler - Energy Star - 95pc AFUE - GH - Res - MI | 95% AFUE Energy Star boiler: home heated with natural gas; moderate income customer | HVAC | HVAC Boiler | HVAC Boiler | 1 | 2020-08-10 |  |  |  | 119 |  | Therm | per unit | PSE-deemed | Evaluation Study |  | 600 |  | 1239 | Incremental | 20 |  | Res Space Heat |  | 0 | 0 | HVAC_Boiler
12669 | Natural Gas Home Heating | Furnace - 95pc - GH - Res | 95% efficient furnace: home heated with natural gas | HVAC | Furnace | Gas Furnace | 1 | 2020-01-01 |  |  |  | 110 |  | Therm | per unit | PSE-deemed | Evaluation Study |  | 350 |  | 603 | Incremental | 20 |  | Res Space Heat |  | 0 | 0 | Furnace
12670 | Natural Gas Home Heating | Furnace - 95pc - GH - Res - MI | 95% efficient furnace: home heated with natural gas; moderate income customer | HVAC | Furnace | Gas Furnace | 1 | 2020-08-10 |  |  |  | 110 |  | Therm | per unit | PSE-deemed | Evaluation Study |  | 600 |  | 603 | Incremental | 20 |  | Res Space Heat |  | 0 | 0 | Furnace
12660 | Natural Gas Home Heating | Integrated Heating System - Space and Water - GH - Res | Integrated space and water heating system: residential dwelling with natural gas | Combined | Combined | Combined | 1 | 2020-01-01 | 2020-12-31 |  |  | 184 |  | Therm | per home | PSE-deemed | Evaluation Study |  | 800 |  | 987 | Incremental | 18 |  | Res Space Heat |  | 0 | 0 | Integrated_Space_and_Water_Heat
12684 | Natural Gas Water Heating | Water Heater - Storage - Energy Star - 0.67 EF - GH - Res | 0.67 Energy Factor Energy Star storage water heater: home with natural gas | Water Heating | Water Heater | Storage Water Heater | 1 | 2020-01-01 | 2020-12-31 |  |  | 28 |  | Therm | per unit | PSE-deemed | Combination |  | 50 |  | 166 | Incremental | 13 |  | Res Water Heat |  | 0 | 0 | Water_Heater_Res
12685 | Natural Gas Water Heating | Water Heater - Storage - Energy Star - 0.67 EF - GH - Res - MI | 0.67 Energy Factor Energy Star storage water heater: home with natural gas; moderate income customer | Water Heating | Water Heater | Storage Water Heater | 1 | 2020-08-10 | 2020-12-31 |  |  | 28 |  | Therm | per unit | PSE-deemed | Combination |  | 150 |  | 166 | Incremental | 13 |  | Res Water Heat |  | 0 | 0 | Water_Heater_Res
12686 | Natural Gas Water Heating | Water Heater - Tankless - Energy Star - 0.9 EF - GH - Res | 0.9 Energy Factor Energy Star tankless water heater: home with natural gas | Water Heating | Water Heater | Tankless Water Heater | 1 | 2020-01-01 | 2020-12-31 |  |  | 51 |  | Therm | per unit | PSE-deemed | Combination |  | 250 |  | 808.33 | Incremental | 20 |  | Res Water Heat |  | 11.51 | 0 | Water_Heater_Res
12687 | Natural Gas Water Heating | Water Heater - Tankless - Energy Star - 0.9 EF - GH - Res - MI | 0.9 Energy Factor Energy Star tankless water heater: home with natural gas; moderate income customer | Water Heating | Water Heater | Tankless Water Heater | 1 | 2020-08-10 | 2020-12-31 |  |  | 51 |  | Therm | per unit | PSE-deemed | Combination |  | 500 |  | 808.33 | Incremental | 20 |  | Res Space Heat |  | 11.51 | 0 | Water_Heater_Res
11712 | Northwest Energy Efficiency Alliance | NEEA: Savings Tracking | Savings tracking for NEEA program | Behavior | Energy Efficiency Adoption | Energy Efficiency Adoption | 1 | 2016-01-01 | 2020-12-31 |  |  |  |  | kWh | calculated |  |  | 0 |  | 0 | [6 empty] | 0 | 0 | Energy_Management
12999 | Northwest Energy Efficiency Alliance | Savings Tracking - kWh | Savings tracking for kWh | Behavior | Energy Efficiency Adoption | Energy Efficiency Adoption | 1 | 2020-12-01 | [5 empty] | kWh | calculated | Calculated |  | 0 |  | 0 | [6 empty] | 0 | 0 | Energy_Management
12329 | Residential Home Heating Kits | Aerator - WaterSense - 1.0 gpm - Any WH - Res - C - TY Kit | 1.0 gpm WaterSense aerator: any water heating; residential dwelling; combined territory; part of thank you kit | Water Heating | Aerator | Residential Use Aerator | 1 | 2019-01-01 | 2020-12-31 | 10 |  | 0.6 |  | Dual | per unit | PSE-deemed | PSE Regional | 1.27 | 0.54 | 1.27 | 0.54 | Full | 10 |  | Res Water Heat | Res Water Heat | 2.74 | 0 | Aerator
12330 | Residential Home Heating Kits | Aerator - WaterSense - 1.0 gpm - Any WH - Res - EO - TY Kit | 1.0 gpm WaterSense aerator: any water heating; residential dwelling; electric-only; part of thank you kit | Water Heating | Aerator | Residential Use Aerator | 1 | 2019-01-01 | 2020-12-31 | 12 |  |  |  | kWh | per unit | PSE-deemed | PSE Regional | 1.81 |  | 1.81 |  | Full | 10 |  | Res Water Heat |  | 2.74 | 0 | Aerator
12331 | Residential Home Heating Kits | Aerator - WaterSense - 1.0 gpm - Any WH - Res - GO - TY Kit | 1.0 gpm WaterSense aerator: any water heating; residential dwelling; natural gas-only; part of thank you kit | Water Heating | Aerator | Residential Use Aerator | 1 | 2019-01-01 | 2020-12-31 |  |  | 0.8 |  | Therm | per unit | PSE-deemed | PSE Regional |  | 1.81 |  | 1.81 | Full | 10 |  | Res Water Heat |  | 2.74 | 0 | Aerator
12332 | Residential Home Heating Kits | Aerator - WaterSense - 1.5 gpm - Any WH - Res - GO - TY Kit | 1.5 gpm WaterSense aerator: any water heating; residential dwelling; natural gas-only; part of thank you kit | Water Heating | Aerator | Residential Use Aerator | 1 | 2019-01-01 | 2020-12-31 |  |  | 1.3 |  | Therm | per unit | PSE-deemed | PSE Regional |  | 1.81 |  | 1.81 | Full | 10 |  | Res Water Heat |  | 3.8 | 0 | Aerator
12328 | Residential Home Heating Kits | Lamp - LED - A Lamp - Res - TY Kit | LED A-Lamp: residential dwelling; part of thank you kit | Lighting | Lamp | LED Lamp | 1 | 2019-01-01 | 2020-12-31 | 11.32 |  |  |  | kWh | per unit | PSE-deemed | RTF Derived | 2 |  | 2 |  | Full | 12 |  | Res Lighting |  | 0 | 0 | Lamp
12333 | Residential Home Heating Kits | Showerhead - 1.5 gpm or less - Any WH - Res - GO - TY Kit | 1.5 gpm or less showerhead: any water heating; residential dwelling; natural gas-only; part of thank you kit | Water Heating | Showerhead | Residential Use Showerhead | 1 | 2019-01-01 | 2020-12-31 |  |  | 4.9 |  | Therm | per unit | PSE-deemed | PSE Regional |  | 10 |  | 10 | Full | 10 |  | Res Water Heat |  | 14.31 | 0 | Showerhead
12853 | Residential Midstream Home Heating | Heat Pump - Ductless - Tier 1 - Less than 65 kBtuh - EH - Res - EX | Tier 1 ductless heat pump: less than 65 kBtuh; existing home heated with electricity | HVAC | Heat Pump | Ductless Heat Pump | 1 | 2020-04-01 | [5 empty] | kWh | calculated | Calculated |  | 400 |  | 500 |  | Incremental | 15 |  | SF Heat Pump |  | 0 | 0 | Commercial_HVAC
12854 | Residential Midstream Home Heating | Heat Pump - Ductless - Tier 1 - Less than 65 kBtuh - EH - Res - NC | Tier 1 ductless heat pump: less than 65 kBtuh; new construction home heated with electricity | HVAC | Heat Pump | Heat Pump | 1 | 2020-04-01 | [5 empty] | kWh | calculated | Calculated |  | 400 |  | 500 |  | Incremental | 15 |  | SF Heat Pump |  | 0 | 0 | Commercial_HVAC
12856 | Residential Midstream Home Heating | Heat Pump - Ductless - Tier 2 - Less than 65 kBtuh - EH - Res - EX | Tier 2 ductless heat pump: less than 65 kBtuh; existing home heated with electricity | HVAC | Heat Pump | Ductless Heat Pump | 1 | 2020-04-01 | [5 empty] | kWh | calculated | Calculated |  | 600 |  | 840 |  | Incremental | 15 |  | SF Heat Pump |  | 0 | 0 | Commercial_HVAC
12857 | Residential Midstream Home Heating | Heat Pump - Ductless - Tier 2 - Less than 65 kBtuh - EH - Res - NC | Tier 2 ductless heat pump: less than 65 kBtuh; new construction home heated with electricity | HVAC | Heat Pump | Heat Pump | 1 | 2020-04-01 | [5 empty] | kWh | calculated | Calculated |  | 600 |  | 840 |  | Incremental | 15 |  | SF Heat Pump |  | 0 | 0 | Commercial_HVAC
12859 | Residential Midstream Home Heating | Heat Pump - Packaged - Tier 1 - Less than 65 kBtuh - EH - Res - EX | Tier 1 packaged heat pump: less than 65 kBtuh; existing home heated with electricity | HVAC | Heat Pump | Ductless Heat Pump | 1 | 2020-04-01 | [5 empty] | kWh | calculated | Calculated |  | 300 |  | 313 |  | Incremental | 15 |  | SF Heat Pump |  | 0 | 0 | Commercial_HVAC
12860 | Residential Midstream Home Heating | Heat Pump - Packaged - Tier 1 - Less than 65 kBtuh - EH - Res - NC | Tier 1 packaged heat pump: less than 65 kBtuh; new construction home heated with electricity | HVAC | Heat Pump | Ductless Heat Pump | 1 | 2020-04-01 | [5 empty] | kWh | calculated | Calculated |  | 300 |  | 313 |  | Incremental | 15 |  | SF Heat Pump |  | 0 | 0 | Commercial_HVAC
12862 | Residential Midstream Home Heating | Heat Pump - Packaged - Tier 2 - Less than 65 kBtuh - EH - Res - EX | Tier 2 packaged heat pump: less than 65 kBtuh; existing home heated with electricity | HVAC | Heat Pump | Ductless Heat Pump | 1 | 2020-04-01 | [5 empty] | kWh | calculated | Calculated |  | 500 |  | 592 |  | Incremental | 15 |  | SF Heat Pump |  | 0 | 0 | Commercial_HVAC
12863 | Residential Midstream Home Heating | Heat Pump - Packaged - Tier 2 - Less than 65 kBtuh - EH - Res - NC | Tier 2 packaged heat pump: less than 65 kBtuh; new construction home heated with electricity | HVAC | Heat Pump | Ductless Heat Pump | 1 | 2020-04-01 | [5 empty] | kWh | calculated | Calculated |  | 500 |  | 592 |  | Incremental | 15 |  | SF Heat Pump |  | 0 | 0 | Commercial_HVAC
12865 | Residential Midstream Home Heating | Heat Pump - Split - Tier 1 - Less than 65 kBtuh - EH - Res - EX | Tier 1 split system heat pump: less than 65 kBtuh; existing home heated with electricity | HVAC | Heat Pump | Heat Pump | 1 | 2020-04-01 | [5 empty] | kWh | calculated | Calculated |  | 300 |  | 450 |  | Incremental | 15 |  | SF Heat Pump |  | 0 | 0 | Commercial_HVAC
12866 | Residential Midstream Home Heating | Heat Pump - Split - Tier 1 - Less than 65 kBtuh - EH - Res - NC | Tier 1 split system heat pump: less than 65 kBtuh; new construction home heated with electricity | HVAC | Heat Pump | Heat Pump | 1 | 2020-04-01 | [5 empty] | kWh | calculated | Calculated |  | 300 |  | 450 |  | Incremental | 15 |  | SF Heat Pump |  | 0 | 0 | Commercial_HVAC
12868 | Residential Midstream Home Heating | Heat Pump - Split - Tier 2 - Less than 65 kBtuh - EH - Res - EX | Tier 2 split system heat pump: less than 65 kBtuh; existing home heated with electricity | HVAC | Heat Pump | Heat Pump | 1 | 2020-04-01 | [5 empty] | kWh | calculated | Calculated |  | 500 |  | 732 |  | Incremental | 15 |  | SF Heat Pump |  | 0 | 0 | Commercial_HVAC
12869 | Residential Midstream Home Heating | Heat Pump - Split - Tier 2 - Less than 65 kBtuh - EH - Res - NC | Tier 2 split system heat pump: less than 65 kBtuh; new construction home heated with electricity | HVAC | Heat Pump | Heat Pump | 1 | 2020-04-01 | [5 empty] | kWh | calculated | Calculated |  | 500 |  | 732 |  | Incremental | 15 |  | SF Heat Pump |  | 0 | 0 | Commercial_HVAC
12894 | Residential Midstream Home Heating | Incentive - Sales - Distributor - EH or EWH - Res | Sales incentive for distributor: home space or water heated with electricity | Behavior | Sales Incentive | Sales Incentive | 1 | 2020-04-01 | 2020-12-31 | 0 |  |  |  | kWh | per unit |  |  | 50 |  | 50 |  | Full |  |  |  |  | 0 | 0 | Sales_Incentive
12896 | Residential Midstream Home Heating | Incentive - Sales - Distributor - GH or GWH - Res | Sales incentive for distributor: home space or water heated with natural gas | Behavior | Sales Incentive | Sales Incentive | 1 | 2020-04-01 | 2020-12-31 |  |  | 0 |  | Therm | per unit |  |  |  | 50 |  | 50 | Full |  |  |  |  | 0 | 0 | Sales_Incentive
12894 | Residential Midstream Water Heating | Incentive - Sales - Distributor - EH or EWH - Res | Sales incentive for distributor: home space or water heated with electricity | Behavior | Sales Incentive | Sales Incentive | 1 | 2020-04-01 | 2020-12-31 | 0 |  |  |  | kWh | per unit |  |  | 50 |  | 50 |  | Full |  |  |  |  | 0 | 0 | Sales_Incentive
12896 | Residential Midstream Water Heating | Incentive - Sales - Distributor - GH or GWH - Res | Sales incentive for distributor: home space or water heated with natural gas | Behavior | Sales Incentive | Sales Incentive | 1 | 2020-04-01 | 2020-12-31 |  |  | 0 |  | Therm | per unit |  |  |  | 50 |  | 50 | Full |  |  |  |  | 0 | 0 | Sales_Incentive
12871 | Residential Midstream Water Heating | Water Heater - Heat Pump - EH - Res | Heat pump water heater: home with electricity | Water Heating | Water Heater | Heat Pump Water Heater | 1 | 2020-04-01 | [5 empty] | kWh | calculated | Calculated |  | 500 |  | 751.56 |  | Incremental | 13 |  | Res Water Heat |  | 0 | 0 | Water_Heater_Res
12329 | Residential Water Heating Kits | Aerator - WaterSense - 1.0 gpm - Any WH - Res - C - TY Kit | 1.0 gpm WaterSense aerator: any water heating; residential dwelling; combined territory; part of thank you kit | Water Heating | Aerator | Residential Use Aerator | 1 | 2019-01-01 | 2020-12-31 | 10 |  | 0.6 |  | Dual | per unit | PSE-deemed | PSE Regional | 1.27 | 0.54 | 1.27 | 0.54 | Full | 10 |  | Res Water Heat | Res Water Heat | 2.74 | 0 | Aerator
12330 | Residential Water Heating Kits | Aerator - WaterSense - 1.0 gpm - Any WH - Res - EO - TY Kit | 1.0 gpm WaterSense aerator: any water heating; residential dwelling; electric-only; part of thank you kit | Water Heating | Aerator | Residential Use Aerator | 1 | 2019-01-01 | 2020-12-31 | 12 |  |  |  | kWh | per unit | PSE-deemed | PSE Regional | 1.81 |  | 1.81 |  | Full | 10 |  | Res Water Heat |  | 2.74 | 0 | Aerator
12331 | Residential Water Heating Kits | Aerator - WaterSense - 1.0 gpm - Any WH - Res - GO - TY Kit | 1.0 gpm WaterSense aerator: any water heating; residential dwelling; natural gas-only; part of thank you kit | Water Heating | Aerator | Residential Use Aerator | 1 | 2019-01-01 | 2020-12-31 |  |  | 0.8 |  | Therm | per unit | PSE-deemed | PSE Regional |  | 1.81 |  | 1.81 | Full | 10 |  | Res Water Heat |  | 2.74 | 0 | Aerator
12332 | Residential Water Heating Kits | Aerator - WaterSense - 1.5 gpm - Any WH - Res - GO - TY Kit | 1.5 gpm WaterSense aerator: any water heating; residential dwelling; natural gas-only; part of thank you kit | Water Heating | Aerator | Residential Use Aerator | 1 | 2019-01-01 | 2020-12-31 |  |  | 1.3 |  | Therm | per unit | PSE-deemed | PSE Regional |  | 1.81 |  | 1.81 | Full | 10 |  | Res Water Heat |  | 3.8 | 0 | Aerator
12328 | Residential Water Heating Kits | Lamp - LED - A Lamp - Res - TY Kit | LED A-Lamp: residential dwelling; part of thank you kit | Lighting | Lamp | LED Lamp | 1 | 2019-01-01 | 2020-12-31 | 11.32 |  |  |  | kWh | per unit | PSE-deemed | RTF Derived | 2 |  | 2 |  | Full | 12 |  | Res Lighting |  | 0 | 0 | Lamp
12333 | Residential Water Heating Kits | Showerhead - 1.5 gpm or less - Any WH - Res - GO - TY Kit | 1.5 gpm or less showerhead: any water heating; residential dwelling; natural gas-only; part of thank you kit | Water Heating | Showerhead | Residential Use Showerhead | 1 | 2019-01-01 | 2020-12-31 |  |  | 4.9 |  | Therm | per unit | PSE-deemed | PSE Regional |  | 10 |  | 10 | Full | 10 |  | Res Water Heat |  | 14.31 | 0 | Showerhead
12329 | Residential Weatherization Kits | Aerator - WaterSense - 1.0 gpm - Any WH - Res - C - TY Kit | 1.0 gpm WaterSense aerator: any water heating; residential dwelling; combined territory; part of thank you kit | Water Heating | Aerator | Residential Use Aerator | 1 | 2019-01-01 | 2020-12-31 | 10 |  | 0.6 |  | Dual | per unit | PSE-deemed | PSE Regional | 1.27 | 0.54 | 1.27 | 0.54 | Full | 10 |  | Res Water Heat | Res Water Heat | 2.74 | 0 | Aerator
12330 | Residential Weatherization Kits | Aerator - WaterSense - 1.0 gpm - Any WH - Res - EO - TY Kit | 1.0 gpm WaterSense aerator: any water heating; residential dwelling; electric-only; part of thank you kit | Water Heating | Aerator | Residential Use Aerator | 1 | 2019-01-01 | 2020-12-31 | 12 |  |  |  | kWh | per unit | PSE-deemed | PSE Regional | 1.81 |  | 1.81 |  | Full | 10 |  | Res Water Heat |  | 2.74 | 0 | Aerator
12331 | Residential Weatherization Kits | Aerator - WaterSense - 1.0 gpm - Any WH - Res - GO - TY Kit | 1.0 gpm WaterSense aerator: any water heating; residential dwelling; natural gas-only; part of thank you kit | Water Heating | Aerator | Residential Use Aerator | 1 | 2019-01-01 | 2020-12-31 |  |  | 0.8 |  | Therm | per unit | PSE-deemed | PSE Regional |  | 1.81 |  | 1.81 | Full | 10 |  | Res Water Heat |  | 2.74 | 0 | Aerator
12332 | Residential Weatherization Kits | Aerator - WaterSense - 1.5 gpm - Any WH - Res - GO - TY Kit | 1.5 gpm WaterSense aerator: any water heating; residential dwelling; natural gas-only; part of thank you kit | Water Heating | Aerator | Residential Use Aerator | 1 | 2019-01-01 | 2020-12-31 |  |  | 1.3 |  | Therm | per unit | PSE-deemed | PSE Regional |  | 1.81 |  | 1.81 | Full | 10 |  | Res Water Heat |  | 3.8 | 0 | Aerator
12328 | Residential Weatherization Kits | Lamp - LED - A Lamp - Res - TY Kit | LED A-Lamp: residential dwelling; part of thank you kit | Lighting | Lamp | LED Lamp | 1 | 2019-01-01 | 2020-12-31 | 11.32 |  |  |  | kWh | per unit | PSE-deemed | RTF Derived | 2 |  | 2 |  | Full | 12 |  | Res Lighting |  | 0 | 0 | Lamp
12333 | Residential Weatherization Kits | Showerhead - 1.5 gpm or less - Any WH - Res - GO - TY Kit | 1.5 gpm or less showerhead: any water heating; residential dwelling; natural gas-only; part of thank you kit | Water Heating | Showerhead | Residential Use Showerhead | 1 | 2019-01-01 | 2020-12-31 |  |  | 4.9 |  | Therm | per unit | PSE-deemed | PSE Regional |  | 10 |  | 10 | Full | 10 |  | Res Water Heat |  | 14.31 | 0 | Showerhead
10705 | Residential Windows | SFWIN: Windows - Single Pane - to U30 - FAF | Single pane windows: U-factor up to 0.30; home heated with forced-air furnace | Weatherization | Window | Single Pane | 5 | 2020-01-01 | 2020-12-31 | 15.8 |  |  |  | kWh | varies | RTF-deemed |  | 50 |  | 20.5 |  | Incremental | 45 |  | SF Space Heat |  | 0.26 | 0 | Window
10705 | Residential Windows | SFWIN: Windows - Single Pane - to U30 - FAF | Single pane windows: U-factor up to 0.30; home heated with forced-air furnace | Weatherization | Window | Single Pane | 5 | 2020-01-01 | 2020-12-31 | 15.8 |  |  |  | kWh | varies | RTF-deemed |  | 50 |  | 20.5 |  | Incremental | 45 |  | SF Space Heat |  | 0.26 | 0 | Window
10705 | Residential Windows | SFWIN: Windows - Single Pane - to U30 - FAF | Single pane windows: U-factor up to 0.30; home heated with forced-air furnace | Weatherization | Window | Single Pane | 5 | 2020-01-01 | 2020-12-31 | 15.8 |  |  |  | kWh | varies | RTF-deemed |  | 50 |  | 20.5 |  | Incremental | 45 |  | SF Space Heat |  | 0.26 | 0 | Window
10706 | Residential Windows | SFWIN: Windows - Single Pane - to U30 - HP | Single pane windows: U-factor up to 0.30; home heated with heat pump | Weatherization | Window | Single Pane | 5 | 2020-01-01 | 2020-12-31 | 6.99 |  |  |  | kWh | varies | RTF-deemed |  | 50 |  | 20.5 |  | Incremental | 45 |  | SF Space Heat |  | 0.106 | 0 | Window
10706 | Residential Windows | SFWIN: Windows - Single Pane - to U30 - HP | Single pane windows: U-factor up to 0.30; home heated with heat pump | Weatherization | Window | Single Pane | 5 | 2020-01-01 | 2020-12-31 | 6.99 |  |  |  | kWh | varies | RTF-deemed |  | 50 |  | 20.5 |  | Incremental | 45 |  | SF Space Heat |  | 0.106 | 0 | Window
10706 | Residential Windows | SFWIN: Windows - Single Pane - to U30 - HP | Single pane windows: U-factor up to 0.30; home heated with heat pump | Weatherization | Window | Single Pane | 5 | 2020-01-01 | 2020-12-31 | 6.99 |  |  |  | kWh | varies | RTF-deemed |  | 50 |  | 20.5 |  | Incremental | 45 |  | SF Space Heat |  | 0.106 | 0 | Window
10709 | Residential Windows | SFWIN: Windows - Single Pane - to U30 - NG | Single pane windows: U-factor up to 0.30; home heated with natural gas | Weatherization | Window | Single Pane | 5 | 2020-01-01 | 2020-12-31 |  |  | 0.64 |  | Therm | varies | PSE-deemed | RTF Derived |  | 50 |  | 20.5 | Incremental | 45 |  | Res Space Heat |  | 0 | 0 | Window
10709 | Residential Windows | SFWIN: Windows - Single Pane - to U30 - NG | Single pane windows: U-factor up to 0.30; home heated with natural gas | Weatherization | Window | Single Pane | 5 | 2020-01-01 | 2020-12-31 |  |  | 0.64 |  | Therm | varies | PSE-deemed | RTF Derived |  | 50 |  | 20.5 | Incremental | 45 |  | Res Space Heat |  | 0 | 0 | Window
10709 | Residential Windows | SFWIN: Windows - Single Pane - to U30 - NG | Single pane windows: U-factor up to 0.30; home heated with natural gas | Weatherization | Window | Single Pane | 5 | 2020-01-01 | 2020-12-31 |  |  | 0.64 |  | Therm | varies | PSE-deemed | RTF Derived |  | 50 |  | 20.5 | Incremental | 45 |  | Res Space Heat |  | 0 | 0 | Window
10721 | Residential Windows | SFWIN: Windows - Single Pane - to U30 - NG - MH | Single pane windows: U-factor up to 0.30; manufactured home heated with natural gas | Weatherization | Window | Single Pane | 4 | 2020-01-01 | 2020-12-31 |  |  | 0.4 |  | Therm | varies | PSE-deemed | RTF Derived |  | 200 |  | 17.81 | Full | 25 |  | Res Space Heat |  | 0 | 0 | Window
10721 | Residential Windows | SFWIN: Windows - Single Pane - to U30 - NG - MH | Single pane windows: U-factor up to 0.30; manufactured home heated with natural gas | Weatherization | Window | Single Pane | 4 | 2020-01-01 | 2020-12-31 |  |  | 0.4 |  | Therm | varies | PSE-deemed | RTF Derived |  | 200 |  | 17.81 | Full | 25 |  | Res Space Heat |  | 0 | 0 | Window
10721 | Residential Windows | SFWIN: Windows - Single Pane - to U30 - NG - MH | Single pane windows: U-factor up to 0.30; manufactured home heated with natural gas | Weatherization | Window | Single Pane | 4 | 2020-01-01 | 2020-12-31 |  |  | 0.4 |  | Therm | varies | PSE-deemed | RTF Derived |  | 200 |  | 17.81 | Full | 25 |  | Res Space Heat |  | 0 | 0 | Window
10719 | Residential Windows | SFWIN: Windows - Single Pane - to U30 - Resistance - MH | Single pane resistance windows: U-factor up to 0.30; manufactured home | Weatherization | Window | Single Pane | 4 | 2019-03-19 | 2020-12-31 | 9.98 |  |  |  | kWh | varies | RTF-deemed |  | 200 |  | 17.81 |  | Full | 25 |  | SF Space Heat |  | 0.085 | 0 | Window
10719 | Residential Windows | SFWIN: Windows - Single Pane - to U30 - Resistance - MH | Single pane resistance windows: U-factor up to 0.30; manufactured home | Weatherization | Window | Single Pane | 4 | 2019-03-19 | 2020-12-31 | 9.98 |  |  |  | kWh | varies | RTF-deemed |  | 200 |  | 17.81 |  | Full | 25 |  | SF Space Heat |  | 0.085 | 0 | Window
10719 | Residential Windows | SFWIN: Windows - Single Pane - to U30 - Resistance - MH | Single pane resistance windows: U-factor up to 0.30; manufactured home | Weatherization | Window | Single Pane | 4 | 2019-03-19 | 2020-12-31 | 9.98 |  |  |  | kWh | varies | RTF-deemed |  | 200 |  | 17.81 |  | Full | 25 |  | SF Space Heat |  | 0.085 | 0 | Window
10707 | Residential Windows | SFWIN: Windows - Single Pane - to U30 - Zonal | Single pane windows: U-factor up to 0.30; home with zonal heating | Weatherization | Window | Single Pane | 5 | 2020-01-01 | 2020-12-31 | 8.92 |  |  |  | kWh | varies | RTF-deemed |  | 50 |  | 20.5 |  | Incremental | 45 |  | SF Space Heat |  | 0.148 | 0 | Window
10707 | Residential Windows | SFWIN: Windows - Single Pane - to U30 - Zonal | Single pane windows: U-factor up to 0.30; home with zonal heating | Weatherization | Window | Single Pane | 5 | 2020-01-01 | 2020-12-31 | 8.92 |  |  |  | kWh | varies | RTF-deemed |  | 50 |  | 20.5 |  | Incremental | 45 |  | SF Space Heat |  | 0.148 | 0 | Window
10707 | Residential Windows | SFWIN: Windows - Single Pane - to U30 - Zonal | Single pane windows: U-factor up to 0.30; home with zonal heating | Weatherization | Window | Single Pane | 5 | 2020-01-01 | 2020-12-31 | 8.92 |  |  |  | kWh | varies | RTF-deemed |  | 50 |  | 20.5 |  | Incremental | 45 |  | SF Space Heat |  | 0.148 | 0 | Window
12555 | Residential Windows | Windows - Double Pane - Metal Frame - to U30 - ER - MH | Double pane metal-framed windows: U-factor up to 0.30; manufactured home heated with electric resistance | Weatherization | Window | Double Pane | 1 | 2019-03-19 | 2020-12-31 | 3.95 |  |  |  | kWh | varies | RTF-deemed |  | 200 |  | 17.81 |  | Full | 25 |  | SF Space Heat |  | 0.032 | 0 | Window
12555 | Residential Windows | Windows - Double Pane - Metal Frame - to U30 - ER - MH | Double pane metal-framed windows: U-factor up to 0.30; manufactured home heated with electric resistance | Weatherization | Window | Double Pane | 1 | 2019-03-19 | 2020-12-31 | 3.95 |  |  |  | kWh | varies | RTF-deemed |  | 200 |  | 17.81 |  | Full | 25 |  | SF Space Heat |  | 0.032 | 0 | Window
12556 | Residential Windows | Windows - Double Pane - Metal Frame - to U30 - HP - MH | Double pane metal-framed windows: U-factor up to 0.30; manufactured home heated with heat pump | Weatherization | Window | Double Pane | 1 | 2019-03-19 | 2020-12-31 | 3.95 |  |  |  | kWh | varies | RTF-deemed |  | 200 |  | 17.81 |  | Full | 25 |  | SF Space Heat |  | 0.032 | 0 | Window
12556 | Residential Windows | Windows - Double Pane - Metal Frame - to U30 - HP - MH | Double pane metal-framed windows: U-factor up to 0.30; manufactured home heated with heat pump | Weatherization | Window | Double Pane | 1 | 2019-03-19 | 2020-12-31 | 3.95 |  |  |  | kWh | varies | RTF-deemed |  | 200 |  | 17.81 |  | Full | 25 |  | SF Space Heat |  | 0.032 | 0 | Window
12557 | Residential Windows | Windows - Double Pane - Metal Frame - to U30 - NG - MH | Double pane metal-framed windows: U-factor up to 0.30; manufactured home heated with natural gas | Weatherization | Window | Double Pane | 2 | 2020-01-01 | 2020-12-31 |  |  | 0.16 |  | Therm | varies | PSE-deemed | RTF Derived |  | 200 |  | 17.81 | Full | 25 |  | Res Space Heat |  | 0 | 0 | Window
12557 | Residential Windows | Windows - Double Pane - Metal Frame - to U30 - NG - MH | Double pane metal-framed windows: U-factor up to 0.30; manufactured home heated with natural gas | Weatherization | Window | Double Pane | 2 | 2020-01-01 | 2020-12-31 |  |  | 0.16 |  | Therm | varies | PSE-deemed | RTF Derived |  | 200 |  | 17.81 | Full | 25 |  | Res Space Heat |  | 0 | 0 | Window
12652 | Residential Windows | Windows - Single Pane - to U30 - E FAF - SF or DX - MI | Single pane windows: U-factor up to 0.30; single family or duplex dwelling with electric forced-air furnace; moderate income customer | Weatherization | Window | Single Pane | 1 | 2020-08-10 | 2020-12-31 | 15.8 |  |  |  | kWh | varies | RTF-deemed |  | 200 |  | 20.5 |  | Incremental | 45 |  | SF Space Heat |  | 0.26 | 0 | Window
12653 | Residential Windows | Windows - Single Pane - to U30 - GH - SF or DX - MI | Single pane windows: U-factor up to 0.30; single family or duplex dwelling heated with natural gas; moderate income customer | Weatherization | Window | Single Pane | 1 | 2020-08-10 | 2020-12-31 |  |  | 0.64 |  | Therm | varies | PSE-deemed | RTF Derived |  | 200 |  | 20.5 | Incremental | 45 |  | Res Space Heat |  | 0 | 0 | Window
12654 | Residential Windows | Windows - Single Pane - to U30 - HP - MH | Single pane windows: U-factor up to 0.30; manufactured home with heat pump | Weatherization | Window | Single Pane | 1 | 2020-01-01 | 2020-12-31 | 9.98 |  |  |  | kWh | varies | RTF-deemed |  | 200 |  | 17.81 |  | Full | 25 |  | SF Space Heat |  | 0.085 | 0 | Window
12655 | Residential Windows | Windows - Single Pane - to U30 - HP - SF or DX - MI | Single pane windows: U-factor up to 0.30; single family or duplex dwelling with heat pump; moderate income customer | Weatherization | Window | Single Pane | 1 | 2020-08-10 | 2020-12-31 | 6.99 |  |  |  | kWh | varies | RTF-deemed |  | 200 |  | 20.5 |  | Incremental | 45 |  | SF Space Heat |  | 0.106 | 0 | Window
12656 | Residential Windows | Windows - Single Pane - to U30 - Zonal - SF or DX - MI | Single pane windows: U-factor up to 0.30; single family or duplex dwelling with zonal heating; moderate income customer | Weatherization | Window | Single Pane | 1 | 2020-08-10 | 2020-12-31 | 8.92 |  |  |  | kWh | varies | RTF-deemed |  | 200 |  | 20.5 |  | Incremental | 45 |  | SF Space Heat |  | 0.148 | 0 | Window
12329 | Retail Appliance Kits | Aerator - WaterSense - 1.0 gpm - Any WH - Res - C - TY Kit | 1.0 gpm WaterSense aerator: any water heating; residential dwelling; combined territory; part of thank you kit | Water Heating | Aerator | Residential Use Aerator | 1 | 2019-01-01 | 2020-12-31 | 10 |  | 0.6 |  | Dual | per unit | PSE-deemed | PSE Regional | 1.27 | 0.54 | 1.27 | 0.54 | Full | 10 |  | Res Water Heat | Res Water Heat | 2.74 | 0 | Aerator
12330 | Retail Appliance Kits | Aerator - WaterSense - 1.0 gpm - Any WH - Res - EO - TY Kit | 1.0 gpm WaterSense aerator: any water heating; residential dwelling; electric-only; part of thank you kit | Water Heating | Aerator | Residential Use Aerator | 1 | 2019-01-01 | 2020-12-31 | 12 |  |  |  | kWh | per unit | PSE-deemed | PSE Regional | 1.81 |  | 1.81 |  | Full | 10 |  | Res Water Heat |  | 2.74 | 0 | Aerator
12331 | Retail Appliance Kits | Aerator - WaterSense - 1.0 gpm - Any WH - Res - GO - TY Kit | 1.0 gpm WaterSense aerator: any water heating; residential dwelling; natural gas-only; part of thank you kit | Water Heating | Aerator | Residential Use Aerator | 1 | 2019-01-01 | 2020-12-31 |  |  | 0.8 |  | Therm | per unit | PSE-deemed | PSE Regional |  | 1.81 |  | 1.81 | Full | 10 |  | Res Water Heat |  | 2.74 | 0 | Aerator
12332 | Retail Appliance Kits | Aerator - WaterSense - 1.5 gpm - Any WH - Res - GO - TY Kit | 1.5 gpm WaterSense aerator: any water heating; residential dwelling; natural gas-only; part of thank you kit | Water Heating | Aerator | Residential Use Aerator | 1 | 2019-01-01 | 2020-12-31 |  |  | 1.3 |  | Therm | per unit | PSE-deemed | PSE Regional |  | 1.81 |  | 1.81 | Full | 10 |  | Res Water Heat |  | 3.8 | 0 | Aerator
12328 | Retail Appliance Kits | Lamp - LED - A Lamp - Res - TY Kit | LED A-Lamp: residential dwelling; part of thank you kit | Lighting | Lamp | LED Lamp | 1 | 2019-01-01 | 2020-12-31 | 11.32 |  |  |  | kWh | per unit | PSE-deemed | RTF Derived | 2 |  | 2 |  | Full | 12 |  | Res Lighting |  | 0 | 0 | Lamp
12333 | Retail Appliance Kits | Showerhead - 1.5 gpm or less - Any WH - Res - GO - TY Kit | 1.5 gpm or less showerhead: any water heating; residential dwelling; natural gas-only; part of thank you kit | Water Heating | Showerhead | Residential Use Showerhead | 1 | 2019-01-01 | 2020-12-31 |  |  | 4.9 |  | Therm | per unit | PSE-deemed | PSE Regional |  | 10 |  | 10 | Full | 10 |  | Res Water Heat |  | 14.31 | 0 | Showerhead
12595 | Retail Appliances | Clothes Dryer - HP - Vented - EH - Res | Electric vented heat pump clothes dryer: residential dwelling | Appliances | Clothes Dryer | Residential Use Clothes Dryer | 1 | 2020-01-01 |  | 192 |  |  |  | kWh | per unit | RTF-deemed | RTF UES Deemed | 100 |  | 386.45 |  | Incremental | 12 |  | Res Plug Load |  | -0.24 | 0 | Clothes_Dryer
12595 | Retail Appliances | Clothes Dryer - HP - Vented - EH - Res | Electric vented heat pump clothes dryer: residential dwelling | Appliances | Clothes Dryer | Residential Use Clothes Dryer | 1 | 2020-01-01 |  | 192 |  |  |  | kWh | per unit | RTF-deemed | RTF UES Deemed | 100 |  | 386.45 |  | Incremental | 12 |  | Res Plug Load |  | -0.24 | 0 | Clothes_Dryer
12597 | Retail Appliances | Clothes Dryer - HP - Vented - EH - Res - NQC | Electric vented heat pump clothes dryer: residential dwelling; non-qualified customer | Appliances | Clothes Dryer | Residential Use Clothes Dryer | 1 | 2020-01-01 |  | 0 |  |  |  | kWh | per unit | PSE-deemed | Program Staff | 0 |  | 0 |  | Incremental |  |  | Res Plug Load |  | 0 | 0 | Clothes_Dryer
12597 | Retail Appliances | Clothes Dryer - HP - Vented - EH - Res - NQC | Electric vented heat pump clothes dryer: residential dwelling; non-qualified customer | Appliances | Clothes Dryer | Residential Use Clothes Dryer | 1 | 2020-01-01 |  | 0 |  |  |  | kWh | per unit | PSE-deemed | Program Staff | 0 |  | 0 |  | Incremental |  |  | Res Plug Load |  | 0 | 0 | Clothes_Dryer
12596 | Retail Appliances | Clothes Dryer - HP - Ventless - EH - Res | Electric ventless heat pump clothes dryer: ventless; residential dwelling | Appliances | Clothes Dryer | Residential Use Clothes Dryer | 1 | 2020-01-01 |  | 238 |  |  |  | kWh | per unit | RTF-deemed | RTF UES Deemed | 100 |  | 386.45 |  | Incremental | 12 |  | Res Plug Load |  | 3.91 | 0 | Clothes_Dryer
12596 | Retail Appliances | Clothes Dryer - HP - Ventless - EH - Res | Electric ventless heat pump clothes dryer: ventless; residential dwelling | Appliances | Clothes Dryer | Residential Use Clothes Dryer | 1 | 2020-01-01 |  | 238 |  |  |  | kWh | per unit | RTF-deemed | RTF UES Deemed | 100 |  | 386.45 |  | Incremental | 12 |  | Res Plug Load |  | 3.91 | 0 | Clothes_Dryer
12598 | Retail Appliances | Clothes Dryer - HP - Ventless - EH - Res - NQC | Electric ventless heat pump clothes dryer: ventless; residential dwelling; non-qualified customer | Appliances | Clothes Dryer | Residential Use Clothes Dryer | 1 | 2020-01-01 |  | 0 |  |  |  | kWh | per unit | PSE-deemed | Program Staff | 0 |  | 0 |  | Incremental |  |  | Res Plug Load |  | 0 | 0 | Clothes_Dryer
12598 | Retail Appliances | Clothes Dryer - HP - Ventless - EH - Res - NQC | Electric ventless heat pump clothes dryer: ventless; residential dwelling; non-qualified customer | Appliances | Clothes Dryer | Residential Use Clothes Dryer | 1 | 2020-01-01 |  | 0 |  |  |  | kWh | per unit | PSE-deemed | Program Staff | 0 |  | 0 |  | Incremental |  |  | Res Plug Load |  | 0 | 0 | Clothes_Dryer
12601 | Retail Appliances | Clothes Dryer - Vented - Energy Star - EH - Res | Energy Star electric vented clothes dryer: residential dwelling | Appliances | Clothes Dryer | Residential Use Clothes Dryer | 1 | 2020-01-01 | 2020-12-31 | 68 |  |  |  | kWh | per unit | RTF-deemed | RTF UES Deemed | 25 |  | 20.44 |  | Incremental | 12 |  | Res Plug Load |  | -0.08 | 0 | Clothes_Dryer
12601 | Retail Appliances | Clothes Dryer - Vented - Energy Star - EH - Res | Energy Star electric vented clothes dryer: residential dwelling | Appliances | Clothes Dryer | Residential Use Clothes Dryer | 1 | 2020-01-01 | 2020-12-31 | 68 |  |  |  | kWh | per unit | RTF-deemed | RTF UES Deemed | 25 |  | 20.44 |  | Incremental | 12 |  | Res Plug Load |  | -0.08 | 0 | Clothes_Dryer
12599 | Retail Appliances | Clothes Dryer - Vented - Energy Star - EH - Res - NQC | Energy Star electric vented clothes dryer: residential dwelling; non-qualified customer | Appliances | Clothes Dryer | Residential Use Clothes Dryer | 1 | 2020-01-01 |  | 0 |  |  |  | kWh | per unit | PSE-deemed | Program Staff | 0 |  | 0 |  | Incremental |  |  | Res Plug Load |  | 0 | 0 | Clothes_Dryer
12599 | Retail Appliances | Clothes Dryer - Vented - Energy Star - EH - Res - NQC | Energy Star electric vented clothes dryer: residential dwelling; non-qualified customer | Appliances | Clothes Dryer | Residential Use Clothes Dryer | 1 | 2020-01-01 |  | 0 |  |  |  | kWh | per unit | PSE-deemed | Program Staff | 0 |  | 0 |  | Incremental |  |  | Res Plug Load |  | 0 | 0 | Clothes_Dryer
12602 | Retail Appliances | Clothes Dryer - Ventless - Energy Star - EH - Res | Energy Star electric ventless clothes dryer: ventless; residential dwelling | Appliances | Clothes Dryer | Residential Use Clothes Dryer | 1 | 2020-01-01 | 2020-12-31 | 118 |  |  |  | kWh | per unit | RTF-deemed | RTF UES Deemed | 25 |  | 184.88 |  | Incremental | 12 |  | Res Plug Load |  | 4.46 | 0 | Clothes_Dryer
12602 | Retail Appliances | Clothes Dryer - Ventless - Energy Star - EH - Res | Energy Star electric ventless clothes dryer: ventless; residential dwelling | Appliances | Clothes Dryer | Residential Use Clothes Dryer | 1 | 2020-01-01 | 2020-12-31 | 118 |  |  |  | kWh | per unit | RTF-deemed | RTF UES Deemed | 25 |  | 184.88 |  | Incremental | 12 |  | Res Plug Load |  | 4.46 | 0 | Clothes_Dryer
12600 | Retail Appliances | Clothes Dryer - Ventless - Energy Star EH - Res - NQC | Energy Star electric ventless clothes dryer: ventless; residential dwelling; non-qualified customer | Appliances | Clothes Dryer | Residential Use Clothes Dryer | 1 | 2020-01-01 |  | 0 |  |  |  | kWh | per unit | PSE-deemed | Program Staff | 0 |  | 0 |  | Incremental |  |  | Res Plug Load |  | 0 | 0 | Clothes_Dryer
12600 | Retail Appliances | Clothes Dryer - Ventless - Energy Star EH - Res - NQC | Energy Star electric ventless clothes dryer: ventless; residential dwelling; non-qualified customer | Appliances | Clothes Dryer | Residential Use Clothes Dryer | 1 | 2020-01-01 |  | 0 |  |  |  | kWh | per unit | PSE-deemed | Program Staff | 0 |  | 0 |  | Incremental |  |  | Res Plug Load |  | 0 | 0 | Clothes_Dryer
12528 | Retail Appliances | Clothes Washer - Energy Star - Any WH - Any Dryer - Res - C | Energy Star clothes washer: any water heating, any dryer; residential dwelling; combined territory | Appliances | Clothes Washer | Residential Use Washer | 2 | 2020-01-01 | 2020-12-31 | 142 |  | 2.1 |  | Dual | per unit | RTF-deemed | RTF UES Deemed | 50 | 0 | 65.56 | 0 | Incremental | 14 |  | Res Water Heat | Res Water Heat | 17.06 | 0 | Clothes_Washer
12528 | Retail Appliances | Clothes Washer - Energy Star - Any WH - Any Dryer - Res - C | Energy Star clothes washer: any water heating, any dryer; residential dwelling; combined territory | Appliances | Clothes Washer | Residential Use Washer | 2 | 2020-01-01 | 2020-12-31 | 142 |  | 2.1 |  | Dual | per unit | RTF-deemed | RTF UES Deemed | 50 | 0 | 65.56 | 0 | Incremental | 14 |  | Res Water Heat | Res Water Heat | 17.06 | 0 | Clothes_Washer
12529 | Retail Appliances | Clothes Washer - Energy Star - Any WH - Any Dryer - Res - EO | Energy Star clothes washer: any water heating, any dryer; residential dwelling; electric-only territory | Appliances | Clothes Washer | Residential Use Washer | 2 | 2020-01-01 | 2020-12-31 | 142 |  | 0 |  | kWh | per unit | RTF-deemed | RTF UES Deemed | 50 | 0 | 65.56 | 0 | Incremental | 14 |  | Res Water Heat |  | 17.06 | 0 | Clothes_Washer
12529 | Retail Appliances | Clothes Washer - Energy Star - Any WH - Any Dryer - Res - EO | Energy Star clothes washer: any water heating, any dryer; residential dwelling; electric-only territory | Appliances | Clothes Washer | Residential Use Washer | 2 | 2020-01-01 | 2020-12-31 | 142 |  | 0 |  | kWh | per unit | RTF-deemed | RTF UES Deemed | 50 | 0 | 65.56 | 0 | Incremental | 14 |  | Res Water Heat |  | 17.06 | 0 | Clothes_Washer
12535 | Retail Appliances | Clothes Washer - Energy Star - Any WH - Any Dryer - Res - NQC | Energy Star clothes washer: any water heating, any dryer; residential dwelling; non-qualified customer | Appliances | Clothes Washer | Residential Use Washer | 2 | 2020-01-01 |  | 0 |  | 0 |  | kWh | per unit | PSE-deemed | Program Staff | 0 | 0 | 0 | 0 | Incremental |  |  | Res Water Heat |  | 0 | 0 | Clothes_Washer
12535 | Retail Appliances | Clothes Washer - Energy Star - Any WH - Any Dryer - Res - NQC | Energy Star clothes washer: any water heating, any dryer; residential dwelling; non-qualified customer | Appliances | Clothes Washer | Residential Use Washer | 2 | 2020-01-01 |  | 0 |  | 0 |  | kWh | per unit | PSE-deemed | Program Staff | 0 | 0 | 0 | 0 | Incremental |  |  | Res Water Heat |  | 0 | 0 | Clothes_Washer
12318 | Retail Appliances | Clothes Washer - Front Load - Tier 2 or Higher - Any WH - Any Dryer - Res - C | CEE Tier 2 clothes washer: any water heating, any dryer; residential dwelling; combined territory | Appliances | Clothes Washer | Residential Use Washer | 2 | 2020-01-01 | 2020-07-31 | 152 |  | 2.1 |  | Dual | per unit | RTF-deemed | RTF UES Deemed | 50 | 0 | 59.53 | 0 | Incremental | 14 |  | Res Water Heat | Res Water Heat | 16.43 | 0 | Clothes_Washer
12319 | Retail Appliances | Clothes Washer - Front Load - Tier 2 or Higher - Any WH - Any Dryer - Res - EO | CEE Tier 2 clothes washer: any water heating, any dryer; residential dwelling; electric-only territory | Appliances | Clothes Washer | Residential Use Washer | 2 | 2020-01-01 | 2020-07-31 | 152 |  |  |  | kWh | per unit | RTF-deemed | RTF UES Deemed | 50 |  | 59.53 |  | Incremental | 14 |  | Res Water Heat |  | 16.43 | 0 | Clothes_Washer
12534 | Retail Appliances | Clothes Washer - Front Load - Tier 2 or Higher - Any WH - Any Dryer - Res - NQC | CEE Tier 2 clothes washer: any water heating, any dryer; residential dwelling; non-qualified customer | Appliances | Clothes Washer | Residential Use Washer | 2 | 2020-01-01 | 2020-07-31 | 0 |  | 0 |  | kWh | per unit | PSE-deemed | Program Staff | 0 |  | 0 |  | Incremental |  |  | Res Water Heat |  | 0 | 0 | Clothes_Washer
12962 | Retail Appliances | Clothes Washer - Top Load - Energy Star - Any WH - Any Dryer - Res - C | Energy Star top load clothes washer: any water heating, any dryer; residential dwelling; dual fuel customer | Appliances | Clothes Washer | Residential Use Washer | 1 | 2020-07-01 |  | 26 |  | 0.8 |  | Dual | per unit | RTF-deemed | RTF UES Deemed | 25 | 0 | 0.01 | 0 | Incremental | 14 |  | Res Water Heat | Res Water Heat | 7.49 | 0 | Clothes_Washer
12962 | Retail Appliances | Clothes Washer - Top Load - Energy Star - Any WH - Any Dryer - Res - C | Energy Star top load clothes washer: any water heating, any dryer; residential dwelling; dual fuel customer | Appliances | Clothes Washer | Residential Use Washer | 1 | 2020-07-01 |  | 26 |  | 0.8 |  | Dual | per unit | RTF-deemed | RTF UES Deemed | 25 | 0 | 0.01 | 0 | Incremental | 14 |  | Res Water Heat | Res Water Heat | 7.49 | 0 | Clothes_Washer
12963 | Retail Appliances | Clothes Washer - Top Load - Energy Star - Any WH - Any Dryer - Res - EO | Energy Star top load clothes washer: any water heating, any dryer; residential dwelling; electric-only customer | Appliances | Clothes Washer | Residential Use Washer | 1 | 2020-07-01 |  | 26 |  | 0 |  | kWh | per unit | RTF-deemed | RTF UES Deemed | 25 | 0 | 0.01 | 0 | Incremental | 14 |  | Res Water Heat |  | 7.49 | 0 | Clothes_Washer
12963 | Retail Appliances | Clothes Washer - Top Load - Energy Star - Any WH - Any Dryer - Res - EO | Energy Star top load clothes washer: any water heating, any dryer; residential dwelling; electric-only customer | Appliances | Clothes Washer | Residential Use Washer | 1 | 2020-07-01 |  | 26 |  | 0 |  | kWh | per unit | RTF-deemed | RTF UES Deemed | 25 | 0 | 0.01 | 0 | Incremental | 14 |  | Res Water Heat |  | 7.49 | 0 | Clothes_Washer
12964 | Retail Appliances | Clothes Washer - Top Load - Energy Star - Any WH - Any Dryer - Res - NQC | Energy Star clothes washer: any water heating, any dryer; residential dwelling; non-qualified customer | Appliances | Clothes Washer | Residential Use Washer | 1 | 2020-07-01 |  | 0 |  |  |  | kWh | per unit | RTF-deemed | Program Staff | 0 | 0 | 0 |  | Incremental |  |  | Res Water Heat |  | 0 | 0 | Clothes_Washer
12964 | Retail Appliances | Clothes Washer - Top Load - Energy Star - Any WH - Any Dryer - Res - NQC | Energy Star clothes washer: any water heating, any dryer; residential dwelling; non-qualified customer | Appliances | Clothes Washer | Residential Use Washer | 1 | 2020-07-01 |  | 0 |  |  |  | kWh | per unit | RTF-deemed | Program Staff | 0 | 0 | 0 |  | Incremental |  |  | Res Water Heat |  | 0 | 0 | Clothes_Washer
12999 | Retail Choice | Savings Tracking - kWh | Savings tracking for kWh | Behavior | Energy Efficiency Adoption | Energy Efficiency Adoption | 1 | 2020-12-01 | [5 empty] | kWh | calculated | Calculated |  | 0 |  | 0 | [6 empty] | 0 | 0 | Energy_Management
13000 | Retail Choice | Savings Tracking - Therm | Savings tracking for Therm | Behavior | Energy Efficiency Adoption | Energy Efficiency Adoption | 1 | 2020-12-01 | [5 empty] | Therm | calculated | Calculated |  |  | 0 |  | 0 | [5 empty] | 0 | 0 | Energy_Management
12965 | Retail Home Water Heating | Water Heater - Heat Pump - NEEA Specs - Tier 3 - RP - Any - Res - E or B | Tier 3 NEEA Northern Climate specs heat pump water heater: retail purchase in PSE electric territory; assumed residential customer with unknown home heating fuel | Water Heating | Water Heater | Heat Pump Water Heater | 1 | 2020-09-15 |  | 1110 |  |  |  | kWh | per unit | RTF-deemed |  | 500 |  | 560.63 |  | Full | 13 |  | Res Water Heat |  | 0 | 0 | Water_Heater_Res
12328 | Retail Lighting | Lamp - LED - A Lamp - Res - TY Kit | LED A-Lamp: residential dwelling; part of thank you kit | Lighting | Lamp | LED Lamp | 1 | 2019-01-01 | 2020-12-31 | 11.32 |  |  |  | kWh | per unit | PSE-deemed | RTF Derived | 2 |  | 2 |  | Full | 12 |  | Res Lighting |  | 0 | 0 | Lamp
10001 | Retail Lighting | RETL: Fixture - LED - Indoor | Indoor LED fixture | Lighting | Fixture | LED Fixture | 6 | 2018-01-01 | 2020-01-31 | 18.23 |  |  |  | kWh | per unit | PSE-deemed | RTF Derived | 5 |  | 0 |  | Incremental | 12 |  | Res Lighting |  | 0 | 0 | Light_Fixture
10001 | Retail Lighting | RETL: Fixture - LED - Indoor | Indoor LED fixture | Lighting | Fixture | LED Fixture | 7 | 2020-02-01 | 2020-12-31 | 5.8 |  |  |  | kWh | per unit | PSE-deemed | RTF Derived | 4 |  | 1.29 |  | Incremental | 15 |  | Res Lighting |  | 0 | 0 | Light_Fixture
10079 | Retail Lighting | RETL: Fixture - LED - Indoor - NQC | Indoor LED fixture: non-qualified customer | Lighting | Fixture | LED Fixture | 4 | 2018-01-01 | 2020-01-31 | 0 |  |  |  | kWh | per unit |  |  | 5 |  | 0 |  | Incremental |  |  | Res Lighting |  | 0 | 0 | Light_Fixture
10002 | Retail Lighting | RETL: Fixture - LED - Outdoor | Outdoor LED fixture | Lighting | Fixture | LED Fixture | 5 | 2018-01-01 | 2020-01-31 | 5.91 |  |  |  | kWh | per unit | PSE-deemed | RTF Derived | 5 |  | 9.65 |  | Incremental | 12 |  | Res Lighting |  | 0 | 0 | Light_Fixture
10002 | Retail Lighting | RETL: Fixture - LED - Outdoor | Outdoor LED fixture | Lighting | Fixture | LED Fixture | 6 | 2020-02-01 | 2020-12-31 | 18.5 |  |  |  | kWh | per unit | PSE-deemed | RTF Derived | 5 |  | 2.19 |  | Incremental | 15 |  | Res Lighting |  | 0 | 0 | Light_Fixture
10080 | Retail Lighting | RETL: Fixture - LED - Outdoor - NQC | Outdoor LED fixture: non-qualified customer | Lighting | Fixture | LED Fixture | 4 | 2018-01-01 | 2020-01-31 | 0 |  |  |  | kWh | per unit |  |  | 5 |  | 9.65 |  | Incremental |  |  | Res Lighting |  | 0 | 0 | Light_Fixture
10003 | Retail Lighting | RETL: Fixture - LED - Retrofit Kit | LED fixture retrofit kit | Lighting | Fixture | LED Fixture | 6 | 2018-01-01 | 2020-01-31 | 25.61 |  |  |  | kWh | per unit | PSE-deemed | RTF Derived | 5.25 |  | 2.08 |  | Incremental | 12 |  | Res Lighting |  | 0 | 0 | Light_Fixture
10081 | Retail Lighting | RETL: Fixture - LED - Retrofit Kit - NQC | LED fixture retrofit kit: non-qualified customer | Lighting | Fixture | LED Fixture | 4 | 2018-01-01 | 2020-01-31 | 0 |  |  |  | kWh | per unit |  |  | 5.25 |  | 2.08 |  | Incremental |  |  | Res Lighting |  | 0 | 0 | Light_Fixture
10609 | Retail Lighting | RETL: Fixture - LED - T8 | T8 LED fixture | Lighting | Fixture | LED Fixture | 3 | 2017-01-01 | 2020-01-31 | 28.63 |  |  |  | kWh | per unit | PSE-deemed | RTF Derived | 5 |  | 24.19 |  | Incremental | 12 |  | Res Lighting |  | 0 | 0 | Light_Fixture
10609 | Retail Lighting | RETL: Fixture - LED - T8 | T8 LED fixture | Lighting | Fixture | LED Fixture | 4 | 2020-02-01 | 2020-12-31 | 2.5 |  |  |  | kWh | per unit | PSE-deemed | RTF Derived | 1.5 |  | 1.1 |  | Incremental | 15 |  | Res Lighting |  | 0 | 0 | Light_Fixture
10608 | Retail Lighting | RETL: Fixture - LED - T8 Retrofit | T8 LED fixture retrofit | Lighting | Fixture | LED Fixture | 3 | 2017-01-01 | 2020-01-31 | 7.98 |  |  |  | kWh | per unit | PSE-deemed | RTF Derived | 2.5 |  | 2.56 |  | Incremental | 12 |  | Res Lighting |  | 0 | 0 | Light_Fixture
10608 | Retail Lighting | RETL: Fixture - LED - T8 Retrofit | T8 LED fixture retrofit | Lighting | Fixture | LED Fixture | 4 | 2020-02-01 | 2020-12-31 | 10.2 |  |  |  | kWh | per unit | PSE-deemed | RTF Derived | 2.5 |  | 4.12 |  | Incremental | 12 |  | Res Lighting |  | 0 | 0 | Light_Fixture
10008 | Retail Lighting | RETL: Lamp - LED - A Lamp | LED A-Lamp | Lighting | Lamp | LED Lamp | 6 | 2018-01-01 | 2020-12-31 | 11.32 |  |  |  | kWh | per unit | PSE-deemed | RTF Derived | 1.75 |  | 1.59 |  | Incremental | 12 |  | Res Lighting |  | 0 | 0 | Lamp
10084 | Retail Lighting | RETL: Lamp - LED - A Lamp - NQC | LED A-Lamp: non-qualified customer | Lighting | Lamp | LED Lamp | 4 | 2018-01-01 | 2020-12-31 | 0 |  |  |  | kWh | per unit |  |  | 1.75 |  | 1.59 |  | Incremental | 12 |  | Res Lighting |  | 0 | 0 | Lamp
10009 | Retail Lighting | RETL: Lamp - LED - Candelabra | LED candelabra | Lighting | Lamp | LED Lamp | 5 | 2017-01-01 | 2020-12-31 | 22.49 |  |  |  | kWh | per unit | PSE-deemed | RTF Derived | 2 |  | 2.92 |  | Incremental | 11 |  | Res Lighting |  | 0 | 0 | Lamp
10085 | Retail Lighting | RETL: Lamp - LED - Candelabra - NQC | LED candelabra: non-qualified customer | Lighting | Lamp | LED Lamp | 3 | 2017-01-01 | 2020-12-31 | 0 |  |  |  | kWh | per unit |  |  | 2 |  | 2.92 |  | Incremental | 11 |  | Res Lighting |  | 0 | 0 | Lamp
10011 | Retail Lighting | RETL: Lamp - LED - Globe | LED globe lamp | Lighting | Lamp | LED Lamp | 6 | 2018-01-01 | 2020-12-31 | 12.93 |  |  |  | kWh | per unit | PSE-deemed | RTF Derived | 2.5 |  | 3.68 |  | Incremental | 12 |  | Res Lighting |  | 0 | 0 | Lamp
10086 | Retail Lighting | RETL: Lamp - LED - Globe - NQC | LED globe lamp: non-qualified customer | Lighting | Lamp | LED Lamp | 4 | 2018-01-01 | 2020-12-31 | 0 |  |  |  | kWh | per unit |  |  | 2.5 |  | 3.68 |  | Incremental | 12 |  | Res Lighting |  | 0 | 0 | Lamp
10013 | Retail Lighting | RETL: Lamp - LED - MR16 | LED MR-16 | Lighting | Lamp | LED Lamp | 5 | 2017-01-01 | 2020-12-31 | 20.19 |  |  |  | kWh | per unit | PSE-deemed | RTF Derived | 2 |  | 1.75 |  | Incremental | 12 |  | Res Lighting |  | 0 | 0 | Lamp
10088 | Retail Lighting | RETL: Lamp - LED - MR16 - NQC | LED MR-16: non-qualified customer | Lighting | Lamp | LED Lamp | 3 | 2017-01-01 | 2020-12-31 | 0 |  |  |  | kWh | per unit |  |  | 2 |  | 1.75 |  | Incremental | 12 |  | Res Lighting |  | 0 | 0 | Lamp
10014 | Retail Lighting | RETL: Lamp - LED - Reflector | LED reflector lamp | Lighting | Lamp | LED Lamp | 5 | 2017-01-01 | 2020-12-31 | 28.05 |  |  |  | kWh | per unit | PSE-deemed | RTF Derived | 3.25 |  | 2.08 |  | Incremental | 9 |  | Res Lighting |  | 0 | 0 | Lamp
10089 | Retail Lighting | RETL: Lamp - LED - Reflector - NQC | LED reflector lamp: non-qualified customer | Lighting | Lamp | LED Lamp | 3 | 2017-01-01 | 2020-12-31 | 0 |  |  |  | kWh | per unit |  |  | 3.25 |  | 2.08 |  | Incremental | 9 |  | Res Lighting |  | 0 | 0 | Lamp
12007 | Retail Lighting | RETL: String Lighting - LED - Outdoor | Outdoor LED string lighting | Lighting | String Lighting | String Lighting | 2 | 2018-04-01 | 2020-01-31 | 34.27 |  |  |  | kWh | per unit | PSE-deemed | Program Staff | 10 |  | 20 |  | Incremental | 12 |  | Res Lighting |  | 0 | 0 | Lamp
12007 | Retail Lighting | RETL: String Lighting - LED - Outdoor | Outdoor LED string lighting | Lighting | String Lighting | String Lighting | 3 | 2020-02-01 | 2020-12-31 | 6.6 |  |  |  | kWh | per unit | PSE-deemed | Program Staff | 3 |  | 2.87 |  | Incremental | 12 |  | Res Lighting |  | 0 | 0 | Lamp
12688 | Retail Showerheads | Adapter - w Thermostatic Restrictor - for Showerhead - 1.5 gpm - RP - Res - C | 1.5 gpm showerhead adapter with thermostatic restrictor: retail purchase in combined fuel PSE territory; assumed residential customer | Water Heating | Adapter | Residential Use Adapter | 1 | 2020-01-01 | 2020-12-31 | 11.1 |  | 0.4 |  | Dual | per unit | PSE-deemed | PSE Regional | 3.5 | 1.5 | 12 | 5.14 | Incremental | 10 |  | Res Water Heat | Res Water Heat | 3.16 | 0 | Adapter
12689 | Retail Showerheads | Adapter - w Thermostatic Restrictor - for Showerhead - 1.5 gpm - RP - Res - EO | 1.5 gpm showerhead adapter with thermostatic restrictor: retail purchase in electric-only PSE territory; assumed residential customer | Water Heating | Adapter | Residential Use Adapter | 1 | 2020-01-01 | 2020-12-31 | 13.1 |  |  |  | kWh | per unit | PSE-deemed | PSE Regional | 5 |  | 17.14 |  | Incremental | 10 |  | Res Water Heat |  | 3.16 | 0 | Adapter
12690 | Retail Showerheads | Adapter - w Thermostatic Restrictor - for Showerhead - 1.5 gpm - RP - Res - GO | 1.5 gpm showerhead adapter with thermostatic restrictor: retail purchase in natural gas-only PSE territory; assumed residential customer | Water Heating | Adapter | Residential Use Adapter | 1 | 2020-01-01 | 2020-07-31 |  |  | 0.72 |  | Therm | per unit | PSE-deemed | PSE Regional |  | 1 |  | 17.14 | Incremental | 10 |  | Res Water Heat |  | 3.16 | 0 | Adapter
12690 | Retail Showerheads | Adapter - w Thermostatic Restrictor - for Showerhead - 1.5 gpm - RP - Res - GO | 1.5 gpm showerhead adapter with thermostatic restrictor: retail purchase in natural gas-only PSE territory; assumed residential customer | Water Heating | Adapter | Residential Use Adapter | 2 | 2020-08-01 | 2020-12-31 |  |  | 1.7 |  | Therm | per unit | PSE-deemed | PSE Regional |  | 1 |  | 17.14 | Incremental | 10 |  | Res Water Heat |  | 3.16 | 0 | Adapter
12691 | Retail Showerheads | Adapter - w Thermostatic Restrictor - for Showerhead - 1.5 gpm - RP - Res - NQC | 1.5 gpm showerhead adapter with thermostatic restrictor: retail purchase; non-qualified residential customer | Water Heating | Adapter | Residential Use Adapter | 1 | 2020-01-01 | 2020-12-31 | 0 |  |  |  | kWh | per unit | PSE-deemed | PSE Regional | 0 |  | 0 |  | Incremental |  |  | Res Water Heat |  | 0 | 0 | Adapter
12329 | Retail Showerheads | Aerator - WaterSense - 1.0 gpm - Any WH - Res - C - TY Kit | 1.0 gpm WaterSense aerator: any water heating; residential dwelling; combined territory; part of thank you kit | Water Heating | Aerator | Residential Use Aerator | 1 | 2019-01-01 | 2020-12-31 | 10 |  | 0.6 |  | Dual | per unit | PSE-deemed | PSE Regional | 1.27 | 0.54 | 1.27 | 0.54 | Full | 10 |  | Res Water Heat | Res Water Heat | 2.74 | 0 | Aerator
12330 | Retail Showerheads | Aerator - WaterSense - 1.0 gpm - Any WH - Res - EO - TY Kit | 1.0 gpm WaterSense aerator: any water heating; residential dwelling; electric-only; part of thank you kit | Water Heating | Aerator | Residential Use Aerator | 1 | 2019-01-01 | 2020-12-31 | 12 |  |  |  | kWh | per unit | PSE-deemed | PSE Regional | 1.81 |  | 1.81 |  | Full | 10 |  | Res Water Heat |  | 2.74 | 0 | Aerator
12331 | Retail Showerheads | Aerator - WaterSense - 1.0 gpm - Any WH - Res - GO - TY Kit | 1.0 gpm WaterSense aerator: any water heating; residential dwelling; natural gas-only; part of thank you kit | Water Heating | Aerator | Residential Use Aerator | 1 | 2019-01-01 | 2020-12-31 |  |  | 0.8 |  | Therm | per unit | PSE-deemed | PSE Regional |  | 1.81 |  | 1.81 | Full | 10 |  | Res Water Heat |  | 2.74 | 0 | Aerator
12332 | Retail Showerheads | Aerator - WaterSense - 1.5 gpm - Any WH - Res - GO - TY Kit | 1.5 gpm WaterSense aerator: any water heating; residential dwelling; natural gas-only; part of thank you kit | Water Heating | Aerator | Residential Use Aerator | 1 | 2019-01-01 | 2020-12-31 |  |  | 1.3 |  | Therm | per unit | PSE-deemed | PSE Regional |  | 1.81 |  | 1.81 | Full | 10 |  | Res Water Heat |  | 3.8 | 0 | Aerator
10776 | Retail Showerheads | RETSH: Aerator - NQC - 1.0 gpm | 1.0 gpm aerator: non-qualified customer | Water Heating | Aerator | Residential Use Aerator | 3 | 2020-01-01 | 2020-12-31 | 0 |  |  |  | kWh | per unit | PSE-deemed | Program Staff | 0 |  | 0 |  | Full |  |  | Res Water Heat |  | 0 | 0 | Aerator
10777 | Retail Showerheads | RETSH: Aerator - NQC - 1.5 gpm | 1.5 gpm aerator: non-qualified customer | Water Heating | Aerator | Residential Use Aerator | 3 | 2020-01-01 | 2020-12-31 | 0 |  |  |  | kWh | per unit | PSE-deemed | Program Staff | 0 |  | 0 |  | Full |  |  | Res Water Heat |  | 0 | 0 | Aerator
10241 | Retail Showerheads | RETSH: Aerator - WaterSense - C - Any WH - 1.0 gpm | 1.0 gpm WaterSense aerator: combined territory, any water heating | Water Heating | Aerator | Residential Use Aerator | 4 | 2020-01-01 | 2020-12-31 | 8.7 |  | 0.5 |  | Dual | per unit | PSE-deemed | PSE Regional | 1.27 | 0.54 | 1.27 | 0.54 | Full | 10 |  | Res Water Heat | Res Water Heat | 2.74 | 0 | Aerator
10244 | Retail Showerheads | RETSH: Aerator - WaterSense - C - Any WH - 1.5 gpm | 1.5 gpm WaterSense aerator: combined territory, any water heating | Water Heating | Aerator | Residential Use Aerator | 4 | 2020-01-01 | 2020-12-31 | 14.3 |  | 0.8 |  | Dual | per unit | PSE-deemed | PSE Regional | 1.27 | 0.54 | 1.27 | 0.54 | Full | 10 |  | Res Water Heat | Res Water Heat | 3.8 | 0 | Aerator
10240 | Retail Showerheads | RETSH: Aerator - WaterSense - EO - Any WH - 1.0 gpm | 1.0 gpm WaterSense aerator: electric-only territory, any water heating | Water Heating | Aerator | Residential Use Aerator | 4 | 2020-01-01 | 2020-12-31 | 10.3 |  |  |  | kWh | per unit | PSE-deemed | PSE Regional | 1.81 |  | 1.81 |  | Full | 10 |  | Res Water Heat |  | 2.74 | 0 | Aerator
10243 | Retail Showerheads | RETSH: Aerator - WaterSense - EO - Any WH - 1.5 gpm | 1.5 gpm WaterSense aerator: electric-only territory, any water heating | Water Heating | Aerator | Residential Use Aerator | 4 | 2020-01-01 | 2020-12-31 | 16.8 |  |  |  | kWh | per unit | PSE-deemed | PSE Regional | 1.81 |  | 1.81 |  | Full | 10 |  | Res Water Heat |  | 3.8 | 0 | Aerator
10242 | Retail Showerheads | RETSH: Aerator - WaterSense - GO - Any WH - 1.0 gpm | 1.0 gpm WaterSense aerator: natural gas-only territory, any water heating | Water Heating | Aerator | Residential Use Aerator | 3 | 2019-01-01 | 2020-12-31 |  |  | 0.8 |  | Therm | per unit | PSE-deemed | PSE Regional |  | 1.81 |  | 1.81 | Full | 10 |  | Res Water Heat |  | 2.74 | 0 | Aerator
10245 | Retail Showerheads | RETSH: Aerator - WaterSense - GO - Any WH - 1.5 gpm | 1.5 gpm WaterSense aerator: natural gas-only territory, any water heating | Water Heating | Aerator | Residential Use Aerator | 3 | 2019-01-01 | 2020-12-31 |  |  | 1.3 |  | Therm | per unit | PSE-deemed | PSE Regional | 0 | 1.81 |  | 1.81 | Full | 10 |  | Res Water Heat |  | 3.8 | 0 | Aerator
10090 | Retail Showerheads | RETSH: Showerhead - NQC | Showerhead: non-qualified customer | Water Heating | Showerhead | Residential Use Showerhead | 4 | 2020-01-01 | 2020-12-31 | 0 |  |  |  | kWh | per unit | PSE-deemed | PSE Regional | 0 |  | 0 |  | Incremental |  |  | Res Water Heat |  | 0 | 0 | Showerhead
12333 | Retail Showerheads | Showerhead - 1.5 gpm or less - Any WH - Res - GO - TY Kit | 1.5 gpm or less showerhead: any water heating; residential dwelling; natural gas-only; part of thank you kit | Water Heating | Showerhead | Residential Use Showerhead | 1 | 2019-01-01 | 2020-12-31 |  |  | 4.9 |  | Therm | per unit | PSE-deemed | PSE Regional |  | 10 |  | 10 | Full | 10 |  | Res Water Heat |  | 14.31 | 0 | Showerhead
12671 | Retail Showerheads | Showerhead - 1.5 gpm or less - RP - Any WH - Res - C | 1.5 gpm or less showerhead: retail purchase in combined fuel PSE territory; assumed residential customer with unknown water heating fuel | Water Heating | Showerhead | Residential Use Showerhead | 1 | 2020-01-01 | 2020-12-31 | 74.8 | 44.7 | 2.9 | 2.9 | Dual | per unit | PSE-deemed | PSE Regional | 7 | 3 | 3.71 | 1.58 | Incremental | 3 | 7 | Res Water Heat | Res Water Heat | 8.88 | 0 | Showerhead
12674 | Retail Showerheads | Showerhead - 1.5 gpm or less - RP - Any WH - Res - EO | 1.5 gpm or less showerhead: retail purchase in electric-only PSE territory; assumed residential customer with unknown water heating fuel | Water Heating | Showerhead | Residential Use Showerhead | 1 | 2020-01-01 | 2020-12-31 | 87.4 | 51.9 |  |  | kWh | per unit | PSE-deemed | PSE Regional | 10 |  | 5.29 |  | Incremental | 3 | 7 | Res Water Heat |  | 8.88 | 0 | Showerhead
12677 | Retail Showerheads | Showerhead - 1.5 gpm or less - RP - Any WH - Res - GO | 1.5 gpm or less showerhead: retail purchase in natural gas-only PSE territory; assumed residential customer with unknown water heating fuel | Water Heating | Showerhead | Residential Use Showerhead | 1 | 2020-01-01 | 2020-12-31 |  |  | 5.6 |  | Therm | per unit | PSE-deemed | PSE Regional |  | 10 |  | 5.29 | Incremental | 10 |  | Res Water Heat |  | 8.88 | 0 | Showerhead
12672 | Retail Showerheads | Showerhead - 1.51 to 1.8 gpm - RP - Any WH - Res - C | 1.51 to 1.8 gpm showerhead: retail purchase in combined fuel PSE territory; assumed residential customer with unknown water heating fuel | Water Heating | Showerhead | Residential Use Showerhead | 1 | 2020-01-01 | 2020-12-31 | 56.2 | 22.9 | 2.1 | 2.1 | Dual | per unit | PSE-deemed | PSE Regional | 7 | 3 | 3.71 | 1.58 | Incremental | 3 | 7 | Res Water Heat | Res Water Heat | 5.34 | 0 | Showerhead
12675 | Retail Showerheads | Showerhead - 1.51 to 1.8 gpm - RP - Any WH - Res - EO | 1.51 to 1.8 gpm showerhead: retail purchase in electric-only PSE territory; assumed residential customer with unknown water heating fuel | Water Heating | Showerhead | Residential Use Showerhead | 1 | 2020-01-01 | 2020-12-31 | 65.7 | 26.5 |  |  | kWh | per unit | PSE-deemed | PSE Regional | 10 |  | 5.29 |  | Incremental | 3 | 7 | Res Water Heat |  | 5.34 | 0 | Showerhead
12678 | Retail Showerheads | Showerhead - 1.51 to 1.8 gpm - RP - Any WH - Res - GO | 1.51 to 1.8 gpm showerhead: retail purchase in natural gas-only PSE territory; assumed residential customer with unknown water heating fuel | Water Heating | Showerhead | Residential Use Showerhead | 1 | 2020-01-01 | 2020-12-31 |  |  | 3.8 |  | Therm | per unit | PSE-deemed | PSE Regional |  | 10 |  | 5.29 | Incremental | 10 |  | Res Water Heat |  | 5.34 | 0 | Showerhead
12673 | Retail Showerheads | Showerhead - 1.81 to 2.0 gpm - RP - Any WH - Res - C | 1.81 to 2.0 gpm showerhead: retail purchase in combined fuel PSE territory; assumed residential customer with unknown water heating fuel | Water Heating | Showerhead | Residential Use Showerhead | 1 | 2020-01-01 | 2020-12-31 | 39.4 | 6.8 | 1.5 | 1.5 | Dual | per unit | PSE-deemed | PSE Regional | 3.5 | 1.5 | 3.71 | 1.58 | Incremental | 3 | 7 | Res Water Heat | Res Water Heat | 2.51 | 0 | Showerhead
12676 | Retail Showerheads | Showerhead - 1.81 to 2.0 gpm - RP - Any WH - Res - EO | 1.81 to 2.0 gpm showerhead: retail purchase in electric-only PSE territory; assumed residential customer with unknown water heating fuel | Water Heating | Showerhead | Residential Use Showerhead | 1 | 2020-01-01 | 2020-12-31 | 46.1 | 6.8 |  |  | kWh | per unit | PSE-deemed | PSE Regional | 5 |  | 5.29 |  | Incremental | 3 | 7 | Res Water Heat |  | 2.51 | 0 | Showerhead
12679 | Retail Showerheads | Showerhead - 1.81 to 2.0 gpm - RP - Any WH - Res - GO | 1.81 to 2.0 gpm showerhead: retail purchase in natural gas-only PSE territory; assumed residential customer with unknown water heating fuel | Water Heating | Showerhead | Residential Use Showerhead | 1 | 2020-01-01 | 2020-12-31 |  |  | 2.5 |  | Therm | per unit | PSE-deemed | PSE Regional |  | 5 |  | 5.29 | Incremental | 10 |  | Res Water Heat |  | 2.51 | 0 | Showerhead
12696 | Retail Showerheads | Showerhead - w Thermostatic Restrictor - 1.5 gpm - RP - Res - C | 1.5 gpm showerhead with thermostatic restrictor: retail purchase in combined fuel PSE territory; assumed residential customer | Water Heating | Showerhead | Residential Use Showerhead | 1 | 2020-01-01 | 2020-12-31 | 61.3 |  | 2.1 |  | Dual | per unit | PSE-deemed | PSE Regional | 21 | 7 | 14.03 | 6.01 | Incremental | 10 |  | Res Water Heat | Res Water Heat | 19.27 | 0 | Adapter
12697 | Retail Showerheads | Showerhead - w Thermostatic Restrictor - 1.5 gpm - RP - Res - EO | 1.5 gpm showerhead with thermostatic restrictor: retail purchase in electric-only PSE territory; assumed residential customer | Water Heating | Showerhead | Residential Use Showerhead | 1 | 2020-01-01 | 2020-12-31 | 72.2 |  |  |  | kWh | per unit | PSE-deemed | PSE Regional | 30 |  | 20.04 |  | Incremental | 10 |  | Res Water Heat |  | 19.27 | 0 | Adapter
12694 | Retail Showerheads | Showerhead - w Thermostatic Restrictor - 1.5 gpm - RP - Res - GO | 1.5 gpm showerhead with thermostatic restrictor: retail purchase in natural gas-only PSE territory; assumed residential customer | Water Heating | Showerhead | Residential Use Showerhead | 1 | 2020-01-01 | 2020-07-31 |  |  | 3.88 |  | Therm | per unit | PSE-deemed | PSE Regional |  | 5 |  | 20.04 | Incremental | 10 |  | Res Water Heat |  | 19.27 | 0 | Adapter
12694 | Retail Showerheads | Showerhead - w Thermostatic Restrictor - 1.5 gpm - RP - Res - GO | 1.5 gpm showerhead with thermostatic restrictor: retail purchase in natural gas-only PSE territory; assumed residential customer | Water Heating | Showerhead | Residential Use Showerhead | 2 | 2020-08-01 | 2020-12-31 |  |  | 9 |  | Therm | per unit | PSE-deemed | PSE Regional |  | 5 |  | 20.04 | Incremental | 10 |  | Res Water Heat |  | 19.27 | 0 | Adapter
12695 | Retail Showerheads | Showerhead - w Thermostatic Restrictor - 1.5 gpm - RP - Res - NQC | 1.5 gpm showerhead with thermostatic restrictor: retail purchase; non-qualified residential customer | Water Heating | Showerhead | Residential Use Showerhead | 1 | 2020-01-01 | 2020-12-31 | 0 |  |  |  | kWh | per unit | PSE-deemed | PSE Regional | 0 |  | 0 |  | Incremental |  |  | Res Water Heat |  | 0 | 0 | Adapter
12950 | Retail Showerheads | Showerhead - w Thermostatic Restrictor - 1.8 gpm - RP - Res - C | 1.8 gpm showerhead with thermostatic restrictor: retail purchase in combined fuel PSE territory; assumed residential customer | Water Heating | Showerhead | Residential Use Showerhead | 1 | 2020-08-01 | 2020-12-31 | 44.4 |  | 1.5 |  | Dual | per unit | PSE-deemed | PSE Regional | 21 | 7 | 14.03 | 6.01 | Incremental | 10 |  | Res Water Heat | Res Water Heat | 13.83 | 0 | Adapter
12951 | Retail Showerheads | Showerhead - w Thermostatic Restrictor - 1.8 gpm - RP - Res - EO | 1.8 gpm showerhead with thermostatic restrictor: retail purchase in electric-only PSE territory; assumed residential customer | Water Heating | Showerhead | Residential Use Showerhead | 1 | 2020-08-01 | 2020-12-31 | 52.3 |  |  |  | kWh | per unit | PSE-deemed | PSE Regional | 30 |  | 20.04 |  | Incremental | 10 |  | Res Water Heat |  | 13.83 | 0 | Adapter
12952 | Retail Showerheads | Showerhead - w Thermostatic Restrictor - 1.8 gpm - RP - Res - GO | 1.8 gpm showerhead with thermostatic restrictor: retail purchase in natural gas-only PSE territory; assumed residential customer | Water Heating | Showerhead | Residential Use Showerhead | 1 | 2020-08-01 | 2020-12-31 |  |  | 6.5 |  | Therm | per unit | PSE-deemed | PSE Regional |  | 30 |  | 20.04 | Incremental | 10 |  | Res Water Heat |  | 13.83 | 0 | Adapter
12953 | Retail Showerheads | Showerhead - w Thermostatic Restrictor - 1.8 gpm - RP - Res - NQC | 1.8 gpm showerhead with thermostatic restrictor: retail purchase; non-qualified residential customer | Water Heating | Showerhead | Residential Use Showerhead | 1 | 2020-08-01 | 2020-12-31 | 0 |  | 0 |  | kWh | per unit | PSE-deemed | PSE Regional | 0 |  | 0 |  | Incremental |  |  | Res Water Heat |  | 0 | 0 | Adapter
12954 | Retail Showerheads | Showerhead - w Thermostatic Restrictor - 2.0 gpm - RP - Res - C | 2.0 gpm showerhead with thermostatic restrictor: retail purchase in combined fuel PSE territory; assumed residential customer | Water Heating | Showerhead | Residential Use Showerhead | 1 | 2020-08-01 | 2020-12-31 | 33.3 |  | 1.1 |  | Dual | per unit | PSE-deemed | PSE Regional | 21 | 7 | 14.03 | 6.01 | Incremental | 10 |  | Res Water Heat | Res Water Heat | 10.21 | 0 | Adapter
12955 | Retail Showerheads | Showerhead - w Thermostatic Restrictor - 2.0 gpm - RP - Res - EO | 2.0 gpm showerhead with thermostatic restrictor: retail purchase in electric-only PSE territory; assumed residential customer | Water Heating | Showerhead | Residential Use Showerhead | 1 | 2020-08-01 | 2020-12-31 | 39.2 |  |  |  | kWh | per unit | PSE-deemed | PSE Regional | 30 |  | 20.04 |  | Incremental | 10 |  | Res Water Heat |  | 10.21 | 0 | Adapter
12956 | Retail Showerheads | Showerhead - w Thermostatic Restrictor - 2.0 gpm - RP - Res - GO | 2.0 gpm showerhead with thermostatic restrictor: retail purchase in natural gas-only PSE territory; assumed residential customer | Water Heating | Showerhead | Residential Use Showerhead | 1 | 2020-08-01 | 2020-12-31 |  |  | 4.9 |  | Therm | per unit | PSE-deemed | PSE Regional |  | 30 |  | 20.04 | Incremental | 10 |  | Res Water Heat |  | 10.21 | 0 | Adapter
12957 | Retail Showerheads | Showerhead - w Thermostatic Restrictor - 2.0 gpm - RP - Res - NQC | 2.0 gpm showerhead with thermostatic restrictor: retail purchase; non-qualified residential customer | Water Heating | Showerhead | Residential Use Showerhead | 1 | 2020-08-01 | 2020-12-31 | 0 |  | 0 |  | kWh | per unit | PSE-deemed | PSE Regional | 0 |  | 0 |  | Incremental |  |  | Res Water Heat |  | 0 | 0 | Adapter
12985 | Single Family New Construction | SFNC: Built Green - 3 Star or Eqv - 10pc above WSEC - ESH - EWH - EO | Whole home incentive: Built Green; 3 star or equivalent; 10% above WA State Energy Code; electric space heating; electric water heating; electric-only customer | Combined | Combined | Combined | 1 | 2020-11-01 | 2020-12-31 | 2266 |  |  |  | kWh | per home | PSE-deemed | RTF Derived | 1000 |  | 4164 |  | Incremental | 36 |  | SF Heat Pump |  | 3.35 | 0 | Whole_Home_Incentives
12986 | Single Family New Construction | SFNC: Built Green - 3 Star or Eqv - 10pc above WSEC - NGSH - NGWH - C | Whole home incentive: Built Green; 3 star or equivalent; 10% above WA State Energy Code; natural gas space heating; natural gas water heating; combined service customer | Combined | Combined | Combined | 1 | 2020-11-01 | 2020-12-31 | 897 |  | 67 |  | Dual | per home | PSE-deemed | RTF Derived | 500 | 500 | 2364.5 | 2364.5 | Incremental | 27 |  | Res Lighting | Res Space Heat | 6.54 | 0 | Whole_Home_Incentives
12987 | Single Family New Construction | SFNC: Built Green - 3 Star or Eqv - 10pc above WSEC - NGSH - NGWH - GO | Whole home incentive: Built Green; 3 star or equivalent; 10% above WA State Energy Code; natural gas space heating; natural gas water heating; natural gas-only customer | Combined | Combined | Combined | 1 | 2020-11-01 | 2020-12-31 |  |  | 207 |  | Therm | per home | PSE-deemed | RTF Derived |  | 500 |  | 8804.23 | Incremental | 19 |  | Res Space Heat |  | 6.54 | 0 | Whole_Home_Incentives
12207 | Single Family New Construction | SFNC: Built Green - 4 Star or Eqv - 20pc above WSEC - ESH - EWH - EO | Whole home incentive: Built Green; 4 star or equivalent; 20% above WA State Energy Code; electric space heating; electric water heating; electric-only customer | Combined | Combined | Combined | 2 | 2020-01-01 | 2020-12-31 | 2883 |  |  |  | kWh | per home | PSE-deemed | RTF Derived | 1500 |  | 5354.04 |  | Incremental | 36 |  | SF Heat Pump |  | 24.59 | 0 | Whole_Home_Incentives
12209 | Single Family New Construction | SFNC: Built Green - 4 Star or Eqv - 20pc above WSEC - NGSH - NGWH - C | Whole home incentive: Built Green; 4 star or equivalent; 20% above WA State Energy Code; natural gas space heating; natural gas water heating; combined service customer | Combined | Combined | Combined | 2 | 2020-01-01 | 2020-12-31 | 274 |  | 247 |  | Dual | per home | PSE-deemed | RTF Derived | 750 | 750 | 2155 | 797 | Incremental | 36 |  | Res Lighting | Res Space Heat | 24.59 | 0 | Whole_Home_Incentives
12211 | Single Family New Construction | SFNC: Built Green - 4 Star or Eqv - 20pc above WSEC - NGSH - NGWH - GO | Whole home incentive: Built Green; 4 star or equivalent; 20% above WA State Energy Code; natural gas space heating; natural gas water heating; natural gas-only customer | Combined | Combined | Combined | 2 | 2020-01-01 | 2020-12-31 |  |  | 247 |  | Therm | per home | PSE-deemed | RTF Derived |  | 750 |  | 797 | Incremental | 36 |  | Res Space Heat |  | 24.59 | 0 | Whole_Home_Incentives
12208 | Single Family New Construction | SFNC: Built Green - 5 Star or Eqv - 30pc above WSEC - ESH - EWH - EO | Whole home incentive: Built Green; 5 star or equivalent; 30% above WA State Energy Code; electric space heating; electric water heating; electric-only customer | Combined | Combined | Combined | 2 | 2020-01-01 | 2020-12-31 | 4774 |  |  |  | kWh | per home | PSE-deemed | RTF Derived | 2000 |  | 5999.93 |  | Incremental | 33 |  | SF Heat Pump |  | 24.59 | 0 | Whole_Home_Incentives
12210 | Single Family New Construction | SFNC: Built Green - 5 Star or Eqv - 30pc above WSEC - NGSH - NGWH - C | Whole home incentive: Built Green; 5 star or equivalent; 30% above WA State Energy Code; natural gas space heating; natural gas water heating; combined service customer | Combined | Combined | Combined | 2 | 2020-01-01 | 2020-12-31 | 411 |  | 370 |  | Dual | per home | PSE-deemed | RTF Derived | 1000 | 1000 | 6443 | 2383 | Incremental | 33 |  | Res Lighting | Res Space Heat | 24.59 | 0 | Whole_Home_Incentives
12212 | Single Family New Construction | SFNC: Built Green - 5 Star or Eqv - 30pc above WSEC - NGSH - NGWH - GO | Whole home incentive: Built Green; 5 star or equivalent; 30% above WA State Energy Code; natural gas space heating; natural gas water heating; natural gas-only customer | Combined | Combined | Combined | 2 | 2020-01-01 | 2020-12-31 |  |  | 370 |  | Therm | per home | PSE-deemed | RTF Derived |  | 1000 |  | 2383 | Incremental | 36 |  | Res Space Heat |  | 24.59 | 0 | Whole_Home_Incentives
12736 | Single Family New Construction | Thermostat - Smart - EH - Res | Smart thermostat: home heated with electricity | Controls | Thermostat | Web-Enabled Thermostat | 1 | 2020-01-01 | 2020-12-31 | 506 |  |  |  | kWh | per unit | PSE-deemed | RTF Derived | 75 |  | 172.38 |  | Full | 11 |  | SF Space Heat |  | 0 | 0 | Thermostat
12738 | Single Family New Construction | Thermostat - Smart - GH - Res | Smart thermostat: home heated with natural gas | Controls | Thermostat | Web-Enabled Thermostat | 1 | 2020-01-01 | 2020-12-31 |  |  | 33 |  | Therm | per unit | PSE-deemed | RTF Derived |  | 75 |  | 172.38 | Full | 11 |  | Res Space Heat |  | 0 | 0 | Thermostat
12699 | Single Family Weatherization | Duct Sealing and Insulation - EH - SF or DX - MI | Duct sealing and insulation: single family or duplex dwelling heated with electricity; moderate income customer | Combined | Combined | Combined | 1 | 2020-08-10 | 2020-12-31 | 1253 |  |  |  | kWh | per home | PSE-deemed | Evaluation Study | 800 |  | 1000 |  | Full | 20 |  | SF Space Heat |  | 0 | 0 | Air_Sealing
12700 | Single Family Weatherization | Duct Sealing and Insulation - GH - SF or DX - MI | Duct sealing and insulation: single family or duplex dwelling heated with natural gas; moderate income customer | Combined | Combined | Combined | 1 | 2020-08-10 | 2020-12-31 |  |  | 75.33 |  | Therm | per unit | PSE-deemed | RTF Derived |  | 800 |  | 1000 | Full | 20 |  | Res Space Heat |  | 0 | 0 | Air_Sealing
12603 | Single Family Weatherization | Fan - Ventilation - Energy Star - Res | Energy Star ventilation fan: residential dwelling | HVAC | Ventilation | Mechanical Ventilation | 1 | 2020-01-01 |  | 131 |  |  |  | kWh | per unit | PSE-deemed | Program Staff | 50 |  | 50 |  | Full | 10 |  | Res Plug Load |  | 0 | 0 | Ventilation
12603 | Single Family Weatherization | Fan - Ventilation - Energy Star - Res | Energy Star ventilation fan: residential dwelling | HVAC | Ventilation | Mechanical Ventilation | 1 | 2020-01-01 |  | 131 |  |  |  | kWh | per unit | PSE-deemed | Program Staff | 50 |  | 50 |  | Full | 10 |  | Res Plug Load |  | 0 | 0 | Ventilation
12604 | Single Family Weatherization | Fan - Ventilation - Energy Star - with AS - Res | Energy Star ventilation fan: when air sealing completed in home | HVAC | Ventilation | Mechanical Ventilation | 1 | 2020-01-01 |  | 131 |  |  |  | kWh | per unit | PSE-deemed | Engineering | 200 |  | 250 |  | Incremental | 10 |  | Res Plug Load |  | 0 | 0 | Ventilation
12604 | Single Family Weatherization | Fan - Ventilation - Energy Star - with AS - Res | Energy Star ventilation fan: when air sealing completed in home | HVAC | Ventilation | Mechanical Ventilation | 1 | 2020-01-01 |  | 131 |  |  |  | kWh | per unit | PSE-deemed | Engineering | 200 |  | 250 |  | Incremental | 10 |  | Res Plug Load |  | 0 | 0 | Ventilation
12562 | Single Family Weatherization | Incentive - Add On - 3 Bundle - Wx - EH - Res | Weatherization add-on incentive: three measure bundle; home heated with electricity | Behavior | Energy Efficiency Adoption | Energy Efficiency Adoption | 1 | 2019-09-10 |  | 0 |  |  |  | kWh | per home |  |  | 250 |  | 0 | [6 empty] | 0 | 0 | Customer_Bonus
12562 | Single Family Weatherization | Incentive - Add On - 3 Bundle - Wx - EH - Res | Weatherization add-on incentive: three measure bundle; home heated with electricity | Behavior | Energy Efficiency Adoption | Energy Efficiency Adoption | 1 | 2019-09-10 |  | 0 |  |  |  | kWh | per home |  |  | 250 |  | 0 | [6 empty] | 0 | 0 | Customer_Bonus
12563 | Single Family Weatherization | Incentive - Add On - 3 Bundle - Wx - GH - Res | Weatherization add-on incentive: three measure bundle; home heated with natural gas | Behavior | Energy Efficiency Adoption | Energy Efficiency Adoption | 1 | 2019-09-10 |  |  |  | 0 |  | Therm | per home |  |  |  | 250 |  | 0 | [5 empty] | 0 | 0 | Customer_Bonus
12563 | Single Family Weatherization | Incentive - Add On - 3 Bundle - Wx - GH - Res | Weatherization add-on incentive: three measure bundle; home heated with natural gas | Behavior | Energy Efficiency Adoption | Energy Efficiency Adoption | 1 | 2019-09-10 |  |  |  | 0 |  | Therm | per home |  |  |  | 250 |  | 0 | [5 empty] | 0 | 0 | Customer_Bonus
12564 | Single Family Weatherization | Incentive - Add On - 4 Bundle - Wx - EH - Res | Weatherization add-on incentive: four measure bundle; home heated with electricity | Behavior | Energy Efficiency Adoption | Energy Efficiency Adoption | 1 | 2019-09-10 |  | 0 |  |  |  | kWh | per home |  |  | 400 |  | 0 | [6 empty] | 0 | 0 | Customer_Bonus
12564 | Single Family Weatherization | Incentive - Add On - 4 Bundle - Wx - EH - Res | Weatherization add-on incentive: four measure bundle; home heated with electricity | Behavior | Energy Efficiency Adoption | Energy Efficiency Adoption | 1 | 2019-09-10 |  | 0 |  |  |  | kWh | per home |  |  | 400 |  | 0 | [6 empty] | 0 | 0 | Customer_Bonus
12565 | Single Family Weatherization | Incentive - Add On - 4 Bundle - Wx - GH - Res | Weatherization add-on incentive: four measure bundle; home heated with natural gas | Behavior | Energy Efficiency Adoption | Energy Efficiency Adoption | 1 | 2019-09-10 |  |  |  | 0 |  | Therm | per home |  |  |  | 400 |  | 0 | [5 empty] | 0 | 0 | Customer_Bonus
12565 | Single Family Weatherization | Incentive - Add On - 4 Bundle - Wx - GH - Res | Weatherization add-on incentive: four measure bundle; home heated with natural gas | Behavior | Energy Efficiency Adoption | Energy Efficiency Adoption | 1 | 2019-09-10 |  |  |  | 0 |  | Therm | per home |  |  |  | 400 |  | 0 | [5 empty] | 0 | 0 | Customer_Bonus
12549 | Single Family Weatherization | Insulation - Attic - R0 to R22 - ER - MH - Pre HUD | Attic insulation: R0 to R22; Pre-HUD manufactured home heated with electric resistance | Weatherization | Insulation | Attic Insulation | 1 | 2019-03-19 | 2020-12-31 | 0.63 |  |  |  | kWh | square foot | RTF-deemed |  | 0.86 |  | 0.86 |  | Full | 25 |  | SF Space Heat |  | 0.005 | 0 | Insulation
12549 | Single Family Weatherization | Insulation - Attic - R0 to R22 - ER - MH - Pre HUD | Attic insulation: R0 to R22; Pre-HUD manufactured home heated with electric resistance | Weatherization | Insulation | Attic Insulation | 1 | 2019-03-19 | 2020-12-31 | 0.63 |  |  |  | kWh | square foot | RTF-deemed |  | 0.86 |  | 0.86 |  | Full | 25 |  | SF Space Heat |  | 0.005 | 0 | Insulation
12550 | Single Family Weatherization | Insulation - Attic - R0 to R22 - HP - MH - Pre HUD | Attic insulation: R0 to R22; Pre-HUD manufactured home heated with heat pump | Weatherization | Insulation | Attic Insulation | 1 | 2019-03-19 | 2020-12-31 | 0.63 |  |  |  | kWh | square foot | RTF-deemed |  | 0.86 |  | 0.86 |  | Full | 25 |  | SF Space Heat |  | 0.005 | 0 | Insulation
12550 | Single Family Weatherization | Insulation - Attic - R0 to R22 - HP - MH - Pre HUD | Attic insulation: R0 to R22; Pre-HUD manufactured home heated with heat pump | Weatherization | Insulation | Attic Insulation | 1 | 2019-03-19 | 2020-12-31 | 0.63 |  |  |  | kWh | square foot | RTF-deemed |  | 0.86 |  | 0.86 |  | Full | 25 |  | SF Space Heat |  | 0.005 | 0 | Insulation
12551 | Single Family Weatherization | Insulation - Attic - R0 to R22 - NG - MH - Pre HUD | Attic insulation: R0 to R22; Pre-HUD manufactured home heated with natural gas | Weatherization | Insulation | Attic Insulation | 2 | 2020-01-01 | 2020-12-31 |  |  | 0.03 |  | Therm | square foot | PSE-deemed | RTF Derived |  | 0.86 |  | 0.86 | Full | 25 |  | Res Space Heat |  | 0 | 0 | Insulation
12551 | Single Family Weatherization | Insulation - Attic - R0 to R22 - NG - MH - Pre HUD | Attic insulation: R0 to R22; Pre-HUD manufactured home heated with natural gas | Weatherization | Insulation | Attic Insulation | 2 | 2020-01-01 | 2020-12-31 |  |  | 0.03 |  | Therm | square foot | PSE-deemed | RTF Derived |  | 0.86 |  | 0.86 | Full | 25 |  | Res Space Heat |  | 0 | 0 | Insulation
12552 | Single Family Weatherization | Insulation - Attic - R0 to R30 - ER - MH - HUD | Attic insulation: R0 to R30; HUD manufactured home heated with electric resistance | Weatherization | Insulation | Attic Insulation | 1 | 2019-03-19 | 2020-12-31 | 0.33 |  |  |  | kWh | square foot | RTF-deemed |  | 0.97 |  | 0.97 |  | Full | 25 |  | SF Space Heat |  | 0.003 | 0 | Insulation
12552 | Single Family Weatherization | Insulation - Attic - R0 to R30 - ER - MH - HUD | Attic insulation: R0 to R30; HUD manufactured home heated with electric resistance | Weatherization | Insulation | Attic Insulation | 1 | 2019-03-19 | 2020-12-31 | 0.33 |  |  |  | kWh | square foot | RTF-deemed |  | 0.97 |  | 0.97 |  | Full | 25 |  | SF Space Heat |  | 0.003 | 0 | Insulation
12553 | Single Family Weatherization | Insulation - Attic - R0 to R30 - HP - MH - HUD | Attic insulation: R0 to R30; HUD manufactured home heated with heat pump | Weatherization | Insulation | Attic Insulation | 1 | 2019-03-19 | 2020-12-31 | 0.33 |  |  |  | kWh | square foot | RTF-deemed |  | 0.97 |  | 0.97 |  | Full | 25 |  | SF Space Heat |  | 0.003 | 0 | Insulation
12553 | Single Family Weatherization | Insulation - Attic - R0 to R30 - HP - MH - HUD | Attic insulation: R0 to R30; HUD manufactured home heated with heat pump | Weatherization | Insulation | Attic Insulation | 1 | 2019-03-19 | 2020-12-31 | 0.33 |  |  |  | kWh | square foot | RTF-deemed |  | 0.97 |  | 0.97 |  | Full | 25 |  | SF Space Heat |  | 0.003 | 0 | Insulation
12554 | Single Family Weatherization | Insulation - Attic - R0 to R30 - NG - MH - HUD | Attic insulation: R0 to R30; HUD manufactured home heated with natural gas | Weatherization | Insulation | Attic Insulation | 2 | 2020-01-01 | 2020-12-31 |  |  | 0.01 |  | Therm | square foot | PSE-deemed | RTF Derived |  | 0.97 |  | 0.97 | Full | 25 |  | Res Space Heat |  | 0 | 0 | Insulation
12554 | Single Family Weatherization | Insulation - Attic - R0 to R30 - NG - MH - HUD | Attic insulation: R0 to R30; HUD manufactured home heated with natural gas | Weatherization | Insulation | Attic Insulation | 2 | 2020-01-01 | 2020-12-31 |  |  | 0.01 |  | Therm | square foot | PSE-deemed | RTF Derived |  | 0.97 |  | 0.97 | Full | 25 |  | Res Space Heat |  | 0 | 0 | Insulation
12630 | Single Family Weatherization | Insulation - Attic - R0 to R49 - E FAF - SF or DX - MI | R0 to R49 attic insulation: single family or duplex dwelling with electric forced-air furnace; moderate income customer | Weatherization | Insulation | Attic Insulation | 1 | 2020-08-10 | 2020-12-31 | 2.35 |  |  |  | kWh | square foot | RTF-deemed |  | 1 |  | 1.24 |  | Full | 45 |  | SF Space Heat |  | 0.036 | 0 | Insulation
12631 | Single Family Weatherization | Insulation - Attic - R0 to R49 - GH - SF or DX - MI | R0 to R49 attic insulation: single family or duplex dwelling heated with natural gas; moderate income customer | Weatherization | Insulation | Attic Insulation | 1 | 2020-08-10 | 2020-12-31 |  |  | 0.1 |  | Therm | square foot | PSE-deemed | RTF Derived |  | 1 |  | 1.24 | Full | 45 |  | Res Space Heat |  | 0 | 0 | Insulation
12632 | Single Family Weatherization | Insulation - Attic - R0 to R49 - HP - SF or DX - MI | R0 to R49 attic insulation: single family or duplex dwelling with heat pump; moderate income customer | Weatherization | Insulation | Attic Insulation | 1 | 2020-08-10 | 2020-12-31 | 1.33 |  |  |  | kWh | square foot | RTF-deemed |  | 1 |  | 1.24 |  | Full | 45 |  | SF Space Heat |  | 0.017 | 0 | Insulation
12633 | Single Family Weatherization | Insulation - Attic - R0 to R49 - Zonal - SF or DX - MI | R0 to R49 attic insulation: single family or duplex dwelling with zonal heating; moderate income customer | Weatherization | Insulation | Attic Insulation | 1 | 2020-08-10 | 2020-12-31 | 2.16 |  |  |  | kWh | square foot | RTF-deemed |  | 1 |  | 1.24 |  | Full | 45 |  | SF Space Heat |  | 0.035 | 0 | Insulation
12634 | Single Family Weatherization | Insulation - Attic - R11 to R49 - E FAF - SF or DX - MI | R11 to R49 attic insulation: single family or duplex dwelling with electric forced-air furnace; moderate income customer | Weatherization | Insulation | Attic Insulation | 1 | 2020-08-10 | 2020-12-31 | 0.62 |  |  |  | kWh | square foot | RTF-deemed |  | 1 |  | 1.09 |  | Full | 45 |  | SF Space Heat |  | 0.01 | 0 | Insulation
12635 | Single Family Weatherization | Insulation - Attic - R11 to R49 - GH - SF or DX - MI | R11 to R49 attic insulation: single family or duplex dwelling heated with natural gas; moderate income customer | Weatherization | Insulation | Attic Insulation | 1 | 2020-08-10 | 2020-12-31 |  |  | 0.03 |  | Therm | square foot | PSE-deemed | RTF Derived |  | 1 |  | 1.09 | Full | 45 |  | Res Space Heat |  | 0 | 0 | Insulation
12636 | Single Family Weatherization | Insulation - Attic - R11 to R49 - HP - SF or DX - MI | R11 to R49 attic insulation: single family or duplex dwelling with heat pump; moderate income customer | Weatherization | Insulation | Attic Insulation | 1 | 2020-08-10 | 2020-12-31 | 0.26 |  |  |  | kWh | square foot | RTF-deemed |  | 1 |  | 1.09 |  | Full | 45 |  | SF Space Heat |  | 0.017 | 0 | Insulation
12637 | Single Family Weatherization | Insulation - Attic - R11 to R49 - Zonal - SF or DX - MI | R11 to R49 attic insulation: single family or duplex dwelling with zonal heating; moderate income customer | Weatherization | Insulation | Attic Insulation | 1 | 2020-08-10 | 2020-12-31 | 0.44 |  |  |  | kWh | square foot | RTF-deemed |  | 1 |  | 1.09 |  | Full | 45 |  | SF Space Heat |  | 0.007 | 0 | Insulation
12638 | Single Family Weatherization | Insulation - Floor - R0 to R30 - E FAF - SF or DX - MI | R0 to R30 floor insulation: single family or duplex dwelling with electric forced-air furnace; moderate income customer | Weatherization | Insulation | Floor Insulation | 1 | 2020-08-10 | 2020-12-31 | 1 |  |  |  | kWh | square foot | RTF-deemed |  | 0.5 |  | 1.46 |  | Full | 45 |  | SF Space Heat |  | 0.018 | 0 | Insulation
12639 | Single Family Weatherization | Insulation - Floor - R0 to R30 - GH - SF or DX - MI | R0 to R30 floor insulation: single family or duplex dwelling heated with natural gas; moderate income customer | Weatherization | Insulation | Floor Insulation | 1 | 2020-08-10 | 2020-12-31 |  |  | 0.04 |  | Therm | square foot | PSE-deemed | RTF Derived |  | 0.5 |  | 1.46 | Full | 45 |  | Res Space Heat |  | 0 | 0 | Insulation
12640 | Single Family Weatherization | Insulation - Floor - R0 to R30 - HP - SF or DX - MI | R0 to R30 floor insulation: single family or duplex dwelling with heat pump; moderate income customer | Weatherization | Insulation | Floor Insulation | 1 | 2020-08-10 | 2020-12-31 | 0.18 |  |  |  | kWh | square foot | RTF-deemed |  | 0.5 |  | 1.46 |  | Full | 45 |  | SF Space Heat |  | 0.004 | 0 | Insulation
12641 | Single Family Weatherization | Insulation - Floor - R0 to R30 - Zonal - SF or DX - MI | R0 to R30 floor insulation: single family or duplex dwelling with zonal heating; moderate income customer | Weatherization | Insulation | Floor Insulation | 1 | 2020-08-10 | 2020-12-31 | 1.03 |  |  |  | kWh | square foot | RTF-deemed |  | 0.5 |  | 1.46 |  | Full | 45 |  | SF Space Heat |  | 0.018 | 0 | Insulation
12643 | Single Family Weatherization | Insulation - Wall - R0 to R13 - E FAF - SF or DX - MI | R0 to R13 wall insulation: single family or duplex dwelling with electric forced-air furnace; moderate income customer | Weatherization | Insulation | Wall Insulation | 1 | 2020-08-10 | 2020-12-31 | 2.23 |  |  |  | kWh | square foot | RTF-deemed |  | 1.54 |  | 1.54 |  | Full | 45 |  | SF Space Heat |  | 0.038 | 0 | Insulation
12644 | Single Family Weatherization | Insulation - Wall - R0 to R13 - GH - SF or DX - MI | R0 to R13 wall insulation: single family or duplex dwelling heated with natural gas; moderate income customer | Weatherization | Insulation | Wall Insulation | 1 | 2020-08-10 | 2020-12-31 |  |  | 0.09 |  | Therm | square foot | PSE-deemed | RTF Derived |  | 1.54 |  | 1.54 | Full | 45 |  | Res Space Heat |  | 0 | 0 | Insulation
12646 | Single Family Weatherization | Insulation - Wall - R0 to R13 - HP - SF or DX - MI | R0 to R13 wall insulation: single family or duplex dwelling with heat pump; moderate income customer | Weatherization | Insulation | Wall Insulation | 1 | 2020-08-10 | 2020-12-31 | 0.96 |  |  |  | kWh | square foot | RTF-deemed |  | 1.54 |  | 1.54 |  | Full | 45 |  | SF Space Heat |  | 0.016 | 0 | Insulation
12645 | Single Family Weatherization | Insulation - Wall - R0 to R13 - Zonal - SF or DX - MI | R0 to R13 wall insulation: single family or duplex dwelling with zonal heating; moderate income customer | Weatherization | Insulation | Wall Insulation | 1 | 2020-08-10 | 2020-12-31 | 1.53 |  |  |  | kWh | square foot | RTF-deemed |  | 1.54 |  | 1.39 |  | Full | 45 |  | SF Space Heat |  | 0.026 | 0 | Insulation
12701 | Single Family Weatherization | Sealing - Air - Attic - EH - SF or DX | Attic air sealing: single family or duplex dwelling heated with electricity | Weatherization | Sealing | Air Sealing | 1 | 2020-01-01 |  | 0.15 |  |  |  | kWh | square foot | PSE-deemed | Other Utility | 0.08 |  | 0.2 |  | Incremental | 45 |  | SF Space Heat |  | 0 | 0 | Air_Sealing
12702 | Single Family Weatherization | Sealing - Air - Attic - EH - SF or DX - MI | Attic air sealing: single family or duplex dwelling heated with electricity; moderate income customer | Weatherization | Sealing | Air Sealing | 1 | 2020-08-10 |  | 0.15 |  |  |  | kWh | square foot | PSE-deemed | Other Utility | 0.2 |  | 0.2 |  | Incremental | 45 |  | SF Space Heat |  | 0 | 0 | Air_Sealing
12703 | Single Family Weatherization | Sealing - Air - Attic - GH - SF or DX | Attic air sealing: single family or duplex dwelling heated with natural gas | Weatherization | Sealing | Air Sealing | 1 | 2020-01-01 |  |  |  | 0.01 |  | Therm | square foot | PSE-deemed | Other Utility |  | 0.08 |  | 0.2 | Incremental | 45 |  | Res Space Heat |  | 0 | 0 | Air_Sealing
12704 | Single Family Weatherization | Sealing - Air - Attic - GH - SF or DX - MI | Attic air sealing: single family or duplex dwelling heated with natural gas; moderate income customer | Weatherization | Sealing | Air Sealing | 1 | 2020-08-10 |  |  |  | 0.01 |  | Therm | square foot | PSE-deemed | Other Utility |  | 0.2 |  | 0.2 | Incremental | 45 |  | Res Space Heat |  | 0 | 0 | Air_Sealing
12705 | Single Family Weatherization | Sealing - Air - Floor - EH - SF or DX | Floor air sealing: single family or duplex dwelling heated with electricity | Weatherization | Sealing | Air Sealing | 1 | 2020-01-01 |  | 0.15 |  |  |  | kWh | square foot | PSE-deemed | Other Utility | 0.08 |  | 0.2 |  | Incremental | 45 |  | SF Space Heat |  | 0 | 0 | Air_Sealing
12706 | Single Family Weatherization | Sealing - Air - Floor - EH - SF or DX - MI | Floor air sealing: single family or duplex dwelling heated with electricity; moderate income customer | Weatherization | Sealing | Air Sealing | 1 | 2020-08-10 |  | 0.15 |  |  |  | kWh | square foot | PSE-deemed | Other Utility | 0.2 |  | 0.2 |  | Incremental | 45 |  | SF Space Heat |  | 0 | 0 | Air_Sealing
12707 | Single Family Weatherization | Sealing - Air - Floor - GH - SF or DX | Floor air sealing: single family or duplex dwelling heated with natural gas | Weatherization | Sealing | Air Sealing | 1 | 2020-01-01 |  |  |  | 0.01 |  | Therm | square foot | PSE-deemed | Other Utility |  | 0.08 |  | 0.2 | Incremental | 45 |  | Res Space Heat |  | 0 | 0 | Air_Sealing
12708 | Single Family Weatherization | Sealing - Air - Floor - GH - SF or DX - MI | Floor air sealing: single family or duplex dwelling heated with natural gas; moderate income customer | Weatherization | Sealing | Air Sealing | 1 | 2020-08-10 |  |  |  | 0.01 |  | Therm | square foot | PSE-deemed | Other Utility |  | 0.2 |  | 0.2 | Incremental | 45 |  | Res Space Heat |  | 0 | 0 | Air_Sealing
12709 | Single Family Weatherization | Sealing - Air - Whole House - E FAF - SF or DX | Whole house air sealing: single family or duplex dwelling with electric forced-air furnace | Weatherization | Sealing | Air Sealing | 1 | 2020-01-01 | 2020-12-31 | 0.54 |  |  |  | kWh | per unit | RTF-deemed |  | 0.27 |  | 0.73 |  | Incremental | 15 |  | SF Space Heat |  | 0.009 | 0 | Air_Sealing
12710 | Single Family Weatherization | Sealing - Air - Whole House - GH - SF or DX | Whole house air sealing: single family or duplex dwelling heated with natural gas | Weatherization | Sealing | Air Sealing | 1 | 2020-01-01 | 2020-12-31 |  |  | 0.02 |  | Therm | per unit | PSE-deemed | RTF Derived |  | 0.27 |  | 0.73 | Incremental | 15 |  | Res Space Heat |  | 0 | 0 | Air_Sealing
12711 | Single Family Weatherization | Sealing - Air - Whole House - HP - SF or DX | Whole house air sealing: single family or duplex dwelling with heat pump | Weatherization | Sealing | Air Sealing | 1 | 2020-01-01 | 2020-12-31 | 0.24 |  |  |  | kWh | per unit | RTF-deemed |  | 0.27 |  | 0.73 |  | Incremental | 15 |  | SF Space Heat |  | 0.004 | 0 | Air_Sealing
12712 | Single Family Weatherization | Sealing - Air - Whole House - Zonal - SF or DX | Whole house air sealing: single family or duplex dwelling with zonal heating | Weatherization | Sealing | Air Sealing | 1 | 2020-01-01 | 2020-12-31 | 0.44 |  |  |  | kWh | per unit | RTF-deemed |  | 0.27 |  | 0.73 |  | Incremental | 15 |  | SF Space Heat |  | 0.008 | 0 | Air_Sealing
12713 | Single Family Weatherization | Sealing - Duct - E FAF - SF or DX - MI | Duct sealing: single family or duplex dwelling with electric forced-air furnace; moderate income customer | Weatherization | Sealing | Duct Sealing | 1 | 2020-08-10 |  | 1254 |  |  |  | kWh | per home | RTF-deemed |  | 600 |  | 631.58 |  | Incremental | 20 |  | SF Space Heat |  | 0 | 0 | Air_Sealing
12714 | Single Family Weatherization | Sealing - Duct - EH - MH | Duct sealing: manufactured home heated with electricity | Weatherization | Sealing | Duct Sealing | 1 | 2020-01-01 |  | 468 |  |  |  | kWh | per home | PSE-deemed | Other Utility | 450 |  | 549 |  | Incremental | 18 |  | SF Space Heat |  | 0 | 0 | Air_Sealing
12715 | Single Family Weatherization | Sealing - Duct - GH - MH | Duct sealing: manufactured home heated with natural gas | Weatherization | Sealing | Duct Sealing | 1 | 2020-01-01 |  |  |  | 18.96 |  | Therm | per home | PSE-deemed | Other Utility |  | 450 |  | 549 | Incremental | 18 |  | Res Space Heat |  | 0 | 0 | Air_Sealing
12716 | Single Family Weatherization | Sealing - Duct - GH - SF or DX - MI | Duct sealing: single family or duplex dwelling heated with natural gas; moderate income customer | Weatherization | Sealing | Duct Sealing | 1 | 2020-08-10 |  |  |  | 50.81 |  | Therm | per home | PSE-deemed | RTF Derived |  | 600 |  | 631.58 | Incremental | 20 |  | Res Space Heat |  | 0 | 0 | Air_Sealing
12717 | Single Family Weatherization | Sealing - Duct - HP - SF or DX - MI | Duct sealing: single family or duplex dwelling with heat pump; moderate income customer | Weatherization | Sealing | Duct Sealing | 1 | 2020-08-10 |  | 848 |  |  |  | kWh | per home | RTF-deemed |  | 600 |  | 631.58 |  | Incremental | 20 |  | SF Space Heat |  | 0 | 0 | Air_Sealing
10920 | Single Family Weatherization | SFWX: Carbon Monoxide Detector | Carbon monoxide detector | Safety | Safety Equipment | Safety Equipment | 3 | 2020-01-01 | 2020-12-31 |  |  | 0 |  | Therm | per home |  |  |  | 35.5 |  | 35.5 | Full | 5 |  | Res Space Heat |  | 0 | 0 | Health_Safety_and_Repair
10920 | Single Family Weatherization | SFWX: Carbon Monoxide Detector | Carbon monoxide detector | Safety | Safety Equipment | Safety Equipment | 3 | 2020-01-01 | 2020-12-31 |  |  | 0 |  | Therm | per home |  |  |  | 35.5 |  | 35.5 | Full | 5 |  | Res Space Heat |  | 0 | 0 | Health_Safety_and_Repair
10912 | Single Family Weatherization | SFWX: Insulation - Attic - R0 to R49 - FAF | Attic Insulation: R0 to R49; home heated with forced-air furnace | Weatherization | Insulation | Attic Insulation | 5 | 2020-01-01 | 2020-12-31 | 2.35 |  |  |  | kWh | square foot | RTF-deemed |  | 0.5 |  | 1.24 |  | Full | 45 |  | SF Space Heat |  | 0.036 | 0 | Insulation
10912 | Single Family Weatherization | SFWX: Insulation - Attic - R0 to R49 - FAF | Attic Insulation: R0 to R49; home heated with forced-air furnace | Weatherization | Insulation | Attic Insulation | 5 | 2020-01-01 | 2020-12-31 | 2.35 |  |  |  | kWh | square foot | RTF-deemed |  | 0.5 |  | 1.24 |  | Full | 45 |  | SF Space Heat |  | 0.036 | 0 | Insulation
10914 | Single Family Weatherization | SFWX: Insulation - Attic - R0 to R49 - HP | Attic Insulation: R0 to R49; home heated with heat pump | Weatherization | Insulation | Attic Insulation | 5 | 2020-01-01 | 2020-12-31 | 1.33 |  |  |  | kWh | square foot | RTF-deemed |  | 0.5 |  | 1.24 |  | Full | 45 |  | SF Space Heat |  | 0.017 | 0 | Insulation
10914 | Single Family Weatherization | SFWX: Insulation - Attic - R0 to R49 - HP | Attic Insulation: R0 to R49; home heated with heat pump | Weatherization | Insulation | Attic Insulation | 5 | 2020-01-01 | 2020-12-31 | 1.33 |  |  |  | kWh | square foot | RTF-deemed |  | 0.5 |  | 1.24 |  | Full | 45 |  | SF Space Heat |  | 0.017 | 0 | Insulation
10913 | Single Family Weatherization | SFWX: Insulation - Attic - R0 to R49 - NG | Attic Insulation: R0 to R49; home heated with natural gas | Weatherization | Insulation | Attic Insulation | 5 | 2020-01-01 | 2020-12-31 |  |  | 0.1 |  | Therm | square foot | PSE-deemed | RTF Derived |  | 0.5 |  | 1.24 | Full | 45 |  | Res Space Heat |  | 0 | 0 | Insulation
10913 | Single Family Weatherization | SFWX: Insulation - Attic - R0 to R49 - NG | Attic Insulation: R0 to R49; home heated with natural gas | Weatherization | Insulation | Attic Insulation | 5 | 2020-01-01 | 2020-12-31 |  |  | 0.1 |  | Therm | square foot | PSE-deemed | RTF Derived |  | 0.5 |  | 1.24 | Full | 45 |  | Res Space Heat |  | 0 | 0 | Insulation
10915 | Single Family Weatherization | SFWX: Insulation - Attic - R0 to R49 - Zonal | Attic Insulation: R0 to R49; home with zonal heating | Weatherization | Insulation | Attic Insulation | 5 | 2020-01-01 | 2020-12-31 | 2.16 |  |  |  | kWh | square foot | RTF-deemed |  | 0.5 |  | 1.24 |  | Full | 45 |  | SF Space Heat |  | 0.035 | 0 | Insulation
10915 | Single Family Weatherization | SFWX: Insulation - Attic - R0 to R49 - Zonal | Attic Insulation: R0 to R49; home with zonal heating | Weatherization | Insulation | Attic Insulation | 5 | 2020-01-01 | 2020-12-31 | 2.16 |  |  |  | kWh | square foot | RTF-deemed |  | 0.5 |  | 1.24 |  | Full | 45 |  | SF Space Heat |  | 0.035 | 0 | Insulation
10916 | Single Family Weatherization | SFWX: Insulation - Attic - R11 to R49 - FAF | Attic Insulation: R11 to R49; home heated with forced-air furnace | Weatherization | Insulation | Attic Insulation | 5 | 2020-01-01 | 2020-12-31 | 0.62 |  |  |  | kWh | square foot | RTF-deemed |  | 0.5 |  | 1.09 |  | Full | 45 |  | SF Space Heat |  | 0.01 | 0 | Insulation
10916 | Single Family Weatherization | SFWX: Insulation - Attic - R11 to R49 - FAF | Attic Insulation: R11 to R49; home heated with forced-air furnace | Weatherization | Insulation | Attic Insulation | 5 | 2020-01-01 | 2020-12-31 | 0.62 |  |  |  | kWh | square foot | RTF-deemed |  | 0.5 |  | 1.09 |  | Full | 45 |  | SF Space Heat |  | 0.01 | 0 | Insulation
10918 | Single Family Weatherization | SFWX: Insulation - Attic - R11 to R49 - HP | Attic Insulation: R11 to R49; home heated with heat pump | Weatherization | Insulation | Attic Insulation | 5 | 2020-01-01 | 2020-12-31 | 0.26 |  |  |  | kWh | square foot | RTF-deemed |  | 0.5 |  | 1.09 |  | Full | 45 |  | SF Space Heat |  | 0.017 | 0 | Insulation
10918 | Single Family Weatherization | SFWX: Insulation - Attic - R11 to R49 - HP | Attic Insulation: R11 to R49; home heated with heat pump | Weatherization | Insulation | Attic Insulation | 5 | 2020-01-01 | 2020-12-31 | 0.26 |  |  |  | kWh | square foot | RTF-deemed |  | 0.5 |  | 1.09 |  | Full | 45 |  | SF Space Heat |  | 0.017 | 0 | Insulation
10917 | Single Family Weatherization | SFWX: Insulation - Attic - R11 to R49 - NG | Attic Insulation: R11 to R49; home heated with natural gas | Weatherization | Insulation | Attic Insulation | 4 | 2020-01-01 | 2020-12-31 |  |  | 0.03 |  | Therm | square foot | PSE-deemed | RTF Derived |  | 0.5 |  | 1.09 | Full | 45 |  | Res Space Heat |  | 0 | 0 | Insulation
10917 | Single Family Weatherization | SFWX: Insulation - Attic - R11 to R49 - NG | Attic Insulation: R11 to R49; home heated with natural gas | Weatherization | Insulation | Attic Insulation | 4 | 2020-01-01 | 2020-12-31 |  |  | 0.03 |  | Therm | square foot | PSE-deemed | RTF Derived |  | 0.5 |  | 1.09 | Full | 45 |  | Res Space Heat |  | 0 | 0 | Insulation
10919 | Single Family Weatherization | SFWX: Insulation - Attic - R11 to R49 - Zonal | Attic Insulation: R11 to R49; home with zonal heating | Weatherization | Insulation | Attic Insulation | 4 | 2020-01-01 | 2020-12-31 | 0.44 |  |  |  | kWh | square foot | RTF-deemed |  | 0.5 |  | 1.09 |  | Full | 45 |  | SF Space Heat |  | 0.007 | 0 | Insulation
10919 | Single Family Weatherization | SFWX: Insulation - Attic - R11 to R49 - Zonal | Attic Insulation: R11 to R49; home with zonal heating | Weatherization | Insulation | Attic Insulation | 4 | 2020-01-01 | 2020-12-31 | 0.44 |  |  |  | kWh | square foot | RTF-deemed |  | 0.5 |  | 1.09 |  | Full | 45 |  | SF Space Heat |  | 0.007 | 0 | Insulation
10923 | Single Family Weatherization | SFWX: Insulation - Floor - R0 to R22 - HP - MH | Floor Insulation: R0 to R22; manufactured home heated with heat pump | Weatherization | Insulation | Floor Insulation | 4 | 2019-03-19 | 2020-12-31 | 0.46 |  |  |  | kWh | per unit | RTF-deemed |  | 1.39 |  | 1.39 |  | Full | 25 |  | SF Space Heat |  | 0.004 | 0 | Insulation
10923 | Single Family Weatherization | SFWX: Insulation - Floor - R0 to R22 - HP - MH | Floor Insulation: R0 to R22; manufactured home heated with heat pump | Weatherization | Insulation | Floor Insulation | 4 | 2019-03-19 | 2020-12-31 | 0.46 |  |  |  | kWh | per unit | RTF-deemed |  | 1.39 |  | 1.39 |  | Full | 25 |  | SF Space Heat |  | 0.004 | 0 | Insulation
10925 | Single Family Weatherization | SFWX: Insulation - Floor - R0 to R22 - NG - MH | Floor Insulation: R0 to R22; manufactured home heated with natural gas | Weatherization | Insulation | Floor Insulation | 5 | 2020-01-01 | 2020-12-31 |  |  | 0.02 |  | Therm | per unit | PSE-deemed | RTF Derived |  | 1.39 |  | 1.39 | Full | 25 |  | Res Space Heat |  | 0 | 0 | Insulation
10925 | Single Family Weatherization | SFWX: Insulation - Floor - R0 to R22 - NG - MH | Floor Insulation: R0 to R22; manufactured home heated with natural gas | Weatherization | Insulation | Floor Insulation | 5 | 2020-01-01 | 2020-12-31 |  |  | 0.02 |  | Therm | per unit | PSE-deemed | RTF Derived |  | 1.39 |  | 1.39 | Full | 25 |  | Res Space Heat |  | 0 | 0 | Insulation
10924 | Single Family Weatherization | SFWX: Insulation - Floor - R0 to R22 - Zonal - MH | Floor Insulation: R0 to R22; manufactured home with zonal heating | Weatherization | Insulation | Floor Insulation | 4 | 2019-03-19 | 2020-12-31 | 0.46 |  |  |  | kWh | per unit | RTF-deemed |  | 1.39 |  | 1.39 |  | Full | 25 |  | SF Space Heat |  | 0.004 | 0 | Insulation
10924 | Single Family Weatherization | SFWX: Insulation - Floor - R0 to R22 - Zonal - MH | Floor Insulation: R0 to R22; manufactured home with zonal heating | Weatherization | Insulation | Floor Insulation | 4 | 2019-03-19 | 2020-12-31 | 0.46 |  |  |  | kWh | per unit | RTF-deemed |  | 1.39 |  | 1.39 |  | Full | 25 |  | SF Space Heat |  | 0.004 | 0 | Insulation
10926 | Single Family Weatherization | SFWX: Insulation - Floor - R0 to R30 - FAF | Floor Insulation: R0 to R30; home heated with forced-air furnace | Weatherization | Insulation | Floor Insulation | 6 | 2020-01-01 | 2020-12-31 | 1 |  |  |  | kWh | square foot | RTF-deemed |  | 0.25 |  | 1.46 |  | Full | 45 |  | SF Space Heat |  | 0.018 | 0 | Insulation
10926 | Single Family Weatherization | SFWX: Insulation - Floor - R0 to R30 - FAF | Floor Insulation: R0 to R30; home heated with forced-air furnace | Weatherization | Insulation | Floor Insulation | 6 | 2020-01-01 | 2020-12-31 | 1 |  |  |  | kWh | square foot | RTF-deemed |  | 0.25 |  | 1.46 |  | Full | 45 |  | SF Space Heat |  | 0.018 | 0 | Insulation
10928 | Single Family Weatherization | SFWX: Insulation - Floor - R0 to R30 - HP | Floor Insulation: R0 to R30; home heated with heat pump | Weatherization | Insulation | Floor Insulation | 6 | 2020-01-01 | 2020-12-31 | 0.18 |  |  |  | kWh | square foot | RTF-deemed |  | 0.25 |  | 1.46 |  | Full | 45 |  | SF Space Heat |  | 0.004 | 0 | Insulation
10928 | Single Family Weatherization | SFWX: Insulation - Floor - R0 to R30 - HP | Floor Insulation: R0 to R30; home heated with heat pump | Weatherization | Insulation | Floor Insulation | 6 | 2020-01-01 | 2020-12-31 | 0.18 |  |  |  | kWh | square foot | RTF-deemed |  | 0.25 |  | 1.46 |  | Full | 45 |  | SF Space Heat |  | 0.004 | 0 | Insulation
10927 | Single Family Weatherization | SFWX: Insulation - Floor - R0 to R30 - NG | Floor Insulation: R0 to R30; home heated with natural gas | Weatherization | Insulation | Floor Insulation | 6 | 2020-01-01 | 2020-12-31 |  |  | 0.04 |  | Therm | square foot | PSE-deemed | RTF Derived |  | 0.25 |  | 1.46 | Full | 45 |  | Res Space Heat |  | 0 | 0 | Insulation
10927 | Single Family Weatherization | SFWX: Insulation - Floor - R0 to R30 - NG | Floor Insulation: R0 to R30; home heated with natural gas | Weatherization | Insulation | Floor Insulation | 6 | 2020-01-01 | 2020-12-31 |  |  | 0.04 |  | Therm | square foot | PSE-deemed | RTF Derived |  | 0.25 |  | 1.46 | Full | 45 |  | Res Space Heat |  | 0 | 0 | Insulation
10929 | Single Family Weatherization | SFWX: Insulation - Floor - R0 to R30 - Zonal | Floor Insulation: R0 to R30; home with zonal heating | Weatherization | Insulation | Floor Insulation | 6 | 2020-01-01 | 2020-12-31 | 1.03 |  |  |  | kWh | square foot | RTF-deemed |  | 0.25 |  | 1.46 |  | Full | 45 |  | SF Space Heat |  | 0.018 | 0 | Insulation
10929 | Single Family Weatherization | SFWX: Insulation - Floor - R0 to R30 - Zonal | Floor Insulation: R0 to R30; home with zonal heating | Weatherization | Insulation | Floor Insulation | 6 | 2020-01-01 | 2020-12-31 | 1.03 |  |  |  | kWh | square foot | RTF-deemed |  | 0.25 |  | 1.46 |  | Full | 45 |  | SF Space Heat |  | 0.018 | 0 | Insulation
10945 | Single Family Weatherization | SFWX: Insulation - Wall - R0 to R13 - FAF | Wall insulation: R0 to R13: home heated with forced-air furnace | Weatherization | Insulation | Wall Insulation | 7 | 2020-01-01 | 2020-12-31 | 2.23 |  |  |  | kWh | square foot | RTF-deemed |  | 0.75 |  | 1.54 |  | Full | 45 |  | SF Space Heat |  | 0.038 | 0 | Insulation
10945 | Single Family Weatherization | SFWX: Insulation - Wall - R0 to R13 - FAF | Wall insulation: R0 to R13: home heated with forced-air furnace | Weatherization | Insulation | Wall Insulation | 7 | 2020-01-01 | 2020-12-31 | 2.23 |  |  |  | kWh | square foot | RTF-deemed |  | 0.75 |  | 1.54 |  | Full | 45 |  | SF Space Heat |  | 0.038 | 0 | Insulation
10947 | Single Family Weatherization | SFWX: Insulation - Wall - R0 to R13 - HP | Wall insulation: R0 to R13: home heated with heat pump | Weatherization | Insulation | Wall Insulation | 6 | 2020-01-01 | 2020-12-31 | 0.96 |  |  |  | kWh | square foot | RTF-deemed |  | 0.75 |  | 1.54 |  | Full | 45 |  | SF Space Heat |  | 0.016 | 0 | Insulation
10947 | Single Family Weatherization | SFWX: Insulation - Wall - R0 to R13 - HP | Wall insulation: R0 to R13: home heated with heat pump | Weatherization | Insulation | Wall Insulation | 6 | 2020-01-01 | 2020-12-31 | 0.96 |  |  |  | kWh | square foot | RTF-deemed |  | 0.75 |  | 1.54 |  | Full | 45 |  | SF Space Heat |  | 0.016 | 0 | Insulation
10946 | Single Family Weatherization | SFWX: Insulation - Wall - R0 to R13 - NG | Wall insulation: R0 to R13: home heated with natural gas | Weatherization | Insulation | Wall Insulation | 4 | 2020-01-01 | 2020-12-31 |  |  | 0.09 |  | Therm | square foot | PSE-deemed | RTF Derived |  | 0.75 |  | 1.54 | Full | 45 |  | Res Space Heat |  | 0 | 0 | Insulation
10946 | Single Family Weatherization | SFWX: Insulation - Wall - R0 to R13 - NG | Wall insulation: R0 to R13: home heated with natural gas | Weatherization | Insulation | Wall Insulation | 4 | 2020-01-01 | 2020-12-31 |  |  | 0.09 |  | Therm | square foot | PSE-deemed | RTF Derived |  | 0.75 |  | 1.54 | Full | 45 |  | Res Space Heat |  | 0 | 0 | Insulation
10948 | Single Family Weatherization | SFWX: Insulation - Wall - R0 to R13 - Zonal | Wall insulation: R0 to R13: home heated with zonal heating | Weatherization | Insulation | Wall Insulation | 7 | 2020-01-01 | 2020-12-31 | 1.53 |  |  |  | kWh | square foot | RTF-deemed |  | 0.75 |  | 1.39 |  | Full | 45 |  | SF Space Heat |  | 0.026 | 0 | Insulation
10948 | Single Family Weatherization | SFWX: Insulation - Wall - R0 to R13 - Zonal | Wall insulation: R0 to R13: home heated with zonal heating | Weatherization | Insulation | Wall Insulation | 7 | 2020-01-01 | 2020-12-31 | 1.53 |  |  |  | kWh | square foot | RTF-deemed |  | 0.75 |  | 1.39 |  | Full | 45 |  | SF Space Heat |  | 0.026 | 0 | Insulation
10942 | Single Family Weatherization | SFWX: Sealing - Duct - FAF | Duct sealing: home heated with forced-air furnace | Weatherization | Sealing | Duct Sealing | 4 | 2020-01-01 |  | 1254 |  |  |  | kWh | per home | RTF-deemed |  | 300 |  | 631.58 |  | Incremental | 20 |  | SF Space Heat |  | 0 | 0 | Air_Sealing
10942 | Single Family Weatherization | SFWX: Sealing - Duct - FAF | Duct sealing: home heated with forced-air furnace | Weatherization | Sealing | Duct Sealing | 4 | 2020-01-01 |  | 1254 |  |  |  | kWh | per home | RTF-deemed |  | 300 |  | 631.58 |  | Incremental | 20 |  | SF Space Heat |  | 0 | 0 | Air_Sealing
10944 | Single Family Weatherization | SFWX: Sealing - Duct - HP | Duct sealing: home heated with heat pump | Weatherization | Sealing | Duct Sealing | 4 | 2020-01-01 |  | 848 |  |  |  | kWh | per home | RTF-deemed |  | 300 |  | 631.58 |  | Incremental | 20 |  | SF Space Heat |  | 0 | 0 | Air_Sealing
10944 | Single Family Weatherization | SFWX: Sealing - Duct - HP | Duct sealing: home heated with heat pump | Weatherization | Sealing | Duct Sealing | 4 | 2020-01-01 |  | 848 |  |  |  | kWh | per home | RTF-deemed |  | 300 |  | 631.58 |  | Incremental | 20 |  | SF Space Heat |  | 0 | 0 | Air_Sealing
10943 | Single Family Weatherization | SFWX: Sealing - Duct - NG | Duct sealing: home heated with natural gas | Weatherization | Sealing | Duct Sealing | 3 | 2020-01-01 |  |  |  | 50.81 |  | Therm | per home | PSE-deemed | RTF Derived |  | 300 |  | 631.58 | Incremental | 20 |  | Res Space Heat |  | 0 | 0 | Air_Sealing
10943 | Single Family Weatherization | SFWX: Sealing - Duct - NG | Duct sealing: home heated with natural gas | Weatherization | Sealing | Duct Sealing | 3 | 2020-01-01 |  |  |  | 50.81 |  | Therm | per home | PSE-deemed | RTF Derived |  | 300 |  | 631.58 | Incremental | 20 |  | Res Space Heat |  | 0 | 0 | Air_Sealing
10940 | Single Family Weatherization | SFWX: Sealing - Duct and Insulation - E | Duct sealing and insulation: home heated with electricity | Combined | Combined | Combined | 3 | 2020-01-01 | 2020-12-31 | 1253 |  |  |  | kWh | per home | PSE-deemed | Evaluation Study | 400 |  | 1000 |  | Full | 20 |  | SF Space Heat |  | 0 | 0 | Air_Sealing
10940 | Single Family Weatherization | SFWX: Sealing - Duct and Insulation - E | Duct sealing and insulation: home heated with electricity | Combined | Combined | Combined | 3 | 2020-01-01 | 2020-12-31 | 1253 |  |  |  | kWh | per home | PSE-deemed | Evaluation Study | 400 |  | 1000 |  | Full | 20 |  | SF Space Heat |  | 0 | 0 | Air_Sealing
10941 | Single Family Weatherization | SFWX: Sealing - Duct and Insulation - NG | Duct sealing and insulation: home heated with natural gas | Combined | Combined | Combined | 3 | 2020-01-01 | 2020-12-31 |  |  | 75.33 |  | Therm | per unit | PSE-deemed | RTF Derived |  | 400 |  | 1000 | Full | 20 |  | Res Space Heat |  | 0 | 0 | Air_Sealing
10941 | Single Family Weatherization | SFWX: Sealing - Duct and Insulation - NG | Duct sealing and insulation: home heated with natural gas | Combined | Combined | Combined | 3 | 2020-01-01 | 2020-12-31 |  |  | 75.33 |  | Therm | per unit | PSE-deemed | RTF Derived |  | 400 |  | 1000 | Full | 20 |  | Res Space Heat |  | 0 | 0 | Air_Sealing
10067 | Small Business Direct Install | Adjustment - EME - Custom | Custom measure for engineering adjustment | Other | Other | Other | 1 | 2012-01-01 | [5 empty] | Dual | calculated | Custom | [6 empty] | 2 | [5 empty] | Custom_Grant
10073 | Small Business Direct Install | Boiler - Hot Water - Custom | Custom water heating measure: hot water boiler | HVAC | HVAC Boiler | HVAC Boiler | 1 | 2012-01-01 | [5 empty] | Dual | calculated | Custom | [6 empty] | 24 | [5 empty] | Custom_Grant
10075 | Small Business Direct Install | Boiler - Steam - Custom | Custom HVAC measure: steam boiler | HVAC | HVAC Boiler | HVAC Boiler | 1 | 2012-01-01 | [5 empty] | Dual | calculated | Custom | [6 empty] | 30 | [5 empty] | Custom_Grant
12934 | Small Business Direct Install | Case Lighting - LED - Low Power - Outside Refrigerated Space - w HVAC Interaction - from Single T12 - Grocery | Low-power LED case lighting outside refrigerated space with HVAC interaction: replacing single row T12; installed in grocery | Lighting | Display Lighting | Refrigeration Lighting | 1 | 2020-06-01 |  | 51.82 |  |  |  | kWh | linear foot | PSE-deemed | Combination | 17 |  | 17 |  | Full | 7 |  | Comm Lighting |  | 0 | 0 | Lamp
12922 | Small Business Direct Install | Case Lighting - LED - Low Power - Outside Refrigerated Space - w HVAC Interaction - from Single T12 - Restaurant | Low-power LED case lighting outside refrigerated space with HVAC interaction: replacing single row T12; installed in restaurant | Lighting | Display Lighting | Refrigeration Lighting | 1 | 2020-06-01 |  | 35.54 |  |  |  | kWh | linear foot | PSE-deemed | Combination | 17 |  | 17 |  | Full | 13 |  | Comm Lighting |  | 0 | 0 | Lamp
12933 | Small Business Direct Install | Case Lighting - LED - Low Power - Outside Refrigerated Space - w HVAC Interaction - from Single T8 - Grocery | Low-power LED case lighting outside refrigerated space with HVAC interaction: replacing single row T8; installed in grocery | Lighting | Display Lighting | Refrigeration Lighting | 1 | 2020-06-01 |  | 31.62 |  |  |  | kWh | linear foot | PSE-deemed | Combination | 17 |  | 17 |  | Full | 7 |  | Comm Lighting |  | 0 | 0 | Lamp
12921 | Small Business Direct Install | Case Lighting - LED - Low Power - Outside Refrigerated Space - w HVAC Interaction - from Single T8 - Restaurant | Low-power LED case lighting outside refrigerated space with HVAC interaction: replacing single row T8; installed in restaurant | Lighting | Display Lighting | Refrigeration Lighting | 1 | 2020-06-01 |  | 21.68 |  |  |  | kWh | linear foot | PSE-deemed | Combination | 17 |  | 17 |  | Full | 13 |  | Comm Lighting |  | 0 | 0 | Lamp
12938 | Small Business Direct Install | Case Lighting - LED - Low Power - Refrigerated Space - Low Temp - from Single T12 - Grocery | Low-power LED case lighting inside low temperature refrigerated space: replacing single row T12; installed in grocery | Lighting | Display Lighting | Refrigeration Lighting | 1 | 2020-06-01 |  | 74 |  |  |  | kWh | linear foot | PSE-deemed | Combination | 17 |  | 17 |  | Full | 7 |  | Comm Lighting |  | 0 | 0 | Lamp
12926 | Small Business Direct Install | Case Lighting - LED - Low Power - Refrigerated Space - Low Temp - from Single T12 - Restaurant | Low-power LED case lighting inside low temperature refrigerated space: replacing single row T12; installed in restaurant | Lighting | Display Lighting | Refrigeration Lighting | 1 | 2020-06-01 |  | 50.74 |  |  |  | kWh | linear foot | PSE-deemed | Combination | 17 |  | 17 |  | Full | 13 |  | Comm Lighting |  | 0 | 0 | Lamp
12937 | Small Business Direct Install | Case Lighting - LED - Low Power - Refrigerated Space - Low Temp - from Single T8 - Grocery | Low-power LED case lighting inside low temperature refrigerated space: replacing single row T8; installed in grocery | Lighting | Display Lighting | Refrigeration Lighting | 1 | 2020-06-01 |  | 45.15 |  |  |  | kWh | linear foot | PSE-deemed | Combination | 17 |  | 17 |  | Full | 7 |  | Comm Lighting |  | 0 | 0 | Lamp
12925 | Small Business Direct Install | Case Lighting - LED - Low Power - Refrigerated Space - Low Temp - from Single T8 - Restaurant | Low-power LED case lighting inside low temperature refrigerated space: replacing single row T8; installed in restaurant | Lighting | Display Lighting | Refrigeration Lighting | 1 | 2020-06-01 |  | 30.96 |  |  |  | kWh | linear foot | PSE-deemed | Combination | 17 |  | 17 |  | Full | 13 |  | Comm Lighting |  | 0 | 0 | Lamp
12930 | Small Business Direct Install | Case Lighting - LED - Low Power - Refrigerated Space - Med Temp - from Single T12 - Grocery | Low-power LED case lighting inside medium temperature refrigerated space: replacing single row T12; installed in grocery | Lighting | Display Lighting | Refrigeration Lighting | 1 | 2020-06-01 |  | 60.64 |  |  |  | kWh | linear foot | PSE-deemed | Combination | 17 |  | 17 |  | Full | 7 |  | Comm Lighting |  | 0 | 0 | Lamp
12918 | Small Business Direct Install | Case Lighting - LED - Low Power - Refrigerated Space - Med Temp - from Single T12 - Restaurant | Low-power LED case lighting inside medium temperature refrigerated space: replacing single row T12; installed in restaurant | Lighting | Display Lighting | Refrigeration Lighting | 1 | 2020-07-01 |  | 41.58 |  |  |  | kWh | linear foot | PSE-deemed | Combination | 17 |  | 17 |  | Full | 13 |  | Comm Lighting |  | 0 | 0 | Lamp
12929 | Small Business Direct Install | Case Lighting - LED - Low Power - Refrigerated Space - Med Temp - from Single T8 - Grocery | Low-power LED case lighting inside medium temperature refrigerated space: replacing single row T8; installed in grocery | Lighting | Display Lighting | Refrigeration Lighting | 1 | 2020-06-01 |  | 37 |  |  |  | kWh | linear foot | PSE-deemed | Combination | 17 |  | 17 |  | Full | 7 |  | Comm Lighting |  | 0 | 0 | Lamp
12917 | Small Business Direct Install | Case Lighting - LED - Low Power - Refrigerated Space - Med Temp - from Single T8 - Restaurant | Low-power LED case lighting inside medium temperature refrigerated space: replacing single row T8; installed in restaurant | Lighting | Display Lighting | Refrigeration Lighting | 1 | 2020-07-01 |  | 25.37 |  |  |  | kWh | linear foot | PSE-deemed | Combination | 17 |  | 17 |  | Full | 13 |  | Comm Lighting |  | 0 | 0 | Lamp
12936 | Small Business Direct Install | Case Lighting - Outside Refrigerated Space - w HVAC Interaction - Delamp - from Double T8 or T12 - Grocery | Case lighting outside refrigerated space with HVAC interaction: delamp from double row T8 or T12; installed in grocery | Lighting | Display Lighting | Refrigeration Lighting | 1 | 2020-06-01 |  | 103.07 |  |  |  | kWh | linear foot | PSE-deemed | Combination | 0.5 |  | 17 |  | Full | 7 |  | Comm Lighting |  | 0 | 0 | Lamp
12924 | Small Business Direct Install | Case Lighting - Outside Refrigerated Space - w HVAC Interaction - Delamp - from Double T8 or T12 - Restaurant | Case lighting outside refrigerated space with HVAC interaction: delamp from double row T8 or T12; installed in restaurant | Lighting | Display Lighting | Refrigeration Lighting | 1 | 2020-06-01 |  | 70.68 |  |  |  | kWh | linear foot | PSE-deemed | Combination | 0.5 |  | 17 |  | Full | 13 |  | Comm Lighting |  | 0 | 0 | Lamp
12935 | Small Business Direct Install | Case Lighting - Outside Refrigerated Space - w HVAC Interaction - Delamp - from Single T8 or T12 - Grocery | Case lighting outside refrigerated space with HVAC interaction: delamp from single row T8 or T12; installed in grocery | Lighting | Display Lighting | Refrigeration Lighting | 1 | 2020-06-01 |  | 51.53 |  |  |  | kWh | linear foot | PSE-deemed | Combination | 0.5 |  | 17 |  | Full | 7 |  | Comm Lighting |  | 0 | 0 | Lamp
12923 | Small Business Direct Install | Case Lighting - Outside Refrigerated Space - w HVAC Interaction - Delamp - from Single T8 or T12 - Restaurant | Case lighting outside refrigerated space with HVAC interaction: delamp from single row T8 or T12; installed in restaurant | Lighting | Display Lighting | Refrigeration Lighting | 1 | 2020-06-01 |  | 35.54 |  |  |  | kWh | linear foot | PSE-deemed | Combination | 0.5 |  | 17 |  | Full | 13 |  | Comm Lighting |  | 0 | 0 | Lamp
12940 | Small Business Direct Install | Case Lighting - Refrigerated Space - Low Temp - Delamp - from Double T8 or T12 - Grocery | Case lighting inside low temperature refrigerated space: delamp from double row T8 or T12; installed in grocery | Lighting | Display Lighting | Refrigeration Lighting | 1 | 2020-06-01 |  | 147.17 |  |  |  | kWh | linear foot | PSE-deemed | Combination | 0.5 |  | 17 |  | Full | 7 |  | Comm Lighting |  | 0 | 0 | Lamp
12928 | Small Business Direct Install | Case Lighting - Refrigerated Space - Low Temp - Delamp - from Double T8 or T12 - Restaurant | Case lighting inside low temperature refrigerated space: delamp from double row T8 or T12; installed in restaurant | Lighting | Display Lighting | Refrigeration Lighting | 1 | 2020-06-01 |  | 100.92 |  |  |  | kWh | linear foot | PSE-deemed | Combination | 0.5 |  | 17 |  | Full | 13 |  | Comm Lighting |  | 0 | 0 | Lamp
12939 | Small Business Direct Install | Case Lighting - Refrigerated Space - Low Temp - Delamp - from Single T8 or T12 - Grocery | Case lighting inside low temperature refrigerated space: delamp from single row T8 or T12; installed in grocery | Lighting | Display Lighting | Refrigeration Lighting | 1 | 2020-06-01 |  | 73.59 |  |  |  | kWh | linear foot | PSE-deemed | Combination | 0.5 |  | 17 |  | Full | 7 |  | Comm Lighting |  | 0 | 0 | Lamp
12927 | Small Business Direct Install | Case Lighting - Refrigerated Space - Low Temp - Delamp - from Single T8 or T12 - Restaurant | Case lighting inside low temperature refrigerated space: delamp from single row T8 or T12; installed in restaurant | Lighting | Display Lighting | Refrigeration Lighting | 1 | 2020-06-01 |  | 50.46 |  |  |  | kWh | linear foot | PSE-deemed | Combination | 0.5 |  | 17 |  | Full | 13 |  | Comm Lighting |  | 0 | 0 | Lamp
12932 | Small Business Direct Install | Case Lighting - Refrigerated Space - Med Temp - Delamp - from Double T8 or T12 - Grocery | Case lighting inside medium temperature refrigerated space: delamp from double row T8 or T12; installed in grocery | Lighting | Display Lighting | Refrigeration Lighting | 1 | 2020-06-01 |  | 120.61 |  |  |  | kWh | linear foot | PSE-deemed | Combination | 0.5 |  | 17 |  | Full | 7 |  | Comm Lighting |  | 0 | 0 | Lamp
12920 | Small Business Direct Install | Case Lighting - Refrigerated Space - Med Temp - Delamp - from Double T8 or T12 - Restaurant | Case lighting inside medium temperature refrigerated space: delamp from double row T8 or T12; installed in restaurant | Lighting | Display Lighting | Refrigeration Lighting | 1 | 2020-06-01 |  | 82.7 |  |  |  | kWh | linear foot | PSE-deemed | Combination | 0.5 |  | 17 |  | Full | 13 |  | Comm Lighting |  | 0 | 0 | Lamp
12931 | Small Business Direct Install | Case Lighting - Refrigerated Space - Med Temp - Delamp - from Single T8 or T12 - Grocery | Case lighting inside medium temperature refrigerated space: delamp from single row T8 or T12; installed in grocery | Lighting | Display Lighting | Refrigeration Lighting | 1 | 2020-06-01 |  | 60.3 |  |  |  | kWh | linear foot | PSE-deemed | Combination | 0.5 |  | 17 |  | Full | 7 |  | Comm Lighting |  | 0 | 0 | Lamp
12919 | Small Business Direct Install | Case Lighting - Refrigerated Space - Med Temp - Delamp - from Single T8 or T12 - Restaurant | Case lighting inside medium temperature refrigerated space: delamp from single row T8 or T12; installed in restaurant | Lighting | Display Lighting | Refrigeration Lighting | 1 | 2020-07-01 |  | 41.35 |  |  |  | kWh | linear foot | PSE-deemed | Combination | 0.5 |  | 17 |  | Full | 13 |  | Comm Lighting |  | 0 | 0 | Lamp
10072 | Small Business Direct Install | Chiller - Custom | Custom chiller measure | Refrigeration | Refrigeration System | Refrigeration System | 1 | 2012-01-01 | [5 empty] | Dual | calculated | Custom | [6 empty] | 20 | [5 empty] | Custom_Grant
10040 | Small Business Direct Install | Combined Heat and Power - Custom | Custom combined measure: heat and power | Combined | Combined | Combined | 1 | 2012-01-01 | [5 empty] | Dual | calculated | Custom | [6 empty] | 15 | [5 empty] | Custom_Grant
11930 | Small Business Direct Install | Commissioning - Custom | Custom measure for commissioning | Energy Performance | Optimization | Optimization | 1 | 2012-01-01 | [5 empty] | Dual | calculated | Custom | [6 empty] | 7 | [5 empty] | Custom_Grant
10061 | Small Business Direct Install | Compressed Air System - Custom | Custom measure: compressed air system | Compressed Air | Compressed Air | Compressed Air | 1 | 2012-01-01 | [5 empty] | Dual | calculated | Custom | [6 empty] | 10 | [5 empty] | Custom_Grant
10071 | Small Business Direct Install | Compressor or Dryer or Receiver - Custom | Custom compressed air measure: compressor, dryer, or receiver | Compressed Air | Compressed Air | Compressed Air | 1 | 2012-01-01 | [5 empty] | Dual | calculated | Custom | [6 empty] | 15 | [5 empty] | Custom_Grant
12959 | Small Business Direct Install | Energy Audit - EH - SMB | Energy audit for small or mid-size business heated with electricity | Behavior | Energy Assessment | Home Assessment | 1 | 2020-01-01 |  | 0 |  |  |  | kWh | per home | Custom |  | 240 |  | 240 |  | Full | 1 |  | Comm Lighting |  | 0 | 0 | Energy_Assessment
12960 | Small Business Direct Install | Energy Audit - GH - SMB | Energy audit for small or mid-size business heated with natural gas | Behavior | Energy Assessment | Home Assessment | 1 | 2020-01-01 |  |  |  | 0 |  | Therm | per home | Custom |  |  | 240 |  | 240 | Full | 1 |  | Comm Space Heat |  | 0 | 0 | Energy_Assessment
10046 | Small Business Direct Install | Energy Recovery System - Custom | Custom measure: energy recovery system | Energy Performance | Energy Recovery | Energy Recovery | 1 | 2012-01-01 | [5 empty] | Dual | calculated | Custom | [6 empty] | 15 | [5 empty] | Custom_Grant
10058 | Small Business Direct Install | Fan - VFD - Custom | Custom VFD measure: fan | Motors | Variable Frequency Drive | VFD Fan | 1 | 2012-01-01 | [5 empty] | Dual | calculated | Custom | [6 empty] | 15 | [5 empty] | Custom_Grant
12572 | Small Business Direct Install | Fan or Blower - Custom | Custom measure for fan or blower | Motors | Fan System | Fan System | 1 | 2019-01-01 | [5 empty] | Dual | calculated | Custom | [6 empty] | 5 | [5 empty] | Custom_Grant
10257 | Small Business Direct Install | Field Services - Custom | Custom measure: field services | Behavior | Energy Efficiency Adoption | Energy Efficiency Adoption | 1 | 2012-01-01 | [5 empty] | Dual | calculated | Custom | [6 empty] | 5 | [5 empty] | Custom_Grant
12730 | Small Business Direct Install | Fixture - LED - 100w - from 4 ft T8 32w HBF 6x - SMB | 100 watt LED fixture: replacing 6-lamp 4' high ballast factor 32 watt T8 fixture; small or mid-size business | Lighting | Fixture | LED Fixture | 1 | 2020-01-01 | 2020-12-31 | 348 |  |  |  | kWh | per unit | PSE-deemed | Engineering | 150 |  | 225 |  | Full | 15 |  | Comm Lighting |  | 0 | 0 | Light_Fixture
12731 | Small Business Direct Install | Fixture - LED - 150w - from 4 ft T5 HLO 6x - SMB | 150 watt LED fixture: replacing 6-lamp 4' high light output T5 fixture; small or mid-size business | Lighting | Fixture | LED Fixture | 1 | 2020-01-01 |  | 883 |  |  |  | kWh | per unit | PSE-deemed | Engineering | 150 |  | 225 |  | Full | 15 |  | Comm Lighting |  | 0 | 0 | Light_Fixture
12732 | Small Business Direct Install | Fixture - LED - 300w - from 1000w MH - SMB | 300 watt LED fixture: replacing 1000 watt metal halide fixture; small or mid-size business | Lighting | Fixture | LED Fixture | 1 | 2020-01-01 |  | 3276 |  |  |  | kWh | per unit | PSE-deemed | Engineering | 400 |  | 588 |  | Full | 15 |  | Comm Lighting |  | 0 | 0 | Light_Fixture
10258 | Small Business Direct Install | Generic Measure - Custom | Generic custom measure | Other | Other | Other | 1 | 2012-01-01 | [5 empty] | Dual | calculated | Custom | [6 empty] | 15 | [5 empty] | Custom_Grant
11962 | Small Business Direct Install | Generic Measure - Prescriptive | Generic prescriptive measure | Other | Other | Other | 1 | 2012-01-01 | [5 empty] | Dual | [14 empty] | Custom_Grant
10054 | Small Business Direct Install | HVAC - Central Equipment - Custom | Custom HVAC measure: central equipment | HVAC | Central Equipment | Central Equipment | 1 | 2012-01-01 | [5 empty] | Dual | calculated | Custom | [6 empty] | 15 | [5 empty] | Custom_Grant
10039 | Small Business Direct Install | HVAC - Other - Custom | Custom HVAC measure: other | HVAC | HVAC System | HVAC System | 1 | 2012-01-01 | [5 empty] | Dual | calculated | Custom | [6 empty] | 15 | [5 empty] | Custom_Grant
10049 | Small Business Direct Install | HVAC Control - Base - Custom | Custom HVAC control measure: base | Controls | HVAC Control | HVAC Control | 1 | 2012-01-01 | [5 empty] | Dual | calculated | Custom | [6 empty] | 10 | [5 empty] | Custom_Grant
10057 | Small Business Direct Install | HVAC Control - Only - Custom | Custom HVAC control measure: only | Controls | HVAC Control | HVAC Control | 1 | 2012-01-01 | [5 empty] | Dual | calculated | Custom | [6 empty] | 10 | [5 empty] | Custom_Grant
11912 | Small Business Direct Install | HVAC Control - Performance - Custom | Custom HVAC control measure: performance | Controls | HVAC Control | HVAC Control | 1 | 2012-01-01 | [5 empty] | Dual | calculated | Custom | [6 empty] | 10 | [5 empty] | Custom_Grant
10037 | Small Business Direct Install | Insulation - Building Shell - Custom | Custom insulation measure: attic, wall, and floor | Weatherization | Insulation | Building Shell | 1 | 2012-01-01 | [5 empty] | Dual | calculated | Custom | [6 empty] | 24 | [5 empty] | Custom_Grant
10038 | Small Business Direct Install | Insulation - Exterior Roof - Custom | Custom insulation measure: exterior roof | Weatherization | Insulation | Exterior | 1 | 2012-01-01 | [5 empty] | Dual | calculated | Custom | [6 empty] | 15 | [5 empty] | Custom_Grant
12783 | Small Business Direct Install | Lamp - TLED - 4 ft - 2x - DLR from 4 ft T12 3x - DI - LCA | 2-lamp 4' tubular LED fixture: delamp and reflector replacing 3-lamp 4' T12; direct install in lodging common areas | Lighting | Lamp | TLED Lamp | 1 | 2020-01-01 |  | 775 |  |  |  | kWh | per unit | PSE-deemed | Engineering | 114 |  | 114 |  | Full | 12 |  | Comm Lighting |  | 0 | 0 | Lamp
12784 | Small Business Direct Install | Lamp - TLED - 4 ft - 2x - DLR from 4 ft T12 3x - DI - SMB | 2-lamp 4' tubular LED fixture: delamp and reflector replacing 3-lamp 4' T12; direct install in small to mid-size business | Lighting | Lamp | TLED Lamp | 1 | 2020-01-01 | 2020-12-31 | 306 |  |  |  | kWh | per unit | PSE-deemed | Engineering | 114 |  | 114 |  | Full | 12 |  | Comm Lighting |  | 0 | 0 | Lamp
12785 | Small Business Direct Install | Lamp - TLED - 4 ft - 2x - DLR from 4 ft T12 4x - DI - LCA | 2-lamp 4' tubular LED fixture: delamp and reflector replacing 4-lamp 4' T12; direct install in lodging common areas | Lighting | Lamp | TLED Lamp | 1 | 2020-01-01 |  | 1090 |  |  |  | kWh | per unit | PSE-deemed | Engineering | 127 |  | 127 |  | Full | 12 |  | Comm Lighting |  | 0 | 0 | Lamp
12786 | Small Business Direct Install | Lamp - TLED - 4 ft - 2x - DLR from 4 ft T12 4x - DI - SMB | 2-lamp 4' tubular LED fixture: delamp and reflector replacing 4-lamp 4' T12; direct install in small or mid-size business | Lighting | Lamp | TLED Lamp | 1 | 2020-01-01 | 2020-12-31 | 430 |  |  |  | kWh | per unit | PSE-deemed | Engineering | 127 |  | 127 |  | Full | 12 |  | Comm Lighting |  | 0 | 0 | Lamp
12787 | Small Business Direct Install | Lamp - TLED - 4 ft - 2x - DLR from 4 ft T12 HO 3x - DI - LCA | 2-lamp 4' tubular LED fixture: delamp and reflector replacing 3-lamp; 4' high output T12 ; direct install in lodging common areas | Lighting | Lamp | TLED Lamp | 1 | 2020-01-01 |  | 1670 |  |  |  | kWh | per unit | PSE-deemed | Engineering | 165 |  | 165 |  | Full | 12 |  | Comm Lighting |  | 0 | 0 | Lamp
12788 | Small Business Direct Install | Lamp - TLED - 4 ft - 2x - DLR from 4 ft T12 HO 3x - DI - SMB | 2-lamp 4' tubular LED fixture: delamp and reflector replacing 3-lamp; 4' high output T12; direct install in small or mid-size business | Lighting | Lamp | TLED Lamp | 1 | 2020-01-01 | 2020-12-31 | 659 |  |  |  | kWh | per unit | PSE-deemed | Engineering | 165 |  | 165 |  | Full | 12 |  | Comm Lighting |  | 0 | 0 | Lamp
12789 | Small Business Direct Install | Lamp - TLED - 4 ft - 2x - DLR from 4 ft T12 HO 4x - DI - LCA | 2-lamp 4' tubular LED: delamp and reflector replacing 4-lamp 4' high output T12; direct install in lodging common areas | Lighting | Lamp | TLED Lamp | 1 | 2020-01-01 |  | 2283 |  |  |  | kWh | per unit | PSE-deemed | Engineering | 127 |  | 127 |  | Full | 12 |  | Comm Lighting |  | 0 | 0 | Lamp
12790 | Small Business Direct Install | Lamp - TLED - 4 ft - 2x - DLR from 4 ft T12 HO 4x - DI - SMB | 2-lamp 4' tubular LED: delamp and reflector replacing 4-lamp 4' high output T12; direct install in small or mid-size business | Lighting | Lamp | TLED Lamp | 1 | 2020-01-01 | 2020-12-31 | 901 |  |  |  | kWh | per unit | PSE-deemed | Engineering | 127 |  | 127 |  | Full | 12 |  | Comm Lighting |  | 0 | 0 | Lamp
12791 | Small Business Direct Install | Lamp - TLED - 4 ft - 2x - DLR from 4 ft T8 28w NLO 4x - DI - LCA | 2-lamp 4' Tubular LED fixture: delamp and reflector replacing 4-lamp 4' 28 watt normal light output T8; direct install in lodging common areas | Lighting | Lamp | TLED Lamp | 1 | 2020-01-01 |  | 647 |  |  |  | kWh | per unit | PSE-deemed | Engineering | 135 |  | 135 |  | Full | 12 |  | Comm Lighting |  | 0 | 0 | Lamp
12792 | Small Business Direct Install | Lamp - TLED - 4 ft - 2x - DLR from 4 ft T8 32w BBF 3x - DI - SMB | 2-lamp 4' tubular LED fixture: delamp and reflector replacing 3-lamp 4' 32 watt blended ballast factor T8; direct install in small or mid-size business | Lighting | Lamp | TLED Lamp | 1 | 2020-01-01 | 2020-12-31 | 225 |  |  |  | kWh | per unit | PSE-deemed | Engineering | 109 |  | 109 |  | Full | 12 |  | Comm Lighting |  | 0 | 0 | Lamp
12793 | Small Business Direct Install | Lamp - TLED - 4 ft - 2x - DLR from 4 ft T8 32w BBF 4x - DI - SMB | 2-lamp 4' tubular LED fixture: delamp and reflector replacing 4-lamp 4' 32 watt blended ballast factor T8; direct install in small or mid-size business | Lighting | Lamp | TLED Lamp | 1 | 2020-01-01 | 2020-12-31 | 323 |  |  |  | kWh | per unit | PSE-deemed | Engineering | 135 |  | 135 |  | Full | 12 |  | Comm Lighting |  | 0 | 0 | Lamp
12794 | Small Business Direct Install | Lamp - TLED - 4 ft - 2x - DLR from 4 ft T8 32w HLO 3x - DI - LCA | 2-lamp 4' tubular LED fixture: delamp and reflector replacing 3-lamp 4' 32 watt high light output T8; direct install in lodging common areas | Lighting | Lamp | TLED Lamp | 1 | 2020-01-01 |  | 750 |  |  |  | kWh | per unit | PSE-deemed | Engineering | 109 |  | 109 |  | Full | 12 |  | Comm Lighting |  | 0 | 0 | Lamp
12795 | Small Business Direct Install | Lamp - TLED - 4 ft - 2x - DLR from 4 ft T8 32w HLO 4x - DI - LCA | 2-lamp 4' tubular LED fixture: delamp and reflector replacing 4-lamp 4' 32 watt high light output T8; direct install in lodging common areas | Lighting | Lamp | TLED Lamp | 1 | 2020-01-01 |  | 1056 |  |  |  | kWh | per unit | PSE-deemed | Engineering | 135 |  | 135 |  | Full | 12 |  | Comm Lighting |  | 0 | 0 | Lamp
12796 | Small Business Direct Install | Lamp - TLED - 4 ft - 2x - DLR from 4 ft T8 32w LLO 3x - DI - LCA | 2-lamp 4' tubular LED fixture: delamp and reflector replacing 3-lamp 4' 32 watt low light output T8; direct install in lodging common areas | Lighting | Lamp | TLED Lamp | 1 | 2020-01-01 |  | 443 |  |  |  | kWh | per unit | PSE-deemed | Engineering | 109 |  | 109 |  | Full | 12 |  | Comm Lighting |  | 0 | 0 | Lamp
12797 | Small Business Direct Install | Lamp - TLED - 4 ft - 2x - DLR from 4 ft T8 32w NLO 3x - DI - LCA | 2-lamp 4' tubular LED fixture: delamp and reflector replacing 3-lamp 4' 32 watt normal light output T8; direct install in lodging common areas | Lighting | Lamp | TLED Lamp | 1 | 2020-01-01 |  | 520 |  |  |  | kWh | per unit | PSE-deemed | Engineering | 109 |  | 109 |  | Full | 12 |  | Comm Lighting |  | 0 | 0 | Lamp
12798 | Small Business Direct Install | Lamp - TLED - 4 ft - 2x - DLR from 4 ft T8 32w NLO 4x - DI - LCA | 2-lamp 4' tubular LED fixture: delamp and reflector replacing 4-lamp 4' 32 watt normal light output T8; direct install in lodging common areas | Lighting | Lamp | TLED Lamp | 1 | 2020-01-01 |  | 750 |  |  |  | kWh | per unit | PSE-deemed | Engineering | 135 |  | 135 |  | Full | 12 |  | Comm Lighting |  | 0 | 0 | Lamp
12799 | Small Business Direct Install | Lamp - TLED - 4 ft - 2x - DLR from 8 ft T12 F96 2x - DI - LCA | 2-lamp 4' tubular LED fixture: delamp and reflector: replace 2-lamp 8' F96 T12; direct install in lodging common areas | Lighting | Lamp | TLED Lamp | 1 | 2020-01-01 |  | 1005 |  |  |  | kWh | per unit | PSE-deemed | Engineering | 116 |  | 116 |  | Full | 12 |  | Comm Lighting |  | 0 | 0 | Lamp
12800 | Small Business Direct Install | Lamp - TLED - 4 ft - 2x - DLR from 8 ft T12 F96 2x - DI - SMB | 2-lamp 4' tubular LED fixture: delamp and reflector: replace 2-lamp 8' F96 T12; direct install in small or mid-size business | Lighting | Lamp | TLED Lamp | 1 | 2020-01-01 | 2020-12-31 | 397 |  |  |  | kWh | per unit | PSE-deemed | Engineering | 116 |  | 116 |  | Full | 12 |  | Comm Lighting |  | 0 | 0 | Lamp
12803 | Small Business Direct Install | Lamp - TLED - 4 ft - 2x - from 8 ft T12 F96 1x - DI - LCA | 2-lamp 4' tubular LED fixture: replace 1-lamp 8' F96 T12; installed in common areas | Lighting | Lamp | TLED Lamp | 1 | 2020-01-01 |  | 417 |  |  |  | kWh | per unit | PSE-deemed | Engineering | 112 |  | 112 |  | Full | 12 |  | Comm Lighting |  | 0 | 0 | Lamp
12804 | Small Business Direct Install | Lamp - TLED - 4 ft - 2x - from 8 ft T12 F96 1x - DI - SMB | 2-lamp 4' tubular LED fixture: replace 1-lamp 8' F96 T12; direct install in small or mid-size business | Lighting | Lamp | TLED Lamp | 1 | 2020-01-01 | 2020-12-31 | 165 |  |  |  | kWh | per unit | PSE-deemed | Engineering | 112 |  | 112 |  | Full | 12 |  | Comm Lighting |  | 0 | 0 | Lamp
12805 | Small Business Direct Install | Lamp - TLED - 4 ft - 2x - from 8 ft T12 HO F96 1x - DI - LCA | 2-lamp 4' tubular LED fixture: replace 1-lamp 8' high output F96 T12; installed in common areas | Lighting | Lamp | TLED Lamp | 1 | 2020-01-01 |  | 724 |  |  |  | kWh | per unit | PSE-deemed | Engineering | 112 |  | 112 |  | Full | 12 |  | Comm Lighting |  | 0 | 0 | Lamp
12806 | Small Business Direct Install | Lamp - TLED - 4 ft - 2x - from 8 ft T12 HO F96 1x - DI - SMB | 2-lamp 4' tubular LED fixture: replace 1-lamp 8' high output F96 T12; direct install in small or mid-size business | Lighting | Lamp | TLED Lamp | 1 | 2020-01-01 | 2020-12-31 | 286 |  |  |  | kWh | per unit | PSE-deemed | Engineering | 112 |  | 112 |  | Full | 12 |  | Comm Lighting |  | 0 | 0 | Lamp
12807 | Small Business Direct Install | Lamp - TLED - 4 ft - 3x - DLR from 4 ft T12 4x - DI - LCA | 3-lamp 4' tubular LED fixture: delamp and reflector replacing 4-lamp 4' T12; direct install in lodging common areas | Lighting | Lamp | TLED Lamp | 1 | 2020-01-01 |  | 1005 |  |  |  | kWh | per unit | PSE-deemed | Engineering | 127 |  | 127 |  | Full | 12 |  | Comm Lighting |  | 0 | 0 | Lamp
12808 | Small Business Direct Install | Lamp - TLED - 4 ft - 3x - DLR from 4 ft T12 4x - DI - SMB | 3-lamp 4' tubular LED fixture: delamp and reflector replacing 4-lamp 4' T12; direct install in small or mid-size business | Lighting | Lamp | TLED Lamp | 1 | 2020-01-01 | 2020-12-31 | 397 |  |  |  | kWh | per unit | PSE-deemed | Engineering | 127 |  | 127 |  | Full | 12 |  | Comm Lighting |  | 0 | 0 | Lamp
12809 | Small Business Direct Install | Lamp - TLED - 4 ft - 3x - DLR from 4 ft T12 HO 4x - DI - LCA | 3-lamp 4' tubular LED fixture: delamp and reflector replacing 4-lamp 4' high output T12; direct install in lodging common areas | Lighting | Lamp | TLED Lamp | 1 | 2020-01-01 |  | 2198 |  |  |  | kWh | per unit | PSE-deemed | Engineering | 127 |  | 127 |  | Full | 12 |  | Comm Lighting |  | 0 | 0 | Lamp
12810 | Small Business Direct Install | Lamp - TLED - 4 ft - 3x - DLR from 4 ft T12 HO 4x - DI - SMB | 3-lamp 4' tubular LED fixture: delamp and reflector replacing 4-lamp 4' high output T12; direct install in small or mid-size business | Lighting | Lamp | TLED Lamp | 1 | 2020-01-01 | 2020-12-31 | 867 |  |  |  | kWh | per unit | PSE-deemed | Engineering | 127 |  | 127 |  | Full | 12 |  | Comm Lighting |  | 0 | 0 | Lamp
12811 | Small Business Direct Install | Lamp - TLED - 4 ft - 3x - DLR from 4 ft T8 28w LLO 4x - DI - LCA | 3-lamp 4' tubular LED fixture: delamp and reflector replacing 4-lamp 4' 28 watt low light output T8; direct install in lodging common areas | Lighting | Lamp | TLED Lamp | 1 | 2020-01-01 |  | 460 |  |  |  | kWh | per unit | PSE-deemed | Engineering | 110 |  | 110 |  | Full | 12 |  | Comm Lighting |  | 0 | 0 | Lamp
12812 | Small Business Direct Install | Lamp - TLED - 4 ft - 3x - DLR from 4 ft T8 28w LLO 4x - DI - SMB | 3-lamp 4' tubular LED fixture: delamp and reflector replacing 4-lamp 4' 28 watt low light output T8; direct install in small or mid-size business | Lighting | Lamp | TLED Lamp | 1 | 2020-01-01 | 2020-12-31 | 181 |  |  |  | kWh | per unit | PSE-deemed | Engineering | 110 |  | 110 |  | Full | 12 |  | Comm Lighting |  | 0 | 0 | Lamp
12813 | Small Business Direct Install | Lamp - TLED - 4 ft - 3x - DLR from 4 ft T8 32w LLO 4x - DI - LCA | 3-lamp 4' tubular LED fixture: delamp and reflector replacing 4-lamp 4' 32 watt low light output T8; direct install in lodging common areas | Lighting | Lamp | TLED Lamp | 1 | 2020-01-01 |  | 562 |  |  |  | kWh | per unit | PSE-deemed | Engineering | 75 |  | 75 |  | Full | 12 |  | Comm Lighting |  | 0 | 0 | Lamp
12814 | Small Business Direct Install | Lamp - TLED - 4 ft - 4x - from 8 ft T12 F96 2x - DI - LCA | 4-lamp 4' tubular LED fixture: replace 2-lamp 8' F96 T12; installed in common areas | Lighting | Lamp | TLED Lamp | 1 | 2020-01-01 |  | 835 |  |  |  | kWh | per unit | PSE-deemed | Engineering | 154 |  | 154 |  | Full | 12 |  | Comm Lighting |  | 0 | 0 | Lamp
12815 | Small Business Direct Install | Lamp - TLED - 4 ft - 4x - from 8 ft T12 F96 2x - DI - SMB | 4-lamp 4' tubular LED fixture: replace 2-lamp 8' F96 T12; direct install in small or mid-size business | Lighting | Lamp | TLED Lamp | 1 | 2020-01-01 | 2020-12-31 | 329 |  |  |  | kWh | per unit | PSE-deemed | Engineering | 154 |  | 154 |  | Full | 12 |  | Comm Lighting |  | 0 | 0 | Lamp
12816 | Small Business Direct Install | Lamp - TLED - 4 ft - 4x - from 8 ft T12 HO F96 2x - DI - LCA | 4-lamp 4' tubular LED fixture: replace 2-lamp 8' high output F96 T12; installed in common areas | Lighting | Lamp | TLED Lamp | 1 | 2020-01-01 |  | 1448 |  |  |  | kWh | per unit | PSE-deemed | Engineering | 170 |  | 170 |  | Full | 12 |  | Comm Lighting |  | 0 | 0 | Lamp
12817 | Small Business Direct Install | Lamp - TLED - 4 ft - 4x - from 8 ft T12 HO F96 2x - DI - SMB | 4-lamp 4' tubular LED fixture: replace 2-lamp 8' high output F96 T12; direct install in small or mid-size business | Lighting | Lamp | TLED Lamp | 1 | 2020-01-01 | 2020-12-31 | 571 |  |  |  | kWh | per unit | PSE-deemed | Engineering | 170 |  | 170 |  | Full | 12 |  | Comm Lighting |  | 0 | 0 | Lamp
10059 | Small Business Direct Install | Lighting - Custom | Custom lighting measure | Lighting | Area Lighting | General Lighting | 1 | 2012-01-01 | [5 empty] | Dual | calculated | Custom | [5 empty] | Full | 20 | [5 empty] | Custom_Grant
10076 | Small Business Direct Install | Lighting Power Density Reduction - Custom | Custom lighting measure: power density reduction | Lighting | Area Lighting | General Lighting | 1 | 2012-01-01 | [5 empty] | Dual | calculated | Custom | [6 empty] | 15 | [5 empty] | Custom_Grant
10065 | Small Business Direct Install | Motor - Custom | Custom motor measure | Motors | Motor | Motor | 1 | 2012-01-01 | [5 empty] | Dual | calculated | Custom | [6 empty] | 15 | [5 empty] | Custom_Grant
10047 | Small Business Direct Install | PC Power Management - Custom | Custom power management measure for personal computers | Energy Performance | Energy Reduction | Energy Reduction | 1 | 2012-01-01 | [5 empty] | Dual | calculated | Custom | [6 empty] | 10 | [5 empty] | Custom_Grant
10259 | Small Business Direct Install | Performance Tracking System - Custom | Custom measure: performance tracking system | Energy Performance | Energy Tracking | Energy Tracking | 1 | 2012-01-01 | [5 empty] | Dual | calculated | Custom | [6 empty] | 0 | [5 empty] | Custom_Grant
11913 | Small Business Direct Install | Process - Control - Custom | Custom process control measure | Controls | Process Control | Process Control | 1 | 2012-01-01 | [5 empty] | Dual | calculated | Custom | [6 empty] | 10 | [5 empty] | Custom_Grant
11914 | Small Business Direct Install | Process - Modification - Custom | Custom process modification measure | Controls | Process Control | Process Control | 1 | 2012-01-01 | [5 empty] | Dual | calculated | Custom | [6 empty] | 15 | [5 empty] | Custom_Grant
10068 | Small Business Direct Install | Process Heating System - Custom | Custom measure for process heating system | HVAC | Process Heating | Process Heating | 1 | 2012-01-01 | [5 empty] | Dual | calculated | Custom | [6 empty] | 15 | [5 empty] | Custom_Grant
10070 | Small Business Direct Install | Pump - VFD - Custom | Custom VFD measure: pump | Motors | Variable Frequency Drive | VFD Pump | 1 | 2012-01-01 | [5 empty] | Dual | calculated | Custom | [6 empty] | 15 | [5 empty] | Custom_Grant
12576 | Small Business Direct Install | Pumps and Vacuums - Custom | Custom pump and vacuum measure | Motors | Pump | Pump | 1 | 2019-01-01 | [5 empty] | Dual | calculated | Custom | [6 empty] | 15 | [5 empty] | Custom_Grant
10261 | Small Business Direct Install | Refrigeration - Custom | Custom refrigeration measure | Refrigeration | Refrigeration System | Refrigeration System | 1 | 2012-01-01 | [5 empty] | Dual | calculated | Custom | [6 empty] | 20 | [5 empty] | Custom_Grant
11931 | Small Business Direct Install | RTU Control - Advanced - Custom | Custom advanced rooftop unit control measure | Controls | HVAC Control | HVAC Control | 1 | 2012-01-01 | [5 empty] | Dual | calculated | Custom | [6 empty] | 10 | [5 empty] | Custom_Grant
12054 | Small Business Direct Install | RTU Control - Advanced - Prescriptive | Prescriptive advanced rooftop unit control measure | Controls | HVAC Control | HVAC Control | 1 | 2012-01-01 | [5 empty] | Dual | calculated | Custom | [6 empty] | 10 | [5 empty] | Custom_Grant
11315 | Small Business Direct Install | SBDI: Aerator - EWH - All Others | Aerator: electric water heating; all other business types | Water Heating | Aerator | Commercial Use Aerator | 3 | 2016-01-01 |  | 151.6 |  |  |  | kWh | per unit | PSE-deemed | Engineering | 13.09 |  | 13.09 |  | Full | 10 |  | Comm Water Heat |  | 132.69 |  | Aerator
11986 | Small Business Direct Install | SBDI: Aerator - EWH - Commercial Kitchen - 1.0 gpm | 1.0 gpm aerator: commercial kitchen use; electric water heating | Water Heating | Aerator | Commercial Use Aerator | 1 | 2017-01-01 |  | 270.5 |  |  |  | kWh | per unit | PSE-deemed | Engineering | 13.09 |  | 13.09 |  | Full | 10 |  | Comm Space Heat |  | 192.66 |  | Aerator
12119 | Small Business Direct Install | SBDI: Aerator - EWH - Lodging Guest Rooms - 0.5 gpm | 0.5 gpm aerator: lodging guest room use; electric water heating | Water Heating | Aerator | Commercial Use Aerator | 1 | 2018-01-01 |  | 104.4 |  |  |  | kWh | per unit | PSE-deemed | Engineering | 13.09 |  | 13.09 |  | Full | 10 |  | Comm Water Heat |  | 91.42 | 0 | Aerator
12120 | Small Business Direct Install | SBDI: Aerator - EWH - Lodging Guest Rooms - 1.0 gpm | 1.0 gpm aerator: lodging guest room use; electric water heating | Water Heating | Aerator | Commercial Use Aerator | 1 | 2018-01-01 |  | 67.7 |  |  |  | kWh | per unit | PSE-deemed | Engineering | 13.09 |  | 13.09 |  | Full | 10 |  | Comm Water Heat |  | 59.28 | 0 | Aerator
11319 | Small Business Direct Install | SBDI: Aerator - EWH - Restaurant | Aerator: electric water heating; restaurant | Water Heating | Aerator | Commercial Use Aerator | 3 | 2017-01-01 |  | 215.1 |  |  |  | kWh | per unit | PSE-deemed | Engineering | 13.09 |  | 13.09 |  | Full | 10 |  | Comm Water Heat |  | 188.3 |  | Aerator
11321 | Small Business Direct Install | SBDI: Aerator - EWH - Retail | Aerator: electric water heating; retail | Water Heating | Aerator | Commercial Use Aerator | 3 | 2016-01-01 |  | 151.6 |  |  |  | kWh | per unit | PSE-deemed | Engineering | 13.09 |  | 13.09 |  | Full | 10 |  | Comm Water Heat |  | 132.69 |  | Aerator
11323 | Small Business Direct Install | SBDI: Aerator - EWH - School | Aerator: electric water heating; school | Water Heating | Aerator | Commercial Use Aerator | 1 | 2016-01-01 |  | 189.5 |  |  |  | kWh | per unit | PSE-deemed | Engineering | 13.09 |  | 13.09 |  | Full | 10 |  | Comm Water Heat |  | 160.12 |  | Aerator
11317 | Small Business Direct Install | SBDI: Aerator - EWH - Small Office | Aerator: electric water heating; small office | Water Heating | Aerator | Commercial Use Aerator | 1 | 2016-01-01 |  | 46.6 |  |  |  | kWh | per unit | PSE-deemed | Engineering | 13.09 |  | 13.09 |  | Full | 10 |  | Comm Water Heat |  | 40.8 |  | Aerator
11316 | Small Business Direct Install | SBDI: Aerator - GWH - All Others | Aerator: natural gas water heating; all other business types | Water Heating | Aerator | Commercial Use Aerator | 1 | 2016-01-01 |  |  |  | 6.5 |  | Therm | per unit | PSE-deemed | Engineering |  | 13.09 |  | 13.09 | Full | 10 |  | Comm Water Heat |  | 132.69 |  | Aerator
11987 | Small Business Direct Install | SBDI: Aerator - GWH - Commercial Kitchen - 1.0 gpm | 1.0 gpm aerator: commercial kitchen use; natural gas water heating | Water Heating | Aerator | Commercial Use Aerator | 1 | 2017-01-01 |  |  |  | 11.7 |  | Therm | per unit | PSE-deemed | Engineering |  | 13.09 |  | 13.09 | Full | 10 |  | Comm Space Heat |  | 192.66 |  | Aerator
12121 | Small Business Direct Install | SBDI: Aerator - GWH - Lodging Guest Rooms - 0.5 gpm | 0.5 gpm aerator: lodging guest room use; natural gas water heating | Water Heating | Aerator | Commercial Use Aerator | 1 | 2018-01-01 |  |  |  | 4.5 |  | Therm | per unit | PSE-deemed | Engineering |  | 13.09 |  | 13.09 | Full | 10 |  | Comm Water Heat |  | 0 | 0 | Aerator
12122 | Small Business Direct Install | SBDI: Aerator - GWH - Lodging Guest Rooms - 1.0 gpm | 1.0 gpm aerator: lodging guest room use; natural gas water heating | Water Heating | Aerator | Commercial Use Aerator | 1 | 2018-01-01 |  |  |  | 2.9 |  | Therm | per unit | PSE-deemed | Engineering |  | 13.09 |  | 13.09 | Full | 10 |  | Comm Water Heat |  | 0 | 0 | Aerator
11320 | Small Business Direct Install | SBDI: Aerator - GWH - Restaurant | Aerator: natural gas water heating; restaurant | Water Heating | Aerator | Commercial Use Aerator | 2 | 2017-01-01 |  |  |  | 9.3 |  | Therm | per unit | PSE-deemed | Engineering |  | 13.09 |  | 13.09 | Full | 10 |  | Comm Water Heat |  | 188.3 |  | Aerator
11322 | Small Business Direct Install | SBDI: Aerator - GWH - Retail | Aerator: natural gas water heating; retail | Water Heating | Aerator | Commercial Use Aerator | 1 | 2016-01-01 |  |  |  | 6.5 |  | Therm | per unit | PSE-deemed | Engineering |  | 13.09 |  | 13.09 | Full | 10 |  | Comm Water Heat |  | 132.69 |  | Aerator
11324 | Small Business Direct Install | SBDI: Aerator - GWH - School | Aerator: natural gas water heating; school | Water Heating | Aerator | Commercial Use Aerator | 1 | 2016-01-01 |  |  |  | 8.2 |  | Therm | per unit | PSE-deemed | Engineering |  | 13.09 |  | 13.09 | Full | 10 |  | Comm Water Heat |  | 160.12 |  | Aerator
11318 | Small Business Direct Install | SBDI: Aerator - GWH - Small | Aerator: natural gas water heating; small office | Water Heating | Aerator | Commercial Use Aerator | 1 | 2016-01-01 |  |  |  | 2 |  | Therm | per unit | PSE-deemed | Engineering |  | 13.09 |  | 13.09 | Full | 10 |  | Comm Water Heat |  | 40.8 |  | Aerator
10952 | Small Business Direct Install | SBDI: Controls - ASH - Compressor - Low Temp | Anti-sweat heater control: controlling compressors; low temperature | Controls | Refrigeration Control | Refrigeration Control | 2 | 2018-01-01 | 2020-12-31 | 305 |  |  |  | kWh | per unit | RTF-deemed |  | 42.4 |  | 42.4 |  | Full | 8 |  | Comm Refrigeration |  | 0 | 0 | Refrigerator
10953 | Small Business Direct Install | SBDI: Controls - ASH - Compressor - Mid Temp | Anti-sweat heater control: controlling compressors; mid temperature | Controls | Refrigeration Control | Refrigeration Control | 2 | 2018-01-01 | 2020-12-31 | 217 |  |  |  | kWh | per unit | RTF-deemed |  | 42.4 |  | 42.4 |  | Full | 8 |  | Comm Refrigeration |  | 0 | 0 | Refrigerator
10955 | Small Business Direct Install | SBDI: ECM - Walk In - 23w | Electronically commutated motors: walk-in refrigerator; 23 watts or less | Motors | Motor | Electronically Commutated Motor | 3 | 2020-01-01 |  | 583 |  |  |  | kWh | per unit | RTF-deemed |  | 275.73 |  | 275.73 |  | Full | 15 |  | Comm Refrigeration |  | 0 | 0 | Motor
10956 | Small Business Direct Install | SBDI: ECM - Walk In - More than 23w | Electronically commutated motors: walk-in refrigerator; more than 23 watts | Motors | Motor | Electronically Commutated Motor | 3 | 2020-01-01 |  | 1355 |  |  |  | kWh | per unit | RTF-deemed |  | 275.73 |  | 275.73 |  | Full | 15 |  | Comm Refrigeration |  | 0 | 0 | Motor
12053 | Small Business Direct Install | SBDI: Fixture - LED - 100w - from 400w HID | 100w LED fixture: replace 400w high-intensity discharge lamp | Lighting | Fixture | LED Fixture | 4 | 2020-01-01 | 2020-12-31 | 1206 |  |  |  | kWh | per unit | PSE-deemed | Engineering | 239.32 |  | 239.32 |  | Full | 15 |  | Comm Lighting |  | 0 | 0 | Light_Fixture
12105 | Small Business Direct Install | SBDI: Fixture - LED - 20w - from 100w HID | 20 watt LED fixture: replace 100 watt high intensity discharge lamp | Lighting | Fixture | LED Fixture | 2 | 2020-01-01 |  | 457.8 |  |  |  | kWh | per unit | PSE-deemed | Engineering | 123.77 |  | 176.82 |  | Full | 15 |  | Comm Lighting |  | 0 | 0 | Light_Fixture
12118 | Small Business Direct Install | SBDI: Fixture - LED - 35w - from 175w HID | 35 watt LED fixture: replace 175 watt high intensity discharge lamp | Lighting | Fixture | LED Fixture | 1 | 2018-01-01 |  | 735 |  |  |  | kWh | per unit | PSE-deemed | Engineering | 153.17 |  | 218.82 |  | Full | 15 |  | Comm Lighting |  | 0 | 0 | Light_Fixture
12188 | Small Business Direct Install | SBDI: Fixture - LED - 35w - from 250w HID | 35 watt LED fixture: replace 250 watt high intensity discharge lamp | Lighting | Fixture | LED Fixture | 1 | 2018-01-01 |  | 1075 |  |  |  | kWh | per unit | PSE-deemed | Engineering | 153.17 |  | 218.82 |  | Full | 15 |  | Comm Lighting |  | 0 | 0 | Light_Fixture
12189 | Small Business Direct Install | SBDI: Fixture - LED - 60w - from 250w HID | 60 watt LED fixture: replace 250 watt high intensity discharge lamp | Lighting | Fixture | LED Fixture | 2 | 2020-01-01 |  | 970.2 |  |  |  | kWh | per unit | PSE-deemed | Engineering | 209.03 |  | 298.62 |  | Full | 15 |  | Comm Lighting |  | 0 | 0 | Light_Fixture
12190 | Small Business Direct Install | SBDI: Fixture - LED - 60w - from 400w HID | 60w LED fixture: replace 400 watt high intensity discharge lamp | Lighting | Fixture | LED Fixture | 1 | 2018-01-01 |  | 1672 |  |  |  | kWh | per unit | PSE-deemed | Engineering | 329.75 |  | 471.07 |  | Full | 15 |  | Comm Lighting |  | 0 | 0 | Light_Fixture
12191 | Small Business Direct Install | SBDI: Fixture - LED - 80w - from 400w HID | 80w LED fixture: replace 400 watt high intensity discharge lamp | Lighting | Fixture | LED Fixture | 2 | 2020-01-01 |  | 1587.6 |  |  |  | kWh | per unit | PSE-deemed | Engineering | 329.75 |  | 471.07 |  | Full | 15 |  | Comm Lighting |  | 0 | 0 | Light_Fixture
12192 | Small Business Direct Install | SBDI: Fixture - LED - High Output - from 320w HID | High output LED fixture: replace 320 watt high intensity discharge lamp | Lighting | Fixture | LED Fixture | 1 | 2018-01-01 |  | 928 |  |  |  | kWh | per unit | PSE-deemed | Engineering | 329.75 |  | 417.07 |  | Full | 15 |  | Comm Lighting |  | 0 | 0 | Light_Fixture
12193 | Small Business Direct Install | SBDI: Fixture - LED - High Output - from 400w HID | High output LED fixture: replace 400 watt high intensity discharge lamp | Lighting | Fixture | LED Fixture | 1 | 2018-01-01 |  | 1306 |  |  |  | kWh | per unit | PSE-deemed | Engineering | 329.75 |  | 417.07 |  | Full | 15 |  | Comm Lighting |  | 0 | 0 | Light_Fixture
12194 | Small Business Direct Install | SBDI: Fixture - LED - Low to Med Output - from 320w HID | Low to medium output LED fixture: replace 320 watt high intensity discharge lamp | Lighting | Fixture | LED Fixture | 1 | 2018-01-01 |  | 1298 |  |  |  | kWh | per unit | PSE-deemed | Engineering | 329.75 |  | 417.07 |  | Full | 15 |  | Comm Lighting |  | 0 | 0 | Light_Fixture
12195 | Small Business Direct Install | SBDI: Fixture - LED - Low to Med Output - from 400w HID | Low to medium output LED fixture: replace 400 watt high intensity discharge lamp | Lighting | Fixture | LED Fixture | 1 | 2018-01-01 |  | 1676 |  |  |  | kWh | per unit | PSE-deemed | Engineering | 329.75 |  | 417.07 |  | Full | 15 |  | Comm Lighting |  | 0 | 0 | Light_Fixture
11988 | Small Business Direct Install | SBDI: Fixture - T8 - Split 17w 28w - 2x - LBF - Bi Level Stair | 2-lamp split 17 and 28 watt T8 fixture: low ballast factor; installed in bi-level stair corridor | Lighting | Fixture | Tubular Fixture | 1 | 2017-01-01 | 2020-12-31 | 457 |  |  |  | kWh | per unit | PSE-deemed | Engineering | 174.5 |  | 174.5 |  | Full | 10 |  | Comm Flat |  | 0 |  | Light_Fixture
12115 | Small Business Direct Install | SBDI: Fixture - Volumetric - LED - 24w - from 4 ft T12 4x | 24 watt volumetric LED fixture: replace 4-lamp 4' T12 | Lighting | Fixture | LED Fixture | 3 | 2020-01-01 | 2020-12-31 | 424 |  |  |  | kWh | per unit | PSE-deemed | Engineering | 119.1 |  | 185 |  | Full | 15 |  | Comm Lighting |  | 0 | 0 | Light_Fixture
12117 | Small Business Direct Install | SBDI: Fixture - Volumetric - LED - 24w - from 4 ft T8 32w 3x | 24 watt volumetric LED fixture: replacing 3-lamp 4' 32 watt T8 | Lighting | Fixture | LED Fixture | 4 | 2020-01-01 | 2020-12-31 | 216 |  |  |  | kWh | per unit | PSE-deemed | Engineering | 54.6 |  | 185 |  | Full | 15 |  | Comm Lighting |  | 0 | 0 | Light_Fixture
12116 | Small Business Direct Install | SBDI: Fixture - Volumetric - LED - 24w - from 4 ft T8 32w 4x | 24 watt volumetric LED fixture: replacing 4-lamp 4' 32 watt T8 | Lighting | Fixture | LED Fixture | 3 | 2020-01-01 | 2020-12-31 | 315 |  |  |  | kWh | per unit | PSE-deemed | Engineering | 80.7 |  | 185 |  | Full | 15 |  | Comm Lighting |  | 0 | 0 | Light_Fixture
12102 | Small Business Direct Install | SBDI: Heat Pump - Packaged Terminal - Lodging | Packaged terminal heat pump: installed in lodging | HVAC | Heat Pump | Commercial Heat Pump | 1 | 2018-01-01 | 2020-12-31 | 737 |  |  |  | kWh | per unit | PSE-deemed | Engineering | 100 |  | 759 |  | Full | 15 |  | Comm Space Heat |  | 0 | 0 | Heat_Pump
12124 | Small Business Direct Install | SBDI: Lamp - LED - Decorative - Lodging Common Areas | Decorative LED lamp: lodging common areas | Lighting | Lamp | LED Lamp | 2 | 2020-01-01 | 2020-12-31 | 159 |  |  |  | kWh | per unit | PSE-deemed | Engineering | 9.63 |  | 9.63 |  | Full | 1 |  | Comm Lighting |  | 0.174 | 0 | Lamp
12126 | Small Business Direct Install | SBDI: Lamp - LED - Globe - 5w - Lodging Common Areas | 5 watt globe LED: lodging common areas | Lighting | Lamp | LED Lamp | 2 | 2020-01-01 | 2020-12-31 | 113 |  |  |  | kWh | per unit | PSE-deemed | Engineering | 8.59 |  | 8.59 |  | Full | 1 |  | Comm Lighting |  | 0.14 | 0 | Lamp
12128 | Small Business Direct Install | SBDI: Lamp - LED - MR 16 - Lodging Common Areas | LED MR16: lodging common areas | Lighting | Lamp | LED Lamp | 2 | 2020-01-01 | 2020-12-31 | 210 |  |  |  | kWh | per unit | PSE-deemed | Engineering | 9.63 |  | 9.63 |  | Full | 1 |  | Comm Lighting |  | 0.094 | 0 | Lamp
11052 | Small Business Direct Install | SBDI: Lamp - LED - Omni - 11w - Exterior | 11 watt omnidirectional LED: exterior | Lighting | Lamp | LED Lamp | 5 | 2020-01-01 | 2020-12-31 | 150 |  |  |  | kWh | per unit | PSE-deemed | Engineering | 8.59 |  | 8.59 |  | Full | 1 |  | Comm Lighting |  | 0.049 | 0 | Lamp
11053 | Small Business Direct Install | SBDI: Lamp - LED - Omni - 11w - Grocery | 11 watt omnidirectional LED: grocery | Lighting | Lamp | LED Lamp | 5 | 2020-01-01 | 2020-12-31 | 195 |  |  |  | kWh | per unit | PSE-deemed | Engineering | 8.59 |  | 8.59 |  | Full | 1 |  | Comm Lighting |  | 0.049 | 0 | Lamp
12130 | Small Business Direct Install | SBDI: Lamp - LED - Omni - 11w - Lodging Common Areas | 11 watt omnidirectional LED: lodging common areas | Lighting | Lamp | LED Lamp | 3 | 2020-01-01 | 2020-12-31 | 304 |  |  |  | kWh | per unit | PSE-deemed | Engineering | 8.59 |  | 8.59 |  | Full | 1 |  | Comm Lighting |  | 0.049 | 0 | Lamp
11054 | Small Business Direct Install | SBDI: Lamp - LED - Omni - 11w - Office | 11 watt omnidirectional LED: office | Lighting | Lamp | LED Lamp | 6 | 2020-01-01 | 2020-12-31 | 111 |  |  |  | kWh | per unit | PSE-deemed | Engineering | 8.59 |  | 8.59 |  | Full | 1 |  | Comm Lighting |  | 0.049 | 0 | Lamp
11056 | Small Business Direct Install | SBDI: Lamp - LED - Omni - 11w - Other Health | 11 watt omnidirectional LED: other health | Lighting | Lamp | LED Lamp | 6 | 2020-01-01 | 2020-12-31 | 163 |  |  |  | kWh | per unit | PSE-deemed | Engineering | 8.59 |  | 8.59 |  | Full | 1 |  | Comm Lighting |  | 0.049 | 0 | Lamp
11057 | Small Business Direct Install | SBDI: Lamp - LED - Omni - 11w - Restaurant | 11 watt omnidirectional LED: restaurant | Lighting | Lamp | LED Lamp | 6 | 2020-01-01 | 2020-12-31 | 134 |  |  |  | kWh | per unit | PSE-deemed | Engineering | 8.59 |  | 8.59 |  | Full | 1 |  | Comm Lighting |  | 0.049 | 0 | Lamp
11058 | Small Business Direct Install | SBDI: Lamp - LED - Omni - 11w - Retail | 11 watt omnidirectional LED: retail | Lighting | Lamp | LED Lamp | 6 | 2020-01-01 | 2020-12-31 | 123 |  |  |  | kWh | per unit | PSE-deemed | Engineering | 8.59 |  | 8.59 |  | Full | 1 |  | Comm Lighting |  | 0.049 | 0 | Lamp
11062 | Small Business Direct Install | SBDI: Lamp - LED - Omni - 7w - Exterior | 7 watt omnidirectional LED: exterior | Lighting | Lamp | LED Lamp | 5 | 2020-01-01 | 2020-12-31 | 107 |  |  |  | kWh | per unit | PSE-deemed | Engineering | 8.59 |  | 8.59 |  | Full | 1 |  | Comm Lighting |  | 0.107 | 0 | Lamp
11063 | Small Business Direct Install | SBDI: Lamp - LED - Omni - 7w - Grocery | 7 watt omnidirectional LED: grocery | Lighting | Lamp | LED Lamp | 4 | 2020-01-01 | 2020-12-31 | 139 |  |  |  | kWh | per unit | PSE-deemed | Engineering | 8.59 |  | 8.59 |  | Full | 1 |  | Comm Lighting |  | 0.107 | 0 | Lamp
12132 | Small Business Direct Install | SBDI: Lamp - LED - Omni - 7w - Lodging Common Areas | 7 watt omnidirectional LED: lodging common areas | Lighting | Lamp | LED Lamp | 2 | 2020-01-01 | 2020-12-31 | 217 |  |  |  | kWh | per unit | PSE-deemed | Engineering | 8.59 |  | 8.59 |  | Full | 1 |  | Comm Lighting |  | 1.07 | 0 | Lamp
11066 | Small Business Direct Install | SBDI: Lamp - LED - Omni - 7w - Other Health | 7 watt omnidirectional LED: other health | Lighting | Lamp | LED Lamp | 6 | 2020-01-01 | 2020-12-31 | 117 |  |  |  | kWh | per unit | PSE-deemed | Engineering | 8.59 |  | 8.59 |  | Full | 1 |  | Comm Lighting |  | 0.107 | 0 | Lamp
11072 | Small Business Direct Install | SBDI: Lamp - LED - Par 20 - Exterior | Par 20 LED lamp: exterior | Lighting | Lamp | LED Lamp | 3 | 2020-01-01 | 2020-12-31 | 147 |  |  |  | kWh | per unit | PSE-deemed | Engineering | 11.55 |  | 11.55 |  | Full | 1 |  | Comm Lighting |  | 0.094 | 0 | Lamp
11073 | Small Business Direct Install | SBDI: Lamp - LED - Par 20 - Grocery | Par 20 LED lamp: grocery | Lighting | Lamp | LED Lamp | 3 | 2020-01-01 | 2020-12-31 | 192 |  |  |  | kWh | per unit | PSE-deemed | Engineering | 11.55 |  | 11.55 |  | Full | 1 |  | Comm Lighting |  | 0.094 | 0 | Lamp
12134 | Small Business Direct Install | SBDI: Lamp - LED - Par 20 - Lodging Common Areas | Par 20 LED lamp: lodging common areas | Lighting | Lamp | LED Lamp | 2 | 2020-01-01 | 2020-12-31 | 299 |  |  |  | kWh | per unit | PSE-deemed | Engineering | 11.55 |  | 11.55 |  | Full | 1 |  | Comm Lighting |  | 0.094 | 0 | Lamp
11076 | Small Business Direct Install | SBDI: Lamp - LED - Par 20 - Other Health | Par 20 LED lamp: other health | Lighting | Lamp | LED Lamp | 3 | 2020-01-01 | 2020-12-31 | 161 |  |  |  | kWh | per unit | PSE-deemed | Engineering | 11.55 |  | 11.55 |  | Full | 1 |  | Comm Lighting |  | 0.094 | 0 | Lamp
11083 | Small Business Direct Install | SBDI: Lamp - LED - Par 30 - Grocery | Par 30 LED lamp: grocery | Lighting | Lamp | LED Lamp | 3 | 2020-01-01 | 2020-12-31 | 163 |  |  |  | kWh | per unit | PSE-deemed | Engineering | 11.55 |  | 11.55 |  | Full | 1 |  | Comm Lighting |  | 0.094 | 0 | Lamp
12136 | Small Business Direct Install | SBDI: Lamp - LED - Par 30 - Lodging Common Areas | Par 30 LED lamp: lodging common areas | Lighting | Lamp | LED Lamp | 2 | 2020-01-01 | 2020-12-31 | 255 |  |  |  | kWh | per unit | PSE-deemed | Engineering | 11.55 |  | 11.55 |  | Full | 1 |  | Comm Lighting |  | 0.094 | 0 | Lamp
11086 | Small Business Direct Install | SBDI: Lamp - LED - Par 30 - Other Health | Par 30 LED lamp: other health | Lighting | Lamp | LED Lamp | 3 | 2020-01-01 | 2020-12-31 | 137 |  |  |  | kWh | per unit | PSE-deemed | Engineering | 11.55 |  | 11.55 |  | Full | 1 |  | Comm Lighting |  | 0.094 | 0 | Lamp
11092 | Small Business Direct Install | SBDI: Lamp - LED - Par 38 or 40 - Exterior | Par 38 or 40 LED lamp: exterior | Lighting | Lamp | LED Lamp | 3 | 2020-01-01 | 2020-12-31 | 170 |  |  |  | kWh | per unit | PSE-deemed | Engineering | 11.55 |  | 11.55 |  | Full | 1 |  | Comm Lighting |  | 0.096 | 0 | Lamp
11093 | Small Business Direct Install | SBDI: Lamp - LED - Par 38 or 40 - Grocery | Par 38 or 40 LED lamp: grocery | Lighting | Lamp | LED Lamp | 3 | 2020-01-01 | 2020-12-31 | 221 |  |  |  | kWh | per unit | PSE-deemed | Engineering | 11.55 |  | 11.55 |  | Full | 1 |  | Comm Lighting |  | 0.096 | 0 | Lamp
12138 | Small Business Direct Install | SBDI: Lamp - LED - Par 38 or 40 - Lodging Common Areas | Par 38 or 40 LED lamp: lodging common areas | Lighting | Lamp | LED Lamp | 2 | 2020-01-01 | 2020-12-31 | 344 |  |  |  | kWh | per unit | PSE-deemed | Engineering | 11.55 |  | 11.55 |  | Full | 1 |  | Comm Lighting |  | 0.096 | 0 | Lamp
11096 | Small Business Direct Install | SBDI: Lamp - LED - Par 38 or 40 - Other Health | Par 38 or 40 LED lamp: other health | Lighting | Lamp | LED Lamp | 3 | 2020-01-01 | 2020-12-31 | 185 |  |  |  | kWh | per unit | PSE-deemed | Engineering | 11.55 |  | 11.55 |  | Full | 1 |  | Comm Lighting |  | 0.096 | 0 | Lamp
11097 | Small Business Direct Install | SBDI: Lamp - LED - Par 38 or 40 - Restaurant | Par 38 or 40 LED lamp: restaurant | Lighting | Lamp | LED Lamp | 3 | 2020-01-01 | 2020-12-31 | 151 |  |  |  | kWh | per unit | PSE-deemed | Engineering | 11.55 |  | 11.55 |  | Full | 1 |  | Comm Lighting |  | 0.096 | 0 | Lamp
11098 | Small Business Direct Install | SBDI: Lamp - LED - Par 38 or 40 - Retail | Par 38 or 40 LED lamp: retail | Lighting | Lamp | LED Lamp | 3 | 2020-01-01 | 2020-12-31 | 139 |  |  |  | kWh | per unit | PSE-deemed | Engineering | 11.55 |  | 11.55 |  | Full | 1 |  | Comm Lighting |  | 0.096 | 0 | Lamp
11106 | Small Business Direct Install | SBDI: Lamp - TLED - 3 ft - 1x - from 3 ft 1x T8 25w | 1-lamp 3'; tubular LED: replace 3' 1-lamp 25 watt T8 | Lighting | Lamp | TLED Lamp | 4 | 2020-01-01 | 2020-12-31 | 54 |  |  |  | kWh | per unit | PSE-deemed | Engineering | 37 |  | 37 |  | Full | 12 |  | Comm Lighting |  | 0 | 0 | Lamp
12141 | Small Business Direct Install | SBDI: Lamp - TLED - 3 ft - 1x - from 3 ft 1x T8 25w - LCA | 1-lamp 3'; tubular LED: replace 3' 1-lamp 25 watt T8 ; installed in common areas | Lighting | Lamp | TLED Lamp | 1 | 2018-01-01 |  | 136 |  |  |  | kWh | per unit | PSE-deemed | Engineering | 37 |  | 37 |  | Full | 12 |  | Comm Lighting |  | 0 | 0 | Lamp
11107 | Small Business Direct Install | SBDI: Lamp - TLED - 3 ft - 1x - from 3 ft T12 1x | 1-lamp 3'; tubular LED: replace 3' 1-lamp T12 | Lighting | Lamp | TLED Lamp | 5 | 2020-01-01 | 2020-12-31 | 104 |  |  |  | kWh | per unit | PSE-deemed | Engineering | 37 |  | 37 |  | Full | 12 |  | Comm Lighting |  | 0 | 0 | Lamp
12140 | Small Business Direct Install | SBDI: Lamp - TLED - 3 ft - 1x - from 3 ft T12 1x - LCA | 1-lamp 3'; tubular LED: replace 3' 1-lamp T12 ; installed in common areas | Lighting | Lamp | TLED Lamp | 1 | 2018-01-01 |  | 264 |  |  |  | kWh | per unit | PSE-deemed | Engineering | 37 |  | 37 |  | Full | 12 |  | Comm Lighting |  | 0 | 0 | Lamp
11108 | Small Business Direct Install | SBDI: Lamp - TLED - 4 ft - 1x - from 4 ft T12 1x | 1-lamp 4' tubular LED: replace 1-lamp 4' T12 | Lighting | Lamp | TLED Lamp | 5 | 2020-01-01 | 2020-12-31 | 91 |  |  |  | kWh | per unit | PSE-deemed | Engineering | 37 |  | 37 |  | Full | 12 |  | Comm Lighting |  | 0 | 0 | Lamp
12142 | Small Business Direct Install | SBDI: Lamp - TLED - 4 ft - 1x - from 4 ft T12 1x - LCA | 1-lamp 4' tubular LED: replace 1-lamp 4' T12 ; installed in common areas | Lighting | Lamp | TLED Lamp | 1 | 2018-01-01 |  | 230 |  |  |  | kWh | per unit | PSE-deemed | Engineering | 37 |  | 37 |  | Full | 12 |  | Comm Lighting |  | 0 | 0 | Lamp
12106 | Small Business Direct Install | SBDI: Lamp - TLED - 4 ft - 1x - from 4 ft T8 28w BBF 1x | 1-lamp 4' tubular LED: replace 1-lamp; blended ballast factor; 28 watt T8 | Lighting | Lamp | TLED Lamp | 4 | 2020-01-01 | 2020-12-31 | 42 |  |  |  | kWh | per unit | PSE-deemed | Engineering | 37 |  | 37 |  | Full | 12 |  | Comm Lighting |  | 0 | 0 | Lamp
12158 | Small Business Direct Install | SBDI: Lamp - TLED - 4 ft - 1x - from 4 ft T8 28w LLO 1x - LCA | 1-lamp 4' tubular LED: replace 1-lamp; low light output; 28 watt T8 ; installed in common areas | Lighting | Lamp | TLED Lamp | 1 | 2018-01-01 |  | 94 |  |  |  | kWh | per unit | PSE-deemed | Engineering | 37 |  | 37 |  | Full | 12 |  | Comm Lighting |  | 0 | 0 | Lamp
12159 | Small Business Direct Install | SBDI: Lamp - TLED - 4 ft - 1x - from 4 ft T8 28w NLO 1x - LCA | 1-lamp 4' tubular LED: replace 1-lamp; normal light output; 28 watt T8 ; installed in common areas | Lighting | Lamp | TLED Lamp | 1 | 2018-01-01 |  | 119 |  |  |  | kWh | per unit | PSE-deemed | Engineering | 37 |  | 37 |  | Full | 12 |  | Comm Lighting |  | 0 | 0 | Lamp
12107 | Small Business Direct Install | SBDI: Lamp - TLED - 4 ft - 1x - from 4ft T8 32w BBF 1x | 1-lamp 4' tubular LED: replace 1-lamp; blended ballast factor; 32 watt T8 | Lighting | Lamp | TLED Lamp | 4 | 2020-01-01 | 2020-12-31 | 64 |  |  |  | kWh | per unit | PSE-deemed | Engineering | 37 |  | 37 |  | Full | 12 |  | Comm Lighting |  | 0 | 0 | Lamp
12157 | Small Business Direct Install | SBDI: Lamp - TLED - 4 ft - 1x - from 4ft T8 32w HLO 1x - LCA | 1-lamp 4' tubular LED: replace 1-lamp; high light output; 32 watt T8 ; installed in common areas | Lighting | Lamp | TLED Lamp | 1 | 2018-01-01 |  | 221 |  |  |  | kWh | per unit | PSE-deemed | Engineering | 37 |  | 37 |  | Full | 12 |  | Comm Lighting |  | 0 | 0 | Lamp
12155 | Small Business Direct Install | SBDI: Lamp - TLED - 4 ft - 1x - from 4ft T8 32w LLO 1x - LCA | 1-lamp 4' tubular LED: replace 1-lamp; low light output; 32 watt T8; installed in common areas | Lighting | Lamp | TLED Lamp | 1 | 2018-01-01 |  | 119 |  |  |  | kWh | per unit | PSE-deemed | Engineering | 37 |  | 37 |  | Full | 12 |  | Comm Lighting |  | 0 | 0 | Lamp
12156 | Small Business Direct Install | SBDI: Lamp - TLED - 4 ft - 1x - from 4ft T8 32w NLO 1x - LCA | 1-lamp 4' tubular LED: replace 1-lamp; normal light output; 32 watt T8; installed in common areas | Lighting | Lamp | TLED Lamp | 1 | 2018-01-01 |  | 145 |  |  |  | kWh | per unit | PSE-deemed | Engineering | 37 |  | 37 |  | Full | 12 |  | Comm Lighting |  | 0 | 0 | Lamp
11114 | Small Business Direct Install | SBDI: Lamp - TLED - 4 ft - 2x - from 4 ft T12 2x | 2-lamp 4' tubular LED: replace 2-lamp; 4' T12 | Lighting | Lamp | TLED Lamp | 5 | 2020-01-01 | 2020-12-31 | 181 |  |  |  | kWh | per unit | PSE-deemed | Engineering | 65 |  | 65 |  | Full | 12 |  | Comm Lighting |  | 0 | 0 | Lamp
12143 | Small Business Direct Install | SBDI: Lamp - TLED - 4 ft - 2x - from 4 ft T12 2x - LCA | 2-lamp 4' tubular LED: replace 2-lamp; 4' T12 ; installed in common areas | Lighting | Lamp | TLED Lamp | 1 | 2018-01-01 |  | 460 |  |  |  | kWh | per unit | PSE-deemed | Engineering | 65 |  | 65 |  | Full | 12 |  | Comm Lighting |  | 0 | 0 | Lamp
11115 | Small Business Direct Install | SBDI: Lamp - TLED - 4 ft - 2x - from 4 ft T12 HO 2x | 2-lamp 4' tubular LED: replace 2-lamp; 4' high output T12 | Lighting | Lamp | TLED Lamp | 5 | 2020-01-01 | 2020-12-31 | 417 |  |  |  | kWh | per unit | PSE-deemed | Engineering | 65 |  | 65 |  | Full | 12 |  | Comm Lighting |  | 0 | 0 | Lamp
12144 | Small Business Direct Install | SBDI: Lamp - TLED - 4 ft - 2x - from 4 ft T12 HO 2x - LCA | 2-lamp 4' tubular LED: replace 2-lamp; 4' high output T12 ; installed in common areas | Lighting | Lamp | TLED Lamp | 1 | 2018-01-01 |  | 1056 |  |  |  | kWh | per unit | PSE-deemed | Engineering | 65 |  | 65 |  | Full | 12 |  | Comm Lighting |  | 0 | 0 | Lamp
12108 | Small Business Direct Install | SBDI: Lamp - TLED - 4 ft - 2x - from 4 ft T8 28w BBF 2x | 2-lamp 4' tubular LED: replace 2-lamp; 4' 28 watt blended ballast factor T8 | Lighting | Lamp | TLED Lamp | 4 | 2020-01-01 | 2020-12-31 | 84 |  |  |  | kWh | per unit | PSE-deemed | Engineering | 65 |  | 65 |  | Full | 12 |  | Comm Lighting |  | 0 | 0 | Lamp
12163 | Small Business Direct Install | SBDI: Lamp - TLED - 4 ft - 2x - from 4 ft T8 28w LLO 2x - LCA | 2-lamp 4' tubular LED: replace 2-lamp; 4' 28 watt low light output T8 ; installed in common areas | Lighting | Lamp | TLED Lamp | 1 | 2018-01-01 |  | 187 |  |  |  | kWh | per unit | PSE-deemed | Engineering | 65 |  | 65 |  | Full | 12 |  | Comm Lighting |  | 0 | 0 | Lamp
12164 | Small Business Direct Install | SBDI: Lamp - TLED - 4 ft - 2x - from 4 ft T8 28w NLO 2x - LCA | 2-lamp 4' tubular LED: replace 2-lamp; 4' 28 watt normal light output T8 ; installed in common areas | Lighting | Lamp | TLED Lamp | 1 | 2018-01-01 |  | 239 |  |  |  | kWh | per unit | PSE-deemed | Engineering | 65 |  | 65 |  | Full | 12 |  | Comm Lighting |  | 0 | 0 | Lamp
12109 | Small Business Direct Install | SBDI: Lamp - TLED - 4 ft - 2x - from 4 ft T8 32w BBF 2x | 2-lamp 4' tubular LED: replace 2-lamp; 4' 32 watt blended ballast factor T8 | Lighting | Lamp | TLED Lamp | 4 | 2020-01-01 | 2020-12-31 | 128 |  |  |  | kWh | per unit | PSE-deemed | Engineering | 65 |  | 65 |  | Full | 12 |  | Comm Lighting |  | 0 | 0 | Lamp
12162 | Small Business Direct Install | SBDI: Lamp - TLED - 4 ft - 2x - from 4 ft T8 32w HLO 2x - LCA | 2-lamp 4' tubular LED: replace 2-lamp; 4' 32 watt high light output T8 ; installed in common areas | Lighting | Lamp | TLED Lamp | 1 | 2018-01-01 |  | 443 |  |  |  | kWh | per unit | PSE-deemed | Engineering | 65 |  | 65 |  | Full | 12 |  | Comm Lighting |  | 0 | 0 | Lamp
12160 | Small Business Direct Install | SBDI: Lamp - TLED - 4 ft - 2x - from 4 ft T8 32w LLO 2x - LCA | 2-lamp 4' tubular LED: replace 2-lamp; 4' 32 watt low light output T8 ; installed in common areas | Lighting | Lamp | TLED Lamp | 1 | 2018-01-01 |  | 239 |  |  |  | kWh | per unit | PSE-deemed | Engineering | 65 |  | 65 |  | Full | 12 |  | Comm Lighting |  | 0 | 0 | Lamp
12161 | Small Business Direct Install | SBDI: Lamp - TLED - 4 ft - 2x - from 4 ft T8 32w NLO 2x - LCA | 2-lamp 4' tubular LED: replace 2-lamp; 4' 32 watt low normal output T8 ; installed in common areas | Lighting | Lamp | TLED Lamp | 1 | 2018-01-01 |  | 290 |  |  |  | kWh | per unit | PSE-deemed | Engineering | 65 |  | 65 |  | Full | 12 |  | Comm Lighting |  | 0 | 0 | Lamp
11121 | Small Business Direct Install | SBDI: Lamp - TLED - 4 ft - 3x - from 4 ft T12 HO 3x | 3-lamp 4' tubular LED: replace 3-lamp 4' high output T12 | Lighting | Lamp | TLED Lamp | 5 | 2020-01-01 | 2020-12-31 | 625 |  |  |  | kWh | per unit | PSE-deemed | Engineering | 100 |  | 100 |  | Full | 12 |  | Comm Lighting |  | 0 | 0 | Lamp
12146 | Small Business Direct Install | SBDI: Lamp - TLED - 4 ft - 3x - from 4 ft T12 HO 3x - LCA | 3-lamp 4' tubular LED: replace 3-lamp 4' high output T12 ; installed in common areas | Lighting | Lamp | TLED Lamp | 1 | 2018-01-01 |  | 1584 |  |  |  | kWh | per unit | PSE-deemed | Engineering | 100 |  | 100 |  | Full | 12 |  | Comm Lighting |  | 0 | 0 | Lamp
12110 | Small Business Direct Install | SBDI: Lamp - TLED - 4 ft - 3x - from 4 ft T8 28w BBF 3x | 3-lamp 4' tubular LED: replace 3-lamp 4' 28 watt blended ballast factor T8 | Lighting | Lamp | TLED Lamp | 3 | 2020-01-01 | 2020-12-31 | 126 |  |  |  | kWh | per unit | PSE-deemed | Engineering | 78 |  | 78 |  | Full | 12 |  | Comm Lighting |  | 0 | 0 | Lamp
12168 | Small Business Direct Install | SBDI: Lamp - TLED - 4 ft - 3x - from 4 ft T8 28w LLO 3x - LCA | 3-lamp 4' tubular LED: replace 3-lamp 4' 28 watt low light output T8; installed in common areas | Lighting | Lamp | TLED Lamp | 1 | 2018-01-01 |  | 281 |  |  |  | kWh | per unit | PSE-deemed | Engineering | 78 |  | 78 |  | Full | 12 |  | Comm Lighting |  | 0 | 0 | Lamp
12169 | Small Business Direct Install | SBDI: Lamp - TLED - 4 ft - 3x - from 4 ft T8 28w NLO 3x - LCA | 3-lamp 4' tubular LED: replace 3-lamp 4' 28 watt normal light output T8; installed in common areas | Lighting | Lamp | TLED Lamp | 1 | 2018-01-01 |  | 358 |  |  |  | kWh | per unit | PSE-deemed | Engineering | 78 |  | 78 |  | Full | 12 |  | Comm Lighting |  | 0 | 0 | Lamp
12111 | Small Business Direct Install | SBDI: Lamp - TLED - 4 ft - 3x - from 4 ft T8 32w BBF 3x | 3-lamp 4' tubular LED: replace 3-lamp 4' 32 watt blended ballast factor T8 | Lighting | Lamp | TLED Lamp | 4 | 2020-01-01 | 2020-12-31 | 192 |  |  |  | kWh | per unit | PSE-deemed | Engineering | 78 |  | 78 |  | Full | 12 |  | Comm Lighting |  | 0 | 0 | Lamp
12167 | Small Business Direct Install | SBDI: Lamp - TLED - 4 ft - 3x - from 4 ft T8 32w HLO 3x - LCA | 3-lamp 4' tubular LED: replace 3-lamp 4' 32 watt high light output T8; installed in common areas | Lighting | Lamp | TLED Lamp | 1 | 2018-01-01 |  | 664 |  |  |  | kWh | per unit | PSE-deemed | Engineering | 78 |  | 78 |  | Full | 12 |  | Comm Lighting |  | 0 | 0 | Lamp
12165 | Small Business Direct Install | SBDI: Lamp - TLED - 4 ft - 3x - from 4 ft T8 32w LLO 3x - LCA | 3-lamp 4' tubular LED: replace 3-lamp 4' 32 watt low light output T8; installed in common areas | Lighting | Lamp | TLED Lamp | 1 | 2018-01-01 |  | 358 |  |  |  | kWh | per unit | PSE-deemed | Engineering | 78 |  | 78 |  | Full | 12 |  | Comm Lighting |  | 0 | 0 | Lamp
12166 | Small Business Direct Install | SBDI: Lamp - TLED - 4 ft - 3x - from 4 ft T8 32w NLO 3x - LCA | 3-lamp 4' tubular LED: replace 3-lamp 4' 32 watt normal light output T8; installed in common areas | Lighting | Lamp | TLED Lamp | 2 | 2018-01-01 |  | 358 |  |  |  | kWh | per unit | PSE-deemed | Engineering | 78 |  | 78 |  | Full | 12 |  | Comm Lighting |  | 0 | 0 | Lamp
11127 | Small Business Direct Install | SBDI: Lamp - TLED - 4 ft - 3x from 4 ft T12 3x | 3-lamp 4' tubular LED: replace 3-lamp 4' T12 | Lighting | Lamp | TLED Lamp | 5 | 2020-01-01 | 2020-12-31 | 272 |  |  |  | kWh | per unit | PSE-deemed | Engineering | 100 |  | 100 |  | Full | 12 |  | Comm Lighting |  | 0 | 0 | Lamp
12145 | Small Business Direct Install | SBDI: Lamp - TLED - 4 ft - 3x from 4 ft T12 3x - LCA | 3-lamp 4' tubular LED: replace 3-lamp 4' T12 ; installed in common areas | Lighting | Lamp | TLED Lamp | 1 | 2018-01-01 |  | 690 |  |  |  | kWh | per unit | PSE-deemed | Engineering | 100 |  | 100 |  | Full | 12 |  | Comm Lighting |  | 0 | 0 | Lamp
11128 | Small Business Direct Install | SBDI: Lamp - TLED - 4 ft - 4x - from 4 ft T12 4x | 4-lamp 4' tubular LED: replace 4-lamp 4' T12 | Lighting | Lamp | TLED Lamp | 5 | 2020-01-01 | 2020-12-31 | 363 |  |  |  | kWh | per unit | PSE-deemed | Engineering | 127 |  | 127 |  | Full | 12 |  | Comm Lighting |  | 0 | 0 | Lamp
12149 | Small Business Direct Install | SBDI: Lamp - TLED - 4 ft - 4x - from 4 ft T12 4x - LCA | 4-lamp 4' tubular LED: replace 4-lamp 4' T12; installed in common areas | Lighting | Lamp | TLED Lamp | 1 | 2018-01-01 |  | 920 |  |  |  | kWh | per unit | PSE-deemed | Engineering | 127 |  | 127 |  | Full | 12 |  | Comm Lighting |  | 0 | 0 | Lamp
11129 | Small Business Direct Install | SBDI: Lamp - TLED - 4 ft - 4x - from 4 ft T12 HO 4x | 4-lamp 4' tubular LED: replace 4-lamp 4' high output T12 | Lighting | Lamp | TLED Lamp | 5 | 2020-01-01 | 2020-12-31 | 834 |  |  |  | kWh | per unit | PSE-deemed | Engineering | 127 |  | 127 |  | Full | 12 |  | Comm Lighting |  | 0 | 0 | Lamp
12150 | Small Business Direct Install | SBDI: Lamp - TLED - 4 ft - 4x - from 4 ft T12 HO 4x - LCA | 4-lamp 4' tubular LED: replace 4-lamp 4' high output T12; installed in common areas | Lighting | Lamp | TLED Lamp | 1 | 2018-01-01 |  | 2112 |  |  |  | kWh | per unit | PSE-deemed | Engineering | 127 |  | 127 |  | Full | 12 |  | Comm Lighting |  | 0 | 0 | Lamp
12113 | Small Business Direct Install | SBDI: Lamp - TLED - 4 ft - 4x - from 4 ft T8 28w BBF 4x | 4-lamp 4' tubular LED: replace 4-lamp 4' 28 watt blended ballast factor T8 | Lighting | Lamp | TLED Lamp | 3 | 2020-01-01 | 2020-12-31 | 225 |  |  |  | kWh | per unit | PSE-deemed | Engineering | 100 |  | 100 |  | Full | 12 |  | Comm Lighting |  | 0 | 0 | Lamp
12173 | Small Business Direct Install | SBDI: Lamp - TLED - 4 ft - 4x - from 4 ft T8 28w LLO 4x - LCA | 4-lamp 4' tubular LED: replace 4-lamp 4' 28 watt low light output T8; installed in common areas | Lighting | Lamp | TLED Lamp | 1 | 2018-01-01 |  | 375 |  |  |  | kWh | per unit | PSE-deemed | Engineering | 100 |  | 100 |  | Full | 12 |  | Comm Lighting |  | 0 | 0 | Lamp
12174 | Small Business Direct Install | SBDI: Lamp - TLED - 4 ft - 4x - from 4 ft T8 28w NLO 4x - LCA | 4-lamp 4' tubular LED: replace 4-lamp 4' 28 watt normal light output T8; installed in common areas | Lighting | Lamp | TLED Lamp | 1 | 2018-01-01 |  | 477 |  |  |  | kWh | per unit | PSE-deemed | Engineering | 100 |  | 100 |  | Full | 12 |  | Comm Lighting |  | 0 | 0 | Lamp
12114 | Small Business Direct Install | SBDI: Lamp - TLED - 4 ft - 4x - from 4 ft T8 32w BBF 4x | 4-lamp 4' tubular LED: replace 4-lamp 4' 32 watt blended ballast factor T8 | Lighting | Lamp | TLED Lamp | 4 | 2020-01-01 | 2020-12-31 | 255 |  |  |  | kWh | per unit | PSE-deemed | Engineering | 100 |  | 100 |  | Full | 12 |  | Comm Lighting |  | 0 | 0 | Lamp
12177 | Small Business Direct Install | SBDI: Lamp - TLED - 4 ft - 4x - from 4 ft T8 32w HLO 4x - LCA | 4-lamp 4' tubular LED: replace 4-lamp 4' 32 watt high light output T8; installed in common areas | Lighting | Lamp | TLED Lamp | 1 | 2018-01-01 |  | 886 |  |  |  | kWh | per unit | PSE-deemed | Engineering | 100 |  | 100 |  | Full | 12 |  | Comm Lighting |  | 0 | 0 | Lamp
12175 | Small Business Direct Install | SBDI: Lamp - TLED - 4 ft - 4x - from 4 ft T8 32w LLO 4x - LCA | 4-lamp 4' tubular LED: replace 4-lamp 4' 32 watt low light output T8; installed in common areas | Lighting | Lamp | TLED Lamp | 1 | 2018-01-01 |  | 477 |  |  |  | kWh | per unit | PSE-deemed | Engineering | 100 |  | 100 |  | Full | 12 |  | Comm Lighting |  | 0 | 0 | Lamp
12176 | Small Business Direct Install | SBDI: Lamp - TLED - 4 ft - 4x - from 4 ft T8 32w NLO 4x - LCA | 4-lamp 4' tubular LED: replace 4-lamp 4' 32 watt normal light output T8; installed in common areas | Lighting | Lamp | TLED Lamp | 1 | 2018-01-01 |  | 886 |  |  |  | kWh | per unit | PSE-deemed | Engineering | 100 |  | 100 |  | Full | 12 |  | Comm Lighting |  | 0 | 0 | Lamp
11135 | Small Business Direct Install | SBDI: LED Exit Sign | LED exit sign | Lighting | Signage | LED Sign | 1 | 2015-01-01 | 2020-12-31 | 153.3 |  |  |  | kWh | per unit | PSE-deemed | Engineering | 60 |  | 60 |  | Full | 9 |  | Comm Flat |  |  |  | Light_Fixture
11136 | Small Business Direct Install | SBDI: LED Open Sign | LED open sign | Lighting | Signage | LED Sign | 8 | 2020-01-01 | 2020-12-31 | 92 |  |  |  | kWh | per unit | PSE-deemed | Engineering | 130.65 |  | 130.65 |  | Full | 16 |  | Comm Lighting |  | 0 | 0 | Light_Fixture
11137 | Small Business Direct Install | SBDI: Occupancy Sensor - 100w to 150w | Occupancy sensor: contolling 100 watt to 150 watt | Controls | Occupancy Sensor | Lighting Control | 3 | 2020-01-01 | 2020-12-31 | 89 |  |  |  | kWh | per unit | PSE-deemed | Engineering | 68 |  | 68 |  | Full | 10 |  | Comm Lighting |  | 0 | 0 | Lighting_Control
11138 | Small Business Direct Install | SBDI: Occupancy Sensor - 151w to 200w | Occupancy sensor: controlling 151 watt to 200 watt | Controls | Occupancy Sensor | Lighting Control | 3 | 2020-01-01 | 2020-12-31 | 125 |  |  |  | kWh | per unit | PSE-deemed | Engineering | 68 |  | 68 |  | Full | 10 |  | Comm Lighting |  | 0 | 0 | Lighting_Control
11139 | Small Business Direct Install | SBDI: Occupancy Sensor - 201w to 450w | Occupancy sensor: controlling 201 watt to 450 watt | Controls | Occupancy Sensor | Lighting Control | 3 | 2020-01-01 | 2020-12-31 | 231 |  |  |  | kWh | per unit | PSE-deemed | Engineering | 68 |  | 68 |  | Full | 10 |  | Comm Lighting |  | 0 | 0 | Lighting_Control
11140 | Small Business Direct Install | SBDI: Occupancy Sensor - Less than 100w | Occupancy sensor: controlling less than 100 watt | Controls | Occupancy Sensor | Lighting Control | 4 | 2020-01-01 | 2020-12-31 | 36 |  |  |  | kWh | per unit | PSE-deemed | Engineering | 68 |  | 68 |  | Full | 10 |  | Comm Lighting |  | 0 | 0 | Lighting_Control
11141 | Small Business Direct Install | SBDI: Occupancy Sensor - over 450w | Occupancy sensor: controlling over 450 watt | Controls | Occupancy Sensor | Lighting Control | 3 | 2020-01-01 | 2020-12-31 | 356 |  |  |  | kWh | per unit | PSE-deemed | Engineering | 68 |  | 68 |  | Full | 10 |  | Comm Lighting |  | 0 | 0 | Lighting_Control
10951 | Small Business Direct Install | SBDI: Sealing - Auto Closer - Reach In Glass Doors - Low Temp - E | Auto closer: reach-in glass doors; low temperature; electric heating | Refrigeration | Sealing | Auto Closer | 1 | 2016-01-01 |  | 343 |  |  |  | kWh | per unit | RTF-deemed |  | 133.28 |  | 190.4 |  | Full | 8 |  | Comm Refrigeration
11173 | Small Business Direct Install | SBDI: Sealing - Auto Closer - Reach In Glass Doors - Low Temp - NG | Auto closer: reach-in glass doors; low temperature; natural gas heating | Refrigeration | Sealing | Auto Closer | 1 | 2016-01-01 |  |  |  | 0.67 |  | Therm | per unit | PSE-deemed | Engineering |  | 0 |  | 0 | Full | 8 |  | Comm Space Heat
11174 | Small Business Direct Install | SBDI: Sealing - Auto Closer - Reach In Glass Doors - Low Temp - NG - EIE | Auto closer: reach-in glass doors; low temperature; natural gas heating; electric interactive effect | Refrigeration | Sealing | Auto Closer | 1 | 2016-01-01 |  | 336 |  |  |  | kWh | per unit | RTF-deemed |  | 133.28 |  | 190.4 |  | Full | 8 |  | Comm Refrigeration
11175 | Small Business Direct Install | SBDI: Sealing - Auto Closer - Reach In Glass Doors - Med Temp - E | Auto closer: reach-in glass doors; medium temperature; electric heating | Refrigeration | Sealing | Auto Closer | 1 | 2016-01-01 |  | 252 |  |  |  | kWh | per unit | RTF-deemed |  | 133.28 |  | 190.4 |  | Full | 8 |  | Comm Refrigeration
11176 | Small Business Direct Install | SBDI: Sealing - Auto Closer - Reach In Glass Doors - Med Temp - NG | Auto closer: reach-in glass doors; medium temperature; natural gas heating | Refrigeration | Sealing | Auto Closer | 1 | 2016-01-01 |  |  |  | 0.25 |  | Therm | per unit | PSE-deemed | Engineering |  | 0 |  | 0 | Full | 8 |  | Comm Space Heat
11177 | Small Business Direct Install | SBDI: Sealing - Auto Closer - Reach In Glass Doors - Med Temp - NG - EIE | Auto closer: reach-in glass doors; medium temperature; natural gas heating; electric interactive effect | Refrigeration | Sealing | Auto Closer | 1 | 2016-01-01 |  | 250 |  |  |  | kWh | per unit | RTF-deemed |  | 133.28 |  | 190.4 |  | Full | 8 |  | Comm Refrigeration
11178 | Small Business Direct Install | SBDI: Sealing - Auto Closer - Walk In Doors - Low Temp - E | Auto closer: walk-in doors; low temperature; electric heating | Refrigeration | Sealing | Auto Closer | 1 | 2016-01-01 |  | 2836 |  |  |  | kWh | per unit | RTF-deemed |  | 133.28 |  | 190.4 |  | Full | 8 |  | Comm Refrigeration
11179 | Small Business Direct Install | SBDI: Sealing - Auto Closer - Walk In Doors - Low Temp - NG | Auto closer: walk-in doors; low temperature; natural gas heating | Refrigeration | Sealing | Auto Closer | 1 | 2016-01-01 |  |  |  | 5.62 |  | Therm | per unit | PSE-deemed | Engineering |  | 0 |  | 0 | Full | 8 |  | Comm Flat
11180 | Small Business Direct Install | SBDI: Sealing - Auto Closer - Walk In Doors - Low Temp - NG - EIE | Auto closer: walk-in doors; low temperature; natural gas heating; electric interactive effect | Refrigeration | Sealing | Auto Closer | 1 | 2016-01-01 |  | 2809 |  |  |  | kWh | per unit | RTF-deemed |  | 133.28 |  | 190.4 |  | Full | 8 |  | Comm Refrigeration
11181 | Small Business Direct Install | SBDI: Sealing - Auto Closer - Walk In Doors - Med Temp - E | Auto closer: walk-in doors; medium temperature; electric heating | Refrigeration | Sealing | Auto Closer | 1 | 2016-01-01 |  | 223 |  |  |  | kWh | per unit | RTF-deemed |  | 133.28 |  | 190.4 |  | Full | 8 |  | Comm Refrigeration
11182 | Small Business Direct Install | SBDI: Sealing - Auto Closer - Walk In Doors - Med Temp - NG | Auto closer: walk-in glass doors; medium temperature; electric heating | Refrigeration | Sealing | Auto Closer | 1 | 2016-01-01 |  |  |  | 0.22 |  | Therm | per unit | PSE-deemed | Engineering |  | 0 |  | 0 | Full | 8 |  | Comm Flat
11183 | Small Business Direct Install | SBDI: Sealing - Auto Closer - Walk In Doors - Med Temp - NG - EIE | Auto closer: walk-in doors; medium temperature; natural gas heating; electric interactive effect | Refrigeration | Sealing | Auto Closer | 1 | 2016-01-01 |  | 221 |  |  |  | kWh | per unit | RTF-deemed |  | 133.28 |  | 190.4 |  | Full | 8 |  | Comm Refrigeration
11184 | Small Business Direct Install | SBDI: Sealing - Gasket - Reach In Glass Door - Low Temp - E | Reach-in glass door gasket: low temperature per door; electric heating | Refrigeration | Sealing | Gasket | 1 | 2016-01-01 |  | 243 |  |  |  | kWh | per unit | RTF-deemed |  | 72.9 |  | 81 |  | Full | 4 |  | Comm Refrigeration
11185 | Small Business Direct Install | SBDI: Sealing - Gasket - Reach In Glass Door - Low Temp - NG | Reach-in glass door gasket: low temperature per door; natural gas heating | Refrigeration | Sealing | Gasket | 1 | 2016-01-01 |  |  |  | 6.2 |  | Therm | per unit | PSE-deemed | Engineering |  | 0 |  | 0 | Full | 4 |  | Comm Flat
11186 | Small Business Direct Install | SBDI: Sealing - Gasket - Reach In Glass Door - Med Temp - E | Reach-in glass door gasket: medium temperature per door; electric heating | Refrigeration | Sealing | Gasket | 1 | 2016-01-01 |  | 248 |  |  |  | kWh | per unit | RTF-deemed |  | 74.4 |  | 81 |  | Full | 4 |  | Comm Refrigeration
11187 | Small Business Direct Install | SBDI: Sealing - Gasket - Reach In Glass Door - Med Temp - NG | Reach-in glass door gasket: medium temperature per door; natural gas heating | Refrigeration | Sealing | Gasket | 1 | 2016-01-01 |  |  |  | 13.9 |  | Therm | per unit | PSE-deemed | Engineering |  | 0 |  | 0 | Full | 4 |  | Comm Flat
11188 | Small Business Direct Install | SBDI: Sealing - Gasket - Walk In Cooler Door- Main - E | Walk-in cooler gasket: main door per door; electric heating | Refrigeration | Sealing | Gasket | 1 | 2016-01-01 |  | 204 |  |  |  | kWh | per unit | RTF-deemed |  | 61.2 |  | 76 |  | Full | 4 |  | Comm Refrigeration |  |  |  | Refrigeration_Sealing
11189 | Small Business Direct Install | SBDI: Sealing - Gasket - Walk In Cooler Door- Main - NG | Walk-in cooler gasket: main door per door; natural gas heating | Refrigeration | Sealing | Gasket | 1 | 2016-01-01 |  |  |  | 11.4 |  | Therm | per unit | RTF-deemed |  |  | 0 |  | 0 | Full | 4 |  | Comm Flat |  |  |  | Refrigeration_Sealing
11190 | Small Business Direct Install | SBDI: Sealing - Gasket - Walk In Freezer Door - Main - E | Walk-in freezer gasket: main door per door; electric heating | Refrigeration | Sealing | Gasket | 1 | 2016-01-01 |  | 347 |  |  |  | kWh | per unit | RTF-deemed |  | 104.1 |  | 114 |  | Full | 4 |  | Comm Refrigeration |  |  |  | Refrigeration_Sealing
11191 | Small Business Direct Install | SBDI: Sealing - Gasket - Walk In Freezer Door - Main - NG | Walk-in freezer gasket: main door per door; natural gas heating | Refrigeration | Sealing | Gasket | 1 | 2016-01-01 |  |  |  | 8.9 |  | Therm | per unit | RTF-deemed |  |  | 0 |  | 0 | Full | 4 |  | Comm Flat |  |  |  | Refrigeration_Sealing
11192 | Small Business Direct Install | SBDI: Sealing - Night Cover - Produce - High Temp - 30F to 55F - E | Night cover for produce displays: high temperature; 30F to 55F; electric heating | Refrigeration | Sealing | Night Cover | 1 | 2016-01-01 |  | 86.4 |  |  |  | kWh | per unit | PSE-deemed | Engineering | 42.14 |  | 60.2 |  | Full | 5 |  | Comm Refrigeration |  |  |  | Refrigeration_Sealing
11193 | Small Business Direct Install | SBDI: Sealing - Night Cover - Produce - High Temp - 30F to 55F - HP | Night cover for produce displays: high temperature; 30F to 55F; heat pump | Refrigeration | Sealing | Night Cover | 1 | 2016-01-01 |  | 48.7 |  |  |  | kWh | per unit | PSE-deemed | Engineering | 42.14 |  | 60.2 |  | Full | 5 |  | Comm Refrigeration |  |  |  | Refrigeration_Sealing
11195 | Small Business Direct Install | SBDI: Sealing - Night Cover - Produce - High Temp - 30F to 55F - NG | Night cover for produce displays: high temperature; 30F to 55F; natural gas heating | Refrigeration | Sealing | Night Cover | 1 | 2016-01-01 |  | 21.9 |  |  |  | kWh | per unit | PSE-deemed | Engineering | 42.14 |  | 60.2 |  | Full | 5 |  | Comm Refrigeration |  |  |  | Refrigeration_Sealing
11194 | Small Business Direct Install | SBDI: Sealing - Night Cover - Produce - High Temp - 30F to 55F - NG - GIE | Night cover for produce displays: high temperature; 30F to 55F; natural gas heating; natural gas interactive effect | Refrigeration | Sealing | Night Cover | 1 | 2016-01-01 |  |  |  | 3.9 |  | Therm | per unit | RTF-deemed |  |  | 0 |  | 0 | Full | 5 |  | Comm Space Heat |  |  |  | Refrigeration_Sealing
11196 | Small Business Direct Install | SBDI: Sealing - Night Cover - Produce - High Temp - 30F to 55F - Unknown | Night cover for produce displays: high temperature; 30F to 55F; unknown heating | Refrigeration | Sealing | Night Cover | 1 | 2016-01-01 |  | 21.9 |  |  |  | kWh | per unit | PSE-deemed | Engineering | 42.14 |  | 60.2 |  | Full | 5 |  | Comm Refrigeration |  |  |  | Refrigeration_Sealing
11197 | Small Business Direct Install | SBDI: Sealing - Night Cover - Produce - Low Temp - Neg 35F to 0F - E | Night cover for produce displays: low temperature; -35F to 0F; electric heating | Refrigeration | Sealing | Night Cover | 2 | 2018-01-01 |  | 130.2 |  |  |  | kWh | per unit | PSE-deemed | Engineering | 42.14 |  | 60.2 |  | Full | 5 |  | Comm Refrigeration |  |  |  | Refrigeration_Sealing
11198 | Small Business Direct Install | SBDI: Sealing - Night Cover - Produce - Low Temp - Neg 35F to 0F - HP | Night cover for produce displays: low temperature; -35F to 0F; heat pump | Refrigeration | Sealing | Night Cover | 1 | 2016-01-01 |  | 92.5 |  |  |  | kWh | per unit | PSE-deemed | Engineering | 42.14 |  | 60.2 |  | Full | 5 |  | Comm Refrigeration |  |  |  | Refrigeration_Sealing
11200 | Small Business Direct Install | SBDI: Sealing - Night Cover - Produce - Low Temp - Neg 35F to 0F - NG | Night cover for produce displays: low temperature; -35F to 0F; natural gas heating | Refrigeration | Sealing | Night Cover | 1 | 2016-01-01 |  | 65.7 |  |  |  | kWh | per unit | PSE-deemed | Engineering | 42.14 |  | 60.2 |  | Full | 5 |  | Comm Refrigeration |  |  |  | Refrigeration_Sealing
11199 | Small Business Direct Install | SBDI: Sealing - Night Cover - Produce - Low Temp - Neg 35F to 0F - NG - GIE | Night cover for produce displays: low temperature; -35F to 0F; natural gas heating; natural gas interactive effect | Refrigeration | Sealing | Night Cover | 1 | 2016-01-01 |  |  |  | 3.9 |  | Therm | per unit | RTF-deemed |  |  | 0 |  | 0 | Full | 5 |  | Comm Space Heat |  |  |  | Refrigeration_Sealing
11201 | Small Business Direct Install | SBDI: Sealing - Night Cover - Produce - Low Temp - Neg 35F to 0F - Unknown | Night cover for produce displays: low temperature; -35F to 0F; unknown heating | Refrigeration | Sealing | Night Cover | 1 | 2016-01-01 |  | 65.7 |  |  |  | kWh | per unit | PSE-deemed | Engineering | 42.14 |  | 60.2 |  | Full | 5 |  | Comm Refrigeration |  |  |  | Refrigeration_Sealing
11202 | Small Business Direct Install | SBDI: Sealing - Night Cover - Produce - Med Temp - 0F to 30F - E | Night cover for produce displays: medium temperature; 0F to 30F; electric heating | Refrigeration | Sealing | Night Cover | 2 | 2018-01-01 |  | 129.8 |  |  |  | kWh | per unit | PSE-deemed | Engineering | 42.14 |  | 60.2 |  | Full | 5 |  | Comm Refrigeration |  |  |  | Refrigeration_Sealing
11203 | Small Business Direct Install | SBDI: Sealing - Night Cover - Produce - Med Temp - 0F to 30F - HP | Night cover for produce displays: medium temperature; 0F to 30F; heat pump | Refrigeration | Sealing | Night Cover | 1 | 2016-01-01 |  | 79.6 |  |  |  | kWh | per unit | PSE-deemed | Engineering | 42.14 |  | 60.2 |  | Full | 5 |  | Comm Refrigeration |  |  |  | Refrigeration_Sealing
11205 | Small Business Direct Install | SBDI: Sealing - Night Cover - Produce - Med Temp - 0F to 30F - NG | Night cover for produce displays: medium temperature; 0F to 30F; natural gas heating | Refrigeration | Sealing | Night Cover | 1 | 2016-01-01 |  | 43.8 |  |  |  | kWh | per unit | PSE-deemed | Engineering | 42.14 |  | 60.2 |  | Full | 5 |  | Comm Refrigeration |  |  |  | Refrigeration_Sealing
11204 | Small Business Direct Install | SBDI: Sealing - Night Cover - Produce - Med Temp - 0F to 30F - NG - GIE | Night cover for produce displays: medium temperature; 0F to 30F; natural gas heating; natural gas interactive effect | Refrigeration | Sealing | Night Cover | 1 | 2016-01-01 |  |  |  | 5.2 |  | Therm | per unit | RTF-deemed |  |  | 0 |  | 0 | Full | 5 |  | Comm Space Heat |  |  |  | Refrigeration_Sealing
11206 | Small Business Direct Install | SBDI: Sealing - Night Cover - Produce - Med Temp - 0F to 30F - Unknown | Night cover for produce displays: medium temperature; 0F to 30F; unknown heating | Refrigeration | Sealing | Night Cover | 1 | 2016-01-01 |  | 43.8 |  |  |  | kWh | per unit | PSE-deemed | Engineering | 42.14 |  | 60.2 |  | Full | 5 |  | Comm Refrigeration |  |  |  | Refrigeration_Sealing
11207 | Small Business Direct Install | SBDI: Sealing - Strip Curtain - Cooler - Grocery | Cooler strip curtain: grocery | Refrigeration | Sealing | Strip Curtain | 1 | 2016-01-01 |  | 123 |  |  |  | kWh | per unit | RTF-deemed |  | 16.1 |  | 16.1 |  | Full | 2 |  | Comm Refrigeration |  |  |  | Refrigeration_Sealing
11208 | Small Business Direct Install | SBDI: Sealing - Strip Curtain - Freezer - Convenient Store | Freezer strip curtain: convenient store | Refrigeration | Sealing | Strip Curtain | 1 | 2016-01-01 |  | 31 |  |  |  | kWh | per unit | RTF-deemed |  | 10.5 |  | 10.5 |  | Full | 2 |  | Comm Refrigeration |  |  |  | Refrigeration_Sealing
11209 | Small Business Direct Install | SBDI: Sealing - Strip Curtain - Freezer - Grocery | Freezer strip curtain: grocery | Refrigeration | Sealing | Strip Curtain | 1 | 2016-01-01 |  | 535 |  |  |  | kWh | per unit | RTF-deemed |  | 16.1 |  | 16.1 |  | Full | 2 |  | Comm Refrigeration |  |  |  | Refrigeration_Sealing
11210 | Small Business Direct Install | SBDI: Sealing - Strip Curtain - Freezer - Restaurant | Freezer strip curtain: restaurant | Refrigeration | Sealing | Strip Curtain | 1 | 2016-01-01 |  | 129 |  |  |  | kWh | per unit | RTF-deemed |  | 16.1 |  | 16.1 |  | Full | 2 |  | Comm Refrigeration |  |  |  | Refrigeration_Sealing
11212 | Small Business Direct Install | SBDI: Showerhead - Any Comm - GWH - 1.5 gpm - EIE | 1.5 gpm direct install showerhead: any commercial application; natural gas water heating; electric savings interactive effect | Water Heating | Showerhead | Commercial Use Showerhead | 2 | 2020-01-01 | 2020-12-31 | 9 |  |  |  | kWh | per unit | RTF-deemed |  | 0 |  | 0 |  | Full | 10 |  | Comm Water Heat |  | 0 | 0 | Showerhead
11213 | Small Business Direct Install | SBDI: Showerhead - DI - Any Comm - EWH - 1.5 gpm | 1.5 gpm direct install showerhead: any commercial application; electric water heating | Water Heating | Showerhead | Commercial Use Showerhead | 2 | 2020-01-01 | 2020-12-31 | 325 |  |  |  | kWh | per unit | RTF-deemed |  | 23.8 |  | 23.8 |  | Full | 10 |  | Comm Water Heat |  | 29.1289 | 0 | Showerhead
11214 | Small Business Direct Install | SBDI: Showerhead - DI - Any Comm - GWH - 1.5 gpm | 1.5 gpm direct install showerhead: any commercial application; natural gas water heating | Water Heating | Showerhead | Commercial Use Showerhead | 2 | 2020-01-01 | 2020-12-31 |  |  | 13.6 |  | Therm | per unit | RTF-deemed |  |  | 28.7 |  | 28.7 | Full | 10 |  | Comm Water Heat |  | 29.1289 | 0 | Showerhead
11215 | Small Business Direct Install | SBDI: Showerhead - DI - Fit Ctr - EWH - 1.5 gpm | 1.5 gpm direct install showerhead: fitness center; electric water heating | Water Heating | Showerhead | Commercial Use Showerhead | 2 | 2020-01-01 | 2020-12-31 | 6357 |  |  |  | kWh | per unit | RTF-deemed |  | 23.8 |  | 23.8 |  | Full | 10 |  | Comm Water Heat |  | 569.0228 | 0 | Showerhead
11216 | Small Business Direct Install | SBDI: Showerhead - DI - Fit Ctr - GWH 1.5 gpm | 1.5 gpm direct install showerhead: fitness center; natural gas water heating | Water Heating | Showerhead | Commercial Use Showerhead | 2 | 2020-01-01 | 2020-12-31 |  |  | 266.1 |  | Therm | per unit | RTF-deemed |  |  | 28.7 |  | 28.7 | Full | 10 |  | Comm Water Heat |  | 569.0228 | 0 | Showerhead
11218 | Small Business Direct Install | SBDI: Showerhead - Fit Ctr - GWH - 1.5 gpm - EIE | 1.5 gpm direct install showerhead: fitness center; natural gas water heating; electric savings interactive effect | Water Heating | Showerhead | Commercial Use Showerhead | 2 | 2020-01-01 | 2020-12-31 | 170 |  |  |  | kWh | per unit | RTF-deemed |  | 0 |  | 0 |  | Full | 10 |  | Comm Water Heat |  | 0 | 0 | Showerhead
11219 | Small Business Direct Install | SBDI: Sprayhead - EWH - 0.65 gpm - from 1.6 | 0.65 gpm sprayhead: previously 1.6 gpm; electric water heating | Water Heating | Sprayhead | Commercial Use Sprayhead | 3 | 2020-01-01 | 2020-12-31 | 943 |  |  |  | kWh | per unit | PSE-deemed | RTF Derived | 76.3 |  | 76.3 |  | Full | 4 |  | Comm Water Heat |  | 0 | 0 | Sprayhead
11220 | Small Business Direct Install | SBDI: Sprayhead - EWH - 0.65 gpm - from 2.2 | 0.65 gpm sprayhead: previously 2.2 gpm; electric water heating | Water Heating | Sprayhead | Commercial Use Sprayhead | 2 | 2020-01-01 | 2020-12-31 | 1476 |  |  |  | kWh | per unit | PSE-deemed | RTF Derived | 76.3 |  | 76.3 |  | Full | 4 |  | Comm Water Heat |  | 0 | 0 | Sprayhead
11221 | Small Business Direct Install | SBDI: Sprayhead - EWH - 0.65 gpm - from 2.6 | 0.65 gpm sprayhead: previously 2.6 gpm; electric water heat | Water Heating | Sprayhead | Commercial Use Sprayhead | 2 | 2020-01-01 | 2020-12-31 | 2432 |  |  |  | kWh | per unit | PSE-deemed | RTF Derived | 76.3 |  | 76.3 |  | Full | 4 |  | Comm Water Heat |  | 0 | 0 | Sprayhead
11222 | Small Business Direct Install | SBDI: Sprayhead - EWH - 0.65 gpm - not PI | 0.65 gpm sprayhead: no previous install; electric water heating | Water Heating | Sprayhead | Commercial Use Sprayhead | 2 | 2020-01-01 | 2020-12-31 | 1342 |  |  |  | kWh | per unit | PSE-deemed | RTF Derived | 76.3 |  | 76.3 |  | Full | 4 |  | Comm Water Heat |  | 0 | 0 | Sprayhead
11223 | Small Business Direct Install | SBDI: Sprayhead - GWH - 0.65 gpm - from 1.6 | 0.65 gpm sprayhead: previously 1.6 gpm; natural gas water heating | Water Heating | Sprayhead | Commercial Use Sprayhead | 2 | 2020-01-01 | 2020-12-31 |  |  | 38 |  | Therm | per unit | PSE-deemed | RTF Derived |  | 76.3 |  | 76.3 | Full | 4 |  | Comm Water Heat |  | 0 | 0 | Sprayhead
11224 | Small Business Direct Install | SBDI: Sprayhead - GWH - 0.65 gpm - from 1.6 - EIE | 0.65 gpm sprayhead: previously 1.6 gpm; natural gas water heating; electric savings interactive effect | Water Heating | Sprayhead | Commercial Use Sprayhead | 2 | 2020-01-01 |  | 34 |  |  |  | kWh | per unit | PSE-deemed | RTF Derived | 0 |  | 0 |  | Full | 4 |  | Comm Water Heat |  | 0 | 0 | Sprayhead
11225 | Small Business Direct Install | SBDI: Sprayhead - GWH - 0.65 gpm - from 2.2 | 0.65 gpm sprayhead: previously 2.2 gpm; natural gas water heating | Water Heating | Sprayhead | Commercial Use Sprayhead | 2 | 2020-01-01 | 2020-12-31 |  |  | 59 |  | Therm | per unit | PSE-deemed | RTF Derived |  | 76.3 |  | 76.3 | Full | 4 |  | Comm Water Heat |  | 0 | 0 | Sprayhead
11226 | Small Business Direct Install | SBDI: Sprayhead - GWH - 0.65 gpm - from 2.2 - EIE | 0.65 gpm sprayhead: previously 2.2 gpm; natural gas water heating; electric interactive effect | Water Heating | Sprayhead | Commercial Use Sprayhead | 2 | 2020-01-01 |  | 54 |  |  |  | kWh | per unit | PSE-deemed | RTF Derived | 0 |  | 0 |  | Full | 4 |  | Comm Water Heat |  | 0 | 0 | Sprayhead
11227 | Small Business Direct Install | SBDI: Sprayhead - GWH - 0.65 gpm - from 2.6 | 0.65 gpm sprayhead: previously 2.6 gpm; natural gas water heating | Water Heating | Sprayhead | Commercial Use Sprayhead | 2 | 2020-01-01 | 2020-12-31 |  |  | 98 |  | Therm | per unit | PSE-deemed | RTF Derived |  | 76.3 |  | 76.3 | Full | 4 |  | Comm Water Heat |  | 0 | 0 | Sprayhead
11228 | Small Business Direct Install | SBDI: Sprayhead - GWH - 0.65 gpm - from 2.6 - EIE | 0.65 gpm sprayhead: previously 2.6 gpm; natural gas water heating; electric interactive effect | Water Heating | Sprayhead | Commercial Use Sprayhead | 2 | 2020-01-01 |  | 88 |  |  |  | kWh | per unit | PSE-deemed | RTF Derived | 0 |  | 0 |  | Full | 4 |  | Comm Water Heat |  | 0 | 0 | Sprayhead
11229 | Small Business Direct Install | SBDI: Sprayhead - GWH - 0.65 gpm - not PI | 0.65 gpm sprayhead: no previous install; natural gas water heating | Water Heating | Sprayhead | Commercial Use Sprayhead | 2 | 2020-01-01 | 2020-12-31 |  |  | 54 |  | Therm | per unit | PSE-deemed | RTF Derived |  | 76.3 |  | 76.3 | Full | 4 |  | Comm Water Heat |  | 0 | 0 | Sprayhead
11230 | Small Business Direct Install | SBDI: Sprayhead - GWH - 0.65 gpm - not PI - EIE | 0.65 gpm sprayhead: no previous install; natural gas water heating; electric interactive effect | Water Heating | Sprayhead | Commercial Use Sprayhead | 2 | 2020-01-01 |  | 49 |  |  |  | kWh | per unit | PSE-deemed | RTF Derived | 0 |  | 0 |  | Full | 4 |  | Comm Water Heat |  | 0 | 0 | Sprayhead
11231 | Small Business Direct Install | SBDI: Thermostat - Programmable | Programmable thermostat | Controls | Thermostat | Programmable Thermostat | 1 | 2016-01-01 | 2020-12-31 | 473 |  |  |  | kWh | per unit | PSE-deemed | Engineering | 160 |  | 160 |  | Full | 10 |  | Comm Space Heat |  |  |  | Thermostat
12103 | Small Business Direct Install | SBDI: Thermostat Control - Occupancy Based | Occupancy-based thermostat control | Controls | Occupancy Sensor | HVAC Occupancy Control | 1 | 2018-01-01 | 2020-12-31 | 260 |  |  |  | kWh | per unit | PSE-deemed | Engineering | 100 |  | 125 |  | Full | 10 |  | Comm Space Heat |  | 0 | 0 | Thermostat
12356 | Small Business Direct Install | Thermostat - Web Enabled - ER Heating - Comm | Commercial use web-enabled thermostat: electric resistance heating | Controls | Thermostat | Web-Enabled Thermostat | 1 | 2019-01-01 |  | 188 |  |  |  | kWh | varies | RTF-deemed |  | 200 |  | 69.6 |  | Full | 10 |  | Comm Space Heat |  | 0 | 0 | Thermostat
12350 | Small Business Direct Install | Thermostat - Web Enabled - ER Heating - Comm - Grocery | Commercial use web-enabled thermostat: electric resistance heating; installed in grocery | Controls | Thermostat | Web-Enabled Thermostat | 1 | 2019-01-01 |  | 501 |  |  |  | kWh | varies | RTF-deemed |  | 200 |  | 69.6 |  | Full | 10 |  | Comm Space Heat |  | 0 | 0 | Thermostat
12359 | Small Business Direct Install | Thermostat - Web Enabled - ER Heating - wo AC - Comm | Commercial use web-enabled thermostat: electric resistance heating without air conditioning | Controls | Thermostat | Web-Enabled Thermostat | 1 | 2019-01-01 |  | 183 |  |  |  | kWh | varies | RTF-deemed |  | 200 |  | 69.6 |  | Full | 10 |  | Comm Space Heat |  | 0 | 0 | Thermostat
12353 | Small Business Direct Install | Thermostat - Web Enabled - ER Heating - wo AC - Comm - Grocery | Commercial use web-enabled thermostat: electric resistance heating without air conditioning; installed in grocery | Controls | Thermostat | Web-Enabled Thermostat | 1 | 2019-01-01 |  | 499 |  |  |  | kWh | varies | RTF-deemed |  | 200 |  | 69.6 |  | Full | 10 |  | Comm Space Heat |  | 0 | 0 | Thermostat
12358 | Small Business Direct Install | Thermostat - Web Enabled - GP Heating - Comm | Commercial use web-enabled thermostat: gas pack heating | Controls | Thermostat | Web-Enabled Thermostat | 1 | 2019-01-01 |  | 51 |  | 6 |  | Dual | varies | RTF-deemed |  | 200 | 0 | 69.6 | 0 | Full | 10 |  | Comm Space Heat | Comm Space Heat | 0 | 0 | Thermostat
12352 | Small Business Direct Install | Thermostat - Web Enabled - GP Heating - Comm - Grocery | Commercial use web-enabled thermostat: gas pack heating; installed in grocery | Controls | Thermostat | Web-Enabled Thermostat | 1 | 2019-01-01 |  | 108 |  | 18 |  | Dual | varies | RTF-deemed |  | 200 | 0 | 69.6 | 0 | Full | 10 |  | Comm Space Heat | Comm Space Heat | 0 | 0 | Thermostat
12361 | Small Business Direct Install | Thermostat - Web Enabled - GP Heating - wo AC - Comm | Commercial use web-enabled thermostat: gas pack heating without air conditioning | Controls | Thermostat | Web-Enabled Thermostat | 1 | 2019-01-01 |  | 47 |  | 6 |  | Dual | varies | RTF-deemed |  | 200 | 0 | 69.6 | 0 | Full | 10 |  | Comm Space Heat | Comm Space Heat | 0 | 0 | Thermostat
12355 | Small Business Direct Install | Thermostat - Web Enabled - GP Heating - wo AC - Comm - Grocery | Commercial use web-enabled thermostat: gas pack heating without air conditioning; installed in grocery | Controls | Thermostat | Web-Enabled Thermostat | 1 | 2019-01-01 |  | 106 |  | 18 |  | Dual | varies | RTF-deemed |  | 200 | 0 | 69.6 | 0 | Full | 10 |  | Comm Space Heat | Comm Space Heat | 0 | 0 | Thermostat
12357 | Small Business Direct Install | Thermostat - Web Enabled - HP Heating - Comm | Commercial use web-enabled thermostat: heat pump heating | Controls | Thermostat | Web-Enabled Thermostat | 1 | 2019-01-01 |  | 116 |  |  |  | kWh | varies | RTF-deemed |  | 200 |  | 69.6 |  | Full | 10 |  | Comm Space Heat |  | 0 | 0 | Thermostat
12351 | Small Business Direct Install | Thermostat - Web Enabled - HP Heating - Comm - Grocery | Commercial use web-enabled thermostat: heat pump heating; installed in grocery | Controls | Thermostat | Web-Enabled Thermostat | 1 | 2019-01-01 |  | 295 |  |  |  | kWh | varies | RTF-deemed |  | 200 |  | 69.6 |  | Full | 10 |  | Comm Space Heat |  | 0 | 0 | Thermostat
12360 | Small Business Direct Install | Thermostat - Web Enabled - HP Heating - wo AC - Comm | Commercial use web-enabled thermostat: heat pump heating without air conditioning | Controls | Thermostat | Web-Enabled Thermostat | 1 | 2019-01-01 |  | 112 |  |  |  | kWh | varies | RTF-deemed |  | 200 |  | 69.6 |  | Full | 10 |  | Comm Space Heat |  | 0 | 0 | Thermostat
12354 | Small Business Direct Install | Thermostat - Web Enabled - HP Heating - wo AC - Comm - Grocery | Commercial use web-enabled thermostat: heat pump heating without air conditioning; installed in grocery | Controls | Thermostat | Web-Enabled Thermostat | 1 | 2019-01-01 |  | 293 |  |  |  | kWh | varies | RTF-deemed |  | 200 |  | 69.6 |  | Full | 10 |  | Comm Space Heat |  | 0 | 0 | Thermostat
10056 | Small Business Direct Install | Unitary Equipment - Custom | Custom HVAC measure: unitary equipment | HVAC | Unitary System | Unitary System | 1 | 2012-01-01 | [5 empty] | Dual | calculated | Custom | [6 empty] | 15 | [5 empty] | Custom_Grant
10042 | Small Business Direct Install | Water Heater - Commercial - Custom | Custom commercial use water heater measure | Water Heating | Water Heater | Commercial Water Heater | 1 | 2012-01-01 | [5 empty] | Dual | calculated | Custom | [6 empty] | 15 | [5 empty] | Custom_Grant
10041 | Small Business Direct Install | Window - Custom | Custom window measure | Weatherization | Window | Custom Window | 1 | 2012-01-01 | [5 empty] | Dual | calculated | Custom | [6 empty] | 30 | [5 empty] | Custom_Grant
12329 | Web Enabled Thermostat Kits | Aerator - WaterSense - 1.0 gpm - Any WH - Res - C - TY Kit | 1.0 gpm WaterSense aerator: any water heating; residential dwelling; combined territory; part of thank you kit | Water Heating | Aerator | Residential Use Aerator | 1 | 2019-01-01 | 2020-12-31 | 10 |  | 0.6 |  | Dual | per unit | PSE-deemed | PSE Regional | 1.27 | 0.54 | 1.27 | 0.54 | Full | 10 |  | Res Water Heat | Res Water Heat | 2.74 | 0 | Aerator
12330 | Web Enabled Thermostat Kits | Aerator - WaterSense - 1.0 gpm - Any WH - Res - EO - TY Kit | 1.0 gpm WaterSense aerator: any water heating; residential dwelling; electric-only; part of thank you kit | Water Heating | Aerator | Residential Use Aerator | 1 | 2019-01-01 | 2020-12-31 | 12 |  |  |  | kWh | per unit | PSE-deemed | PSE Regional | 1.81 |  | 1.81 |  | Full | 10 |  | Res Water Heat |  | 2.74 | 0 | Aerator
12331 | Web Enabled Thermostat Kits | Aerator - WaterSense - 1.0 gpm - Any WH - Res - GO - TY Kit | 1.0 gpm WaterSense aerator: any water heating; residential dwelling; natural gas-only; part of thank you kit | Water Heating | Aerator | Residential Use Aerator | 1 | 2019-01-01 | 2020-12-31 |  |  | 0.8 |  | Therm | per unit | PSE-deemed | PSE Regional |  | 1.81 |  | 1.81 | Full | 10 |  | Res Water Heat |  | 2.74 | 0 | Aerator
12332 | Web Enabled Thermostat Kits | Aerator - WaterSense - 1.5 gpm - Any WH - Res - GO - TY Kit | 1.5 gpm WaterSense aerator: any water heating; residential dwelling; natural gas-only; part of thank you kit | Water Heating | Aerator | Residential Use Aerator | 1 | 2019-01-01 | 2020-12-31 |  |  | 1.3 |  | Therm | per unit | PSE-deemed | PSE Regional |  | 1.81 |  | 1.81 | Full | 10 |  | Res Water Heat |  | 3.8 | 0 | Aerator
12328 | Web Enabled Thermostat Kits | Lamp - LED - A Lamp - Res - TY Kit | LED A-Lamp: residential dwelling; part of thank you kit | Lighting | Lamp | LED Lamp | 1 | 2019-01-01 | 2020-12-31 | 11.32 |  |  |  | kWh | per unit | PSE-deemed | RTF Derived | 2 |  | 2 |  | Full | 12 |  | Res Lighting |  | 0 | 0 | Lamp
12333 | Web Enabled Thermostat Kits | Showerhead - 1.5 gpm or less - Any WH - Res - GO - TY Kit | 1.5 gpm or less showerhead: any water heating; residential dwelling; natural gas-only; part of thank you kit | Water Heating | Showerhead | Residential Use Showerhead | 1 | 2019-01-01 | 2020-12-31 |  |  | 4.9 |  | Therm | per unit | PSE-deemed | PSE Regional |  | 10 |  | 10 | Full | 10 |  | Res Water Heat |  | 14.31 | 0 | Showerhead
12972 | Web Enabled Thermostats | Thermostat - ELV - Smart - SF or MH or DX | Smart electronic line voltage thermostat: single family, manufactured home, or duplex dwelling | Controls | Thermostat | ELV Thermostat | 1 | 2020-09-01 |  | 69 |  |  |  | kWh | per unit | RTF-deemed |  | 75 |  | 100 |  | Incremental | 15 |  | SF Space Heat |  | 0 | 0 | Thermostat
12973 | Web Enabled Thermostats | Thermostat - ELV - Smart - SF or MH or DX - LTO | Smart electronic line voltage thermostat: single family, manufactured home, or duplex dwelling; limited-time offer | Controls | Thermostat | ELV Thermostat | 1 | 2020-09-01 |  | 69 |  |  |  | kWh | per unit | RTF-deemed |  | 100 |  | 100 |  | Incremental | 15 |  | SF Space Heat |  | 0 | 0 | Thermostat
12736 | Web Enabled Thermostats | Thermostat - Smart - EH - Res | Smart thermostat: home heated with electricity | Controls | Thermostat | Web-Enabled Thermostat | 1 | 2020-01-01 | 2020-12-31 | 506 |  |  |  | kWh | per unit | PSE-deemed | RTF Derived | 75 |  | 172.38 |  | Full | 11 |  | SF Space Heat |  | 0 | 0 | Thermostat
12738 | Web Enabled Thermostats | Thermostat - Smart - GH - Res | Smart thermostat: home heated with natural gas | Controls | Thermostat | Web-Enabled Thermostat | 1 | 2020-01-01 | 2020-12-31 |  |  | 33 |  | Therm | per unit | PSE-deemed | RTF Derived |  | 75 |  | 172.38 | Full | 11 |  | Res Space Heat |  | 0 | 0 | Thermostat
12305 | Web Enabled Thermostats | WET: Thermostat - Web Enabled - Retail - NQC | Web-enabled thermostat: non-qualified customer | Controls | Thermostat | Web-Enabled Thermostat | 3 | 2020-01-01 |  | 0 |  |  |  | kWh | per unit | PSE-deemed | Program Staff | 0 |  | 0 |  | Full |  |  | SF Space Heat |  | 0 | 0 | Thermostat