## Outline and Notes
2021 PSE Draft Clean Energy Implementation Plan - Appendix E
Version: 1 December 2021
Workbook Summary: | This workbook shows the buildup of the forecast incremental costs of complying with CETA. This is based on 6 categories of costs: 1. Energy Efficiency 2. Demand Response 3. Generation Portfolio Resource Costs 4. DER Enabling and Grid Modernization Costs 5. Communications and Customer Education Costs 6. Monitoring and Reporting Costs
Tab Summary:
Tab Name | Tab Summary | Data Source | Detailed Data
1. Energy Efficiency | Estimates Costs of Energy Efficiency Portfolio based on forecast energy efficiency targets ( EIA target + 5% decoupling commitment) and current energy efficiency units costs ($/MWh saved used in most recent Biennial Conservation Plan). Based on EIA target setting method (20% of 10-year savings), savings are assumed to be constant over the next 4 years. | Draft 2021 Biennial Conservation Plan | Appendix
2. Demand Response | Estimates Costs of Demand Response based on forecast demand response targets (all active demand response programs from the 2021 IRP for CEIP versus demand response programs selected in Portfolio S (no-CETA)), using pro-ration of costs of CEIP Portfolio. | 2021 IRP Conservation Potential Assessment Demand Response Programs | IRP Appendix
3. Incremental Resource Cost | Compares "Baseline Portfolio" costs to "CEIP Portfolio" costs for energy efficiency, demand response, and generation portfolio. Generation portfolio costs based on comparing outputs of Aurora runs (Baseline portfolio with CEIP energy efficiency and demand response vs CEIP portfolio) to allow isolation of generating resource build and dispatch decisions. | Aurora Outputs | To be provided with final CEIP
4A. Supp-DER Enab RR | Calculates Estimated Revenue Requirement for incremental DER enabling actions. | Tab 4C | N/A
4B. Supp - Grid Mod RR | Calculates Estimated Revenue Requirement for Grid Mod Costs | Tab 4C | N/A
4C. Enablement and Grid Mod Bud | Shows budgets and allocations to incremental costs for DER enablers and Grid Modernization Costs | PSE Internal Forecast | Appendix F5
5. Comm and Education Costs | Forecast costs for delivering Communication and customer education costs, including public participation | PSE Internal Forecast based on current vendor rates | Appendix F6
6. Admin Costs | Forecast costs for administration, including measurement and reporting | PSE Internal Forecast | Appendix F7
7. Incremental Cost | Calculates forecast 2% increase in rates, compares to summary of incremental costs from tabs 1-6 | 2020 Commission Basis Report, Tabs 1-6 | N/A
8. 2020 CBR | Copy of 2020 Electric Commission Basis Report | Docket UE -210212 | Docket UE -210212
9. Bill Impact Estimate | Estimate of Impacts on Customer Bills from incremental costs | Other tabs in this workbook | N/A

## 1. Energy Efficiency
| Forecast Energy Efficiency Target Based On No-CETA Portfolio (MWh) |  |  |  |  | Forecast Energy Efficiency Target Based On With-CETA Portfolio (MWh) |  |  |  |  | Energy Efficiency Cost Based on No-CETA Portfolio ($) |  |  |  | Energy Efficiency Cost Based on With-CETA Portfolio ($) |  |  |  | Incremental Cost ($) |  |  |  | BCP Exhibit 1
| 2022 | 2023 | 2024 | 2025 |  | 2022 | 2023 | 2024 | 2025 |  | 2022 | 2023 | 2024 | 2025 | 2022 | 2023 | 2024 | 2025 | 2022 | 2023 | 2024 | 2025 | PSE Conservation Rider Savings Goals and Budgets
| 165511.9446 | 165511.9446 | 165511.9446 | 165511.9446 |  | 262140.0514 | 262140.0514 | 262140.0514 | 262140.0514 | [13 empty] | Program Name | MWh savings | Electric Budget | Budget $/MWh
Residential Energy Management | [22 empty] | Residential Energy Management
Low Income Weatherization | 1245.1625 | 1245.1625 | 1245.1625 | 1245.1625 |  | 1972.1051 | 1972.1051 | 1972.1051 | 1972.1051 |  | 3846231.7202 | 3846231.7202 | 3846231.7202 | 3846231.7202 | 6091713.7017 | 6091713.7017 | 6091713.7017 | 6091713.7017 | 2245481.9815 | 2245481.9815 | 2245481.9815 | 2245481.9815 | Low Income Weatherization | 3954.882 | 12216391.931 | 3088.9397
Single Family Existing Subtotal | 35936.4293 | 35936.4293 | 35936.4293 | 35936.4293 |  | 56916.6016 | 56916.6016 | 56916.6016 | 56916.6016 |  | 13874155.849 | 13874155.849 | 13874155.849 | 13874155.849 | 21974075.2596 | 21974075.2596 | 21974075.2596 | 21974075.2596 | 8099919.4106 | 8099919.4106 | 8099919.4106 | 8099919.4106 | Single Family Existing Subtotal | 114141.2001 | 44067060.41 | 386.075
Single Family New Construction | 160.6563 | 160.6563 | 160.6563 | 160.6563 |  | 254.4495 | 254.4495 | 254.4495 | 254.4495 |  | 247994.7727 | 247994.7727 | 247994.7727 | 247994.7727 | 392777.4675 | 392777.4675 | 392777.4675 | 392777.4675 | 144782.6949 | 144782.6949 | 144782.6949 | 144782.6949 | Single Family New Construction | 510.276 | 787680.4 | 1543.636
Moderate Income Residences | 0.12594 | 0.12594 | 0.12594 | 0.12594 |  | 0.19946 | 0.19946 | 0.19946 | 0.19946 |  | 55851.1537 | 55851.1537 | 55851.1537 | 55851.1537 | 88457.8109 | 88457.8109 | 88457.8109 | 88457.8109 | 32606.6572 | 32606.6572 | 32606.6572 | 32606.6572 | Moderate Income Residences | 0.4 | 177394.3 | 443485.75
Multifamily Retrofit | 5711.2172 | 5711.2172 | 5711.2172 | 5711.2172 |  | 9045.5029 | 9045.5029 | 9045.5029 | 9045.5029 |  | 4850806.4627 | 4850806.4627 | 4850806.4627 | 4850806.4627 | 7682772.7352 | 7682772.7352 | 7682772.7352 | 7682772.7352 | 2831966.2725 | 2831966.2725 | 2831966.2725 | 2831966.2725 | Multifamily Retrofit | 18139.9544 | 15407119.81 | 849.3472
Multifamily New Construction | 2833.5769 | 2833.5769 | 2833.5769 | 2833.5769 |  | 4487.8573 | 4487.8573 | 4487.8573 | 4487.8573 |  | 1301843.0778 | 1301843.0778 | 1301843.0778 | 1301843.0778 | 2061876.6345 | 2061876.6345 | 2061876.6345 | 2061876.6345 | 760033.5567 | 760033.5567 | 760033.5567 | 760033.5567 | Multifamily New Construction | 9000 | 4134910.85 | 459.4345
Total, Residential Programs | 45887.168 | 45887.168 | 45887.168 | 45887.168 |  | 72676.7159 | 72676.7159 | 72676.7159 | 72676.7159 |  | 24176883.0361 | 24176883.0361 | 24176883.0361 | 24176883.0361 | 38291673.6095 | 38291673.6095 | 38291673.6095 | 38291673.6095 | 14114790.5734 | 14114790.5734 | 14114790.5734 | 14114790.5734 | Total, Residential Programs | 145746.7125 | 76790557.701 | 526.8768
Business Energy Management | [22 empty] | Business Energy Management
Commercial / Industrial Retrofit | 48331.7018 | 48331.7018 | 48331.7018 | 48331.7018 |  | 76548.4016 | 76548.4016 | 76548.4016 | 76548.4016 |  | 16506002.2999 | 16506002.2999 | 16506002.2999 | 16506002.2999 | 26142429.1842 | 26142429.1842 | 26142429.1842 | 26142429.1842 | 9636426.8843 | 9636426.8843 | 9636426.8843 | 9636426.8843 | Commercial / Industrial Retrofit | 153511.035 | 52426324.772 | 341.515
Commercial/Industrial New Construction | 14797.568 | 14797.568 | 14797.568 | 14797.568 |  | 23436.588 | 23436.588 | 23436.588 | 23436.588 |  | 4985373.7173 | 4985373.7173 | 4985373.7173 | 4985373.7173 | 7895902.1689 | 7895902.1689 | 7895902.1689 | 7895902.1689 | 2910528.4517 | 2910528.4517 | 2910528.4517 | 2910528.4517 | Commercial/Industrial New Construction | 47000 | 15834532 | 336.9049
Commercial Strategic Energy Management | 10074.9399 | 10074.9399 | 10074.9399 | 10074.9399 |  | 15956.8258 | 15956.8258 | 15956.8258 | 15956.8258 |  | 1545079.724 | 1545079.724 | 1545079.724 | 1545079.724 | 2447118.117 | 2447118.117 | 2447118.117 | 2447118.117 | 902038.3931 | 902038.3931 | 902038.3931 | 902038.3931 | Commercial Strategic Energy Management | 32000 | 4907478.5 | 153.3587
Large Power User - Self Directed Program - Subtotal | 6310.2119 | 6310.2119 | 6310.2119 | 6310.2119 |  | 9994.1988 | 9994.1988 | 9994.1988 | 9994.1988 |  | 3126876.2967 | 3126876.2967 | 3126876.2967 | 3126876.2967 | 4952388.8746 | 4952388.8746 | 4952388.8746 | 4952388.8746 | 1825512.5779 | 1825512.5779 | 1825512.5779 | 1825512.5779 | Large Power User - Self Directed Program - Subtotal | 20042.48 | 9931576.9667 | 495.5264
Commercial Rebates | 29686.759 | 29686.759 | 29686.759 | 29686.759 |  | 47018.2895 | 47018.2895 | 47018.2895 | 47018.2895 |  | 10430484.3392 | 10430484.3392 | 10430484.3392 | 10430484.3392 | 16519941.8514 | 16519941.8514 | 16519941.8514 | 16519941.8514 | 6089457.5122 | 6089457.5122 | 6089457.5122 | 6089457.5122 | Commercial Rebates | 94291.0125 | 33129279.25 | 351.3514
Subtotal, Business Programs | 109201.1808 | 109201.1808 | 109201.1808 | 109201.1808 |  | 172954.3037 | 172954.3037 | 172954.3037 | 172954.3037 |  | 36593816.3771 | 36593816.3771 | 36593816.3771 | 36593816.3771 | 57957780.1962 | 57957780.1962 | 57957780.1962 | 57957780.1962 | 21363963.8192 | 21363963.8192 | 21363963.8192 | 21363963.8192 | Subtotal, Business Programs | 346844.5275 | 116229191.4887 | 335.1046
Pilots With Uncertain Savings | [22 empty] | Pilots With Uncertain Savings
Residential | 543.1022 | 543.1022 | 543.1022 | 543.1022 |  | 860.1726 | 860.1726 | 860.1726 | 860.1726 |  | 328800.034 | 328800.034 | 328800.034 | 328800.034 | 520757.9309 | 520757.9309 | 520757.9309 | 520757.9309 | 191957.8969 | 191957.8969 | 191957.8969 | 191957.8969 | Residential | 1725 | 1044333.8766 | 605.4109
Commercial | 944.5256 | 944.5256 | 944.5256 | 944.5256 |  | 1495.9524 | 1495.9524 | 1495.9524 | 1495.9524 |  | 204238.0806 | 204238.0806 | 204238.0806 | 204238.0806 | 323475.0282 | 323475.0282 | 323475.0282 | 323475.0282 | 119236.9476 | 119236.9476 | 119236.9476 | 119236.9476 | Commercial | 3000 | 648700.5 | 216.2335
Subtotal, Pilots | 1487.6279 | 1487.6279 | 1487.6279 | 1487.6279 |  | 2356.1251 | 2356.1251 | 2356.1251 | 2356.1251 |  | 533038.1147 | 533038.1147 | 533038.1147 | 533038.1147 | 844232.9591 | 844232.9591 | 844232.9591 | 844232.9591 | 311194.8445 | 311194.8445 | 311194.8445 | 311194.8445 | Subtotal, Pilots | 4725 | 1693034.3766 | 358.3142
Regional Efficiency Programs | [22 empty] | Regional Efficiency Programs
NW Energy Efficiency Alliance (NEEA) | 8935.968 | 8935.968 | 8935.968 | 8935.968 |  | 14152.9067 | 14152.9067 | 14152.9067 | 14152.9067 |  | 3048736.0175 | 3048736.0175 | 3048736.0175 | 3048736.0175 | 4828629.246 | 4828629.246 | 4828629.246 | 4828629.246 | 1779893.2285 | 1779893.2285 | 1779893.2285 | 1779893.2285 | NW Energy Efficiency Alliance (NEEA) | 28382.4 | 9683388 | 341.1758
Subtotal, Regional Programs | 8935.968 | 8935.968 | 8935.968 | 8935.968 |  | 14152.9067 | 14152.9067 | 14152.9067 | 14152.9067 |  | 3048736.0175 | 3048736.0175 | 3048736.0175 | 3048736.0175 | 4828629.246 | 4828629.246 | 4828629.246 | 4828629.246 | 1779893.2285 | 1779893.2285 | 1779893.2285 | 1779893.2285 | Subtotal, Regional Programs | 28382.4 | 9683388 | 341.1758
Grand Total | 165511.9446 | 165511.9446 | 165511.9446 | 165511.9446 |  | 262140.0514 | 262140.0514 | 262140.0514 | 262140.0514 |  | 64352473.5454 | 64352473.5454 | 64352473.5454 | 64352473.5454 | 101922316.0108 | 101922316.0108 | 101922316.0108 | 101922316.0108 | 37569842.4655 | 37569842.4655 | 37569842.4655 | 37569842.4655 | Grand Total | 525698.64 | 204396171.5663
Forecast Energy Efficiency Target Methodology
Aurora Energy Output (Cummulative MWh) | 2022 | 2023 | 2024 | 2025 | 2026 | 2027 | 2028 | 2029 | 2030 | 2031 | Energy Efficiency Cost Based on No-CETA Portfolio ($) 2022: 20% of 10-year saving; Energy Efficiency Cost Based on No-CETA Portfolio ($) 2023: Annual target + 5% decoupling commitment
No-CETA Portfolio | 66137.7789 | 209431.606 | 361154.1758 | 516465.21 | 678065.2529 | 846685.2832 | 1025891.5742 | 1202091.2031 | 1385831.8555 | 1576304.2344 | Energy Efficiency Cost Based on No-CETA Portfolio ($) 2022: 315260.8469; Energy Efficiency Cost Based on No-CETA Portfolio ($) 2023: 165511.9446
With-CETA Portfolio | 91743.3575 | 295334.6924 | 518668.0825 | 757258.627 | 1014223.5312 | 1285930.8984 | 1577921.752 | 1869178.4082 | 2175329.1367 | 2496571.918 | Energy Efficiency Cost Based on No-CETA Portfolio ($) 2022: 499314.3836; Energy Efficiency Cost Based on No-CETA Portfolio ($) 2023: 262140.0514
Note: Forecast energy efficiency target is a 2-year target. It is based on EIA target setting method, which takes 20% of the total 10-year savings in IRP plus 5% decoupling commitment.

## 2. Demand Response
| Note: The Setup Costs were not included in the IRP output. They were added in the CEIP incremental cost calculation, as highlighted in red below |  |  |  |  | Demand Response Program Measures in the 2021 IRP
Program Name |  | 2022 | 2023 | 2024 | 2025
Res DLC Heat-Switch | No-CETA MW | 0 | 0 | 0 | 0 | Product/Scenario
| With-CETA MW | 0 | 4.0071 | 8.1073 | 16.4083 | Res DLC Heat-Switch
| No-CETA Cost | 0 | 0 | 0 | 0
| With-CETA Cost | 140929.707 | 878349.6704 | 992970.7642 | 2068516.8457 | Cost Description | Cost Value | Cost Unit (nominal dollars) |  | Ramped MW | Ramped Participants
| Incremental Cost | 140929.707 | 878349.6704 | 992970.7642 | 2068516.8457 | Setup Cost | 140929.707 | $ | 2022 | 0 | 0
[6 empty] | O&M Cost | 7.5 | $ per participant per year | 2023 | 4.0071 | 3310.8036
[6 empty] | Equipment Cost | 215 | $ per new participant | 2024 | 8.1073 | 6698.5666
[6 empty] | Marketing Cost | 25 | $ per new participant | 2025 | 16.4083 | 13557.2205
[6 empty] | Incentives (annual) | 40 | $ per participant per year
Res DLC Heat-BYOT | No-CETA MW | 0 | 0 | 0 | 0 | Product/Scenario
| With-CETA MW | 0 | 0.047779 | 0.16208 | 0.36145 | Res DLC Heat-BYOT
| No-CETA Cost | 0 | 0 | 0 | 0
| With-CETA Cost | 9070.293 | 2285.7084 | 6321.3496 | 13253.4876 | Cost Description | Cost Value | Cost Unit (nominal dollars) |  | Ramped MW | Ramped Participants
| Incremental Cost | 9070.293 | 2285.7084 | 6321.3496 | 13253.4876 | Setup Cost | 9070.293 | $ | 2022 | 0 | 0
[6 empty] | O&M Cost | 7.5 | $ per participant per year | 2023 | 0.047779 | 51.0669
[6 empty] | Marketing Cost | 25 | $ per new participant | 2024 | 0.16208 | 173.2366
[6 empty] | Incentives (annual) | 40 | $ per participant per year | 2025 | 0.36145 | 386.3216
Res DLC ERWH-Switch | No-CETA MW | 0 | 0 | 0 | 0 | Product/Scenario
| With-CETA MW | 0 | 0 | 0 | 0 | Res DLC ERWH-Switch
| No-CETA Cost | 0 | 0 | 0 | 0
| With-CETA Cost | 0 | 0 | 0 | 22938.6701 | Cost Description | Cost Value | Cost Unit (nominal dollars) |  | Ramped MW | Ramped Participants
| Incremental Cost | 0 | 0 | 0 | 22938.6701 | Setup Cost | 22938.6701 | $ | 2022 | 0 | 0
[6 empty] | O&M Cost | 7.5 | $ per participant per year | 2023 | 5.0168 | 8485.7787
[6 empty] | Equipment Cost | 315 | $ per new participant | 2024 | 9.4659 | 16011.361
[6 empty] | Marketing Cost | 25 | $ per new participant | 2025 | 17.7732 | 30062.8163
[6 empty] | Incentives (annual) | 24 | $ per participant per year
Res DLC ERWH-Grid-Enabled | No-CETA MW | 0 | 0.59525 | 1.8613 | 5.0965 | Product/Scenario
| With-CETA MW | 0 | 0.59525 | 1.8613 | 5.0965 | Res DLC ERWH-Grid-Enabled
| No-CETA Cost | 124786.3654 | 82868.8126 | 196516.8304 | 527714.4775
| With-CETA Cost | 124786.3654 | 82868.8126 | 196516.8304 | 527714.4775 | Cost Description | Cost Value | Cost Unit (nominal dollars) |  | Ramped MW | Ramped Participants
| Incremental Cost | 0 | 0 | 0 | 0 | Setup Cost | 124786.3654 | $ | 2022 | 0 | 0
[6 empty] | O&M Cost | 7.5 | $ per participant per year | 2023 | 0.59525 | 1006.8519
[6 empty] | Equipment Cost | 40 | $ per new participant | 2024 | 1.8613 | 3148.258
[6 empty] | Marketing Cost | 25 | $ per new participant | 2025 | 5.0965 | 8620.6102
[6 empty] | Incentives (annual) | 24 | $ per participant per year
Res DLC HPWH-Grid-Enabled | No-CETA MW | 0 | 0.0091669 | 0.028663 | 0.078486 | Product/Scenario
| With-CETA MW | 0 | 0.0091669 | 0.028663 | 0.078486 | Res DLC HPWH-Grid-Enabled
| No-CETA Cost | 1921.7091 | 3877.809 | 9263.5794 | 24268.5337
| With-CETA Cost | 1921.7091 | 3877.809 | 9263.5794 | 24268.5337 | Cost Description | Cost Value | Cost Unit (nominal dollars) |  | Ramped MW | Ramped Participants
| Incremental Cost | 0 | 0 | 0 | 0 | Setup Cost | 1921.7091 | $ | 2022 | 0 | 0
[6 empty] | O&M Cost | 7.5 | $ per participant per year | 2023 | 0.0091669 | 37.8285
[6 empty] | Equipment Cost | 40 | $ per new participant | 2024 | 0.028663 | 118.2835
[6 empty] | Marketing Cost | 25 | $ per new participant | 2025 | 0.078486 | 323.8858
[6 empty] | Incentives (annual) | 24 | $ per participant per year
Small Com DLC Heat-Switch | No-CETA MW | 0 | 0 | 0 | 0 | Product/Scenario
| With-CETA MW | 0 | 0 | 0 | 0 | Small Com DLC Heat-Switch
| No-CETA Cost | 0 | 0 | 0 | 0
| With-CETA Cost | 0 | 0 | 0 | 84712.1103 | Cost Description | Cost Value | Cost Unit (nominal dollars) |  | Ramped MW | Ramped Participants
| Incremental Cost | 0 | 0 | 0 | 84712.1103 | Setup Cost | 84712.1103 | $ | 2022 | 0 | 0
[6 empty] | O&M Cost | 15 | $ per participant per year | 2023 | 0.54132 | 283.5884
[6 empty] | Equipment Cost | 387 | $ per new participant | 2024 | 1.0954 | 573.8826
[6 empty] | Marketing Cost | 69 | $ per new participant | 2025 | 2.2135 | 1159.598
[6 empty] | Incentives (annual) | 38 | $ per participant per year
Medium Com DLC Heat-Switch | No-CETA MW | 0 | 0.42 | 0.84 | 1.71 | Product/Scenario
| With-CETA MW | 0 | 0.42 | 0.84 | 1.71 | Medium Com DLC Heat-Switch
| No-CETA Cost | 65287.8897 | 50598.6404 | 47824.0166 | 100815.2542
| With-CETA Cost | 65287.8897 | 50598.6404 | 47824.0166 | 100815.2542 | Cost Description | Cost Value | Cost Unit (nominal dollars) |  | Ramped MW | Ramped Participants
| Incremental Cost | 0 | 0 | 0 | 0 |  |  |  | 2022 | 0 | 0
[6 empty] | Setup Cost | 65287.8897 | $ | 2023 | 0.4172 | 44.7
[6 empty] | O&M Cost | 15 | $ per participant per year | 2024 | 0.84426 | 90.457
[6 empty] | Equipment Cost | 1128 | $ per new participant | 2025 | 1.7059 | 182.7791
[6 empty] | Marketing Cost | 83 | $ per new participant
[6 empty] | Incentives (annual) | 128 | $ per participant per year
C&I Curtailment-Manual | No-CETA MW | 0 | 0 | 0 | 0 | Product/Scenario
| With-CETA MW | 0 | 0 | 0 | 0 | C&I Curtailment-Manual
| No-CETA Cost | 0 | 0 | 0 | 0
| With-CETA Cost | 0 | 0 | 0 | 74025.974 | Cost Description | Cost Value | Cost Unit (nominal dollars) |  | Ramped MW | Ramped Participants
| Incremental Cost | 0 | 0 | 0 | 74025.974 | Setup Cost | 74025.974 | $ | 2022 | 0 | 0
[6 empty] | O&M Cost | 60 | $ per kW pledged per year | 2023 | 0.23054 | 57.004
[6 empty] | Equipment Cost | 0 |  | 2024 | 0.46588 | 115.1851
[6 empty] | Marketing Cost | 0 |  | 2025 | 0.93861 | 232.4435
[6 empty] | Incentives (annual) | 20 | $ per kW pledged per year
C&I Curtailment-AutoDR | No-CETA MW | 0 | 0 | 0 | 0 | Product/Scenario
| With-CETA MW | 0 | 0 | 0 | 0 | C&I Curtailment-AutoDR
| No-CETA Cost | 0 | 0 | 0 | 0
| With-CETA Cost | 0 | 0 | 0 | 75974.026 | Cost Description | Cost Value | Cost Unit (nominal dollars) |  | Ramped MW | Ramped Participants
| Incremental Cost | 0 | 0 | 0 | 75974.026 | Setup Cost | 75974.026 | $ | 2022 | 0 | 0
[6 empty] | O&M Cost | 60 | $ per kW pledged per year | 2023 | 0.23661 | 57.004
[6 empty] | Equipment Cost | 310 | $ per kW pledged per year | 2024 | 0.47814 | 115.1851
[6 empty] | Marketing Cost | 0 |  | 2025 | 0.96331 | 232.4435
[6 empty] | Incentives (annual) | 20 | $ per kW pledged per year
Res Behavior DR-Winter | No-CETA MW | 0 | 0 | 0 | 0 | Product/Scenario
| With-CETA MW | 0 | 0 | 0 | 0 | Res Behavior DR-Winter
| No-CETA Cost | 0 | 0 | 0 | 0
| With-CETA Cost | 0 | 0 | 0 | 150000 | Cost Description | Cost Value | Cost Unit (nominal dollars) |  | Ramped MW | Ramped Participants
| Incremental Cost | 0 | 0 | 0 | 150000 | Setup Cost | 150000 | $ | 2022 | 0 | 0
[6 empty] | O&M Cost | 66.75 | $ per kW pledged per year | 2023 | 1.2813 | 42901.3201
[6 empty] | Equipment Cost | 0 | $ per new participant | 2024 | 2.6029 | 86799.1588
Total MW | No-CETA Portfolio | 0 | 1.0244 | 2.7299 | 6.885 |  |  |  | 2025 | 3.9717 | 131753.4299
| With-CETA Portfolio | 0 | 5.0793 | 10.9993 | 23.6548
| Amount Incremental Demand Response | 0 | 4.0548 | 8.2694 | 16.7698
Total Cost $ | No-CETA Cost | 191995.9642 | 137345.2621 | 253604.4264 | 652798.2655
| With-CETA Cost | 341995.9642 | 1017980.6409 | 1252896.5402 | 3142219.3792
| Difference Based on Aurora Output | 150000 | 880635.3788 | 999292.1138 | 2489421.1137
Incremental Cost - Based on Difference in Targets
| No-CETA Cost | 99542.061 | 296295.5755 | 364670.6887 | 914580.9477
| With-CETA Cost | 341995.9642 | 1017980.6409 | 1252896.5402 | 3142219.3792
| Incremental Cost - Based on Difference in Targets | 242453.9032 | 721685.0654 | 888225.8514 | 2227638.4314
Note: The incremental costs of Demand Response are based on forecast demand response MW, using pro-ration of costs of CEIP Portfolio

## 3. Resource Incremental Cost
| No-CETA Portfolio |  |  |  |  | CETA Portfolio
| 2022 | 2023 | 2024 | 2025 |  | 2022 | 2023 | 2024 | 2025
Generation Portfolio | 561730745.3918 | 588958682.8003 | 586771395.5078 | 585728232.5439 |  | 562142339.592 | 600124124.7835 | 661577282.927 | 700185769.4116
Energy Efficency | 64352473.5454 | 64352473.5454 | 64352473.5454 | 64352473.5454 |  | 101922316.0108 | 101922316.0108 | 101922316.0108 | 101922316.0108
Demand Response | 99542.061 | 296295.5755 | 364670.6887 | 914580.9477 |  | 341995.9642 | 1017980.6409 | 1252896.5402 | 3142219.3792
Total | 626182760.9982 | 653607451.9212 | 651488539.7419 | 650995287.037 | 0 | 664406651.567 | 703064421.4352 | 764752495.478 | 805250304.8016
Incremental Costs
Generation Portfolio | 411594.2001 | 11165441.9832 | 74805887.4192 | 114457536.8676
Energy Efficency | 37569842.4655 | 37569842.4655 | 37569842.4655 | 37569842.4655
Demand Response | 242453.9032 | 721685.0654 | 888225.8514 | 2227638.4314
Total | 38223890.5688 | 49456969.5141 | 113263955.7361 | 154255017.7645

## Incremental Cost Sum - test v2 (hidden)
Suite 1
2019 |  | 2020 | 2021 | 2022 | 2023 | 2024 | 2025 | 2026 | 2027 | 2028 | 2029 | 2030 |  | Total - 2022-2025 CEIP Period | Total - 2026-2029 CEIP Period | TOTAL through 2030
2127052953.75 | PSE 2019 Electric Sales to Customers (UE-200294 -2.01), escalated at 2.5% | 2180229.2776 | 2234735.0095 | 2290603.3848 | 2347868.4694 | 2406565.1811 | 2466729.3107 | 2528397.5434 | 2591607.482 | 2656397.6691 | 2722807.6108 | 2790877.8011
Added EE gross-up %, discounted by 50% for actual PSE Cost | bar: 2020 to 2030
| Electric Sales Grossed up by EE % | 2180229.2776 | 2234735.0095 | 2290603.3848 | 2347868.4694 | 2406565.1811 | 2466729.3107 | 2528397.5434 | 2591607.482 | 2656397.6691 | 2722807.6108 | 2790877.8011
|  |  | $ 000 | 2290.6034 | 2347.8685 | 2406.5652 | 2466.7293 | 2528.3975 | 2591.6075 | 2656.3977 | 2722.8076 | 2790.8778
| Estimated 2% Annual Increase ($000) |  |  | 44694.7002 | 92545.9636 | 142528.1865 | 194713.3364 | 249175.554 | 305991.2147 | 365238.9924 | 426999.9245 | 491357.479
| Estimated 2% Annual Increase ($) |  |  | 44694700.1907 | 92545963.5823 | 142528186.4765 | 194713336.4191 | 249175554.0159 | 305991214.7363 | 365238992.4122 | 426999924.4761 | 491357478.9866 |  | 474482186.6685 | 1347405685.6404 | 2313245351.2956
|  |  | $ 000 | 44694.7002 | 92545.9636 | 142528.1865 | 194713.3364 | 249175.554 | 305991.2147 | 365238.9924 | 426999.9245 | 491357.479
Suite 1
| Energy Efficiency Incremental Cost |  |  | #REF! | #REF! | #REF! | #REF! | #REF! | #REF! | #REF! | #REF! | #REF!
| Demand Response Incremental Cost |  |  | #REF! | #REF! | #REF! | #REF! | #REF! | #REF! | #REF! | #REF! | #REF!
| Generation Portfolio Incremental Cost |  |  | #REF! | #REF! | #REF! | #REF! | #REF! | #REF! | #REF! | #REF! | #REF!
| Alternative Compliance Cost | 2030: 65674741.4331
| Enabling Costs - Distributed Resources |  |  | #REF! | #REF! | #REF! | #REF! | #REF! | #REF! | #REF! | #REF! | #REF!
Enabling Costs - Grid Modernization to support distributed resources
| Customer - Multilingual community engagement, Outreach, and communication |  |  | 6392432.5 | 9541537.5 | 9779112.5 | 10195182.5 | 10195182.5 | 10195182.5 | 10195182.5 | 10195182.5 | 10195182.5
| Administration |  |  | 1761850 | 1798396.25 | 1835856.1562 | 1874252.5602 | 1874252.5602 | 1874252.5602 | 1874252.5602 | 1874252.5602 | 1874252.5602
| Total Estimated Incremental Cost |  |  | #REF! | #REF! | #REF! | #REF! | #REF! | #REF! | #REF! | #REF! | #REF! |  | #REF! | #REF! | #REF!
|  |  | $ 000 | #REF! | #REF! | #REF! | #REF! | #REF! | #REF! | #REF! | #REF! | #REF!
[14 empty] | #REF! | #REF! | #REF!
[14 empty] | #REF! | #REF! | #REF!
Suite 6
2019 |  | 2020 | 2021 | 2022 | 2023 | 2024 | 2025 | 2026 | 2027 | 2028 | 2029 | 2030 |  | Total - 2022-2025 CEIP Period | Total - 2026-2029 CEIP Period | TOTAL through 2030
2127052953.75 | PSE 2019 Electric Sales to Customers (UE-200294 -2.01), escalated at 2.5% | 2180229.2776 | 2234735.0095 | 2290603.3848 | 2347868.4694 | 2406565.1811 | 2466729.3107 | 2528397.5434 | 2591607.482 | 2656397.6691 | 2722807.6108 | 2790877.8011
| Added EE gross-up %, discounted by 50% for actual PSE Cost | 0.08323% | 0.2212% | 0.3628% | 0.5003% | 0.6343% | 0.7701% | 0.903% | 1.035% | 1.164% | 1.283% | 1.289%
| Electric Sales Grossed up by EE % | 2182043.8662 | 2239677.4421 | 2298914.3874 | 2359614.3037 | 2421830.9818 | 2485726.0423 | 2551227.9034 | 2618429.3182 | 2687308.2665 | 2757733.8056 | 2826859.9442
| Estimated 2% Annual Increase ($000) |  |  | 44793.5488 | 92881.7059 | 143175.9596 | 195753.9997 | 250693.6377 | 308076.0969 | 367983.7841 | 430498.1359 | 495645.2975
| Estimated 2% Annual Increase ($) |  |  | 44793548.8412 | 92881705.8924 | 143175959.646 | 195753999.6858 | 250693637.7477 | 308076096.867 | 367983784.1348 | 430498135.9296 | 495645297.5318 |  | 476605214.0654 | 1357251654.679 | 2329502166.2762
Suite 6
| Energy Efficiency Incremental Cost |  |  | #REF! | #REF! | #REF! | #REF! | #REF! | #REF! | #REF! | #REF! | #REF!
| Demand Response Incremental Cost |  |  | #REF! | #REF! | #REF! | #REF! | #REF! | #REF! | #REF! | #REF! | #REF!
| Generation Portfolio Incremental Cost |  |  | #REF! | #REF! | #REF! | #REF! | #REF! | #REF! | #REF! | #REF! | #REF!
| Alternative Compliance Cost | 2030: 65674741.4331
| Enabling Costs - Distributed Resources |  |  | #REF! | #REF! | #REF! | #REF! | #REF! | #REF! | #REF! | #REF! | #REF!
Enabling Costs - Grid Modernization to support distributed resources
| Customer - Multilingual community engagement, Outreach, and communication |  |  | 6392432.5 | 9541537.5 | 9779112.5 | 10195182.5 | 10195182.5 | 10195182.5 | 10195182.5 | 10195182.5 | 10195182.5
| Administration |  |  | 1761850 | 1798396.25 | 1835856.1562 | 1874252.5602 | 1874252.5602 | 1874252.5602 | 1874252.5602 | 1874252.5602 | 1874252.5602
| Total Estimated Incremental Cost |  |  | #REF! | #REF! | #REF! | #REF! | #REF! | #REF! | #REF! | #REF! | #REF! |  | #REF! | #REF! | #REF!
|  |  | $ 000 | #REF! | #REF! | #REF! | #REF! | #REF! | #REF! | #REF! | #REF! | #REF!
|  |  | Difference | #REF! | #REF! | #REF! | #REF! | #REF! | #REF! | #REF! | #REF! | #REF! |  | #REF! | #REF! | #REF!
[14 empty] | #REF! | #REF! | #REF!
Suite 5
2019 |  | 2020 | 2021 | 2022 | 2023 | 2024 | 2025 | 2026 | 2027 | 2028 | 2029 | 2030 |  | Total - 2022-2025 CEIP Period | Total - 2026-2029 CEIP Period | TOTAL through 2030
2127052953.75 | PSE 2019 Electric Sales to Customers (UE-200294 -2.01), escalated at 2.5% | 2180229.2776 | 2234735.0095 | 2290603.3848 | 2347868.4694 | 2406565.1811 | 2466729.3107 | 2528397.5434 | 2591607.482 | 2656397.6691 | 2722807.6108 | 2790877.8011
| Added EE gross-up %, discounted by 50% for actual PSE Cost | 0.08323% | 0.2212% | 0.3628% | 0.5003% | 0.6343% | 0.7701% | 0.903% | 1.035% | 1.164% | 1.283% | 1.289%
| Electric Sales Grossed up by EE % | 2182043.8662 | 2239677.4421 | 2298914.3874 | 2359614.3037 | 2421830.9818 | 2485726.0423 | 2551227.9034 | 2618429.3182 | 2687308.2665 | 2757733.8056 | 2826859.9442
| Estimated 2% Annual Increase ($000) |  |  | 44793.5488 | 92881.7059 | 143175.9596 | 195753.9997 | 250693.6377 | 308076.0969 | 367983.7841 | 430498.1359 | 495645.2975
| Estimated 2% Annual Increase ($) |  |  | 44793548.8412 | 92881705.8924 | 143175959.646 | 195753999.6858 | 250693637.7477 | 308076096.867 | 367983784.1348 | 430498135.9296 | 495645297.5318 |  | 476605214.0654 | 1357251654.679 | 2329502166.2762
Suite 5
| Energy Efficiency Incremental Cost |  |  | #REF! | #REF! | #REF! | #REF! | #REF! | #REF! | #REF! | #REF! | #REF!
| Demand Response Incremental Cost |  |  | #REF! | #REF! | #REF! | #REF! | #REF! | #REF! | #REF! | #REF! | #REF!
| Generation Portfolio Incremental Cost |  |  | #REF! | #REF! | #REF! | #REF! | #REF! | #REF! | #REF! | #REF! | #REF!
| Alternative Compliance Cost | 2030: 65674741.4331
| Enabling Costs - Distributed Resources |  |  | #REF! | #REF! | #REF! | #REF! | #REF! | #REF! | #REF! | #REF! | #REF!
Enabling Costs - Grid Modernization to support distributed resources
| Customer - Multilingual community engagement, Outreach, and communication |  |  | 6392432.5 | 9541537.5 | 9779112.5 | 10195182.5 | 10195182.5 | 10195182.5 | 10195182.5 | 10195182.5 | 10195182.5
| Administration |  |  | 1761850 | 1798396.25 | 1835856.1562 | 1874252.5602 | 1874252.5602 | 1874252.5602 | 1874252.5602 | 1874252.5602 | 1874252.5602
| Total Estimated Incremental Cost |  |  | #REF! | #REF! | #REF! | #REF! | #REF! | #REF! | #REF! | #REF! | #REF! |  | #REF! | #REF! | #REF!
|  |  | $ 000 | #REF! | #REF! | #REF! | #REF! | #REF! | #REF! | #REF! | #REF! | #REF!
[14 empty] | #REF! | #REF! | #REF!
[14 empty] | #REF! | #REF! | #REF!
0
[14 empty] | CEIP Period 1 (2022-2025) | CEIP Period 2 (2026-2029) | Total Through 2030
[13 empty] | Total 2% Estimate | 476605.2141 | 1357251.6547 | 2329502.1663
[13 empty] | Suite 6 (Preferred) | #REF! | #REF! | #REF!
[13 empty] | comparison to 2% | #REF! | #REF! | #REF!
[13 empty] | Suite 5 (Maximum Customer Benefit) | #REF! | #REF! | #REF!
[13 empty] | comparison to 2% | #REF! | #REF! | #REF!
[13 empty] | Suite1 (Lowest Cost) | #REF! | #REF! | #REF!
[13 empty] | comparison to 2% | #REF! | #REF! | #REF!

## DER Resources (hidden)
Annual Costs (from Connor) - Suite 6 | [7 empty] | Annual Costs (from Connor) - Suite 5
CSA Estimate | [7 empty] | CSA Estimate
2021-04-30 | [7 empty] | 2021-04-30
|  | 2022 - 2025 CEIP Period | [7 empty] | 2022 - 2025 CEIP Period
|  | 2022 | 2023 | 2024 | 2025 | 2026 | Source |  |  | 2022 | 2023 | 2024 | 2025 | 2026 | Source
Capacity (MW) | [7 empty] | Capacity (MW)
Battery Energy Storage |  | 0 | 4.8 | 7.2 | 13.6 | 25 | BCA Output | Battery Energy Storage |  | 3.4634 | 4.0075 | 8.2032 | 9.4605 | 25 | BCA Output
Solar - Ground and Rooftop |  | 0 | 25.39 | 27.409 | 26.578 | 30 | BCA Output | Solar - Ground and Rooftop |  | 12.089 | 17.055 | 22.777 | 28.565 | 30 | BCA Output
Demand Response |  |  | 5 | 6 | 18 | 27 | 2021 IRP Preferred Portfolio | Demand Response |  |  | 5 | 6 | 18 | 27 | 2021 IRP Preferred Portfolio
Capital Costs ($ M) | [7 empty] | Capital Costs ($ M)
| $/kW | $ M | [6 empty] | $/kW | $ M
Battery Energy Storage | 1934 | 0.011086 | 2.4855 | 7.8145 | 20.177 | 48.35 | BCA Output | Battery Energy Storage | 1934 | 2.1319 | 3.5553 | 10.7239 | 16.5727 | 48.35 | BCA Output
Solar - Ground and Rooftop | 3590 | 0.10324 | 3.3507 | 6.4664 | 8.18 | 107.7 | BCA Output | Solar - Ground and Rooftop | 3590 | 3.6923 | 13.0883 | 24.1658 | 44.8768 | 107.7 | BCA Output
Demand Response | 500 | 0 | 2.5 | 3 | 9 | 13.5 | Estimate under review | Demand Response | 500 | 0 | 2.5 | 3 | 9 | 13.5 | Estimate under review
Total |  | 0.11433 | 8.3361 | 17.2808 | 37.357 | 169.55 |  | Total |  | 5.8243 | 19.1435 | 37.8897 | 70.4495 | 169.55
Additional Capex Costs ($ M) | [7 empty] | Additional Capex Costs ($ M)
Battery Energy Storage |  | 2 | 2 | 1 |  |  | Estimate to continue current beta testing program | Battery Energy Storage |  | 2 | 2 | 1 |  |  | Estimate to continue current beta testing program
Solar - Ground and Rooftop | [7 empty] | Solar - Ground and Rooftop
Demand Response |  | 2 | 2 |  |  |  | Beta Testing | Demand Response |  | 2 | 2 |  |  |  | Beta Testing
Contingency @ 20% |  | 0.82287 | 2.4672 | 3.6562 | 7.4714 | 33.91 |  | Contingency @ 20% |  | 1.9649 | 4.6287 | 7.7779 | 14.0899 | 33.91
TOTAL CAPITAL ESTIMATE |  | 4.9372 | 14.8034 | 21.937 | 44.8284 | 203.46 |  | TOTAL CAPITAL ESTIMATE |  | 11.7891 | 27.7722 | 46.6676 | 84.5394 | 203.46
Opex (Power Cost) Estimates | [7 empty] | Opex (Power Cost) Estimates
Resource Only Costs | [7 empty] | Resource Only Costs
| $/kW-year | $ M |  |  |  |  | Fixed / variable O&M associated with the resource |  | $/kW-year | $ M |  |  |  |  | Fixed / variable O&M associated with the resource
Battery Energy Storage | 31.93 | 0 | 0.14531 | 0.65758 | 2.2573 | 0.79825 | BCA Output | Battery Energy Storage | 31.93 | 0.11234 | 0.29691 | 0.99699 | 2.1642 | 0.79825 | BCA Output
Solar - Ground and Rooftop | 22.23 | 0 | 7.0527 | 11.5894 | 15.8903 | 0.6669 | BCA Output | Solar - Ground and Rooftop | 22.23 | 3.94 | 7.2505 | 11.1052 | 15.6586 | 0.6669 | BCA Output
Demand Response | 0 | 0 | 0 | 0 | 0 | 0 | Weighted Average of IRP Active DR Programs | Demand Response | 0 | 0 | 0 | 0 | 0 | 0 | Weighted Average of IRP Active DR Programs
Additional Opex Costs - Program Startup |  | $ M |  |  |  |  | Programmatic spending | Additional Opex Costs - Program Startup |  | $ M |  |  |  |  | Programmatic spending
Battery Energy Storage |  | 0.29412 | 0.61605 | 0.21 | 0 |  | Estimate | Battery Energy Storage |  | 0.42017 | 0.49 | 0.21 | 0 |  | Estimate
Solar - Ground and Rooftop |  | 2.5754 | 1.1037 | 0 | 0 |  | Estimate | Solar - Ground and Rooftop |  | 4.1791 | 0 | 0 | 0 |  | Estimate
Demand Response |  | 1 | 1 | 0.5 | 0.5 |  | Estimate | Demand Response |  | 1 | 1 | 0.5 | 0.5 |  | Estimate
TOTAL OPEX ESTIMATE |  | 3.8695 | 9.9178 | 12.9569 | 18.6476 | 1.4651 |  | TOTAL OPEX ESTIMATE |  | 9.6516 | 9.0374 | 12.8122 | 18.3227 | 1.4651
Exclusions Not Yet Estimated
Impacts on 24/7 Operations
Additional Customer Program Operations Costs for Fully Functional Programs (assumed to be included in Resource Only Costs)

## Supporting - Grid Mod (hidden)
| 2022 | 2023 | 2024 | 2025 | 2026
Allocated Grid Mod Total | 3692148 | 15757803 | 17691117 | 19154298 | 22419612 | 78714978

## 4A. Supp-DER Enab RR
DER Enablers and Grid Mod IT Revenue Requirement $1000
2022 |  |  | 2022 | 2023 | 2024 | 2025 | 2026 | 2027 | 2028 | 2029
Capital Investment | 3901.25 | Rate Base:
Economic Life | 5 | Gross Plant | 3901.25 | 19057.255 | 27506.255 | 33226.255 | 33226.255 | 29325.005 | 14169 | 5720
After Tax WACC | 6.97% | Accumulated Depreciation | -780.25 | -4591.701 | -10092.952 | -16738.203 | -23383.454 | -25347.205 | -13025 | -5720
Federal Tax Rate | 0.21 | Accumulated Deferred Tax | 0 | 0 | 0 | 0 | 0 | 0 | 0 | 0
WA Revenue Tax (WAR) | 4.76% | Total Rate Base | 3121 | 14465.554 | 17413.303 | 16488.052 | 9842.801 | 3977.8 | 1144 | 0
2023 |  | Average Rate Base | 3121 | 8793.277 | 15939.4285 | 16950.6775 | 13165.4265 | 6910.3005 | 2560.9 | 572
Capital Investment | 15156.005 | After-Tax Return | 217.5212 | 612.8562 | 1110.9144 | 1181.3944 | 917.5776 | 481.6203 | 178.4845 | 39.8661
Economic Life | 5 | Gross up for Federal Tax | 57.8221 | 162.9112 | 295.3064 | 314.0416 | 243.913 | 128.0257 | 47.4452 | 10.5973
After Tax WACC | 6.97% | Grossed-Up Return on Rate Base | 275.3433 | 775.7674 | 1406.2208 | 1495.436 | 1161.4906 | 609.646 | 225.9297 | 50.4634
Federal Tax Rate | 0.21
WA Revenue Tax (WAR) | 4.76% | Expense:
|  | Depreciation | 780.25 | 3811.451 | 5501.251 | 6645.251 | 6645.251 | 5865.001 | 2833.8 | 1144
2024 |  | Operating Expense | 2500.285 | 3635.072 | 3488.3585 | 3688.3585 | 3688.3585 | 3688.3585 | 3688.3585 | 3688.3585
Capital Investment | 8449 | Gross up for WA Revenue Tax | 10.8715 | 30.6299 | 55.5224 | 59.0449 | 59.0449 | 59.0449 | 59.0449 | 59.0449
Economic Life | 5 | Total Operating Expense | 3291.4065 | 7477.1529 | 9045.1319 | 10392.6544 | 10392.6544 | 9612.4044 | 6581.2034 | 4891.4034
After Tax WACC | 6.97%
Federal Tax Rate | 0.21
WA Revenue Tax (WAR) | 4.76% | Revenue Requirement | 3566.7498 | 8252.9203 | 10451.3527 | 11888.0904 | 11554.145 | 10222.0504 | 6807.1331 | 4941.8668
2025 |  |  | 2022: 558.2107; 2023: 2754.2586; 2024: 6984.8582; 2025: 11899.1408
Capital Investment | 5720
Economic Life | 5 |  | 2022: 4124.9605; 2023: 11007.1789; 2024: 17436.2109; 2025: 23787.2312
After Tax WACC | 6.97%
Federal Tax Rate | 0.21
WA Revenue Tax (WAR) | 4.76%
2026
Capital Investment | 0
Economic Life | 5
After Tax WACC | 6.97% | Book Depreciation | 780.25 | 3811.451 | 5501.251 | 6645.251 | 6645.251 | 5865.001 | 2833.8 | 1144
Federal Tax Rate | 0.21 |  | 2023: 780.25; 2024: 780.25; 2025: 780.25; 2026: 780.25
WA Revenue Tax (WAR) | 4.76% |  |  | 3031.201 | 3031.201 | 3031.201 | 3031.201 | 3031.201
[5 empty] | 1689.8 | 1689.8 | 1689.8 | 1689.8 | 1689.8
[6 empty] | 1144 | 1144 | 1144 | 1144 | 1144

## 4B. Supp - GridMod RR
Grid Moderization Revenue Requirement $1000
2022 |  |  | 2022 | 2023 | 2024 | 2025 | 2026 | 2027 | 2028 | 2029 | 2030
Capital Investment | 4317.5 | Rate Base:
Economic Life | 35 | Gross Plant | 4317.5 | 32085 | 70332.5 | 116080 | 116080 | 116080 | 116080 | 116080 | 116080
After Tax WACC | 6.97% | Accumulated Depreciation | -123.3571 | -1040.0714 | -3049.5714 | -6366.1429 | -9682.7143 | -12999.2857 | -16315.8571 | -19632.4286 | -22949
Federal Tax Rate | 0.21 | Total Rate Base | 4194.1429 | 31044.9286 | 67282.9286 | 109713.8571 | 106397.2857 | 103080.7143 | 99764.1429 | 96447.5714 | 93131
WA Revenue Tax (WAR) | 4.76%
|  | Average Rate Base | 4194.1429 | 17619.5357 | 49163.9286 | 88498.3929 | 108055.5714 | 104739 | 101422.4286 | 98105.8571 | 94789.2857
2023 |  | After-Tax Return | 292.315 | 1228.0112 | 3426.5292 | 6167.984 | 7531.0411 | 7299.8893 | 7068.7376 | 6837.5858 | 6606.4341
Capital Investment | 27767.5 | Gross up for Federal Tax | 77.704 | 326.4333 | 910.8495 | 1639.5907 | 2001.9223 | 1940.4769 | 1879.0315 | 1817.5861 | 1756.1407
Economic Life | 35 | Grossed-Up Return on Rate Base | 370.019 | 1554.4445 | 4337.3787 | 7807.5747 | 9532.9634 | 9240.3663 | 8947.7691 | 8655.1719 | 8362.5748
After Tax WACC | 6.97%
Federal Tax Rate | 0.21 | Expense:
WA Revenue Tax (WAR) | 4.76% | Depreciation | 123.3571 | 916.7143 | 2009.5 | 3316.5714 | 3316.5714 | 3316.5714 | 3316.5714 | 3316.5714 | 3316.5714
|  | Operating Expense | 0 | 0 | 0 | 0 | 0 | 0 | 0 | 0 | 0
2024 |  | Gross up for WA Revenue Tax | 14.6096 | 61.3748 | 171.2545 | 308.2697 | 376.3939 | 364.8412 | 353.2884 | 341.7357 | 330.183
Capital Investment | 38247.5 | Total Operating Expense | 137.9668 | 978.0891 | 2180.7545 | 3624.8411 | 3692.9653 | 3681.4126 | 3669.8599 | 3658.3071 | 3646.7544
Economic Life | 35
After Tax WACC | 6.97%
Federal Tax Rate | 0.21 | Revenue Requirement | 507.9857 | 2532.5336 | 6518.1332 | 11432.4158 | 13225.9288 | 12921.7789 | 12617.629 | 12313.4791 | 12009.3292
WA Revenue Tax (WAR) | 4.76%
2025
Capital Investment | 45747.5
Economic Life | 35
After Tax WACC | 6.97%
Federal Tax Rate | 0.21
WA Revenue Tax (WAR) | 4.76%
2026
Capital Investment | 0
Economic Life | 35 | Book Depreciation | 123.3571 | 916.7143 | 2009.5 | 3316.5714 | 3316.5714 | 3316.5714 | 3316.5714 | 3316.5714 | 3316.5714
After Tax WACC | 6.97% |  |  | 123.3571 | 123.3571 | 123.3571 | 123.3571 | 123.3571 | 123.3571 | 123.3571 | 123.3571
Federal Tax Rate | 0.21 |  |  | 793.3571 | 793.3571 | 793.3571 | 793.3571 | 793.3571 | 793.3571 | 793.3571 | 793.3571
WA Revenue Tax (WAR) | 4.76% |  |  |  | 1092.7857 | 1092.7857 | 1092.7857 | 1092.7857 | 1092.7857 | 1092.7857 | 1092.7857
[6 empty] | 1307.0714 | 1307.0714 | 1307.0714 | 1307.0714 | 1307.0714 | 1307.0714

## Supporting - DERs (hidden)
From Shelly Hagerman, 7/9/21 | [6 empty] | INPUT | [5 empty] | CEIP DER Enablement Budget
CEIP Enablement Milestone | Swimlane | Existing CSA? | CSA | CSA Status | Notes / Source | Budget Owner | 2022 | 2023 | 2024 | 2025 | Total | Enablement Allocation % | 2022 | 2023 | 2024 | 2025 | Total
DER Enablement Milestones
Procurement & Vendor Management Strategy | Procurement | N/A |  |  | Incremental labor (see Incremental Staffing Needs) | Ben Farrow | 160807.5 | 0 | 55122.5 | 0 | 215930 | 100% | 160807.5 | 0 | 55122.5 | 0 | 215930
Capital | [6 empty] | 75000 | 0 | 0 | 0 | 75000 |  | 75000 | 0 | 0 | 0
Labor | [10 empty] | 0
Services | [6 empty] | 75000 |  |  |  | 75000
Materials | [10 empty] | 0
IT | [10 empty] | 0
Expense | [6 empty] | 85807.5 | 0 | 55122.5 | 0 | 140930 |  | 85807.5 | 0 | 55122.5 | 0 | 140930
Labor | [6 empty] | 85807.5 | 0 | 55122.5 | 0 | 140930
Services | [10 empty] | 0
IT | [10 empty] | 0
Market Engagement & Benchmarking | Procurement | N/A |  |  | No incremental expense needs if framework exists today. However, may involve vendors. | Will Einstein | 0 | 0 | 0 | 200000 | 200000 | 100% | 0 | 0 | 0 | 200000 | 200000
Capital | [6 empty] | 0 | 0 | 0 | 200000 | 200000 |  | 0 | 0 | 0 | 200000 | 200000
Labor | [10 empty] | 0
Services | [9 empty] | 200000 | 200000
Materials | [10 empty] | 0
IT | [10 empty] | 0
Expense | [6 empty] | 0 | 0 | 0 | 0 | 0 |  | 0 | 0 | 0 | 0 | 0
Labor | [6 empty] | 0 | 0 | 0 | 0 | 0
Services | [10 empty] | 0
IT | [10 empty] | 0
Regulatory & Stakeholder Engagement Strategy | Strategy & Planning | N/A |  |  | No incremental headcount expected | Will Einstein | 0 | 0 | 0 | 0 | 0 | 100% | 0 | 0 | 0 | 0 | 0
Capital | [6 empty] | 0 | 0 | 0 | 0 | 0 |  | 0 | 0 | 0 | 0 | 0
Labor | [10 empty] | 0
Services | [10 empty] | 0
Materials | [10 empty] | 0
IT | [10 empty] | 0
Expense | [6 empty] | 0 | 0 | 0 | 0 | 0 |  | 0 | 0 | 0 | 0 | 0
Labor | [6 empty] | 0 | 0 | 0 | 0 | 0
Services | [10 empty] | 0
IT | [10 empty] | 0
Portfolio Customer Care Strategy | Customer | N/A |  |  | Initial upfront strategy + potential incremental customer care FTE | Carol Wallace | 142154 | 258315 | 193511 | 193511 | 787491 | 100% | 142154 | 258315 | 193511 | 193511 | 787491
Capital | [6 empty] | 0 | 0 | 0 | 0 | 0 |  | 0 | 0 | 0 | 0 | 0
Labor | [10 empty] | 0
Services | [10 empty] | 0
Materials | [10 empty] | 0
IT | [10 empty] | 0
Expense | [6 empty] | 142154 | 258315 | 193511 | 193511 | 787491 |  | 142154 | 258315 | 193511 | 193511 | 787491
Labor | [6 empty] | 142154 | 258315 | 193511 | 193511 | 787491
Services | [10 empty] | 0
IT | [10 empty] | 0
Portfolio Marketing Strategy | Customer | N/A |  |  | Any incremental labor need | Christina Donegan | 376495 | 185245 | 36711.5 | 36711.5 | 635163 | 100% | 376495 | 185245 | 36711.5 | 36711.5 | 635163
Capital | [6 empty] | 0 | 0 | 0 | 0 | 0 |  | 0 | 0 | 0 | 0 | 0
Labor | [10 empty] | 0
Services | [10 empty] | 0
Materials | [10 empty] | 0
IT | [10 empty] | 0
Expense | [6 empty] | 376495 | 185245 | 36711.5 | 36711.5 | 635163 |  | 376495 | 185245 | 36711.5 | 36711.5 | 635163
Labor | [6 empty] | 301495 | 110245 | 36711.5 | 36711.5 | 485163
Services | [6 empty] | 75000 | 75000 |  |  | 150000
IT | [10 empty] | 0
DER Customer Experience Strategy | Customer | N/A |  |  | No incremental headcount expected | Will Einstein | 250000 | 0 | 0 | 0 | 250000 | 100% | 250000 | 0 | 0 | 0 | 250000
Capital | [6 empty] | 0 | 0 | 0 | 0 | 0 |  | 0 | 0 | 0 | 0 | 0
Labor | [10 empty] | 0
Services | [10 empty] | 0
Materials | [10 empty] | 0
IT | [10 empty] | 0
Expense | [6 empty] | 250000 | 0 | 0 | 0 | 250000 |  | 250000 | 0 | 0 | 0 | 250000
Labor | [6 empty] | 0 | 0 | 0 | 0 | 0
Services | [6 empty] | 250000 |  |  |  | 250000
IT | [10 empty] | 0
Customer Relationship Management (CRM) Platform | Customer | No |  |  | SAP is developing cost prior to CSA. Get updates from next CSA update file | Theresa Burch | 1200000 | 3300000 | 0 | 0 | 4500000 | 100% | 1200000 | 3300000 | 0 | 0 | 4500000
Capital | [6 empty] | 1200000 | 3300000 | 0 | 0 | 4500000 |  | 1200000 | 3300000 | 0 | 0 | 4500000
Labor | [10 empty] | 0
Services | [6 empty] | 200000 | 300000 |  |  | 500000
Materials | [10 empty] | 0
IT | [6 empty] | 1000000 | 3000000 |  |  | 4000000
Expense | [6 empty] | 0 | 0 | 0 | 0 | 0 |  | 0 | 0 | 0 | 0 | 0
Labor | [6 empty] | 0 | 0 | 0 | 0 | 0
Services | [10 empty] | 0
IT | [10 empty] | 0
Customer Enrollment & Education Portal | Customer | No |  |  | No incremental staff necessary; incremental GRC marketing spend | Carol Wallace | 0 | 900000 | 0 | 0 | 900000 | 100% | 0 | 900000 | 0 | 0 | 900000
Capital | [6 empty] | 0 | 900000 | 0 | 0 | 900000 |  | 0 | 900000 | 0 | 0 | 900000
Labor | [10 empty] | 0
Services | [7 empty] | 500000 |  |  | 500000
Materials | [10 empty] | 0
IT | [7 empty] | 400000 |  |  | 400000
Expense | [6 empty] | 0 | 0 | 0 | 0 | 0 |  | 0 | 0 | 0 | 0 | 0
Labor | [6 empty] | 0 | 0 | 0 | 0 | 0
Services | [10 empty] | 0
IT | [10 empty] | 0
Customer Notification Platform | Customer | TBD |  |  | Existing notification platform exists; supposed to get in update | Carol Wallace | 811370 | 322740 | 122740 | 122740 | 1379590 | 100% | 811370 | 322740 | 122740 | 122740 | 1379590
Capital | [6 empty] | 750000 | 200000 | 0 | 0 | 950000 |  | 750000 | 200000 | 0 | 0 | 950000
Labor | [10 empty] | 0
Services | [6 empty] | 150000 |  |  |  | 150000
Materials | [10 empty] | 0
IT | [6 empty] | 600000 | 200000 |  |  | 800000
Expense | [6 empty] | 61370 | 122740 | 122740 | 122740 | 429590 |  | 61370 | 122740 | 122740 | 122740 | 429590
Labor | [6 empty] | 61370 | 122740 | 122740 | 122740 | 429590
Services | [10 empty] | 0
IT | [10 empty] | 0
Complex Billing Functionality | Customer | No |  |  | Supposed to get in update CSA file | Theresa Burch | 4044375 | 4244375 | 244375 | 244375 | 8777500 | 100% | 4044375 | 4244375 | 244375 | 244375 | 8777500
Capital | [6 empty] | 3800000 | 4000000 | 0 | 0 | 7800000 |  | 3800000 | 4000000 | 0 | 0 | 7800000
Labor | [10 empty] | 0
Services | [6 empty] | 300000 |  |  |  | 300000
Materials | [10 empty] | 0
IT | [6 empty] | 3500000 | 4000000 |  |  | 7500000
Expense | [6 empty] | 244375 | 244375 | 244375 | 244375 | 977500 |  | 244375 | 244375 | 244375 | 244375 | 977500
Labor | [6 empty] | 244375 | 244375 | 244375 | 244375 | 977500
Services | [10 empty] | 0
IT | [10 empty] | 0
Device Marketplace | Customer | N/A |  |  | Potentially expand EE platform; currently 3rd party application | Will Einstein | 0 | 0 | 950000 | 0 | 950000 | 100% | 0 | 0 | 950000 | 0 | 950000
Capital | [6 empty] | 0 | 0 | 950000 | 0 | 950000 |  | 0 | 0 | 950000 | 0 | 950000
Labor | [10 empty] | 0
Services | [8 empty] | 150000 |  | 150000
Materials | [10 empty] | 0
IT | [8 empty] | 800000 |  | 800000
Expense | [6 empty] | 0 | 0 | 0 | 0 | 0 |  | 0 | 0 | 0 | 0 | 0
Labor | [6 empty] | 0 | 0 | 0 | 0 | 0
Services | [10 empty] | 0
IT | [10 empty] | 0
Marketing Platform | Customer | TBD |  |  | Supposed to get in update CSA file | Theresa Burch | 0 | 1150000 | 0 | 0 | 1150000 | 100% | 0 | 1150000 | 0 | 0 | 1150000
Capital | [6 empty] | 0 | 1150000 | 0 | 0 | 1150000 |  | 0 | 1150000 | 0 | 0 | 1150000
Labor | [10 empty] | 0
Services | [7 empty] | 150000 |  |  | 150000
Materials | [10 empty] | 0
IT | [7 empty] | 1000000 |  |  | 1000000
Expense | [6 empty] | 0 | 0 | 0 | 0 | 0 |  | 0 | 0 | 0 | 0 | 0
Labor | [6 empty] | 0 | 0 | 0 | 0 | 0
Services | [10 empty] | 0
IT | [10 empty] | 0
Portfolio & Product Management Strategy | Strategy & Planning | N/A |  |  |  | Will Einstein | 75000 | 0 | 0 | 0 | 75000 | 100% | 75000 | 0 | 0 | 0 | 75000
Capital | [6 empty] | 0 | 0 | 0 | 0 | 0 |  | 0 | 0 | 0 | 0 | 0
Labor | [10 empty] | 0
Services | [10 empty] | 0
Materials | [10 empty] | 0
IT | [10 empty] | 0
Expense | [6 empty] | 75000 | 0 | 0 | 0 | 75000 |  | 75000 | 0 | 0 | 0 | 75000
Labor | [6 empty] | 0 | 0 | 0 | 0 | 0
Services | [6 empty] | 75000 |  |  |  | 75000
IT | [10 empty] | 0
Innovation Project / Emerging Technology Process | Strategy & Planning | No |  |  | Was in last year's CSA possibly, but not funded right now | Ben Farrow | 0 | 122740 | 0 | 0 | 122740 | 100% | 0 | 122740 | 0 | 0 | 122740
Capital | [6 empty] | 0 | 0 | 0 | 0 | 0 |  | 0 | 0 | 0 | 0 | 0
Labor | [10 empty] | 0
Services | [10 empty] | 0
Materials | [10 empty] | 0
IT | [10 empty] | 0
Expense | [6 empty] | 0 | 122740 | 0 | 0 | 122740 |  | 0 | 122740 | 0 | 0 | 122740
Labor | [6 empty] | 0 | 122740 | 0 | 0 | 122740
Services | [10 empty] | 0
IT | [10 empty] | 0
Asset Management Strategy & Planning | Operations | N/A |  |  |  | Cathy Koch | 290502.5 | 138252.5 | 97750 | 97750 | 624255 | 100% | 290502.5 | 138252.5 | 97750 | 97750 | 624255
Capital | [6 empty] | 0 | 0 | 0 | 0 | 0 |  | 0 | 0 | 0 | 0 | 0
Labor | [10 empty] | 0
Services | [10 empty] | 0
Materials | [10 empty] | 0
IT | [10 empty] | 0
Expense | [6 empty] | 290502.5 | 138252.5 | 97750 | 97750 | 624255 |  | 290502.5 | 138252.5 | 97750 | 97750 | 624255
Labor | [6 empty] | 40502.5 | 138252.5 | 97750 | 97750 | 374255
Services | [6 empty] | 250000 |  |  |  | 250000
IT | [10 empty] | 0
Dispatch & Operations Strategy | Operations | N/A |  |  |  | Paul Wetherbee | 290502.5 | 138252.5 | 97750 | 97750 | 624255 | 100% | 290502.5 | 138252.5 | 97750 | 97750 | 624255
Capital | [6 empty] | 0 | 0 | 0 | 0 | 0 |  | 0 | 0 | 0 | 0 | 0
Labor | [10 empty] | 0
Services | [10 empty] | 0
Materials | [10 empty] | 0
IT | [10 empty] | 0
Expense | [6 empty] | 290502.5 | 138252.5 | 97750 | 97750 | 624255 |  | 290502.5 | 138252.5 | 97750 | 97750 | 624255
Labor | [6 empty] | 40502.5 | 138252.5 | 97750 | 97750 | 374255
Services | [6 empty] | 250000 |  |  |  | 250000
IT | [10 empty] | 0
DER IT/OT Strategy | Operations | N/A |  |  |  | Brian Fellon | 290502.5 | 97750 | 97750 | 97750 | 583752.5 | 100% | 290502.5 | 97750 | 97750 | 97750 | 583752.5
Capital | [6 empty] | 0 | 0 | 0 | 0 | 0 |  | 0 | 0 | 0 | 0 | 0
Labor | [10 empty] | 0
Services | [10 empty] | 0
Materials | [10 empty] | 0
IT | [10 empty] | 0
Expense | [6 empty] | 290502.5 | 97750 | 97750 | 97750 | 583752.5 |  | 290502.5 | 97750 | 97750 | 97750 | 583752.5
Labor | [6 empty] | 40502.5 | 97750 | 97750 | 97750 | 333752.5
Services | [6 empty] | 250000 |  |  |  | 250000
IT | [10 empty] | 0
Virtual Power Plant (VPP) | Operations | Yes |  |  |  | Elaine Markham | 5962737 | 1839763 | 0 | 0 | 7802500 | 100% | 5962737 | 1839763 | 0 | 0 | 7802500
Capital |  |  |  |  | Capital budget from CSA |  | 5962737 | 1839763 | 0 | 0 | 7802500 |  | 5962737 | 1839763 | 0 | 0 | 7802500
Labor | [10 empty] | 0
Services | [10 empty] | 0
Materials | [10 empty] | 0
IT | [10 empty] | 0
Expense | [6 empty] | 0 | 0 | 0 | 0 | 0 |  | 0 | 0 | 0 | 0 | 0
Labor | [6 empty] | 0 | 0 | 0 | 0 | 0
Services | [10 empty] | 0
IT | [10 empty] | 0
Total Enablement | [6 empty] | 13894446 | 12697433 | 1895710 | 1090587.5 | 29578176.5 |  | 13894446 | 12697433 | 1895710 | 1090587.5 | 29578176.5
Capital | [6 empty] | 11787737 | 11389763 | 950000 | 200000 | 24327500 |  | 11787737 | 11389763 | 950000 | 200000 | 24327500
Expense | [6 empty] | 2106709 | 1307670 | 945710 | 890587.5 | 5250676.5 |  | 2106709 | 1307670 | 945710 | 890587.5 | 5250676.5
11787737
Grid Modernization
NWA Evaluation Tool & Methodology | Strategy & Planning | TBD |  |  | CSA Budget file notes: "very small tool to have its own CSA". Probably rolled into broader Grid Mod CSA. If including, figure out what allocation to use from larger Grid Mod CSA. May be zero. | Elaine Markham | 827571 | 685759.6667 | 685759.6667 | 685759.6667 | 2884850 | 100% | 827571 | 685759.6667 | 685759.6667 | 685759.6667 | 2884850
Capital | [6 empty] | 750000 | 0 | 0 | 0 | 750000 |  | 750000 | 0 | 0 | 0 | 750000
Labor | [10 empty] | 0
Services | [6 empty] | 750000 |  |  |  | 750000
Materials | [10 empty] | 0
IT | [10 empty] | 0
Expense | [6 empty] | 77571 | 685759.6667 | 685759.6667 | 685759.6667 | 2134850 |  | 77571 | 685759.6667 | 685759.6667 | 685759.6667 | 2134850
Labor | [6 empty] | 77571 | 269093 | 269093 | 269093 | 884850
Services | [6 empty] | 0 | 416666.6667 | 416666.6667 | 416666.6667 | 1250000
IT | [10 empty] | 0
Feeder-level Forecasting Tool | Strategy & Planning | Yes |  |  | Existing CSA, in-flight project. Can talk about it in narrative, but not include in enabling budget. May lump grid mod milestones. | Elaine Markham | 248900 | 248900 | 248900 | 0 | 746700 | 20% | 49780 | 49780 | 49780 | 0 | 149340
Capital |  |  |  |  | Capital budget from CSA |  | 248900 | 248900 | 248900 |  | 746700 |  | 49780 | 49780 | 49780 | 0 | 149340
Labor | [10 empty] | 0
Services | [10 empty] | 0
Materials | [10 empty] | 0
IT | [10 empty] | 0
Expense | [6 empty] | 0 | 0 | 0 | 0 | 0 |  | 0 | 0 | 0 | 0 | 0
Labor | [6 empty] | 0 | 0 | 0 | 0 | 0
Services | [10 empty] | 0
IT | [10 empty] | 0
Hosting Capacity Analysis | Strategy & Planning | Yes |  |  |  | Elaine Markham | 3500000 | 30000 | 30000 | 30000 | 3590000 | 100% | 3500000 | 30000 | 30000 | 30000 | 3590000
Capital |  |  |  |  | Capital budget from CSA |  | 3500000 | 30000 | 30000 | 30000 | 3590000 |  | 3500000 | 30000 | 30000 | 30000 | 3590000
Labor | [10 empty] | 0
Services | [10 empty] | 0
Materials | [10 empty] | 0
IT | [10 empty] | 0
Expense | [6 empty] | 0 | 0 | 0 | 0 | 0 |  | 0 | 0 | 0 | 0 | 0
Labor | [6 empty] | 0 | 0 | 0 | 0 | 0
Services | [10 empty] | 0
IT | [10 empty] | 0
Locational Pricing & Valuation Tool | Strategy & Planning | No |  |  | Jens may be the decision maker; do not have b-case for it. That will be developed next year |  | 0 | 0 | 1920218 | 220218 | 2140436 | 100% | 0 | 0 | 1920218 | 220218 | 2140436
Capital | [6 empty] | 0 | 0 | 1700000 | 0 | 1700000 |  | 0 | 0 | 1700000 | 0 | 1700000
Labor | [10 empty] | 0
Services | [8 empty] | 1500000 |  | 1500000
Materials | [10 empty] | 0
IT | [8 empty] | 200000 |  | 200000
Expense | [6 empty] | 0 | 0 | 220218 | 220218 | 440436 |  | 0 | 0 | 220218 | 220218 | 440436
Labor | [6 empty] | 0 | 0 | 220218 | 220218 | 440436
Services | [10 empty] | 0
IT | [10 empty] | 0
Advanced Distribution Management System (ADMS) | Operations | Yes |  |  |  | Cathy Koch | 6501177 | 945922 | 0 | 0 | 7447099 | 0% | 0 | 0 | 0 | 0 | 0
Capital |  |  |  |  | Capital budget from CSA |  | 6501177 | 945922 |  |  | 7447099 |  | 0 | 0 | 0 | 0 | 0
Labor | [10 empty] | 0
Services | [10 empty] | 0
Materials | [10 empty] | 0
IT | [10 empty] | 0
Expense | [6 empty] | 0 | 0 | 0 | 0 | 0 |  | 0 | 0 | 0 | 0 | 0
Labor | [6 empty] | 0 | 0 | 0 | 0 | 0
Services | [10 empty] | 0
IT | [10 empty] | 0
Interconnection Portal Enhancements | Operations | TBD |  |  | determine whether included in hosting capacity CSA | Heather Mulligan | 0 | 0 | 0 | 0 | 0 | 100% | 0 | 0 | 0 | 0 | 0
Capital | [6 empty] | 0 | 0 | 0 | 0 | 0 |  | 0 | 0 | 0 | 0 | 0
Labor | [10 empty] | 0
Services | [10 empty] | 0
Materials | [10 empty] | 0
IT | [10 empty] | 0
Expense | [6 empty] | 0 | 0 | 0 | 0 | 0 |  | 0 | 0 | 0 | 0 | 0
Labor | [6 empty] | 0 | 0 | 0 | 0 | 0
Services | [10 empty] | 0
IT | [10 empty] | 0
ADMS-integrated DER Management System (DERMS) | Operations | No |  |  | Have some prefunding for scoping and development but do not have funding for implementation. Prefunding from grid mod catch-all buckets | Elaine Markham | 0 | 0 | 475321 | 3566843 | 4042164 | 100% | 0 | 0 | 475321 | 3566843 | 4042164
Capital | [6 empty] | 0 | 0 | 475321 | 3566843 | 4042164 |  | 0 | 0 | 475321 | 3566843 | 4042164
Labor | [6 empty] | 0 | 0 | 175321 | 366843 | 542164
Services | [8 empty] | 300000 | 1700000 | 2000000
Materials | [10 empty] | 0
IT | [9 empty] | 1500000 | 1500000
Expense | [6 empty] | 0 | 0 | 0 | 0 | 0 |  | 0 | 0 | 0 | 0 | 0
Labor | [10 empty] | 0
Services | [10 empty] | 0
IT | [10 empty] | 0
Summary of non-Grid Modernization Costs
Capital | [6 empty] | 5825000 | 9550000 | 950000 | 200000
Expense | [6 empty] | 2106709 | 1307670 | 945710 | 890587.5

## Supporting - Education (hidden)
Customer Education, Community Outreach, and EAG Support Totals
| 2022 | 2023 | 2024 | 2025 | 2026
CEIP Customer Education and Information | 5151692.5 | 8511297.5 | 8720832.5 | 9136902.5 | 9136902.5
Community Outreach | 960340 | 749840 | 749840 | 749840 | 749840
EAG Support | 280400 | 280400 | 308440 | 308440 | 308440
Total | 6392432.5 | 9541537.5 | 9779112.5 | 10195182.5 | 10195182.5
Source: 6/30/21 Spreadsheet Summary

## Supporting Administration (hidden)
Staffing | [5 empty] | 2022 | 2023 | 2024 | 2025 | 2026
|  |  | Unit Cost | Overhead | Escalation
| 1.5 | Management | 130000 | 69% | 2.5% | 329550 | 337788.75 | 346233.4688 | 354889.3055 | 363761.5381
| 3 | Analysts | 110000 | 69% | 2.5% | 557700 | 571642.5 | 585933.5625 | 600581.9016 | 615596.4491
| 1 | Program Management | 100000 | 69% | 2.5% | 169000 | 173225 | 177555.625 | 181994.5156 | 186544.3785
| 2 | Additional Resource Analytics | 120000 | 69% | 2.5% | 405600 | 415740 | 426133.5 | 436786.8375 | 447706.5084
Outside Services
|  | CBI Data Collection |  |  |  | 200000 | 200000 | 200000 | 200000 | 200000
|  | Report Development |  |  |  | 100000 | 100000 | 100000 | 100000 | 100000
Total | [5 empty] | 1761850 | 1798396.25 | 1835856.1562 | 1874252.5602 | 1913608.8742

## 4C. Enablement and Grid Mod Bud
|  | With-CETA Budget |  |  |  |  | No-CETA Budget | [5 empty] | CEIP DER Enablement Budget
CEIP Enablement Milestone | Swimlane | 2022 | 2023 | 2024 | 2025 | Total | 2022 | 2023 | 2024 | 2025 | Total | Allocation % to CETA | 2022 | 2023 | 2024 | 2025 | Total
DER Enablement Milestones
Procurement & Vendor Management Strategy | Total Procurement | 782500 | 382500 | 382500 | 382500 | 1930000 | 0 | 0 | 0 | 0 | 0 | 100% | 782500 | 382500 | 382500 | 382500 | 1930000
Capital | Procurement | 0 | 0 | 0 | 0 | 0 | [6 empty] | 0 | 0 | 0 | 0
Labor | Procurement |  |  |  |  | 0
Services | Procurement |  |  |  |  | 0
Materials | Procurement |  |  |  |  | 0
IT | Procurement |  |  |  |  | 0
Expense | Procurement | 782500 | 382500 | 382500 | 382500 | 1930000 | [6 empty] | 782500 | 382500 | 382500 | 382500 | 1930000
Labor | Procurement | 382500 | 382500 | 382500 | 382500 | 1530000
Services | Procurement | 400000 |  |  |  | 400000
IT | Procurement |  |  |  |  | 0
Market Engagement & Benchmarking | Procurement | 0 | 0 | 0 | 200000 | 200000 | 0 | 0 | 0 | 0 | 0 | 100% | 0 | 0 | 0 | 200000 | 200000
Capital | Procurement | 0 | 0 | 0 | 0 | 0 | [6 empty] | 0 | 0 | 0 | 0 | 0
Labor | Procurement |  |  |  |  | 0
Services | Procurement |  |  |  |  | 0
Materials | Procurement |  |  |  |  | 0
IT | Procurement |  |  |  |  | 0
Expense | Procurement | 0 | 0 | 0 | 200000 | 200000 | [6 empty] | 0 | 0 | 0 | 200000 | 200000
Labor | Procurement | 0 | 0 | 0 | 0 | 0
Services | Procurement |  |  |  |  | 0
IT | Procurement |  |  |  | 200000 | 200000
Regulatory & Stakeholder Engagement Strategy | Total Strategy & Planning | 0 | 0 | 0 | 0 | 0 | 0 | 0 | 0 | 0 | 0 | 0% | 0 | 0 | 0 | 0 | 0
Capital | Strategy & Planning | 0 | 0 | 0 | 0 | 0 | [6 empty] | 0 | 0 | 0 | 0 | 0
Labor | Strategy & Planning |  |  |  |  | 0
Services | Strategy & Planning |  |  |  |  | 0
Materials | Strategy & Planning |  |  |  |  | 0
IT | Strategy & Planning |  |  |  |  | 0
Expense | Strategy & Planning | 0 | 0 | 0 | 0 | 0 | [6 empty] | 0 | 0 | 0 | 0 | 0
Labor | Strategy & Planning | 0 | 0 | 0 | 0 | 0
Services | Strategy & Planning |  |  |  |  | 0
IT | Strategy & Planning |  |  |  |  | 0
Portfolio Customer Care Strategy | Customer | 162010 | 162010 | 162010 | 162010 | 648040 | 0 | 0 | 0 | 0 | 0 | 100% | 162010 | 162010 | 162010 | 162010 | 648040
Capital | Customer | 0 | 0 | 0 | 0 | 0 | [6 empty] | 0 | 0 | 0 | 0 | 0
Labor | Customer |  |  |  |  | 0
Services | Customer |  |  |  |  | 0
Materials | Customer |  |  |  |  | 0
IT | Customer |  |  |  |  | 0
Expense | Customer | 162010 | 162010 | 162010 | 162010 | 648040 | [6 empty] | 162010 | 162010 | 162010 | 162010 | 648040
Labor | Customer | 162010 | 162010 | 162010 | 162010 | 648040
Services | Customer |  |  |  |  | 0
IT | Customer |  |  |  |  | 0
Portfolio Marketing Strategy | Customer | 376495 | 185245 | 36711.5 | 36711.5 | 635163 | 0 | 0 | 0 | 0 | 0 | 100% | 376495 | 185245 | 36711.5 | 36711.5 | 635163
Capital | Customer | 0 | 0 | 0 | 0 | 0 | [6 empty] | 0 | 0 | 0 | 0 | 0
Labor | Customer |  |  |  |  | 0
Services | Customer |  |  |  |  | 0
Materials | Customer |  |  |  |  | 0
IT | Customer |  |  |  |  | 0
Expense | Customer | 376495 | 185245 | 36711.5 | 36711.5 | 635163 | [6 empty] | 376495 | 185245 | 36711.5 | 36711.5 | 635163
Labor | Customer | 301495 | 110245 | 36711.5 | 36711.5 | 485163
Services | Customer | 75000 | 75000 |  |  | 150000
IT | Customer |  |  |  |  | 0
DER Customer Experience Strategy | Customer | 125000 | 125000 | 0 | 0 | 250000 | 0 | 0 | 0 | 0 | 0 | 100% | 125000 | 125000 | 0 | 0 | 250000
Capital | Customer | 0 | 0 | 0 | 0 | 0 | [6 empty] | 0 | 0 | 0 | 0 | 0
Labor | Customer |  |  |  |  | 0
Services | Customer |  |  |  |  | 0
Materials | Customer |  |  |  |  | 0
IT | Customer |  |  |  |  | 0
Expense | Customer | 125000 | 125000 | 0 | 0 | 250000 | [6 empty] | 125000 | 125000 | 0 | 0 | 250000
Labor | Customer | 0 | 0 | 0 | 0 | 0
Services | Customer | 125000 | 125000 |  |  | 250000
IT | Customer |  |  |  |  | 0
Customer Relationship Management (CRM) Platform | Customer | 0 | 672000 | 2478000 | 450000 | 3600000 | 0 | 336000 | 1239000 | 225000 | 1800000 | 50% | 0 | 336000 | 1239000 | 225000 | 1800000
Capital | Customer | 0 | 672000 | 2028000 | 0 | 2700000 | 0 | 336000 | 1014000 | 0 | 1350000 |  | 0 | 336000 | 1014000 | 0 | 1350000
Labor | Customer |  |  |  |  | 0
Services | Customer | 0 | 0 |  |  | 0
Materials | Customer |  |  |  |  | 0
IT | Customer | 0 | 672000 | 2028000 |  | 2700000 | 0 | 336000 | 1014000 | 0 | 1350000
Expense | Customer | 0 | 0 | 450000 | 450000 | 900000 | 0 | 0 | 225000 | 225000 | 450000 |  | 0 | 0 | 225000 | 225000 | 450000
Labor | Customer |  |  | 50000 | 50000 | 100000 | 0 | 0 | 25000 | 25000 | 50000
Services | Customer |  |  |  |  | 0
IT | Customer |  |  | 400000 | 400000 | 800000 | 0 | 0 | 200000 | 200000 | 400000
Customer Enrollment & Education Portal | Customer | 0 | 1495000 | 0 | 0 | 1495000 | 0 | 0 | 0 | 0 | 0 | 100% | 0 | 1495000 | 0 | 0 | 1495000
Capital | Customer | 0 | 1495000 | 0 | 0 | 1495000 | [6 empty] | 0 | 1495000 | 0 | 0 | 1495000
Labor | Customer |  |  |  |  | 0
Services | Customer |  |  |  |  | 0
Materials | Customer |  |  |  |  | 0
IT | Customer |  |  |  |  | 0
Expense | Customer | 0 | 0 | 0 | 0 | 0 | [6 empty] | 0 | 0 | 0 | 0 | 0
Labor | Customer | 0 | 0 | 0 | 0 | 0
Services | Customer |  |  |  |  | 0
IT | Customer |  |  |  |  | 0
Customer Notification Platform | Customer | 0 | 872740 | 522740 | 122740 | 1518220 | 0 | 0 | 0 | 0 | 0 | 100% | 0 | 872740 | 522740 | 122740 | 1518220
Capital | Customer | 0 | 750000 | 400000 | 0 | 1150000 | [6 empty] | 0 | 750000 | 400000 | 0 | 1150000
Labor | Customer |  |  |  |  | 0
Services | Customer | 0 | 150000 |  |  | 150000
Materials | Customer |  |  |  |  | 0
IT | Customer | 0 | 600000 | 400000 |  | 1000000
Expense | Customer | 0 | 122740 | 122740 | 122740 | 368220 | [6 empty] | 0 | 122740 | 122740 | 122740 | 368220
Labor | Customer | 0 | 122740 | 122740 | 122740 | 368220
Services | Customer |  |  |  |  | 0
IT | Customer |  |  |  |  | 0
Complex Billing Functionality | Customer | 0 | 2500000 | 5050000 | 50000 | 7600000 | 0 | 0 | 0 | 0 | 0 | 100% | 0 | 2500000 | 5050000 | 50000 | 7600000
Capital | Customer | 0 | 2500000 | 5000000 | 0 | 7500000 | [6 empty] | 0 | 2500000 | 5000000 | 0 | 7500000
Labor | Customer |  |  |  |  | 0
Services | Customer |  |  |  |  | 0
Materials | Customer |  |  |  |  | 0
IT | Customer | 0 | 2500000 | 5000000 |  | 7500000
Expense | Customer | 0 | 0 | 50000 | 50000 | 100000 | [6 empty] | 0 | 0 | 50000 | 50000 | 100000
Labor | Customer | 0 | 0 | 50000 | 50000 | 100000
Services | Customer |  |  |  |  | 0
IT | Customer |  |  |  |  | 0
Device Marketplace | Customer | 0 | 0 | 400000 | 550000 | 950000 | 0 | 0 | 0 | 0 | 0 | 100% | 0 | 0 | 400000 | 550000 | 950000
Capital | Customer | 0 | 0 | 400000 | 550000 | 950000 | [6 empty] | 0 | 0 | 400000 | 550000 | 950000
Labor | Customer |  |  |  |  | 0
Services | Customer |  |  | 150000 |  | 150000
Materials | Customer |  |  |  |  | 0
IT | Customer |  |  | 250000 | 550000 | 800000
Expense | Customer | 0 | 0 | 0 | 0 | 0 | [6 empty] | 0 | 0 | 0 | 0 | 0
Labor | Customer | 0 | 0 | 0 | 0 | 0
Services | Customer |  |  |  |  | 0
IT | Customer |  |  |  |  | 0
Marketing Platform | Customer | 0 | 150000 | 0 | 0 | 150000 | 0 | 0 | 0 | 0 | 0 | 100% | 0 | 150000 | 0 | 0 | 150000
Capital | Customer | 0 | 150000 | 0 | 0 | 150000 | [6 empty] | 0 | 150000 | 0 | 0 | 150000
Labor | Customer |  |  |  |  | 0
Services | Customer |  | 150000 |  |  | 150000
Materials | Customer |  |  |  |  | 0
IT | Customer |  |  |  |  | 0
Expense | Customer | 0 | 0 | 0 | 0 | 0 | [6 empty] | 0 | 0 | 0 | 0 | 0
Labor | Customer | 0 | 0 | 0 | 0 | 0
Services | Customer |  |  |  |  | 0
IT | Customer |  |  |  |  | 0
Portfolio & Product Management Strategy | Strategy & Planning | 237010 | 162010 | 162010 | 162010 | 723040 | 0 | 0 | 0 | 0 | 0 | 100% | 237010 | 162010 | 162010 | 162010 | 723040
Capital | Strategy & Planning | 0 | 0 | 0 | 0 | 0 | [6 empty] | 0 | 0 | 0 | 0 | 0
Labor | Strategy & Planning |  |  |  |  | 0
Services | Strategy & Planning |  |  |  |  | 0
Materials | Strategy & Planning |  |  |  |  | 0
IT | Strategy & Planning |  |  |  |  | 0
Expense | Strategy & Planning | 237010 | 162010 | 162010 | 162010 | 723040 | [6 empty] | 237010 | 162010 | 162010 | 162010 | 723040
Labor | Strategy & Planning | 162010 | 162010 | 162010 | 162010 | 648040
Services | Strategy & Planning | 75000 |  |  |  | 75000
IT | Strategy & Planning |  |  |  |  | 0
Innovation Project / Emerging Technology Process | Strategy & Planning | 0 | 0 | 0 | 0 | 0 | 0 | 0 | 0 | 0 | 0 | 0% | 0 | 0 | 0 | 0 | 0
Capital | Strategy & Planning | 0 | 0 | 0 | 0 | 0 | [6 empty] | 0 | 0 | 0 | 0 | 0
Labor | Strategy & Planning |  |  |  |  | 0
Services | Strategy & Planning |  |  |  |  | 0
Materials | Strategy & Planning |  |  |  |  | 0
IT | Strategy & Planning |  |  |  |  | 0
Expense | Strategy & Planning | 0 | 0 | 0 | 0 | 0 | [6 empty] | 0 | 0 | 0 | 0 | 0
Labor | Strategy & Planning | 0 | 0 | 0 | 0 | 0
Services | Strategy & Planning |  |  |  |  | 0
IT | Strategy & Planning |  |  |  |  | 0
Asset Management Strategy & Planning | Operations | 162010 | 412010 | 162010 | 162010 | 898040 | 0 | 0 | 0 | 0 | 0 | 100% | 162010 | 412010 | 162010 | 162010 | 898040
Capital | Operations | 0 | 0 | 0 | 0 | 0 | [6 empty] | 0 | 0 | 0 | 0 | 0
Labor | Operations |  |  |  |  | 0
Services | Operations |  |  |  |  | 0
Materials | Operations |  |  |  |  | 0
IT | Operations |  |  |  |  | 0
Expense | Operations | 162010 | 412010 | 162010 | 162010 | 898040 | [6 empty] | 162010 | 412010 | 162010 | 162010 | 898040
Labor | Operations | 162010 | 162010 | 162010 | 162010 | 648040
Services | Operations | 0 | 250000 |  |  | 250000
IT | Operations |  |  |  |  | 0
Dispatch & Operations Strategy | Operations | 100000 | 925710 | 775710 | 775710 | 2577130 | 0 | 0 | 0 | 0 | 0 | 100% | 100000 | 925710 | 775710 | 775710 | 2577130
Capital | Operations | 0 | 0 | 0 | 0 | 0 | [6 empty] | 0 | 0 | 0 | 0 | 0
Labor | Operations |  |  |  |  | 0
Services | Operations |  |  |  |  | 0
Materials | Operations |  |  |  |  | 0
IT | Operations |  |  |  |  | 0
Expense | Operations | 100000 | 925710 | 775710 | 775710 | 2577130 | [6 empty] | 100000 | 925710 | 775710 | 775710 | 2577130
Labor | Operations | 0 | 775710 | 775710 | 775710 | 2327130
Services | Operations | 100000 | 150000 |  |  | 250000
IT | Operations |  |  |  |  | 0
DER IT/OT Strategy | Operations | 100000 | 640960 | 490960 | 490960 | 1722880 | 0 | 0 | 0 | 0 | 0 | 100% | 100000 | 640960 | 490960 | 490960 | 1722880
Capital | Operations | 0 | 0 | 0 | 0 | 0 | [6 empty] | 0 | 0 | 0 | 0 | 0
Labor | Operations |  |  |  |  | 0
Services | Operations |  |  |  |  | 0
Materials | Operations |  |  |  |  | 0
IT | Operations |  |  |  |  | 0
Expense | Operations | 100000 | 640960 | 490960 | 490960 | 1722880 | [6 empty] | 100000 | 640960 | 490960 | 490960 | 1722880
Labor | Operations | 0 | 490960 | 490960 | 490960 | 1472880
Services | Operations | 100000 | 150000 |  |  | 250000
IT | Operations |  |  |  |  | 0
Virtual Power Plant (VPP) | Operations | 4356510 | 4356510 | 455260 | 455260 | 9623540 | 0 | 0 | 0 | 0 | 0 | 100% | 4356510 | 4356510 | 455260 | 455260 | 9623540
Capital | Operations | 3901250 | 3901250 | 0 | 0 | 7802500 | [6 empty] | 3901250 | 3901250 | 0 | 0 | 7802500
Labor | Operations |  |  |  |  | 0
Services | Operations |  |  |  |  | 0
Materials | Operations |  |  |  |  | 0
IT | Operations |  |  |  |  | 0
Expense | Operations | 455260 | 455260 | 455260 | 455260 | 1821040 | [6 empty] | 455260 | 455260 | 455260 | 455260 | 1821040
Labor | Operations | 455260 | 455260 | 455260 | 455260 | 1821040
Services | Operations |  |  |  |  | 0
IT | Operations |  |  |  |  | 0
Data Lake And Analytics | Operations | 0 | 1760000 | 2260000 | 3280000 | 7300000 | 0 | 880000 | 1130000 | 1640000 | 3650000 | 50% | 0 | 880000 | 1130000 | 1640000 | 3650000
Capital | Operations | 0 | 1760000 | 2260000 | 3280000 | 7300000 | 0 | 880000 | 1130000 | 1640000 | 3650000 |  | 0 | 880000 | 1130000 | 1640000 | 3650000
Labor | Operations | 0 | 0 |  |  | 0
Services | Operations |  |  |  |  | 0
Materials | Operations |  |  |  |  | 0
IT | Operations |  |  |  |  | 0
Expense | Operations | 0 | 0 | 0 | 0 | 0 | [6 empty] | 0 | 0 | 0 | 0 | 0
Labor | Operations |  |  |  |  | 0
Services | Operations |  |  |  |  | 0
IT | Operations |  |  |  |  | 0
NWA Evaluation Tool & Methodology | Strategy & Planning | 0 | 0 | 0 | 0 | 0 | [5 empty] | 0% | 0 | 0 | 0 | 0 | 0
Capital | Strategy & Planning | 0 | 0 | 0 | 0 | 0 | [6 empty] | 0 | 0 | 0 | 0 | 0
Labor | Strategy & Planning |  |  |  |  | 0
Services | Strategy & Planning |  | 0 | 0 |  | 0
Materials | Strategy & Planning |  |  |  |  | 0
IT | Strategy & Planning |  |  |  |  | 0
Expense | Strategy & Planning | 0 | 0 | 0 | 0 | 0 | [6 empty] | 0 | 0 | 0 | 0 | 0
Labor | Strategy & Planning | 0 | 0 | 0 | 0 | 0
Services | Strategy & Planning | 0 | 0 | 0 | 0 | 0
IT | Strategy & Planning |  |  |  |  | 0
Feeder-level Forecasting Tool | Strategy & Planning | 0 | 0 | 0 | 0 | 0 | [5 empty] | 0% | 0 | 0 | 0 | 0 | 0
Capital | Strategy & Planning | 0 | 0 | 0 |  | 0 | [6 empty] | 0 | 0 | 0 | 0 | 0
Labor | Strategy & Planning |  |  |  |  | 0
Services | Strategy & Planning |  |  |  |  | 0
Materials | Strategy & Planning |  |  |  |  | 0
IT | Strategy & Planning |  |  |  |  | 0
Expense | Strategy & Planning | 0 | 0 | 0 | 0 | 0 | [6 empty] | 0 | 0 | 0 | 0 | 0
Labor | Strategy & Planning | 0 | 0 | 0 | 0 | 0
Services | Strategy & Planning |  |  |  |  | 0
IT | Strategy & Planning |  |  |  |  | 0
Hosting Capacity Analysis | Strategy & Planning | 0 | 5205382 | 493447 | 493447 | 6192276 | 0 | 0 | 0 | 0 | 0 | 100% | 0 | 5205382 | 493447 | 493447 | 6192276
Capital | Strategy & Planning | 0 | 5143755 | 30000 | 30000 | 5203755 | [6 empty] | 0 | 5143755 | 30000 | 30000 | 5203755
Labor | Strategy & Planning |  |  |  |  | 0
Services | Strategy & Planning |  |  |  |  | 0
Materials | Strategy & Planning |  |  |  |  | 0
IT | Strategy & Planning |  |  |  |  | 0
Expense | Strategy & Planning | 0 | 61627 | 463447 | 463447 | 988521 | [6 empty] | 0 | 61627 | 463447 | 463447 | 988521
Labor | Strategy & Planning | 0 | 0 | 0 | 0 | 0
Services | Strategy & Planning |  |  |  |  | 0
IT | Strategy & Planning |  |  |  |  | 0
Locational Pricing & Valuation Tool | Strategy & Planning | 0 | 0 | 1920218 | 220218 | 2140436 | 0 | 0 | 1920218 | 220218 | 2140436 | 0% | 0 | 0 | 0 | 0 | 0
Capital | Strategy & Planning | 0 | 0 | 1700000 | 0 | 1700000 | 0 | 0 | 1700000 | 0 | 1700000 |  | 0 | 0 | 0 | 0 | 0
Labor | Strategy & Planning |  |  |  |  | 0
Services | Strategy & Planning |  |  | 1500000 |  | 1500000 | 0 | 0 | 1500000 | 0 | 1500000
Materials | Strategy & Planning |  |  |  |  | 0
IT | Strategy & Planning |  |  | 200000 |  | 200000 | 0 | 0 | 200000 | 0 | 200000
Expense | Strategy & Planning | 0 | 0 | 220218 | 220218 | 440436 | 0 | 0 | 220218 | 220218 | 440436 |  | 0 | 0 | 0 | 0 | 0
Labor | Strategy & Planning | 0 | 0 | 220218 | 220218 | 440436 | 0 | 0 | 220218 | 220218 | 440436
Services | Strategy & Planning |  |  |  |  | 0
IT | Strategy & Planning |  |  |  |  | 0
Advanced Distribution Management System (ADMS) | Operations | 6501177 | 945922 | 0 | 0 | 7447099 | 6501177 | 945922 | 0 | 0 | 7447099 | 0% | 0 | 0 | 0 | 0 | 0
Capital | Operations | 6501177 | 945922 |  |  | 7447099 | 6501177 | 945922 | 0 | 0 | 7447099 |  | 0 | 0 | 0 | 0 | 0
Labor | Operations |  |  |  |  | 0
Services | Operations |  |  |  |  | 0
Materials | Operations |  |  |  |  | 0
IT | Operations |  |  |  |  | 0
Expense | Operations | 0 | 0 | 0 | 0 | 0 | [6 empty] | 0 | 0 | 0 | 0 | 0
Labor | Operations | 0 | 0 | 0 | 0 | 0
Services | Operations |  |  |  |  | 0
IT | Operations |  |  |  |  | 0
ADMS-integrated DER Management System (DERMS) | Operations | 0 | 0 | 475000 | 3500000 | 3975000 | 0 | 0 | 0 | 0 | 0 | 100% | 0 | 0 | 475000 | 3500000 | 3975000
Capital | Operations | 0 | 0 | 475000 | 3500000 | 3975000 | [6 empty] | 0 | 0 | 475000 | 3500000 | 3975000
Labor | Operations | 0 | 0 |  |  | 0
Services | Operations |  |  |  |  | 0
Materials | Operations |  |  |  |  | 0
IT | Operations |  |  |  |  | 0
Expense | Operations | 0 | 0 | 0 | 0 | 0 | [6 empty] | 0 | 0 | 0 | 0 | 0
Labor | Operations |  |  |  |  | 0
Services | Operations |  |  |  |  | 0
IT | Operations |  |  |  |  | 0
Total Enablement |  | 12902712 | 20952999 | 16226576.5 | 11493576.5 | 61575864 | 6501177 | 2161922 | 4289218 | 2085218 | 15037535 |  | 6401535 | 18791077 | 11937358.5 | 9408358.5 | 46538329
Capital |  | 10402427 | 17317927 | 12293000 | 7360000 | 47373354 | 6501177 | 2161922 | 3844000 | 1640000 | 14147099 |  | 3901250 | 15156005 | 8449000 | 5720000 | 33226255
Expense |  | 2500285 | 3635072 | 3933576.5 | 4133576.5 | 14202510 | 0 | 0 | 445218 | 445218 | 890436 |  | 2500285 | 3635072 | 3488358.5 | 3688358.5 | 13312074
Grid Modernization
Substation SCADA | Operations | 5625000 | 15000000 | 22000000 | 22000000 | 64625000 | 2025000 | 5400000 | 7920000 | 7920000 | 23265000 | 64% | 3600000 | 9600000 | 14080000 | 14080000 | 41360000
Capital | Operations | 5625000 | 15000000 | 22000000 | 22000000 | 64625000 | 2025000 | 5400000 | 7920000 | 7920000 | 23265000 |  | 3600000 | 9600000 | 14080000 | 14080000 | 41360000
Labor | Operations | 0 | 0 |  |  | 0
Services | Operations |  |  |  |  | 0
Materials | Operations |  |  |  |  | 0
IT | Operations |  |  |  |  | 0
Expense | Operations | 0 | 0 | 0 | 0 | 0 | [6 empty] | 0 | 0 | 0 | 0 | 0
Labor | Operations |  |  |  |  | 0
Services | Operations |  |  |  |  | 0
IT | Operations |  |  |  |  | 0
Circuit Enablement - DER and Microgrids | Operations | 0 | 15000000 | 17500000 | 25000000 | 57500000 | 0 | 0 | 0 | 0 | 0 | 100% | 0 | 15000000 | 17500000 | 25000000 | 57500000
Capital | Operations | 0 | 15000000 | 17500000 | 25000000 | 57500000 | [6 empty] | 0 | 15000000 | 17500000 | 25000000 | 57500000
Labor | Operations | 0 | 0 |  |  | 0
Services | Operations |  |  |  |  | 0
Materials | Operations |  |  |  |  | 0
IT | Operations |  |  |  |  | 0
Expense | Operations | 0 | 0 | 0 | 0 | 0 | [6 empty] | 0 | 0 | 0 | 0 | 0
Labor | Operations |  |  |  |  | 0
Services | Operations |  |  |  |  | 0
IT | Operations |  |  |  |  | 0
Resilience Enhancement | Operations | 1096750 | 4841750 | 10191750 | 10191750 | 26322000 | 329025 | 1452525 | 3057525 | 3057525 | 7896600 | 70% | 767725 | 3389225 | 7134225 | 7134225 | 18425400
Capital | Operations | 1025000 | 4525000 | 9525000 | 9525000 | 24600000 | 307500 | 1357500 | 2857500 | 2857500 | 7380000 |  | 717500 | 3167500 | 6667500 | 6667500 | 17220000
Labor | Operations | 0 | 0 |  |  | 0
Services | Operations |  |  |  |  | 0
Materials | Operations |  |  |  |  | 0
IT | Operations |  |  |  |  | 0
Expense | Operations | 71750 | 316750 | 666750 | 666750 | 1722000 | 21525 | 95025 | 200025 | 200025 | 516600 |  | 50225 | 221725 | 466725 | 466725 | 1205400
Labor | Operations |  |  |  |  | 0
Services | Operations |  |  |  |  | 0
IT | Operations |  |  |  |  | 0
Grid Modernization - Core | Operations | 127102021 | 249249343 | 294250740 | 308060849 | 978662953 | 127102021 | 249249343 | 294250740 | 308060849 | 978662953 | 0% | 0 | 0 | 0 | 0 | 0
Capital | Operations | 124614816 | 246787199 | 291750805 | 305522351 | 968675171 | 124614816 | 246787199 | 291750805 | 305522351 | 968675171 | 0 | 0 | 0 | 0 | 0 | 0
Labor | Operations | 0 | 0 |  |  | 0
Services | Operations |  |  |  |  | 0
Materials | Operations |  |  |  |  | 0
IT | Operations |  |  |  |  | 0
Expense | Operations | 2487205 | 2462144 | 2499935 | 2538498 | 9987782
Labor | Operations |  |  |  |  | 0
Services | Operations |  |  |  |  | 0
IT | Operations |  |  |  |  | 0
Total Grid Modernization |  | 133823771 | 284091093 | 343942490 | 365252599 | 1127109953 | 129456046 | 256101868 | 305228265 | 319038374 | 1009824553 |  | 4367725 | 27989225 | 38714225 | 46214225 | 117285400
Capital |  | 131264816 | 281312199 | 340775805 | 362047351 | 1115400171 | 126947316 | 253544699 | 302528305 | 316299851 | 999320171 |  | 4317500 | 27767500 | 38247500 | 45747500 | 116080000
Expense |  | 71750 | 316750 | 666750 | 666750 | 1722000 | 21525 | 95025 | 200025 | 200025 | 516600 |  | 50225 | 221725 | 466725 | 466725 | 1205400
Grand Total |  | 146726483 | 305044092 | 360169066.5 | 376746175.5 | 1188685817 | 135957223 | 258263790 | 309517483 | 321123592 | 1024862088 |  | 10769260 | 46780302 | 50651583.5 | 55622583.5 | 163823729

## 5. Comm and Education Costs
Updated October 1
| 2022 | 2023 | 2024 | 2025
General Education and Engagement | 250000 | 8786297.5 | 8945832.5 | 9136902.5
Focused Education and Engagement | 471340 | 758840 | 969340 | 969340
Equity Advisory Group Support | 238300 | 284500 | 299900 | 299900
Total | 959640 | 9829637.5 | 10215072.5 | 10406142.5

## 6. Admin
Inflation | 2.5%
Administration Costs
|  |  | Includes | Cost Estimate Basis
Staffing |  | 1681835 | Internal Tracking, Preparation of External Reporting Evaluation of Baseline Measurements of Energy Indicators Evaluation of Non-Energy Indicators Data Monitoring for Customer Benefit Indicators Participation in Policy and Technical Forums Communication with EAG and other Stakeholders on CBI baselines | Estimated based on workload from similar efforts in other programs
Monitoring Plan Updates |  | 130000 | 2 Updates based on additional indicators and data | Estimated based on 2021 Initial Planning
Customer Benefit Indicator Baseline Measurement |  | 160000 | Assumes 2 comprehensive research efforts | Estimated based on similar projects
Documentation |  | 86400 | Editing and Publication
Total 2022 Estimate |  | 2058235
2023 Estimate |  | 2109690.875
2024 Estimate |  | 2162433.1469
2025 Estimate |  | 2216493.9755

## 7. Incremental Cost
CEIP - Suite 6 Incremental Cost
2020 |  | 2020 | 2021 | 2022 | 2023 | 2024 | 2025
1988341486.6752 | PSE 2020 Electric Sales to Customers (UE-200294 -2.01), escalated at 2.5% | 1988341.4867 | 2038050.0238 | 2089001.2744 | 2141226.3063 | 2194756.964 | 2249625.8881
| Electric Sales Grossed up by EE % | 1988341.4867 | 2038050.0238 | 2089001.2744 | 2141226.3063 | 2194756.964 | 2249625.8881
|  |  | $ 000 | 2089.0013 | 2141.2263 | 2194.757 | 2249.6259
| Estimated 2% Annual Increase ($000) |  |  | 40761.0005 | 83356.246 | 127847.897 | 174299.9942
| Estimated 2% Annual Increase ($) |  |  | 40761000.4768 | 83356245.9751 | 127847897.0206 | 174299994.2402
| Energy Efficiency Incremental Cost |  |  | 37569842.4655 | 37569842.4655 | 37569842.4655 | 37569842.4655
| Demand Response Incremental Cost |  |  | 242453.9032 | 721685.0654 | 888225.8514 | 2227638.4314
| Generation Portfolio Incremental Cost |  |  | 411594.2001 | 11165441.9832 | 74805887.4192 | 114457536.8676
Alternative Compliance Cost
| Enabling Costs - Distributed Resources |  |  | 3566749.8043 | 8252920.3265 | 10451352.6623 | 11888090.3856
| Enabling Costs - Grid Modernization to support distributed resources |  |  | 507985.7161 | 2532533.5638 | 6518133.1934 | 11432415.772
| Customer - Multilingual community engagement, Outreach, and communication |  |  | 959640 | 9829637.5 | 10215072.5 | 10406142.5
| Administration |  |  | 2058235 | 2109690.875 | 2162433.1469 | 2216493.9755
| Total Estimated Incremental Cost |  |  | 45316501.0893 | 72181751.7794 | 142610947.2387 | 190198160.3977
|  |  | $ 000 | 45316.5011 | 72181.7518 | 142610.9472 | 190198.1604
|  |  | Difference | 4555.5006 | -11174.4942 | 14763.0502 | 15898.1662

## 8. 2020 CBR
[6 empty] | 0 |  |  |  |  | 0 |  |  | 0 |  |  |  | 0 |  |  |  | 0 |  |  |  | 0 | [8 empty] | 0 |  |  |  |  | 0 |  |  |  | 0 |  |  |  |  | 0 |  |  | 0 |  |  |  |  | 0 |  |  |  |  | 0 |  |  |  |  | 0 | [6 empty] | 0 |  |  |  |  | 0 |  |  |  | 0 |  |  |  |  | 0 |  |  |  |  | 0 |  |  |  |  | 0
[6 empty] | 3.01 |  |  |  |  | 3.02 |  |  | 3.03 |  |  |  | 3.04 |  |  |  | 3.05 |  |  |  | 3.06 | [8 empty] | 3.07 |  |  |  |  | 3.08 |  |  |  | 3.09 |  |  |  |  | 3.1 |  |  | 3.11 |  |  |  |  | 3.12 |  |  |  |  | 3.13 |  |  |  |  | 3.14 | [6 empty] | 3.15 |  |  |  |  | 3.16 |  |  |  | 3.17 |  |  |  |  | 3.18 |  |  |  |  | 3.19 |  |  |  |  | 3.2 |  |  |  | Adj. 4.01 | [13 empty] | Summary-2 | [11 empty] | Summary-3 |  |  |  |  | Summary-1
PUGET SOUND ENERGY-ELECTRIC | [6 empty] | PUGET SOUND ENERGY-ELECTRIC |  |  |  |  | PUGET SOUND ENERGY-ELECTRIC |  |  | PUGET SOUND ENERGY-ELECTRIC |  |  |  | PUGET SOUND ENERGY-ELECTRIC |  |  |  | PUGET SOUND ENERGY-ELECTRIC |  |  |  | PUGET SOUND ENERGY-ELECTRIC | [8 empty] | PUGET SOUND ENERGY-ELECTRIC |  |  |  |  | PUGET SOUND ENERGY-ELECTRIC |  |  |  | PUGET SOUND ENERGY-ELECTRIC |  |  |  |  | PUGET SOUND ENERGY-ELECTRIC |  |  | PUGET SOUND ENERGY-ELECTRIC |  |  |  |  | PUGET SOUND ENERGY-ELECTRIC |  |  |  |  | PUGET SOUND ENERGY-ELECTRIC |  |  |  |  | PUGET SOUND ENERGY-ELECTRIC | [6 empty] | PUGET SOUND ENERGY-ELECTRIC |  |  |  |  | PUGET SOUND ENERGY-ELECTRIC |  |  |  | PUGET SOUND ENERGY-ELECTRIC |  |  |  |  | PUGET SOUND ENERGY-ELECTRIC |  |  |  |  | PUGET SOUND ENERGY-ELECTRIC |  |  |  |  | PUGET SOUND ENERGY-ELECTRIC |  |  |  | PUGET SOUND ENERGY-ELECTRIC | [13 empty] | PUGET SOUND ENERGY-ELECTRIC
TEMPERATURE NORMALIZATION | [6 empty] | REVENUE & EXPENSE RESTATING |  |  |  |  | FEDERAL INCOME TAX |  |  | TAX BENEFIT OF RESTATED INTEREST |  |  |  | PASS-THROUGH REVENUE & EXPENSE |  |  |  | RATE CASE EXPENSES |  |  |  | BAD DEBTS | [8 empty] | INCENTIVE PLAN |  |  |  |  | EXCISE TAX & FILING FEE |  |  |  | D&O INSURANCE |  |  |  |  | INTEREST ON CUSTOMER DEPOSITS |  |  | PENSION PLAN |  |  |  |  | INJURIES AND DAMAGES |  |  |  |  | ASC 815 |  |  |  |  | STORM NORMALIZATION | [6 empty] | POWER COSTS |  |  |  |  | MONTANA ENERGY TAX |  |  |  | WILD HORSE SOLAR |  |  |  |  | REMOVE AMI RATEBASE |  |  |  |  | REMOVE COLSTRIP 3&4 SMARTBURN |  |  |  |  | CONVERSION FACTOR |  |  |  | STATEMENT OF OPERATING INCOME AND ADJUSTMENTS | [13 empty] | STATEMENT OF OPERATING INCOME AND ADJUSTMENTS | [11 empty] | PUGET SOUND ENERGY-ELECTRIC
FOR THE TWELVE MONTHS ENDED DECEMBER 31, 2020 | [6 empty] | FOR THE TWELVE MONTHS ENDED DECEMBER 31, 2020 |  |  |  |  | FOR THE TWELVE MONTHS ENDED DECEMBER 31, 2020 |  |  | FOR THE TWELVE MONTHS ENDED DECEMBER 31, 2020 |  |  |  | FOR THE TWELVE MONTHS ENDED DECEMBER 31, 2020 |  |  |  | FOR THE TWELVE MONTHS ENDED DECEMBER 31, 2020 |  |  |  | FOR THE TWELVE MONTHS ENDED DECEMBER 31, 2020 | [8 empty] | FOR THE TWELVE MONTHS ENDED DECEMBER 31, 2020 |  |  |  |  | FOR THE TWELVE MONTHS ENDED DECEMBER 31, 2020 |  |  |  | FOR THE TWELVE MONTHS ENDED DECEMBER 31, 2020 |  |  |  |  | FOR THE TWELVE MONTHS ENDED DECEMBER 31, 2020 |  |  | FOR THE TWELVE MONTHS ENDED DECEMBER 31, 2020 |  |  |  |  | FOR THE TWELVE MONTHS ENDED DECEMBER 31, 2020 |  |  |  |  | FOR THE TWELVE MONTHS ENDED DECEMBER 31, 2020 |  |  |  |  | FOR THE TWELVE MONTHS ENDED DECEMBER 31, 2020 | [6 empty] | FOR THE TWELVE MONTHS ENDED DECEMBER 31, 2020 |  |  |  |  | FOR THE TWELVE MONTHS ENDED DECEMBER 31, 2020 |  |  |  | FOR THE TWELVE MONTHS ENDED DECEMBER 31, 2020 |  |  |  |  | FOR THE TWELVE MONTHS ENDED DECEMBER 31, 2020 |  |  |  |  | FOR THE TWELVE MONTHS ENDED DECEMBER 31, 2020 |  |  |  |  | FOR THE TWELVE MONTHS ENDED DECEMBER 31, 2020 |  |  |  | FOR THE TWELVE MONTHS ENDED DECEMBER 31, 2020 | [13 empty] | FOR THE TWELVE MONTHS ENDED DECEMBER 31, 2020 | [11 empty] | RESULTS OF OPERATIONS
COMMISSION BASIS REPORT | [6 empty] | COMMISSION BASIS REPORT |  |  |  |  | COMMISSION BASIS REPORT |  |  | COMMISSION BASIS REPORT |  |  |  | COMMISSION BASIS REPORT |  |  |  | COMMISSION BASIS REPORT |  |  |  | COMMISSION BASIS REPORT | [8 empty] | COMMISSION BASIS REPORT |  |  |  |  | COMMISSION BASIS REPORT |  |  |  | COMMISSION BASIS REPORT |  |  |  |  | COMMISSION BASIS REPORT |  |  | COMMISSION BASIS REPORT |  |  |  |  | COMMISSION BASIS REPORT |  |  |  |  | COMMISSION BASIS REPORT |  |  |  |  | COMMISSION BASIS REPORT | [6 empty] | COMMISSION BASIS REPORT |  |  |  |  | COMMISSION BASIS REPORT |  |  |  | COMMISSION BASIS REPORT |  |  |  |  | COMMISSION BASIS REPORT |  |  |  |  | COMMISSION BASIS REPORT |  |  |  |  | COMMISSION BASIS REPORT |  |  |  | COMMISSION BASIS REPORT | [13 empty] | COMMISSION BASIS REPORT | [11 empty] | FOR THE TWELVE MONTHS ENDED DECEMBER 31, 2020
[32 empty] | OTHER |  |  | PERCENT | [93 empty] | COMMISSION BASIS REPORT
LINE | [6 empty] | LINE |  |  |  |  | LINE |  |  | LINE |  |  |  | LINE |  |  |  | LINE |  |  |  | LINE |  | NET | GROSS | SALES FOR | OPERATING | SALES FOR | NET | WRITEOFFS | LINE |  |  |  |  | LINE |  |  |  | LINE |  |  |  |  | LINE |  |  | LINE |  |  |  |  | LINE |  |  |  |  | LINE |  |  |  |  | LINE | [6 empty] | LINE |  |  |  | INCREASE | LINE |  |  |  | LINE |  |  |  |  | LINE |  |  |  |  | LINE |  |  |  |  | LINE | [5 empty] | >
NO. | DESCRIPTION | [5 empty] | NO. | DESCRIPTION |  | AMOUNT | ADJUSTMENT | NO. | DESCRIPTION | AMOUNT | NO. | DESCRIPTION |  | AMOUNT | NO. | DESCRIPTION | AMOUNT | ADJUSTMENT | NO. | DESCRIPTION |  | AMOUNT | NO. | YEAR | WRITEOFF'S | REVENUES | RESALE OTHER | REVENUE | RESALE FIRM | REVENUES | TO REVENUE | NO. | DESCRIPTION | ACTUAL | RESTATED | ADJUSTMENT | NO. | DESCRIPTION |  | AMOUNT | NO. | DESCRIPTION | TEST YEAR | RESTATED | ADJUSTMENT | NO. | DESCRIPTION | AMOUNT | NO. | DESCRIPTION | ACTUAL | RESTATED | ADJUSTMENT | NO. | DESCRIPTION | ACTUAL | RESTATED | ADJUSTMENT | NO. |  | ACTUAL | RESTATED | ADJUSTMENT | NO. | DESCRIPTION | Transmission | Distribution | Payroll Tax | Benefits | Total | NO. | DESCRIPTION | ACTUAL | RESTATED | (DECREASE) | NO. | DESCRIPTION |  | AMOUNT | NO. | DESCRIPTION | ACTUAL | RESTATED | ADJUSTMENT | NO. | DESCRIPTION | ACTUAL | RESTATED | ADJUSTMENT | NO. | DESCRIPTION | ACTUAL | RESTATED | ADJUSTMENT | NO. | DESCRIPTION |  | RATE |  |  | ACTUAL RESULTS | TEMPERATURE | REVENUE | FEDERAL | TAX BENEFIT OF | PASS-THROUGH | RATE CASE | BAD | INCENTIVE | EXCISE TAX & | D&O | INTEREST ON |  |  | PENSION | INJURIES & | ASC 815 | STORM | POWER | MONTANA | WILD HORSE | REMOVE AMI | REMOVE COLSTRIP | TOTAL |  |  | ACTUAL |  | RESTATED | TEMPERATURE ADJUSTMENT | ACTUAL RESULTS ADJUSTED FOR TEMPERATURE
1 | TEMPERATURE NORMALIZATION ADJUSTMENT: | [5 empty] | 1 | SALES TO CUSTOMERS: | [20 empty] | December | August | August | August | August | August | [68 empty] | LINE |  | OF OPERATIONS | NORMALIZATION | & EXPENSE | INCOME TAX | RESTATED INTEREST | REV & EXP | EXPENSES | DEBTS | PAY | FILING FEE | INSURANCE | CUST DEPOSITS | LINE |  | PLAN | DAMAGES |  | NORMALIZATION | COSTS | ENERGY TAX | SOLAR | RATEBASE | 3&4 SMARTBURN | ADJUSTMENTS | LINE |  | RESULTS OF | TOTAL | RESULTS OF
2 |  | ACTUAL | TEMP ADJ | KWH |  |  | 2 | REMOVE MERGER RATE CREDIT SCH 132 |  | 103.47 |  | 1 | TAXABLE INCOME | 381269820.8776 | 1 | RATE BASE | 5331787745.8759 |  | 1 | REMOVE REVENUES ASSOCIATED WITH RIDERS: |  |  | 1 | EXPENSES TO BE NORMALIZED |  |  | 1 | 12 ME 12/01/2016 AND 8/31/2016 | 17232326.26 | 2221903290.54 | 54786786.67 | 16912199.49 | 324713.43 | 2149879590.95 | 0.8015% | 1 | TOTAL INCENTIVE / MERIT PAY | 4516702.6375 | 7606361.6171 | 3089658.9796 | 1 | RESTATED EXCISE TAXES |  | 82730877.6684 | 1 | D & O INS. CHG EXPENSE | 84803.274 | 65904.436 | -18898.838 | 1 | INTEREST EXPENSE FOR TEST YEAR | 316905.9521 | 1 | QUALIFIED RETIREMENT FUND | 5948795.8489 | 6266629.8121 | 317833.9632 | 1 | INJURIES & DAMAGES ACCRUALS | -992091.64 | 607386.12 | 1599477.76 | 1 | ASC 815 OPERATING EXPENSE | 0 | 0 | 0 | 1 | ACTUAL O&M: | [5 empty] | 1 | PRODUCTION EXPENSES: |  |  |  | 1 | ACTUAL KWH |  | 2102338000 | 1 | WILD HORSE SOLAR RATEBASE (AMA) |  |  |  | 1 |  |  |  |  | 1 |  |  |  |  | 1 | BAD DEBTS |  | 0.007469 | NO. |  | 12 ME Dec 31, 2020 | 3.01 | 3.02 | 3.03 | 3.04 | 3.05 | 3.06 | 3.07 | 3.08 | 3.09 | 3.1 | 3.11 | NO. |  | 3.12 | 3.13 | 3.14 | 3.15 | 3.16 | 3.17 | 3.18 | 3.19 | 3.2 |  | NO. |  | OPERATIONS | ADJUSTMENTS | OPERATIONS
3 |  | GPI KWH | GPI KWH | CHANGE |  |  | 3 | REMOVE TEST YEAR EARNINGS SHARING ACCRUAL |  |  |  | 2 |  |  | 2 |  |  |  | 2 | REMOVE CONSERVATION RIDER - SCHEDULE 120 |  | 86458984.57 | 2 |  |  |  | 2 | 12 ME 12/01/2017 AND 8/31/2017 | 18726588.58 | 2331385777.11 | 50098528.46 | 43765106.58 | 352068.21 | 2237170073.86 | 0.8371% | 2 |  |  |  |  | 2 | CHARGED TO EXPENSE FOR TEST YEAR |  | 82704017.0224 | 2 |  |  |  |  | 2 |  |  | 2 |  |  |  |  | 2 | INJURIES & DAMAGES PAYMENTS IN EXCESS OF ACCRUALS | 324692.9124 | 606364.9199 | 281672.0075 | 2 |  |  |  |  | 2 | TWELVE MONTHS ENDED 12/31/15 | 542677 | 9925206.38 | 147800.4 | 545343.76 | 11161027.54 | 2 | FUEL (501, 547) | 199106695.59 | 199106695.59 |  | 2 | TRANSMISSION LINE LOSS % FOR WECC |  | 0.05 | 2 | UTILITY PLANT RATEBASE |  |  |  | 2 | UTILITY PLANT RATEBASE |  |  |  | 2 | UTILITY PLANT RATEBASE |  |  |  | 2 | ANNUAL FILING FEE |  | 0.002 | - | [13 empty] | -
4 | 2020-01-01 | 1996680743.01 | 2066883436.9214 | 70202693.9114 |  |  | 4 | REMOVE SCHEDULE 95A TREASURY GRANTS |  | 36286798.65 |  | 3 | FEDERAL INCOME TAX @ | 80369500.8737 | 3 | WEIGHTED COST OF DEBT | 2.67% |  | 3 | REMOVE PROPERTY TAX TRACKER - SCHEDULE 140 |  | 57031767.67 | 3 |  |  |  | 3 | 12 ME 12/01/2015 AND 8/31/2015 | 12855225.244 | 2549682127.76 | 112614457.91 | 301129672.57 | 346720.2 | 2135591277.08 | 0.602% | 3 | PAYROLL TAXES ASSOCI WITH MERIT PAY | 389339.7674 | 655668.3714 | 266328.604 | 3 | INCREASE(DECREASE) EXCISE TAX |  | 26860.646 | 3 | INCREASE (DECREASE) IN EXPENSE | 84803.274 | 65904.436 | -18898.838 | 3 |  |  | 3 | INCREASE (DECREASE ) IN EXPENSE | 5948795.8489 | 6266629.8121 | 317833.9632 | 3 | INCREASE/(DECREASE) IN EXPENSE | -667398.7276 | 1213751.0399 | 1881149.7675 | 3 | INCREASE (DECREASE) IN EXPENSE | 0 | 0 | 0 | 3 | TWELVE MONTHS ENDED 12/31/16 | 282109.27 | 9019561.05 | 55441.3 | 185083.44 | 9542195.06 | 3 | PURCH & INT +ALL OTHER (555, 447) | 571217284.57 | 582426059.2796 | 11208774.7096 | 3 | WETT TAX RATE |  | 0.00015 | 3 | PLANT BALANCE | 4539303 |  | -4539303 | 3 | PLANT BALANCE (AMA) | 140623727.1321 | 0 | -140623727.1321 | 3 | PLANT BALANCE | 3322158.5023 |  | -3322158.5023 | 3 | STATE UTILITY TAX ( ( 1 - LINE 1 ) * 3.8734% ) | 3.873% | 0.038445 | 1 | OPERATING REVENUES | [12 empty] | 1 | OPERATING REVENUES | [10 empty] | 1 | OPERATING REVENUES:
5 | 2020-02-01 | 1951784810.296 | 1976413443.6919 | 24628633.3959 |  |  | 5 | REMOVE SCHEDULE 141X PROTECTED EDIT (OFFSET IN FIT %) |  | 13814335.09 |  | 4 | CURRENTLY PAYABLE | 80369500.8737 | 4 | RESTATED INTEREST |  | 142358732.8149 | 4 | REMOVE MUNICIPAL TAXES - SCHEDULE 81 |  | 82444802.92 | 4 | 2017 AND 2019 GRC EXPENSES TO BE NORMALIZED | 1343000 |  | 4 | [8 empty] | 4 | INCREASE(DECREASE ) IN EXPENSE | 4906042.4048 | 8262029.9885 | 3355987.5836 | 4 |  |  |  | 4 |  |  |  |  | 4 | INCREASE (DECREASE) NOI | -316905.9521 | 4 |  |  |  |  | 4 |  |  |  |  | 4 |  |  |  |  | 4 | TWELVE MONTHS ENDED 12/31/17 | 542894.08 | 8598393.66 | 14243.21 | 50856.32 | 9206387.27 | 4 | OTHER PWR COSTS (557) | -23424499.34 | -23424499.34 |  | 4 | WETT TAX |  | 299583.165 | 4 | ACCUM DEPRECIATION | -2438326 |  | 2438326 | 4 | ACCUM DEPRECIATION (AMA) | -22362458.7253 | 0 | 22362458.7253 | 4 | ACCUM DEPRECIATION | -379466.0773 |  | 379466.0773 | 4 |  |  |  | 2 | SALES TO CUSTOMERS | 2108413255.02 | 6033661 | 53939198.16 | 0 | 0 | -180044627.5048 |  | 0 |  | 0 | 0 | 0 | 2 | SALES TO CUSTOMERS | 0 |  | 0 |  | 0 | 0 |  |  |  | -120071768.3448 | 2 | SALES TO CUSTOMERS | 2108413255.02 | -120071768.3448 | 1988341486.6752 | 6033661 | 2114446916.02
6 | 2020-03-01 | 1913539096.169 | 1878316052.0331 | -35223044.1359 |  |  |  | REMOVE SCHEDULE 141Z UNPROTECTED EDIT (OFFSET IN FIT %) |  | 3837960.95 |  | 5 |  |  | 5 |  |  |  | 5 | REMOVE LOW INCOME RIDER - SCHEDULE 129 |  | 20247843.85 | 5 |  |  |  | 5 | 3-YR AVERAGE OF NET WRITE OFF RATE | [6 empty] | 0.7469% | 5 |  |  |  |  | 5 | RESTATED WUTC FILING FEE |  | 4351361.9228 | 5 | INCREASE (DECREASE) OPERATING INCOME |  |  | 18898.838 |  |  |  | 5 | INCREASE (DECREASE) INCOME |  |  | -317833.9632 | 5 | INCREASE/(DECREASE) IN OPERATING EXPENSE (LINE 3) |  |  | 1881149.7675 | 5 | INCREASE (DECREASE) OPERATING INCOME |  |  | 0 | 5 | TWELVE MONTHS ENDED 12/31/18 | 563624.9 | 9580737.24 | 118918.69 | 478326.46 | 10741607.29 | 5 | WHEELING (565) | 123613131.13 | 123613131.13 |  | 5 |  |  |  | 5 | DEFERRED INCOME TAX LIABILITY | -698790.48 |  | 698790.48 | 5 | DEFERRED INCOME TAX LIABILITY (AMA) | -9763956.8231 | 0 | 9763956.8231 | 5 | DEFERRED INCOME TAX LIABILITY | -778054.1578 |  | 778054.1578 | 5 | SUM OF TAXES OTHER |  | 0.047914 | 3 | SALES FROM RESALE-FIRM | 349696.35 | 3.01: 4054 | 3 | SALES FROM RESALE-FIRM | [9 empty] | 4054 | 3 | SALES FROM RESALE-FIRM | 349696.35 | 4054 | 353750.35
7 | 2020-04-01 | 1706105486.14 | 1733760804.5714 | 27655318.4314 |  |  | 6 | INCREASE (DECREASE) SALES TO CUSTOMERS |  | 53939198.16 |  | 6 | DEFERRED FIT - DEBIT / (CREDIT) | 2969130.466 | 6 |  |  |  | 6 | REMOVE RESIDENTIAL EXCHANGE - SCH 194 |  | -84307882.61 | 6 | ANNUAL NORMALIZATION (LINE 4 ¸ 2 YEARS) | 671500 |  | 6 | [8 empty] | 6 | INCREASE (DECREASE) INCOME |  |  | -3355987.5836 | 6 | CHARGED TO EXPENSE FOR TEST YEAR |  | 4517401 | 6 | [7 empty] | 6 | INCREASE (DECREASE) FIT @ |  | 21% | -66745.1323 | 6 | INCREASE (DECREASE) FIT @ |  | 21% | -395041 | 6 |  |  |  |  | 6 | TWELVE MONTHS ENDED 12/31/19 | 1169568.8 | 8273523.55 | 117859.19 | 433513.26 | 9994464.8 | 6 | SALES TO OTHER UTILITIES (447) | -147733944.1 | -147733944.1 |  | 6 | EEELT TAX RATE |  | 0.0002 | 6 | NET WH SOLAR PLANT RATEBASE | 1402186.52 | 0 | -1402186.52 | 6 | NET PLANT RATEBASE (AMA) | 108497311.5837 | 0 | -108497311.5837 | 6 | NET PLANT RATEBASE | 2164638.2672 | 0 | -2164638.2672 | 6 |  |  |  | 4 | SALES TO OTHER UTILITIES | 147733944.1 | [11 empty] | 4 | SALES TO OTHER UTILITIES |  |  |  |  | 0 |  |  |  |  | 0 | 4 | SALES TO OTHER UTILITIES | 147733944.1 | 0 | 147733944.1
8 | 2020-05-01 | 1435182255.888 | 1447509029.3478 | 12326773.4598 |  |  | 7 |  |  |  |  | 7 | DEFERRED FIT - OTHER | 0 | 7 |  |  |  | 7 | REMOVE REC PROCEEDS - SCH 137 |  | -1572753.89 | 7 | LESS TEST YEAR EXPENSE | 917136.539 |  | 7 | REPORTING PERIOD REVENUES |  | 2359221574.33 | 147733944.1 | 102724678.86 | 349696.35 | 2108413255.02 |  | 7 | INCREASE (DECREASE) FIT @ |  | 21% | -704757.3926 | 7 | INCREASE(DECREASE) WUTC FILING FEE |  | -166039.0772 | 7 | INCREASE (DECREASE) FIT @ |  | 21% | 3968.756 |  |  |  | 7 |  |  |  |  | 7 |  |  |  |  | 7 | INCREASE (DECREASE) DEFERRED FIT @ | 21% |  | 0 | 7 | TWELVE MONTHS ENDED 12/31/20 | 1460358.28 | 8601899.13 | 116870.42 | 417936.36 | 10597064.19 | 7 | PURCH/SALES OF NON-CORE GAS (456) | -8661803.32 | -8661803.32 |  | 7 | EEELT TAX |  | 420467.6 | 7 | [9 empty] | 7 |  |  |  |  | 7 | CONVERSION FACTOR EXCLUDING FEDERAL INCOME TAX ( 1 - LINE 5 ) |  | 0.95209 | 5 | OTHER OPERATING REVENUES | 102724678.86 | 3.02: 0; 3.05: 16685168.35 | 5 | OTHER OPERATING REVENUES |  |  |  |  | 0 |  |  |  |  | 16685168.35 | 5 | OTHER OPERATING REVENUES | 102724678.86 | 16685168.35 | 119409847.21
9 | 2020-06-01 | 1425244538.077 | 1425699999.5777 | 455461.5007 |  |  | 8 | INCREASE (DECREASE) REVENUES |  |  |  | 8 | TOTAL RESTATED FIT | 83338631.3397 | 8 |  |  |  | 8 | REMOVE EXPENSES ASSOCIATED WITH SCH 137 REC PROCEEDS |  | 1395184.45 | 8 | INCREASE (DECREASE) EXPENSE | -245636.539 | -245636.539 | 8 | [8 empty] | 8 |  |  |  |  | 8 |  |  |  | 8 | [7 empty] | 8 | INCREASE (DECREASE) NOI |  |  | -251088.8309 | 8 | INCREASE (DECREASE) NOI |  |  | -1486108.7675 | 8 |  |  |  |  | 8 | TOTAL NORMAL STORMS | 4561232.33 | 53999321.01 | 571133.21 | 2111059.6 | 61242746.15 | 8 | SUBTOTAL - POWER COSTS TO BE ADJUSTED | 714116864.53 | 725325639.2396 | 11208774.7096 | 8 |  |  |  | 8 | WILD HORSE SOLAR OPERATING EXPENSE | [8 empty] | 8 | OPERATING EXPENSE |  |  |  | 8 | FEDERAL INCOME TAX ( ( 1 - LINE 5 ) * 21% ) | 21% | 0.19994 | 6 | TOTAL OPERATING REVENUES | 2359221574.33 | 6037715 | 53939198.16 | 0 | 0 | -163359459 |  | 0 |  | 0 | 0 | 0 | 6 | TOTAL OPERATING REVENUES | 0 | 0 | 0 | 0 | 0 | 0 | 0 | 0 | 0 | -103382545.84 | 6 | TOTAL OPERATING REVENUES | 2359221574.33 | -103382545.9948 | 2255839028.3352
10 | 2020-07-01 | 1373433487.734 | 1366719847.526 | -6713640.208 |  |  | 9 |  |  |  | 53939198.16 | 9 | FIT PER BOOKS: |  | 9 | INCREASE (DECREASE) INCOME |  | -142358732.8149 | 9 | REMOVE DECOUPLING SCH 142 REVENUE |  | 20028366.5908 | 9 |  |  |  | 9 | [8 empty] | 9 | INCREASE (DECREASE) NOI |  |  | -2651230.1911 | 9 | INCREASE(DECREASE) EXPENSE |  | -139178.4312 | 9 | INCREASE (DECREASE) NOI |  |  | 14930.082 | [13 empty] | 9 | INCREASE (DECREASE) NOI |  |  | 0 | 9 | [6 empty] | 9 |  |  |  |  | 9 | RESTATED ENERGY TAX |  | 720050.765 | 9 | DEPRECIATION EXPENSE | 212064 |  | -212064 | [5 empty] | 9 | DEPRECIATION EXPENSE | 160773.44 |  | -160773.44 | 9 | CONVERSION FACTOR ( 1 - LINE 8 ) |  | 0.75215 | 7 | [13 empty] | 7 | [11 empty] | 7
11 | 2020-08-01 | 1431926801.172 | 1410785027.3091 | -21141773.8629 |  |  | 10 | UNCOLLECTIBLES @ | 0.007469 | 402871.8711 |  | 10 | CURRENTLY PAYABLE | 46951000.8 | 10 |  |  |  | 10 | REMOVE DECOUPLING SCH 142 SURCHARGE AMORT EXPENSE |  | -19049279.89 | 10 | 2014 AND 2013 PCORC EXPENSES TO BE NORMALIZED | 273000 |  | 10 | PROFORMA BAD DEBT RATE | [5 empty] | 0.7469% | [6 empty] | 10 | [26 empty] | 10 | SIX-YEAR AVERAGE STORM EXPENSE FOR RATE YEAR (LINE 9 ÷ 6 YEARS) | 760205.3883 | 8999886.835 | 95188.8683 | 351843.2667 | 10207124.3583 | 10 | INCREASE(DECREASE) INCOME |  |  | -11208774.7096 | 10 | CHARGED TO EXPENSE |  | 726974 | 10 | INCREASE (DECREASE ) EXPENSE | 212064 | 0 | -212064 | [5 empty] | 10 | INCREASE (DECREASE ) EXPENSE | 160773.44 | 0 | -160773.44 |  |  |  |  | 8 | OPERATING REVENUE DEDUCTIONS: | [12 empty] | 8 | OPERATING REVENUE DEDUCTIONS: | [10 empty] | 8 | OPERATING REVENUE DEDUCTIONS:
12 | 2020-09-01 | 1448210344.465 | 1402888586.9476 | -45321757.5174 |  |  | 11 | ANNUAL FILING FEE @ | 0.002 | 107878.3963 |  | 11 | DEFERRED FIT - DEBIT | 243099351.47 | 11 | INCREASE (DECREASE) FIT @ | 21% | -29895333.8911 | 11 | GREEN POWER - SCH 135/136 |  | 6391283.56 | 11 |  |  |  | 11 | PROFORMA BAD DEBTS | [5 empty] | 15747738.6017 | [6 empty] | 11 | INCREASE(DECREASE) OPERATING INCOME |  | 139178.4312 | [23 empty] | 11 | [6 empty] | 11 |  |  |  |  | 11 | INCREASE (DECREASE) INCOME |  | 6923.235 | 11 | [9 empty] | 11 | [8 empty] | 9 | [13 empty] | 9 | [11 empty] | 9
13 | 2020-10-01 | 1419285553.586 | 1439139441.8784 | 19853888.2924 |  |  | 12 | INCREASE (DECREASE) EXPENSE |  |  |  | 12 | DEFERRED FIT - CREDIT | -179278138.65 | 12 |  |  |  | 12 | GREEN POWER - SCH 135/136 ELIMINATE OVER EXPENSED |  | 968927.09 | 12 | ANNUAL NORMALIZATION (LINE 10 ¸ 4 YEARS) | 68250 |  | 12 | [13 empty] | 12 | [26 empty] | 12 | CHARGED TO EXPENSE 12 MONTH ENDED 12/30/20 | [5 empty] | 12 | INCREASE(DECREASE) FIT @ | 21% |  | -2353842.689 | 12 |  |  |  | 12 | INCREASE (DECREASE) FIT @ |  | 21% | 44533.44 | [5 empty] | 12 | INCREASE (DECREASE) FIT @ |  | 21% | 33762.4224 |  |  |  |  | 10 | POWER COSTS: | [12 empty] | 10 | POWER COSTS: | [10 empty] | 10 | POWER COSTS:
14 | 2020-11-01 | 1605388333.108 | 1623128522.1338 | 17740189.0258 |  |  | 13 |  |  |  | 510750.2674 | 13 | DEFERRED FIT - INV TAX CREDIT, NET OF AMORT. | 0 | 13 | INCREASE (DECREASE) NOI |  | 29895333.8911 | 13 | REMOVE JPUD GAIN ON SALE SCH 133 |  | -12.52 | 13 | LESS TEST YEAR EXPENSE | 258666.92 |  | 13 | UNCOLLECTIBLES CHARGED TO EXPENSE IN TEST YEAR | [5 empty] | 17690542.4702 | [6 empty] | 13 | INCREASE(DECREASE) FIT @ | 21% | 29227 | [23 empty] | 13 | STORM DAMAGE EXPENSE | 1460358.28 | 8601899.13 | 116870.42 | 417936.36 | 10597064.19 | 13 | INCREASE(DECREASE) NOI |  |  | -8854932.0206 | 13 | INCREASE (DECREASE) FIT @ | 21% | 1453.8793 | 13 | INCREASE (DECREASE) NOI |  |  | 167530.56 | [5 empty] | 13 | INCREASE (DECREASE) NOI |  |  | 127011.0176 |  |  |  |  | 11 | FUEL | 199106695.59 | 0 | 0 | 0 | 0 | 0 |  | 0 |  | 0 | 0 | 0 | 11 | FUEL | 0 |  | 0 |  | 0 | 0 |  |  |  | 0 | 11 | FUEL | 199106695.59 | 0 | 199106695.59
15 | 2020-12-01 | 1932413961.979 | 2022016177.2666 | 89602215.2876 |  |  | 14 | STATE UTILITY TAX @ | 0.038445 | 2073692.4733 |  | 14 | TOTAL CHARGED TO EXPENSE | 110772213.62 |  |  |  |  | 14 | REMOVE PCA Cust Rec UE200893 |  | 4594209.1748 | 14 | INCREASE (DECREASE) EXPENSE | -190416.92 | -190416.92 | 14 | INCREASE (DECREASE) EXPENSE | [6 empty] | -1942804 | [5 empty] | 14 | [26 empty] | 14 | [6 empty] | 14 |  |  |  |  | 14 | INCREASE (DECREASE) NOI |  | 5469.3556 | [19 empty] | 12 | PURCHASED AND INTERCHANGED | 547792785.23 | 3.05: -7908273.95 | 12 | PURCHASED AND INTERCHANGED |  |  |  |  | 11208774.7096 |  |  |  |  | 3300500.7596 | 12 | PURCHASED AND INTERCHANGED | 547792785.23 | 3300500.7596 | 551093285.9896
16 |  | 19639195411.624 | 19793260369.2047 | 154064957.5807 |  |  | 15 | INCREASE (DECREASE) TAXES OTHER |  |  |  | 15 | [6 empty] | 15 | REMOVE TRANSITION OF MICROSOFT LOAD TO SPECIAL CONTRACT |  | -11271981.8108 | 15 |  |  |  | 15 | [13 empty] | 15 | INCREASE(DECREASE) NOI |  | 109951.4312 | [23 empty] | 15 | INCREASE (DECREASE) OPERATING EXPENSE (LINE 11-LINE 14) | -700152.8917 | 397987.705 | -21681.5517 | -66093.0933 | -389939.8317 | 15 | [27 empty] | 13 | WHEELING | 123613131.13 | [11 empty] | 13 | WHEELING | [9 empty] | 0 | 13 | WHEELING | 123613131.13 | 0 | 123613131.13
17 | [6 empty] | 16 |  |  |  | 2073692.4733 | 16 | INCREASE(DECREASE) FIT | 33418500.0737 |  |  |  |  | 16 | TOTAL (INCREASE) DECREASE REVENUES |  | 163359459.1548 | 16 |  |  |  | 16 | INCREASE (DECREASE) NOI | [6 empty] | 1942804 | [32 empty] | 16 | [6 empty] | 16 | [27 empty] | 14 | RESIDENTIAL EXCHANGE | -80293647.07 | 3.05: 80293647.07 | 14 | RESIDENTIAL EXCHANGE | [9 empty] | 80293647.07 | 14 | RESIDENTIAL EXCHANGE | -80293647.07 | 80293647.07 | 0
18 | REVENUE ADJUSTMENT: | Schedule 7 |  | 138904345.5195 | 5457371 |  | 17 |  |  |  |  | 17 | INCREASE(DECREASE) DEFERRED FIT | -60852082.354 |  |  |  |  | 17 |  |  |  | 17 | TOTAL INCREASE (DECREASE) EXPENSE |  | -436053.459 | 17 | INCREASE (DECREASE) FIT @ | [5 empty] | 21% | 407989 | [32 empty] | 17 | INCREASE (DECREASE) FIT | 21% |  |  |  | 81887.3646 | 17 | [27 empty] | 15 | TOTAL PRODUCTION EXPENSES | 790218964.88 | 0 | 0 | 0 | 0 | 72385373.12 |  | 0 | 0 | 0 | 0 | 0 | 15 | TOTAL PRODUCTION EXPENSES | 0 | 0 | 0 | 0 | 11208774.7096 | 0 | 0 | 0 | 0 | 83594147.8296 | 15 | TOTAL PRODUCTION EXPENSES | 790218964.88 | 83594147.8296 | 873813112.7096
19 |  | Schedule 24 |  | 11643751.0083 | 451016 |  | 18 |  |  |  |  | 18 | INCREASE(DECREASE) NOI | 27433582.2803 |  |  |  |  | 18 | DECREASE REVENUE SENSITIVE ITEMS FOR DECREASE IN REVENUES: |  |  | 18 |  |  |  | 18 | INCREASE (DECREASE) NOI | [6 empty] | 1534815 | [32 empty] | 18 | [6 empty] | 18 | POWER COSTS ADJUSTEMENT W/O NORMALIZATION FOR EARNINGS SHARING ONLY: | [26 empty] | 16 | [13 empty] | 16 | [11 empty] | 16
20 |  | Schedule 25 |  | 3933769.4191 | 163178 |  | 19 | OTHER OPERATING EXPENSES: | [10 empty] | 19 | BAD DEBTS | 0.7469% | -1202398.3692 | 19 | INCREASE(DECREASE) FIT @ | 21% | 91571.2264 | [41 empty] | 19 | INCREASE (DECREASE) NOI |  |  |  |  | 308052.467 | 19 | PRODUCTION EXPENSES: | [26 empty] | 17 | OTHER POWER SUPPLY EXPENSES | 113661879.17 | 0 | 0 | 0 | 0 |  |  | 0 |  | 0 | 0 | 0 | 17 | OTHER POWER SUPPLY EXPENSES | 0 |  | 0 |  | 0 | 0 |  |  |  | 0 | 17 | OTHER POWER SUPPLY EXPENSES | 113661879.17 | 0 | 113661879.17
21 |  | Schedule 26 |  | -3541008.2091 | -119859 |  | 20 | REMOVE SCHEDULE 95A TREASURY GRANTS AMORTIZATION OF INTEREST AND GRANTS |  | 29224716.27 | [8 empty] | 20 | ANNUAL FILING FEE | 0.2% | -321970.376 | 20 | INCREASE(DECREASE) NOI |  | 344482.2326 | [48 empty] | 20 | FUEL (501, 547) | 199106695.59 | 199106695.59 | 0 | [23 empty] | 18 | TRANSMISSION EXPENSE | 23845214.53 | 3.07: 0 | 18 | TRANSMISSION EXPENSE |  |  |  | -700152.8917 | [5 empty] | -700152.8917 | 18 | TRANSMISSION EXPENSE | 23845214.53 | -700152.8917 | 23145061.6383
22 |  | Schedule 29 |  | 0 | 0 |  | 21 | REMOVE SCHEDULE 141Z UNPROTECTED EDIT AMORTIZATION |  | 0 | [8 empty] | 21 | STATE UTILITY TAX | 3.845% | -6189075.5528 | [52 empty] | 21 | PURCH & INT +ALL OTHER (555, 447) | 571217284.57 | 576004341.55 | 4787056.98 | [23 empty] | 19 | DISTRIBUTION EXPENSE | 86597401.15 | 3.07: 0 | 19 | DISTRIBUTION EXPENSE |  |  |  | 397987.705 | [5 empty] | 397987.705 | 19 | DISTRIBUTION EXPENSE | 86597401.15 | 397987.705 | 86995388.855
23 |  | Schedule 31 |  | -51955.5816 | -258 |  | 22 | REMOVE ACCRUAL FOR FUTURE PTC LIABILITY | [10 empty] | 22 | TOTAL |  | -7713444.298 | [52 empty] | 22 | OTHER PWR COSTS (557) | -23424499.34 | -23424499.34 | 0 | [23 empty] | 20 | CUSTOMER ACCTS EXPENSES | 52344099.46 | 3.01: 45096; 3.02: 402871.8711; 3.05: -1202398.3692; 3.07: -1942804; 3.11: 316905.9521 | 20 | CUSTOMER ACCTS EXPENSES | [9 empty] | -2380328.546 | 20 | CUSTOMER ACCOUNT EXPENSES | 52344099.46 | -2380328.546 | 49963770.914
24 |  | Schedule 43 |  | -232908.6375 | -7568 |  | 23 | (ACTUAL PTC'S REMOVED IN FIT ADJUSTMENT NO. 3.06) | [10 empty] | 23 | [55 empty] | 23 | WHEELING (565) | 123613131.13 | 123613131.13 | 0 | [23 empty] | 21 | CUSTOMER SERVICE EXPENSES | 24661300.45 | 3.05: -21099952.2 | 21 | CUSTOMER SERVICE EXPENSES | [9 empty] | -21099952.2 | 21 | CUSTOMER SERVICE EXPENSES | 24661300.45 | -21099952.2 | 3561348.25
25 |  | Schedule 40 |  | 3300800.1435 | 89781 |  | 24 | INCREASE (DECREASE) OPERATING EXPENSES |  |  | 29224716.27 | [7 empty] | 24 | REMOVE EXPENSES ASSOCIATED WITH RIDERS | [54 empty] | 24 | SALES TO OTHER UTILITIES (447) | -147733944.1 | -147733944.1 | 0 | [23 empty] | 22 | CONSERVATION AMORTIZATION | 82342000.52 | 3.05: -82342000.52 | 22 | CONSERVATION AMORTIZATION | [9 empty] | -82342000.52 | 22 | CONSERVATION AMORTIZATION | 82342000.52 | -82342000.52 | 0
26 |  | Firm Resale |  | 108163.9185 | 4054 |  | 25 | [11 empty] | 25 | REMOVE CONSERVATION AMORTIZATON - SCHEDULE 120 |  | -82342000.52 | [52 empty] | 25 | PURCH/SALES OF NON-CORE GAS (456) | -8661803.32 | -8661803.32 | 0 | [23 empty] | 23 | ADMIN & GENERAL EXPENSE | 132054202.63 | 12075 | 107878.3963 |  |  | -424327.346 | -436053.459 |  | 3089658.9796 | -166039.0772 | -18898.838 |  | 23 | ADMIN & GENERAL EXPENSE | 317833.9632 | 1881149.7675 |  | -66093.0933 | [5 empty] | 4297184.293 | 23 | ADMIN & GENERAL EXPENSE | 132054202.63 | 4297184.293 | 136351386.923
27 | INCREASE (DECREASE) SALES TO CUSTOMERS |  |  | 154064958 | 6037715 | 6037715 | 26 | INCREASE (DECREASE) OPERATING INCOME BEFORE FIT |  |  | 22130039.1494 | [7 empty] | 26 | REMOVE PROPERTY TAX AMORTIZATION EXP - SCHEDULE 140 |  | -54316256.59 | [52 empty] | 26 | SUBTOTAL - POWER COSTS TO BE ADJUSTED | 714116864.53 | 718903921.51 | 4787056.98 | [23 empty] | 24 | DEPRECIATION | 363749690.18 | [11 empty] | 24 | DEPRECIATION | [6 empty] | -212064 |  | -160773.44 | -372837.44 | 24 | DEPRECIATION | 363749690.18 | -372837.44 | 363376852.74
28 | [6 empty] | 27 |  | 21% | [9 empty] | 27 | REMOVE MUNICIPAL TAXES - SCHEDULE 81 |  | -79625628.03 | [52 empty] | 27 | [27 empty] | 25 | AMORTIZATION | 102961755.67 | [11 empty] | 25 | AMORTIZATION | [9 empty] | 0 | 25 | AMORTIZATION | 102961755.67 | 0 | 102961755.67
29 | UNCOLLECTIBLES @ |  |  | 0.007469 | 45096 |  | 28 | INCREASE (DECREASE) FIT @ |  |  | 4647308 | [7 empty] | 28 | REMOVE LOW INCOME AMORTIZATION - SCHEDULE 129 |  | -19275463.14 | [52 empty] | 28 | INCREASE (DECREASE) INCOME |  |  | -4787056.98 | [23 empty] | 26 | AMORTIZ OF PROPERTY GAIN/LOSS | 30979762.64 | [11 empty] | 26 | AMORTIZ OF PROPERTY GAIN/LOSS | [9 empty] | 0 | 26 | AMORTIZ OF PROPERTY GAIN/LOSS | 30979762.64 | 0 | 30979762.64
30 | ANNUAL FILING FEE @ |  |  | 0.002 | 12075 |  | 29 | [11 empty] | 29 | REMOVE RESIDENTIAL EXCHANGE - SCH 194 |  | 80293647.07 | [52 empty] | 29 | [27 empty] | 27 | OTHER OPERATING EXPENSES | -62471108.98 | 3.02: 29224716.27; 3.05: 10823954.34 | 27 | OTHER OPERATING EXPENSES | [9 empty] | 40048670.61 | 27 | OTHER OPERATING EXPENSES | -62471108.98 | 40048670.61 | -22422438.37
31 | INCREASE (DECREASE) EXPENSE |  |  |  |  | 57171 | 30 | INCREASE (DECREASE) NOI |  |  | 17482731.1494 | [7 empty] | 30 | REMOVE AMORT ON INTEREST ON REC PROCEEDS SCH 137 |  | 103003.36 | [52 empty] | 30 | INCREASE (DECREASE) FIT @ | 21% |  | -1005281.9658 | [23 empty] | 28 | FAS 133 | [12 empty] | 28 | ASC 815 |  |  | 0 | [6 empty] | 0 | 28 | ASC 815 | 0 | 0 | 0
32 | [6 empty] | 31 | [11 empty] | 31 | GREEN POWER - SCH 135/136 TAGS CHARGED TO 557 |  | -3538652.69 | [52 empty] | 31 | INCREASE (DECREASE) NOI |  |  | -3781775.0142 | [23 empty] | 29 | TAXES OTHER THAN F.I.T. | 225950249.87 | 3.01: 232120; 3.02: 2073692.4733; 3.05: -140159055.1928; 3.08: 266328.604; 3.09: 26860.646 | 29 | TAXES OTHER THAN F.I.T. |  |  |  | -21681.5517 |  | -6923.235 |  |  |  | -137588658.2562 | 29 | TAXES OTHER THAN F.I.T. | 225950249.87 | -137588658.2562 | 88361591.6138
33 | STATE UTILITY TAX @ |  |  | 0.038445 | 232120 | [13 empty] | 32 | GREEN POWER - SCH 135/136 CHARGED TO C.99999.03.37.01 |  | -1824489.06 | [52 empty] | 32 | [27 empty] | 30 | FEDERAL INCOME TAXES | 46951000.8 | 1207169 | 4647308 | 33418500.0737 | -29895333.8911 | -281621.1272 | 91571.2264 | 407989 | -704757.3926 | 29227 | 3968.756 |  | 30 | FEDERAL INCOME TAXES | -66745.1323 | -395041 |  | 81887.3646 | -2353842.689 | 1453.8793 | 44533.44 |  | 33762.4224 | 6270028.9303 | 30 | FEDERAL INCOME TAXES | 46951000.8 | 6270028.9303 | 53221029.7303
34 | INCREASE (DECREASE) TAXES OTHER |  |  |  |  | 232120 | [12 empty] | 33 | GREEN POWER - SCH 135/136 BENEFITS PORTION OF ADMIN |  | -102356.97 | [52 empty] | 33 |  |  | Weather componentthat must be removed from NOI for earnings sharing | -5073157.0064 | [23 empty] | 31 | DEFERRED INCOME TAXES | 63821212.82 | 3.03: -60852082.354; 3.04: 0 | 31 | DEFERRED INCOME TAXES |  |  | 0 | [6 empty] | -60852082.354 | 31 | DEFERRED INCOME TAXES | 63821212.82 | -60852082.354 | 2969130.466
35 | [18 empty] | 34 | GREEN POWER - SCH 135/136 TAXES PORTION OF ADMIN |  | -28095.02 | [80 empty] | 32 | TOTAL OPERATING REV. DEDUCT. | 2077667625.79 | 1496460 | 36456467.0106 | -27433582.2803 | -29895333.8911 | -162300027.2952 | -344482.2326 | -1534815 | 2651230.1911 | -109951.4312 | -14930.082 | 316905.9521 | 32 | TOTAL OPERATING REV. DEDUCT. | 251088.8309 | 1486108.7675 | 0 | -308052.467 | 8854932.0206 | -5469.3556 | -167530.56 | 0 | -127011.0176 | -170727992.84 | 32 | TOTAL OPERATING REV. DEDUCT. | 2077667625.79 | -170727992.84 | 1906939632.95
36 | INCREASE (DECREASE) OPERATING INCOME |  |  |  |  | 5748424 | [12 empty] | 35 | REMOVE PCA Cust Rec UE200893 (booked to 55700138) |  | -4369621.26 | [80 empty] | 33 | [13 empty] | 33 | [11 empty] | 33
37 | [18 empty] | 36 | REMOVE TRANSITION OF MICROSOFT LOAD TO SPECIAL CONTRACT |  | 10720950.98 | [80 empty] | 34 | NET OPERATING INCOME | 281553948.54 | 4541255 | 17482731.1494 | 27433582.2803 | 29895333.8911 | -1059432 | 344482 | 1534815 | -2651230.1911 | 109951.4312 | 14930.082 | -316905.9521 | 34 | NET OPERATING INCOME | -251088.8309 | -1486108.7675 | 0 | 308052.467 | -8854932.0206 | 5469.3556 | 167530.56 | 0 | 127011.0176 | 67345446.4721 | 34 | NET OPERATING INCOME | 281553948.54 | 67345446.8452 | 348899395.3852
38 | INCREASE (DECREASE) FIT @ |  |  | 21% |  | 1207169 | [12 empty] | 37 | TOTAL INCREASE (DECREASE) EXPENSE |  | -154304961.87 | [80 empty] | 35 | [13 empty] | 35 | [11 empty] | 35
39 | INCREASE (DECREASE) NOI |  |  |  |  | 4541255 | [12 empty] | 38 | [83 empty] | 36 | RATE BASE | 5443851882.2469 | 0 | 0 | 0 | 0 |  |  | 0 | 0 | 0 | 0 | 0 | 36 | RATE BASE | 0 | 0 | 0 | 0 | 0 | 0 | -1402186.52 | -108497311.5837 | -2164638.2672 | -112064136.3709 | 36 | RATE BASE | 5443851882.2469 | -112064136.3709 | 5331787745.8759
[19 empty] | 39 | INCREASE (DECREASE) OPERATING INCOME BEFORE FIT |  | -1341052.9868 | [51 empty] | 0 | [28 empty] | 37 | [13 empty] | 37 | [11 empty] | 37
[19 empty] | 40 | INCREASE (DECREASE) FIT @ | 21% | -281621.1272 | [21 empty] | 0 |  |  |  |  | 0 |  |  |  | 0 |  |  |  | 0 |  |  |  |  | 0 | [40 empty] | 38 | RATE OF RETURN | 5.172% | [11 empty] | 38 | RATE OF RETURN | [9 empty] | -60.1% | 38 | RATE OF RETURN | 5.172% |  | 6.544%
[19 empty] | 41 | INCREASE (DECREASE) NOI |  | -1059431.8595 | [80 empty] | 39 | [13 empty] | 39 | [11 empty] | 39
[103 empty] | 40 | RATE BASE: | [12 empty] | 40 | RATE BASE: | [10 empty] | 40 | RATE BASE:
[103 empty] | 41 | GROSS UTILITY PLANT IN SERVICE | 11042232704.1617 | 0 | 0 | 0 | 0 | 0 | 0 | 0 | 0 | 0 | 0 | 0 | 41 | GROSS UTILITY PLANT IN SERVICE | 0 | 0 | 0 |  | 0 | 0 | -4539303 | -140623727.1321 | -3322158.5023 | -148485188.6344 | 41 | GROSS UTILITY PLANT IN SERVICE | 11042232704.1617 | -148485188.6344 | 10893747515.5273
[103 empty] | 42 | ACCUMULATED DEPRECIATION | -4641992174.5614 | [11 empty] | 42 | ACCUMULATED DEPRECIATION | [6 empty] | 2438326 | 22362458.7253 | 379466.0773 | 25180250.8026 | 42 | ACCUMULATED DEPRECIATION | -4641992174.5614 | 25180250.8026 | -4616811923.7587
[103 empty] | 43 | DEFERRED DEBITS | 369525014.0314 | [11 empty] | 43 | DEFERRED DEBITS | [9 empty] | 0 | 43 | DEFERRED DEBITS | 369525014.0314 | 0 | 369525014.0314
[103 empty] | 44 | DEFERRED TAXES | -1374807259.5835 | [11 empty] | 44 | DEFERRED TAXES | [6 empty] | 698790.48 | 9763956.8231 | 778054.1578 | 11240801.4609 | 44 | DEFERRED TAXES | -1374807259.5835 | 11240801.4609 | -1363566458.1226
[103 empty] | 45 | ALLOWANCE FOR WORKING CAPITAL | 158492779.5133 | [11 empty] | 45 | ALLOWANCE FOR WORKING CAPITAL | [9 empty] | 0 | 45 | ALLOWANCE FOR WORKING CAPITAL | 158492779.5133 | 0 | 158492779.5133
[103 empty] | 46 | OTHER | -109599181.3147 | [11 empty] | 46 | OTHER | [9 empty] | 0 | 46 | OTHER | -109599181.3147 | 0 | -109599181.3147
[103 empty] | 47 | TOTAL RATE BASE | 5443851882.2469 | 0 | 0 | 0 | 0 | 0 | 0 | 0 | 0 | 0 | 0 | 0 | 47 | TOTAL RATE BASE | 0 | 0 | 0 | 0 | 0 | 0 | -1402186.52 | -108497311.5837 | -2164638.2672 | -112064136.3709 | 47 | TOTAL RATE BASE | 5443851882.2469 | -112064136.3709 | 5331787745.8759
[105 empty] | 0 | 0 | 0 | 0 | 0 | 0 | 0 | 0 | 0 | 0 | 0 | 0 |  |  | 0 | 0 | 0 |  | 0 | 0 |  |  |  | 0
[105 empty] | OK | [13 empty] | OK | OK | OK | OK | OK | OK | OK | OK | OK | 0 |  |  | OK | OK | OK | bar: 3.01 to 3.11
[104 empty] | BEFORE CHANGES - COPY VALUES FROM EXCEL ABOVE ROWS NOI thru RATE BASE | [23 empty] | 0
[104 empty] | NOI - After | 281553948.54 | 4541255 | 17482731.1494 | 27433582.2803 | 29895333.8911 | -1059432 | 344482 | 1534815 | -2651230.1911 | 109951.4312 | 14930.082 | -316905.9521 | 34 | NET OPERATING INCOME | -251088.8309 | -1486108.7675 | 0 | 308052.467 | -8854473.9895 | 5469.3556 | 167530.56 | 0 | 127011.0176 | 67474782.2347 | 34 | NET OPERATING INCOME | 281553948.54 | 67345904.8763 | 348899853.4163
[117 empty] | 35 | [11 empty] | 35
[104 empty] | RATEBASE - After | 5443851882.2469 | 0 | 0 | 0 | 0 |  |  | 0 | 0 | 0 | 0 | 0 | 36 | RATE BASE | 0 | 0 | 0 | 0 | 0 | 0 | -1402186.52 | -108497311.5837 | -2164638.2672 | -112064136.3709 | 36 | RATE BASE | 5443851882.2469 | -112064136.3709 | 5331787745.8759
[104 empty] | AFTER CHANGES - LINKED!!! | [23 empty] | 0
[104 empty] | NOI - After | 281553948.54 | 4541255 | 17482731.1494 | 27433582.2803 | 29895333.8911 | -1059432 | 344482 | 1534815 | -2651230.1911 | 109951.4312 | 14930.082 | -316905.9521 | 0 | NET OPERATING INCOME | -251088.8309 | -1486108.7675 | 0 | 308052.467 | -8854932.0206 | 5469.3556 | 167530.56 | 0 | 127011.0176 | 67345446.4721 | 0 | NET OPERATING INCOME | 281553948.54 | 67345446.8452 | 348899395.3852
[104 empty] | RATEBASE - After | 5443851882.2469 | 0 | 0 | 0 | 0 | 0 | 0 | 0 | 0 | 0 | 0 | 0 | 0 | RATE BASE | 0 | 0 | 0 | 0 | 0 | 0 | -1402186.52 | -108497311.5837 | -2164638.2672 | -112064136.3709 | 0 | RATE BASE | 5443851882.2469 | -112064136.3709 | 5331787745.8759
[104 empty] | DIFFERENCE | [23 empty] | 0
[104 empty] | NOI | 0 | 0 | 0 | 0 | 0 | 0 | 0 | 0 | 0 | 0 | 0 | 0 |  |  | 0 | 0 | 0 | 0 | -458.0311 | 0 | 0 | 0 | 0 | -458.0311 |  |  | 0 | -458.0311 | -458.0311
[104 empty] | RATEBASE | 0 | 0 | 0 | 0 | 0 | 0 | 0 | 0 | 0 | 0 | 0 | 0 |  |  | 0 | 0 | 0 | 0 | 0 | 0 | 0 | 0 | 0 | 0 |  |  | 0 | 0 | 0

## 9. Bill Impact Estimate
|  | 2022 | 2023 | 2024 | 2025 | Total | Source
No CETA Portfolio Cost | $ | 626182760.9982 | 653607451.9212 | 651488539.7419 | 650995287.037 | 2582274039.6983 | Incremental Cost Tab
Increase | $ |  | 27424690.923 | -2118912.1793 | -493252.7049 | 24812526.0388
CEIP Portfolio Cost | $ | 671499262.0875 | 725789203.7006 | 794099486.9806 | 841193447.4347 | 3032581400.2034 | Incremental Cost Summary
Increase | $ |  | 54289941.6131 | 68310283.28 | 47093960.4542 | 169694185.3472
Difference in Portfolio Costs |  | 45316501.0893 | 72181751.7794 | 142610947.2387 | 190198160.3977
Annual Sales Forecast | MWh | 19668370 | 19509096 | 19423911 | 19201550 |  | IRP Baseline - F20 Load Forecast, includes Conservation
Average Power Rate Annual Increase without CETA | $/kWh |  | 0.0014057 | -0.00010909 | -2.5688e-05 | 0.001271
Average Power Rate Annual Increase with CETA | $/kWh |  | 0.0027828 | 0.0035168 | 0.0024526 | 0.0087522
Difference |  |  | 0.0013771 | 0.0036259 | 0.0024783 | 0.0074813
Average Annual Use Per Residential Customer | MWh | 9.9949 | 9.7866 | 9.6858 | 9.5469 | 39.0141 | IRP Baseline - F20 Load Forecast Annual Use Per Customer, includes Conservation
Average Annual Bill Increase without CETA | $ |  | 13.7574 | -1.0566 | -0.24524 | 12.4555
Average Annual Bill Increase with CETA | $ |  | 27.2341 | 34.0632 | 23.4148 | 84.7121
Difference | $ |  | 13.4767 | 35.1198 | 23.6601 | 72.2566
Running Total of Bill Increase Without CETA | $ |  | 13.7574 | 12.7008 | 12.4555
Running Total of Difference | $ |  | 13.4767 | 48.5965 | 72.2566
Monthly | $ |  | 1.1231 | 4.0497 | 6.0214
Average Annual Use Per Commercial Customer | MWh | 60.3799 | 59.3864 | 58.1695 | 56.4406 | 234.3764 | IRP Baseline - F20 Load Forecast Annual Use Per Customer, includes Conservation
Average Annual Bill Increase without CETA | $ |  | 83.4817 | -6.3456 | -1.4499 | 75.6863
Average Annual Bill Increase with CETA | $ |  | 165.2604 | 204.5712 | 138.427 | 508.2587
Difference | $ |  | 81.7787 | 210.9168 | 139.8769 | 432.5724
Running Total of Bill Increase Without CETA | $ |  | 83.4817 | 77.1361 | 75.6863
Running Total of Difference | $ |  | 81.7787 | 292.6956 | 432.5724
Monthly | $ |  | 6.8149 | 24.3913 | 36.0477
Notes:
Assumes all other costs remain the same between scenarios, including existing contracts and other utility costs

## Inc Cost Sum for Display
|  |  | 2022 | 2023 | 2024 | 2025 | 2022-2025 Incremental Cost | % |  |  |  | 2022 | 2023 | 2024 | 2025 | 2022-2025 Incremental Cost | %
Estimated Incremental Cost Calculation | [8 empty] | Estimated Incremental Cost Calculation ($000)
Energy Efficiency | [8 empty] | Energy Efficiency
No-CETA Requirements | 662047.7784 | MWh through 2025 | 64352473.5454 | 64352473.5454 | 64352473.5454 | 64352473.5454 |  |  | No-CETA Requirements | 662047.7784 | MWh through 2025 | 64352.4735 | 64352.4735 | 64352.4735 | 64352.4735
With-CETA Requirements | 1048560.2055 | MWh through 2025 | 101922316.0108 | 101922316.0108 | 101922316.0108 | 101922316.0108 |  |  | With-CETA Requirements | 1048560.2055 | MWh through 2025 | 101922.316 | 101922.316 | 101922.316 | 101922.316
Incremental Cost |  |  | 37569842.4655 | 37569842.4655 | 37569842.4655 | 37569842.4655 | 150279369.8619 | 33.37% | Incremental Cost |  |  | 37569.8425 | 37569.8425 | 37569.8425 | 37569.8425 | 150279.3699 | 33.37%
Demand Response | [8 empty] | Demand Response
No-CETA Requirements | 6.885 | MW by 2025 | 99542.061 | 296295.5755 | 364670.6887 | 914580.9477 |  |  | No-CETA Requirements | 6.885 | MW by 2025 | 99.5421 | 296.2956 | 364.6707 | 914.5809
With-CETA Requirements | 23.6548 | MW by 2025 | 341995.9642 | 1017980.6409 | 1252896.5402 | 3142219.3792 |  |  | With-CETA Requirements | 23.6548 | MW by 2025 | 341.996 | 1017.9806 | 1252.8965 | 3142.2194
Incremental Cost |  |  | 242453.9032 | 721685.0654 | 888225.8514 | 2227638.4314 | 4080003.2515 | 0.906% | Incremental Cost |  |  | 242.4539 | 721.6851 | 888.2259 | 2227.6384 | 4080.0033 | 0.906%
Energy Supply Portfolio | [8 empty] | Energy Supply Portfolio
No-CETA Requirements | 1081 | aMW in 2025 | 561730745.3918 | 588958682.8003 | 586771395.5078 | 585728232.5439 |  |  | No-CETA Requirements | 1081 | aMW in 2025 | 561730.7454 | 588958.6828 | 586771.3955 | 585728.2325
With-CETA Requirements | 1316 | aMW in 2025 | 562142339.592 | 600124124.7835 | 661577282.927 | 700185769.4116 |  |  | With-CETA Requirements | 1316 | aMW in 2025 | 562142.3396 | 600124.1248 | 661577.2829 | 700185.7694
Incremental Cost |  |  | 411594.2001 | 11165441.9832 | 74805887.4192 | 114457536.8676 | 200840460.4702 | 44.6% | Incremental Cost |  |  | 411.5942 | 11165.442 | 74805.8874 | 114457.5369 | 200840.4605 | 44.6%
Technology and Enabling Costs for Distributed Energy Resources | [8 empty] | Technology and Enabling Costs for Distributed Energy Resources
No-CETA Requirements |  |  | 135957223 | 258263790 | 309517483 | 321123592 |  |  | No-CETA Requirements |  |  | 135957.223 | 258263.79 | 309517.483 | 321123.592
With-CETA Requirements |  |  | 146726483 | 305044092 | 360169066.5 | 376746175.5 |  |  | With-CETA Requirements |  |  | 146726.483 | 305044.092 | 360169.0665 | 376746.1755
Incremental Cost |  |  | 4074735.5205 | 10785453.8903 | 16969485.8556 | 23320506.1576 | 55150181.4241 | 12.25% | * Incremental Cost |  |  | 4074.7355 | 10785.4539 | 16969.4859 | 23320.5062 | 55150.1814 | 12.25%
Customer Education and Outreach | [8 empty] | Customer Education and Outreach
No-CETA Requirements |  |  | 0 | 0 | 0 | 0 |  |  | No-CETA Requirements |  |  | 0 | 0 | 0 | 0
With-CETA Requirements |  |  | 959640 | 9829637.5 | 10215072.5 | 10406142.5 |  |  | With-CETA Requirements |  |  | 959.64 | 9829.6375 | 10215.0725 | 10406.1425
Incremental Cost |  |  | 959640 | 9829637.5 | 10215072.5 | 10406142.5 | 31410492.5 | 6.975% | Incremental Cost |  |  | 959.64 | 9829.6375 | 10215.0725 | 10406.1425 | 31410.4925 | 6.975%
Administration and Reporting | [8 empty] | Administration and Reporting
No-CETA Requirements |  |  | 0 | 0 | 0 | 0 |  |  | No-CETA Requirements |  |  | 0 | 0 | 0 | 0
With-CETA Requirements |  |  | 2058235 | 2109690.875 | 2162433.1469 | 2216493.9755 |  |  | With-CETA Requirements |  |  | 2058.235 | 2109.6909 | 2162.4331 | 2216.494
Incremental Cost |  |  | 2058235 | 2109690.875 | 2162433.1469 | 2216493.9755 | 8546852.9974 | 1.898% | Incremental Cost |  |  | 2058.235 | 2109.6909 | 2162.4331 | 2216.494 | 8546.853 | 1.898%
Total Cost |  |  | 814151009.567 | 1020047841.8102 | 1137299067.6249 | 1194619116.7771 |  |  | Total Cost |  |  | 814151.0096 | 1020047.8418 | 1137299.0676 | 1194619.1168
Total Incremental Cost Forecast |  |  | 45316501.0893 | 72181751.7794 | 142610947.2387 | 190198160.3977 | 450307360.5051 | 100% | Total Incremental Cost Forecast |  |  | 45316.5011 | 72181.7518 | 142610.9472 | 190198.1604 | 450307.3605 | 100%
* The Incremental Cost of DER Enablements and Grid Mod is not calculated as the delta between No-CETA and With-CETA requirements. These two requirements capture the capital costs from a budget view, while the incremetal cost is in revenue requirement view
Calculation of Estimated 2% in Weather Adjusted Sales Revenue |  | 2021 | 2022 | 2023 | 2024 | 2025 |  |  | Calculation of Estimated 2% in Weather Adjusted Sales Revenue |  | 2021 | 2022 | 2023 | 2024 | 2025
PSE 2020 Retail Sales to Customers | 1988341486.6752 | [7 empty] | PSE 2020 Retail Sales to Customers | 1988341.4867
Escalated at 2.5% per year | 2.5% | 2038050023.8421 | 2089001274.4382 | 2141226306.2991 | 2194756963.9566 | 2249625888.0555 |  |  | Escalated at 2.5% per year | 2.5% | 2038050.0238 | 2089001.2744 | 2141226.3063 | 2194756.964 | 2249625.8881
2% of Previous Year's Forecasted Weather Adjusted Retail Sales | 2% |  | 40761000.4768 | 41780025.4888 | 42824526.126 | 43895139.2791 |  |  | 2% of Previous Year's Forecasted Weather Adjusted Retail Sales |  |  | 40761.0005 | 41780.0255 | 42824.5261 | 43895.1393
Compounding Effect for 2% Annual Increase in Weather-Adjusted Sales Revenue | 2% |  |  | 815220.0095 | 1650820.5193 | 2507311.0418 |  |  | Compounding Effect for 2% Annual Increase in Weather-Adjusted Sales Revenue |  |  | 0 | 815.22 | 1650.8205 | 2507.311
Total 2% Increase Estimate, Including Compounding |  |  | 40761000.4768 | 42595245.4983 | 44475346.6453 | 46402450.321 |  |  | Total 2% Increase Estimate, Including Compounding |  |  | 40761.0005 | 42595.2455 | 44475.3466 | 46402.4503
Estimated 2% Annual Increase in Weather-Adjusted Sales Revenue, Including Compounding |  |  | 40761000.4768 | 42595245.4983 | 44475346.6453 | 46402450.321 |  |  | Estimated 2% Annual Increase in Weather-Adjusted Sales Revenue, Including Compounding |  |  | 40761.0005 | 42595.2455 | 44475.3466 | 46402.4503
Cumulative Estimated 2% Annual Increase in Weather-Adjusted Sales Revenue |  |  | 40761000.4768 | 83356245.9751 | 127831592.6204 | 174234042.9414 |  |  | Cumulative Estimated 2% Annual Increase in Weather-Adjusted Sales Revenue |  |  | 40761.0005 | 83356.246 | 127831.5926 | 174234.0429
Comparison of Forecast Incremental Cost and Estimated 2% Increase in Weather Adjusted Sales Revenue | [8 empty] | Comparison of Forecast Incremental Cost and Estimated 2% Increase in Weather Adjusted Sales Revenue
Estimated Incremental Cost |  |  | 45316501.0893 | 72181751.7794 | 142610947.2387 | 190198160.3977 |  |  | Estimated Incremental Cost |  |  | 45316.5011 | 72181.7518 | 142610.9472 | 190198.1604
Annual Comparison |  |  | 4555500.6125 | -11174494.1957 | 14779354.6182 | 15964117.4563 |  |  | Annual Comparison |  |  | 4555.5006 | -11174.4942 | 14779.3546 | 15964.1175
Cumulative |  |  | 4555500.6125 | -6618993.5832 | 8160361.035 | 24124478.4913 |  |  | Cumulative |  |  | 4555.5006 | -6618.9936 | 8160.361 | 24124.4785

## 2% Inc Cost Sum Charts
| 2022 | 2023 | 2024 | 2025 | Total | %
CEIP0_OctoberUpdate_21ATB - Suite 6 | 4555.5006 | -11174.4942 | 14763.0502 | 15898.1662 | 24042.2228 | 5.64%
CEIP0- Suite 6 Incremental Aggregated | 4555.5006 | -6618.9936 | 8144.0566 | 24042.2228
CEIP0 - Suite 6 Incremental | 40761.0005 | 83356.246 | 127847.897 | 174299.9942
CEIP5-Suite 6 2% | 40761.0005 | 124117.2465 | 251965.1435 | 426265.1377
2% Incremental | 40761.0005 | 83356.246 | 127847.897 | 174299.9942
Aggregate 2% Incremental | 40761.0005 | 124117.2465 | 251965.1435 | 426265.1377
Incremental Portfolio Cost | 45316.5011 | 72181.7518 | 142610.9472 | 190198.1604
Aggregate Incrmental Portfolio Cost | 45316.5011 | 117498.2529 | 260109.2001 | 450307.3605
$000
| CEIP Period 1 | Total through 2030
Aggregated 2% | 426265.1377 | 0
Current planning scenario | 450307.3605 | 0
| 5.64% | #DIV/0!

## IRP No-CETA Costs
Costs Summary | 2021 | 2022 | 2023 | 2024 | 2025 | 2026 | 2027 | 2028 | 2029 | 2030 | 2031 | 2032 | 2033 | 2034 | 2035 | 2036 | 2037 | 2038 | 2039 | 2040 | 2041 | 2042 | 2043 | 2044 | 2045 | 2046 | 2047
Existing Resources | 503090.1349 | 524065.494 | 587433.9449 | 587099.9211 | 544409.6763 | 292982.6218 | 301892.6132 | 300466.9307 | 299444.5656 | 293289.6385 | 285341.0499 | 282989.7903 | 295072.7467 | 294402.2574 | 286739.5284 | 295111.3311 | 295011.4273 | 290142.7021 | 295985.5652 | 298721.6167 | 323270.7385 | 313877.7275 | 291732.8945 | 270219.4236 | 275162.6309 | 271285.7441 | 237181.5767
New Resources | 0 | 300.4428 | 1824.5855 | 3487.7908 | 30492.7633 | 58713.3019 | 85102.1196 | 89617.5974 | 92589.2612 | 93349.8989 | 129655.8623 | 133963.8992 | 140816.5974 | 151008.4026 | 212629.9812 | 258002.5474 | 260567.4182 | 264455.803 | 274875.8357 | 324042.0994 | 334238.9053 | 345175.709 | 397433.0754 | 491013.3081 | 499836.3057 | 690942.3745 | 771221.9941
Market Purchases | 103719.3984 | 75417.1094 | 50456.5195 | 47084.8047 | 56125.9062 | 136338.0781 | 162657.125 | 176120.7969 | 192353.2344 | 195853.4219 | 198033.9688 | 223661.5156 | 236324.0781 | 247300.3281 | 246781.4375 | 257536.4531 | 271742.2188 | 289582.5 | 299778.0312 | 317868.0938 | 330305.2188 | 376559.625 | 423640.625 | 441242.25 | 475072.9375 | 487134.8438 | 385023.2812
Market Sales | -22774.6992 | -38052.3008 | -50756.3672 | -50901.1211 | -45300.1133 | -13528.8486 | -16944.6074 | -17703.332 | -15690.8291 | -17422.8301 | -18639.877 | -19648.6289 | -22125.9531 | -23082.6523 | -23331.1387 | -29361.666 | -28610.8066 | -29579.5098 | -31263.4922 | -33239.9883 | -38406.8086 | -34768.7852 | -31548.0137 | -35261.3984 | -32075.6621 | -39596.7617 | -39958.457
CEIP Resources | 0 | 0 | 0 | 0 | 0 | 0 | 0 | 0 | 0 | 0 | 0 | 0 | 0 | 0 | 0 | 0 | 0 | 0 | 0 | 0 | 0 | 0 | 0 | 0 | 0 | 0 | 0
New Demand-side resource | 0 | 111860.4465 | 131856.8696 | 146365.4661 | 156483.3958 | 170110.605 | 184578.2915 | 199558.4038 | 206036.7195 | 223658.4465 | 236551.8752 | 163343.229 | 162852.2099 | 181166.3577 | 188185.4347 | 188356.5297 | 175383.7722 | 143293.9377 | 144259.7478 | 139789.5083 | 117096.1733 | 109897.3139 | 79598.9872 | 81736.7808 | 76365.3709 | 76379.7538 | 76381.4759
New Resource 3846 from 21IRPDR1 DR Res CPP-No Enablement | 0 | 0 | 0 | 0 | 0 | 530.087 | 553.718 | 1063.9508 | 1110.0487 | 1160.7177 | 1213.4669 | 154.635 | 157.9662 | 161.5713 | 165.5194 | 169.7807 | 172.7467 | 176.1727 | 179.7755 | 184.0963 | 187.3279 | 191.2861 | 195.1346 | 199.5414 | 202.5545 | 206.4132 | 211.5735
New Resource 3871 from 21IRPDR2 DR Res CPP-With Enablement | 0 | 0 | 0 | 0 | 8.6706 | 8.9154 | 16.4301 | 17.1771 | 17.8985 | 18.586 | 3.506 | 3.5962 | 3.6726 | 3.761 | 3.8591 | 3.9425 | 4.0263 | 4.1044 | 4.21 | 4.3029 | 4.3988 | 4.4833 | 4.5676 | 4.6919 | 4.7671 | 4.8863 | 5.0084
New Resource 3903 from 21IRPDR3 DR Res DLC Heat-Switch | 0 | 0 | 0 | 0 | 0 | 0 | 0 | 0 | 1041.2057 | 1193.9041 | 2491.863 | 2859.9319 | 3251.844 | 3685.0383 | 1530.5725 | 1626.6046 | 1717.9178 | 1817.8849 | 1921.7758 | 2037.1368 | 2140.6467 | 2253.8186 | 2370.9124 | 2495.5154 | 2617.0881 | 2745.2939 | 2878.4592
New Resource 3928 from 21IRPDR4 DR Res DLC Heat-BYOT | 0 | 0 | 0 | 0 | 0 | 0 | 0 | 2.8221 | 7.8815 | 16.6639 | 30.2763 | 49.7871 | 57.6059 | 71.844 | 85.8123 | 99.477 | 110.5674 | 120.0484 | 128.7186 | 136.5618 | 143.4488 | 151.0855 | 159.4083 | 167.8281 | 176.0419 | 185.3208 | 194.3973
New Resource 3956 from 21IRPDR5 DR Res DLC ERWH-Switch | 0 | 0 | 0 | 0 | 0 | 0 | 0 | 0 | 0 | 3852.75 | 3843.7959 | 7394.1333 | 7176.7617 | 6838.9814 | 6351.1445 | 1287.9233 | 1205.35 | 1112.1212 | 1003.6041 | 881.0278 | 734.3621 | 571.8114 | 531.1644 | 1146.8435 | 1190.2694 | 1238.8638 | 1288.0081
New Resource 3975 from 21IRPDR6 DR Res DLC ERWH-Grid-Enabled | 0 | 0 | 82.8688 | 196.5168 | 527.7145 | 855.9449 | 1260.8098 | 1756.1418 | 1437.3784 | 1645.1292 | 1874.2983 | 2127.2485 | 2393.1008 | 2679.719 | 2994.1392 | 2826.8523 | 2763.7625 | 2906.729 | 3056.3079 | 3220.7085 | 3368.3264 | 3531.4771 | 3700.9075 | 3881.5217 | 4054.6958 | 4204.8081 | 4359.8921
New Resource 4027 from 21IRPDR8 DR Res DLC HPWH-Grid-Enabled | 0 | 0 | 3.8778 | 9.2636 | 24.2685 | 39.7638 | 58.7293 | 83.9905 | 75.3976 | 86.4531 | 98.1086 | 110.6051 | 123.1694 | 138.4769 | 152.6549 | 148.4072 | 146.6691 | 151.0069 | 157.3516 | 164.3864 | 170.6788 | 177.6709 | 182.8217 | 190.7002 | 197.9109 | 203.6108 | 209.472
New Resource 4059 from 21IRPDR9 DR Small Com DLC Heat-Switch | 0 | 0 | 0 | 0 | 0 | 0 | 0 | 0 | 160.2566 | 176.854 | 365.737 | 402.5046 | 441.0952 | 484.9406 | 130.5899 | 140.6659 | 150.0621 | 160.3335 | 171.2368 | 182.9402 | 193.8008 | 205.2999 | 217.7435 | 230.2844 | 242.9266 | 256.4542 | 270.1752
New Resource 4079 from 21IRPDR10 DR Medium Com DLC Heat-Switch | 0 | 0 | 50.5986 | 47.824 | 100.8153 | 96.9758 | 94.888 | 93.8309 | -34.7089 | -32.3021 | -29.2833 | -26.5743 | -23.1098 | -20.2073 | -16.6659 | -13.3748 | -9.7684 | -5.9318 | -1.7918 | 2.6394 | 6.8263 | 11.2966 | 16.0937 | 20.6395 | 25.9527 | 30.9199 | 36.1193
New Resource 4116 from 21IRPDR11 DR C&I Curtailment-Manual | 0 | 0 | 0 | 0 | 0 | 0 | 0 | 0 | 0 | 0 | 0 | 0 | 0 | 24.8139 | 51.9743 | 106.8391 | 164.9782 | 227.4549 | 294.1731 | 304.8626 | 315.4777 | 327.3081 | 338.1855 | 350.3595 | 362.384 | 378.6983 | 392.6275
New Resource 4142 from 21IRPDR12 DR C&I Curtailment-AutoDR | 0 | 0 | 0 | 0 | 0 | 0 | 0 | 0 | 0 | 0 | 0 | 0 | 0 | 117.739 | 140.0216 | 288.0149 | 337.6323 | 396.2814 | 457.0242 | 234.3862 | 249.3006 | 265.8304 | 267.0991 | 273.7703 | 299.1564 | 320.091 | 324.6196
New Resource 4159 from 21IRPDR13 DR C&I CPP-No Enablement | 0 | 0 | 0 | 0 | 75.278 | 80.9163 | 115.9435 | 121.5716 | 125.4484 | 129.2803 | 58.1398 | 60.1587 | 61.1135 | 62.661 | 64.4476 | 65.8866 | 67.3002 | 69.3282 | 70.8859 | 73.1659 | 74.3545 | 76.3753 | 77.8134 | 80.1155 | 82.0176 | 83.5364 | 85.7224
New Resource 4243 from 21IRPDR16 DR Res Behavior DR-Winter | 0 | 0 | 0 | 0 | 0 | 0 | 0 | 0 | 0 | 0 | 106.9962 | 223.3797 | 348.6555 | 483.3972 | 628.3489 | 654.3572 | 677.6082 | 704.4847 | 733.3 | 765.2065 | 791.824 | 822.5874 | 856.6425 | 894.3298 | 928.3568 | 966.0934 | 1003.8958

## CEIP With-CETA Costs
Costs Summary | 2021 | 2022 | 2023 | 2024 | 2025 | 2026 | 2027 | 2028 | 2029 | 2030 | 2031 | 2032 | 2033 | 2034 | 2035 | 2036 | 2037 | 2038 | 2039 | 2040 | 2041 | 2042 | 2043 | 2044 | 2045
Existing Resources | 503090.1349 | 523989.8502 | 588503.6056 | 585457.8525 | 540948.0989 | 290832.9618 | 290610.2289 | 283230.8188 | 282057.525 | 269965.7275 | 268153.8185 | 260432.7715 | 260897.8347 | 262552.3542 | 267157.3323 | 259532.0853 | 258646.8271 | 251923.3512 | 251124.1238 | 247004.8542 | 243336.6001 | 237056.0847 | 191076.6982 | 146639.2731 | 135261.0916
New Resources | 0 | 300.4428 | 1824.5855 | 82583.4509 | 158520.2743 | 259683.6464 | 335242.7549 | 427881.0574 | 490026.8412 | 575562.923 | 609415.1179 | 670926.1449 | 710400.0919 | 769530.8323 | 861019.5022 | 974865.0035 | 1054491.463 | 1149395.3062 | 1235247.6124 | 1325316.2437 | 1394575.7458 | 1552529.3656 | 1730601.5462 | 1924739.6832 | 2022545.0743
Market Purchases | 103719.3984 | 75310.2031 | 49883.6406 | 36532.6914 | 35911.5586 | 90527.8281 | 102760.6172 | 96097.3281 | 96004.0703 | 86556.1406 | 83919.0938 | 89369.9062 | 92198.5938 | 90657.1875 | 90045.6562 | 96081.8828 | 93066.3984 | 89359.4766 | 87949.6797 | 92689.6797 | 99438.9688 | 101237.5781 | 114905.6562 | 119388.2656 | 131232.2656
Market Sales | -22774.6992 | -38216.7539 | -51782.7539 | -61395.7695 | -64920.5273 | -21633.1426 | -28126.8984 | -34371.2734 | -37377.8945 | -45606.5625 | -45334.1758 | -48225.4336 | -55483.6523 | -57684.8047 | -60549.8867 | -65780.1562 | -68324.9062 | -70792.3047 | -70302.9609 | -70980.0547 | -67696.8984 | -69696.3672 | -67799.2812 | -66578.8906 | -63226.5625
CEIP Resources | 0 | 758.5974 | 11695.047 | 18399.0576 | 29726.365 | 19625.5833 | 19449.9115 | 19426.3103 | 19354.029 | 19383.8817 | 19800.8758 | 20313.2719 | 28212.7654 | 31825.365 | 40443.0523 | 22313.3164 | 22768.4494 | 23318.7122 | 23926.441 | 24591.4232 | 25115.5344 | 25781.2338 | 29565.1097 | 32793.4216 | 40112.3699
New Demand-side resource | 0 | 113711.0084 | 135108.1733 | 150679.3137 | 163445.3098 | 178536.6138 | 194250.1392 | 210407.7178 | 217958.5046 | 236650.488 | 250597.9055 | 178403.1986 | 178949.7906 | 198147.6179 | 200506.8807 | 200356.7443 | 186508.1416 | 154497.3244 | 156006.4436 | 151189.5172 | 128008.5615 | 120640.5571 | 90230.8928 | 91753.6659 | 86232.7546
New Resource 3725 from 21IRPDR1 DR Res CPP-No Enablement | 0 | 0 | 0 | 0 | 517.1581 | 540.2126 | 1035.1648 | 1085.9414 | 1132.4075 | 1183.8701 | 150.4513 | 154.5356 | 157.6305 | 161.4823 | 165.1872 | 168.9951 | 171.8758 | 175.3908 | 179.1155 | 183.2596 | 186.6206 | 190.3752 | 194.1427 | 198.1555 | 201.3787
New Resource 3726 from 21IRPDR2 DR Res CPP-With Enablement | 0 | 0 | 0 | 0 | 8.6706 | 8.9154 | 16.4301 | 17.1771 | 17.8985 | 18.586 | 3.506 | 3.5962 | 3.6726 | 3.761 | 3.8591 | 3.9425 | 4.0263 | 4.1044 | 4.21 | 4.3029 | 4.3988 | 4.4833 | 4.5676 | 4.6919 | 4.7671
New Resource 3727 from 21IRPDR3 DR Res DLC Heat-Switch | 0 | 0 | 878.3497 | 992.9708 | 2068.5168 | 2338.2922 | 2639.2209 | 2978.7239 | 1112.0338 | 1186.9645 | 1269.2052 | 1355.217 | 1441.204 | 1528.1118 | 1622.621 | 1721.3433 | 1814.1914 | 1917.0221 | 2024.6051 | 2142.9668 | 2249.2017 | 2366.2781 | 2488.4834 | 2617.0322 | 2742.9126
New Resource 3728 from 21IRPDR4 DR Res DLC Heat-BYOT | 0 | 0 | 2.2857 | 6.3213 | 13.2535 | 23.9955 | 39.3986 | 45.1448 | 56.4993 | 67.426 | 78.2476 | 87.5887 | 95.2684 | 102.1651 | 108.4462 | 114.9432 | 121.1919 | 128.3672 | 135.5801 | 143.5232 | 151.1861 | 159.1119 | 167.395 | 176.1597 | 184.6955
New Resource 3729 from 21IRPDR5 DR Res DLC ERWH-Switch | 0 | 0 | 0 | 0 | 0 | 3473.7578 | 3450.8223 | 6639.4106 | 6418.9165 | 6093.3823 | 5636.3218 | 1059.8376 | 998.9883 | 923.4622 | 836.8724 | 735.8987 | 615.6945 | 481.1429 | 448.4971 | 1007.0764 | 1045.412 | 1089.3734 | 1133.9054 | 1182.182 | 1228.0496
New Resource 3730 from 21IRPDR6 DR Res DLC ERWH-Grid-Enabled | 0 | 0 | 82.8688 | 196.5168 | 527.7145 | 855.9449 | 1260.8098 | 1756.1418 | 1437.3784 | 1645.1292 | 1874.2983 | 2127.2485 | 2393.1008 | 2679.719 | 2994.1392 | 2826.8523 | 2763.7625 | 2906.729 | 3056.3079 | 3220.7085 | 3368.3264 | 3531.4771 | 3700.9075 | 3881.5217 | 4054.6958
New Resource 3757 from 21IRPDR8 DR Res DLC HPWH-Grid-Enabled | 0 | 0 | 3.8778 | 9.2636 | 24.2685 | 39.7638 | 58.7293 | 83.9905 | 75.3976 | 86.4531 | 98.1086 | 110.6051 | 123.1694 | 138.4769 | 152.6549 | 148.4072 | 146.6691 | 151.0069 | 157.3516 | 164.3864 | 170.6788 | 177.6709 | 182.8217 | 190.7002 | 197.9109
New Resource 3758 from 21IRPDR9 DR Small Com DLC Heat-Switch | 0 | 0 | 0 | 0 | 0 | 147.4217 | 161.4852 | 334.8929 | 364.5047 | 397.864 | 436.0613 | 106.8188 | 116.0182 | 124.6185 | 134.1784 | 144.1767 | 153.6751 | 164.2739 | 175.0513 | 187.2175 | 197.9187 | 209.7333 | 222.4572 | 235.3229 | 248.5978
New Resource 3759 from 21IRPDR10 DR Medium Com DLC Heat-Switch | 0 | 0 | 50.5986 | 47.824 | 100.8153 | 96.9758 | 94.888 | 93.8309 | -34.7089 | -32.3021 | -29.2833 | -26.5743 | -23.1098 | -20.2073 | -16.6659 | -13.3748 | -9.7684 | -5.9318 | -1.7918 | 2.6394 | 6.8263 | 11.2966 | 16.0937 | 20.6395 | 25.9527
New Resource 3760 from 21IRPDR11 DR C&I Curtailment-Manual | 0 | 0 | 0 | 0 | 0 | 20.3659 | 42.6577 | 87.6878 | 135.4053 | 186.6828 | 241.4415 | 250.215 | 258.9272 | 268.637 | 277.5646 | 287.5564 | 297.4254 | 310.8154 | 322.2477 | 333.718 | 346.256 | 358.8559 | 371.8694 | 387.7497 | 402.0197
New Resource 3761 from 21IRPDR12 DR C&I Curtailment-AutoDR | 0 | 0 | 0 | 0 | 0 | 95.1132 | 111.8773 | 230.2771 | 268.022 | 312.8137 | 359.4531 | 176.3716 | 188.7225 | 201.8632 | 202.8407 | 208.2852 | 228.7516 | 245.7182 | 249.3657 | 259.4826 | 273.2998 | 288.2928 | 305.0704 | 322.1142 | 339.6533
New Resource 3762 from 21IRPDR13 DR C&I CPP-No Enablement | 0 | 0 | 0 | 0 | 0 | 77.1599 | 82.9392 | 119.1677 | 124.2704 | 128.5846 | 132.5123 | 59.7565 | 61.4942 | 62.6413 | 64.2275 | 66.2398 | 67.3493 | 68.9827 | 71.0614 | 72.8571 | 74.7901 | 76.2134 | 78.2847 | 79.9772 | 81.894
New Resource 3763 from 21IRPDR14 DR C&I CPP-With Enablement | 0 | 0 | 0 | 0 | 0 | 49.6926 | 54.4376 | 75.2314 | 78.8586 | 81.758 | 84.3197 | 42.7642 | 43.7548 | 44.7207 | 45.4511 | 47.0397 | 47.99 | 49.4797 | 50.7072 | 51.5589 | 52.6693 | 54.461 | 55.6668 | 57.0483 | 58.1386
New Resource 3790 from 21IRPDR16 DR Res Behavior DR-Winter | 0 | 0 | 0 | 0 | 0 | 94.569 | 196.8957 | 309.0049 | 427.2527 | 555.3688 | 576.7762 | 600.5477 | 622.6618 | 648.1304 | 674.4832 | 701.7744 | 727.0474 | 757.1472 | 788.2975 | 822.7802 | 853.8858 | 887.2976 | 922.9705 | 962.5022 | 996.8615

## IRP No-CETA Energy
| Item | 2021 | 2022 | 2023 | 2024 | 2025 | 2026 | 2027 | 2028 | 2029 | 2030 | 2031 | 2032 | 2033 | 2034 | 2035 | 2036 | 2037 | 2038 | 2039 | 2040 | 2041 | 2042 | 2043 | 2044 | 2045
New Demand-side resource | New Resource 3829 from 21IRPDSM1 DSM Bundle 1 | 0 | 32506.1777 | 102649.5312 | 176807.0469 | 252927.4688 | 331929.3438 | 413811.5 | 499690.5312 | 583173.3125 | 669408.8125 | 758600.5 | 823955.75 | 854710.9375 | 889438.125 | 924716.3125 | 962141.375 | 994158.0625 | 1029066.125 | 1064750.125 | 1100008.75 | 1123692.125 | 1149370.75 | 1175485.625 | 1205637.375 | 1228215.125
New Demand-side resource | New Resource 3830 from 21IRPDSM2 DSM Bundle 2 | 0 | 15755.0146 | 50121.8398 | 87015.7109 | 124532.9844 | 163362.3125 | 204092.4531 | 247741.1875 | 290223.4688 | 334242.4688 | 379450.5625 | 411655.3438 | 425284.1875 | 440458.25 | 456738.125 | 473898.25 | 486978.7812 | 499703.2812 | 511545.5938 | 524541.75 | 533742.625 | 544393.875 | 555353.1875 | 568440.75 | 577541.375
New Demand-side resource | New Resource 3831 from 21IRPDSM3 DSM Bundle 3 | 0 | 10010.9463 | 31631.9688 | 53506.6133 | 75045.4766 | 96737.0078 | 118426.4766 | 140439.25 | 161965.8125 | 183719.4688 | 205395.4219 | 218063.4062 | 218244.0156 | 219304.875 | 220581.3906 | 222338.1406 | 222363.875 | 222709.3125 | 222913.7656 | 224117.2344 | 223864.9375 | 224134.6406 | 224427.6094 | 225276.25 | 224953.4531
New Demand-side resource | New Resource 3832 from 21IRPDSM4 DSM Bundle 4 | 0 | 1878.332 | 6502.7681 | 12395.583 | 19618.0664 | 28426.2324 | 39012.1172 | 51867.0234 | 66416.5078 | 83214.375 | 102006.3125 | 121635.2969 | 140503.125 | 160216.1719 | 179773.875 | 199595.6094 | 218175.1406 | 237235.25 | 256523.9688 | 273915.125 | 280999 | 282625.1875 | 283656.0938 | 285369.8438 | 285218.7812
New Demand-side resource | New Resource 3833 from 21IRPDSM5 DSM Bundle 5 | 0 | 4409.7173 | 13573.0664 | 23033.9844 | 32611.3242 | 42564.5625 | 52925.4492 | 64173.2617 | 75004.2656 | 86534.6172 | 98615.6562 | 107352.1797 | 111242.2031 | 115632.5078 | 120341.3672 | 125671.0469 | 130137.0391 | 135022.3438 | 140279.2344 | 145920.2969 | 150335.7969 | 155321.1094 | 160155.5625 | 165554.2656 | 169617.3125
New Demand-side resource | New Resource 3834 from 21IRPDSM6 DSM Bundle 6 | 0 | 1577.5909 | 4952.4316 | 8395.2373 | 11729.8896 | 15045.7939 | 18417.2871 | 21980.3203 | 25307.8359 | 28712.1133 | 32235.7812 | 34462.6797 | 34776.5469 | 35204.7656 | 35799.3477 | 36537.3672 | 36934.6406 | 37411.0117 | 38007.7969 | 38741.8125 | 39152.2812 | 39681.4023 | 40263.7461 | 41050.9805 | 41541.0508
Existing DSM | New Resource 3843 from 21IRPDSMC&S 21IRP DSM C&S | 0 | 191303.9531 | 289839.0938 | 392916.75 | 466770.6875 | 529974.3125 | 590389.875 | 648425.0625 | 701824.8125 | 758038.9375 | 818230.9375 | 868726.5 | 912955.5625 | 966767.6875 | 1026477.5625 | 1078626.375 | 1127889.5 | 1177829.875 | 1229709.375 | 1279616 | 1329608.125 | 1378971.375 | 1428075.75 | 1476690.5 | 1525608.5
Existing DSM | New Resource 3844 from 21IRPDSMPV 21IRP DSM Solar PV | 0 | 157.6998 | 430.4696 | 884.7294 | 1624.0997 | 2806.8198 | 4669.8296 | 7564.9102 | 11987.46 | 18704.5 | 26491.3008 | 35458.3203 | 45637.0586 | 57240.3984 | 70369.1797 | 85229.3516 | 101747.1562 | 120276.4844 | 140893.9375 | 163882.9844 | 188990.7812 | 216775.1719 | 247253.9219 | 280813.3438 | 316912.2188
New Demand Response | New Resource 3846 from 21IRPDR1 DR Res CPP-No Enablement | 0 | 0 | 0 | 0 | 0 | 389.6 | 789.6 | 1600.8 | 2433.5999 | 3288.8 | 4168 | 4236.7998 | 4298.3999 | 4352.7998 | 4410.3999 | 4484 | 4552.7998 | 4625.6001 | 4693.6001 | 4763.2002 | 4829.6001 | 4902.3999 | 4969.6001 | 5036 | 5093.6001
New Demand Response | New Resource 3871 from 21IRPDR2 DR Res CPP-With Enablement | 0 | 0 | 0 | 0 | 11.2 | 22.4 | 46.4 | 70.4 | 95.2 | 120 | 122.4 | 124 | 125.6 | 127.2 | 129.6 | 131.2 | 133.6 | 135.2 | 137.6 | 139.2 | 141.6 | 143.2 | 144.8 | 147.2 | 148.8
New Demand Response | New Resource 3903 from 21IRPDR3 DR Res DLC Heat-Switch | 0 | 0 | 0 | 0 | 0 | 0 | 0 | 0 | 320.8 | 648.8 | 1312.7999 | 1992 | 2686.4001 | 3396 | 3434.3999 | 3472.8 | 3510.3999 | 3548.8 | 3586.3999 | 3624.8 | 3662.3999 | 3700 | 3736 | 3772.8 | 3808.8
New Demand Response | New Resource 3928 from 21IRPDR4 DR Res DLC Heat-BYOT | 0 | 0 | 0 | 0 | 0 | 0 | 0 | 4 | 12.8 | 28.8 | 53.6 | 88 | 112.8 | 138.4 | 162.4 | 184.8 | 202.4 | 215.2 | 224.8 | 230.4 | 234.4 | 237.6 | 240.8 | 243.2 | 245.6
New Demand Response | New Resource 3956 from 21IRPDR5 DR Res DLC ERWH-Switch | 0 | 0 | 0 | 0 | 0 | 0 | 0 | 0 | 0 | 401.6 | 757.6 | 1421.6 | 1989.6 | 2456.8 | 2819.2 | 2560.8 | 2296 | 2024.7999 | 1747.2001 | 1463.2 | 1172.8 | 876 | 780.8 | 788.8 | 796
New Demand Response | New Resource 3975 from 21IRPDR6 DR Res DLC ERWH-Grid-Enabled | 0 | 0 | 5256.0034 | 16338.2412 | 44676 | 85410 | 139021.2031 | 206511.8438 | 238710 | 272173.1875 | 306249.5938 | 342048.9688 | 376592.4062 | 412683.5938 | 449475.5938 | 466254.7188 | 469623.5938 | 474178.7812 | 478734 | 484525.4375 | 487669.1875 | 492136.7812 | 496516.7812 | 502269.125 | 505276.7812
New Demand Response | New Resource 4027 from 21IRPDR8 DR Res DLC HPWH-Grid-Enabled | 0 | 0 | 87.5999 | 263.5197 | 700.7993 | 1313.9987 | 2102.3979 | 3162.2368 | 3679.1963 | 4204.7959 | 4730.4038 | 5270.4033 | 5781.603 | 6394.8022 | 6920.4019 | 7202.8813 | 7270.8013 | 7270.8013 | 7358.4014 | 7466.4014 | 7533.6011 | 7621.2012 | 7621.2012 | 7729.9209 | 7796.4009
New Demand Response | New Resource 4059 from 21IRPDR9 DR Small Com DLC Heat-Switch | 0 | 0 | 0 | 0 | 0 | 0 | 0 | 0 | 43.2 | 88 | 176.8 | 268 | 360.8 | 456 | 460 | 464.8 | 468.8 | 473.6 | 478.4 | 482.4 | 487.2 | 491.2 | 496 | 500 | 504
New Demand Response | New Resource 4079 from 21IRPDR10 DR Medium Com DLC Heat-Switch | 0 | 0 | 33.6 | 67.2 | 136.8 | 206.4 | 278.4 | 351.2 | 354.4 | 358.4 | 361.6 | 364.8 | 368.8 | 372 | 375.2 | 378.4 | 382.4 | 385.6 | 388.8 | 392 | 395.2 | 398.4 | 402.4 | 405.6 | 408.8
New Demand Response | New Resource 4116 from 21IRPDR11 DR C&I Curtailment-Manual | 0 | 0 | 0 | 0 | 0 | 0 | 0 | 0 | 0 | 0 | 0 | 0 | 0 | 18.4 | 37.6 | 75.2 | 113.6 | 152.8 | 192.8 | 194.4 | 196.8 | 199.2 | 200.8 | 202.4 | 204.8
New Demand Response | New Resource 4142 from 21IRPDR12 DR C&I Curtailment-AutoDR | 0 | 0 | 0 | 0 | 0 | 0 | 0 | 0 | 0 | 0 | 0 | 0 | 0 | 19.2 | 38.4 | 76.8 | 116 | 156.8 | 197.6 | 199.2 | 201.6 | 204.8 | 206.4 | 207.2 | 210.4
New Demand Response | New Resource 4159 from 21IRPDR13 DR C&I CPP-No Enablement | 0 | 0 | 0 | 0 | 8 | 16.8 | 33.6 | 51.2 | 68.8 | 86.4 | 87.2 | 88.8 | 89.6 | 90.4 | 91.2 | 92 | 93.6 | 95.2 | 96 | 97.6 | 98.4 | 100 | 100.8 | 102.4 | 104
New Demand Response | New Resource 4243 from 21IRPDR16 DR Res Behavior DR-Winter | 0 | 0 | 0 | 0 | 0 | 0 | 0 | 0 | 0 | 0 | 102.4 | 208 | 317.6 | 429.6 | 544.8 | 552 | 559.2 | 567.2 | 576 | 584.8 | 591.9999 | 600.0001 | 609.6 | 619.2 | 628.8
Total Energy Efficiency (MWh) |  |  | 66137.7789 | 209431.606 | 361154.1758 | 516465.21 | 678065.2529 | 846685.2832 | 1025891.5742 | 1202091.2031 | 1385831.8555 | 1576304.2344 | 1717124.6562 | 1784761.0156 | 1860254.6953 | 1937950.418 | 2020181.7891 | 2088747.5391 | 2161147.3242 | 2234020.4844 | 2307244.9688 | 2351786.7656 | 2395526.9648 | 2439341.8242 | 2491329.4648 | 2527087.0977

## CEIP With-CETA Energy
|  | 2021 | 2022 | 2023 | 2024 | 2025 | 2026 | 2027 | 2028 | 2029 | 2030 | 2031 | 2032 | 2033 | 2034 | 2035 | 2036 | 2037 | 2038 | 2039 | 2040 | 2041 | 2042 | 2043 | 2044 | 2045 | 2046 | 2047
000 Spacer
New Demand-side resource | New Resource 3711 from 21IRPDSM1 DSM Bundle 1 | 0 | 32506.1777 | 102649.5312 | 176807.0469 | 252927.4688 | 331929.3438 | 413811.4688 | 499690.5 | 583173.3125 | 669408.75 | 758600.4375 | 823955.6875 | 854710.8125 | 889438.0625 | 924625.3125 | 961771.625 | 994153.5 | 1028737.375 | 1064535.75 | 1099885.5 | 1123330.75 | 1148018.75 | 1171784.125 | 1198071.125 | 1216759 | 1215610 | 1215472.875
New Demand-side resource | New Resource 3712 from 21IRPDSM2 DSM Bundle 2 | 0 | 15755.0146 | 50121.8398 | 87015.7109 | 124532.9844 | 163362.3125 | 204092.4531 | 247741.1875 | 290223.4688 | 334242.4688 | 379450.5625 | 411655.2812 | 425284.1562 | 440458.1875 | 456551.5625 | 473584.5625 | 485385.7188 | 498574.1875 | 511232.7812 | 523985.25 | 531422.8125 | 539374.75 | 548068.6875 | 561944.1875 | 568995.3125 | 567614.0625 | 567483.75
New Demand-side resource | New Resource 3713 from 21IRPDSM3 DSM Bundle 3 | 0 | 10010.9463 | 31631.9688 | 53506.6133 | 75045.4766 | 96737.0078 | 118426.4766 | 140439.25 | 161965.8125 | 183719.4688 | 205395.4219 | 218063.3906 | 218244.0156 | 219304.8438 | 220581.3594 | 222338.1406 | 222363.8594 | 222680.4062 | 222897.4219 | 224117.2188 | 223864.9219 | 224006.5781 | 224127.125 | 224284.4062 | 223585.1875 | 223373.8594 | 223182.8281
New Demand-side resource | New Resource 3714 from 21IRPDSM4 DSM Bundle 4 | 0 | 1878.332 | 6502.7681 | 12395.583 | 19618.0664 | 28426.2324 | 39012.1172 | 51867.0234 | 66416.5078 | 83214.375 | 102006.3125 | 121565.2266 | 140503.125 | 160187.2969 | 179692.5312 | 199268.5156 | 216863.2969 | 235084.75 | 255024.4219 | 272286.4688 | 280772.4375 | 282394.4062 | 283160.4375 | 284099.4375 | 283289.5938 | 283243.3125 | 283105.3438
New Demand-side resource | New Resource 3715 from 21IRPDSM5 DSM Bundle 5 | 0 | 4409.7173 | 13573.0664 | 23033.9844 | 32611.3242 | 42564.5625 | 52925.4492 | 64173.2617 | 75004.2656 | 86534.6172 | 98615.6562 | 107352.1641 | 111242.1875 | 115632.4922 | 120310.1172 | 125540.25 | 129594.2656 | 134331.1094 | 139869.2812 | 145274.8906 | 148978.0625 | 153410.6562 | 157339 | 161977.0781 | 165299.2344 | 165066.0469 | 165193.5469
New Demand-side resource | New Resource 3716 from 21IRPDSM6 DSM Bundle 6 | 0 | 1577.5909 | 4952.4316 | 8395.2373 | 11729.8896 | 15045.7939 | 18417.2871 | 21980.3203 | 25307.8359 | 28712.1133 | 32235.7812 | 34462.6758 | 34776.543 | 35204.7617 | 35785.8008 | 36519.9727 | 36887.8633 | 37258.3008 | 37938.3398 | 38635.4023 | 38948.0547 | 39170.6875 | 39516.6133 | 40071.5508 | 40675.5469 | 40621.8008 | 40587.5391
New Demand-side resource | New Resource 3717 from 21IRPDSM7 DSM Bundle 7 | 0 | 5376.9829 | 17901.7812 | 32892.8945 | 49712.7539 | 68717.8359 | 90276.875 | 114838.5859 | 140196.8125 | 167556.2188 | 197076.6719 | 224180.2812 | 245731.9219 | 268175.9375 | 292155.75 | 316594.25 | 337137.5625 | 359925.1875 | 384785.9688 | 406400.2188 | 419902 | 430680.1875 | 438112.6875 | 447371.4062 | 454337.8125 | 453655.7812 | 453776.1875
New Demand-side resource | New Resource 3718 from 21IRPDSM8 DSM Bundle 8 | 0 | 4061.7908 | 14154.8477 | 26649.2871 | 39977.5117 | 54045.0742 | 69481.2578 | 86607.7734 | 103533.2344 | 120857.3125 | 140250.375 | 158410.5156 | 171748.4375 | 185698.5625 | 203140.2344 | 221120.9062 | 234641.5625 | 245679.5625 | 255005.2188 | 264787.3125 | 270512.5625 | 277719.1875 | 284123.0312 | 291565.3125 | 298779.5312 | 298082.3125 | 298015.3125
New Demand-side resource | New Resource 3719 from 21IRPDSM9 DSM Bundle 9 | 0 | 10001.8877 | 33314.7695 | 60070.8867 | 88600.5625 | 118714.7266 | 149840.125 | 182212.5781 | 213922.9375 | 246399.8906 | 279244.7188 | 306993.6562 | 326087.8438 | 346027.3438 | 366501.125 | 387391.7812 | 403461.8438 | 415108.5 | 419922.2188 | 424842.2812 | 427371.0312 | 427799.3438 | 428201.1875 | 431626.4375 | 431282.7812 | 430077.125 | 430044.25
New Demand-side resource | New Resource 3720 from 21IRPDSM10 DSM Bundle 10 | 0 | 1662.364 | 6006.8501 | 12057.1055 | 19693.6191 | 29047.3105 | 40444.1602 | 54403.6641 | 70550.7969 | 89711.3359 | 111872.4297 | 136887.2031 | 163610.5312 | 193174.7969 | 224827.1562 | 258849.4219 | 291407.1875 | 324997.5625 | 359509.375 | 392684.25 | 422322.375 | 453416.7812 | 476379.7812 | 496025.625 | 514495.8438 | 514496.5938 | 514866.6875
New Demand-side resource | New Resource 3721 from 21IRPDSM11 DSM Bundle 11 | 0 | 905.9468 | 3057.0293 | 5742.2935 | 8993.6729 | 12930.585 | 17611.4863 | 23259.2949 | 29518.0098 | 36719.2422 | 44675.9727 | 52709.1094 | 60150.1797 | 67917.9531 | 75652.625 | 83683.9688 | 90883.3125 | 98534.6719 | 106419.3984 | 113622.5234 | 119830.3516 | 126012.5938 | 130300.6641 | 131195.2188 | 130784.0234 | 130784.0234 | 130784.0234
New Demand-side resource | New Resource 3722 from 21IRPDSMDE DSM Bundle Distribution Efficiency | 0 | 3596.6064 | 11467.8086 | 20101.4395 | 33815.2969 | 52702.7461 | 71591.7422 | 90708.3125 | 109365.4141 | 128253.3438 | 147147.5781 | 166472.5312 | 184922.25 | 203787.1406 | 213944.5625 | 214375.9219 | 213226.8281 | 212114.125 | 212877.7344 | 212608.7656 | 210784.3906 | 210277.0312 | 208676.7344 | 207361.0469 | 205986.7812 | 214068.625 | 214068.625
New Demand Response | New Resource 3725 from 21IRPDR1 DR Res CPP-No Enablement | 0 | 0 | 0 | 0 | 389.6 | 789.6 | 1600.8 | 2433.5999 | 3288.8 | 4168 | 4236.7998 | 4298.3999 | 4352.7998 | 4410.3999 | 4484 | 4552.7998 | 4625.6001 | 4693.6001 | 4763.2002 | 4829.6001 | 4902.3999 | 4969.5996 | 5035.9995 | 5088.0303 | 5140.0103 | 5121.9033 | 5132.9927
New Demand Response | New Resource 3726 from 21IRPDR2 DR Res CPP-With Enablement | 0 | 0 | 0 | 0 | 11.2 | 22.4 | 46.4 | 70.4 | 95.2 | 120 | 122.4 | 124 | 125.6 | 127.2 | 129.6 | 131.2 | 133.6 | 135.2 | 137.6 | 139.2 | 141.6 | 143.2 | 144.8 | 145.36 | 145.08 | 146.94 | 146.94
New Demand Response | New Resource 3727 from 21IRPDR3 DR Res DLC Heat-Switch | 0 | 0 | 320.8 | 648.8 | 1312.7999 | 1992 | 2686.4001 | 3396 | 3434.3999 | 3472.8 | 3510.3999 | 3548.8 | 3586.3999 | 3624.8 | 3662.3999 | 3700 | 3736 | 3772.8 | 3808.8 | 3844.8 | 3879.9998 | 3915.2 | 3950.3997 | 3984.7996 | 3969.75 | 3969.7498 | 4019.9998
New Demand Response | New Resource 3728 from 21IRPDR4 DR Res DLC Heat-BYOT | 0 | 0 | 4 | 12.8 | 28.8 | 53.6 | 88 | 112.8 | 138.4 | 162.4 | 184.8 | 202.4 | 215.2 | 224.8 | 230.4 | 234.4 | 237.6 | 240.8 | 243.2 | 245.6 | 248.8 | 251.2 | 253.6 | 252.8 | 251.94 | 255.17 | 255.17
New Demand Response | New Resource 3729 from 21IRPDR5 DR Res DLC ERWH-Switch | 0 | 0 | 0 | 0 | 0 | 401.6 | 757.6 | 1421.6 | 1989.6 | 2456.8 | 2819.2 | 2560.8 | 2296 | 2024.7999 | 1747.2001 | 1463.2 | 1172.8 | 876 | 780.8 | 788.8 | 796 | 803.9999 | 811.2 | 818.3999 | 816.0699 | 823.1799 | 830.29
New Demand Response | New Resource 3730 from 21IRPDR6 DR Res DLC ERWH-Grid-Enabled | 0 | 0 | 5256.0034 | 16338.2412 | 44676 | 85410 | 139021.2031 | 206511.8438 | 238710 | 272173.1875 | 306249.5938 | 341809 | 376398.875 | 412061.0938 | 447757.125 | 463170.4688 | 464000.0312 | 466977.625 | 473645.5938 | 476958.75 | 476500.0625 | 478111.5938 | 474718.8125 | 471305.5312 | 469854.3125 | 465899.5 | 466248
New Demand Response | New Resource 3757 from 21IRPDR8 DR Res DLC HPWH-Grid-Enabled | 0 | 0 | 87.5999 | 263.5197 | 700.7993 | 1313.9987 | 2102.3979 | 3162.2368 | 3679.1963 | 4204.7959 | 4730.4038 | 5265.6035 | 5778.5459 | 6384.582 | 6896.1655 | 7159.8066 | 7181.5527 | 7148.7046 | 7270.123 | 7345.1411 | 7350.3027 | 7399.8008 | 7289.103 | 7255.2788 | 7267.8677 | 7212.1782 | 7226.7065
New Demand Response | New Resource 3758 from 21IRPDR9 DR Small Com DLC Heat-Switch | 0 | 0 | 0 | 0 | 0 | 43.2 | 88 | 176.8 | 268 | 360.8 | 456 | 460 | 464.8 | 468.8 | 473.6 | 478.4 | 482.4 | 487.2 | 491.2 | 496 | 500 | 504 | 508.7999 | 506.3899 | 511.1299 | 515.08 | 519.03
New Demand Response | New Resource 3759 from 21IRPDR10 DR Medium Com DLC Heat-Switch | 0 | 0 | 33.6 | 67.2 | 136.8 | 206.4 | 278.4 | 351.2 | 354.4 | 358.4 | 361.6 | 364.8 | 368.8 | 372 | 375.2 | 378.4 | 382.4 | 385.6 | 388.8 | 392 | 395.2 | 398.4 | 402.4 | 400.53 | 403.69 | 403.69 | 403.69
New Demand Response | New Resource 3760 from 21IRPDR11 DR C&I Curtailment-Manual | 0 | 0 | 0 | 0 | 0 | 18.4 | 37.6 | 75.2 | 113.6 | 152.8 | 192.8 | 194.4 | 196.8 | 199.2 | 200.8 | 202.4 | 204.8 | 208.8 | 211.2 | 212.8 | 216 | 218.4 | 220.8 | 221.2 | 221.52 | 226.73 | 229.89
New Demand Response | New Resource 3761 from 21IRPDR12 DR C&I Curtailment-AutoDR | 0 | 0 | 0 | 0 | 0 | 19.2 | 38.4 | 76.8 | 116 | 156.8 | 197.6 | 199.2 | 201.6 | 204.8 | 206.4 | 207.2 | 210.4 | 214.4 | 216.8 | 218.4 | 221.6 | 224 | 227.2 | 226.73 | 226.98 | 233.05 | 236.21
New Demand Response | New Resource 3762 from 21IRPDR13 DR C&I CPP-No Enablement | 0 | 0 | 0 | 0 | 0 | 8 | 16.8 | 33.6 | 51.2 | 68.8 | 86.4 | 87.2 | 88.8 | 89.6 | 90.4 | 91.2 | 92 | 93.6 | 95.2 | 96 | 97.6 | 98.4 | 100 | 99.54 | 99.84 | 102.7 | 103.49
New Demand Response | New Resource 3763 from 21IRPDR14 DR C&I CPP-With Enablement | 0 | 0 | 0 | 0 | 0 | 5.6 | 12 | 24 | 36.8 | 49.6 | 62.4 | 63.2 | 64 | 64.8 | 64.8 | 65.6 | 66.4 | 68 | 68.8 | 68.8 | 69.6 | 71.2 | 72 | 71.89 | 71.76 | 73.47 | 75.05
New Demand Response | New Resource 3790 from 21IRPDR16 DR Res Behavior DR-Winter | 0 | 0 | 0 | 0 | 0 | 102.4 | 208 | 317.6 | 429.6 | 544.8 | 552 | 559.2 | 567.2 | 576 | 584.8 | 591.9999 | 600.0001 | 609.6 | 619.2 | 628.8 | 638.4 | 647.2 | 656.7999 | 666.3999 | 666.7599 | 676.24 | 683.35
Total Energy Efficiency (MWh) |  |  | 91743.3575 | 295334.6924 | 518668.0825 | 757258.627 | 1014223.5312 | 1285930.8984 | 1577921.752 | 1869178.4082 | 2175329.1367 | 2496571.918 | 2762707.7227 | 2937012.0039 | 3125007.3789 | 3313768.1367 | 3501039.3164 | 3656006.8008 | 3813025.7383 | 3970017.9102 | 4119130.082 | 4218039.75 | 4312280.9531 | 4389790.0742 | 4475592.832 | 4534270.6484 | 4536693.543 | 4536580.9688