## Run Desc
Complete | Run Sequence | Upgrade Scenario | Model | Input Change | Status
Running | 1 | ClarkFork BC | Clark Fork Only | Current | Complete
Not Start | 2 | NOX4 | Clark Fork Only | Switch NOX4 Curve to Old Curve | Complete
| 3 | NOX2 | Clark Fork Only | Switch NOX2 Curve to Old Curve | Complete
| 4 | NOX3 | Clark Fork Only | Switch NOX3 Curve to Old Curve | Complete
| 5 | NOX1 | Clark Fork Only | Switch NOX1 Curve to Old Curve | Complete
| 6 | CAB4 | Clark Fork Only | Switch CAB4 Curve to Old Curve | Complete
| 7 | CAB2 | Clark Fork Only | Switch CAB2 Curve to Old Curve | Complete
| 8 | CAB3 | Clark Fork Only | Switch CAB3 Curve to Old Curve | Complete
| 9 | LL_LF BC | LL-LF Only | Current | Complete
| 10 | LF4 | LL-LF Only | Switch LF4 Curve to Old Curve | Complete
| 11 | LL3 | LL-LF Only | Switch LL3 Curve to Old Curve | Complete
| 12 | NineMle BC | NM Only | Current | Complete
| 13 | NM2 | NM Only | Switch NM2 Curve to Old Curve | Complete
| 14 | NM1 | NM Only | Switch NM1 Curve to Old Curve | Complete

## Incremental Energy Summary
|  | Incremental MWh | [7 empty] | Incremental MWh
|  | Year | Cabinet Gorge #3 Upgrade | Cabinet Gorge #2 Upgrade | Cabinet Gorge #4 Upgrade | Noxon Rapids #1 Upgrade | Noxon Rapids #3 Upgrade | Noxon Rapids #2 Upgrade | Noxon Rapids #4 Upgrade | Year | Long Lake #3 Upgrade | Little Falls #4 Upgrade | Nine Mile #1 Upgrade | Nine Mile #2 Upgrade
Total (MWh) | 126059.9609 | 2020 | 16756.9982 | 12230.2579 | 1357.0883 | 25911.1076 | 25478.733 | 14477.1614 | 9952.4565 | 2020 | 11668.6887 | 929.7083 | 4824.8576 | 2472.9035
| 157658.3187 |  | 19534.4271 | 20504.7608 | 18144.0496 | 27032.1158 | 24078.9651 | 6724.8163 | 18851.3216 |  | 8209.2467 | 760.4138 | 8605.119 | 5213.0829
Cabinet Derating due to Coffer Dam Construction since July:
|  | HE5-HE17 | Limit Plant Generaton Output to 25MW
|  | The rest of Day | Limit Plant Generaton Output to 138MW

## Sheet1 (hidden)
Hist | 2019 | 2019 | 2019 | 2019 | 2019 | 2019 | 2019 | 2019 | 2019 | 2019 | 2019
| 2019-01-01 | 2019-01-31 | 2019-03-02 | 2019-04-02 | 2019-05-02 | 2019-06-02 | 2019-07-02 | 2019-08-01 | 2019-09-01 | 2019-10-01 | 2019-11-01
PndCabLocalFlow | -88.95 | -100.85 | -84.31 | 940.59 | 2275.13 | 1585.51 | 239.11 | -9.41 | -36.11 | 48.23 | -321.36
PndLFLocalFlow | 0 | 0 | 0 | 0 | 0 | 0 | 0 | 0 | 0 | 0 | 0
PndLLLocalFlow | 4744.85 | 4750.93 | 5770.01 | 18503.9 | 12457.05 | 4880.42 | 2081.36 | 1579.12 | 2018.14 | 2991.65 | 3082.48
PndNoxLocalFlow | 12390.86 | 10782.07 | 9258.63 | 25505.5 | 45787.89 | 33001.78 | 14247.93 | 8350.75 | 10506.63 | 10247.85 | 9650.46
PndNoxLocalFlow_Previous | 12362.2581 | 10751.1429 | 9261.7419 | 24375.1333 | 92261.1613 | 58596.6333 | 22550.2258 | 9618.8387 | 7727.6333 | 9523.6452 | 10772.0667 | 13229.0968

## ClarkFork Upgrade
|  | 1 | 2 | 3 | 4 | 5 | 6 | 7 | 8
Year | Month | ClarkForkBC | NOX4 | NOX2 | NOX3 | NOX1 | CAB4 | CAB2 | CAB3 | NOX4 Upgrade | NOX2 Upgrade | NOX3 Upgrade | NOX1 Upgrade | CAB4 Upgrade | CAB2 Upgrade | CAB3 Upgrade
2020 | 1 | 271.6107 | 269.8981 | 270.7528 | 268.1856 | 265.2286 | 265.057 | 265.057 | 262.8862 | 1.7127 | -0.85479 | 2.5673 | 2.957 | 0.17156 | 0 | 2.1708 | 8.7245
2020 | 2 | 230.1586 | 230.8437 | 229.0221 | 227.0035 | 224.3365 | 223.4807 | 223.8588 | 221.9351 | -0.68514 | 1.8216 | 2.0186 | 2.667 | 0.85582 | -0.37813 | 1.9238 | 8.2235
2020 | 3 | 196.5286 | 195.6328 | 194.9856 | 193.7978 | 191.1049 | 191.8443 | 191.0937 | 190.3103 | 0.89583 | 0.64717 | 1.1878 | 2.6929 | -0.73935 | 0.75059 | 0.78341 | 6.2183
2020 | 4 | 289.5735 | 289.1101 | 288.2541 | 285.7731 | 283.7383 | 283.4865 | 282.6976 | 280.7832 | 0.46345 | 0.856 | 2.481 | 2.0348 | 0.25173 | 0.78898 | 1.9143 | 8.7903
2020 | 5 | 739.5825 | 735.0615 | 733.2833 | 723.1761 | 715.7823 | 715.8416 | 707.3354 | 698.819 | 4.521 | 1.7782 | 10.1072 | 7.3938 | -0.059239 | 8.5061 | 8.5164 | 40.7635
2020 | 6 | 606.5134 | 603.9337 | 600.6489 | 593.9612 | 588.9893 | 588.838 | 583.7361 | 577.8895 | 2.5797 | 3.2848 | 6.6877 | 4.9719 | 0.1513 | 5.1019 | 5.8466 | 28.6239
2020 | 7 | 273.399 | 272.0757 | 270.8225 | 267.821 | 265.5476 | 265.3228 | 264.2373 | 263.3961 | 1.3232 | 1.2532 | 3.0015 | 2.2734 | 0.22476 | 1.0855 | 0.84116 | 10.0028
2020 | 8 | 158.5091 | 157.5192 | 156.2987 | 154.9574 | 153.2877 | 153.3163 | 152.3268 | 152.5243 | 0.98984 | 1.2205 | 1.3414 | 1.6697 | -0.028686 | 0.98952 | -0.19747 | 5.9848
2020 | 9 | 202.6879 | 201.6857 | 200.8985 | 198.0717 | 196.9211 | 196.8844 | 196.9752 | 195.7637 | 1.0022 | 0.7872 | 2.8268 | 1.1506 | 0.036662 | -0.090767 | 1.2116 | 6.9243
2020 | 10 | 194.6687 | 193.3399 | 193.3476 | 190.9772 | 189.5759 | 189.5252 | 189.5252 | 188.5175 | 1.3288 | -0.007735 | 2.3704 | 1.4013 | 0.050685 | 0 | 1.0077 | 6.1512
2020 | 11 | 184.7568 | 184.7568 | 179.856 | 179.856 | 178.2925 | 177.7657 | 177.7657 | 177.4275 | 0 | 4.9008 | 0 | 1.5635 | 0.52678 | 0 | 0.33822 | 7.3293
2020 | 12 | 186.5844 | 187.0825 | 182.9377 | 182.6249 | 177.9062 | 177.4892 | 177.4892 | 178.891 | -0.49805 | 4.1448 | 0.31277 | 4.7187 | 0.41699 | 0 | -1.4017 | 7.6935
May through December estimated using 2019 data | [9 empty] | 0.5967 | 0.6175 | 2.0637 | 2.5879 | 0.13494 | 0.29036 | 1.6981
Existing | 2020 | 2020 | 2020 | 2020 | 2020 | 2020
| 2020-01-30 | 2020-01-31 | 2020-03-01 | 2020-04-01 | 2020-05-01 | 2020-06-01
Cab1Gen |  | 41.4933 | 45.6601 | 13.4872 | 0 | 0 |  | 271.6107
Cab2Gen |  | 0 | 0 | 26.1894 | 44.3505 | 59.8712 |  | 230.1586
Cab3Gen |  | 43.8975 | 33.6442 | 13.9243 | 38.5062 | 69.1993 |  | 196.5286
Cab4Gen |  | 20.9431 | 12.8244 | 23.7186 | 30.2393 | 56.6129 |  | 289.5735
CabGen |  | 106.3339 | 92.1287 | 77.3196 | 113.0959 | 185.6834
HubAVAGen |  | 271.6107 | 230.1586 | 196.5286 | 289.5735 | 501.0096
Nox1Gen |  | 43.7712 | 35.729 | 30.1052 | 45.3955 | 67.2042
Nox2Gen |  | 43.2285 | 33.0793 | 28.2431 | 41.1883 | 64.0326
Nox3Gen |  | 38.7519 | 31.6872 | 27.0475 | 39.1595 | 62.4508
Nox4Gen |  | 38.8025 | 36.8392 | 29.0183 | 43.8184 | 61.9271
Nox5Gen |  | 0.72265 | 0.69513 | 4.795 | 6.916 | 59.7115
NoxGen |  | 165.2768 | 138.0299 | 119.209 | 176.4776 | 315.3262
SysAVAGen |  | 271.6107 | 230.1586 | 196.5286 | 289.5735 | 501.0096
BeforeNox4Upgrade | 2020 | 2020 | 2020 | 2020 | 2020 | 2020
| 2020-01-30 | 2020-01-31 | 2020-03-01 | 2020-04-01 | 2020-05-01 | 2020-06-01 |  | 269.8981
Cab1Gen |  | 41.0589 | 45.4647 | 11.7402 | 0 | 0 |  | 230.8437
Cab2Gen |  | 0 | 0 | 24.3767 | 43.1318 | 58.6829 |  | 195.6328
Cab3Gen |  | 43.2214 | 33.8676 | 14.6646 | 38.2832 | 70.5645 |  | 289.1101
Cab4Gen |  | 21.3594 | 13.159 | 25.9807 | 31.7085 | 56.6534
CabGen |  | 105.6396 | 92.4913 | 76.7622 | 113.1236 | 185.9009
HubAVAGen |  | 269.8981 | 230.8437 | 195.6328 | 289.1101 | 503
Nox1Gen |  | 47.5437 | 41.9876 | 33.2376 | 50.1317 | 68.4292
Nox2Gen |  | 44.4247 | 39.6841 | 32.0602 | 47.0283 | 68.2414
Nox3Gen |  | 45.1541 | 40.0515 | 32.5316 | 43.674 | 79.9406
Nox4Gen |  | 0.95565 | 0.17679 | 2.2065 | 10.247 | 100.4878
Nox5Gen |  | 26.1803 | 16.4525 | 18.8347 | 24.9055 | 0
NoxGen |  | 164.2584 | 138.3524 | 118.8706 | 175.9865 | 317.0991
SysAVAGen |  | 269.8981 | 230.8437 | 195.6328 | 289.1101 | 503
BeforeNox2Upgrade | 2020 | 2020 | 2020 | 2020 | 2020 | 2020
| 2020-01-30 | 2020-01-31 | 2020-03-01 | 2020-04-01 | 2020-05-01 | 2020-06-01 |  | 270.7528
Cab1Gen |  | 43.025 | 45.7777 | 12.3379 | 0 | 0 |  | 229.0221
Cab2Gen |  | 0 | 0 | 22.9614 | 43.4299 | 58.1117 |  | 194.9856
Cab3Gen |  | 41.4915 | 31.9307 | 15.1584 | 34.8191 | 70.6144 |  | 288.2541
Cab4Gen |  | 21.9641 | 14.1721 | 26.3079 | 34.5645 | 56.6935
CabGen |  | 106.4806 | 91.8805 | 76.7656 | 112.8135 | 185.4196
HubAVAGen |  | 270.7528 | 229.0221 | 194.9856 | 288.2541 | 503
Nox1Gen |  | 53.7852 | 45.3244 | 37.2999 | 56.0571 | 83.5031
Nox2Gen |  | 0.80691 | 0.75286 | 3.5092 | 6.5806 | 56.0588
Nox3Gen |  | 54.4388 | 44.528 | 36.3701 | 49.7727 | 77.724
Nox4Gen |  | 6.4674 | 7.9808 | 8.1768 | 16.3953 | 100.2945
Nox5Gen |  | 48.774 | 38.5555 | 32.8641 | 46.6348 | 0
NoxGen |  | 164.2722 | 137.1416 | 118.2201 | 175.4406 | 317.5804
SysAVAGen |  | 270.7528 | 229.0221 | 194.9856 | 288.2541 | 503
BeforeNox3Upgrade | 2020 | 2020 | 2020 | 2020 | 2020 | 2020
| 2020-01-30 | 2020-01-31 | 2020-03-01 | 2020-04-01 | 2020-05-01 | 2020-06-01 |  | 268.1856
Cab1Gen |  | 43.9835 | 46.1596 | 12.3419 | 0 | 0 |  | 227.0035
Cab2Gen |  | 0 | 0 | 24.7295 | 43.8636 | 58.5456 |  | 193.7978
Cab3Gen |  | 42.6301 | 33.02 | 15.4579 | 34.0537 | 70.7855 |  | 285.7731
Cab4Gen |  | 19.8344 | 13.0791 | 24.4894 | 35.0638 | 56.8308
CabGen |  | 106.448 | 92.2587 | 77.0188 | 112.9812 | 186.1619
HubAVAGen |  | 268.1856 | 227.0035 | 193.7978 | 285.7731 | 502.9712
Nox1Gen |  | 56.6589 | 45.85 | 41.0969 | 57.0676 | 103.7973
Nox2Gen |  | 13.0827 | 11.8448 | 16.7539 | 30.4451 | 56.8697
Nox3Gen |  | 0 | 0 | 0.62925 | 4.8219 | 55
Nox4Gen |  | 37.6091 | 29.857 | 20.1127 | 31.2498 | 100.2769
Nox5Gen |  | 54.3869 | 47.1929 | 38.1863 | 49.2075 | 0.86538
NoxGen |  | 161.7376 | 134.7448 | 116.7791 | 172.7919 | 316.8093
SysAVAGen |  | 268.1856 | 227.0035 | 193.7978 | 285.7731 | 502.9712
BeforeNox1Upgrade | 2020 | 2020 | 2020 | 2020 | 2020 | 2020
| 2020-01-30 | 2020-01-31 | 2020-03-01 | 2020-04-01 | 2020-05-01 | 2020-06-01 |  | 265.2286
Cab1Gen |  | 42.6106 | 46.6918 | 12.6601 | 0 | 0 |  | 224.3365
Cab2Gen |  | 0 | 0 | 24.2125 | 43.7389 | 63.4028 |  | 191.1049
Cab3Gen |  | 42.9339 | 32.3523 | 15.0893 | 35.8385 | 70.6808 |  | 283.7383
Cab4Gen |  | 20.9067 | 13.0994 | 24.9088 | 33.7895 | 56.7468
CabGen |  | 106.4513 | 92.1435 | 76.8708 | 113.3669 | 190.8304
HubAVAGen |  | 265.2286 | 224.3365 | 191.1049 | 283.7383 | 503
Nox1Gen |  | 28.5682 | 21.194 | 22.3736 | 34.3714 | 99.7747
Nox2Gen |  | 21.8756 | 21.3546 | 15.5942 | 30.8618 | 57.3366
Nox3Gen |  | 0 | 0.1267 | 1.8781 | 4.8219 | 55
Nox4Gen |  | 44.4804 | 38.1528 | 31.0306 | 44.6977 | 100.0584
Nox5Gen |  | 63.8531 | 51.3648 | 43.3577 | 55.6186 | 0
NoxGen |  | 158.7773 | 132.193 | 114.2341 | 170.3713 | 312.1696
SysAVAGen |  | 265.2286 | 224.3365 | 191.1049 | 283.7383 | 503
BeforeCab4Upgrade | 2020 | 2020 | 2020 | 2020 | 2020 | 2020
| 2020-01-30 | 2020-01-31 | 2020-03-01 | 2020-04-01 | 2020-05-01 | 2020-06-01 |  | 265.057
Cab1Gen |  | 42.9879 | 46.1552 | 12.6657 | 0 | 0 |  | 223.4807
Cab2Gen |  | 0 | 0 | 27.08 | 43.4742 | 63.7016 |  | 191.8443
Cab3Gen |  | 43.4439 | 33.1047 | 14.7601 | 40.0711 | 70.6637 |  | 283.4865
Cab4Gen |  | 19.7367 | 12.7403 | 22.2206 | 29.575 | 56.7356
CabGen |  | 106.1685 | 92.0002 | 76.7264 | 113.1202 | 191.101
HubAVAGen |  | 265.057 | 223.4807 | 191.8443 | 283.4865 | 503
Nox1Gen |  | 27.4952 | 24.396 | 21.0962 | 31.7824 | 99.6146
Nox2Gen |  | 22.2333 | 20.0854 | 18.9758 | 35.0849 | 57.4359
Nox3Gen |  | 0 | 0 | 1.3737 | 4.8219 | 55
Nox4Gen |  | 45.1404 | 35.8226 | 29.0337 | 42.3608 | 99.8484
Nox5Gen |  | 64.0196 | 51.1764 | 44.6384 | 56.3162 | 0
NoxGen |  | 158.8885 | 131.4805 | 115.1179 | 170.3663 | 311.899
SysAVAGen |  | 265.057 | 223.4807 | 191.8443 | 283.4865 | 503
BeforeCab2Upgrade | 2020 | 2020 | 2020 | 2020 | 2020 | 2020
| 2020-01-30 | 2020-01-31 | 2020-03-01 | 2020-04-01 | 2020-05-01 | 2020-06-01
Cab1Gen |  | 42.9879 | 46.2513 | 12.4494 | 0 | 0 |  | 265.057
Cab2Gen |  | 0 | 0 | 13.9107 | 26.9838 | 56.6018 |  | 223.8588
Cab3Gen |  | 43.4439 | 32.8919 | 30.1972 | 54.9149 | 62.8992 |  | 191.0937
Cab4Gen |  | 19.7367 | 12.5974 | 20.2648 | 30.0172 | 50.757 |  | 282.6976
CabGen |  | 106.1685 | 91.7406 | 76.8221 | 111.9158 | 170.2581
HubAVAGen |  | 265.057 | 223.8588 | 191.0937 | 282.6976 | 502.8077
Nox1Gen |  | 27.4952 | 23.3939 | 20.6277 | 32.712 | 98.3579
Nox2Gen |  | 22.2333 | 20.3852 | 21.5853 | 33.6555 | 71.1621
Nox3Gen |  | 0 | 0 | 1.0034 | 4.8219 | 55
Nox4Gen |  | 45.1404 | 37.1627 | 26.1217 | 42.2414 | 98.3656
Nox5Gen |  | 64.0196 | 51.1765 | 44.9336 | 57.3508 | 9.664
NoxGen |  | 158.8885 | 132.1183 | 114.2716 | 170.7817 | 332.5496
SysAVAGen |  | 265.057 | 223.8588 | 191.0937 | 282.6976 | 502.8077
BeforeCab3Upgrade | 2020 | 2020 | 2020 | 2020 | 2020 | 2020
| 2020-01-30 | 2020-01-31 | 2020-03-01 | 2020-04-01 | 2020-05-01 | 2020-06-01 |  | 262.8862
Cab1Gen |  | 45.7365 | 47.2181 | 12.9563 | 0 | 0 |  | 221.9351
Cab2Gen |  | 0 | 0 | 17.4739 | 31.6073 | 56.9831 |  | 190.3103
Cab3Gen |  | 32.7339 | 25.1962 | 19.3388 | 36.6459 | 61.1639 |  | 280.7832
Cab4Gen |  | 26.0673 | 18.3789 | 25.3857 | 40.872 | 54.4025
CabGen |  | 104.5376 | 90.7932 | 75.1547 | 109.1253 | 172.5495
HubAVAGen |  | 262.8862 | 221.9351 | 190.3103 | 280.7832 | 502.8654
Nox1Gen |  | 28.0991 | 21.6573 | 21.3888 | 34.1301 | 98.1562
Nox2Gen |  | 29.9061 | 27.1409 | 19.1127 | 37.3702 | 72.6769
Nox3Gen |  | 0 | 0 | 0 | 5.0721 | 55
Nox4Gen |  | 39.3367 | 32.5282 | 27.5448 | 39.9553 | 98.1564
Nox5Gen |  | 61.0066 | 49.8155 | 47.1092 | 55.1302 | 6.3264
NoxGen |  | 158.3486 | 131.1419 | 115.1556 | 171.6579 | 330.3159
SysAVAGen |  | 262.8862 | 221.9351 | 190.3103 | 280.7832 | 502.8654

## LSpo Upgrade
|  | 1 | 2 | 3
Year | Month | LSpoBC | LF4 | LL3 | LF4 Upgrade | LL3 Upgrade
2020 | 1 | 83.7242 | 83.4838 | 82.8118 | 0.24034 | 0.9124 | 1.1527
2020 | 2 | 114.1213 | 113.8451 | 112.0603 | 0.27625 | 2.061 | 2.3372
2020 | 3 | 96.4986 | 96.0938 | 93.8802 | 0.40478 | 2.6184 | 3.0232
2020 | 4 | 119.4892 | 119.0743 | 118.2385 | 0.4149 | 1.2507 | 1.6656
2020 | 5 | 107.991 | 107.991 | 105.1843 | 0 | 2.8067 | 2.8067
2020 | 6 | 107.9968 | 107.9968 | 106.5838 | 0 | 1.413 | 1.413
2020 | 7 | 77.3406 | 77.2679 | 75.9583 | 0.072711 | 1.3823 | 1.455
2020 | 8 | 34.561 | 34.7156 | 34.6456 | -0.15458 | -0.084636 | -0.23921
2020 | 9 | 25.8185 | 25.7451 | 24.393 | 0.073393 | 1.4255 | 1.4989
2020 | 10 | 33.4067 | 33.5617 | 31.4562 | -0.15503 | 1.9505 | 1.7955
2020 | 11 | 51.7259 | 51.7787 | 51.5119 | -0.052822 | 0.21391 | 0.16109
2020 | 12 | 54.0322 | 53.8785 | 53.9975 | 0.15363 | 0.034697 | 0.18833
May through December estimated using 2019 data
Existing | 2020 | 2020 | 2020 | 2020 | 2020 | 2020
| 2020-01-30 | 2020-01-31 | 2020-03-01 | 2020-04-01 | 2020-05-01 | 2020-06-01 |  | 83.7242
9M1Gen |  | 2.405 | 1.5829 | 0.003901 | 3.9565 | 4.7272 |  | 114.1213
9M2Gen |  | 2.5433 | 1.5829 | 0 | 4.0074 | 4.3775 |  | 96.4986
9M3Gen |  | 7.3173 | 7.5582 | 7.7945 | 3.3951 | 4.5014 |  | 119.4892
9M4Gen |  | 7.4379 | 7.2842 | 6.4122 | 3.3218 | 4.1405
9MGen |  | 19.7036 | 18.0081 | 14.2107 | 14.6808 | 17.7466
HubAVAGen |  | 103.4277 | 132.1294 | 110.7092 | 134.17 | 135.9582
LF1Gen |  | 6.3323 | 8.5647 | 7.3065 | 8.8838 | 8.5696
LF2Gen |  | 5.7886 | 8.4027 | 6.6398 | 8.8876 | 8.5696
LF3Gen |  | 6.5364 | 8.4678 | 7.2265 | 8.8907 | 8.5696
LF4Gen |  | 6.2242 | 8.3829 | 7.0905 | 8.8877 | 8.5696
LFGen |  | 24.8815 | 33.8181 | 28.2634 | 35.5498 | 34.2782
LL1Gen |  | 9.6838 | 18.855 | 13.4231 | 21.0754 | 20.857
LL2Gen |  | 18.1713 | 19.4002 | 17.4292 | 21.0544 | 20.8655
LL3Gen |  | 11.6731 | 20.6629 | 17.3559 | 20.6571 | 20.9807
LL4Gen |  | 19.3145 | 21.385 | 20.0271 | 21.1524 | 21.2301
LLGen |  | 58.8427 | 80.3032 | 68.2352 | 83.9394 | 83.9333
SysAVAGen |  | 103.4277 | 132.1294 | 110.7092 | 134.17 | 135.9582
|  | 83.7242 | 114.1213 | 96.4986 | 119.4892 | 118.2116
BeforeLF4Upgrade | 2020 | 2020 | 2020 | 2020 | 2020 | 2020
| 2020-01-30 | 2020-01-31 | 2020-03-01 | 2020-04-01 | 2020-05-01 | 2020-06-01 |  | 83.4838
9M1Gen |  | 2.5433 | 1.5868 | 0.003901 | 3.9869 | 4.9099 |  | 113.8451
9M2Gen |  | 2.4358 | 1.5829 | 0 | 4.1065 | 5.0729 |  | 96.0938
9M3Gen |  | 7.3465 | 7.635 | 7.4407 | 3.3692 | 4.0319 |  | 119.0743
9M4Gen |  | 7.3782 | 7.2075 | 6.766 | 3.255 | 3.8307
9MGen |  | 19.7037 | 18.012 | 14.2107 | 14.7176 | 17.8454
HubAVAGen |  | 103.1875 | 131.8571 | 110.3045 | 133.7919 | 135.6124
LF1Gen |  | 7.1269 | 8.6601 | 7.7657 | 8.8925 | 8.5696
LF2Gen |  | 6.6082 | 8.5076 | 7.0551 | 8.8908 | 8.5696
LF3Gen |  | 7.0025 | 8.56 | 7.612 | 8.8908 | 8.5696
LF4Gen |  | 3.8977 | 7.7417 | 5.4946 | 8.4608 | 8.1251
LFGen |  | 24.6353 | 33.4694 | 27.9275 | 35.1349 | 33.8337
LL1Gen |  | 9.5893 | 18.8283 | 13.2957 | 21.0789 | 20.857
LL2Gen |  | 18.1728 | 19.371 | 16.9203 | 21.0579 | 20.8655
LL3Gen |  | 11.7176 | 20.7257 | 17.9291 | 20.6566 | 20.9807
LL4Gen |  | 19.3687 | 21.4508 | 20.0212 | 21.1461 | 21.2301
LLGen |  | 58.8485 | 80.3756 | 68.1663 | 83.9394 | 83.9333
SysAVAGen |  | 103.1875 | 131.8571 | 110.3045 | 133.7919 | 135.6124
|  | 83.4838 | 113.8451 | 96.0938 | 119.0743 | 117.7671
BeforeLF3Upgrade | 2020 | 2020 | 2020 | 2020 | 2020 | 2020
| 2020-01-30 | 2020-01-31 | 2020-03-01 | 2020-04-01 | 2020-05-01 | 2020-06-01
9M1Gen |  | 2.2052 | 1.5905 | 0.007694 | 3.6851 | 4.2964 |  | 82.8118
9M2Gen |  | 2.6432 | 1.5829 | 0 | 3.7544 | 4.3753 |  | 112.0603
9M3Gen |  | 7.4077 | 6.4464 | 6.0079 | 3.452 | 4.5201 |  | 93.8802
9M4Gen |  | 7.3715 | 8.3926 | 8.1967 | 3.556 | 4.1554 |  | 118.2385
9MGen |  | 19.6276 | 18.0123 | 14.2123 | 14.4476 | 17.3472
HubAVAGen |  | 102.4394 | 130.0726 | 108.0925 | 132.686 | 132.2339
LF1Gen |  | 7.2968 | 8.8077 | 8.0941 | 8.9065 | 8.5696
LF2Gen |  | 7.1944 | 8.4909 | 7.532 | 8.9067 | 8.5696
LF3Gen |  | 7.4303 | 8.7888 | 8.2066 | 8.9029 | 8.5696
LF4Gen |  | 2.7301 | 7.2192 | 3.7685 | 8.4586 | 8.1135
LFGen |  | 24.6516 | 33.3067 | 27.6013 | 35.1747 | 33.8221
LL1Gen |  | 12.591 | 20.907 | 18.2463 | 21.7325 | 21.194
LL2Gen |  | 19.6255 | 20.9774 | 19.4168 | 21.7413 | 21.2025
LL3Gen |  | 5.6695 | 14.8795 | 7.7798 | 17.5294 | 17.095
LL4Gen |  | 20.2741 | 21.9896 | 20.836 | 22.0605 | 21.5731
LLGen |  | 58.1601 | 78.7536 | 66.2789 | 83.0637 | 81.0646
SysAVAGen |  | 102.4394 | 130.0726 | 108.0925 | 132.686 | 132.2339
|  | 82.8118 | 112.0603 | 93.8802 | 118.2385 | 114.8867

## NM_Upgrade
Year | Month | NM_BC | NM2 | NM1 | NM2 Upgrade | NM1 Upgrade
2020 | 1 | 18.0909 | 18.0909 | 18.0909 | 0 | 0 | 0
2020 | 2 | 16.1107 | 16.1107 | 16.1107 | 0 | 0 | 0
2020 | 3 | 11.956 | 11.956 | 11.956 | 0 | 0 | 0
2020 | 4 | 14.7106 | 14.7106 | 14.7106 | 0 | 0 | 0
2020 | 5 | 33.8 | 31.6471 | 28.9658 | 2.1529 | 2.6812 | 4.8342
2020 | 6 | 33.4275 | 31.3282 | 28.7092 | 2.0993 | 2.619 | 4.7184
2020 | 7 | 22.8781 | 22.8067 | 22.3201 | 0.071451 | 0.48663 | 0.55809
2020 | 8 | 8.6727 | 8.6954 | 8.6845 | -0.022699 | 0.010912 | -0.011787
2020 | 9 | 6.4285 | 6.4285 | 6.4285 | 0 | 0 | 0
2020 | 10 | 7.384 | 7.384 | 7.384 | 0 | 0 | 0
2020 | 11 | 10.0656 | 10.0353 | 10.0895 | 0.030306 | -0.054184 | -0.023878
2020 | 12 | 11.4157 | 12.3595 | 11.4937 | -0.94376 | 0.86577 | -0.077994
May through December estimated using 2019 data
Existing | 2020 | 2020 | 2020 | 2020 | 2020 | 2020
| 2020-01-30 | 2020-01-31 | 2020-03-01 | 2020-04-01 | 2020-05-01 | 2020-06-01 |  | 18.0909
9M1Gen |  | 4.9902 | 4.4514 | 3.8853 | 5.4302 | 5.556 |  | 16.1107
9M2Gen |  | 4.9181 | 4.4186 | 3.7695 | 5.4005 | 5.6091 |  | 11.956
9M3Gen |  | 4.0544 | 3.6229 | 2.2213 | 1.9946 | 4.3719 |  | 14.7106
9M4Gen |  | 4.1282 | 3.6177 | 2.0798 | 1.8854 | 5.2846
9MGen |  | 18.0909 | 16.1107 | 11.956 | 14.7106 | 20.8216
HubAVAGen |  | 101.5689 | 130.0442 | 108.2319 | 134.1992 | 139.0332
LF1Gen |  | 5.7739 | 8.2608 | 7.2023 | 8.8953 | 8.5696
LF2Gen |  | 6.2891 | 8.4287 | 6.7558 | 8.8833 | 8.5696
LF3Gen |  | 6.2292 | 8.5975 | 6.8142 | 8.8825 | 8.5696
LF4Gen |  | 6.2055 | 8.4383 | 7.0525 | 8.8881 | 8.5696
LFGen |  | 24.4978 | 33.7252 | 27.8248 | 35.5492 | 34.2782
LL1Gen |  | 11.1536 | 21.0146 | 21.4414 | 20.93 | 20.857
LL2Gen |  | 4.817 | 16.2991 | 3.1767 | 20.9385 | 20.8655
LL3Gen |  | 21.5081 | 21.2941 | 21.6831 | 20.8988 | 20.9807
LL4Gen |  | 21.5016 | 21.6005 | 22.1499 | 21.172 | 21.2301
LLGen |  | 58.9803 | 80.2083 | 68.4511 | 83.9394 | 83.9333
SysAVAGen |  | 101.5689 | 130.0442 | 108.2319 | 134.1992 | 139.0332
NM2Old | 2020 | 2020 | 2020 | 2020 | 2020 | 2020
| 2020-01-30 | 2020-01-31 | 2020-03-01 | 2020-04-01 | 2020-05-01 | 2020-06-01
9M1Gen |  | 4.9902 | 4.4514 | 3.8853 | 5.4302 | 5.556 |  | 18.0909
9M2Gen |  | 4.9181 | 4.4186 | 3.7695 | 5.4005 | 5.6091 |  | 16.1107
9M3Gen |  | 4.0544 | 3.6229 | 2.2213 | 1.9946 | 4.3719 |  | 11.956
9M4Gen |  | 4.1282 | 3.6177 | 2.0798 | 1.8854 | 5.2846 |  | 14.7106
9MGen |  | 18.0909 | 16.1107 | 11.956 | 14.7106 | 20.8216
HubAVAGen |  | 101.5689 | 130.0442 | 108.2319 | 134.1992 | 139.0332
LF1Gen |  | 5.7739 | 8.2608 | 7.2023 | 8.8953 | 8.5696
LF2Gen |  | 6.2891 | 8.4287 | 6.7558 | 8.8833 | 8.5696
LF3Gen |  | 6.2292 | 8.5975 | 6.8142 | 8.8825 | 8.5696
LF4Gen |  | 6.2055 | 8.4383 | 7.0525 | 8.8881 | 8.5696
LFGen |  | 24.4978 | 33.7252 | 27.8248 | 35.5492 | 34.2782
LL1Gen |  | 11.1536 | 21.0146 | 21.4414 | 20.93 | 20.857
LL2Gen |  | 4.817 | 16.2991 | 3.1767 | 20.9385 | 20.8655
LL3Gen |  | 21.5081 | 21.2941 | 21.6831 | 20.8988 | 20.9807
LL4Gen |  | 21.5016 | 21.6005 | 22.1499 | 21.172 | 21.2301
LLGen |  | 58.9803 | 80.2083 | 68.4511 | 83.9394 | 83.9333
SysAVAGen |  | 101.5689 | 130.0442 | 108.2319 | 134.1992 | 139.0332
NM1NM2Old | 2020 | 2020 | 2020 | 2020 | 2020 | 2020
| 2020-01-30 | 2020-01-31 | 2020-03-01 | 2020-04-01 | 2020-05-01 | 2020-06-01
9M1Gen |  | 4.9902 | 4.4514 | 3.8853 | 5.4302 | 5.556 |  | 18.0909
9M2Gen |  | 4.9181 | 4.4186 | 3.7695 | 5.4005 | 5.6091 |  | 16.1107
9M3Gen |  | 4.0544 | 3.6229 | 2.2213 | 1.9946 | 4.3719 |  | 11.956
9M4Gen |  | 4.1282 | 3.6177 | 2.0798 | 1.8854 | 5.2846 |  | 14.7106
9MGen |  | 18.0909 | 16.1107 | 11.956 | 14.7106 | 20.8216
HubAVAGen |  | 101.5689 | 130.0442 | 108.2319 | 134.1992 | 139.0332
LF1Gen |  | 5.7739 | 8.2608 | 7.2023 | 8.8953 | 8.5696
LF2Gen |  | 6.2891 | 8.4287 | 6.7558 | 8.8833 | 8.5696
LF3Gen |  | 6.2292 | 8.5975 | 6.8142 | 8.8825 | 8.5696
LF4Gen |  | 6.2055 | 8.4383 | 7.0525 | 8.8881 | 8.5696
LFGen |  | 24.4978 | 33.7252 | 27.8248 | 35.5492 | 34.2782
LL1Gen |  | 11.1536 | 21.0146 | 21.4414 | 20.93 | 20.857
LL2Gen |  | 4.817 | 16.2991 | 3.1767 | 20.9385 | 20.8655
LL3Gen |  | 21.5081 | 21.2941 | 21.6831 | 20.8988 | 20.9807
LL4Gen |  | 21.5016 | 21.6005 | 22.1499 | 21.172 | 21.2301
LLGen |  | 58.9803 | 80.2083 | 68.4511 | 83.9394 | 83.9333
SysAVAGen |  | 101.5689 | 130.0442 | 108.2319 | 134.1992 | 139.0332

## NM_BC
| 2019 | 2019 | 2019 | 2019 | 2019 | 2019 | 2019 | 2019 | 2019 | 2019 | 2019
| 2020-01-31 | 2020-03-02 | 2020-04-02 | 2020-05-02 | 2020-06-02 | 2020-07-02 | 2020-08-01 | 2020-09-01 | 2020-10-01 | 2020-11-01 | 2020-12-01
9M1Gen | 5.4247 | 4.349 | 2.4391 | 5.5169 | 4.5798 | 4.2766 | 1.775 | 0.06147 | 0.48548 | 3.7419 | 1.8135
9M2Gen | 0 | 0 | 0 | 0 | 0 | 0 | 0 | 0 | 0 | 0 | 0
9M3Gen | 6.632 | 7.7872 | 7.5276 | 8.491 | 7.0128 | 7.4236 | 4.3114 | 2.4889 | 3.4458 | 3.1146 | 4.9427
9M4Gen | 6.7217 | 7.7636 | 7.6919 | 8.491 | 7.0128 | 7.5237 | 2.7081 | 3.8787 | 3.4614 | 3.3256 | 5.5505
9MGen | 18.7785 | 19.8998 | 17.6586 | 22.499 | 18.6054 | 19.2239 | 8.7945 | 6.4291 | 7.3927 | 10.1822 | 12.3068
Year | Month | NM1 | NM2 | NM3 | NM4 |  |  |  | Year | Month | Tdate | NM1_Gen | NM2_Gen | NM3_Gen | NM4_Gen
2019 | 1 | 7.2657 | 7.5366 | 2.2485 | 1.2999 | 18.3507 | 18.7785 |  | 2019 | 1 | 2019-01-01 | 7.7455 | 7.7455 | 2.8757 | 0
2019 | 2 | 7.8073 | 7.1982 | 2.0745 | 2.5544 | 19.6343 | 19.8998 |  | 2019 | 1 | 2019-01-02 | 7.748 | 7.748 | 0 | 2.6882
2019 | 3 | 7.2508 | 7.0094 | 2.6211 | 2.6341 | 19.5154 | 17.6586 |  | 2019 | 1 | 2019-01-03 | 7.7543 | 7.7543 | 2.2816 | 0
2019 | 4 | 7.5055 | 7.5055 | 7.3997 | 7.3997 | 29.8104 | 22.499 |  | 2019 | 1 | 2019-01-04 | 7.7563 | 7.7563 | 2.1549 | 0
2019 | 5 | 7.1659 | 7.1659 | 7.0649 | 7.0649 | 28.4615 | 18.6054 |  | 2019 | 1 | 2019-01-05 | 7.7631 | 7.7631 | 1.7401 | 0
2019 | 6 | 7.5302 | 7.485 | 5.6898 | 4.7352 | 25.4402 | 19.2239 |  | 2019 | 1 | 2019-01-06 | 7.7669 | 7.7669 | 1.5006 | 0
2019 | 7 | 4.0075 | 3.7227 | 0.77971 | 0.52203 | 9.032 | 8.7945 |  | 2019 | 1 | 2019-01-07 | 7.7672 | 7.7672 | 0 | 1.486
2019 | 8 | 2.5456 | 1.9622 | 0.12289 | 0 | 4.6307 | 6.4291 |  | 2019 | 1 | 2019-01-08 | 0 | 8.4 | 8.5 | 0
2019 | 9 | 4.4276 | 1.7963 | 0 | 0 | 6.2239 | 7.3927 |  | 2019 | 1 | 2019-01-09 | 0 | 8.4 | 8.5 | 0
2019 | 10 | 4.2439 | 2.5998 | 2.0575 | 0.48361 | 9.3847 | 10.1822 |  | 2019 | 1 | 2019-01-10 | 7.7402 | 7.7402 | 0 | 3.2679
2019 | 11 | 7.3529 | 4.5837 | 1.0501 | 0.79581 | 13.7826 | 12.3068 |  | 2019 | 1 | 2019-01-11 | 7.729 | 7.729 | 4.0914 | 0
2019 | 12 | 7.2066 | 6.9652 | 1.9728 | 2.0335 | 18.1781 |  |  | 2019 | 1 | 2019-01-12 | 7.7376 | 7.7376 | 3.4608 | 0
| 2020-10-01: 2019; 2020-11-01: 1; 2020-12-01: 2019-01-13 | 7.7431 | 7.7431 | 3.0572 | 0
| 2020-10-01: 2019; 2020-11-01: 1; 2020-12-01: 2019-01-14 | 7.7549 | 7.7549 | 2.2426 | 0
| 2020-10-01: 2019; 2020-11-01: 1; 2020-12-01: 2019-01-15 | 7.7591 | 7.7591 | 1.9842 | 2.0362e-14
| 2020-10-01: 2019; 2020-11-01: 1; 2020-12-01: 2019-01-16 | 7.7597 | 7.7597 | 1.95 | 0
| 2020-10-01: 2019; 2020-11-01: 1; 2020-12-01: 2019-01-17 | 8.4 | 0 | 6.6535e-16 | 8.5
| 2020-10-01: 2019; 2020-11-01: 1; 2020-12-01: 2019-01-18 | 7.7584 | 7.7584 | 2.0281 | 0
| 2020-10-01: 2019; 2020-11-01: 1; 2020-12-01: 2019-01-19 | 7.7468 | 7.7468 | 2.7761 | 0
| 2020-10-01: 2019; 2020-11-01: 1; 2020-12-01: 2019-01-20 | 7.7341 | 7.7341 | 0 | 3.7179
| 2020-10-01: 2019; 2020-11-01: 1; 2020-12-01: 2019-01-21 | 7.7236 | 7.7236 | 4.4936 | 0
| 2020-10-01: 2019; 2020-11-01: 1; 2020-12-01: 2019-01-22 | 7.7247 | 7.7247 | 0 | 4.412
| 2020-10-01: 2019; 2020-11-01: 1; 2020-12-01: 2019-01-23 | 7.7348 | 7.7348 | 3.6654 | 0
| 2020-10-01: 2019; 2020-11-01: 1; 2020-12-01: 2019-01-24 | 7.7352 | 7.7352 | 3.6361 | 0
| 2020-10-01: 2019; 2020-11-01: 1; 2020-12-01: 2019-01-25 | 7.7188 | 7.7188 | 4.8486 | 0
| 2020-10-01: 2019; 2020-11-01: 1; 2020-12-01: 2019-01-26 | 7.7277 | 7.7277 | 0 | 4.1906
| 2020-10-01: 2019; 2020-11-01: 1; 2020-12-01: 2019-01-27 | 7.7314 | 7.7314 | 3.9164 | 0
| 2020-10-01: 2019; 2020-11-01: 1; 2020-12-01: 2019-01-28 | 7.7345 | 7.7345 | 0 | 3.6887
| 2020-10-01: 2019; 2020-11-01: 1; 2020-12-01: 2019-01-29 | 7.7402 | 7.7402 | 0 | 3.2679
| 2020-10-01: 2019; 2020-11-01: 1; 2020-12-01: 2019-01-30 | 7.7483 | 7.7483 | 0 | 2.6706
| 2020-10-01: 2019; 2020-11-01: 1; 2020-12-01: 2019-01-31 | 7.7522 | 7.7522 | 0 | 2.4083
| 2020-10-01: 2019; 2020-11-01: 2; 2020-12-01: 2019-02-01 | 7.7586 | 7.7586 | 2.0134 | 0
| 2020-10-01: 2019; 2020-11-01: 2; 2020-12-01: 2019-02-02 | 7.7518 | 7.7518 | 0 | 2.4326
| 2020-10-01: 2019; 2020-11-01: 2; 2020-12-01: 2019-02-03 | 7.6704 | 7.6704 | 8.0361 | 0
| 2020-10-01: 2019; 2020-11-01: 2; 2020-12-01: 2019-02-04 | 7.911 | 7.6581 | 0 | 8.456
| 2020-10-01: 2019; 2020-11-01: 2; 2020-12-01: 2019-02-05 | 7.6688 | 7.6688 | 8.1282 | 0
| 2020-10-01: 2019; 2020-11-01: 2; 2020-12-01: 2019-02-06 | 7.6859 | 7.6859 | 0 | 7.1789
| 2020-10-01: 2019; 2020-11-01: 2; 2020-12-01: 2019-02-07 | 7.6928 | 7.6928 | 0 | 6.75
| 2020-10-01: 2019; 2020-11-01: 2; 2020-12-01: 2019-02-08 | 7.6936 | 7.6936 | 0 | 6.6923
| 2020-10-01: 2019; 2020-11-01: 2; 2020-12-01: 2019-02-09 | 7.6916 | 7.6916 | 6.8425 | 0
| 2020-10-01: 2019; 2020-11-01: 2; 2020-12-01: 2019-02-10 | 7.7035 | 7.7035 | 5.969 | 0
| 2020-10-01: 2019; 2020-11-01: 2; 2020-12-01: 2019-02-11 | 7.7078 | 7.7078 | 0 | 5.6502
| 2020-10-01: 2019; 2020-11-01: 2; 2020-12-01: 2019-02-12 | 7.6996 | 7.6996 | 0 | 6.2528
| 2020-10-01: 2019; 2020-11-01: 2; 2020-12-01: 2019-02-13 | 7.7007 | 7.7007 | 0 | 6.1775
| 2020-10-01: 2019; 2020-11-01: 2; 2020-12-01: 2019-02-14 | 7.7102 | 7.7102 | 5.4761 | 0
| 2020-10-01: 2019; 2020-11-01: 2; 2020-12-01: 2019-02-15 | 7.7169 | 7.7169 | 4.9824 | 0
| 2020-10-01: 2019; 2020-11-01: 2; 2020-12-01: 2019-02-16 | 7.7277 | 7.7277 | 0 | 4.1906
| 2020-10-01: 2019; 2020-11-01: 2; 2020-12-01: 2019-02-17 | 7.7285 | 7.7285 | 0 | 4.1323
| 2020-10-01: 2019; 2020-11-01: 2; 2020-12-01: 2019-02-18 | 7.7453 | 7.7453 | 2.8874 | 0
| 2020-10-01: 2019; 2020-11-01: 2; 2020-12-01: 2019-02-19 | 7.7451 | 7.7451 | 2.905 | 0
| 2020-10-01: 2019; 2020-11-01: 2; 2020-12-01: 2019-02-20 | 7.7415 | 7.7415 | 0 | 3.1743
| 2020-10-01: 2019; 2020-11-01: 2; 2020-12-01: 2019-02-21 | 7.7533 | 7.7533 | 2.345 | 0
| 2020-10-01: 2019; 2020-11-01: 2; 2020-12-01: 2019-02-22 | 7.7599 | 7.7599 | 0 | 1.9354
| 2020-10-01: 2019; 2020-11-01: 2; 2020-12-01: 2019-02-23 | 8.4 | 0 | 0 | 8.5
| 2020-10-01: 2019; 2020-11-01: 2; 2020-12-01: 2019-02-24 | 8.3223 | 0 | 8.5 | 0
| 2020-10-01: 2019; 2020-11-01: 2; 2020-12-01: 2019-02-25 | 8.4 | 8.4 | 8.0465e-15 | 0
| 2020-10-01: 2019; 2020-11-01: 2; 2020-12-01: 2019-02-26 | 7.8131 | 7.8131 | 0 | 0
| 2020-10-01: 2019; 2020-11-01: 2; 2020-12-01: 2019-02-27 | 7.8903 | 7.8116 | 0 | 0
| 2020-10-01: 2019; 2020-11-01: 2; 2020-12-01: 2019-02-28 | 7.8131 | 7.8131 | 0 | 0
| 2020-10-01: 2019; 2020-11-01: 3; 2020-12-01: 2019-03-01 | 7.8259 | 7.8128 | 0 | 0
| 2020-10-01: 2019; 2020-11-01: 3; 2020-12-01: 2019-03-02 | 7.8178 | 7.4124 | 0 | 0
| 2020-10-01: 2019; 2020-11-01: 3; 2020-12-01: 2019-03-03 | 7.8249 | 6.8104 | 0 | 0
| 2020-10-01: 2019; 2020-11-01: 3; 2020-12-01: 2019-03-04 | 6.4822 | 7.8288 | 0 | 0
| 2020-10-01: 2019; 2020-11-01: 3; 2020-12-01: 2019-03-05 | 7.8381 | 5.6971 | 0 | 0
| 2020-10-01: 2019; 2020-11-01: 3; 2020-12-01: 2019-03-06 | 7.8375 | 5.7442 | 0 | 0
| 2020-10-01: 2019; 2020-11-01: 3; 2020-12-01: 2019-03-07 | 7.8498 | 4.7014 | 0 | 0
| 2020-10-01: 2019; 2020-11-01: 3; 2020-12-01: 2019-03-08 | 5.7643 | 7.8373 | 0 | 0
| 2020-10-01: 2019; 2020-11-01: 3; 2020-12-01: 2019-03-09 | 7.8383 | 5.677 | 0 | 1.4666e-16
| 2020-10-01: 2019; 2020-11-01: 3; 2020-12-01: 2019-03-10 | 0 | 7.8909 | 1.689 | 0
| 2020-10-01: 2019; 2020-11-01: 3; 2020-12-01: 2019-03-11 | 5.4082 | 7.8415 | 0 | 2.5792e-16
| 2020-10-01: 2019; 2020-11-01: 3; 2020-12-01: 2019-03-12 | 7.8426 | 5.314 | 0 | 0
| 2020-10-01: 2019; 2020-11-01: 3; 2020-12-01: 2019-03-13 | 7.8423 | 5.3342 | 0 | 0
| 2020-10-01: 2019; 2020-11-01: 3; 2020-12-01: 2019-03-14 | 7.8552 | 4.2362 | 0 | 0
| 2020-10-01: 2019; 2020-11-01: 3; 2020-12-01: 2019-03-15 | 7.8498 | 4.6947 | 0 | 0
| 2020-10-01: 2019; 2020-11-01: 3; 2020-12-01: 2019-03-16 | 7.8555 | 4.2092 | 0 | 0
| 2020-10-01: 2019; 2020-11-01: 3; 2020-12-01: 2019-03-17 | 4.3104 | 7.8543 | 1.2278e-16 | 0
| 2020-10-01: 2019; 2020-11-01: 3; 2020-12-01: 2019-03-18 | 4.3509 | 7.8539 | 0 | 0
| 2020-10-01: 2019; 2020-11-01: 3; 2020-12-01: 2019-03-19 | 7.8354 | 5.9255 | 0 | 0
| 2020-10-01: 2019; 2020-11-01: 3; 2020-12-01: 2019-03-20 | 8.0706 | 7.8083 | 0 | 0
| 2020-10-01: 2019; 2020-11-01: 3; 2020-12-01: 2019-03-21 | 7.7131 | 7.7131 | 0 | 5.2613
| 2020-10-01: 2019; 2020-11-01: 3; 2020-12-01: 2019-03-22 | 7.6112 | 7.6112 | 6.852 | 3.682
| 2020-10-01: 2019; 2020-11-01: 3; 2020-12-01: 2019-03-23 | 7.7929 | 8.1243 | 8.2759 | 8.2759
| 2020-10-01: 2019; 2020-11-01: 3; 2020-12-01: 2019-03-24 | 8.261 | 8.261 | 8.1446 | 8.1446
| 2020-10-01: 2019; 2020-11-01: 3; 2020-12-01: 2019-03-25 | 8.2977 | 8.2977 | 8.1808 | 8.1808
| 2020-10-01: 2019; 2020-11-01: 3; 2020-12-01: 2019-03-26 | 8.1803 | 8.1803 | 8.065 | 8.065
| 2020-10-01: 2019; 2020-11-01: 3; 2020-12-01: 2019-03-27 | 8.1243 | 8.1243 | 8.0098 | 8.0098
| 2020-10-01: 2019; 2020-11-01: 3; 2020-12-01: 2019-03-28 | 8.1613 | 8.1613 | 8.0463 | 8.0463
| 2020-10-01: 2019; 2020-11-01: 3; 2020-12-01: 2019-03-29 | 8.1236 | 8.1236 | 8.0091 | 8.0091
| 2020-10-01: 2019; 2020-11-01: 3; 2020-12-01: 2019-03-30 | 8.105 | 8.105 | 7.9908 | 7.9908
| 2020-10-01: 2019; 2020-11-01: 3; 2020-12-01: 2019-03-31 | 8.1051 | 8.1051 | 7.9909 | 7.9909
| 2020-10-01: 2019; 2020-11-01: 4; 2020-12-01: 2019-04-01 | 8.0915 | 8.0915 | 7.9774 | 7.9774
| 2020-10-01: 2019; 2020-11-01: 4; 2020-12-01: 2019-04-02 | 8.0882 | 8.0882 | 7.9742 | 7.9742
| 2020-10-01: 2019; 2020-11-01: 4; 2020-12-01: 2019-04-03 | 8.0762 | 8.0762 | 7.9624 | 7.9624
| 2020-10-01: 2019; 2020-11-01: 4; 2020-12-01: 2019-04-04 | 8.0554 | 8.0554 | 7.9419 | 7.9419
| 2020-10-01: 2019; 2020-11-01: 4; 2020-12-01: 2019-04-05 | 8.0327 | 8.0327 | 7.9194 | 7.9194
| 2020-10-01: 2019; 2020-11-01: 4; 2020-12-01: 2019-04-06 | 7.972 | 7.972 | 7.8596 | 7.8596
| 2020-10-01: 2019; 2020-11-01: 4; 2020-12-01: 2019-04-07 | 7.8647 | 7.8647 | 7.7538 | 7.7538
| 2020-10-01: 2019; 2020-11-01: 4; 2020-12-01: 2019-04-08 | 7.6933 | 7.6933 | 7.5849 | 7.5849
| 2020-10-01: 2019; 2020-11-01: 4; 2020-12-01: 2019-04-09 | 7.4994 | 7.4994 | 7.3937 | 7.3937
| 2020-10-01: 2019; 2020-11-01: 4; 2020-12-01: 2019-04-10 | 7.2641 | 7.2641 | 7.1617 | 7.1617
| 2020-10-01: 2019; 2020-11-01: 4; 2020-12-01: 2019-04-11 | 7.2476 | 7.2476 | 7.1454 | 7.1454
| 2020-10-01: 2019; 2020-11-01: 4; 2020-12-01: 2019-04-12 | 7.2392 | 7.2392 | 7.1372 | 7.1372
| 2020-10-01: 2019; 2020-11-01: 4; 2020-12-01: 2019-04-13 | 7.2325 | 7.2325 | 7.1305 | 7.1305
| 2020-10-01: 2019; 2020-11-01: 4; 2020-12-01: 2019-04-14 | 7.2174 | 7.2174 | 7.1157 | 7.1157
| 2020-10-01: 2019; 2020-11-01: 4; 2020-12-01: 2019-04-15 | 7.2281 | 7.2281 | 7.1262 | 7.1262
| 2020-10-01: 2019; 2020-11-01: 4; 2020-12-01: 2019-04-16 | 7.2473 | 7.2473 | 7.1451 | 7.1451
| 2020-10-01: 2019; 2020-11-01: 4; 2020-12-01: 2019-04-17 | 7.2665 | 7.2665 | 7.1641 | 7.1641
| 2020-10-01: 2019; 2020-11-01: 4; 2020-12-01: 2019-04-18 | 7.2876 | 7.2876 | 7.1849 | 7.1849
| 2020-10-01: 2019; 2020-11-01: 4; 2020-12-01: 2019-04-19 | 7.3335 | 7.3335 | 7.2301 | 7.2301
| 2020-10-01: 2019; 2020-11-01: 4; 2020-12-01: 2019-04-20 | 7.3839 | 7.3839 | 7.2798 | 7.2798
| 2020-10-01: 2019; 2020-11-01: 4; 2020-12-01: 2019-04-21 | 7.3989 | 7.3989 | 7.2947 | 7.2947
| 2020-10-01: 2019; 2020-11-01: 4; 2020-12-01: 2019-04-22 | 7.3767 | 7.3767 | 7.2727 | 7.2727
| 2020-10-01: 2019; 2020-11-01: 4; 2020-12-01: 2019-04-23 | 7.3625 | 7.3625 | 7.2588 | 7.2588
| 2020-10-01: 2019; 2020-11-01: 4; 2020-12-01: 2019-04-24 | 7.3604 | 7.3604 | 7.2567 | 7.2567
| 2020-10-01: 2019; 2020-11-01: 4; 2020-12-01: 2019-04-25 | 7.3536 | 7.3536 | 7.2499 | 7.2499
| 2020-10-01: 2019; 2020-11-01: 4; 2020-12-01: 2019-04-26 | 7.3459 | 7.3459 | 7.2423 | 7.2423
| 2020-10-01: 2019; 2020-11-01: 4; 2020-12-01: 2019-04-27 | 7.3406 | 7.3406 | 7.2371 | 7.2371
| 2020-10-01: 2019; 2020-11-01: 4; 2020-12-01: 2019-04-28 | 7.3722 | 7.3722 | 7.2683 | 7.2683
| 2020-10-01: 2019; 2020-11-01: 4; 2020-12-01: 2019-04-29 | 7.4207 | 7.4207 | 7.3161 | 7.3161
| 2020-10-01: 2019; 2020-11-01: 4; 2020-12-01: 2019-04-30 | 7.5125 | 7.5125 | 7.4066 | 7.4066
| 2020-10-01: 2019; 2020-11-01: 5; 2020-12-01: 2019-05-01 | 7.2084 | 7.2084 | 7.1068 | 7.1068
| 2020-10-01: 2019; 2020-11-01: 5; 2020-12-01: 2019-05-02 | 7.1958 | 7.1958 | 7.0943 | 7.0943
| 2020-10-01: 2019; 2020-11-01: 5; 2020-12-01: 2019-05-03 | 7.211 | 7.211 | 7.1093 | 7.1093
| 2020-10-01: 2019; 2020-11-01: 5; 2020-12-01: 2019-05-04 | 7.2146 | 7.2146 | 7.1129 | 7.1129
| 2020-10-01: 2019; 2020-11-01: 5; 2020-12-01: 2019-05-05 | 7.2182 | 7.2182 | 7.1164 | 7.1164
| 2020-10-01: 2019; 2020-11-01: 5; 2020-12-01: 2019-05-06 | 7.2167 | 7.2167 | 7.115 | 7.115
| 2020-10-01: 2019; 2020-11-01: 5; 2020-12-01: 2019-05-07 | 7.2109 | 7.2109 | 7.1093 | 7.1093
| 2020-10-01: 2019; 2020-11-01: 5; 2020-12-01: 2019-05-08 | 7.1985 | 7.1985 | 7.097 | 7.097
| 2020-10-01: 2019; 2020-11-01: 5; 2020-12-01: 2019-05-09 | 7.1825 | 7.1825 | 7.0813 | 7.0813
| 2020-10-01: 2019; 2020-11-01: 5; 2020-12-01: 2019-05-10 | 7.1446 | 7.1446 | 7.0439 | 7.0439
| 2020-10-01: 2019; 2020-11-01: 5; 2020-12-01: 2019-05-11 | 7.0957 | 7.0957 | 6.9957 | 6.9957
| 2020-10-01: 2019; 2020-11-01: 5; 2020-12-01: 2019-05-12 | 7.0749 | 7.0749 | 6.9752 | 6.9752
| 2020-10-01: 2019; 2020-11-01: 5; 2020-12-01: 2019-05-13 | 7.083 | 7.083 | 6.9832 | 6.9832
| 2020-10-01: 2019; 2020-11-01: 5; 2020-12-01: 2019-05-14 | 7.0888 | 7.0888 | 6.9888 | 6.9888
| 2020-10-01: 2019; 2020-11-01: 5; 2020-12-01: 2019-05-15 | 7.0954 | 7.0954 | 6.9954 | 6.9954
| 2020-10-01: 2019; 2020-11-01: 5; 2020-12-01: 2019-05-16 | 7.1446 | 7.1446 | 7.0439 | 7.0439
| 2020-10-01: 2019; 2020-11-01: 5; 2020-12-01: 2019-05-17 | 7.0958 | 7.0958 | 6.9958 | 6.9958
| 2020-10-01: 2019; 2020-11-01: 5; 2020-12-01: 2019-05-18 | 7.103 | 7.103 | 7.0029 | 7.0029
| 2020-10-01: 2019; 2020-11-01: 5; 2020-12-01: 2019-05-19 | 7.1035 | 7.1035 | 7.0034 | 7.0034
| 2020-10-01: 2019; 2020-11-01: 5; 2020-12-01: 2019-05-20 | 7.1091 | 7.1091 | 7.0089 | 7.0089
| 2020-10-01: 2019; 2020-11-01: 5; 2020-12-01: 2019-05-21 | 7.1171 | 7.1171 | 7.0167 | 7.0167
| 2020-10-01: 2019; 2020-11-01: 5; 2020-12-01: 2019-05-22 | 7.1265 | 7.1265 | 7.026 | 7.026
| 2020-10-01: 2019; 2020-11-01: 5; 2020-12-01: 2019-05-23 | 7.1345 | 7.1345 | 7.0339 | 7.0339
| 2020-10-01: 2019; 2020-11-01: 5; 2020-12-01: 2019-05-24 | 7.174 | 7.174 | 7.0729 | 7.0729
| 2020-10-01: 2019; 2020-11-01: 5; 2020-12-01: 2019-05-25 | 7.1035 | 7.1035 | 7.0034 | 7.0034
| 2020-10-01: 2019; 2020-11-01: 5; 2020-12-01: 2019-05-26 | 7.1091 | 7.1091 | 7.0089 | 7.0089
| 2020-10-01: 2019; 2020-11-01: 5; 2020-12-01: 2019-05-27 | 7.1171 | 7.1171 | 7.0168 | 7.0168
| 2020-10-01: 2019; 2020-11-01: 5; 2020-12-01: 2019-05-28 | 7.2566 | 7.2566 | 7.1543 | 7.1543
| 2020-10-01: 2019; 2020-11-01: 5; 2020-12-01: 2019-05-29 | 7.2743 | 7.2743 | 7.1717 | 7.1717
| 2020-10-01: 2019; 2020-11-01: 5; 2020-12-01: 2019-05-30 | 7.2971 | 7.2971 | 7.1942 | 7.1942
| 2020-10-01: 2019; 2020-11-01: 5; 2020-12-01: 2019-05-31 | 7.4377 | 7.4377 | 7.3328 | 7.3328
| 2020-10-01: 2019; 2020-11-01: 6; 2020-12-01: 2019-06-01 | 7.6948 | 7.6948 | 7.5863 | 7.5863
| 2020-10-01: 2019; 2020-11-01: 6; 2020-12-01: 2019-06-02 | 8.0684 | 8.0684 | 7.9547 | 7.9547
| 2020-10-01: 2019; 2020-11-01: 6; 2020-12-01: 2019-06-03 | 8.1253 | 8.1253 | 8.0108 | 8.0108
| 2020-10-01: 2019; 2020-11-01: 6; 2020-12-01: 2019-06-04 | 8.1555 | 8.1555 | 8.0406 | 8.0406
| 2020-10-01: 2019; 2020-11-01: 6; 2020-12-01: 2019-06-05 | 8.1694 | 8.1694 | 8.0542 | 8.0542
| 2020-10-01: 2019; 2020-11-01: 6; 2020-12-01: 2019-06-06 | 8.181 | 8.181 | 8.0657 | 8.0657
| 2020-10-01: 2019; 2020-11-01: 6; 2020-12-01: 2019-06-07 | 8.199 | 8.199 | 8.0835 | 8.0835
| 2020-10-01: 2019; 2020-11-01: 6; 2020-12-01: 2019-06-08 | 8.2957 | 8.2957 | 8.1788 | 8.1788
| 2020-10-01: 2019; 2020-11-01: 6; 2020-12-01: 2019-06-09 | 8.0149 | 8.1197 | 8.2712 | 8.2712
| 2020-10-01: 2019; 2020-11-01: 6; 2020-12-01: 2019-06-10 | 7.8258 | 7.5065 | 8.2885 | 8.2885
| 2020-10-01: 2019; 2020-11-01: 6; 2020-12-01: 2019-06-11 | 7.5178 | 7.5178 | 8.0032 | 8.3011
| 2020-10-01: 2019; 2020-11-01: 6; 2020-12-01: 2019-06-12 | 7.567 | 7.567 | 6.8606 | 6.8121
| 2020-10-01: 2019; 2020-11-01: 6; 2020-12-01: 2019-06-13 | 7.6178 | 7.6178 | 6.8579 | 3.1988
| 2020-10-01: 2019; 2020-11-01: 6; 2020-12-01: 2019-06-14 | 7.5893 | 7.5893 | 5.2691 | 6.8322
| 2020-10-01: 2019; 2020-11-01: 6; 2020-12-01: 2019-06-15 | 7.5276 | 7.5276 | 7.4741 | 8.3119
| 2020-10-01: 2019; 2020-11-01: 6; 2020-12-01: 2019-06-16 | 8.4 | 8.4 | 8.4185 | 0
| 2020-10-01: 2019; 2020-11-01: 6; 2020-12-01: 2019-06-17 | 7.6577 | 7.932 | 8.4556 | 0
| 2020-10-01: 2019; 2020-11-01: 6; 2020-12-01: 2019-06-18 | 7.6823 | 7.6823 | 7.377 | 0
| 2020-10-01: 2019; 2020-11-01: 6; 2020-12-01: 2019-06-19 | 7.6903 | 7.6903 | 0 | 6.9321
| 2020-10-01: 2019; 2020-11-01: 6; 2020-12-01: 2019-06-20 | 7.6953 | 7.6953 | 6.5709 | 0
| 2020-10-01: 2019; 2020-11-01: 6; 2020-12-01: 2019-06-21 | 7.6975 | 7.6975 | 6.409 | 0
| 2020-10-01: 2019; 2020-11-01: 6; 2020-12-01: 2019-06-22 | 7.6966 | 7.6966 | 6.4726 | 0
| 2020-10-01: 2019; 2020-11-01: 6; 2020-12-01: 2019-06-23 | 7.6923 | 7.6923 | 0 | 6.7905
| 2020-10-01: 2019; 2020-11-01: 6; 2020-12-01: 2019-06-24 | 7.704 | 7.704 | 0 | 5.9342
| 2020-10-01: 2019; 2020-11-01: 6; 2020-12-01: 2019-06-25 | 7.7372 | 7.7372 | 3.4901 | 0
| 2020-10-01: 2019; 2020-11-01: 6; 2020-12-01: 2019-06-26 | 0 | 0 | 8.5 | 8.41
| 2020-10-01: 2019; 2020-11-01: 6; 2020-12-01: 2019-06-27 | 8.4 | 8.4 | 0 | 0
| 2020-10-01: 2019; 2020-11-01: 6; 2020-12-01: 2019-06-28 | 7.8199 | 7.2386 | 0 | 0
| 2020-10-01: 2019; 2020-11-01: 6; 2020-12-01: 2019-06-29 | 5.6367 | 7.8388 | 0 | 1.1993e-15
| 2020-10-01: 2019; 2020-11-01: 6; 2020-12-01: 2019-06-30 | 7.8485 | 4.8092 | 0 | 0
| 2020-10-01: 2019; 2020-11-01: 7; 2020-12-01: 2019-07-01 | 7.8493 | 4.7419 | 0 | 3.7367e-16
| 2020-10-01: 2019; 2020-11-01: 7; 2020-12-01: 2019-07-02 | 4.991 | 7.8464 | 0 | 0
| 2020-10-01: 2019; 2020-11-01: 7; 2020-12-01: 2019-07-03 | 7.8332 | 6.1067 | 0 | 0
| 2020-10-01: 2019; 2020-11-01: 7; 2020-12-01: 2019-07-04 | 6.0328 | 7.8341 | 0 | 0
| 2020-10-01: 2019; 2020-11-01: 7; 2020-12-01: 2019-07-05 | 5.7845 | 7.837 | 0 | 0
| 2020-10-01: 2019; 2020-11-01: 7; 2020-12-01: 2019-07-06 | 4.2902 | 7.8546 | 0 | 0
| 2020-10-01: 2019; 2020-11-01: 7; 2020-12-01: 2019-07-07 | 7.8687 | 0 | 0 | 3.1726
| 2020-10-01: 2019; 2020-11-01: 7; 2020-12-01: 2019-07-08 | 7.8575 | 4.0405 | 0 | 0
| 2020-10-01: 2019; 2020-11-01: 7; 2020-12-01: 2019-07-09 | 0 | 7.8719 | 2.9346 | 0
| 2020-10-01: 2019; 2020-11-01: 7; 2020-12-01: 2019-07-10 | 0 | 7.8885 | 0 | 1.8379
| 2020-10-01: 2019; 2020-11-01: 7; 2020-12-01: 2019-07-11 | 7.893 | 0 | 0 | 1.5599
| 2020-10-01: 2019; 2020-11-01: 7; 2020-12-01: 2019-07-12 | 0 | 7.8865 | 1.962 | 0
| 2020-10-01: 2019; 2020-11-01: 7; 2020-12-01: 2019-07-13 | 8.4 | 0 | 0 | 0
| 2020-10-01: 2019; 2020-11-01: 7; 2020-12-01: 2019-07-14 | 0 | 0 | 8.5 | 0
| 2020-10-01: 2019; 2020-11-01: 7; 2020-12-01: 2019-07-15 | 0 | 7.8999 | 1.1223 | 0
| 2020-10-01: 2019; 2020-11-01: 7; 2020-12-01: 2019-07-16 | 7.8994 | 0 | 1.1521 | 0
| 2020-10-01: 2019; 2020-11-01: 7; 2020-12-01: 2019-07-17 | 0 | 7.7921 | 0 | 1.1125
| 2020-10-01: 2019; 2020-11-01: 7; 2020-12-01: 2019-07-18 | 0 | 0 | 8.5 | 0
| 2020-10-01: 2019; 2020-11-01: 7; 2020-12-01: 2019-07-19 | 0 | 0 | 0 | 8.5
| 2020-10-01: 2019; 2020-11-01: 7; 2020-12-01: 2019-07-20 | 0 | 8.4 | 0 | 0
| 2020-10-01: 2019; 2020-11-01: 7; 2020-12-01: 2019-07-21 | 0 | 8.245 | 0 | 0
| 2020-10-01: 2019; 2020-11-01: 7; 2020-12-01: 2019-07-22 | 0 | 7.992 | 0 | 0
| 2020-10-01: 2019; 2020-11-01: 7; 2020-12-01: 2019-07-23 | 7.0022 | 0 | 0 | 0
| 2020-10-01: 2019; 2020-11-01: 7; 2020-12-01: 2019-07-24 | 5.796 | 0 | 0 | 0
| 2020-10-01: 2019; 2020-11-01: 7; 2020-12-01: 2019-07-25 | 5.5023 | 0 | 0 | 0
| 2020-10-01: 2019; 2020-11-01: 7; 2020-12-01: 2019-07-26 | 8.4 | 0 | 0 | 0
| 2020-10-01: 2019; 2020-11-01: 7; 2020-12-01: 2019-07-27 | 5.4271 | 0 | 0 | 0
| 2020-10-01: 2019; 2020-11-01: 7; 2020-12-01: 2019-07-28 | 0 | 5.1673 | 0 | 0
| 2020-10-01: 2019; 2020-11-01: 7; 2020-12-01: 2019-07-29 | 5.2972 | 0 | 0 | 0
| 2020-10-01: 2019; 2020-11-01: 7; 2020-12-01: 2019-07-30 | 5.2289 | 0 | 0 | 0
| 2020-10-01: 2019; 2020-11-01: 7; 2020-12-01: 2019-07-31 | 4.8799 | 0 | 0 | 0
| 2020-10-01: 2019; 2020-11-01: 8; 2020-12-01: 2019-08-01 | 5.0579 | 0 | 0 | 0
| 2020-10-01: 2019; 2020-11-01: 8; 2020-12-01: 2019-08-02 | 4.9894 | 0 | 0 | 0
| 2020-10-01: 2019; 2020-11-01: 8; 2020-12-01: 2019-08-03 | 0 | 5.2083 | 0 | 0
| 2020-10-01: 2019; 2020-11-01: 8; 2020-12-01: 2019-08-04 | 5.3246 | 0 | 0 | 0
| 2020-10-01: 2019; 2020-11-01: 8; 2020-12-01: 2019-08-05 | 5.4066 | 0 | 0 | 0
| 2020-10-01: 2019; 2020-11-01: 8; 2020-12-01: 2019-08-06 | 4.8936 | 0 | 0 | 0
| 2020-10-01: 2019; 2020-11-01: 8; 2020-12-01: 2019-08-07 | 0 | 4.5649 | 0 | 0
| 2020-10-01: 2019; 2020-11-01: 8; 2020-12-01: 2019-08-08 | 4.9005 | 0 | 0 | 0
| 2020-10-01: 2019; 2020-11-01: 8; 2020-12-01: 2019-08-09 | 4.8457 | 0 | 0 | 0
| 2020-10-01: 2019; 2020-11-01: 8; 2020-12-01: 2019-08-10 | 4.9621 | 0 | 0 | 0
| 2020-10-01: 2019; 2020-11-01: 8; 2020-12-01: 2019-08-11 | 4.8183 | 0 | 0 | 0
| 2020-10-01: 2019; 2020-11-01: 8; 2020-12-01: 2019-08-12 | 4.9963 | 0 | 0 | 0
| 2020-10-01: 2019; 2020-11-01: 8; 2020-12-01: 2019-08-13 | 4.9347 | 0 | 0 | 0
| 2020-10-01: 2019; 2020-11-01: 8; 2020-12-01: 2019-08-14 | 4.8183 | 0 | 0 | 0
| 2020-10-01: 2019; 2020-11-01: 8; 2020-12-01: 2019-08-15 | 0 | 4.5855 | 0 | 0
| 2020-10-01: 2019; 2020-11-01: 8; 2020-12-01: 2019-08-16 | 0 | 4.6471 | 0 | 0
| 2020-10-01: 2019; 2020-11-01: 8; 2020-12-01: 2019-08-17 | 4.8115 | 0 | 0 | 0
| 2020-10-01: 2019; 2020-11-01: 8; 2020-12-01: 2019-08-18 | 0 | 4.5101 | 0 | 0
| 2020-10-01: 2019; 2020-11-01: 8; 2020-12-01: 2019-08-19 | 4.9552 | 0 | 0 | 0
| 2020-10-01: 2019; 2020-11-01: 8; 2020-12-01: 2019-08-20 | 4.9826 | 0 | 0 | 0
| 2020-10-01: 2019; 2020-11-01: 8; 2020-12-01: 2019-08-21 | 0 | 4.2085 | 0 | 0
| 2020-10-01: 2019; 2020-11-01: 8; 2020-12-01: 2019-08-22 | 0 | 3.9203 | 0 | 0
| 2020-10-01: 2019; 2020-11-01: 8; 2020-12-01: 2019-08-23 | 0 | 4.181 | 0 | 0
| 2020-10-01: 2019; 2020-11-01: 8; 2020-12-01: 2019-08-24 | 0 | 4.0713 | 0 | 0
| 2020-10-01: 2019; 2020-11-01: 8; 2020-12-01: 2019-08-25 | 0 | 0 | 3.8094 | 0
| 2020-10-01: 2019; 2020-11-01: 8; 2020-12-01: 2019-08-26 | 4.2153 | 0 | 0 | 0
| 2020-10-01: 2019; 2020-11-01: 8; 2020-12-01: 2019-08-27 | 0 | 4.4073 | 0 | 0
| 2020-10-01: 2019; 2020-11-01: 8; 2020-12-01: 2019-08-28 | 0 | 4.0026 | 0 | 0
| 2020-10-01: 2019; 2020-11-01: 8; 2020-12-01: 2019-08-29 | 0 | 4.1056 | 0 | 0
| 2020-10-01: 2019; 2020-11-01: 8; 2020-12-01: 2019-08-30 | 0 | 4.1947 | 0 | 0
| 2020-10-01: 2019; 2020-11-01: 8; 2020-12-01: 2019-08-31 | 0 | 4.2222 | 0 | 0
| 2020-10-01: 2019; 2020-11-01: 9; 2020-12-01: 2019-09-01 | 0 | 3.9683 | 0 | 0
| 2020-10-01: 2019; 2020-11-01: 9; 2020-12-01: 2019-09-02 | 4.1536 | 0 | 0 | 0
| 2020-10-01: 2019; 2020-11-01: 9; 2020-12-01: 2019-09-03 | 0 | 4.2976 | 0 | 0
| 2020-10-01: 2019; 2020-11-01: 9; 2020-12-01: 2019-09-04 | 0 | 4.181 | 0 | 0
| 2020-10-01: 2019; 2020-11-01: 9; 2020-12-01: 2019-09-05 | 5.3656 | 0 | 0 | 0
| 2020-10-01: 2019; 2020-11-01: 9; 2020-12-01: 2019-09-06 | 0 | 6.1849 | 0 | 0
| 2020-10-01: 2019; 2020-11-01: 9; 2020-12-01: 2019-09-07 | 6.103 | 0 | 0 | 0
| 2020-10-01: 2019; 2020-11-01: 9; 2020-12-01: 2019-09-08 | 5.7277 | 0 | 0 | 0
| 2020-10-01: 2019; 2020-11-01: 9; 2020-12-01: 2019-09-09 | 6.103 | 0 | 0 | 0
| 2020-10-01: 2019; 2020-11-01: 9; 2020-12-01: 2019-09-10 | 6.4166 | 0 | 0 | 0
| 2020-10-01: 2019; 2020-11-01: 9; 2020-12-01: 2019-09-11 | 0 | 6.294 | 0 | 0
| 2020-10-01: 2019; 2020-11-01: 9; 2020-12-01: 2019-09-12 | 6.5461 | 0 | 0 | 0
| 2020-10-01: 2019; 2020-11-01: 9; 2020-12-01: 2019-09-13 | 6.7163 | 0 | 0 | 0
| 2020-10-01: 2019; 2020-11-01: 9; 2020-12-01: 2019-09-14 | 6.4984 | 0 | 0 | 0
| 2020-10-01: 2019; 2020-11-01: 9; 2020-12-01: 2019-09-15 | 6.764 | 0 | 0 | 0
| 2020-10-01: 2019; 2020-11-01: 9; 2020-12-01: 2019-09-16 | 6.6482 | 0 | 0 | 0
| 2020-10-01: 2019; 2020-11-01: 9; 2020-12-01: 2019-09-17 | 6.8321 | 0 | 0 | 0
| 2020-10-01: 2019; 2020-11-01: 9; 2020-12-01: 2019-09-18 | 6.6959 | 0 | 0 | 0
| 2020-10-01: 2019; 2020-11-01: 9; 2020-12-01: 2019-09-19 | 6.8593 | 0 | 0 | 0
| 2020-10-01: 2019; 2020-11-01: 9; 2020-12-01: 2019-09-20 | 6.7776 | 0 | 0 | 0
| 2020-10-01: 2019; 2020-11-01: 9; 2020-12-01: 2019-09-21 | 6.7572 | 0 | 0 | 0
| 2020-10-01: 2019; 2020-11-01: 9; 2020-12-01: 2019-09-22 | 6.9069 | 0 | 0 | 0
| 2020-10-01: 2019; 2020-11-01: 9; 2020-12-01: 2019-09-23 | 0 | 6.9818 | 0 | 0
| 2020-10-01: 2019; 2020-11-01: 9; 2020-12-01: 2019-09-24 | 6.798 | 0 | 0 | 0
| 2020-10-01: 2019; 2020-11-01: 9; 2020-12-01: 2019-09-25 | 6.7708 | 0 | 0 | 0
| 2020-10-01: 2019; 2020-11-01: 9; 2020-12-01: 2019-09-26 | 0 | 7.0566 | 0 | 0
| 2020-10-01: 2019; 2020-11-01: 9; 2020-12-01: 2019-09-27 | 0 | 7.0702 | 0 | 0
| 2020-10-01: 2019; 2020-11-01: 9; 2020-12-01: 2019-09-28 | 0 | 0 | 0 | 0
| 2020-10-01: 2019; 2020-11-01: 9; 2020-12-01: 2019-09-29 | 4.3374 | 7.854 | 0 | 0
| 2020-10-01: 2019; 2020-11-01: 9; 2020-12-01: 2019-09-30 | 7.0498 | 0 | 0 | 0
| 2020-10-01: 2019; 2020-11-01: 10; 2020-12-01: 2019-10-01 | 7.1994 | 0 | 0 | 0
| 2020-10-01: 2019; 2020-11-01: 10; 2020-12-01: 2019-10-02 | 7.1858 | 0 | 0 | 0
| 2020-10-01: 2019; 2020-11-01: 10; 2020-12-01: 2019-10-03 | 7.111 | 0 | 0 | 0
| 2020-10-01: 2019; 2020-11-01: 10; 2020-12-01: 2019-10-04 | 7.145 | 0 | 0 | 0
| 2020-10-01: 2019; 2020-11-01: 10; 2020-12-01: 2019-10-05 | 7.2946 | 0 | 0 | 0
| 2020-10-01: 2019; 2020-11-01: 10; 2020-12-01: 2019-10-06 | 7.3353 | 0 | 0 | 0
| 2020-10-01: 2019; 2020-11-01: 10; 2020-12-01: 2019-10-07 | 7.3489 | 0 | 0 | 0
| 2020-10-01: 2019; 2020-11-01: 10; 2020-12-01: 2019-10-08 | 7.0634 | 0 | 0 | 0
| 2020-10-01: 2019; 2020-11-01: 10; 2020-12-01: 2019-10-09 | 0 | 0 | 8.4644 | 0
| 2020-10-01: 2019; 2020-11-01: 10; 2020-12-01: 2019-10-10 | 8.4 | 0 | 0 | 0
| 2020-10-01: 2019; 2020-11-01: 10; 2020-12-01: 2019-10-11 | 0 | 0 | 0 | 8.5
| 2020-10-01: 2019; 2020-11-01: 10; 2020-12-01: 2019-10-12 | 0 | 0 | 8.5 | 0
| 2020-10-01: 2019; 2020-11-01: 10; 2020-12-01: 2019-10-13 | 7.4273 | 0 | 0 | 1.1131
| 2020-10-01: 2019; 2020-11-01: 10; 2020-12-01: 2019-10-14 | 0 | 0 | 8.5 | 0
| 2020-10-01: 2019; 2020-11-01: 10; 2020-12-01: 2019-10-15 | 7.6097 | 0 | 0 | 1.1128
| 2020-10-01: 2019; 2020-11-01: 10; 2020-12-01: 2019-10-16 | 0 | 0 | 8.5 | 0
| 2020-10-01: 2019; 2020-11-01: 10; 2020-12-01: 2019-10-17 | 0 | 0 | 8.5 | 0
| 2020-10-01: 2019; 2020-11-01: 10; 2020-12-01: 2019-10-18 | 0 | 0 | 8.5 | 0
| 2020-10-01: 2019; 2020-11-01: 10; 2020-12-01: 2019-10-19 | 7.7651 | 0 | 1.1125 | 0
| 2020-10-01: 2019; 2020-11-01: 10; 2020-12-01: 2019-10-20 | 0 | 7.8845 | 2.0909 | 0
| 2020-10-01: 2019; 2020-11-01: 10; 2020-12-01: 2019-10-21 | 7.8867 | 0 | 0 | 1.9521
| 2020-10-01: 2019; 2020-11-01: 10; 2020-12-01: 2019-10-22 | 0 | 7.8779 | 2.5021 | 0
| 2020-10-01: 2019; 2020-11-01: 10; 2020-12-01: 2019-10-23 | 0 | 7.8907 | 1.7039 | 0
| 2020-10-01: 2019; 2020-11-01: 10; 2020-12-01: 2019-10-24 | 0 | 7.8809 | 0 | 2.3139
| 2020-10-01: 2019; 2020-11-01: 10; 2020-12-01: 2019-10-25 | 0 | 7.8794 | 2.408 | 0
| 2020-10-01: 2019; 2020-11-01: 10; 2020-12-01: 2019-10-26 | 0 | 7.871 | 3.0001 | 0
| 2020-10-01: 2019; 2020-11-01: 10; 2020-12-01: 2019-10-27 | 3.9189 | 7.8589 | 0 | 0
| 2020-10-01: 2019; 2020-11-01: 10; 2020-12-01: 2019-10-28 | 7.8492 | 4.7486 | 0 | 0
| 2020-10-01: 2019; 2020-11-01: 10; 2020-12-01: 2019-10-29 | 7.8454 | 5.0718 | 0 | 0
| 2020-10-01: 2019; 2020-11-01: 10; 2020-12-01: 2019-10-30 | 6.9108 | 7.8237 | 0 | 0
| 2020-10-01: 2019; 2020-11-01: 10; 2020-12-01: 2019-10-31 | 8.2635 | 7.8048 | 0 | 0
| 2020-10-01: 2019; 2020-11-01: 11; 2020-12-01: 2019-11-01 | 8.0086 | 8.4 | 0 | 0
| 2020-10-01: 2019; 2020-11-01: 11; 2020-12-01: 2019-11-02 | 8.1052 | 8.4 | 0 | 0
| 2020-10-01: 2019; 2020-11-01: 11; 2020-12-01: 2019-11-03 | 8.4 | 8.4 | 0 | 0
| 2020-10-01: 2019; 2020-11-01: 11; 2020-12-01: 2019-11-04 | 8.4 | 8.4 | 0 | 0
| 2020-10-01: 2019; 2020-11-01: 11; 2020-12-01: 2019-11-05 | 8.4 | 8.4 | 3.5217e-14 | 0
| 2020-10-01: 2019; 2020-11-01: 11; 2020-12-01: 2019-11-06 | 8.4 | 0 | 0 | 8.5
| 2020-10-01: 2019; 2020-11-01: 11; 2020-12-01: 2019-11-07 | 8.4 | 8.4 | 8.7098e-15 | 0
| 2020-10-01: 2019; 2020-11-01: 11; 2020-12-01: 2019-11-08 | 8.4 | 0 | 0 | 8.5
| 2020-10-01: 2019; 2020-11-01: 11; 2020-12-01: 2019-11-09 | 8.1092 | 7.8076 | 0 | 0
| 2020-10-01: 2019; 2020-11-01: 11; 2020-12-01: 2019-11-10 | 6.2542 | 7.8315 | 1.2742e-15 | 4.8921e-17
| 2020-10-01: 2019; 2020-11-01: 11; 2020-12-01: 2019-11-11 | 7.8341 | 6.0328 | 0 | 0
| 2020-10-01: 2019; 2020-11-01: 11; 2020-12-01: 2019-11-12 | 6.0463 | 7.8339 | 0 | 0
| 2020-10-01: 2019; 2020-11-01: 11; 2020-12-01: 2019-11-13 | 6.0798 | 7.8335 | 2.8386e-15 | 0
| 2020-10-01: 2019; 2020-11-01: 11; 2020-12-01: 2019-11-14 | 7.8347 | 5.9859 | 0 | 0
| 2020-10-01: 2019; 2020-11-01: 11; 2020-12-01: 2019-11-15 | 8.1649 | 7.8066 | 0 | 0
| 2020-10-01: 2019; 2020-11-01: 11; 2020-12-01: 2019-11-16 | 6.73 | 7.8259 | 9.9329e-15 | 0
| 2020-10-01: 2019; 2020-11-01: 11; 2020-12-01: 2019-11-17 | 7.8615 | 0 | 3.7135 | 0
| 2020-10-01: 2019; 2020-11-01: 11; 2020-12-01: 2019-11-18 | 7.864 | 0 | 0 | 3.5293
| 2020-10-01: 2019; 2020-11-01: 11; 2020-12-01: 2019-11-19 | 0 | 7.8681 | 3.2202 | 0
| 2020-10-01: 2019; 2020-11-01: 11; 2020-12-01: 2019-11-20 | 7.8657 | 0 | 3.4045 | 0
| 2020-10-01: 2019; 2020-11-01: 11; 2020-12-01: 2019-11-21 | 7.8644 | 0 | 3.4996 | 0
| 2020-10-01: 2019; 2020-11-01: 11; 2020-12-01: 2019-11-22 | 7.863 | 0 | 3.6066 | 0
| 2020-10-01: 2019; 2020-11-01: 11; 2020-12-01: 2019-11-23 | 7.8624 | 0 | 3.6481 | 0
| 2020-10-01: 2019; 2020-11-01: 11; 2020-12-01: 2019-11-24 | 7.8619 | 0 | 3.6897 | 0
| 2020-10-01: 2019; 2020-11-01: 11; 2020-12-01: 2019-11-25 | 7.8665 | 0 | 0 | 3.3451
| 2020-10-01: 2019; 2020-11-01: 11; 2020-12-01: 2019-11-26 | 7.8657 | 0 | 3.4045 | 0
| 2020-10-01: 2019; 2020-11-01: 11; 2020-12-01: 2019-11-27 | 3.9122 | 7.859 | 1.7794e-16 | 0
| 2020-10-01: 2019; 2020-11-01: 11; 2020-12-01: 2019-11-28 | 7.8668 | 0 | 3.3154 | 0
| 2020-10-01: 2019; 2020-11-01: 11; 2020-12-01: 2019-11-29 | 7.8509 | 4.6004 | 0 | 1.283e-16
| 2020-10-01: 2019; 2020-11-01: 11; 2020-12-01: 2019-11-30 | 6.6162 | 7.8272 | 0 | 5.2407e-16
| 2020-10-01: 2019; 2020-11-01: 12; 2020-12-01: 2019-12-01 | 6.9844 | 7.8229 | 0 | 1.5638e-15
| 2020-10-01: 2019; 2020-11-01: 12; 2020-12-01: 2019-12-02 | 7.0513 | 7.8221 | 0 | 0
| 2020-10-01: 2019; 2020-11-01: 12; 2020-12-01: 2019-12-03 | 7.826 | 6.7233 | 0 | 0
| 2020-10-01: 2019; 2020-11-01: 12; 2020-12-01: 2019-12-04 | 7.4057 | 7.8179 | 0 | 0
| 2020-10-01: 2019; 2020-11-01: 12; 2020-12-01: 2019-12-05 | 8.4 | 0 | 8.5 | 0
| 2020-10-01: 2019; 2020-11-01: 12; 2020-12-01: 2019-12-06 | 7.7654 | 7.7654 | 0 | 1.5935
| 2020-10-01: 2019; 2020-11-01: 12; 2020-12-01: 2019-12-07 | 0 | 0 | 8.5 | 8.5
| 2020-10-01: 2019; 2020-11-01: 12; 2020-12-01: 2019-12-08 | 0 | 0 | 8.4666 | 8.5
| 2020-10-01: 2019; 2020-11-01: 12; 2020-12-01: 2019-12-09 | 7.7656 | 7.7656 | 1.5837 | 0
| 2020-10-01: 2019; 2020-11-01: 12; 2020-12-01: 2019-12-10 | 7.7646 | 7.7646 | 1.6424 | 0
| 2020-10-01: 2019; 2020-11-01: 12; 2020-12-01: 2019-12-11 | 7.7616 | 7.7616 | 1.8329 | 0
| 2020-10-01: 2019; 2020-11-01: 12; 2020-12-01: 2019-12-12 | 7.7615 | 7.7615 | 1.8377 | 0
| 2020-10-01: 2019; 2020-11-01: 12; 2020-12-01: 2019-12-13 | 7.7572 | 7.7572 | 0 | 2.1012
| 2020-10-01: 2019; 2020-11-01: 12; 2020-12-01: 2019-12-14 | 7.7559 | 7.7559 | 2.1793 | 0
| 2020-10-01: 2019; 2020-11-01: 12; 2020-12-01: 2019-12-15 | 7.7577 | 7.7577 | 2.072 | 0
| 2020-10-01: 2019; 2020-11-01: 12; 2020-12-01: 2019-12-16 | 7.7483 | 7.7483 | 0 | 2.6706
| 2020-10-01: 2019; 2020-11-01: 12; 2020-12-01: 2019-12-17 | 7.7585 | 7.7585 | 2.0232 | 0
| 2020-10-01: 2019; 2020-11-01: 12; 2020-12-01: 2019-12-18 | 7.7406 | 7.7406 | 0 | 3.2386
| 2020-10-01: 2019; 2020-11-01: 12; 2020-12-01: 2019-12-19 | 7.7101 | 7.7101 | 5.4877 | 0
| 2020-10-01: 2019; 2020-11-01: 12; 2020-12-01: 2019-12-20 | 7.6995 | 7.6995 | 6.2585 | 0
| 2020-10-01: 2019; 2020-11-01: 12; 2020-12-01: 2019-12-21 | 7.7121 | 7.7121 | 0 | 5.3368
| 2020-10-01: 2019; 2020-11-01: 12; 2020-12-01: 2019-12-22 | 7.7156 | 7.7156 | 0 | 5.0812
| 2020-10-01: 2019; 2020-11-01: 12; 2020-12-01: 2019-12-23 | 7.7118 | 7.7118 | 0 | 5.36
| 2020-10-01: 2019; 2020-11-01: 12; 2020-12-01: 2019-12-24 | 7.7131 | 7.7131 | 0 | 5.2671
| 2020-10-01: 2019; 2020-11-01: 12; 2020-12-01: 2019-12-25 | 7.7142 | 7.7142 | 0 | 5.1858
| 2020-10-01: 2019; 2020-11-01: 12; 2020-12-01: 2019-12-26 | 7.7234 | 7.7234 | 0 | 4.5111
| 2020-10-01: 2019; 2020-11-01: 12; 2020-12-01: 2019-12-27 | 7.7376 | 7.7376 | 3.4608 | 0
| 2020-10-01: 2019; 2020-11-01: 12; 2020-12-01: 2019-12-28 | 7.7496 | 7.7496 | 0 | 2.571
| 2020-10-01: 2019; 2020-11-01: 12; 2020-12-01: 2019-12-29 | 7.7365 | 7.7365 | 3.5427 | 0
| 2020-10-01: 2019; 2020-11-01: 12; 2020-12-01: 2019-12-30 | 7.7422 | 7.7422 | 0 | 3.1216
| 2020-10-01: 2019; 2020-11-01: 12; 2020-12-01: 2019-12-31 | 7.7334 | 7.7334 | 3.7705 | 0

## NM2
Year | Month | NM1 | NM2 | NM3 | NM4 | Year | Month | Tdate | NM1_Gen | NM2_Gen | NM3_Gen | NM4_Gen
2019 | 1 | 7.767 | 4.1613 | 4.3444 | 2.5245 | 2019 | 1 | 2019-01-01 | 7.7455 | 4.3 | 0 | 6.9484
2019 | 2 | 7.8937 | 2.3036 | 4.4137 | 4.9613 | 2019 | 1 | 2019-01-02 | 7.748 | 4.3 | 0 | 6.7632
2019 | 3 | 7.9835 | 2.4968 | 3.5159 | 4.4121 | 2019 | 1 | 2019-01-03 | 7.7543 | 4.3 | 0 | 6.3055
2019 | 4 | 7.5055 | 4.3 | 7.3997 | 7.3997 | 2019 | 1 | 2019-01-04 | 7.7563 | 4.3 | 6.1547 | 0
2019 | 5 | 7.1659 | 4.3 | 7.0649 | 7.0649 | 2019 | 1 | 2019-01-05 | 7.7631 | 4.3 | 0 | 5.6611
2019 | 6 | 7.6789 | 2.8667 | 6.5062 | 6.9522 | 2019 | 1 | 2019-01-06 | 7.7669 | 4.3 | 0 | 5.3761
2019 | 7 | 6.6521 | 1.5114 | 0.365 | 0.7365 | 2019 | 1 | 2019-01-07 | 7.7672 | 4.3 | 0 | 5.3587
2019 | 8 | 3.3103 | 1.3871 | 0 | 0 | 2019 | 1 | 2019-01-08 | 7.7706 | 4.3 | 5.1083 | 0
2019 | 9 | 5.5441 | 0.71667 | 2.8811e-16 | 0 | 2019 | 1 | 2019-01-09 | 8.4 | 0 | 0 | 8.5
2019 | 10 | 5.9091 | 1.6482 | 0.24939 | 1.8549 | 2019 | 1 | 2019-01-10 | 7.7402 | 4.3 | 7.25 | 0
2019 | 11 | 7.9914 | 2.0067 | 2.8125 | 1.2073 | 2019 | 1 | 2019-01-11 | 7.729 | 4.3 | 0 | 7.8713
2019 | 12 | 7.8463 | 3.6065 | 2.3111 | 4.6545 | 2019 | 1 | 2019-01-12 | 7.7376 | 4.3 | 7.3956 | 0
[6 empty] | 2019 | 1 | 2019-01-13 | 7.7431 | 4.3 | 7.0911 | 0
[6 empty] | 2019 | 1 | 2019-01-14 | 7.7549 | 4.3 | 0 | 6.2591
[6 empty] | 2019 | 1 | 2019-01-15 | 7.7591 | 4.3 | 5.9515 | 0
[6 empty] | 2019 | 1 | 2019-01-16 | 7.7597 | 4.3 | 0 | 5.9109
[6 empty] | 2019 | 1 | 2019-01-17 | 7.7711 | 4.3 | 5.0734 | 0
[6 empty] | 2019 | 1 | 2019-01-18 | 7.7584 | 4.3 | 6.0038 | 0
[6 empty] | 2019 | 1 | 2019-01-19 | 7.7468 | 4.3 | 0 | 6.8501
[6 empty] | 2019 | 1 | 2019-01-20 | 7.7341 | 4.3 | 7.5895 | 0
[6 empty] | 2019 | 1 | 2019-01-21 | 7.7236 | 4.3 | 8.1747 | 0
[6 empty] | 2019 | 1 | 2019-01-22 | 7.7247 | 4.3 | 8.1132 | 0
[6 empty] | 2019 | 1 | 2019-01-23 | 7.7348 | 4.3 | 7.5499 | 0
[6 empty] | 2019 | 1 | 2019-01-24 | 7.7352 | 4.3 | 7.5279 | 0
[6 empty] | 2019 | 1 | 2019-01-25 | 7.7188 | 4.3 | 8.4426 | 0
[6 empty] | 2019 | 1 | 2019-01-26 | 7.7277 | 4.3 | 7.9461 | 0
[6 empty] | 2019 | 1 | 2019-01-27 | 7.7314 | 4.3 | 7.7393 | 0
[6 empty] | 2019 | 1 | 2019-01-28 | 7.7345 | 4.3 | 7.5675 | 0
[6 empty] | 2019 | 1 | 2019-01-29 | 7.7402 | 4.3 | 7.25 | 0
[6 empty] | 2019 | 1 | 2019-01-30 | 7.7483 | 4.3 | 6.7459 | 0
[6 empty] | 2019 | 1 | 2019-01-31 | 7.7522 | 4.3 | 4.4552e-15 | 6.4562
[6 empty] | 2019 | 2 | 2019-02-01 | 7.7586 | 4.3 | 5.9864 | 0
[6 empty] | 2019 | 2 | 2019-02-02 | 7.7518 | 4.3 | 0 | 6.4852
[6 empty] | 2019 | 2 | 2019-02-03 | 7.6704 | 0 | 8.2595 | 6.9053
[6 empty] | 2019 | 2 | 2019-02-04 | 7.6581 | 0 | 7.3806 | 8.456
[6 empty] | 2019 | 2 | 2019-02-05 | 7.6688 | 0 | 8.3516 | 6.9038
[6 empty] | 2019 | 2 | 2019-02-06 | 7.6859 | 0 | 7.4029 | 6.9192
[6 empty] | 2019 | 2 | 2019-02-07 | 7.6928 | 0 | 6.9254 | 7.0151
[6 empty] | 2019 | 2 | 2019-02-08 | 7.6936 | 0 | 6.971 | 6.9262
[6 empty] | 2019 | 2 | 2019-02-09 | 7.6916 | 0 | 6.9243 | 7.0856
[6 empty] | 2019 | 2 | 2019-02-10 | 8.4 | 4.3 | 0 | 8.5
[6 empty] | 2019 | 2 | 2019-02-11 | 8.2335 | 4.3 | 0 | 8.5
[6 empty] | 2019 | 2 | 2019-02-12 | 8.4 | 4.3 | 0 | 8.5
[6 empty] | 2019 | 2 | 2019-02-13 | 8.4 | 4.3 | 0 | 8.5
[6 empty] | 2019 | 2 | 2019-02-14 | 8.1098 | 4.3 | 8.5 | 0
[6 empty] | 2019 | 2 | 2019-02-15 | 7.7587 | 4.3 | 0 | 8.5
[6 empty] | 2019 | 2 | 2019-02-16 | 7.7277 | 4.3 | 7.9461 | 0
[6 empty] | 2019 | 2 | 2019-02-17 | 7.7285 | 4.3 | 7.9021 | 0
[6 empty] | 2019 | 2 | 2019-02-18 | 7.7453 | 4.3 | 0 | 6.96
[6 empty] | 2019 | 2 | 2019-02-19 | 7.7451 | 4.3 | 6.9762 | 0
[6 empty] | 2019 | 2 | 2019-02-20 | 7.7415 | 4.3 | 7.1794 | 0
[6 empty] | 2019 | 2 | 2019-02-21 | 7.7533 | 4.3 | 6.3809 | 0
[6 empty] | 2019 | 2 | 2019-02-22 | 7.7599 | 4.3 | 5.8935 | 0
[6 empty] | 2019 | 2 | 2019-02-23 | 8.4 | 0 | 2.7125e-16 | 8.5
[6 empty] | 2019 | 2 | 2019-02-24 | 8.3223 | 0 | 0 | 8.5
[6 empty] | 2019 | 2 | 2019-02-25 | 8.0876 | 0 | 0 | 8.5
[6 empty] | 2019 | 2 | 2019-02-26 | 7.8131 | 0 | 0 | 7.2613
[6 empty] | 2019 | 2 | 2019-02-27 | 7.8116 | 0 | 7.3419 | 0
[6 empty] | 2019 | 2 | 2019-02-28 | 7.8131 | 0 | 7.2613 | 0
[6 empty] | 2019 | 3 | 2019-03-01 | 7.8128 | 0 | 7.2748 | 0
[6 empty] | 2019 | 3 | 2019-03-02 | 7.8178 | 0 | 0 | 6.9785
[6 empty] | 2019 | 3 | 2019-03-03 | 7.8249 | 0 | 0 | 6.4497
[6 empty] | 2019 | 3 | 2019-03-04 | 7.8288 | 0 | 0 | 6.1613
[6 empty] | 2019 | 3 | 2019-03-05 | 7.8381 | 0 | 0 | 5.4716
[6 empty] | 2019 | 3 | 2019-03-06 | 7.8375 | 0 | 5.5129 | 9.8572e-15
[6 empty] | 2019 | 3 | 2019-03-07 | 8.4 | 4.3 | 0 | 0
[6 empty] | 2019 | 3 | 2019-03-08 | 7.8373 | 5.5897e-15 | 0 | 5.5306
[6 empty] | 2019 | 3 | 2019-03-09 | 7.8383 | 0 | 0 | 5.4539
[6 empty] | 2019 | 3 | 2019-03-10 | 5.9611 | 4.3 | 0 | 0
[6 empty] | 2019 | 3 | 2019-03-11 | 7.8415 | 0 | 5.2177 | 0
[6 empty] | 2019 | 3 | 2019-03-12 | 7.8426 | 0 | 0 | 5.135
[6 empty] | 2019 | 3 | 2019-03-13 | 7.8423 | 0 | 5.1527 | 0
[6 empty] | 2019 | 3 | 2019-03-14 | 8.4 | 4.3 | 0 | 0
[6 empty] | 2019 | 3 | 2019-03-15 | 8.4 | 4.3 | 0 | 0
[6 empty] | 2019 | 3 | 2019-03-16 | 8.4 | 4.3 | 0 | 0
[6 empty] | 2019 | 3 | 2019-03-17 | 8.4 | 4.3 | 0 | 0
[6 empty] | 2019 | 3 | 2019-03-18 | 8.4 | 4.3 | 0 | 0
[6 empty] | 2019 | 3 | 2019-03-19 | 7.8354 | 0 | 5.6722 | 0
[6 empty] | 2019 | 3 | 2019-03-20 | 7.8083 | 0 | 0 | 7.5299
[6 empty] | 2019 | 3 | 2019-03-21 | 7.957 | 4.3 | 0 | 8.5
[6 empty] | 2019 | 3 | 2019-03-22 | 7.6112 | 4.3 | 7.4508 | 6.852
[6 empty] | 2019 | 3 | 2019-03-23 | 8.3942 | 4.3 | 8.2759 | 8.2759
[6 empty] | 2019 | 3 | 2019-03-24 | 8.261 | 4.3 | 8.1446 | 8.1446
[6 empty] | 2019 | 3 | 2019-03-25 | 8.2977 | 4.3 | 8.1808 | 8.1808
[6 empty] | 2019 | 3 | 2019-03-26 | 8.1803 | 4.3 | 8.065 | 8.065
[6 empty] | 2019 | 3 | 2019-03-27 | 8.1243 | 4.3 | 8.0098 | 8.0098
[6 empty] | 2019 | 3 | 2019-03-28 | 8.1613 | 4.3 | 8.0463 | 8.0463
[6 empty] | 2019 | 3 | 2019-03-29 | 8.1236 | 4.3 | 8.0091 | 8.0091
[6 empty] | 2019 | 3 | 2019-03-30 | 8.105 | 4.3 | 7.9908 | 7.9908
[6 empty] | 2019 | 3 | 2019-03-31 | 8.1051 | 4.3 | 7.9909 | 7.9909
[6 empty] | 2019 | 4 | 2019-04-01 | 8.0915 | 4.3 | 7.9774 | 7.9774
[6 empty] | 2019 | 4 | 2019-04-02 | 8.0882 | 4.3 | 7.9742 | 7.9742
[6 empty] | 2019 | 4 | 2019-04-03 | 8.0762 | 4.3 | 7.9624 | 7.9624
[6 empty] | 2019 | 4 | 2019-04-04 | 8.0554 | 4.3 | 7.9419 | 7.9419
[6 empty] | 2019 | 4 | 2019-04-05 | 8.0327 | 4.3 | 7.9194 | 7.9194
[6 empty] | 2019 | 4 | 2019-04-06 | 7.972 | 4.3 | 7.8596 | 7.8596
[6 empty] | 2019 | 4 | 2019-04-07 | 7.8647 | 4.3 | 7.7538 | 7.7538
[6 empty] | 2019 | 4 | 2019-04-08 | 7.6933 | 4.3 | 7.5849 | 7.5849
[6 empty] | 2019 | 4 | 2019-04-09 | 7.4994 | 4.3 | 7.3937 | 7.3937
[6 empty] | 2019 | 4 | 2019-04-10 | 7.2641 | 4.3 | 7.1617 | 7.1617
[6 empty] | 2019 | 4 | 2019-04-11 | 7.2476 | 4.3 | 7.1454 | 7.1454
[6 empty] | 2019 | 4 | 2019-04-12 | 7.2392 | 4.3 | 7.1372 | 7.1372
[6 empty] | 2019 | 4 | 2019-04-13 | 7.2325 | 4.3 | 7.1305 | 7.1305
[6 empty] | 2019 | 4 | 2019-04-14 | 7.2174 | 4.3 | 7.1157 | 7.1157
[6 empty] | 2019 | 4 | 2019-04-15 | 7.2281 | 4.3 | 7.1262 | 7.1262
[6 empty] | 2019 | 4 | 2019-04-16 | 7.2473 | 4.3 | 7.1451 | 7.1451
[6 empty] | 2019 | 4 | 2019-04-17 | 7.2665 | 4.3 | 7.1641 | 7.1641
[6 empty] | 2019 | 4 | 2019-04-18 | 7.2876 | 4.3 | 7.1849 | 7.1849
[6 empty] | 2019 | 4 | 2019-04-19 | 7.3335 | 4.3 | 7.2301 | 7.2301
[6 empty] | 2019 | 4 | 2019-04-20 | 7.3839 | 4.3 | 7.2798 | 7.2798
[6 empty] | 2019 | 4 | 2019-04-21 | 7.3989 | 4.3 | 7.2947 | 7.2947
[6 empty] | 2019 | 4 | 2019-04-22 | 7.3767 | 4.3 | 7.2727 | 7.2727
[6 empty] | 2019 | 4 | 2019-04-23 | 7.3625 | 4.3 | 7.2588 | 7.2588
[6 empty] | 2019 | 4 | 2019-04-24 | 7.3604 | 4.3 | 7.2567 | 7.2567
[6 empty] | 2019 | 4 | 2019-04-25 | 7.3536 | 4.3 | 7.2499 | 7.2499
[6 empty] | 2019 | 4 | 2019-04-26 | 7.3459 | 4.3 | 7.2423 | 7.2423
[6 empty] | 2019 | 4 | 2019-04-27 | 7.3406 | 4.3 | 7.2371 | 7.2371
[6 empty] | 2019 | 4 | 2019-04-28 | 7.3722 | 4.3 | 7.2683 | 7.2683
[6 empty] | 2019 | 4 | 2019-04-29 | 7.4207 | 4.3 | 7.3161 | 7.3161
[6 empty] | 2019 | 4 | 2019-04-30 | 7.5125 | 4.3 | 7.4066 | 7.4066
[6 empty] | 2019 | 5 | 2019-05-01 | 7.2084 | 4.3 | 7.1068 | 7.1068
[6 empty] | 2019 | 5 | 2019-05-02 | 7.1958 | 4.3 | 7.0943 | 7.0943
[6 empty] | 2019 | 5 | 2019-05-03 | 7.211 | 4.3 | 7.1093 | 7.1093
[6 empty] | 2019 | 5 | 2019-05-04 | 7.2146 | 4.3 | 7.1129 | 7.1129
[6 empty] | 2019 | 5 | 2019-05-05 | 7.2182 | 4.3 | 7.1164 | 7.1164
[6 empty] | 2019 | 5 | 2019-05-06 | 7.2167 | 4.3 | 7.115 | 7.115
[6 empty] | 2019 | 5 | 2019-05-07 | 7.2109 | 4.3 | 7.1093 | 7.1093
[6 empty] | 2019 | 5 | 2019-05-08 | 7.1985 | 4.3 | 7.097 | 7.097
[6 empty] | 2019 | 5 | 2019-05-09 | 7.1825 | 4.3 | 7.0813 | 7.0813
[6 empty] | 2019 | 5 | 2019-05-10 | 7.1446 | 4.3 | 7.0439 | 7.0439
[6 empty] | 2019 | 5 | 2019-05-11 | 7.0957 | 4.3 | 6.9957 | 6.9957
[6 empty] | 2019 | 5 | 2019-05-12 | 7.0749 | 4.3 | 6.9752 | 6.9752
[6 empty] | 2019 | 5 | 2019-05-13 | 7.083 | 4.3 | 6.9832 | 6.9832
[6 empty] | 2019 | 5 | 2019-05-14 | 7.0888 | 4.3 | 6.9888 | 6.9888
[6 empty] | 2019 | 5 | 2019-05-15 | 7.0954 | 4.3 | 6.9954 | 6.9954
[6 empty] | 2019 | 5 | 2019-05-16 | 7.1446 | 4.3 | 7.0439 | 7.0439
[6 empty] | 2019 | 5 | 2019-05-17 | 7.0958 | 4.3 | 6.9958 | 6.9958
[6 empty] | 2019 | 5 | 2019-05-18 | 7.103 | 4.3 | 7.0029 | 7.0029
[6 empty] | 2019 | 5 | 2019-05-19 | 7.1035 | 4.3 | 7.0034 | 7.0034
[6 empty] | 2019 | 5 | 2019-05-20 | 7.1091 | 4.3 | 7.0089 | 7.0089
[6 empty] | 2019 | 5 | 2019-05-21 | 7.1171 | 4.3 | 7.0167 | 7.0167
[6 empty] | 2019 | 5 | 2019-05-22 | 7.1265 | 4.3 | 7.026 | 7.026
[6 empty] | 2019 | 5 | 2019-05-23 | 7.1345 | 4.3 | 7.0339 | 7.0339
[6 empty] | 2019 | 5 | 2019-05-24 | 7.174 | 4.3 | 7.0729 | 7.0729
[6 empty] | 2019 | 5 | 2019-05-25 | 7.1035 | 4.3 | 7.0034 | 7.0034
[6 empty] | 2019 | 5 | 2019-05-26 | 7.1091 | 4.3 | 7.0089 | 7.0089
[6 empty] | 2019 | 5 | 2019-05-27 | 7.1171 | 4.3 | 7.0168 | 7.0168
[6 empty] | 2019 | 5 | 2019-05-28 | 7.2566 | 4.3 | 7.1543 | 7.1543
[6 empty] | 2019 | 5 | 2019-05-29 | 7.2743 | 4.3 | 7.1717 | 7.1717
[6 empty] | 2019 | 5 | 2019-05-30 | 7.2971 | 4.3 | 7.1942 | 7.1942
[6 empty] | 2019 | 5 | 2019-05-31 | 7.4377 | 4.3 | 7.3328 | 7.3328
[6 empty] | 2019 | 6 | 2019-06-01 | 7.6948 | 4.3 | 7.5863 | 7.5863
[6 empty] | 2019 | 6 | 2019-06-02 | 8.0684 | 4.3 | 7.9547 | 7.9547
[6 empty] | 2019 | 6 | 2019-06-03 | 8.1253 | 4.3 | 8.0108 | 8.0108
[6 empty] | 2019 | 6 | 2019-06-04 | 8.1555 | 4.3 | 8.0406 | 8.0406
[6 empty] | 2019 | 6 | 2019-06-05 | 8.1694 | 4.3 | 8.0542 | 8.0542
[6 empty] | 2019 | 6 | 2019-06-06 | 8.181 | 4.3 | 8.0657 | 8.0657
[6 empty] | 2019 | 6 | 2019-06-07 | 8.199 | 4.3 | 8.0835 | 8.0835
[6 empty] | 2019 | 6 | 2019-06-08 | 8.2957 | 4.3 | 8.1788 | 8.1788
[6 empty] | 2019 | 6 | 2019-06-09 | 8.3894 | 4.3 | 8.2712 | 8.2712
[6 empty] | 2019 | 6 | 2019-06-10 | 8.4 | 4.3 | 8.2885 | 8.2885
[6 empty] | 2019 | 6 | 2019-06-11 | 8.4 | 4.3 | 8.3011 | 8.3011
[6 empty] | 2019 | 6 | 2019-06-12 | 7.567 | 4.3 | 8.3159 | 8.3554
[6 empty] | 2019 | 6 | 2019-06-13 | 7.6178 | 4.3 | 7.0864 | 6.8579
[6 empty] | 2019 | 6 | 2019-06-14 | 7.5893 | 4.3 | 7.1 | 8.38
[6 empty] | 2019 | 6 | 2019-06-15 | 8.4 | 4.3 | 8.3119 | 8.3119
[6 empty] | 2019 | 6 | 2019-06-16 | 7.6242 | 4.3 | 6.7007 | 6.8636
[6 empty] | 2019 | 6 | 2019-06-17 | 7.6577 | 0 | 7.4025 | 8.4556
[6 empty] | 2019 | 6 | 2019-06-18 | 7.6823 | 0 | 7.6009 | 6.916
[6 empty] | 2019 | 6 | 2019-06-19 | 7.6903 | 0 | 7.1562 | 6.9232
[6 empty] | 2019 | 6 | 2019-06-20 | 7.6953 | 0 | 6.8633 | 6.9276
[6 empty] | 2019 | 6 | 2019-06-21 | 7.6975 | 0 | 6.9296 | 6.7015
[6 empty] | 2019 | 6 | 2019-06-22 | 7.6966 | 0 | 6.7651 | 6.9289
[6 empty] | 2019 | 6 | 2019-06-23 | 7.6923 | 0 | 7.046 | 6.9249
[6 empty] | 2019 | 6 | 2019-06-24 | 8.4 | 4.3 | 8.5 | 0
[6 empty] | 2019 | 6 | 2019-06-25 | 7.7372 | 4.3 | 0 | 7.4176
[6 empty] | 2019 | 6 | 2019-06-26 | 7.7699 | 4.3 | 5.1549 | 0
[6 empty] | 2019 | 6 | 2019-06-27 | 8.1128 | 0 | 0 | 8.5
[6 empty] | 2019 | 6 | 2019-06-28 | 7.8199 | 0 | 0 | 6.8259
[6 empty] | 2019 | 6 | 2019-06-29 | 7.8388 | 0 | 5.4185 | 0
[6 empty] | 2019 | 6 | 2019-06-30 | 0 | 4.3 | 0 | 8.4395
[6 empty] | 2019 | 7 | 2019-07-01 | 8.4 | 4.3 | 7.0928e-14 | 0
[6 empty] | 2019 | 7 | 2019-07-02 | 0 | 4.3 | 0 | 8.5
[6 empty] | 2019 | 7 | 2019-07-03 | 7.8332 | 0 | 0 | 5.8314
[6 empty] | 2019 | 7 | 2019-07-04 | 7.8341 | 0 | 5.7665 | 0
[6 empty] | 2019 | 7 | 2019-07-05 | 7.837 | 0 | 5.5483 | 0
[6 empty] | 2019 | 7 | 2019-07-06 | 8.4 | 4.3 | 0 | 0
[6 empty] | 2019 | 7 | 2019-07-07 | 7.8394 | 4.3 | 0 | 0
[6 empty] | 2019 | 7 | 2019-07-08 | 8.4 | 4.3 | 0 | 0
[6 empty] | 2019 | 7 | 2019-07-09 | 7.5718 | 4.3 | 0 | 0
[6 empty] | 2019 | 7 | 2019-07-10 | 6.1629 | 4.3 | 0 | 0
[6 empty] | 2019 | 7 | 2019-07-11 | 5.7862 | 4.3 | 0 | 0
[6 empty] | 2019 | 7 | 2019-07-12 | 6.3309 | 4.3 | 0 | 0
[6 empty] | 2019 | 7 | 2019-07-13 | 8.4 | 0 | 0 | 0
[6 empty] | 2019 | 7 | 2019-07-14 | 7.1703 | 1.6196 | 0 | 0
[6 empty] | 2019 | 7 | 2019-07-15 | 7.8999 | 1.63 | 8.4197e-19 | 1.2992e-17
[6 empty] | 2019 | 7 | 2019-07-16 | 7.8994 | 1.6663 | 1.3009e-17 | 1.4128e-17
[6 empty] | 2019 | 7 | 2019-07-17 | 7.7921 | 1.6182 | 0 | 0
[6 empty] | 2019 | 7 | 2019-07-18 | 7.3191 | 1.6193 | 0 | 0
[6 empty] | 2019 | 7 | 2019-07-19 | 0 | 0 | 0 | 8.5
[6 empty] | 2019 | 7 | 2019-07-20 | 8.4 | 0 | 0 | 0
[6 empty] | 2019 | 7 | 2019-07-21 | 8.245 | 0 | 0 | 0
[6 empty] | 2019 | 7 | 2019-07-22 | 7.992 | 0 | 0 | 0
[6 empty] | 2019 | 7 | 2019-07-23 | 7.0022 | 0 | 0 | 0
[6 empty] | 2019 | 7 | 2019-07-24 | 5.796 | 0 | 0 | 0
[6 empty] | 2019 | 7 | 2019-07-25 | 5.5023 | 0 | 0 | 0
[6 empty] | 2019 | 7 | 2019-07-26 | 8.4 | 0 | 0 | 0
[6 empty] | 2019 | 7 | 2019-07-27 | 5.4271 | 0 | 0 | 0
[6 empty] | 2019 | 7 | 2019-07-28 | 5.1673 | 0 | 0 | 0
[6 empty] | 2019 | 7 | 2019-07-29 | 5.2972 | 0 | 0 | 0
[6 empty] | 2019 | 7 | 2019-07-30 | 5.2289 | 0 | 0 | 0
[6 empty] | 2019 | 7 | 2019-07-31 | 4.8799 | 0 | 0 | 0
[6 empty] | 2019 | 8 | 2019-08-01 | 5.0579 | 0 | 0 | 0
[6 empty] | 2019 | 8 | 2019-08-02 | 4.9894 | 0 | 0 | 0
[6 empty] | 2019 | 8 | 2019-08-03 | 5.2083 | 0 | 0 | 0
[6 empty] | 2019 | 8 | 2019-08-04 | 5.3246 | 0 | 0 | 0
[6 empty] | 2019 | 8 | 2019-08-05 | 5.4066 | 0 | 0 | 0
[6 empty] | 2019 | 8 | 2019-08-06 | 4.8936 | 0 | 0 | 0
[6 empty] | 2019 | 8 | 2019-08-07 | 4.5649 | 0 | 0 | 0
[6 empty] | 2019 | 8 | 2019-08-08 | 4.9005 | 0 | 0 | 0
[6 empty] | 2019 | 8 | 2019-08-09 | 4.8457 | 0 | 0 | 0
[6 empty] | 2019 | 8 | 2019-08-10 | 4.9621 | 0 | 0 | 0
[6 empty] | 2019 | 8 | 2019-08-11 | 4.8183 | 0 | 0 | 0
[6 empty] | 2019 | 8 | 2019-08-12 | 4.9963 | 0 | 0 | 0
[6 empty] | 2019 | 8 | 2019-08-13 | 4.9347 | 0 | 0 | 0
[6 empty] | 2019 | 8 | 2019-08-14 | 4.8183 | 0 | 0 | 0
[6 empty] | 2019 | 8 | 2019-08-15 | 4.5855 | 0 | 0 | 0
[6 empty] | 2019 | 8 | 2019-08-16 | 4.6471 | 0 | 0 | 0
[6 empty] | 2019 | 8 | 2019-08-17 | 4.8115 | 0 | 0 | 0
[6 empty] | 2019 | 8 | 2019-08-18 | 4.5101 | 0 | 0 | 0
[6 empty] | 2019 | 8 | 2019-08-19 | 4.9552 | 0 | 0 | 0
[6 empty] | 2019 | 8 | 2019-08-20 | 4.9826 | 0 | 0 | 0
[6 empty] | 2019 | 8 | 2019-08-21 | 0 | 4.3 | 0 | 0
[6 empty] | 2019 | 8 | 2019-08-22 | 0 | 4.3 | 0 | 0
[6 empty] | 2019 | 8 | 2019-08-23 | 0 | 4.3 | 0 | 0
[6 empty] | 2019 | 8 | 2019-08-24 | 0 | 4.3 | 0 | 0
[6 empty] | 2019 | 8 | 2019-08-25 | 0 | 4.3 | 0 | 0
[6 empty] | 2019 | 8 | 2019-08-26 | 0 | 4.3 | 0 | 0
[6 empty] | 2019 | 8 | 2019-08-27 | 4.4073 | 0 | 0 | 0
[6 empty] | 2019 | 8 | 2019-08-28 | 0 | 4.3 | 0 | 0
[6 empty] | 2019 | 8 | 2019-08-29 | 0 | 4.3 | 0 | 0
[6 empty] | 2019 | 8 | 2019-08-30 | 0 | 4.3 | 0 | 0
[6 empty] | 2019 | 8 | 2019-08-31 | 0 | 4.3 | 0 | 0
[6 empty] | 2019 | 9 | 2019-09-01 | 0 | 4.3 | 0 | 0
[6 empty] | 2019 | 9 | 2019-09-02 | 0 | 4.3 | 0 | 0
[6 empty] | 2019 | 9 | 2019-09-03 | 2.1998e-14 | 4.3 | 0 | 0
[6 empty] | 2019 | 9 | 2019-09-04 | 0 | 4.3 | 0 | 0
[6 empty] | 2019 | 9 | 2019-09-05 | 5.3656 | 0 | 0 | 0
[6 empty] | 2019 | 9 | 2019-09-06 | 6.1849 | 0 | 0 | 0
[6 empty] | 2019 | 9 | 2019-09-07 | 6.103 | 0 | 0 | 0
[6 empty] | 2019 | 9 | 2019-09-08 | 5.7277 | 0 | 0 | 0
[6 empty] | 2019 | 9 | 2019-09-09 | 6.103 | 0 | 0 | 0
[6 empty] | 2019 | 9 | 2019-09-10 | 6.4166 | 0 | 0 | 0
[6 empty] | 2019 | 9 | 2019-09-11 | 6.294 | 0 | 0 | 0
[6 empty] | 2019 | 9 | 2019-09-12 | 6.5461 | 0 | 0 | 0
[6 empty] | 2019 | 9 | 2019-09-13 | 6.7163 | 0 | 0 | 0
[6 empty] | 2019 | 9 | 2019-09-14 | 6.4984 | 0 | 0 | 0
[6 empty] | 2019 | 9 | 2019-09-15 | 6.764 | 0 | 0 | 0
[6 empty] | 2019 | 9 | 2019-09-16 | 6.6482 | 0 | 0 | 0
[6 empty] | 2019 | 9 | 2019-09-17 | 6.8321 | 0 | 0 | 0
[6 empty] | 2019 | 9 | 2019-09-18 | 6.6959 | 0 | 0 | 0
[6 empty] | 2019 | 9 | 2019-09-19 | 6.8593 | 0 | 0 | 0
[6 empty] | 2019 | 9 | 2019-09-20 | 6.7776 | 0 | 0 | 0
[6 empty] | 2019 | 9 | 2019-09-21 | 6.7572 | 0 | 0 | 0
[6 empty] | 2019 | 9 | 2019-09-22 | 6.9069 | 0 | 0 | 0
[6 empty] | 2019 | 9 | 2019-09-23 | 6.9818 | 0 | 0 | 0
[6 empty] | 2019 | 9 | 2019-09-24 | 6.798 | 0 | 0 | 0
[6 empty] | 2019 | 9 | 2019-09-25 | 6.7708 | 0 | 0 | 0
[6 empty] | 2019 | 9 | 2019-09-26 | 7.0566 | 0 | 0 | 0
[6 empty] | 2019 | 9 | 2019-09-27 | 7.0702 | 0 | 0 | 0
[6 empty] | 2019 | 9 | 2019-09-28 | 0 | 0 | 0 | 0
[6 empty] | 2019 | 9 | 2019-09-29 | 8.4 | 4.3 | 8.6433e-15 | 0
[6 empty] | 2019 | 9 | 2019-09-30 | 7.0498 | 0 | 0 | 0
[6 empty] | 2019 | 10 | 2019-10-01 | 7.1994 | 0 | 0 | 0
[6 empty] | 2019 | 10 | 2019-10-02 | 7.1858 | 0 | 0 | 0
[6 empty] | 2019 | 10 | 2019-10-03 | 7.111 | 0 | 0 | 0
[6 empty] | 2019 | 10 | 2019-10-04 | 7.145 | 0 | 0 | 0
[6 empty] | 2019 | 10 | 2019-10-05 | 7.2946 | 0 | 0 | 0
[6 empty] | 2019 | 10 | 2019-10-06 | 7.3353 | 0 | 0 | 0
[6 empty] | 2019 | 10 | 2019-10-07 | 7.3489 | 0 | 0 | 0
[6 empty] | 2019 | 10 | 2019-10-08 | 7.0634 | 0 | 0 | 0
[6 empty] | 2019 | 10 | 2019-10-09 | 0 | 0 | 0 | 8.4644
[6 empty] | 2019 | 10 | 2019-10-10 | 8.4 | 0 | 0 | 0
[6 empty] | 2019 | 10 | 2019-10-11 | 0 | 0 | 0 | 8.5
[6 empty] | 2019 | 10 | 2019-10-12 | 0 | 0 | 0 | 8.5
[6 empty] | 2019 | 10 | 2019-10-13 | 7.4273 | 1.619 | 0 | 0
[6 empty] | 2019 | 10 | 2019-10-14 | 7.3326 | 1.6193 | 0 | 0
[6 empty] | 2019 | 10 | 2019-10-15 | 7.6097 | 1.6186 | 0 | 0
[6 empty] | 2019 | 10 | 2019-10-16 | 7.2988 | 1.6193 | 0 | 0
[6 empty] | 2019 | 10 | 2019-10-17 | 0 | 0 | 1.252e-16 | 8.5
[6 empty] | 2019 | 10 | 2019-10-18 | 0 | 0 | 0 | 8.5
[6 empty] | 2019 | 10 | 2019-10-19 | 7.7651 | 1.6182 | 0 | 0
[6 empty] | 2019 | 10 | 2019-10-20 | 6.5056 | 4.3 | 0 | 0
[6 empty] | 2019 | 10 | 2019-10-21 | 6.3175 | 4.3 | 2.9257e-14 | 0
[6 empty] | 2019 | 10 | 2019-10-22 | 7.0626 | 4.3 | 0 | 0
[6 empty] | 2019 | 10 | 2019-10-23 | 5.9813 | 4.3 | 0 | 0
[6 empty] | 2019 | 10 | 2019-10-24 | 6.8077 | 4.3 | 0 | 0
[6 empty] | 2019 | 10 | 2019-10-25 | 6.9352 | 4.3 | 0 | 0
[6 empty] | 2019 | 10 | 2019-10-26 | 7.6454 | 4.3 | 0 | 0
[6 empty] | 2019 | 10 | 2019-10-27 | 8.3828 | 4.3 | 0 | 0
[6 empty] | 2019 | 10 | 2019-10-28 | 8.4 | 4.3 | 2.7387e-14 | 0
[6 empty] | 2019 | 10 | 2019-10-29 | 3.1357e-16 | 4.3 | 0 | 8.5
[6 empty] | 2019 | 10 | 2019-10-30 | 7.8237 | 0 | 0 | 6.5379
[6 empty] | 2019 | 10 | 2019-10-31 | 7.8048 | 0 | 7.7311 | 0
[6 empty] | 2019 | 11 | 2019-11-01 | 7.7983 | 0 | 0 | 8.0928
[6 empty] | 2019 | 11 | 2019-11-02 | 7.7965 | 0 | 8.1954 | 0
[6 empty] | 2019 | 11 | 2019-11-03 | 7.8107 | 0 | 8.5 | 0
[6 empty] | 2019 | 11 | 2019-11-04 | 7.8485 | 0 | 8.5 | 0
[6 empty] | 2019 | 11 | 2019-11-05 | 8.2595 | 0 | 0 | 8.5
[6 empty] | 2019 | 11 | 2019-11-06 | 7.7733 | 4.3 | 4.9103 | 0
[6 empty] | 2019 | 11 | 2019-11-07 | 7.9786 | 0 | 8.5 | 0
[6 empty] | 2019 | 11 | 2019-11-08 | 8.4 | 0 | 8.5 | 3.5724e-15
[6 empty] | 2019 | 11 | 2019-11-09 | 7.8076 | 0 | 0 | 7.5702
[6 empty] | 2019 | 11 | 2019-11-10 | 7.8315 | 0 | 5.961 | 0
[6 empty] | 2019 | 11 | 2019-11-11 | 7.8341 | 0 | 5.7665 | 0
[6 empty] | 2019 | 11 | 2019-11-12 | 7.8339 | 0 | 0 | 5.7783
[6 empty] | 2019 | 11 | 2019-11-13 | 7.8335 | 0 | 5.8078 | 0
[6 empty] | 2019 | 11 | 2019-11-14 | 7.8347 | 0 | 5.7253 | 0
[6 empty] | 2019 | 11 | 2019-11-15 | 7.8066 | 0 | 7.6283 | 0
[6 empty] | 2019 | 11 | 2019-11-16 | 7.8259 | 0 | 6.3791 | 2.1392e-14
[6 empty] | 2019 | 11 | 2019-11-17 | 8.2411 | 4.3 | 0 | 0
[6 empty] | 2019 | 11 | 2019-11-18 | 8.1078 | 4.3 | 0 | 0
[6 empty] | 2019 | 11 | 2019-11-19 | 7.8842 | 4.3 | 0 | 0
[6 empty] | 2019 | 11 | 2019-11-20 | 8.0175 | 4.3 | 0 | 0
[6 empty] | 2019 | 11 | 2019-11-21 | 8.0863 | 4.3 | 0 | 0
[6 empty] | 2019 | 11 | 2019-11-22 | 8.1637 | 4.3 | 0 | 0
[6 empty] | 2019 | 11 | 2019-11-23 | 8.1938 | 4.3 | 0 | 0
[6 empty] | 2019 | 11 | 2019-11-24 | 8.2239 | 4.3 | 0 | 0
[6 empty] | 2019 | 11 | 2019-11-25 | 7.9745 | 4.3 | 0 | 0
[6 empty] | 2019 | 11 | 2019-11-26 | 8.0175 | 4.3 | 0 | 0
[6 empty] | 2019 | 11 | 2019-11-27 | 8.3785 | 4.3 | 0 | 0
[6 empty] | 2019 | 11 | 2019-11-28 | 7.953 | 4.3 | 0 | 0
[6 empty] | 2019 | 11 | 2019-11-29 | 8.4 | 4.3 | 0 | 0
[6 empty] | 2019 | 11 | 2019-11-30 | 7.8272 | 0 | 0 | 6.279
[6 empty] | 2019 | 12 | 2019-12-01 | 7.8229 | 0 | 0 | 6.6025
[6 empty] | 2019 | 12 | 2019-12-02 | 7.8221 | 0 | 0 | 6.6613
[6 empty] | 2019 | 12 | 2019-12-03 | 7.826 | 0 | 0 | 6.3732
[6 empty] | 2019 | 12 | 2019-12-04 | 7.8179 | 0 | 0 | 6.9727
[6 empty] | 2019 | 12 | 2019-12-05 | 8.4 | 0 | 8.5 | 3.5724e-15
[6 empty] | 2019 | 12 | 2019-12-06 | 7.7654 | 4.3 | 5.4866 | 0
[6 empty] | 2019 | 12 | 2019-12-07 | 7.7683 | 4.3 | 0 | 5.2772
[6 empty] | 2019 | 12 | 2019-12-08 | 7.7689 | 4.3 | 0 | 5.2306
[6 empty] | 2019 | 12 | 2019-12-09 | 7.7656 | 4.3 | 0 | 5.475
[6 empty] | 2019 | 12 | 2019-12-10 | 7.7646 | 4.3 | 1.8208e-13 | 5.5448
[6 empty] | 2019 | 12 | 2019-12-11 | 7.7616 | 4.3 | 0 | 5.7715
[6 empty] | 2019 | 12 | 2019-12-12 | 7.7615 | 4.3 | 5.7773 | 0
[6 empty] | 2019 | 12 | 2019-12-13 | 7.7572 | 4.3 | 6.0909 | 0
[6 empty] | 2019 | 12 | 2019-12-14 | 7.7559 | 4.3 | 6.1837 | 0
[6 empty] | 2019 | 12 | 2019-12-15 | 7.7577 | 4.3 | 0 | 6.056
[6 empty] | 2019 | 12 | 2019-12-16 | 7.7483 | 4.3 | 0 | 6.7459
[6 empty] | 2019 | 12 | 2019-12-17 | 7.7585 | 4.3 | 0 | 5.998
[6 empty] | 2019 | 12 | 2019-12-18 | 7.7406 | 4.3 | 0 | 7.228
[6 empty] | 2019 | 12 | 2019-12-19 | 8.118 | 4.3 | 0 | 8.5
[6 empty] | 2019 | 12 | 2019-12-20 | 8.4 | 4.3 | 0 | 8.5
[6 empty] | 2019 | 12 | 2019-12-21 | 8.0107 | 4.3 | 8.5 | 0
[6 empty] | 2019 | 12 | 2019-12-22 | 7.829 | 4.3 | 8.5 | 0
[6 empty] | 2019 | 12 | 2019-12-23 | 8.0272 | 4.3 | 8.5 | 0
[6 empty] | 2019 | 12 | 2019-12-24 | 7.9612 | 4.3 | 0 | 8.5
[6 empty] | 2019 | 12 | 2019-12-25 | 7.9033 | 4.3 | 0 | 8.5
[6 empty] | 2019 | 12 | 2019-12-26 | 7.7234 | 4.3 | 0 | 8.1879
[6 empty] | 2019 | 12 | 2019-12-27 | 7.7376 | 4.3 | 0 | 7.3956
[6 empty] | 2019 | 12 | 2019-12-28 | 7.7496 | 4.3 | 6.6474 | 0
[6 empty] | 2019 | 12 | 2019-12-29 | 7.7365 | 4.3 | 7.4573 | 0
[6 empty] | 2019 | 12 | 2019-12-30 | 7.7422 | 4.3 | 0 | 7.1397
[6 empty] | 2019 | 12 | 2019-12-31 | 7.7334 | 4.3 | 0 | 7.6292
Formulas:
Tdate = [Tdate, row above]+1

## NM1
Year | Month | NM1 | NM2 | NM3 | NM4 | Year | Month | Tdate | NM1_Gen | NM2_Gen | NM3_Gen | NM4_Gen
2019 | 1 | 3.0516 | 1.9419 | 5.9965 | 7.346 | 2019 | 1 | 2019-01-01 | 4.3 | 0 | 6.9729 | 7.1798
2019 | 2 | 3.0714 | 2.9179 | 6.9591 | 6.2703 | 2019 | 1 | 2019-01-02 | 0 | 4.3 | 6.9751 | 7.0384
2019 | 3 | 3.0516 | 4.0226 | 4.8203 | 5.13 | 2019 | 1 | 2019-01-03 | 4.3 | 0 | 6.6002 | 6.9808
2019 | 4 | 4.3 | 4.3 | 7.3997 | 7.3997 | 2019 | 1 | 2019-01-04 | 0 | 4.3 | 6.9826 | 6.4494
2019 | 5 | 4.3 | 4.3 | 7.0649 | 7.0649 | 2019 | 1 | 2019-01-05 | 0 | 4.3 | 5.9561 | 6.9887
2019 | 6 | 3.87 | 3.87 | 7.1416 | 7.2307 | 2019 | 1 | 2019-01-06 | 4.3 | 4.3 | 0 | 8.5
2019 | 7 | 1.9319 | 1.937 | 2.9182 | 2.2444 | 2019 | 1 | 2019-01-07 | 4.3 | 4.3 | 0 | 8.5
2019 | 8 | 0.69355 | 0.69355 | 1.4338 | 1.7955 | 2019 | 1 | 2019-01-08 | 4.3 | 4.3 | 0 | 8.5
2019 | 9 | 0.28667 | 0.43 | 4.8711 | 0.40379 | 2019 | 1 | 2019-01-09 | 4.3 | 4.3 | 9.7919e-16 | 8.3236
2019 | 10 | 1.9419 | 2.3573 | 3.5706 | 1.5683 | 2019 | 1 | 2019-01-10 | 4.3 | 0 | 7.4755 | 6.9681
2019 | 11 | 2.4367 | 4.3 | 4.4853 | 2.4304 | 2019 | 1 | 2019-01-11 | 0 | 4.3 | 8.0965 | 6.9581
2019 | 12 | 2.6355 | 2.9129 | 5.2807 | 7.1358 | 2019 | 1 | 2019-01-12 | 4.3 | 0 | 7.621 | 6.9657
[6 empty] | 2019 | 1 | 2019-01-13 | 4.3 | 0 | 6.9707 | 7.3167
[6 empty] | 2019 | 1 | 2019-01-14 | 4.3 | 0 | 6.9813 | 6.5538
[6 empty] | 2019 | 1 | 2019-01-15 | 0 | 4.3 | 6.2464 | 6.9851
[6 empty] | 2019 | 1 | 2019-01-16 | 4.3 | 0 | 6.9856 | 6.2058
[6 empty] | 2019 | 1 | 2019-01-17 | 4.3 | 4.3 | 0 | 8.5
[6 empty] | 2019 | 1 | 2019-01-18 | 4.3 | 0 | 6.2986 | 6.9845
[6 empty] | 2019 | 1 | 2019-01-19 | 4.3 | 0 | 6.9741 | 7.1047
[6 empty] | 2019 | 1 | 2019-01-20 | 4.3 | 0 | 7.8149 | 6.9626
[6 empty] | 2019 | 1 | 2019-01-21 | 4.3 | 0 | 6.9531 | 8.3997
[6 empty] | 2019 | 1 | 2019-01-22 | 0 | 4.3 | 8.3383 | 6.9541
[6 empty] | 2019 | 1 | 2019-01-23 | 4.3 | 0 | 7.7752 | 6.9633
[6 empty] | 2019 | 1 | 2019-01-24 | 0 | 4.3 | 6.9636 | 7.7532
[6 empty] | 2019 | 1 | 2019-01-25 | 0 | 4.3 | 7.1162 | 8.5
[6 empty] | 2019 | 1 | 2019-01-26 | 0 | 4.3 | 8.1713 | 6.9568
[6 empty] | 2019 | 1 | 2019-01-27 | 4.3 | 0 | 7.9645 | 6.9602
[6 empty] | 2019 | 1 | 2019-01-28 | 4.3 | 0 | 6.963 | 7.7929
[6 empty] | 2019 | 1 | 2019-01-29 | 4.3 | 0 | 6.9681 | 7.4755
[6 empty] | 2019 | 1 | 2019-01-30 | 4.3 | 0 | 6.9754 | 7.0252
[6 empty] | 2019 | 1 | 2019-01-31 | 4.3 | 0 | 6.7508 | 6.9789
[6 empty] | 2019 | 2 | 2019-02-01 | 4.3 | 0 | 6.9847 | 6.2812
[6 empty] | 2019 | 2 | 2019-02-02 | 4.3 | 0 | 6.9786 | 6.7798
[6 empty] | 2019 | 2 | 2019-02-03 | 4.3 | 4.3 | 7.249 | 6.9053
[6 empty] | 2019 | 2 | 2019-02-04 | 4.3 | 4.3 | 6.8942 | 7.9262
[6 empty] | 2019 | 2 | 2019-02-05 | 4.3 | 4.3 | 6.9038 | 7.3403
[6 empty] | 2019 | 2 | 2019-02-06 | 4.3 | 4.3 | 6.2412 | 6.9192
[6 empty] | 2019 | 2 | 2019-02-07 | 0 | 4.3 | 8.4943 | 8.4943
[6 empty] | 2019 | 2 | 2019-02-08 | 4.3 | 0 | 8.4952 | 8.4884
[6 empty] | 2019 | 2 | 2019-02-09 | 4.3 | 4.3 | 5.8293 | 6.9243
[6 empty] | 2019 | 2 | 2019-02-10 | 4.3 | 0 | 8.5 | 7.9472
[6 empty] | 2019 | 2 | 2019-02-11 | 4.3 | 0 | 8.5 | 7.7108
[6 empty] | 2019 | 2 | 2019-02-12 | 0 | 4.3 | 8.5 | 8.1576
[6 empty] | 2019 | 2 | 2019-02-13 | 4.3 | 0 | 8.1018 | 8.5
[6 empty] | 2019 | 2 | 2019-02-14 | 0 | 4.3 | 8.5 | 7.5817
[6 empty] | 2019 | 2 | 2019-02-15 | 0 | 4.3 | 8.5 | 7.2154
[6 empty] | 2019 | 2 | 2019-02-16 | 0 | 4.3 | 8.1713 | 6.9568
[6 empty] | 2019 | 2 | 2019-02-17 | 0 | 4.3 | 8.1273 | 6.9576
[6 empty] | 2019 | 2 | 2019-02-18 | 4.3 | 0 | 6.9727 | 7.1886
[6 empty] | 2019 | 2 | 2019-02-19 | 0 | 4.3 | 6.9725 | 7.2019
[6 empty] | 2019 | 2 | 2019-02-20 | 4.3 | 0 | 7.4049 | 6.9692
[6 empty] | 2019 | 2 | 2019-02-21 | 0 | 4.3 | 6.6755 | 6.9798
[6 empty] | 2019 | 2 | 2019-02-22 | 4.3 | 0 | 6.9858 | 6.1883
[6 empty] | 2019 | 2 | 2019-02-23 | 4.3 | 4.3 | 8.4688 | 0
[6 empty] | 2019 | 2 | 2019-02-24 | 4.3 | 4.3 | 8.1034 | 0
[6 empty] | 2019 | 2 | 2019-02-25 | 4.3 | 4.3 | 0 | 7.8566
[6 empty] | 2019 | 2 | 2019-02-26 | 4.3 | 4.3 | 6.0976 | 0
[6 empty] | 2019 | 2 | 2019-02-27 | 4.3 | 4.3 | 6.2023 | 0
[6 empty] | 2019 | 2 | 2019-02-28 | 4.3 | 4.3 | 0 | 6.0976
[6 empty] | 2019 | 3 | 2019-03-01 | 4.3 | 4.3 | 0 | 6.115
[6 empty] | 2019 | 3 | 2019-03-02 | 4.3 | 4.3 | 0 | 5.7484
[6 empty] | 2019 | 3 | 2019-03-03 | 4.3 | 4.3 | 5.2237 | 0
[6 empty] | 2019 | 3 | 2019-03-04 | 4.3 | 4.3 | 4.9377 | 0
[6 empty] | 2019 | 3 | 2019-03-05 | 4.3 | 4.3 | 4.2535 | 0
[6 empty] | 2019 | 3 | 2019-03-06 | 4.3 | 4.3 | 0 | 4.2945
[6 empty] | 2019 | 3 | 2019-03-07 | 0 | 4.3 | 0 | 8.368
[6 empty] | 2019 | 3 | 2019-03-08 | 4.3 | 4.3 | 0 | 4.3121
[6 empty] | 2019 | 3 | 2019-03-09 | 4.3 | 4.3 | 0 | 4.236
[6 empty] | 2019 | 3 | 2019-03-10 | 0 | 4.3 | 5.7068 | 0
[6 empty] | 2019 | 3 | 2019-03-11 | 4.3 | 0 | 8.5 | 0
[6 empty] | 2019 | 3 | 2019-03-12 | 4.3 | 0 | 0 | 8.5
[6 empty] | 2019 | 3 | 2019-03-13 | 0 | 4.3 | 8.5 | 0
[6 empty] | 2019 | 3 | 2019-03-14 | 0 | 4.3 | 3.2994e-15 | 8.0596
[6 empty] | 2019 | 3 | 2019-03-15 | 0 | 4.3 | 0 | 8.3636
[6 empty] | 2019 | 3 | 2019-03-16 | 0 | 4.3 | 8.1461e-15 | 8.0417
[6 empty] | 2019 | 3 | 2019-03-17 | 0 | 4.3 | 8.1088 | 0
[6 empty] | 2019 | 3 | 2019-03-18 | 0 | 4.3 | 8.1356 | 0
[6 empty] | 2019 | 3 | 2019-03-19 | 4.3 | 4.3 | 0 | 4.4525
[6 empty] | 2019 | 3 | 2019-03-20 | 4.3 | 4.3 | 6.4464 | 0
[6 empty] | 2019 | 3 | 2019-03-21 | 0 | 4.3 | 8.5 | 7.4223
[6 empty] | 2019 | 3 | 2019-03-22 | 4.3 | 4.3 | 8.4042 | 8.4042
[6 empty] | 2019 | 3 | 2019-03-23 | 4.3 | 4.3 | 8.2759 | 8.2759
[6 empty] | 2019 | 3 | 2019-03-24 | 4.3 | 4.3 | 8.1446 | 8.1446
[6 empty] | 2019 | 3 | 2019-03-25 | 4.3 | 4.3 | 8.1808 | 8.1808
[6 empty] | 2019 | 3 | 2019-03-26 | 4.3 | 4.3 | 8.065 | 8.065
[6 empty] | 2019 | 3 | 2019-03-27 | 4.3 | 4.3 | 8.0098 | 8.0098
[6 empty] | 2019 | 3 | 2019-03-28 | 4.3 | 4.3 | 8.0463 | 8.0463
[6 empty] | 2019 | 3 | 2019-03-29 | 4.3 | 4.3 | 8.0091 | 8.0091
[6 empty] | 2019 | 3 | 2019-03-30 | 4.3 | 4.3 | 7.9908 | 7.9908
[6 empty] | 2019 | 3 | 2019-03-31 | 4.3 | 4.3 | 7.9909 | 7.9909
[6 empty] | 2019 | 4 | 2019-04-01 | 4.3 | 4.3 | 7.9774 | 7.9774
[6 empty] | 2019 | 4 | 2019-04-02 | 4.3 | 4.3 | 7.9742 | 7.9742
[6 empty] | 2019 | 4 | 2019-04-03 | 4.3 | 4.3 | 7.9624 | 7.9624
[6 empty] | 2019 | 4 | 2019-04-04 | 4.3 | 4.3 | 7.9419 | 7.9419
[6 empty] | 2019 | 4 | 2019-04-05 | 4.3 | 4.3 | 7.9194 | 7.9194
[6 empty] | 2019 | 4 | 2019-04-06 | 4.3 | 4.3 | 7.8596 | 7.8596
[6 empty] | 2019 | 4 | 2019-04-07 | 4.3 | 4.3 | 7.7538 | 7.7538
[6 empty] | 2019 | 4 | 2019-04-08 | 4.3 | 4.3 | 7.5849 | 7.5849
[6 empty] | 2019 | 4 | 2019-04-09 | 4.3 | 4.3 | 7.3937 | 7.3937
[6 empty] | 2019 | 4 | 2019-04-10 | 4.3 | 4.3 | 7.1617 | 7.1617
[6 empty] | 2019 | 4 | 2019-04-11 | 4.3 | 4.3 | 7.1454 | 7.1454
[6 empty] | 2019 | 4 | 2019-04-12 | 4.3 | 4.3 | 7.1372 | 7.1372
[6 empty] | 2019 | 4 | 2019-04-13 | 4.3 | 4.3 | 7.1305 | 7.1305
[6 empty] | 2019 | 4 | 2019-04-14 | 4.3 | 4.3 | 7.1157 | 7.1157
[6 empty] | 2019 | 4 | 2019-04-15 | 4.3 | 4.3 | 7.1262 | 7.1262
[6 empty] | 2019 | 4 | 2019-04-16 | 4.3 | 4.3 | 7.1451 | 7.1451
[6 empty] | 2019 | 4 | 2019-04-17 | 4.3 | 4.3 | 7.1641 | 7.1641
[6 empty] | 2019 | 4 | 2019-04-18 | 4.3 | 4.3 | 7.1849 | 7.1849
[6 empty] | 2019 | 4 | 2019-04-19 | 4.3 | 4.3 | 7.2301 | 7.2301
[6 empty] | 2019 | 4 | 2019-04-20 | 4.3 | 4.3 | 7.2798 | 7.2798
[6 empty] | 2019 | 4 | 2019-04-21 | 4.3 | 4.3 | 7.2947 | 7.2947
[6 empty] | 2019 | 4 | 2019-04-22 | 4.3 | 4.3 | 7.2727 | 7.2727
[6 empty] | 2019 | 4 | 2019-04-23 | 4.3 | 4.3 | 7.2588 | 7.2588
[6 empty] | 2019 | 4 | 2019-04-24 | 4.3 | 4.3 | 7.2567 | 7.2567
[6 empty] | 2019 | 4 | 2019-04-25 | 4.3 | 4.3 | 7.2499 | 7.2499
[6 empty] | 2019 | 4 | 2019-04-26 | 4.3 | 4.3 | 7.2423 | 7.2423
[6 empty] | 2019 | 4 | 2019-04-27 | 4.3 | 4.3 | 7.2371 | 7.2371
[6 empty] | 2019 | 4 | 2019-04-28 | 4.3 | 4.3 | 7.2683 | 7.2683
[6 empty] | 2019 | 4 | 2019-04-29 | 4.3 | 4.3 | 7.3161 | 7.3161
[6 empty] | 2019 | 4 | 2019-04-30 | 4.3 | 4.3 | 7.4066 | 7.4066
[6 empty] | 2019 | 5 | 2019-05-01 | 4.3 | 4.3 | 7.1068 | 7.1068
[6 empty] | 2019 | 5 | 2019-05-02 | 4.3 | 4.3 | 7.0943 | 7.0943
[6 empty] | 2019 | 5 | 2019-05-03 | 4.3 | 4.3 | 7.1093 | 7.1093
[6 empty] | 2019 | 5 | 2019-05-04 | 4.3 | 4.3 | 7.1129 | 7.1129
[6 empty] | 2019 | 5 | 2019-05-05 | 4.3 | 4.3 | 7.1164 | 7.1164
[6 empty] | 2019 | 5 | 2019-05-06 | 4.3 | 4.3 | 7.115 | 7.115
[6 empty] | 2019 | 5 | 2019-05-07 | 4.3 | 4.3 | 7.1093 | 7.1093
[6 empty] | 2019 | 5 | 2019-05-08 | 4.3 | 4.3 | 7.097 | 7.097
[6 empty] | 2019 | 5 | 2019-05-09 | 4.3 | 4.3 | 7.0813 | 7.0813
[6 empty] | 2019 | 5 | 2019-05-10 | 4.3 | 4.3 | 7.0439 | 7.0439
[6 empty] | 2019 | 5 | 2019-05-11 | 4.3 | 4.3 | 6.9957 | 6.9957
[6 empty] | 2019 | 5 | 2019-05-12 | 4.3 | 4.3 | 6.9752 | 6.9752
[6 empty] | 2019 | 5 | 2019-05-13 | 4.3 | 4.3 | 6.9832 | 6.9832
[6 empty] | 2019 | 5 | 2019-05-14 | 4.3 | 4.3 | 6.9888 | 6.9888
[6 empty] | 2019 | 5 | 2019-05-15 | 4.3 | 4.3 | 6.9954 | 6.9954
[6 empty] | 2019 | 5 | 2019-05-16 | 4.3 | 4.3 | 7.0439 | 7.0439
[6 empty] | 2019 | 5 | 2019-05-17 | 4.3 | 4.3 | 6.9958 | 6.9958
[6 empty] | 2019 | 5 | 2019-05-18 | 4.3 | 4.3 | 7.0029 | 7.0029
[6 empty] | 2019 | 5 | 2019-05-19 | 4.3 | 4.3 | 7.0034 | 7.0034
[6 empty] | 2019 | 5 | 2019-05-20 | 4.3 | 4.3 | 7.0089 | 7.0089
[6 empty] | 2019 | 5 | 2019-05-21 | 4.3 | 4.3 | 7.0167 | 7.0167
[6 empty] | 2019 | 5 | 2019-05-22 | 4.3 | 4.3 | 7.026 | 7.026
[6 empty] | 2019 | 5 | 2019-05-23 | 4.3 | 4.3 | 7.0339 | 7.0339
[6 empty] | 2019 | 5 | 2019-05-24 | 4.3 | 4.3 | 7.0729 | 7.0729
[6 empty] | 2019 | 5 | 2019-05-25 | 4.3 | 4.3 | 7.0034 | 7.0034
[6 empty] | 2019 | 5 | 2019-05-26 | 4.3 | 4.3 | 7.0089 | 7.0089
[6 empty] | 2019 | 5 | 2019-05-27 | 4.3 | 4.3 | 7.0168 | 7.0168
[6 empty] | 2019 | 5 | 2019-05-28 | 4.3 | 4.3 | 7.1543 | 7.1543
[6 empty] | 2019 | 5 | 2019-05-29 | 4.3 | 4.3 | 7.1717 | 7.1717
[6 empty] | 2019 | 5 | 2019-05-30 | 4.3 | 4.3 | 7.1942 | 7.1942
[6 empty] | 2019 | 5 | 2019-05-31 | 4.3 | 4.3 | 7.3328 | 7.3328
[6 empty] | 2019 | 6 | 2019-06-01 | 4.3 | 4.3 | 7.5863 | 7.5863
[6 empty] | 2019 | 6 | 2019-06-02 | 4.3 | 4.3 | 7.9547 | 7.9547
[6 empty] | 2019 | 6 | 2019-06-03 | 4.3 | 4.3 | 8.0108 | 8.0108
[6 empty] | 2019 | 6 | 2019-06-04 | 4.3 | 4.3 | 8.0406 | 8.0406
[6 empty] | 2019 | 6 | 2019-06-05 | 4.3 | 4.3 | 8.0542 | 8.0542
[6 empty] | 2019 | 6 | 2019-06-06 | 4.3 | 4.3 | 8.0657 | 8.0657
[6 empty] | 2019 | 6 | 2019-06-07 | 4.3 | 4.3 | 8.0835 | 8.0835
[6 empty] | 2019 | 6 | 2019-06-08 | 4.3 | 4.3 | 8.1788 | 8.1788
[6 empty] | 2019 | 6 | 2019-06-09 | 4.3 | 4.3 | 8.2712 | 8.2712
[6 empty] | 2019 | 6 | 2019-06-10 | 4.3 | 4.3 | 8.2885 | 8.2885
[6 empty] | 2019 | 6 | 2019-06-11 | 4.3 | 4.3 | 8.3011 | 8.3011
[6 empty] | 2019 | 6 | 2019-06-12 | 4.3 | 4.3 | 8.3554 | 8.3554
[6 empty] | 2019 | 6 | 2019-06-13 | 4.3 | 4.3 | 8.4115 | 8.4115
[6 empty] | 2019 | 6 | 2019-06-14 | 4.3 | 4.3 | 8.38 | 8.38
[6 empty] | 2019 | 6 | 2019-06-15 | 4.3 | 4.3 | 8.3119 | 8.3119
[6 empty] | 2019 | 6 | 2019-06-16 | 4.3 | 4.3 | 8.222 | 8.4185
[6 empty] | 2019 | 6 | 2019-06-17 | 4.3 | 4.3 | 6.8938 | 7.9479
[6 empty] | 2019 | 6 | 2019-06-18 | 4.3 | 4.3 | 6.4983 | 6.916
[6 empty] | 2019 | 6 | 2019-06-19 | 4.3 | 4.3 | 5.9209 | 6.9232
[6 empty] | 2019 | 6 | 2019-06-20 | 4.3 | 0 | 8.497 | 8.3965
[6 empty] | 2019 | 6 | 2019-06-21 | 0 | 4.3 | 8.4995 | 8.274
[6 empty] | 2019 | 6 | 2019-06-22 | 0 | 4.3 | 8.4985 | 8.3222
[6 empty] | 2019 | 6 | 2019-06-23 | 4.3 | 4.3 | 5.7778 | 6.9249
[6 empty] | 2019 | 6 | 2019-06-24 | 4.3 | 0 | 8.5 | 7.9214
[6 empty] | 2019 | 6 | 2019-06-25 | 4.3 | 0 | 6.9654 | 7.6431
[6 empty] | 2019 | 6 | 2019-06-26 | 4.3 | 4.3 | 0 | 8.5
[6 empty] | 2019 | 6 | 2019-06-27 | 4.3 | 4.3 | 7.883 | 0
[6 empty] | 2019 | 6 | 2019-06-28 | 4.3 | 4.3 | 5.5969 | 0
[6 empty] | 2019 | 6 | 2019-06-29 | 4.3 | 4.3 | 4.2008 | 0
[6 empty] | 2019 | 6 | 2019-06-30 | 0 | 4.3 | 0 | 8.4395
[6 empty] | 2019 | 7 | 2019-07-01 | 5.2705e-15 | 4.3 | 0 | 8.3948
[6 empty] | 2019 | 7 | 2019-07-02 | 4.3 | 0 | 0 | 8.5
[6 empty] | 2019 | 7 | 2019-07-03 | 4.3 | 4.3 | 0 | 4.6104
[6 empty] | 2019 | 7 | 2019-07-04 | 4.3 | 4.3 | 0 | 4.5461
[6 empty] | 2019 | 7 | 2019-07-05 | 4.3 | 4.3 | 0 | 4.3296
[6 empty] | 2019 | 7 | 2019-07-06 | 0 | 4.3 | 0 | 8.0954
[6 empty] | 2019 | 7 | 2019-07-07 | 4.3 | 0 | 0 | 7.2933
[6 empty] | 2019 | 7 | 2019-07-08 | 0 | 4.3 | 7.9298 | 0
[6 empty] | 2019 | 7 | 2019-07-09 | 0 | 4.3 | 7.1137 | 0
[6 empty] | 2019 | 7 | 2019-07-10 | 4.3 | 0 | 5.8841 | 0
[6 empty] | 2019 | 7 | 2019-07-11 | 4.3 | 0 | 5.5531 | 0
[6 empty] | 2019 | 7 | 2019-07-12 | 4.3 | 0 | 0 | 6.0317
[6 empty] | 2019 | 7 | 2019-07-13 | 3.989 | 4.3 | 0 | 0
[6 empty] | 2019 | 7 | 2019-07-14 | 4.3 | 0 | 4.3799 | 0
[6 empty] | 2019 | 7 | 2019-07-15 | 0 | 4.3 | 5.0323 | 0
[6 empty] | 2019 | 7 | 2019-07-16 | 4.3 | 0 | 5.0678 | 0
[6 empty] | 2019 | 7 | 2019-07-17 | 0 | 4.3 | 4.9256 | 0
[6 empty] | 2019 | 7 | 2019-07-18 | 0 | 4.3 | 0 | 4.5105
[6 empty] | 2019 | 7 | 2019-07-19 | 4.3 | 4.3 | 0 | 0
[6 empty] | 2019 | 7 | 2019-07-20 | 4.3 | 4.1719 | 0 | 0
[6 empty] | 2019 | 7 | 2019-07-21 | 0 | 0 | 0 | 7.6974
[6 empty] | 2019 | 7 | 2019-07-22 | 0 | 0 | 7.4336 | 0
[6 empty] | 2019 | 7 | 2019-07-23 | 0 | 0 | 6.6257 | 0
[6 empty] | 2019 | 7 | 2019-07-24 | 0 | 0 | 0 | 5.566
[6 empty] | 2019 | 7 | 2019-07-25 | 0 | 0 | 5.3079 | 0
[6 empty] | 2019 | 7 | 2019-07-26 | 4.3 | 4.2764 | 0 | 0
[6 empty] | 2019 | 7 | 2019-07-27 | 4.3809e-14 | 0 | 5.2419 | 0
[6 empty] | 2019 | 7 | 2019-07-28 | 0 | 0 | 5.0136 | 0
[6 empty] | 2019 | 7 | 2019-07-29 | 0 | 0 | 5.1278 | 0
[6 empty] | 2019 | 7 | 2019-07-30 | 0 | 0 | 5.0677 | 0
[6 empty] | 2019 | 7 | 2019-07-31 | 0 | 0 | 4.7612 | 0
[6 empty] | 2019 | 8 | 2019-08-01 | 0 | 0 | 4.9175 | 0
[6 empty] | 2019 | 8 | 2019-08-02 | 0 | 0 | 0 | 4.8574
[6 empty] | 2019 | 8 | 2019-08-03 | 0 | 0 | 5.0497 | 0
[6 empty] | 2019 | 8 | 2019-08-04 | 0 | 0 | 5.1518 | 0
[6 empty] | 2019 | 8 | 2019-08-05 | 0 | 0 | 5.2239 | 0
[6 empty] | 2019 | 8 | 2019-08-06 | 0 | 5.1357e-15 | 0 | 4.7732
[6 empty] | 2019 | 8 | 2019-08-07 | 0 | 0 | 0 | 4.4844
[6 empty] | 2019 | 8 | 2019-08-08 | 0 | 0 | 0 | 4.7792
[6 empty] | 2019 | 8 | 2019-08-09 | 0 | 0 | 4.7311 | 0
[6 empty] | 2019 | 8 | 2019-08-10 | 0 | 0 | 4.8333 | 0
[6 empty] | 2019 | 8 | 2019-08-11 | 0 | 0 | 0 | 4.707
[6 empty] | 2019 | 8 | 2019-08-12 | 0 | 0 | 4.8634 | 0
[6 empty] | 2019 | 8 | 2019-08-13 | 0 | 0 | 0 | 4.8093
[6 empty] | 2019 | 8 | 2019-08-14 | 0 | 0 | 0 | 4.707
[6 empty] | 2019 | 8 | 2019-08-15 | 0 | 0 | 0 | 4.5024
[6 empty] | 2019 | 8 | 2019-08-16 | 0 | 9.0431e-15 | 0 | 4.5566
[6 empty] | 2019 | 8 | 2019-08-17 | 0 | 0 | 0 | 4.701
[6 empty] | 2019 | 8 | 2019-08-18 | 0 | 9.3599e-14 | 0 | 4.4362
[6 empty] | 2019 | 8 | 2019-08-19 | 0 | 0 | 4.8273 | 0
[6 empty] | 2019 | 8 | 2019-08-20 | 0 | 0 | 4.8514 | 0
[6 empty] | 2019 | 8 | 2019-08-21 | 4.3 | 0 | 0 | 0
[6 empty] | 2019 | 8 | 2019-08-22 | 4.3 | 0 | 0 | 0
[6 empty] | 2019 | 8 | 2019-08-23 | 0 | 4.3 | 0 | 0
[6 empty] | 2019 | 8 | 2019-08-24 | 0 | 4.3 | 0 | 0
[6 empty] | 2019 | 8 | 2019-08-25 | 4.3 | 0 | 0 | 0
[6 empty] | 2019 | 8 | 2019-08-26 | 4.4536e-15 | 4.3 | 0 | 0
[6 empty] | 2019 | 8 | 2019-08-27 | 0 | 0 | 0 | 4.3459
[6 empty] | 2019 | 8 | 2019-08-28 | 0 | 4.3 | 0 | 0
[6 empty] | 2019 | 8 | 2019-08-29 | 4.3 | 0 | 0 | 0
[6 empty] | 2019 | 8 | 2019-08-30 | 0 | 4.3 | 0 | 0
[6 empty] | 2019 | 8 | 2019-08-31 | 4.3 | 0 | 0 | 0
[6 empty] | 2019 | 9 | 2019-09-01 | 4.3 | 0 | 0 | 0
[6 empty] | 2019 | 9 | 2019-09-02 | 0 | 4.3 | 0 | 0
[6 empty] | 2019 | 9 | 2019-09-03 | 4.3 | 0 | 0 | 0
[6 empty] | 2019 | 9 | 2019-09-04 | 0 | 4.3 | 0 | 0
[6 empty] | 2019 | 9 | 2019-09-05 | 0 | 0 | 5.1878 | 0
[6 empty] | 2019 | 9 | 2019-09-06 | 0 | 0 | 5.9076 | 0
[6 empty] | 2019 | 9 | 2019-09-07 | 0 | 0 | 5.8357 | 0
[6 empty] | 2019 | 9 | 2019-09-08 | 0 | 0 | 0 | 5.506
[6 empty] | 2019 | 9 | 2019-09-09 | 0 | 0 | 5.8357 | 0
[6 empty] | 2019 | 9 | 2019-09-10 | 0 | 0 | 6.1113 | 0
[6 empty] | 2019 | 9 | 2019-09-11 | 0 | 0 | 6.0035 | 0
[6 empty] | 2019 | 9 | 2019-09-12 | 0 | 0 | 6.225 | 0
[6 empty] | 2019 | 9 | 2019-09-13 | 0 | 0 | 6.3746 | 0
[6 empty] | 2019 | 9 | 2019-09-14 | 0 | 0 | 6.1831 | 0
[6 empty] | 2019 | 9 | 2019-09-15 | 0 | 0 | 6.4165 | 0
[6 empty] | 2019 | 9 | 2019-09-16 | 0 | 0 | 6.3148 | 0
[6 empty] | 2019 | 9 | 2019-09-17 | 0 | 0 | 6.4763 | 0
[6 empty] | 2019 | 9 | 2019-09-18 | 0 | 0 | 6.3566 | 0
[6 empty] | 2019 | 9 | 2019-09-19 | 0 | 0 | 6.5002 | 0
[6 empty] | 2019 | 9 | 2019-09-20 | 0 | 0 | 6.4284 | 0
[6 empty] | 2019 | 9 | 2019-09-21 | 0 | 0 | 6.4105 | 0
[6 empty] | 2019 | 9 | 2019-09-22 | 0 | 0 | 6.542 | 0
[6 empty] | 2019 | 9 | 2019-09-23 | 0 | 0 | 0 | 6.6078
[6 empty] | 2019 | 9 | 2019-09-24 | 0 | 0 | 6.4464 | 0
[6 empty] | 2019 | 9 | 2019-09-25 | 0 | 0 | 6.4224 | 0
[6 empty] | 2019 | 9 | 2019-09-26 | 0 | 0 | 6.6735 | 0
[6 empty] | 2019 | 9 | 2019-09-27 | 0 | 0 | 6.6855 | 0
[6 empty] | 2019 | 9 | 2019-09-28 | 0 | 0 | 0 | 0
[6 empty] | 2019 | 9 | 2019-09-29 | 0 | 4.3 | 8.1267 | 0
[6 empty] | 2019 | 9 | 2019-09-30 | 0 | 0 | 6.6675 | 0
[6 empty] | 2019 | 10 | 2019-10-01 | 0 | 0 | 6.799 | 0
[6 empty] | 2019 | 10 | 2019-10-02 | 0 | 0 | 6.787 | 0
[6 empty] | 2019 | 10 | 2019-10-03 | 0 | 0 | 6.7213 | 0
[6 empty] | 2019 | 10 | 2019-10-04 | 0 | 0 | 6.7512 | 0
[6 empty] | 2019 | 10 | 2019-10-05 | 0 | 0 | 6.8826 | 0
[6 empty] | 2019 | 10 | 2019-10-06 | 0 | 0 | 6.9184 | 0
[6 empty] | 2019 | 10 | 2019-10-07 | 0 | 0 | 6.9304 | 0
[6 empty] | 2019 | 10 | 2019-10-08 | 0 | 0 | 6.6795 | 0
[6 empty] | 2019 | 10 | 2019-10-09 | 4.3 | 4.3 | 0 | 0
[6 empty] | 2019 | 10 | 2019-10-10 | 4.3 | 4.2764 | 0 | 0
[6 empty] | 2019 | 10 | 2019-10-11 | 4.3 | 4.3 | 0 | 0
[6 empty] | 2019 | 10 | 2019-10-12 | 4.3 | 4.3 | 0 | 0
[6 empty] | 2019 | 10 | 2019-10-13 | 0 | 4.3 | 0 | 4.6054
[6 empty] | 2019 | 10 | 2019-10-14 | 0 | 4.3 | 0 | 4.5223
[6 empty] | 2019 | 10 | 2019-10-15 | 4.3 | 0 | 4.7656 | 0
[6 empty] | 2019 | 10 | 2019-10-16 | 0 | 4.3 | 4.4927 | 0
[6 empty] | 2019 | 10 | 2019-10-17 | 4.3 | 4.3 | 0 | 0
[6 empty] | 2019 | 10 | 2019-10-18 | 4.3 | 4.3 | 0 | 0
[6 empty] | 2019 | 10 | 2019-10-19 | 0 | 4.3 | 4.9019 | 0
[6 empty] | 2019 | 10 | 2019-10-20 | 4.3 | 0 | 0 | 6.1852
[6 empty] | 2019 | 10 | 2019-10-21 | 4.3 | 0 | 0 | 6.0199
[6 empty] | 2019 | 10 | 2019-10-22 | 0 | 4.3 | 6.6745 | 0
[6 empty] | 2019 | 10 | 2019-10-23 | 4.3 | 0 | 0 | 5.7246
[6 empty] | 2019 | 10 | 2019-10-24 | 0 | 4.3 | 6.4506 | 0
[6 empty] | 2019 | 10 | 2019-10-25 | 0 | 4.3 | 6.5626 | 0
[6 empty] | 2019 | 10 | 2019-10-26 | 4.3 | 0 | 7.1631 | 0
[6 empty] | 2019 | 10 | 2019-10-27 | 0 | 4.3 | 0 | 7.8492
[6 empty] | 2019 | 10 | 2019-10-28 | 0 | 4.3 | 3.2296e-15 | 8.3993
[6 empty] | 2019 | 10 | 2019-10-29 | 4.3 | 0 | 8.5 | 0
[6 empty] | 2019 | 10 | 2019-10-30 | 4.3 | 4.3 | 0 | 5.3112
[6 empty] | 2019 | 10 | 2019-10-31 | 4.3 | 4.3 | 6.7077 | 0
[6 empty] | 2019 | 11 | 2019-11-01 | 4.3 | 4.3 | 0 | 7.1408
[6 empty] | 2019 | 11 | 2019-11-02 | 4.3 | 4.3 | 7.2426 | 0
[6 empty] | 2019 | 11 | 2019-11-03 | 4.3 | 4.3 | 1.8727e-15 | 7.5652
[6 empty] | 2019 | 11 | 2019-11-04 | 4.3 | 4.3 | 0 | 7.605
[6 empty] | 2019 | 11 | 2019-11-05 | 4.3 | 4.3 | 8.0373 | 8.9053e-16
[6 empty] | 2019 | 11 | 2019-11-06 | 4.3 | 4.3 | 0 | 8.5
[6 empty] | 2019 | 11 | 2019-11-07 | 4.3 | 4.3 | 7.7418 | 0
[6 empty] | 2019 | 11 | 2019-11-08 | 4.3 | 4.3 | 0 | 8.4248
[6 empty] | 2019 | 11 | 2019-11-09 | 4.3 | 4.3 | 6.4987 | 0
[6 empty] | 2019 | 11 | 2019-11-10 | 4.3 | 4.3 | 1.3577e-15 | 4.739
[6 empty] | 2019 | 11 | 2019-11-11 | 4.3 | 4.3 | 0 | 4.5461
[6 empty] | 2019 | 11 | 2019-11-12 | 4.3 | 4.3 | 0 | 4.5578
[6 empty] | 2019 | 11 | 2019-11-13 | 4.3 | 4.3 | 0 | 4.587
[6 empty] | 2019 | 11 | 2019-11-14 | 4.3 | 4.3 | 4.5052 | 0
[6 empty] | 2019 | 11 | 2019-11-15 | 4.3 | 4.3 | 6.5742 | 0
[6 empty] | 2019 | 11 | 2019-11-16 | 4.3 | 4.3 | 5.1537 | 0
[6 empty] | 2019 | 11 | 2019-11-17 | 0 | 4.3 | 7.7014 | 0
[6 empty] | 2019 | 11 | 2019-11-18 | 0 | 4.3 | 0 | 7.5625
[6 empty] | 2019 | 11 | 2019-11-19 | 0 | 4.3 | 7.3292 | 0
[6 empty] | 2019 | 11 | 2019-11-20 | 0 | 4.3 | 7.4683 | 0
[6 empty] | 2019 | 11 | 2019-11-21 | 0 | 4.3 | 7.5401 | 0
[6 empty] | 2019 | 11 | 2019-11-22 | 0 | 4.3 | 7.6208 | 0
[6 empty] | 2019 | 11 | 2019-11-23 | 0 | 4.3 | 7.6521 | 0
[6 empty] | 2019 | 11 | 2019-11-24 | 0 | 4.3 | 0 | 7.6835
[6 empty] | 2019 | 11 | 2019-11-25 | 0 | 4.3 | 7.4235 | 0
[6 empty] | 2019 | 11 | 2019-11-26 | 0 | 4.3 | 7.4683 | 0
[6 empty] | 2019 | 11 | 2019-11-27 | 0 | 4.3 | 7.8448 | 0
[6 empty] | 2019 | 11 | 2019-11-28 | 0 | 4.3 | 7.401 | 0
[6 empty] | 2019 | 11 | 2019-11-29 | 0 | 4.3 | 8.301 | 0
[6 empty] | 2019 | 11 | 2019-11-30 | 4.3 | 4.3 | 5.0545 | 0
[6 empty] | 2019 | 12 | 2019-12-01 | 4.3 | 4.3 | 0 | 5.3754
[6 empty] | 2019 | 12 | 2019-12-02 | 4.3 | 4.3 | 0 | 5.4337
[6 empty] | 2019 | 12 | 2019-12-03 | 4.3 | 4.3 | 0 | 5.1479
[6 empty] | 2019 | 12 | 2019-12-04 | 4.3 | 4.3 | 5.7425 | 0
[6 empty] | 2019 | 12 | 2019-12-05 | 4.3 | 4.3 | 0 | 8.4248
[6 empty] | 2019 | 12 | 2019-12-06 | 4.3 | 4.3 | 0 | 8.5
[6 empty] | 2019 | 12 | 2019-12-07 | 4.3 | 4.3 | 0 | 8.5
[6 empty] | 2019 | 12 | 2019-12-08 | 4.3 | 4.3 | 0 | 8.5
[6 empty] | 2019 | 12 | 2019-12-09 | 4.3 | 4.3 | 0 | 8.5
[6 empty] | 2019 | 12 | 2019-12-10 | 0 | 4.3 | 5.8399 | 6.9901
[6 empty] | 2019 | 12 | 2019-12-11 | 4.3 | 0 | 6.0664 | 6.9873
[6 empty] | 2019 | 12 | 2019-12-12 | 4.3 | 0 | 6.0722 | 6.9873
[6 empty] | 2019 | 12 | 2019-12-13 | 0 | 4.3 | 6.3856 | 6.9834
[6 empty] | 2019 | 12 | 2019-12-14 | 4.3 | 0 | 6.4784 | 6.9823
[6 empty] | 2019 | 12 | 2019-12-15 | 0 | 4.3 | 6.9838 | 6.3508
[6 empty] | 2019 | 12 | 2019-12-16 | 4.3 | 0 | 7.0252 | 6.9754
[6 empty] | 2019 | 12 | 2019-12-17 | 0 | 4.3 | 6.2928 | 6.9845
[6 empty] | 2019 | 12 | 2019-12-18 | 4.3 | 0 | 6.9685 | 7.4535
[6 empty] | 2019 | 12 | 2019-12-19 | 0 | 4.3 | 8.5 | 7.5903
[6 empty] | 2019 | 12 | 2019-12-20 | 0 | 4.3 | 8.5 | 8.1619
[6 empty] | 2019 | 12 | 2019-12-21 | 0 | 4.3 | 8.5 | 7.4783
[6 empty] | 2019 | 12 | 2019-12-22 | 4.3 | 0 | 7.2887 | 8.5
[6 empty] | 2019 | 12 | 2019-12-23 | 0 | 4.3 | 8.5 | 7.4956
[6 empty] | 2019 | 12 | 2019-12-24 | 4.3 | 0 | 7.4266 | 8.5
[6 empty] | 2019 | 12 | 2019-12-25 | 0 | 4.3 | 7.3663 | 8.5
[6 empty] | 2019 | 12 | 2019-12-26 | 4.3 | 0 | 6.9529 | 8.4129
[6 empty] | 2019 | 12 | 2019-12-27 | 4.3 | 0 | 6.9657 | 7.621
[6 empty] | 2019 | 12 | 2019-12-28 | 4.3 | 0 | 6.9419 | 6.9766
[6 empty] | 2019 | 12 | 2019-12-29 | 0 | 4.3 | 7.6827 | 6.9648
[6 empty] | 2019 | 12 | 2019-12-30 | 0 | 4.3 | 7.3652 | 6.9699
[6 empty] | 2019 | 12 | 2019-12-31 | 0 | 4.3 | 7.8545 | 6.962
Formulas:
Tdate = [Tdate, row above]+1