## App F Cost Documents
Appendix F: Costs
Section |  | Data Sources and Additional Details
F1 | Energy Efficiency | Oct 1 2021 Draft Biennial Conservation Plan; Full details included in Appendix B
F2 | Demand Response | 2021 Conservation Potential Assessment; Full details included in Appendix J
F3 | Utility-Scale Generic Energy Resource Costs | 2021 IRP Generic Resource Costs
F4 | Distributed Energy Resource Program and Resource Costs | 2022 Distributed Energy Resource and Program Cost Report; Full details included in Appendix K
F5 | Distributed Energy Resource Enablers Projected Costs and Grid Modernization Projected Costs | Projected Costs to meet DER Enablers and Grid Mod
F6 | Customer Education and Engagement Projected Costs | Projected Costs based on Public Participation Plan
F7 | Monitoring and Reporting Projected Costs | Projected Monitoring and Reporting Costs

## F1
Appendix F1: Energy Efficiency
Reference: Full details from the BCP is included in Appendix B

## F2
Appendix F2: Demand Response
JFor full details on all Demand Response Potentials, see Appendix J.
Start Year | 2022 | Product/Scenario |  | 2022 | 2023 | 2024 | 2025 | 2026 | 2027 | 2028 | 2029 | 2030 | 2031 | 2032 | 2033 | 2034 | 2035 | 2036 | 2037 | 2038 | 2039 | 2040 | 2041 | 2042 | 2043 | 2044 | 2045
End Year | 2045 | Res CPP-No Enablement |  | 0 | 1 | 2 | 3 | 4 | 5 | 6 | 7 | 8 | 9 | 10 | 11 | 12 | 13 | 14 | 15 | 16 | 17 | 18 | 19 | 20 | 21 | 22 | 23
Setup Cost | 145796.8543 | $ | Ramped MW | 0 | 0 | 0 | 4.8657 | 4.8688 | 20.0117 | 30.4187 | 41.1074 | 52.0955 | 52.9606 | 53.7268 | 54.4095 | 55.1279 | 56.0473 | 56.9124 | 57.822 | 58.6691 | 59.5398 | 60.3671 | 61.2775 | 62.1239 | 62.9484 | 63.6694 | 64.467
O&M Cost | 72898.4271 | $ per year | Ramped Incremental Participants | 0 | 0 | 0 | 16223.8141 | 16604.3208 | 33584.0874 | 34333.7643 | 35083.3944 | 35839.8963 | 1890.0167 | 1885.8773 | 1876.8225 | 1873.6564 | 1863.345 | 1841.5396 | 1817.5043 | 1796.2778 | 1778.9813 | 1766.7357 | 1753.9235 | 1743.6983 | 1732.9188 | 1720.1188 | 1712.3576
Marketing Cost | 25 | $ per new participant | Setup Cost | 2022 0: 145796.8543
Inflation Rate | 2.5% |  | O&M Cost (Inflation rate applied) | 72898.4271 | 74720.8878 | 76588.91 | 78503.6328 | 80466.2236 | 82477.8792 | 84539.8262 | 86653.3218 | 88819.6549 | 91040.1462 | 93316.1499 | 95649.0536 | 98040.28 | 100491.287 | 103003.5691 | 105578.6584 | 108218.1248 | 110923.578 | 113696.6674 | 116539.0841 | 119452.5612 | 122438.8752 | 125499.8471 | 128637.3433
|  |  | Marketing Cost (Inflation rate applied) | 0 | 0 | 0 | 436781.8334 | 458201.583 | 949932.807 | 995416.0121 | 1042578.2783 | 1091685.8384 | 59009.2961 | 60352.0608 | 61563.8448 | 62996.4894 | 64216.0422 | 65051.1794 | 65807.2021 | 66664.6124 | 67673.2594 | 68887.6187 | 70097.7514 | 71431.3172 | 72764.4721 | 74032.684 | 75541.1107
|  |  | Total Aurora Input | 218695.2814 | 74720.8878 | 76588.91 | 515285.4662 | 538667.8066 | 1032410.6862 | 1079955.8383 | 1129231.6001 | 1180505.4932 | 150049.4423 | 153668.2106 | 157212.8984 | 161036.7694 | 164707.3292 | 168054.7485 | 171385.8605 | 174882.7373 | 178596.8374 | 182584.2861 | 186636.8355 | 190883.8784 | 195203.3474 | 199532.5311 | 204178.4539
|  |  | Aurora Output (S) |  | 224162.6635 | 76588.91 | 78503.6328 | 530087.0361 | 553717.9565 | 1063950.8057 | 1110048.7061 | 1160717.6514 | 1213466.9189 | 154635.0403 | 157966.2018 | 161571.2585 | 165519.3634 | 169780.7159 | 172746.6736 | 176172.6685 | 179775.528 | 184096.344 | 187327.9114 | 191286.1481 | 195134.5825 | 199541.4276 | 202554.4586
CPP requires that PSE first establish a TOU tariff; therefore, the study assumed zero CPP participation until 2025. |  |  | Aurora Output (W) | 218695.2814 | 74720.8878 | 76588.91 | 517158.0811 | 540212.6465 | 1035164.7949 | 1085941.4062 | 1132407.4707 | 1183870.1172 | 150451.2634 | 154535.5988 | 157630.4932 | 161482.2998 | 165187.1643 | 168995.0714 | 171875.7782 | 175390.7623 | 179115.4633 | 183259.6436 | 186620.6207 | 190375.1984 | 194142.6544 | 198155.5176 | 201378.7231
|  |  | Incremental Cost | 218695.2814 | -149441.7757 | 0 | 438654.4483 | 10125.6104 | 481446.8384 | 21990.6006 | 22358.7646 | 23152.4658 | -1063015.6555 | -99.4415 | -335.7086 | -88.9587 | -332.1991 | -785.6445 | -870.8954 | -781.9061 | -660.0647 | -836.7004 | -707.2906 | -910.9497 | -991.9281 | -1385.91 | -1175.7355
|  |  | MW (S) |  |  |  |  | 4.87 | 9.87 | 20.01 | 30.42 | 41.11 | 52.1 | 52.96 | 53.73 | 54.41 | 55.13 | 56.05 | 56.91 | 57.82 | 58.67 | 59.54 | 60.37 | 61.28 | 62.12 | 62.95 | 63.67
|  |  | MW (W) |  |  |  | 4.87 | 9.87 | 20.01 | 30.42 | 41.11 | 52.1 | 52.96 | 53.73 | 54.41 | 55.13 | 56.05 | 56.91 | 57.82 | 58.67 | 59.54 | 60.37 | 61.28 | 62.12 | 62.95 | 63.67 | 64.47
2 |  | Product/Scenario
Res CPP-With Enablement
Setup Cost | 4203.1457 | $ | Ramped MW | 0 | 0 | 0 | 0.14027 | 0.28451 | 0.57691 | 0.87694 | 1.1851 | 1.5019 | 1.5268 | 1.5489 | 1.5686 | 1.5893 | 1.6158 | 1.6407 | 1.6669 | 1.6914 | 1.7165 | 1.7403 | 1.7666 | 1.791 | 1.8147 | 1.8355 | 1.8585
O&M Cost | 2101.5729 | $ per year | Ramped Incremental Participants | 0 | 0 | 0 | 237.7396 | 243.3155 | 492.1326 | 503.1182 | 514.1031 | 525.1887 | 27.6958 | 27.6352 | 27.5025 | 27.4561 | 27.305 | 26.9854 | 26.6332 | 26.3222 | 26.0687 | 25.8893 | 25.7015 | 25.5517 | 25.3937 | 25.2062 | 25.0924
Marketing Cost | 25 | $ per new participant | Setup Cost | 2022 0: 4203.1457
|  |  | O&M Cost (Inflation rate applied) | 2101.5729 | 2154.1122 | 2207.965 | 2263.1641 | 2319.7432 | 2377.7368 | 2437.1802 | 2498.1097 | 2560.5625 | 2624.5765 | 2690.1909 | 2757.4457 | 2826.3818 | 2897.0414 | 2969.4674 | 3043.7041 | 3119.7967 | 3197.7916 | 3277.7364 | 3359.6798 | 3443.6718 | 3529.7636 | 3618.0077 | 3708.4579
|  |  | Marketing Cost (Inflation rate applied) | 0 | 0 | 0 | 6400.4892 | 6714.3687 | 13920.0723 | 14586.5715 | 15277.6753 | 15997.2849 | 864.7071 | 884.3837 | 902.1408 | 923.1344 | 941.0055 | 953.2433 | 964.3219 | 976.8862 | 991.6666 | 1009.4615 | 1027.1945 | 1046.7362 | 1066.272 | 1084.856 | 1106.9601
|  |  | Total Aurora Input | 6304.7186 | 2154.1122 | 2207.965 | 8663.6533 | 9034.112 | 16297.8091 | 17023.7517 | 17775.785 | 18557.8474 | 3489.2836 | 3574.5746 | 3659.5865 | 3749.5163 | 3838.0468 | 3922.7108 | 4008.026 | 4096.6829 | 4189.4583 | 4287.198 | 4386.8743 | 4490.4081 | 4596.0356 | 4702.8637 | 4815.418
|  |  | Aurora Output (S) |  | 6462.3365 | 2207.965 | 2263.1641 | 8887.3596 | 9138.3009 | 16886.9629 | 17558.4698 | 18345.9816 | 19050.6802 | 3603.5166 | 3676.0073 | 3764.3795 | 3854.9743 | 3966.4581 | 4030.0541 | 4126.9407 | 4206.9678 | 4327.0984 | 4398.4661 | 4508.7228 | 4595.3984 | 4694.6239 | 4796.0272
CPP requires that PSE first establish a TOU tariff; therefore, the study assumed zero CPP participation until 2025. |  |  | Aurora Output (W) | 6304.7186 | 2154.1122 | 2207.965 | 8670.5942 | 8915.4158 | 16430.0709 | 17177.1469 | 17898.5195 | 18586.0291 | 3506.0203 | 3596.174 | 3672.5655 | 3760.9503 | 3859.1423 | 3942.5318 | 4026.2837 | 4104.3591 | 4210.0248 | 4302.9428 | 4398.7541 | 4483.3155 | 4567.6069 | 4691.8702 | 4767.0994
|  |  | Incremental Cost | 6304.7186 | -4308.2243 | 0 | 6407.4301 | 28.0561 | 7291.77 | 290.184 | 340.0497 | 240.0475 | -15544.6599 | -7.3426 | -3.4418 | -3.4292 | 4.168 | -23.9263 | -3.7704 | -22.5816 | 3.057 | -24.1556 | 0.28801 | -25.4073 | -27.7915 | -2.7537 | -28.9278
|  |  | MW (S) |  |  |  |  | 0.14 | 0.28 | 0.58 | 0.88 | 1.19 | 1.5 | 1.53 | 1.55 | 1.57 | 1.59 | 1.62 | 1.64 | 1.67 | 1.69 | 1.72 | 1.74 | 1.77 | 1.79 | 1.81 | 1.84
|  |  | MW (W) |  |  |  | 0.14 | 0.28 | 0.58 | 0.88 | 1.19 | 1.5 | 1.53 | 1.55 | 1.57 | 1.59 | 1.62 | 1.64 | 1.67 | 1.69 | 1.72 | 1.74 | 1.77 | 1.79 | 1.81 | 1.84 | 1.86
3 |  | Product/Scenario
|  | Res DLC Heat-Switch |  | 0 | -1 | -2 | -3 | -4 | -5 | -6 | -7 | -8 | -9 | -10 | -11 | -12 | -13 | -14 | -15 | -16 | -17 | -18 | -19 | -20 | -21 | -22 | -23
Setup Cost | 140929.707 | $ | Ramped MW | 0 | 4.0071 | 8.1073 | 16.4083 | 24.9011 | 33.5837 | 42.4549 | 42.9294 | 43.4054 | 43.8832 | 44.3601 | 44.8346 | 45.3084 | 45.7795 | 46.2451 | 46.7047 | 47.1588 | 47.6086 | 48.0553 | 48.4988 | 48.9397 | 49.3778 | 49.8128 | 50.2457
O&M Cost | 7.5 | $ per participant per year | Ramped Participants | 0 | 3310.8036 | 6698.5666 | 13557.2205 | 20574.3048 | 27748.2574 | 35077.9504 | 35470.0206 | 35863.3029 | 36258.1449 | 36652.1222 | 37044.2078 | 37435.632 | 37824.902 | 38209.6167 | 38589.3102 | 38964.5693 | 39336.2149 | 39705.3024 | 40071.7133 | 40435.988 | 40798.0108 | 41157.3595 | 41515.0869
Equipment Cost | 215 | $ per new participant | Ramped Incremental Participants | 0 | 3476.3438 | 3722.6913 | 7536.5149 | 8045.7996 | 8561.3654 | 9083.5905 | 2165.5712 | 2186.4475 | 2207.7492 | 2226.5834 | 2244.296 | 2263.2058 | 2280.5151 | 2295.1955 | 2309.159 | 2323.4875 | 2338.4564 | 2354.3526 | 2369.9965 | 2386.0741 | 2401.9233 | 2417.2167 | 2433.4817
Marketing Cost | 25 | $ per new participant | Setup Cost | 0: 140929.707
Incentives (annual) | 40 | $ per participant per year | O&M Cost (Inflation rate applied) | 0 | 25451.8025 | 52782.6113 | 109497.3273 | 170326.3715 | 235459.5471 | 305097.5113 | 316220.3108 | 327719.6414 | 339610.9091 | 351883.6132 | 364539.0809 | 377600.723 | 391065.339 | 404918.9107 | 419166.2038 | 433823.4155 | 448910.2722 | 464450.4076 | 480454.8888 | 496943.0602 | 513926.9885 | 531414.9973 | 549434.7437
Flex cost savings (annual) | -37023.402 | $ per mw-year | Equipment Cost (Inflation rate applied) | 0 | 766099.256 | 840897.8012 | 1744940.4899 | 1909427.3173 | 2082575.8185 | 2264848.7302 | 553449.4822 | 572754.4065 | 592792.9 | 612796.2134 | 633112.8321 | 654408.4368 | 675898.7923 | 697256.0023 | 719035.4077 | 741584.5181 | 765021.1677 | 789477.1035 | 814591.0081 | 840619.9644 | 867358.7674 | 894703.4078 | 923241.7799
|  |  | Marketing Cost (Inflation rate applied) | 0 | 89081.3088 | 97778.8141 | 202900.057 | 222026.4322 | 242159.9789 | 263354.5035 | 64354.591 | 66599.3496 | 68929.407 | 71255.3737 | 73617.7712 | 76094.0043 | 78592.8828 | 81076.2793 | 83608.7683 | 86230.7579 | 88955.9497 | 91799.6632 | 94719.8847 | 97746.5075 | 100855.6706 | 104035.28 | 107353.6953
|  |  | Incentives (annual) (Inflation rate applied) | 0 | 135742.9468 | 281507.26 | 583985.7454 | 908407.3149 | 1255784.2514 | 1627186.727 | 1686508.3244 | 1747838.0875 | 1811258.1818 | 1876712.604 | 1944208.4314 | 2013870.5229 | 2085681.8081 | 2159567.524 | 2235553.0871 | 2313724.8828 | 2394188.1185 | 2477068.8405 | 2562426.0734 | 2650362.9878 | 2740943.9386 | 2834213.319 | 2930318.6329
|  |  | Flex Cost Savings (Inflation rate applied) | 0 | -144736.8314 | -285695.669 | -564116.2013 | -835216.7939 | -1098970.1518 | -1355378.2963 | -1337100.0109 | -1318951.6372 | -1300949.0907 | -1283009.8233 | -1265107.1267 | -1247292.4526 | -1229524.173 | -1211736.1808 | -1193929.1187 | -1176135.9999 | -1158394.1792 | -1140744.6505 | -1123191.9405 | -1105758.4351 | -1088447.0962 | -1071252.8147 | -1054208.6061
|  |  | Total Aurora Input | 140929.707 | 871638.4827 | 987270.8175 | 2077207.4182 | 2374970.6421 | 2717009.4441 | 3105109.1756 | 1283432.6975 | 1395959.8478 | 1511642.3072 | 1629637.981 | 1750370.9889 | 1874681.2344 | 2001714.6491 | 2131082.5356 | 2263434.3482 | 2399227.5744 | 2538681.329 | 2682051.3643 | 2828999.9144 | 2979914.0848 | 3134638.2689 | 3293114.1894 | 3456140.2458
Aurora Output (S)
|  |  | Aurora Output (W) | 140929.707 | 878349.6704 | 992970.7642 | 2068516.8457 | 2338292.2363 | 2639220.9473 | 2978723.877 | 1112033.8135 | 1186964.4775 | 1269205.2002 | 1355217.041 | 1441203.9795 | 1528111.8164 | 1622620.9717 | 1721343.2617 | 1814191.4062 | 1917022.0947 | 2024605.1025 | 2142966.7969 | 2249201.6602 | 2366278.0762 | 2488483.3984 | 2617032.2266 | 2742912.5977
|  |  | Incremental Cost | 140929.707 | 878349.6704 | 992970.7642 | 2068516.8457 | 2338292.2363 | 2639220.9473 | 2978723.877 | 1112033.8135 | 1186964.4775 | 1269205.2002 | 1355217.041 | 1441203.9795 | 1528111.8164 | 1622620.9717 | 1721343.2617 | 1814191.4062 | 1917022.0947 | 2024605.1025 | 2142966.7969 | 2249201.6602 | 2366278.0762 | 2488483.3984 | 2617032.2266 | 2742912.5977
MW (S)
|  |  | MW (W) |  | 4.01 | 8.11 | 16.41 | 24.9 | 33.58 | 42.45 | 42.93 | 43.41 | 43.88 | 44.36 | 44.83 | 45.31 | 45.78 | 46.25 | 46.7 | 47.16 | 47.61 | 48.06 | 48.5 | 48.94 | 49.38 | 49.81 | 50.25
4 |  | Product/Scenario
|  | Res DLC Heat-BYOT |  | 0 | -1 | -2 | -3 | -4 | -5 | -6 | -7 | -8 | -9 | -10 | -11 | -12 | -13 | -14 | -15 | -16 | -17 | -18 | -19 | -20 | -21 | -22 | -23
Setup Cost | 9070.293 | $ | Ramped MW | 0 | 0.047779 | 0.16208 | 0.36145 | 0.66531 | 1.104 | 1.4083 | 1.7258 | 2.033 | 2.3065 | 2.529 | 2.6943 | 2.808 | 2.8832 | 2.9348 | 2.9744 | 3.0091 | 3.0421 | 3.0746 | 3.1068 | 3.1388 | 3.1707 | 3.2023 | 3.2338
O&M Cost | 7.5 | $ per participant per year | Ramped Participants | 0 | 51.0669 | 173.2366 | 386.3216 | 711.0836 | 1179.9959 | 1505.2218 | 1844.5736 | 2172.9084 | 2465.2005 | 2702.9925 | 2879.6593 | 3001.1786 | 3081.6015 | 3136.7032 | 3179.0459 | 3216.145 | 3251.4364 | 3286.1549 | 3320.5836 | 3354.8192 | 3388.8611 | 3422.6755 | 3456.347
Marketing Cost | 25 | $ per new participant | Ramped Incremental Participants | 0 | 53.6203 | 130.8315 | 232.4011 | 360.3161 | 527.9121 | 400.487 | 431.5805 | 436.9803 | 415.5521 | 372.9417 | 320.6498 | 271.5782 | 234.503 | 211.9369 | 201.295 | 197.9064 | 197.8632 | 199.0263 | 200.4578 | 201.9766 | 203.485 | 204.9482 | 206.4888
Incentives (annual) | 40 | $ per participant per year | Setup Cost | 0: 9070.293
Flex cost savings (annual) | -37023.402 | $ per mw-year | O&M Cost (Inflation rate applied) | 0 | 392.577 | 1365.0503 | 3120.1962 | 5886.7741 | 10012.9279 | 13091.9684 | 16444.6374 | 19856.0844 | 23090.2319 | 25950.4419 | 28337.719 | 30271.8864 | 31860.1624 | 33240.5964 | 34531.5476 | 35807.8905 | 37105.8373 | 38439.6012 | 39813.3864 | 41229.4642 | 42689.0225 | 44192.8522 | 45743.3008
|  |  | Marketing Cost (Inflation rate applied) | 0 | 1374.0193 | 3436.3716 | 6256.7646 | 9943.0391 | 14932.103 | 11611.0522 | 12825.3391 | 13310.4508 | 12974.19 | 11934.9212 | 10518.0066 | 9131.0623 | 8081.6232 | 7486.5326 | 7288.379 | 7344.829 | 7526.8048 | 7760.3268 | 8011.5481 | 8274.0545 | 8544.243 | 8820.8223 | 9109.3079
|  |  | Incentives (annual) (Inflation rate applied) | 0 | 2093.7437 | 7280.2684 | 16641.0462 | 31396.1284 | 53402.2823 | 69823.8313 | 87704.733 | 105899.1167 | 123147.9034 | 138402.357 | 151134.5015 | 161450.0607 | 169920.866 | 177283.1808 | 184168.254 | 190975.4159 | 197897.799 | 205011.2066 | 212338.0606 | 219890.4756 | 227674.7869 | 235695.2116 | 243964.271
|  |  | Flex Cost Savings (Inflation rate applied) | 0 | -1725.8089 | -5711.7453 | -12426.6578 | -22315.2665 | -36127.5132 | -44960.817 | -53753.3851 | -61777.0826 | -68377.6781 | -73144.737 | -76024.8345 | -77300.5078 | -77436.0366 | -76898.206 | -76035.3786 | -75046.5403 | -74019.5507 | -72985.2923 | -71951.1708 | -70919.9967 | -69892.3264 | -68868.0183 | -67849.2926
|  |  | Total Aurora Input | 9070.293 | 2134.5311 | 6369.945 | 13591.3492 | 24910.6751 | 42219.8 | 49566.0349 | 63221.3244 | 77288.5692 | 90834.6472 | 103142.9832 | 113965.3927 | 123552.5015 | 132426.6149 | 141112.1037 | 149952.8019 | 159081.595 | 168510.8904 | 178225.8424 | 188211.8242 | 198473.9976 | 209015.726 | 219840.8678 | 230967.5872
|  |  | Aurora Output (S) | 0 | 0 | 0 | 0 | 0 | 0 | 0 | 0 | 0 | 0 | 0 | 3420.7168 | 9649.6639 | 20543.005 | 37453.4302 | 61279.85 | 71602.5162 | 89367.3172 | 106890.625 | 123087.1353 | 136995.6207 | 148489.6393 | 158983.5663 | 167314.3311
|  |  | Aurora Output (W) | 9070.293 | 2285.7084 | 6321.3496 | 13253.4876 | 23995.4758 | 39398.5558 | 45144.825 | 56499.3057 | 67426.0101 | 78247.6349 | 87588.7299 | 95268.3563 | 102165.123 | 108446.1899 | 114943.161 | 121191.8869 | 128367.2028 | 135580.1086 | 143523.2391 | 151186.1267 | 159111.9232 | 167395.0043 | 176159.6832 | 184695.4651
|  |  | Incremental Cost | 9070.293 | 2285.7084 | 6321.3496 | 13253.4876 | 23995.4758 | 39398.5558 | 45144.825 | 56499.3057 | 67426.0101 | 78247.6349 | 87588.7299 | 91847.6396 | 92515.4591 | 87903.1849 | 77489.7308 | 59912.0369 | 56764.6866 | 46212.7914 | 36632.6141 | 28098.9914 | 22116.3025 | 18905.365 | 17176.1169 | 17381.134
|  |  | MW (S) | -11: 0.05; -12: 0.16; -13: 0.36; -14: 0.67; -15: 1.1; -16: 1.41; -17: 1.73; -18: 2.03; -19: 2.31; -20: 2.53; -21: 2.69; -22: 2.81; -23: 2.88
|  |  | MW (W) |  | 0.05 | 0.16 | 0.36 | 0.67 | 1.1 | 1.41 | 1.73 | 2.03 | 2.31 | 2.53 | 2.69 | 2.81 | 2.88 | 2.93 | 2.97 | 3.01 | 3.04 | 3.07 | 3.11 | 3.14 | 3.17 | 3.2 | 3.23
5 |  | Product/Scenario
Res DLC ERWH-Switch
Setup Cost | 22938.6701 | $ |  | 0 | -1 | -2 | -3 | -4 | -5 | -6 | -7 | -8 | -9 | -10 | -11 | -12 | -13 | -14 | -15 | -16 | -17 | -18 | -19 | -20 | -21 | -22 | -23
O&M Cost | 7.5 | $ per participant per year | Ramped MW | 0 | 5.0168 | 9.4659 | 17.7732 | 24.8707 | 30.7081 | 35.2363 | 32.0067 | 28.698 | 25.3101 | 21.8409 | 18.2904 | 14.6594 | 10.9479 | 9.7582 | 9.8551 | 9.951 | 10.0459 | 10.1401 | 10.2337 | 10.3267 | 10.4192 | 10.511 | 10.6023
Equipment Cost | 315 | $ per new participant | Ramped Incremental MW | 0 | 5.2676 | 4.9224 | 9.1959 | 8.341 | 7.3728 | 6.29 | -1.6292 | -1.8738 | -2.1225 | -2.3771 | -2.6361 | -2.898 | -3.1641 | -0.70183 | 0.58972 | 0.59338 | 0.59721 | 0.60127 | 0.60526 | 0.60937 | 0.61341 | 0.61732 | 0.62147
Marketing Cost | 25 | $ per new participant | Ramped Participants | 0 | 8485.7787 | 16011.361 | 30062.8163 | 42067.9934 | 51941.8423 | 59601.1308 | 54138.4214 | 48541.8609 | 42811.231 | 36943.2797 | 30937.5977 | 24795.9804 | 18518.0397 | 16505.6343 | 16669.6527 | 16831.7556 | 16992.2976 | 17151.7345 | 17310.0152 | 17467.3731 | 17623.7582 | 17778.9882 | 17933.5178
Incentives (annual) | 24 | $ per participant per year | Ramped Incremental Participants | 0 | 8910.0676 | 8326.1503 | 15554.5961 | 14108.5768 | 12470.941 | 10639.345 | -2755.7883 | -3169.4675 | -3590.0683 | -4020.7873 | -4458.8021 | -4901.8183 | -5352.0386 | -1187.1237 | 997.5011 | 1003.6907 | 1010.1569 | 1017.0236 | 1023.7814 | 1030.7266 | 1037.573 | 1044.1794 | 1051.2055
Flex cost savings (annual) | -35239 | $ per mw-year | Setup Cost | 0: 22938.6701
|  |  | O&M Cost (Inflation rate applied) | 0 | 65234.4237 | 126164.5209 | 242807.7377 | 348263.9506 | 440755.7024 | 518392.7935 | 482651.7771 | 443576.5795 | 400990.2083 | 354678.9106 | 304446.0691 | 250108.7767 | 191454.9174 | 174915.2188 | 181069.7064 | 187401.2689 | 193918.4276 | 200631.3919 | 207544.9424 | 214667.4354 | 222004.0834 | 229558.4821 | 237342.5786
|  |  | Equipment (Inflation rate applied) | 0 | 2876838.0873 | 2755513.43 | 5276438.6052 | 4905567.1156 | 4444563.4018 | 3886589.2049 | 0 | 0 | 0 | 0 | 0 | 0 | 0 | 0 | 455073.8798 | 469345.0979 | 484178.0352 | 499656.0735 | 515550.5369 | 532024.132 | 548946.9854 | 566253.2703 | 584315.0619
|  |  | Marketing Cost (Inflation rate applied) | 0 | 228320.4831 | 218691.5421 | 418764.9687 | 389330.7235 | 352743.1271 | 308459.4607 | 0 | 0 | 0 | 0 | 0 | 0 | 0 | 0 | 36116.9746 | 37249.6109 | 38426.8282 | 39655.2439 | 40916.7093 | 42224.1375 | 43567.2211 | 44940.7357 | 46374.2113
|  |  | Incentives (annual) (Inflation rate applied) | 0 | 208750.156 | 403726.4669 | 776984.7605 | 1114444.6419 | 1410418.2476 | 1658856.9392 | 1544485.6867 | 1419445.0544 | 1283168.6666 | 1134972.514 | 974227.421 | 800348.0853 | 612655.7355 | 559728.7002 | 579423.0603 | 599684.0603 | 620538.9685 | 642020.4541 | 664143.8156 | 686935.7933 | 710413.067 | 734587.1429 | 759496.2517
|  |  | Flex Cost Savings (Inflation rate applied) | 0 | -172475.3752 | -317497.1126 | -581590.5334 | -793991.0333 | -956439.0175 | -1070706.8214 | -948850.5045 | -830012.7432 | -714170.9646 | -601251.3394 | -491228.2459 | -384108.7154 | -279862.0583 | -243364.5775 | -239788.2147 | -236214.6523 | -232651.3926 | -229106.6688 | -225581.3901 | -222080.0523 | -218603.2503 | -215149.9582 | -211726.8066
|  |  | Total Aurora Input | 22938.6701 | 3206667.7749 | 3186598.8473 | 6133405.5386 | 5963615.3984 | 5692041.4615 | 5301591.5768 | 1078286.9593 | 1033008.8907 | 969987.9103 | 888400.0853 | 787445.2441 | 666348.1466 | 524248.5946 | 491279.3416 | 1011895.4063 | 1057465.3857 | 1104410.8668 | 1152856.4946 | 1202574.6142 | 1253771.4459 | 1306328.1066 | 1360189.6728 | 1415801.2969
|  |  | Aurora Output (S) | 0 | 0 | 0 | 0 | 0 | 0 | 0 | 0 | 0 | 0 | 0 | 0 | 0 | 0 | 0 | 0 | 0 | 0 | 0 | 0 | 0 | 0 | 0 | 0
|  |  | Aurora Output (W) |  |  |  | 24702.4388 | 3473757.8125 | 3450822.2656 | 6639410.6445 | 6418916.5039 | 6093382.3242 | 5636321.7773 | 1059837.6465 | 998988.2812 | 923462.2192 | 836872.3755 | 735898.7427 | 615694.458 | 481142.9138 | 448497.0703 | 1007076.355 | 1045411.9873 | 1089373.4131 | 1133905.3955 | 1182182.0068 | 1228049.5605
|  |  | Incremental Cost | 0 | 0 | 0 | 24702.4388 | 3473757.8125 | 3450822.2656 | 6639410.6445 | 6418916.5039 | 6093382.3242 | 5636321.7773 | 1059837.6465 | 998988.2812 | 923462.2192 | 836872.3755 | 735898.7427 | 615694.458 | 481142.9138 | 448497.0703 | 1007076.355 | 1045411.9873 | 1089373.4131 | 1133905.3955 | 1182182.0068 | 1228049.5605
MW (S)
|  |  | MW (W) |  |  |  |  | 5.02 | 9.47 | 17.77 | 24.87 | 30.71 | 35.24 | 32.01 | 28.7 | 25.31 | 21.84 | 18.29 | 14.66 | 10.95 | 9.76 | 9.86 | 9.95 | 10.05 | 10.14 | 10.23 | 10.33
6 |  | Product/Scenario
|  | Res DLC ERWH-Grid-Enabled |  | 0 | -1 | -2 | -3 | -4 | -5 | -6 | -7 | -8 | -9 | -10 | -11 | -12 | -13 | -14 | -15 | -16 | -17 | -18 | -19 | -20 | -21 | -22 | -23
Setup Cost | 124786.3654 | $ | Ramped MW | 0 | 0.59525 | 1.8613 | 5.0965 | 9.7521 | 15.8737 | 23.5068 | 27.248 | 31.0671 | 34.9649 | 38.9393 | 42.9887 | 47.1141 | 51.3134 | 53.0844 | 53.6119 | 54.1332 | 54.6496 | 55.1623 | 55.6714 | 56.1775 | 56.6804 | 57.1797 | 57.6767
O&M Cost | 7.5 | $ per participant per year | Ramped Participants | 0 | 1006.8519 | 3148.258 | 8620.6102 | 16495.3935 | 26849.9369 | 39761.0256 | 46089.1618 | 52549.1464 | 59142.1494 | 65864.5902 | 72714.0228 | 79692.1247 | 86795.1416 | 89790.6506 | 90682.911 | 91564.7507 | 92438.099 | 93305.4357 | 94166.4826 | 95022.5096 | 95873.2447 | 96717.696 | 97558.337
Equipment Cost | 40 | $ per new participant | Ramped Incremental Participants | 0 | 1057.1945 | 2298.8189 | 5903.3827 | 8699.553 | 11697.0403 | 14899.1399 | 8632.5943 | 9087.4419 | 9550.1104 | 10015.6703 | 10485.1338 | 10962.7082 | 11442.7739 | 7485.0416 | 5426.4059 | 5460.0772 | 5495.2533 | 5532.6085 | 5569.371 | 5607.1525 | 5644.3973 | 5680.3361 | 5718.5579
Marketing Cost | 25 | $ per new participant | Setup Cost | 0: 124786.3654
Incentives (annual) | 24 | $ per participant per year | O&M Cost (Inflation rate applied) | 0 | 7740.1743 | 24807.2889 | 69625.9071 | 136558.7096 | 227836.7939 | 345829.4975 | 410891.4752 | 480195.2418 | 553953.3024 | 632341.8292 | 715553.2437 | 803827.8596 | 897360.4597 | 951538.7904 | 985019.2026 | 1019462.9026 | 1054916.2464 | 1091434.772 | 1129044.4866 | 1167790.8486 | 1207702.2139 | 1248798.1428 | 1291143.6278
Flex cost savings (annual) | -37023.402 | $ per mw-year | Equipment (Inflation rate applied) | 0 | 43344.9762 | 96607.865 | 254291.9003 | 384107.1485 | 529365.0995 | 691137.3795 | 410457.6746 | 442886.6233 | 477071.1716 | 512836.1906 | 550296.1648 | 589744.9484 | 630959.6084 | 423046.7132 | 314362.1468 | 324220.6137 | 334467.1125 | 345159.2431 | 356139.0376 | 367518.8924 | 379209.0921 | 391164.1638 | 403641.1349
|  |  | Marketing Cost (Inflation rate applied) | 0 | 27090.6101 | 60379.9157 | 158932.4377 | 240066.9678 | 330853.1872 | 431960.8622 | 256536.0466 | 276804.1396 | 298169.4822 | 320522.6191 | 343935.103 | 368590.5927 | 394349.7553 | 264404.1957 | 196476.3417 | 202637.8835 | 209041.9453 | 215724.527 | 222586.8985 | 229699.3078 | 237005.6826 | 244477.6024 | 252275.7093
|  |  | Incentives (annual) (Inflation rate applied) | 0 | 24768.5578 | 79383.3246 | 222802.9028 | 436987.8709 | 729077.7403 | 1106654.392 | 1314852.7205 | 1536624.7738 | 1772650.5677 | 2023493.8536 | 2289770.3798 | 2572249.1508 | 2871553.4711 | 3044924.1293 | 3152061.4482 | 3262281.2882 | 3375731.9885 | 3492591.2706 | 3612942.357 | 3736930.7156 | 3864647.0846 | 3996154.0571 | 4131659.609
|  |  | Flex Cost Savings (Inflation rate applied) | 0 | -21500.7573 | -65589.5406 | -175217.8794 | -327099.0081 | -519440.6729 | -750458.0054 | -848679.5966 | -944032.0783 | -1036559.7106 | -1126225.4813 | -1213019.1634 | -1297003.1493 | -1378152.1754 | -1390941.972 | -1370501.3921 | -1350076.8178 | -1329711.128 | -1309451.3796 | -1289302.7685 | -1269290.9914 | -1249419.4482 | -1229682.2742 | -1210117.3676
|  |  | Total Aurora Input | 124786.3654 | 81443.5612 | 195588.8536 | 530435.2685 | 870621.6887 | 1297692.148 | 1825124.1258 | 1544058.3203 | 1792478.7002 | 2065284.8133 | 2362969.0112 | 2686535.7279 | 3037409.4023 | 3416071.119 | 3292971.8566 | 3277417.7471 | 3458525.8702 | 3644446.1647 | 3835458.4331 | 4031410.0111 | 4232648.7731 | 4439144.6251 | 4650911.692 | 4868602.7133
|  |  | Aurora Output (S) | 124786.3654 | 82868.8126 | 196516.8304 | 527714.4775 | 855944.9463 | 1260809.8145 | 1756141.8457 | 1437378.418 | 1645129.1504 | 1874298.3398 | 2127248.5352 | 2393100.8301 | 2679718.9941 | 2994139.1602 | 2826852.2949 | 2763762.4512 | 2906729.0039 | 3056307.8613 | 3220708.4961 | 3368326.416 | 3531477.0508 | 3700907.4707 | 3881521.7285 | 4054695.8008
|  |  | Aurora Output (W) | 124786.3654 | 82868.8126 | 196516.8304 | 527714.4775 | 855944.9463 | 1260809.8145 | 1756141.8457 | 1437378.418 | 1645129.1504 | 1874298.3398 | 2127248.5352 | 2393100.8301 | 2679718.9941 | 2994139.1602 | 2826852.2949 | 2763762.4512 | 2906729.0039 | 3056307.8613 | 3220708.4961 | 3368326.416 | 3531477.0508 | 3700907.4707 | 3881521.7285 | 4054695.8008
|  |  | Incremental Cost | 0 | 0 | 0 | 0 | 0 | 0 | 0 | 0 | 0 | 0 | 0 | 0 | 0 | 0 | 0 | 0 | 0 | 0 | 0 | 0 | 0 | 0 | 0 | 0
|  |  | MW (S) |  | 0.6 | 1.86 | 5.1 | 9.75 | 15.87 | 23.51 | 27.25 | 31.07 | 34.96 | 38.94 | 42.99 | 47.11 | 51.31 | 53.08 | 53.61 | 54.13 | 54.65 | 55.16 | 55.67 | 56.18 | 56.68 | 57.18 | 57.68
|  |  | MW (W) |  | 0.6 | 1.86 | 5.1 | 9.75 | 15.87 | 23.51 | 27.25 | 31.07 | 34.96 | 38.94 | 42.99 | 47.11 | 51.31 | 53.08 | 53.61 | 54.13 | 54.65 | 55.16 | 55.67 | 56.18 | 56.68 | 57.18 | 57.68
7 |  | Product/Scenario
|  | Res DLC HPWH-Switch |  | 0 | -1 | -2 | -3 | -4 | -5 | -6 | -7 | -8 | -9 | -10 | -11 | -12 | -13 | -14 | -15 | -16 | -17 | -18 | -19 | -20 | -21 | -22 | -23
Setup Cost | 353.2554 | $ | Ramped MW | 0 | 0.077259 | 0.14578 | 0.27371 | 0.38301 | 0.4729 | 0.54264 | 0.4929 | 0.44195 | 0.38977 | 0.33635 | 0.28167 | 0.22576 | 0.1686 | 0.15028 | 0.15177 | 0.15324 | 0.15471 | 0.15616 | 0.1576 | 0.15903 | 0.16046 | 0.16187 | 0.16328
O&M Cost | 7.5 | $ per participant per year | Ramped Incremental MW | 0 | 0.081122 | 0.075805 | 0.14162 | 0.12845 | 0.11354 | 0.096866 | -0.02509 | -0.028856 | -0.032686 | -0.036607 | -0.040595 | -0.044629 | -0.048728 | -0.010808 | 0.0090818 | 0.0091381 | 0.009197 | 0.0092595 | 0.009321 | 0.0093843 | 0.0094466 | 0.0095067 | 0.0095707
Equipment Cost | 315 | $ per new participant | Ramped Participants | 0 | 318.82 | 601.5643 | 1129.4929 | 1580.5405 | 1951.5118 | 2239.2797 | 2034.0397 | 1823.7708 | 1608.4648 | 1387.9994 | 1162.3594 | 931.6121 | 695.743 | 620.1347 | 626.2971 | 632.3875 | 638.4192 | 644.4094 | 650.3562 | 656.2683 | 662.1439 | 667.976 | 673.7819
Marketing Cost | 25 | $ per new participant | Ramped Incremental Participants | 0 | 334.761 | 312.8226 | 584.4032 | 530.0747 | 468.5469 | 399.7318 | -103.538 | -119.0804 | -134.8828 | -151.0654 | -167.5221 | -184.1667 | -201.0819 | -44.6015 | 37.4772 | 37.7098 | 37.9527 | 38.2107 | 38.4646 | 38.7255 | 38.9828 | 39.231 | 39.4949
Incentives (annual) | 24 | $ per participant per year | Setup Cost | 0: 353.2554
Flex cost savings (annual) | -37023.402 | $ per mw-year | O&M Cost (Inflation rate applied) | 0 | 2450.9287 | 4740.1391 | 9122.5523 | 13084.6576 | 16559.6739 | 19476.5844 | 18133.7553 | 16665.6573 | 15065.6408 | 13325.6747 | 11438.3719 | 9396.8603 | 7193.1707 | 6571.7561 | 6802.987 | 7040.8707 | 7285.7275 | 7537.9409 | 7797.6905 | 8065.2904 | 8340.9363 | 8624.7633 | 8917.2203
|  |  | Equipment (Inflation rate applied) | 0 | 108085.9541 | 103527.654 | 198241.5706 | 184307.523 | 166987.1092 | 146023.4082 | 0 | 0 | 0 | 0 | 0 | 0 | 0 | 0 | 17097.6235 | 17633.8088 | 18191.0985 | 18772.6253 | 19369.7977 | 19988.7287 | 20624.5388 | 21274.7548 | 21953.3561
|  |  | Marketing Cost (Inflation rate applied) | 0 | 8578.2503 | 8216.4805 | 15733.458 | 14627.5812 | 13252.9452 | 11589.1594 | 0 | 0 | 0 | 0 | 0 | 0 | 0 | 0 | 1356.9542 | 1399.5086 | 1443.738 | 1489.8909 | 1537.2855 | 1586.407 | 1636.8682 | 1688.4726 | 1742.3298
|  |  | Incentives (annual) (Inflation rate applied) | 0 | 7842.9717 | 15168.445 | 29192.1674 | 41870.9044 | 52990.9565 | 62325.0699 | 58028.0169 | 53330.1035 | 48210.0505 | 42642.159 | 36602.79 | 30069.9531 | 23018.1462 | 21029.6196 | 21769.5582 | 22530.7862 | 23314.3279 | 24121.4108 | 24952.6097 | 25808.9292 | 26690.9961 | 27599.2426 | 28535.105
|  |  | Flex Cost Savings (Inflation rate applied) | 0 | -2790.6179 | -5137.0412 | -9410.0211 | -12846.6197 | -15474.9963 | -17323.827 | -15352.2157 | -13429.4439 | -11555.1466 | -9728.1291 | -7947.977 | -6214.8039 | -4528.1134 | -3937.5913 | -3879.7264 | -3821.9069 | -3764.254 | -3706.9011 | -3649.8628 | -3593.2118 | -3536.9579 | -3481.0843 | -3425.6983
|  |  | Total Aurora Input | 353.2554 | 124167.4869 | 126515.6773 | 242879.7272 | 241044.0465 | 234315.6884 | 222090.3948 | 60809.5565 | 56566.3169 | 51720.5447 | 46239.7045 | 40093.1849 | 33252.0095 | 25683.2035 | 23663.7844 | 43147.3965 | 44783.0674 | 46470.6377 | 48214.9668 | 50007.5206 | 51856.1435 | 53756.3814 | 55706.149 | 57722.313
Not reported by Aurora |  |  | Aurora Output (S)
Aurora Output (W)
|  |  | Incremental Cost | 0 | 0 | 0 | 0 | 0 | 0 | 0 | 0 | 0 | 0 | 0 | 0 | 0 | 0 | 0 | 0 | 0 | 0 | 0 | 0 | 0 | 0 | 0 | 0
MW (S)
MW (W)
8 |  | Product/Scenario
|  | Res DLC HPWH-Grid-Enabled |  | 0 | -1 | -2 | -3 | -4 | -5 | -6 | -7 | -8 | -9 | -10 | -11 | -12 | -13 | -14 | -15 | -16 | -17 | -18 | -19 | -20 | -21 | -22 | -23
Setup Cost | 1921.7091 | $ | Ramped MW | 0 | 0.0091669 | 0.028663 | 0.078486 | 0.15018 | 0.24446 | 0.362 | 0.41962 | 0.47843 | 0.53846 | 0.59966 | 0.66202 | 0.72556 | 0.79023 | 0.8175 | 0.82562 | 0.83365 | 0.8416 | 0.8495 | 0.85734 | 0.86513 | 0.87288 | 0.88057 | 0.88822
O&M Cost | 7.5 | $ per participant per year | Ramped Participants | 0 | 37.8285 | 118.2835 | 323.8858 | 619.75 | 1008.7815 | 1493.8652 | 1731.6202 | 1974.3289 | 2222.0353 | 2474.6047 | 2731.9454 | 2994.1203 | 3260.9884 | 3373.533 | 3407.0562 | 3440.1879 | 3473.0005 | 3505.5873 | 3537.9378 | 3570.0996 | 3602.0627 | 3633.7896 | 3665.3734
Equipment Cost | 40 | $ per new participant | Ramped Incremental Participants | 0 | 39.72 | 86.3691 | 221.7965 | 326.8517 | 439.4706 | 559.777 | 324.336 | 341.4251 | 358.8081 | 376.2997 | 393.9379 | 411.8809 | 429.9175 | 281.2212 | 203.876 | 205.1411 | 206.4627 | 207.8662 | 209.2474 | 210.6669 | 212.0662 | 213.4164 | 214.8525
Marketing Cost | 25 | $ per new participant | Setup Cost | 0: 1921.7091
Incentives (annual) | 24 | $ per participant per year | O&M Cost (Inflation rate applied) | 0 | 290.8068 | 932.037 | 2615.9215 | 5130.6601 | 8560.0776 | 12993.1925 | 15437.6422 | 18041.4605 | 20812.6316 | 23757.7743 | 26884.1182 | 30200.692 | 33714.8141 | 35750.3533 | 37008.249 | 38302.3365 | 39634.3574 | 41006.3984 | 42419.4365 | 43875.1797 | 45374.6934 | 46918.7124 | 48509.6786
Flex cost savings (annual) | -37023.402 | $ per mw-year | Equipment (Inflation rate applied) | 0 | 1628.5182 | 3629.6632 | 9554.0249 | 14431.3258 | 19888.8259 | 25966.7874 | 15421.3439 | 16639.7349 | 17924.0858 | 19267.8167 | 20675.2289 | 22157.3629 | 23705.8427 | 15894.3278 | 11810.9298 | 12181.3231 | 12566.2953 | 12968.0104 | 13380.5332 | 13808.0868 | 14247.3004 | 14696.4656 | 15165.239
|  |  | Marketing Cost (Inflation rate applied) | 0 | 1017.8239 | 2268.5395 | 5971.2655 | 9019.5786 | 12430.5162 | 16229.2421 | 9638.3399 | 10399.8343 | 11202.5536 | 12042.3854 | 12922.0181 | 13848.3518 | 14816.1517 | 9933.9549 | 7381.8311 | 7613.327 | 7853.9346 | 8105.0065 | 8362.8333 | 8630.0543 | 8904.5628 | 9185.291 | 9478.2744
|  |  | Incentives (annual) (Inflation rate applied) | 0 | 930.5818 | 2982.5183 | 8370.9488 | 16418.1124 | 27392.2483 | 41578.2161 | 49400.4551 | 57732.6738 | 66600.421 | 76024.8777 | 86029.1781 | 96642.2145 | 107887.4053 | 114401.1306 | 118426.3968 | 122567.4768 | 126829.9437 | 131220.4748 | 135742.1968 | 140400.575 | 145199.0187 | 150139.8796 | 155230.9714
|  |  | Flex Cost Savings (Inflation rate applied) | 0 | -331.1115 | -1010.0785 | -2698.3541 | -5037.3224 | -7999.3827 | -11557.048 | -13069.6598 | -14538.0874 | -15963.0123 | -17343.8645 | -18680.4866 | -19973.8394 | -21223.5338 | -21420.4966 | -21105.7118 | -20791.1735 | -20477.542 | -20165.542 | -19855.2536 | -19547.0723 | -19241.0507 | -18937.0984 | -18635.799
|  |  | Total Aurora Input | 1921.7091 | 3536.6192 | 8802.6795 | 23813.8066 | 39962.3544 | 60272.2852 | 85210.3902 | 76828.1213 | 88275.6162 | 100576.6798 | 113748.9896 | 127830.0566 | 142874.7819 | 158900.68 | 154559.27 | 153521.6949 | 159873.2899 | 166406.989 | 173134.3479 | 180049.7462 | 187166.8235 | 194484.5246 | 202003.2501 | 209748.3644
|  |  | Aurora Output (S) | 1921.7091 | 3877.809 | 9263.5794 | 24268.5337 | 39763.7558 | 58729.2747 | 83990.5396 | 75397.6135 | 86453.0945 | 98108.551 | 110605.1025 | 123169.4489 | 138476.8524 | 152654.9225 | 148407.1655 | 146669.0979 | 151006.9122 | 157351.6235 | 164386.4136 | 170678.8177 | 177670.8679 | 182821.7163 | 190700.2411 | 197910.9344
|  |  | Aurora Output (W) | 1921.7091 | 3877.809 | 9263.5794 | 24268.5337 | 39763.7558 | 58729.2747 | 83990.5396 | 75397.6135 | 86453.0945 | 98108.551 | 110605.1025 | 123169.4489 | 138476.8524 | 152654.9225 | 148407.1655 | 146669.0979 | 151006.9122 | 157351.6235 | 164386.4136 | 170678.8177 | 177670.8679 | 182821.7163 | 190700.2411 | 197910.9344
|  |  | Incremental Cost | 0 | 0 | 0 | 0 | 0 | 0 | 0 | 0 | 0 | 0 | 0 | 0 | 0 | 0 | 0 | 0 | 0 | 0 | 0 | 0 | 0 | 0 | 0 | 0
|  |  | MW (S) |  | 0.01 | 0.03 | 0.08 | 0.15 | 0.24 | 0.36 | 0.42 | 0.48 | 0.54 | 0.6 | 0.66 | 0.73 | 0.79 | 0.82 | 0.83 | 0.83 | 0.84 | 0.85 | 0.86 | 0.87 | 0.87 | 0.88 | 0.89
|  |  | MW (W) |  | 0.01 | 0.03 | 0.08 | 0.15 | 0.24 | 0.36 | 0.42 | 0.48 | 0.54 | 0.6 | 0.66 | 0.73 | 0.79 | 0.82 | 0.83 | 0.83 | 0.84 | 0.85 | 0.86 | 0.87 | 0.87 | 0.88 | 0.89
9 |  | Product/Scenario
|  | Small Com DLC Heat-Switch |  | 0 | -1 | -2 | -3 | -4 | -5 | -6 | -7 | -8 | -9 | -10 | -11 | -12 | -13 | -14 | -15 | -16 | -17 | -18 | -19 | -20 | -21 | -22 | -23
Setup Cost | 84712.1103 | $ | Ramped MW | 0 | 0.54132 | 1.0954 | 2.2135 | 3.3532 | 4.5145 | 5.6975 | 5.7524 | 5.8082 | 5.8642 | 5.9199 | 5.9755 | 6.0311 | 6.0864 | 6.1415 | 6.1962 | 6.2505 | 6.3047 | 6.359 | 6.4133 | 6.467 | 6.5204 | 6.5736 | 6.6265
O&M Cost | 15 | $ per participant per year | Ramped Participants | 0 | 283.5884 | 573.8826 | 1159.598 | 1756.6703 | 2365.0563 | 2984.8128 | 3013.5839 | 3042.7852 | 3072.1717 | 3101.3502 | 3130.4598 | 3159.5642 | 3188.5786 | 3217.3955 | 3246.0679 | 3274.5356 | 3302.8941 | 3331.3548 | 3359.8138 | 3387.9445 | 3415.9322 | 3443.7712 | 3471.4777
Equipment Cost | 387 | $ per new participant | Ramped Incremental Participants | 0 | 297.7678 | 318.9883 | 643.6954 | 684.9058 | 726.6388 | 768.9972 | 179.4503 | 181.3406 | 182.9951 | 184.2459 | 185.6326 | 187.0826 | 188.4434 | 189.6867 | 190.9757 | 192.1946 | 193.5032 | 195.0285 | 196.4497 | 197.528 | 198.7843 | 200.0276 | 201.2803
Marketing Cost | 69 | $ per new participant | Setup Cost | 0: 84712.1103
Incentives (annual) | 38 | $ per participant per year | O&M Cost (Inflation rate applied) | 0 | 4360.172 | 9044.0306 | 18731.4037 | 29085.5294 | 40137.6614 | 51922.0166 | 53733.0637 | 55610.0753 | 57550.8228 | 59549.856 | 61611.5181 | 63738.938 | 65932.362 | 68191.4346 | 70519.1117 | 72915.9983 | 75386.1594 | 77936.6487 | 80567.5039 | 83273.1237 | 86060.0654 | 88930.4705 | 91887.0987
Flex cost savings (annual) | -37023.402 | $ per mw-year | Equipment (Inflation rate applied) | 0 | 118117.0584 | 129698.0418 | 268264.337 | 292575.0204 | 318162.4228 | 345126.9746 | 82550.9651 | 85506.0705 | 88443.3481 | 91274.0907 | 94260.0838 | 97371.2326 | 100531.4726 | 103724.6489 | 107040.2501 | 110416.4836 | 113947.4826 | 117716.8294 | 121539.0054 | 125261.2805 | 129209.4157 | 133268.0166 | 137455.2096
|  |  | Marketing Cost (Inflation rate applied) | 0 | 21059.6306 | 23124.4571 | 47830.0756 | 52164.5385 | 56726.6335 | 61534.2668 | 14718.3891 | 15245.2684 | 15768.969 | 16273.6751 | 16806.0614 | 17360.7624 | 17924.2161 | 18493.542 | 19084.6958 | 19686.6599 | 20316.2178 | 20988.2719 | 21669.7452 | 22333.4066 | 23037.3377 | 23760.9642 | 24507.518
|  |  | Incentives (annual) (Inflation rate applied) | 0 | 11045.769 | 22911.5442 | 47452.8894 | 73683.3412 | 101682.0756 | 131535.7755 | 136123.7613 | 140878.8574 | 145795.4177 | 150859.6352 | 156082.5126 | 161471.9762 | 167028.6504 | 172751.6342 | 178648.4164 | 184720.529 | 190978.2704 | 197439.5101 | 204104.3432 | 210958.5801 | 218018.8324 | 225290.5253 | 232780.6499
|  |  | Flex Cost Savings (Inflation rate applied) | 0 | -19552.7428 | -38602.7606 | -76098.9971 | -112470.2994 | -147728.8144 | -181893.4115 | -179167.5228 | -176491.3552 | -173849.6261 | -171220.2824 | -168612.0748 | -166028.9627 | -163466.941 | -160921.2499 | -158395.4393 | -155887.3717 | -153402.3441 | -150950.4369 | -148526.8003 | -146117.4356 | -143731.2249 | -141368.3907 | -139030.003
|  |  | Total Aurora Input | 84712.1103 | 135029.8871 | 146175.3131 | 306179.7087 | 335038.1301 | 368979.9789 | 408225.622 | 107958.6564 | 120748.9164 | 133708.9315 | 146736.9746 | 160148.101 | 173913.9464 | 187949.7602 | 202240.0098 | 216897.0347 | 231852.2991 | 247225.786 | 263130.8232 | 279353.7974 | 295708.9553 | 312594.4263 | 329881.586 | 347600.4732
|  |  | Aurora Output (S) |  | 0 | 0 | 0 | 0 | 0 | 0 | 0 | 0 | 0 | 0 | 0 | 0 | 0 | 0 | 0 | 0 | 0 | 0 | 0 | 0 | 0 | 0 | 0
|  |  | Aurora Output (W) | 0 | 0 | 0 | 91225.6774 | 147421.6614 | 161485.2295 | 334892.9138 | 364504.7302 | 397863.9526 | 436061.2793 | 106818.7714 | 116018.1732 | 124618.5074 | 134178.4363 | 144176.6663 | 153675.1404 | 164273.9105 | 175051.3458 | 187217.4683 | 197918.7469 | 209733.3221 | 222457.1533 | 235322.8912 | 248597.7783
|  |  | Incremental Cost | 0 | 0 | 0 | 91225.6774 | 147421.6614 | 161485.2295 | 334892.9138 | 364504.7302 | 397863.9526 | 436061.2793 | 106818.7714 | 116018.1732 | 124618.5074 | 134178.4363 | 144176.6663 | 153675.1404 | 164273.9105 | 175051.3458 | 187217.4683 | 197918.7469 | 209733.3221 | 222457.1533 | 235322.8912 | 248597.7783
MW (S)
|  |  | MW (W) |  |  |  |  | 0.54 | 1.1 | 2.21 | 3.35 | 4.51 | 5.7 | 5.75 | 5.81 | 5.86 | 5.92 | 5.98 | 6.03 | 6.09 | 6.14 | 6.2 | 6.25 | 6.3 | 6.36 | 6.41 | 6.47
10 |  | Product/Scenario
|  | Medium Com DLC Heat-Switch |  | 0 | -1 | -2 | -3 | -4 | -5 | -6 | -7 | -8 | -9 | -10 | -11 | -12 | -13 | -14 | -15 | -16 | -17 | -18 | -19 | -20 | -21 | -22 | -23
Setup Cost | 65287.8897 | $ | Ramped MW | 0 | 0.4172 | 0.84426 | 1.7059 | 2.5843 | 3.4793 | 4.3911 | 4.4334 | 4.4764 | 4.5196 | 4.5625 | 4.6053 | 4.6482 | 4.6908 | 4.7332 | 4.7754 | 4.8173 | 4.859 | 4.9009 | 4.9428 | 4.9841 | 5.0253 | 5.0663 | 5.107
O&M Cost | 15 | $ per participant per year | Ramped Participants | 0 | 44.7 | 90.457 | 182.7791 | 276.8913 | 372.7868 | 470.4746 | 475.0095 | 479.6123 | 484.2443 | 488.8435 | 493.4318 | 498.0194 | 502.5927 | 507.1349 | 511.6543 | 516.1415 | 520.6114 | 525.0975 | 529.5833 | 534.0173 | 538.4288 | 542.8169 | 547.184
Equipment Cost | 1128 | $ per new participant | Ramped Incremental Participants | 0 | 46.935 | 50.2798 | 101.4611 | 107.9568 | 114.5348 | 121.2115 | 28.2855 | 28.5834 | 28.8442 | 29.0414 | 29.2599 | 29.4885 | 29.703 | 29.8989 | 30.1021 | 30.2942 | 30.5005 | 30.7409 | 30.9649 | 31.1349 | 31.3329 | 31.5289 | 31.7264
Marketing Cost | 83 | $ per new participant | Setup Cost | 0: 65287.8897
Incentives (annual) | 128 | $ per participant per year | O&M Cost (Inflation rate applied) | 0 | 687.2625 | 1425.5454 | 2952.4963 | 4584.5426 | 6326.6106 | 8184.0937 | 8469.556 | 8765.4158 | 9071.3219 | 9386.4151 | 9711.38 | 10046.7099 | 10392.4435 | 10748.5249 | 11115.4199 | 11493.2239 | 11882.5776 | 12284.5928 | 12699.2756 | 13125.743 | 13565.0285 | 14017.4698 | 14483.5018
Flex cost savings (annual) | -37023.402 | $ per mw-year | Equipment (Inflation rate applied) | 0 | 54266.2482 | 59586.8727 | 123248.0667 | 134417.068 | 146172.6294 | 158560.8913 | 37926.1998 | 39283.8571 | 40633.3238 | 41933.8454 | 43305.6933 | 44735.0412 | 46186.943 | 47653.9766 | 49177.2556 | 50728.3909 | 52350.6296 | 54082.3719 | 55838.3854 | 57548.5017 | 59362.3844 | 61227.018 | 63150.7305
|  |  | Marketing Cost (Inflation rate applied) | 0 | 3992.9952 | 4384.4951 | 9068.7851 | 9890.6176 | 10755.6101 | 11667.1578 | 2790.669 | 2890.5675 | 2989.8634 | 3085.5578 | 3186.5005 | 3291.6741 | 3398.5073 | 3506.454 | 3618.5392 | 3732.6741 | 3852.041 | 3979.4653 | 4108.6755 | 4234.5085 | 4367.9769 | 4505.1795 | 4646.7293
|  |  | Incentives (annual) (Inflation rate applied) | 0 | 5864.6401 | 12164.6544 | 25194.6352 | 39121.4302 | 53987.0771 | 69837.5993 | 72273.5443 | 74798.2149 | 77408.6132 | 80097.4086 | 82870.4429 | 85731.9245 | 88682.1849 | 91720.7457 | 94851.583 | 98075.5102 | 101397.9952 | 104828.5255 | 108367.1518 | 112006.34 | 115754.9101 | 119615.7424 | 123592.5489
|  |  | Flex Cost Savings (Inflation rate applied) | 0 | -15069.3604 | -29751.2689 | -58649.7362 | -86681.2133 | -113855.0616 | -140185.824 | -138084.973 | -136022.4423 | -133986.4533 | -131960.0099 | -129949.8561 | -127959.0435 | -125984.4852 | -124022.5131 | -122075.863 | -120142.8874 | -118227.6688 | -116337.9762 | -114470.0719 | -112613.1669 | -110774.1068 | -108953.0631 | -107150.8603
|  |  | Total Aurora Input | 65287.8897 | 49741.7857 | 47810.2987 | 101814.247 | 101332.4451 | 103386.8656 | 108063.9181 | -16625.0039 | -10284.387 | -3883.3311 | 2543.217 | 9124.1606 | 15846.3063 | 22675.5936 | 29607.188 | 36686.9348 | 43886.9117 | 51255.5745 | 58836.9794 | 66543.4165 | 74301.9263 | 82276.193 | 90412.3467 | 98722.6501
|  |  | Aurora Output (S) | 65287.8897 | 50598.6404 | 47824.0166 | 100815.2542 | 96975.8453 | 94888.031 | 93830.9326 | -34708.9424 | -32302.0554 | -29283.2642 | -26574.2989 | -23109.8194 | -20207.2811 | -16665.9031 | -13374.8264 | -9768.4202 | -5931.7651 | -1791.7693 | 2639.3504 | 6826.273 | 11296.629 | 16093.7252 | 20639.4596 | 25952.6691
|  |  | Aurora Output (W) | 65287.8897 | 50598.6404 | 47824.0166 | 100815.2542 | 96975.8453 | 94888.031 | 93830.9326 | -34708.9424 | -32302.0554 | -29283.2642 | -26574.2989 | -23109.8194 | -20207.2811 | -16665.9031 | -13374.8264 | -9768.4202 | -5931.7651 | -1791.7693 | 2639.3504 | 6826.273 | 11296.629 | 16093.7252 | 20639.4596 | 25952.6691
|  |  | Incremental Cost | 0 | 0 | 0 | 0 | 0 | 0 | 0 | 0 | 0 | 0 | 0 | 0 | 0 | 0 | 0 | 0 | 0 | 0 | 0 | 0 | 0 | 0 | 0 | 0
|  |  | MW (S) |  | 0.42 | 0.84 | 1.71 | 2.58 | 3.48 | 4.39 | 4.43 | 4.48 | 4.52 | 4.56 | 4.61 | 4.65 | 4.69 | 4.73 | 4.78 | 4.82 | 4.86 | 4.9 | 4.94 | 4.98 | 5.03 | 5.07 | 5.11
|  |  | MW (W) |  | 0.42 | 0.84 | 1.71 | 2.58 | 3.48 | 4.39 | 4.43 | 4.48 | 4.52 | 4.56 | 4.61 | 4.65 | 4.69 | 4.73 | 4.78 | 4.82 | 4.86 | 4.9 | 4.94 | 4.98 | 5.03 | 5.07 | 5.11
11 |  | Product/Scenario
|  | C&I Curtailment-Manual |  | 0 | -1 | -2 | -3 | -4 | -5 | -6 | -7 | -8 | -9 | -10 | -11 | -12 | -13 | -14 | -15 | -16 | -17 | -18 | -19 | -20 | -21 | -22 | -23
Setup Cost | 74025.974 | $ | Ramped MW | 0 | 0.23054 | 0.46588 | 0.93861 | 1.4173 | 1.9068 | 2.4071 | 2.4274 | 2.4571 | 2.4949 | 2.5147 | 2.5274 | 2.5626 | 2.6076 | 2.6372 | 2.6644 | 2.6956 | 2.7323 | 2.7646 | 2.8007 | 2.8364 | 2.8733 | 2.9104 | 2.952
O&M Cost | 60 | $ per kW pledged per year | Ramped Participants | 0 | 57.004 | 115.1851 | 232.4435 | 351.6929 | 472.9277 | 596.1581 | 601.2077 | 606.3337 | 611.493 | 616.6153 | 621.7279 | 626.8396 | 631.9357 | 636.9991 | 642.0386 | 647.0445 | 652.0331 | 657.0415 | 662.0513 | 667.0015 | 671.9275 | 676.8321 | 681.7131
Equipment Cost | 0 |  | Ramped Incremental Participants | 0 | 57.004 | 58.1811 | 117.2583 | 119.2495 | 121.2347 | 123.2304 | 5.0496 | 5.126 | 5.1593 | 5.1223 | 5.1126 | 5.1116 | 5.0961 | 5.0635 | 5.0394 | 5.006 | 4.9886 | 5.0084 | 5.0097 | 4.9502 | 4.926 | 4.9046 | 4.881
Marketing Cost | 0 |  | Setup Cost | 0: 74025.974
Incentives (annual) | 20 | $ per kW pledged per year | O&M Cost (Inflation rate applied) | 0 | 14178.5092 | 29368.1018 | 60646.88 | 93863.7806 | 129442.2903 | 167490.4065 | 173123.6714 | 179622.4275 | 186945.7658 | 193137.9143 | 198970.9163 | 206782.3935 | 215678.3531 | 223574.2588 | 231534.2775 | 240096.2592 | 249448.4412 | 258711.1612 | 268638.1802 | 278868.4894 | 289556.6163 | 300631.1004 | 312551.7531
|  |  | Equipment (Inflation rate applied) | 0 | 0 | 0 | 0 | 0 | 0 | 0 | 0 | 0 | 0 | 0 | 0 | 0 | 0 | 0 | 0 | 0 | 0 | 0 | 0 | 0 | 0 | 0 | 0
|  |  | Marketing Cost (Inflation rate applied) | 0 | 0 | 0 | 0 | 0 | 0 | 0 | 0 | 0 | 0 | 0 | 0 | 0 | 0 | 0 | 0 | 0 | 0 | 0 | 0 | 0 | 0 | 0 | 0
|  |  | Incentives (annual) (Inflation rate applied) | 0 | 4726.1697 | 9789.3673 | 20215.6267 | 31287.9269 | 43147.4301 | 55830.1355 | 57707.8905 | 59874.1425 | 62315.2553 | 64379.3048 | 66323.6388 | 68927.4645 | 71892.7844 | 74524.7529 | 77178.0925 | 80032.0864 | 83149.4804 | 86237.0537 | 89546.0601 | 92956.1631 | 96518.8721 | 100210.3668 | 104183.9177
|  |  | Flex Cost Savings (Inflation rate applied) | 0 | 0 | 0 | 0 | 0 | 0 | 0 | 0 | 0 | 0 | 0 | 0 | 0 | 0 | 0 | 0 | 0 | 0 | 0 | 0 | 0 | 0 | 0 | 0
|  |  | Total Aurora Input | 74025.974 | 18904.6789 | 39157.469 | 80862.5067 | 125151.7074 | 172589.7204 | 223320.542 | 230831.5619 | 239496.5699 | 249261.021 | 257517.2191 | 265294.5551 | 275709.8579 | 287571.1374 | 298099.0117 | 308712.37 | 320128.3456 | 332597.9216 | 344948.2149 | 358184.2402 | 371824.6526 | 386075.4884 | 400841.4672 | 416735.6708
|  |  | Aurora Output (S) | 0 | 0 | 0 | 0 | 0 | 0 | 0 | 0 | 0 | 0 | 0 | 0 | 0 | 0 | 0 | 0 | 0 | 0 | 0 | 0 | 0 | 0 | 0 | 0
|  |  | Aurora Output (W) | 0 | 0 | 0 | 79717.8774 | 20365.8924 | 42657.6881 | 87687.8433 | 135405.2582 | 186682.8461 | 241441.5283 | 250214.9658 | 258927.2461 | 268637.0239 | 277564.6057 | 287556.366 | 297425.415 | 310815.3687 | 322247.6501 | 333717.9565 | 346256.012 | 358855.896 | 371869.3542 | 387749.6643 | 402019.7449
|  |  | Incremental Cost | 0 | 0 | 0 | 79717.8774 | 20365.8924 | 42657.6881 | 87687.8433 | 135405.2582 | 186682.8461 | 241441.5283 | 250214.9658 | 258927.2461 | 268637.0239 | 277564.6057 | 287556.366 | 297425.415 | 310815.3687 | 322247.6501 | 333717.9565 | 346256.012 | 358855.896 | 371869.3542 | 387749.6643 | 402019.7449
MW (S)
|  |  | MW (W) |  |  |  |  | 0.23 | 0.47 | 0.94 | 1.42 | 1.91 | 2.41 | 2.43 | 2.46 | 2.49 | 2.51 | 2.53 | 2.56 | 2.61 | 2.64 | 2.66 | 2.7 | 2.73 | 2.76 | 2.8 | 2.84
12 |  | Product/Scenario
|  | C&I Curtailment-AutoDR |  | 0 | -1 | -2 | -3 | -4 | -5 | -6 | -7 | -8 | -9 | -10 | -11 | -12 | -13 | -14 | -15 | -16 | -17 | -18 | -19 | -20 | -21 | -22 | -23
Setup Cost | 75974.026 | $ | Ramped MW | 0 | 0.23661 | 0.47814 | 0.96331 | 1.4546 | 1.957 | 2.4705 | 2.4913 | 2.5217 | 2.5605 | 2.5808 | 2.5939 | 2.63 | 2.6762 | 2.7066 | 2.7346 | 2.7665 | 2.8042 | 2.8374 | 2.8744 | 2.9111 | 2.9489 | 2.987 | 3.0297
O&M Cost | 60 | $ per kW pledged per year | Ramped Incremental MW | 0 | 0.23661 | 0.24153 | 0.48517 | 0.49125 | 0.50242 | 0.51347 | 0.020808 | 0.030474 | 0.0388 | 0.020291 | 0.013096 | 0.036086 | 0.046239 | 0.030312 | 0.027999 | 0.031959 | 0.037656 | 0.033193 | 0.037013 | 0.036686 | 0.037849 | 0.03811 | 0.042699
Equipment Cost | 310 | $ per kW pledged per year | Ramped Participants | 0 | 57.004 | 115.1851 | 232.4435 | 351.6929 | 472.9277 | 596.1581 | 601.2077 | 606.3337 | 611.493 | 616.6153 | 621.7279 | 626.8396 | 631.9357 | 636.9991 | 642.0386 | 647.0445 | 652.0331 | 657.0415 | 662.0513 | 667.0015 | 671.9275 | 676.8321 | 681.7131
Marketing Cost | 0 |  | Ramped Incremental Participants | 0 | 57.004 | 58.1811 | 117.2583 | 119.2495 | 121.2347 | 123.2304 | 5.0496 | 5.126 | 5.1593 | 5.1223 | 5.1126 | 5.1116 | 5.0961 | 5.0635 | 5.0394 | 5.006 | 4.9886 | 5.0084 | 5.0097 | 4.9502 | 4.926 | 4.9046 | 4.881
Incentives (annual) | 20 | $ per kW pledged per year | Setup Cost | 0: 75974.026
Flex cost savings (annual) | -37023.402 | $ per mw-year | O&M Cost (Inflation rate applied) | 0 | 14551.6279 | 30140.9466 | 62242.8505 | 96333.8801 | 132848.6664 | 171898.0488 | 177679.5575 | 184349.3334 | 191865.3912 | 198220.491 | 204206.9931 | 212224.0354 | 221354.0992 | 229457.7919 | 237627.2848 | 246414.5818 | 256012.8739 | 265519.3496 | 275707.606 | 286207.1339 | 297176.5272 | 308542.4451 | 320776.7992
|  |  | Equipment (Inflation rate applied) | 0 | 75183.4107 | 78665.2279 | 161966.6317 | 168097.2844 | 176216.6031 | 184595.523 | 7667.6304 | 11510.2328 | 15021.1762 | 8052.0692 | 5326.7808 | 15044.6486 | 19759.725 | 13277.5078 | 12570.7484 | 14707.5106 | 17762.6255 | 16048.4617 | 18343.0751 | 18635.3285 | 19706.7775 | 20338.6078 | 23357.4304
|  |  | Marketing Cost (Inflation rate applied) | 0 | 0 | 0 | 0 | 0 | 0 | 0 | 0 | 0 | 0 | 0 | 0 | 0 | 0 | 0 | 0 | 0 | 0 | 0 | 0 | 0 | 0 | 0 | 0
|  |  | Incentives (annual) (Inflation rate applied) | 0 | 4850.5426 | 10046.9822 | 20747.6168 | 32111.2934 | 44282.8888 | 57299.3496 | 59226.5192 | 61449.7778 | 63955.1304 | 66073.497 | 68068.9977 | 70741.3451 | 73784.6997 | 76485.9306 | 79209.0949 | 82138.1939 | 85337.6246 | 88506.4499 | 91902.5353 | 95402.378 | 99058.8424 | 102847.4817 | 106925.5997
|  |  | Flex Cost Savings (Inflation rate applied) | 0 | -8546.5123 | -16849.4798 | -33118.553 | -48788.021 | -64038.8637 | -78869.5993 | -77594.0501 | -76627.5249 | -75908.8022 | -74644.242 | -73193.1847 | -72401.3845 | -71877.3639 | -70918.518 | -69904.5455 | -68996.6149 | -68230.013 | -67353.7986 | -66568.2185 | -65773.4937 | -65003.573 | -64237.6895 | -63566.7802
|  |  | Total Aurora Input | 75974.026 | 86039.0689 | 102003.6768 | 211838.546 | 247754.4368 | 289309.2946 | 334923.322 | 166979.657 | 180681.8192 | 194932.8955 | 197701.8152 | 204409.5869 | 225608.6446 | 243021.16 | 248302.7124 | 259502.5827 | 274263.6715 | 290883.111 | 302720.4626 | 319384.9979 | 334471.3465 | 350938.5741 | 367490.8451 | 387493.0492
|  |  | Aurora Output (S) | 0 | 0 | 0 | 0 | 0 | 0 | 0 | 0 | 0 | 0 | 0 | 0 | 0 | 0 | 0 | 0 | 0 | 0 | 0 | 0 | 0 | 0 | 0 | 0
|  |  | Aurora Output (W) | 0 | 0 | 0 | 81815.7163 | 95113.2278 | 111877.3117 | 230277.1301 | 268021.9727 | 312813.6597 | 359453.064 | 176371.5973 | 188722.4731 | 201863.1744 | 202840.7288 | 208285.202 | 228751.6479 | 245718.2312 | 249365.6769 | 259482.5745 | 273299.8352 | 288292.7856 | 305070.4041 | 322114.1968 | 339653.3203
|  |  | Incremental Cost | 0 | 0 | 0 | 81815.7163 | 95113.2278 | 111877.3117 | 230277.1301 | 268021.9727 | 312813.6597 | 359453.064 | 176371.5973 | 188722.4731 | 201863.1744 | 202840.7288 | 208285.202 | 228751.6479 | 245718.2312 | 249365.6769 | 259482.5745 | 273299.8352 | 288292.7856 | 305070.4041 | 322114.1968 | 339653.3203
MW (S)
|  |  | MW (W) |  |  |  |  | 0.24 | 0.48 | 0.96 | 1.45 | 1.96 | 2.47 | 2.49 | 2.52 | 2.56 | 2.58 | 2.59 | 2.63 | 2.68 | 2.71 | 2.73 | 2.77 | 2.8 | 2.84 | 2.87 | 2.91
13 |  | Product/Scenario
|  | C&I CPP-No Enablement |  | 0 | -1 | -2 | -3 | -4 | -5 | -6 | -7 | -8 | -9 | -10 | -11 | -12 | -13 | -14 | -15 | -16 | -17 | -18 | -19 | -20 | -21 | -22 | -23
Setup Cost | 87227.7585 | $ | Ramped MW | 0 | 0.10357 | 0.20933 | 0.42186 | 0.63715 | 0.85744 | 1.0827 | 1.092 | 1.1057 | 1.123 | 1.1322 | 1.1381 | 1.1543 | 1.175 | 1.1886 | 1.2012 | 1.2155 | 1.2324 | 1.2472 | 1.2638 | 1.2802 | 1.2972 | 1.3142 | 1.3333
O&M Cost | 43613.8792 | $ per year | Ramped Participants | 0 | 571.6596 | 1156.8366 | 2337.5261 | 3541.1086 | 4767.4975 | 6016.8072 | 6074.8041 | 6133.6684 | 6192.9059 | 6251.724 | 6310.4034 | 6369.0722 | 6427.5597 | 6485.649 | 6543.4469 | 6600.8325 | 6657.9977 | 6715.369 | 6772.7368 | 6829.4429 | 6885.8607 | 6941.9788 | 6997.8297
Equipment Cost | 0 |  | Ramped Incremental Participants | 0 | 571.6596 | 585.177 | 1180.6894 | 1203.5825 | 1226.3889 | 1249.3097 | 57.997 | 58.8643 | 59.2375 | 58.8181 | 58.6794 | 58.6688 | 58.4875 | 58.0894 | 57.7979 | 57.3856 | 57.1652 | 57.3713 | 57.3678 | 56.7061 | 56.4177 | 56.1181 | 55.8509
Marketing Cost | 50 | $ per new participant | Setup Cost | 0: 87227.7585
Incentives (annual) | 0 |  | O&M Cost (Inflation rate applied) | 43613.8792 | 44704.2262 | 45821.8319 | 46967.3777 | 48141.5621 | 49345.1012 | 50578.7287 | 51843.1969 | 53139.2768 | 54467.7587 | 55829.4527 | 57225.189 | 58655.8188 | 60122.2142 | 61625.2696 | 63165.9013 | 64745.0489 | 66363.6751 | 68022.7669 | 69723.3361 | 71466.4195 | 73253.08 | 75084.407 | 76961.5172
|  |  | Equipment (Inflation rate applied) | 0 | 0 | 0 | 0 | 0 | 0 | 0 | 0 | 0 | 0 | 0 | 0 | 0 | 0 | 0 | 0 | 0 | 0 | 0 | 0 | 0 | 0 | 0 | 0
|  |  | Marketing Cost (Inflation rate applied) | 0 | 29297.5534 | 30740.0811 | 63573.6696 | 66426.4955 | 69377.3226 | 72440.8114 | 3447.0076 | 3586.0203 | 3698.9767 | 3764.605 | 3849.6254 | 3945.1489 | 4031.2825 | 4103.9382 | 4185.4293 | 4259.4594 | 4349.1788 | 4473.9858 | 4585.5513 | 4645.9801 | 4737.9103 | 4830.5693 | 4927.7507
|  |  | Incentives (annual) (Inflation rate applied) | 0 | 0 | 0 | 0 | 0 | 0 | 0 | 0 | 0 | 0 | 0 | 0 | 0 | 0 | 0 | 0 | 0 | 0 | 0 | 0 | 0 | 0 | 0 | 0
|  |  | Flex Cost Savings (Inflation rate applied) | 0 | 0 | 0 | 0 | 0 | 0 | 0 | 0 | 0 | 0 | 0 | 0 | 0 | 0 | 0 | 0 | 0 | 0 | 0 | 0 | 0 | 0 | 0 | 0
|  |  | Total Aurora Input | 130841.6377 | 74001.7796 | 76561.913 | 110541.0473 | 114568.0576 | 118722.4238 | 123019.5401 | 55290.2045 | 56725.2971 | 58166.7355 | 59594.0577 | 61074.8144 | 62600.9677 | 64153.4967 | 65729.2078 | 67351.3306 | 69004.5083 | 70712.8538 | 72496.7527 | 74308.8874 | 76112.3996 | 77990.9904 | 79914.9763 | 81889.2679
|  |  | Aurora Output (S) | 0 | 0 | 0 | 0 | 0 | 0 | 0 | 0 | 0 | 0 | 0 | 0 | 0 | 0 | 0 | 0 | 0 | 0 | 0 | 0 | 0 | 0 | 0 | 0
|  |  | Aurora Output (W) | 0 | 0 | 0 | 140902.133 | 77159.9197 | 82939.1708 | 119167.7094 | 124270.4086 | 128584.5642 | 132512.3138 | 59756.5308 | 61494.2398 | 62641.304 | 64227.478 | 66239.7919 | 67349.2737 | 68982.6813 | 71061.4319 | 72857.0938 | 74790.1382 | 76213.3636 | 78284.668 | 79977.2415 | 81894.0048
|  |  | Incremental Cost | 0 | 0 | 0 | 140902.133 | 77159.9197 | 82939.1708 | 119167.7094 | 124270.4086 | 128584.5642 | 132512.3138 | 59756.5308 | 61494.2398 | 62641.304 | 64227.478 | 66239.7919 | 67349.2737 | 68982.6813 | 71061.4319 | 72857.0938 | 74790.1382 | 76213.3636 | 78284.668 | 79977.2415 | 81894.0048
MW (S)
|  |  | MW (W) |  |  |  |  | 0.1 | 0.21 | 0.42 | 0.64 | 0.86 | 1.08 | 1.09 | 1.11 | 1.12 | 1.13 | 1.14 | 1.15 | 1.17 | 1.19 | 1.2 | 1.22 | 1.23 | 1.25 | 1.26 | 1.28
14 |  | Product/Scenario
|  | C&I CPP-With Enablement |  | 0 | -1 | -2 | -3 | -4 | -5 | -6 | -7 | -8 | -9 | -10 | -11 | -12 | -13 | -14 | -15 | -16 | -17 | -18 | -19 | -20 | -21 | -22 | -23
Setup Cost | 62772.2415 | $ | Ramped MW | 0 | 0.074529 | 0.15064 | 0.30358 | 0.45851 | 0.61705 | 0.77914 | 0.78587 | 0.79568 | 0.80818 | 0.81478 | 0.81905 | 0.83065 | 0.84556 | 0.85536 | 0.86441 | 0.87471 | 0.88684 | 0.89756 | 0.90947 | 0.92129 | 0.93348 | 0.94576 | 0.95949
O&M Cost | 31386.1208 | $ per year | Ramped Participants | 0 | 328.2884 | 664.3395 | 1342.3771 | 2033.5616 | 2737.8431 | 3455.2874 | 3488.5934 | 3522.3976 | 3556.416 | 3590.1937 | 3623.8916 | 3657.5835 | 3691.1713 | 3724.5304 | 3757.7222 | 3790.6771 | 3823.5055 | 3856.4523 | 3889.397 | 3921.9618 | 3954.361 | 3986.5881 | 4018.6617
Equipment Cost | 0 |  | Ramped Incremental Participants | 0 | 328.2884 | 336.0511 | 678.0376 | 691.1844 | 704.2815 | 717.4443 | 33.3061 | 33.8041 | 34.0185 | 33.7776 | 33.698 | 33.6919 | 33.5878 | 33.3591 | 33.1917 | 32.955 | 32.8284 | 32.9468 | 32.9447 | 32.5648 | 32.3992 | 32.2271 | 32.0736
Marketing Cost | 50 | $ per new participant | Setup Cost | 0: 62772.2415
Incentives (annual) | 0 |  | O&M Cost (Inflation rate applied) | 31386.1208 | 32170.7738 | 32975.0431 | 33799.4192 | 34644.4047 | 35510.5148 | 36398.2777 | 37308.2346 | 38240.9405 | 39196.964 | 40176.8881 | 41181.3103 | 42210.8431 | 43266.1141 | 44347.767 | 45456.4612 | 46592.8727 | 47757.6945 | 48951.6369 | 50175.4278 | 51429.8135 | 52715.5588 | 54033.4478 | 55384.284
|  |  | Equipment (Inflation rate applied) | 0 | 0 | 0 | 0 | 0 | 0 | 0 | 0 | 0 | 0 | 0 | 0 | 0 | 0 | 0 | 0 | 0 | 0 | 0 | 0 | 0 | 0 | 0 | 0
|  |  | Marketing Cost (Inflation rate applied) | 0 | 16824.7816 | 17653.1857 | 36508.6153 | 38146.9149 | 39841.494 | 41600.7716 | 1979.522 | 2059.3531 | 2124.2209 | 2161.9094 | 2210.7343 | 2265.5909 | 2315.055 | 2356.7792 | 2403.5773 | 2446.0908 | 2497.6141 | 2569.2873 | 2633.3564 | 2668.059 | 2720.852 | 2774.0635 | 2829.8721
|  |  | Incentives (annual) (Inflation rate applied) | 0 | 0 | 0 | 0 | 0 | 0 | 0 | 0 | 0 | 0 | 0 | 0 | 0 | 0 | 0 | 0 | 0 | 0 | 0 | 0 | 0 | 0 | 0 | 0
|  |  | Flex Cost Savings (Inflation rate applied) | 0 | 0 | 0 | 0 | 0 | 0 | 0 | 0 | 0 | 0 | 0 | 0 | 0 | 0 | 0 | 0 | 0 | 0 | 0 | 0 | 0 | 0 | 0 | 0
|  |  | Total Aurora Input | 94158.3623 | 48995.5554 | 50628.2288 | 70308.0345 | 72791.3196 | 75352.0089 | 77999.0493 | 39287.7566 | 40300.2936 | 41321.1849 | 42338.7975 | 43392.0446 | 44476.4339 | 45581.1691 | 46704.5462 | 47860.0385 | 49038.9635 | 50255.3086 | 51520.9242 | 52808.7842 | 54097.8725 | 55436.4108 | 56807.5113 | 58214.1561
|  |  | Aurora Output (S) | 0 | 0 | 0 | 0 | 0 | 0 | 0 | 0 | 0 | 0 | 0 | 0 | 0 | 0 | 0 | 0 | 0 | 0 | 0 | 0 | 0 | 0 | 0 | 0
|  |  | Aurora Output (W) | 0 | 0 | 0 | 101398.2576 | 49692.5545 | 54437.5916 | 75231.3614 | 78858.5587 | 81758.0185 | 84319.7403 | 42764.2441 | 43754.7684 | 44720.665 | 45451.1261 | 47039.7415 | 47989.9864 | 49479.7325 | 50707.2182 | 51558.9027 | 52669.2619 | 54460.968 | 55666.7519 | 57048.3284 | 58138.5536
|  |  | Incremental Cost | 0 | 0 | 0 | 101398.2576 | 49692.5545 | 54437.5916 | 75231.3614 | 78858.5587 | 81758.0185 | 84319.7403 | 42764.2441 | 43754.7684 | 44720.665 | 45451.1261 | 47039.7415 | 47989.9864 | 49479.7325 | 50707.2182 | 51558.9027 | 52669.2619 | 54460.968 | 55666.7519 | 57048.3284 | 58138.5536
MW (S)
|  |  | MW (W) |  |  |  |  | 0.07 | 0.15 | 0.3 | 0.46 | 0.62 | 0.78 | 0.79 | 0.8 | 0.81 | 0.81 | 0.82 | 0.83 | 0.85 | 0.86 | 0.86 | 0.87 | 0.89 | 0.9 | 0.91 | 0.92
15 |  | Product/Scenario
|  | Res EV DLC- |  | 0 | -1 | -2 | -3 | -4 | -5 | -6 | -7 | -8 | -9 | -10 | -11 | -12 | -13 | -14 | -15 | -16 | -17 | -18 | -19 | -20 | -21 | -22 | -23
Setup Cost | 150000 | $ | Ramped MW | 0 | 0.16621 | 0.4111 | 0.75628 | 1.2116 | 1.7947 | 2.0891 | 2.3934 | 2.7307 | 3.0726 | 3.4183 | 3.7676 | 4.122 | 4.4828 | 4.8514 | 5.229 | 5.6153 | 6.009 | 6.4327 | 6.8586 | 7.2833 | 7.7034 | 8.115 | 8.5155
O&M Cost | 150000 | $ per year | Ramped Participants | 0 | 479.5837 | 1186.216 | 2182.2002 | 3495.9066 | 5178.5207 | 6027.9011 | 6906.1738 | 7879.1897 | 8865.8611 | 9863.3538 | 10871.1129 | 11893.6937 | 12934.8177 | 13998.5177 | 15088.0643 | 16202.5794 | 17338.6073 | 18561.134 | 19790.2698 | 21015.5696 | 22227.6635 | 23415.4411 | 24570.912
Equipment Cost | 300 | $ per new participant | Ramped Incremental Participants | 0 | 503.5628 | 765.9431 | 1105.0942 | 1488.5018 | 1941.54 | 1150.7755 | 1223.5814 | 1366.9754 | 1429.9644 | 1490.6604 | 1551.3147 | 1617.2654 | 1687.8649 | 1763.6259 | 1843.9499 | 1924.6441 | 2002.9582 | 2150.5835 | 2218.6492 | 2276.0783 | 2323.4771 | 2358.5496 | 2384.0165
Marketing Cost | 30 | $ per new participant | Setup Cost | 0: 150000
Incentives (annual) | 25 | $ per participant per year | O&M Cost (Inflation rate applied) | 150000 | 153750 | 157593.75 | 161533.5937 | 165571.9336 | 169711.2319 | 173954.0127 | 178302.8631 | 182760.4346 | 187329.4455 | 192012.6816 | 196812.9987 | 201733.3236 | 206776.6567 | 211946.0731 | 217244.725 | 222675.8431 | 228242.7392 | 233948.8077 | 239797.5278 | 245792.466 | 251937.2777 | 258235.7096 | 264691.6024
|  |  | Equipment (Inflation rate applied) | 0 | 154845.574 | 241415.6886 | 357019.6813 | 492908.2436 | 659002.3072 | 400364.0343 | 436336.1402 | 499658.0313 | 535748.8691 | 572451.4162 | 610637.8146 | 652512.6664 | 698022.1135 | 747587.1549 | 801176.7829 | 857143.4749 | 914321.333 | 1006252.8711 | 1064053.1996 | 1118885.8071 | 1170740.9878 | 1218123.4805 | 1262058.3114
|  |  | Marketing Cost (Inflation rate applied) | 0 | 15484.5574 | 24141.5689 | 35701.9681 | 49290.8244 | 65900.2307 | 40036.4034 | 43633.614 | 49965.8031 | 53574.8869 | 57245.1416 | 61063.7815 | 65251.2666 | 69802.2114 | 74758.7155 | 80117.6783 | 85714.3475 | 91432.1333 | 100625.2871 | 106405.32 | 111888.5807 | 117074.0988 | 121812.3481 | 126205.8311
|  |  | Incentives (annual) (Inflation rate applied) | 0 | 12289.3313 | 31156.7034 | 58749.7725 | 96470.6703 | 146475.5199 | 174762.9309 | 205231.7612 | 240000.69 | 276806.1393 | 315648.169 | 356596.0551 | 399892.3924 | 445769.7254 | 494488.4744 | 546300.3982 | 601320.5058 | 659568.536 | 723725.8623 | 790942.9607 | 860911.4464 | 933329.5062 | 1007783.8418 | 1083952.3465
|  |  | Flex Cost Savings (Inflation rate applied) | 0 | 0 | 0 | 0 | 0 | 0 | 0 | 0 | 0 | 0 | 0 | 0 | 0 | 0 | 0 | 0 | 0 | 0 | 0 | 0 | 0 | 0 | 0 | 0
|  |  | Total Aurora Input | 300000 | 336369.4627 | 454307.7108 | 613005.0157 | 804241.6718 | 1041089.2898 | 789117.3814 | 863504.3784 | 972384.959 | 1053459.3408 | 1137357.4085 | 1225110.6498 | 1319389.6491 | 1420370.707 | 1528780.4179 | 1644839.5843 | 1766854.1713 | 1893564.7415 | 2064552.8282 | 2201199.0082 | 2337478.3002 | 2473081.8705 | 2605955.38 | 2736908.0913
Not reported in IRP |  |  | Aurora Output (S)
Aurora Output (W)
|  |  | Incremental Cost | 0 | 0 | 0 | 0 | 0 | 0 | 0 | 0 | 0 | 0 | 0 | 0 | 0 | 0 | 0 | 0 | 0 | 0 | 0 | 0 | 0 | 0 | 0 | 0
MW (S)
MW (W)
16 |  | Product/Scenario
|  | Res Behavior DR-Winter |  | 0 | -1 | -2 | -3 | -4 | -5 | -6 | -7 | -8 | -9 | -10 | -11 | -12 | -13 | -14 | -15 | -16 | -17 | -18 | -19 | -20 | -21 | -22 | -23
Setup Cost | 150000 | $ | Ramped MW | 0 | 1.2813 | 2.6029 | 3.9717 | 5.37 | 6.8053 | 6.8959 | 6.9889 | 7.0853 | 7.2026 | 7.3063 | 7.3988 | 7.4962 | 7.6208 | 7.738 | 7.8613 | 7.9761 | 8.0941 | 8.2062 | 8.3296 | 8.4443 | 8.5561 | 8.6538 | 8.7619
O&M Cost | 66.75 | $ per kW pledged per year | Ramped Participants | 0 | 42901.3201 | 86799.1588 | 131753.4299 | 177729.8766 | 224718.5462 | 227260.6073 | 229799.0622 | 232345.3672 | 234901.7747 | 237452.5823 | 239991.1558 | 242525.4459 | 245045.7887 | 247536.6473 | 249994.9999 | 252424.6543 | 254830.922 | 257220.6336 | 259593.0224 | 261951.5699 | 264295.5421 | 266622.2293 | 268938.4166
Equipment Cost | 0 | $ per new participant | Ramped Incremental Participants | 0 | 44274.1623 | 46675.4118 | 49170.3809 | 51663.8028 | 54179.6631 | 9814.4005 | 9892.0249 | 9981.3567 | 10073.2644 | 10149.2902 | 10218.2904 | 10295.1044 | 10361.808 | 10412.0314 | 10458.1926 | 10507.2434 | 10560.8572 | 10620.7718 | 10679.3655 | 10740.9978 | 10801.4295 | 10858.5986 | 10922.2166
Marketing Cost | 0 | $ per new participant | Setup Cost | 0: 150000
Incentives (annual) | 0 | $ per participant per year | O&M Cost (Inflation rate applied) | 0 | 87663.6573 | 182539.4096 | 285493.2277 | 395658.0913 | 513946.7979 | 533807.7511 | 554532.1504 | 576236.731 | 600416.3741 | 624294.4297 | 648000.2521 | 672944.7178 | 701233.2066 | 729817.9821 | 759979.0394 | 790354.956 | 822099.978 | 854322.8698 | 888850.9157 | 923618.6644 | 959238.2889 | 994447.8794 | 1032046.0904
|  |  | Equipment (Inflation rate applied) | 0 | 0 | 0 | 0 | 0 | 0 | 0 | 0 | 0 | 0 | 0 | 0 | 0 | 0 | 0 | 0 | 0 | 0 | 0 | 0 | 0 | 0 | 0 | 0
|  |  | Marketing Cost (Inflation rate applied) | 0 | 0 | 0 | 0 | 0 | 0 | 0 | 0 | 0 | 0 | 0 | 0 | 0 | 0 | 0 | 0 | 0 | 0 | 0 | 0 | 0 | 0 | 0 | 0
|  |  | Incentives (annual) (Inflation rate applied) | 0 | 0 | 0 | 0 | 0 | 0 | 0 | 0 | 0 | 0 | 0 | 0 | 0 | 0 | 0 | 0 | 0 | 0 | 0 | 0 | 0 | 0 | 0 | 0
|  |  | Flex Cost Savings (Inflation rate applied) | 0 | 0 | 0 | 0 | 0 | 0 | 0 | 0 | 0 | 0 | 0 | 0 | 0 | 0 | 0 | 0 | 0 | 0 | 0 | 0 | 0 | 0 | 0 | 0
|  |  | Total Aurora Input | 150000 | 87663.6573 | 182539.4096 | 285493.2277 | 395658.0913 | 513946.7979 | 533807.7511 | 554532.1504 | 576236.731 | 600416.3741 | 624294.4297 | 648000.2521 | 672944.7178 | 701233.2066 | 729817.9821 | 759979.0394 | 790354.956 | 822099.978 | 854322.8698 | 888850.9157 | 923618.6644 | 959238.2889 | 994447.8794 | 1032046.0904
Aurora Output (S)
|  |  | Aurora Output (W) | 0 | 0 | 0 | 161533.5937 | 94569.0231 | 196895.6604 | 309004.9133 | 427252.6855 | 555368.8354 | 576776.2451 | 600547.7295 | 622661.8042 | 648130.3711 | 674483.1543 | 701774.4141 | 727047.3633 | 757147.1558 | 788297.4854 | 822780.1514 | 853885.8032 | 887297.6074 | 922970.459 | 962502.1973 | 996861.5112
|  |  | Incremental Cost | 0 | 0 | 0 | 161533.5937 | 94569.0231 | 196895.6604 | 309004.9133 | 427252.6855 | 555368.8354 | 576776.2451 | 600547.7295 | 622661.8042 | 648130.3711 | 674483.1543 | 701774.4141 | 727047.3633 | 757147.1558 | 788297.4854 | 822780.1514 | 853885.8032 | 887297.6074 | 922970.459 | 962502.1973 | 996861.5112
MW (S)
|  |  | MW (W) |  |  |  |  | 1.28 | 2.6 | 3.97 | 5.37 | 6.81 | 6.9 | 6.99 | 7.09 | 7.2 | 7.31 | 7.4 | 7.5 | 7.62 | 7.74 | 7.86 | 7.98 | 8.09 | 8.21 | 8.33 | 8.44

## F3
Utility-Scale Generic Energy Resource Costs
Citation Source: 2021 IRP Chapter 5
Appendix F3: New Resource Generic Cost Assumptions used in CEIP Modeling
IRP Modeling Assumptions (2020 $) | Nameplate (MW) | First year available | Fixed O&M ($/kw-yr) | Variable O&M1 | Capital Costs, Vintage 2021 ($/kw) |  |  |  | Notes
|  |  |  | ($/MWh) | Overnight Capital Cost | AFUDC2 | Intercon-nection3 | Total
CCCT | 348 | 2025 | 12.87 | 3.32 | 1041 | 104 | 100 | 1246 | Same as 2021 IRP
Frame Peaker | 237 | 2025 | 7.68 | 7.86 | 733 | 73 | 148 | 954 | Same as 2021 IRP
Recip Peaker | 219 | 2025 | 6.4 | 7.05 | 1387 | 139 | 158 | 1683 | Same as 2021 IRP
WA Solar - Utility Scale | 100 | 2024 | 22.23 | 0 | 1395 | 139 | 110 | 1644 | Same as 2021 IRP
Idaho/Wyoming Solar – Utility Scale | 400 | 2026 | 22.23 | 0 | 1395 | 139 | 110 | 1644 | Same as 2021 IRP
WA Solar - Residential Scale | 300 | 2024 | 0 | 0 | 3264 | 326 | 0 | 3590 | This cost was replaced with the program specific DER costs in CEIP modeling. Please see Appendix F4 for details.
Washington Wind | 100 | 2024 | 40.6 | 0 | 1569 | 157 | 52 | 1778 | Same as 2021 IRP
Montana Wind | 200 | 2024 | 40.6 | 0 | 1569 | 157 | 49 | 1774 | Same as 2021 IRP
Idaho/Wyoming Wind | 400 | 2026 | 40.6 | 0 | 1569 | 157 | 49 | 1774 | Same as 2021 IRP
Offshore Wind | 100 | 2030 | 110.08 | 0 | 4831 | 483 | 71 | 5385 | Same as 2021 IRP
Pumped Storage | 25 | 2028 | 16 | 0 | 2367 | 237 | 52 | 2656 | Same as 2021 IRP
Battery 2hr Li-Ion | 25 | 2023 | 23.49 | 0 | 937 | 94 | 63 | 1093
Battery 4hr Li-Ion | 25 | 2023 | 31.93 | 0 | 1702 | 170 | 63 | 1934
Battery 4hr Flow | 25 | 2023 | 21.76 | 0 | 2264 | 226 | 63 | 2553
Battery 6hr Flow | 25 | 2023 | 37.97 | 0 | 3157 | 316 | 63 | 3535
Solar + battery | 100 solar + 25 battery | 2024 | 45.72 | 0 | 2099 | 210 | 155 | 2464 | Same as 2021 IRP
Wind + battery | 100 wind + 25 battery | 2024 | 64.09 | 0 | 2255 | 225 | 103 | 2584 | Same as 2021 IRP
Wind + pumped hydro | 200 wind + 100 PHES | 2028 | 56.6 | 0 | 3542 | 354 | 91 | 3988 | Same as 2021 IRP
Biomass | 15 | 2024 | 207 | 6.2 | 5791 | 579 | 670 | 7040 | Same as 2021 IRP
NOTES
1. Variable O&M costs do not include the cost of fuel for thermal resources
2. AFUDC (Allowance for funds used during construction) is assumed at 10 percent of overnight capital
3. Interconnection costs includes the transmission, substation and natural gas pipeline infrastructure. Interconnection cost of offshore wind only includes onshore interconnection and does not include the cost of the marine cable to shore.

## F4
For Details of Distributed Energy Resource Potentials and Costs, see Appendix K

## F5
|  | INPUT | [5 empty] | CEIP DER Enablement Budget
CEIP Enablement Milestone | Swimlane | 2022 | 2023 | 2024 | 2025 | Total | Enablement Allocation % | 2022 | 2023 | 2024 | 2025 | Total
DER Enablement Milestones
Procurement & Vendor Management Strategy | Procurement | 782500 | 382500 | 382500 | 382500 | 1930000 | 100% | 782500 | 382500 | 382500 | 382500 | 1930000
Capital | Procurement | 0 | 0 | 0 | 0 | 0 |  | 0 | 0 | 0 | 0
Labor | Procurement |  |  |  |  | 0
Services | Procurement |  |  |  |  | 0
Materials | Procurement |  |  |  |  | 0
IT | Procurement |  |  |  |  | 0
Expense | Procurement | 782500 | 382500 | 382500 | 382500 | 1930000 |  | 782500 | 382500 | 382500 | 382500 | 1930000
Labor | Procurement | 382500 | 382500 | 382500 | 382500 | 1530000
Services | Procurement | 400000 |  |  |  | 400000
IT | Procurement |  |  |  |  | 0
Market Engagement & Benchmarking | Procurement | 0 | 0 | 0 | 200000 | 200000 | 100% | 0 | 0 | 0 | 200000 | 200000
Capital | Procurement | 0 | 0 | 0 | 0 | 0 |  | 0 | 0 | 0 | 0 | 0
Labor | Procurement |  |  |  |  | 0
Services | Procurement |  |  |  |  | 0
Materials | Procurement |  |  |  |  | 0
IT | Procurement |  |  |  |  | 0
Expense | Procurement | 0 | 0 | 0 | 200000 | 200000 |  | 0 | 0 | 0 | 200000 | 200000
Labor | Procurement | 0 | 0 | 0 | 0 | 0
Services | Procurement |  |  |  |  | 0
IT | Procurement |  |  |  | 200000 | 200000
Regulatory & Stakeholder Engagement Strategy | Strategy & Planning | 0 | 0 | 0 | 0 | 0 | 100% | 0 | 0 | 0 | 0 | 0
Capital | Strategy & Planning | 0 | 0 | 0 | 0 | 0 |  | 0 | 0 | 0 | 0 | 0
Labor | Strategy & Planning |  |  |  |  | 0
Services | Strategy & Planning |  |  |  |  | 0
Materials | Strategy & Planning |  |  |  |  | 0
IT | Strategy & Planning |  |  |  |  | 0
Expense | Strategy & Planning | 0 | 0 | 0 | 0 | 0 |  | 0 | 0 | 0 | 0 | 0
Labor | Strategy & Planning | 0 | 0 | 0 | 0 | 0
Services | Strategy & Planning |  |  |  |  | 0
IT | Strategy & Planning |  |  |  |  | 0
Portfolio Customer Care Strategy | Customer | 162010 | 162010 | 162010 | 162010 | 648040 | 100% | 162010 | 162010 | 162010 | 162010 | 648040
Capital | Customer | 0 | 0 | 0 | 0 | 0 |  | 0 | 0 | 0 | 0 | 0
Labor | Customer |  |  |  |  | 0
Services | Customer |  |  |  |  | 0
Materials | Customer |  |  |  |  | 0
IT | Customer |  |  |  |  | 0
Expense | Customer | 162010 | 162010 | 162010 | 162010 | 648040 |  | 162010 | 162010 | 162010 | 162010 | 648040
Labor | Customer | 162010 | 162010 | 162010 | 162010 | 648040
Services | Customer |  |  |  |  | 0
IT | Customer |  |  |  |  | 0
Portfolio Marketing Strategy | Customer | 376495 | 185245 | 36711.5 | 36711.5 | 635163 | 100% | 376495 | 185245 | 36711.5 | 36711.5 | 635163
Capital | Customer | 0 | 0 | 0 | 0 | 0 |  | 0 | 0 | 0 | 0 | 0
Labor | Customer |  |  |  |  | 0
Services | Customer |  |  |  |  | 0
Materials | Customer |  |  |  |  | 0
IT | Customer |  |  |  |  | 0
Expense | Customer | 376495 | 185245 | 36711.5 | 36711.5 | 635163 |  | 376495 | 185245 | 36711.5 | 36711.5 | 635163
Labor | Customer | 301495 | 110245 | 36711.5 | 36711.5 | 485163
Services | Customer | 75000 | 75000 |  |  | 150000
IT | Customer |  |  |  |  | 0
DER Customer Experience Strategy | Customer | 125000 | 125000 | 0 | 0 | 250000 | 100% | 125000 | 125000 | 0 | 0 | 250000
Capital | Customer | 0 | 0 | 0 | 0 | 0 |  | 0 | 0 | 0 | 0 | 0
Labor | Customer |  |  |  |  | 0
Services | Customer |  |  |  |  | 0
Materials | Customer |  |  |  |  | 0
IT | Customer |  |  |  |  | 0
Expense | Customer | 125000 | 125000 | 0 | 0 | 250000 |  | 125000 | 125000 | 0 | 0 | 250000
Labor | Customer | 0 | 0 | 0 | 0 | 0
Services | Customer | 125000 | 125000 |  |  | 250000
IT | Customer |  |  |  |  | 0
Customer Relationship Management (CRM) Platform | Customer | 0 | 672000 | 2478000 | 450000 | 3600000 | 50% | 0 | 336000 | 1239000 | 225000 | 1800000
Capital | Customer | 0 | 672000 | 2028000 | 0 | 2700000 |  | 0 | 336000 | 1014000 | 0 | 1350000
Labor | Customer |  |  |  |  | 0
Services | Customer | 0 | 0 |  |  | 0
Materials | Customer |  |  |  |  | 0
IT | Customer | 0 | 672000 | 2028000 |  | 2700000
Expense | Customer | 0 | 0 | 450000 | 450000 | 900000 |  | 0 | 0 | 225000 | 225000 | 450000
Labor | Customer |  |  | 50000 | 50000 | 100000
Services | Customer |  |  |  |  | 0
IT | Customer |  |  | 400000 | 400000 | 800000
Customer Enrollment & Education Portal | Customer | 0 | 1495000 | 0 | 0 | 1495000 | 100% | 0 | 1495000 | 0 | 0 | 1495000
Capital | Customer | 0 | 1495000 | 0 | 0 | 1495000 |  | 0 | 1495000 | 0 | 0 | 1495000
Labor | Customer |  |  |  |  | 0
Services | Customer |  |  |  |  | 0
Materials | Customer |  |  |  |  | 0
IT | Customer |  |  |  |  | 0
Expense | Customer | 0 | 0 | 0 | 0 | 0 |  | 0 | 0 | 0 | 0 | 0
Labor | Customer | 0 | 0 | 0 | 0 | 0
Services | Customer |  |  |  |  | 0
IT | Customer |  |  |  |  | 0
Customer Notification Platform | Customer | 0 | 872740 | 522740 | 122740 | 1518220 | 100% | 0 | 872740 | 522740 | 122740 | 1518220
Capital | Customer | 0 | 750000 | 400000 | 0 | 1150000 |  | 0 | 750000 | 400000 | 0 | 1150000
Labor | Customer |  |  |  |  | 0
Services | Customer | 0 | 150000 |  |  | 150000
Materials | Customer |  |  |  |  | 0
IT | Customer | 0 | 600000 | 400000 |  | 1000000
Expense | Customer | 0 | 122740 | 122740 | 122740 | 368220 |  | 0 | 122740 | 122740 | 122740 | 368220
Labor | Customer | 0 | 122740 | 122740 | 122740 | 368220
Services | Customer |  |  |  |  | 0
IT | Customer |  |  |  |  | 0
Complex Billing Functionality | Customer | 0 | 2500000 | 5050000 | 50000 | 7600000 | 100% | 0 | 2500000 | 5050000 | 50000 | 7600000
Capital | Customer | 0 | 2500000 | 5000000 | 0 | 7500000 |  | 0 | 2500000 | 5000000 | 0 | 7500000
Labor | Customer |  |  |  |  | 0
Services | Customer |  |  |  |  | 0
Materials | Customer |  |  |  |  | 0
IT | Customer | 0 | 2500000 | 5000000 |  | 7500000
Expense | Customer | 0 | 0 | 50000 | 50000 | 100000 |  | 0 | 0 | 50000 | 50000 | 100000
Labor | Customer | 0 | 0 | 50000 | 50000 | 100000
Services | Customer |  |  |  |  | 0
IT | Customer |  |  |  |  | 0
Device Marketplace | Customer | 0 | 0 | 400000 | 550000 | 950000 | 100% | 0 | 0 | 400000 | 550000 | 950000
Capital | Customer | 0 | 0 | 400000 | 550000 | 950000 |  | 0 | 0 | 400000 | 550000 | 950000
Labor | Customer |  |  |  |  | 0
Services | Customer |  |  | 150000 |  | 150000
Materials | Customer |  |  |  |  | 0
IT | Customer |  |  | 250000 | 550000 | 800000
Expense | Customer | 0 | 0 | 0 | 0 | 0 |  | 0 | 0 | 0 | 0 | 0
Labor | Customer | 0 | 0 | 0 | 0 | 0
Services | Customer |  |  |  |  | 0
IT | Customer |  |  |  |  | 0
Marketing Platform | Customer | 0 | 150000 | 0 | 0 | 150000 | 100% | 0 | 150000 | 0 | 0 | 150000
Capital | Customer | 0 | 150000 | 0 | 0 | 150000 |  | 0 | 150000 | 0 | 0 | 150000
Labor | Customer |  |  |  |  | 0
Services | Customer |  | 150000 |  |  | 150000
Materials | Customer |  |  |  |  | 0
IT | Customer |  |  |  |  | 0
Expense | Customer | 0 | 0 | 0 | 0 | 0 |  | 0 | 0 | 0 | 0 | 0
Labor | Customer | 0 | 0 | 0 | 0 | 0
Services | Customer |  |  |  |  | 0
IT | Customer |  |  |  |  | 0
Portfolio & Product Management Strategy | Strategy & Planning | 237010 | 162010 | 162010 | 162010 | 723040 | 100% | 237010 | 162010 | 162010 | 162010 | 723040
Capital | Strategy & Planning | 0 | 0 | 0 | 0 | 0 |  | 0 | 0 | 0 | 0 | 0
Labor | Strategy & Planning |  |  |  |  | 0
Services | Strategy & Planning |  |  |  |  | 0
Materials | Strategy & Planning |  |  |  |  | 0
IT | Strategy & Planning |  |  |  |  | 0
Expense | Strategy & Planning | 237010 | 162010 | 162010 | 162010 | 723040 |  | 237010 | 162010 | 162010 | 162010 | 723040
Labor | Strategy & Planning | 162010 | 162010 | 162010 | 162010 | 648040
Services | Strategy & Planning | 75000 |  |  |  | 75000
IT | Strategy & Planning |  |  |  |  | 0
Innovation Project / Emerging Technology Process | Strategy & Planning | 0 | 0 | 0 | 0 | 0 | 100% | 0 | 0 | 0 | 0 | 0
Capital | Strategy & Planning | 0 | 0 | 0 | 0 | 0 |  | 0 | 0 | 0 | 0 | 0
Labor | Strategy & Planning |  |  |  |  | 0
Services | Strategy & Planning |  |  |  |  | 0
Materials | Strategy & Planning |  |  |  |  | 0
IT | Strategy & Planning |  |  |  |  | 0
Expense | Strategy & Planning | 0 | 0 | 0 | 0 | 0 |  | 0 | 0 | 0 | 0 | 0
Labor | Strategy & Planning | 0 | 0 | 0 | 0 | 0
Services | Strategy & Planning |  |  |  |  | 0
IT | Strategy & Planning |  |  |  |  | 0
Asset Management Strategy & Planning | Operations | 162010 | 412010 | 162010 | 162010 | 898040 | 100% | 162010 | 412010 | 162010 | 162010 | 898040
Capital | Operations | 0 | 0 | 0 | 0 | 0 |  | 0 | 0 | 0 | 0 | 0
Labor | Operations |  |  |  |  | 0
Services | Operations |  |  |  |  | 0
Materials | Operations |  |  |  |  | 0
IT | Operations |  |  |  |  | 0
Expense | Operations | 162010 | 412010 | 162010 | 162010 | 898040 |  | 162010 | 412010 | 162010 | 162010 | 898040
Labor | Operations | 162010 | 162010 | 162010 | 162010 | 648040
Services | Operations | 0 | 250000 |  |  | 250000
IT | Operations |  |  |  |  | 0
Dispatch & Operations Strategy | Operations | 100000 | 925710 | 775710 | 775710 | 2577130 | 100% | 100000 | 925710 | 775710 | 775710 | 2577130
Capital | Operations | 0 | 0 | 0 | 0 | 0 |  | 0 | 0 | 0 | 0 | 0
Labor | Operations |  |  |  |  | 0
Services | Operations |  |  |  |  | 0
Materials | Operations |  |  |  |  | 0
IT | Operations |  |  |  |  | 0
Expense | Operations | 100000 | 925710 | 775710 | 775710 | 2577130 |  | 100000 | 925710 | 775710 | 775710 | 2577130
Labor | Operations | 0 | 775710 | 775710 | 775710 | 2327130
Services | Operations | 100000 | 150000 |  |  | 250000
IT | Operations |  |  |  |  | 0
DER IT/OT Strategy | Operations | 100000 | 640960 | 490960 | 490960 | 1722880 | 100% | 100000 | 640960 | 490960 | 490960 | 1722880
Capital | Operations | 0 | 0 | 0 | 0 | 0 |  | 0 | 0 | 0 | 0 | 0
Labor | Operations |  |  |  |  | 0
Services | Operations |  |  |  |  | 0
Materials | Operations |  |  |  |  | 0
IT | Operations |  |  |  |  | 0
Expense | Operations | 100000 | 640960 | 490960 | 490960 | 1722880 |  | 100000 | 640960 | 490960 | 490960 | 1722880
Labor | Operations | 0 | 490960 | 490960 | 490960 | 1472880
Services | Operations | 100000 | 150000 |  |  | 250000
IT | Operations |  |  |  |  | 0
Virtual Power Plant (VPP) | Operations | 4356510 | 4356510 | 455260 | 455260 | 9623540 | 100% | 4356510 | 4356510 | 455260 | 455260 | 9623540
Capital | Operations | 3901250 | 3901250 | 0 | 0 | 7802500 |  | 3901250 | 3901250 | 0 | 0 | 7802500
Labor | Operations |  |  |  |  | 0
Services | Operations |  |  |  |  | 0
Materials | Operations |  |  |  |  | 0
IT | Operations |  |  |  |  | 0
Expense | Operations | 455260 | 455260 | 455260 | 455260 | 1821040 |  | 455260 | 455260 | 455260 | 455260 | 1821040
Labor | Operations | 455260 | 455260 | 455260 | 455260 | 1821040
Services | Operations |  |  |  |  | 0
IT | Operations |  |  |  |  | 0
Total Enablement |  | 6401535 | 13041695 | 11077911.5 | 3999911.5 | 34521053 |  | 6401535 | 12705695 | 9838911.5 | 3774911.5 | 32721053
Capital |  | 3901250 | 9468250 | 7828000 | 550000 | 21747500 |  | 3901250 | 9132250 | 6814000 | 550000 | 20397500
Expense |  | 2500285 | 3573445 | 3249911.5 | 3449911.5 | 12773553 |  | 2500285 | 3573445 | 3024911.5 | 3224911.5 | 12323553
Grid Modernization
NWA Evaluation Tool & Methodology | Strategy & Planning | 0 | 0 | 0 | 0 | 0 | 0% | 0 | 0 | 0 | 0 | 0
Capital | Strategy & Planning | 0 | 0 | 0 | 0 | 0 |  | 0 | 0 | 0 | 0 | 0
Labor | Strategy & Planning |  |  |  |  | 0
Services | Strategy & Planning |  | 0 | 0 |  | 0
Materials | Strategy & Planning |  |  |  |  | 0
IT | Strategy & Planning |  |  |  |  | 0
Expense | Strategy & Planning | 0 | 0 | 0 | 0 | 0 |  | 0 | 0 | 0 | 0 | 0
Labor | Strategy & Planning | 0 | 0 | 0 | 0 | 0
Services | Strategy & Planning | 0 | 0 | 0 | 0 | 0
IT | Strategy & Planning |  |  |  |  | 0
Feeder-level Forecasting Tool | Strategy & Planning | 0 | 0 | 0 | 0 | 0 | 0% | 0 | 0 | 0 | 0 | 0
Capital | Strategy & Planning | 0 | 0 | 0 |  | 0 |  | 0 | 0 | 0 | 0 | 0
Labor | Strategy & Planning |  |  |  |  | 0
Services | Strategy & Planning |  |  |  |  | 0
Materials | Strategy & Planning |  |  |  |  | 0
IT | Strategy & Planning |  |  |  |  | 0
Expense | Strategy & Planning | 0 | 0 | 0 | 0 | 0 |  | 0 | 0 | 0 | 0 | 0
Labor | Strategy & Planning | 0 | 0 | 0 | 0 | 0
Services | Strategy & Planning |  |  |  |  | 0
IT | Strategy & Planning |  |  |  |  | 0
Hosting Capacity Analysis | Strategy & Planning | 0 | 5205382 | 493447 | 493447 | 6192276 | 100% | 0 | 5205382 | 493447 | 493447 | 6192276
Capital | Strategy & Planning | 0 | 5143755 | 30000 | 30000 | 5203755 |  | 0 | 5143755 | 30000 | 30000 | 5203755
Labor | Strategy & Planning |  |  |  |  | 0
Services | Strategy & Planning |  |  |  |  | 0
Materials | Strategy & Planning |  |  |  |  | 0
IT | Strategy & Planning |  |  |  |  | 0
Expense | Strategy & Planning | 0 | 61627 | 463447 | 463447 | 988521 |  | 0 | 61627 | 463447 | 463447 | 988521
Labor | Strategy & Planning | 0 | 0 | 0 | 0 | 0
Services | Strategy & Planning |  |  |  |  | 0
IT | Strategy & Planning |  |  |  |  | 0
Advanced Distribution Management System (ADMS) | Operations | 6501177 | 945922 | 0 | 0 | 7447099 | 0% | 0 | 0 | 0 | 0 | 0
Capital | Operations | 6501177 | 945922 |  |  | 7447099 |  | 0 | 0 | 0 | 0 | 0
Labor | Operations |  |  |  |  | 0
Services | Operations |  |  |  |  | 0
Materials | Operations |  |  |  |  | 0
IT | Operations |  |  |  |  | 0
Expense | Operations | 0 | 0 | 0 | 0 | 0 |  | 0 | 0 | 0 | 0 | 0
Labor | Operations | 0 | 0 | 0 | 0 | 0
Services | Operations |  |  |  |  | 0
IT | Operations |  |  |  |  | 0
Interconnection Portal Enhancements (grouped with Hosting Capacity Analysis) | Operations | 0 | 0 | 0 | 0 | 0 | 0% | 0 | 0 | 0 | 0 | 0
Capital | Operations | 0 | 0 | 0 | 0 | 0 |  | 0 | 0 | 0 | 0 | 0
Labor | Operations |  |  |  |  | 0
Services | Operations |  |  |  |  | 0
Materials | Operations |  |  |  |  | 0
IT | Operations |  |  |  |  | 0
Expense | Operations | 0 | 0 | 0 | 0 | 0 |  | 0 | 0 | 0 | 0 | 0
Labor | Operations | 0 | 0 | 0 | 0 | 0
Services | Operations |  |  |  |  | 0
IT | Operations |  |  |  |  | 0
ADMS-integrated DER Management System (DERMS) | Operations | 0 | 0 | 475000 | 3500000 | 3975000 | 100% | 0 | 0 | 475000 | 3500000 | 3975000
Capital | Operations | 0 | 0 | 475000 | 3500000 | 3975000 |  | 0 | 0 | 475000 | 3500000 | 3975000
Labor | Operations | 0 | 0 |  |  | 0
Services | Operations |  |  |  |  | 0
Materials | Operations |  |  |  |  | 0
IT | Operations |  |  |  |  | 0
Expense | Operations | 0 | 0 | 0 | 0 | 0 |  | 0 | 0 | 0 | 0 | 0
Labor | Operations |  |  |  |  | 0
Services | Operations |  |  |  |  | 0
IT | Operations |  |  |  |  | 0
Volt-Var Optimization | Operations | 647500 | 1225000 | 4100000 | 4100000 | 10072500 | 0% | 647500 | 1225000 | 4100000 | 4100000 | 10072500
Capital | Operations | 612500 | 1225000 | 4000000 | 4000000 | 9837500 |  | 0 | 0 | 0 | 0 | 0
Labor | Operations | 0 | 0 |  |  | 0
Services | Operations |  |  |  |  | 0
Materials | Operations |  |  |  |  | 0
IT | Operations |  |  |  |  | 0
Expense | Operations | 35000 | 0 | 100000 | 100000 | 235000 |  | 0 | 0 | 0 | 0 | 0
Labor | Operations |  |  |  |  | 0
Services | Operations |  |  |  |  | 0
IT | Operations |  |  |  |  | 0
Substation SCADA | Operations | 7200000 | 9600000 | 12800000 | 12800000 | 42400000 | 64% | 7200000 | 9600000 | 12800000 | 12800000 | 42400000
Capital | Operations | 7200000 | 9600000 | 12800000 | 12800000 | 42400000 |  | 4608000 | 6144000 | 8192000 | 8192000 | 27136000
Labor | Operations | 0 | 0 |  |  | 0
Services | Operations |  |  |  |  | 0
Materials | Operations |  |  |  |  | 0
IT | Operations |  |  |  |  | 0
Expense | Operations | 0 | 0 | 0 | 0 | 0 |  | 0 | 0 | 0 | 0 | 0
Labor | Operations |  |  |  |  | 0
Services | Operations |  |  |  |  | 0
IT | Operations |  |  |  |  | 0
Data Lake And Analytics | Operations | 0 | 1760000 | 2260000 | 3280000 | 7300000 | 50% | 0 | 1760000 | 2260000 | 3280000 | 7300000
Capital | Operations | 0 | 1760000 | 2260000 | 3280000 | 7300000 |  | 0 | 880000 | 1130000 | 1640000 | 3650000
Labor | Operations | 0 | 0 |  |  | 0
Services | Operations |  |  |  |  | 0
Materials | Operations |  |  |  |  | 0
IT | Operations |  |  |  |  | 0
Expense | Operations | 0 | 0 | 0 | 0 | 0 |  | 0 | 0 | 0 | 0 | 0
Labor | Operations |  |  |  |  | 0
Services | Operations |  |  |  |  | 0
IT | Operations |  |  |  |  | 0
Circuit Enablement - DER and Microgrids | Operations | 0 | 15000000 | 17500000 | 25000000 | 57500000 | 100% | 0 | 15000000 | 17500000 | 25000000 | 57500000
Capital | Operations | 0 | 15000000 | 17500000 | 25000000 | 57500000 |  | 0 | 15000000 | 17500000 | 25000000 | 57500000
Labor | Operations | 0 | 0 |  |  | 0
Services | Operations |  |  |  |  | 0
Materials | Operations |  |  |  |  | 0
IT | Operations |  |  |  |  | 0
Expense | Operations | 0 | 0 | 0 | 0 | 0 |  | 0 | 0 | 0 | 0 | 0
Labor | Operations |  |  |  |  | 0
Services | Operations |  |  |  |  | 0
IT | Operations |  |  |  |  | 0
Property Acquisition - DER | Operations | 0 | 5600000 | 5600000 | 5600000 | 16800000 | 11% | 0 | 5600000 | 5600000 | 5600000 | 16800000
Capital | Operations | 0 | 5600000 | 5600000 | 5600000 | 16800000 |  | 0 | 616000 | 616000 | 616000 | 1848000
Labor | Operations | 0 | 0 |  |  | 0
Services | Operations |  |  |  |  | 0
Materials | Operations |  |  |  |  | 0
IT | Operations |  |  |  |  | 0
Expense | Operations | 0 | 0 | 0 | 0 | 0 |  | 0 | 0 | 0 | 0 | 0
Labor | Operations |  |  |  |  | 0
Services | Operations |  |  |  |  | 0
IT | Operations |  |  |  |  | 0
Resilience Enhancement | Operations | 1096750 | 4841750 | 10191750 | 10191750 | 26322000 | 70% | 1096750 | 4841750 | 10191750 | 10191750 | 26322000
Capital | Operations | 1025000 | 4525000 | 9525000 | 9525000 | 24600000 |  | 717500 | 3167500 | 6667500 | 6667500 | 17220000
Labor | Operations | 0 | 0 |  |  | 0
Services | Operations |  |  |  |  | 0
Materials | Operations |  |  |  |  | 0
IT | Operations |  |  |  |  | 0
Expense | Operations | 71750 | 316750 | 666750 | 666750 | 1722000 |  | 50225 | 221725 | 466725 | 466725 | 1205400
Labor | Operations |  |  |  |  | 0
Services | Operations |  |  |  |  | 0
IT | Operations |  |  |  |  | 0

## F6
Customer Eduction and Engagement Projected Costs
General Education and Engagement
Work | Assumptions | Timing | Unit Pricing | 2022 | 2023 | 2024 | 2025
Transcreation of relevant PSE.com webpages | Limited pse.com transcreation and maintenance (~100 pages in 5 languages). Does not include transactional pages. [~$1,000 per language per page]. Will need to be coordinated with other pse.com multi-language web efforts. Pilot 20 pages in 2022, add balance in 2023 and 2024. | Pilot 10 pages in 5 languages in 2022. Add additional 45 pages per year in 5 languages in 2023 and 2024. Maintainenance and updates in 20225. | $1,000 per page per language | 50000 | 325000 | 325000 | 100000
Transcreation of non-web Communication Materials | Marketing materials/additional content development and transcreation [~$1,500 per piece per language] | Establish program and test ~ 5 pieces in in 5 languages in 2022. Add additional 10 pieces in 2023 and maintain in 2024 and 2025 | $1,500 per piece per language | 50000 | 100000 | 50000 | 50000
Establish in-language events on clean energy education and program enrollments | In-language events (contractor staffing for ~20 annual in-language Tier II events, fees, materials at est. $75K each) | 2022 - identify plans, likely restricted due to COVID. 2023 - start with 20 events per year and evaluate reach. | $75,000 per large community event | 0 | 1500000 | 1500000 | 1500000
Clean energy education and enrollment events for english-speaking audiences |  | 2022 - identify plans, likely restricted due to COVID. 2023 - start with 20 events per year and evaluate reach. | $75,000 per large community event | 0 | 200000 | 200000 | 200000
In-language advertising | In-language advertising (Digital: 52 wks at ~$20,000 per week in 5 languages; Radio/some TV/outdoor [mass]: ~20 weeks as available in language in priority communities, audiences); English for named communities TBD. ~20 weeks in year 1 to allow for ramp up | Estalish and test in 2022, scale up advertising in 2023. Maintain in 2024 and 2025. Includes digital, radio, TV, outdoor | ~$10,000/week/language | 100000 | 2540000 | 2540000 | 2540000
Advertising in English as primary language | Supplemental English mass advertising ( ~20 weeks in future years split radio, TV, digital). | Add in 2023 after in-language development and content completed. Includes digital, radio, TV, outdoor |  | 0 | 2000000 | 2000000 | 2000000
In-language marketing partnerships | Promotional partnerships (e.g., In-language partnership content with Seattle Sounders or Kraken, or Univision); research/negotiation in year 1 with execution in future years | Start after final CEIP scope known |  | 0 | 500000 | 500000 | 500000
In-language social media | In-language paid social media ($60K per language per year - establish in 2023; two languages in '23, three languages in '24, five languages in '25). Note that FTE labor to support this goes up YOY. | Establish program in 2023: two languages in 2023, add one language per year | ~$60,000 per language per year | 0 | 120000 | 180000 | 300000
English social media and content for named communities. |  | Add in 2023 after in-language development and content completed |  | 0 | 120000 | 120000 | 120000
Message testing and campaign performance measurement |  | Establish in 2022 and measure limited | $110,000 per year | 50000 | 110000 | 110000 | 110000
Outreach Personnel | Employee salaries and overheads tied to adding in-person outreach | Start in 2023 after program testing complete |  | 0 | 444105 | 444105 | 444105
Materials Production |  | Add with in-person efforts |  | 0 | 7000 | 7000 | 7000
Miscellaneous expenses |  | Add with in-person efforts |  | 0 | 6000 | 7500 | 7500
Communications Personnel | Employee salaries and overheads tied to ramp up of effort | Start in 2023 after program testing complete |  | 0 | 814192.5 | 962227.5 | 1258297.5
Total Estimate |  |  |  | 250000 | 8786297.5 | 8945832.5 | 9136902.5
Focused Education and Engagement
Work | Assumptions | Timing | Unit Pricing | 2022 | 2023 | 2024 | 2025
Updated project messages | Annual | Start 2022 for Approved CEIP | 1600 | 1600 | 1600 | 1600 | 1600
Project website updates | Quarterly | Start 2022 for Approved CEIP | 2500 | 10000 | 10000 | 10000 | 10000
Website translations | Quarterly |  | 2250 | 9000 | 9000 | 9000 | 9000
Fact sheets | 3 Fact Sheets | 2022 | 1500 | 4500 |  | 4500 | 4500
Updated PPT template | Annual |  | 1100 | 1100 | 1100 | 1100 | 1100
Transcreated fact sheets | Three per language - Spanish, Russian, Vietnamese, Traditional Chinese, Hindi |  | 3000 | 45000 | 0 | 45000 | 45000
Misc. translation needs |  |  | 5000 | 5000 | 5000 | 5000 | 5000
E-newsletters | 7/year |  | 1200 | 8400 | 8400 | 8400 | 8400
0
Bill insert |  |  | 12000 | 12000 | 12000 | 12000 | 12000
Informal surveys | Collect input for next round of CBIs; include cash incentive for chance to win. |  | 2000 | 2000 | 2000 | 2000 | 2000
Informal survey translation | 5 languages |  | 1500 | 1500 | 1500 | 1500 | 1500
Informal survey analysis and summary |  |  | 20000 | 20000 | 20000 | 20000 | 20000
0
Focus groups | online focus groups | 2022 | 50000 | 50000 |  | 50000 | 50000
Newspaper advertising on feedback opportunities |  | Start 2023 | 33000 | 0 | 33000 | 33000 | 33000
0
Inquiry tracking | Regular responding to website |  | 12600 | 12600 | 12600 | 12600 | 12600
Quarterly communication reports | Updates on progress |  | 2000 | 8000 | 8000 | 8000 | 8000
Annual P2 Report | Annual summary of activites | Annual | 2000 | 2000 | 2000 | 2000 | 2000
Multilingual voicemail line | Ongoing |  | 840 | 840 | 840 | 840 | 840
Multilingual phone tree recording | Ongoing |  | 5000 | 5000 |  | 5000 | 5000
Postcard engagement in 2023 CEIP update development | Focus on highly-impacted communities/vulnerable populations | 2023 | 305000 |  | 305000 | 305000 | 305000
0
0
CBO presentations - CBI input |  | 2/county | 2000 | 32000 | 32000 | 32000 | 32000
CBO "working dinner" workshop - program design | 8 | In 2022 to inform 2023 CEIP update | 12000 | 96000 |  | 96000 | 96000
General community meetings - CBI input | 8 per year, not available in 2022 | In 2022 to inform 2023 CEIP update | 20000 | 0 | 160000 | 160000 | 160000
Virtual community meeting - CBI input |  | 2/year | 5000 | 10000 | 10000 | 10000 | 10000
Multilingual sessions - CBI input and/or program design | 5 languages | Ongoing | 6000 | 30000 | 30000 | 30000 | 30000
Online open house |  | Ongoing | 6000 | 6000 | 6000 | 6000 | 6000
Train and coordinate ambassadors |  | Annual | 9000 | 9000 | 9000 | 9000 | 9000
IRP meetings |  | 2/year | 7000 | 14000 | 14000 | 14000 | 14000
CEIP team coordination meetings |  | Weekly | 928.8462 | 48300 | 48300 | 48300 | 48300
Tribal outreach activities |  | Ongoing | 17500 | 17500 | 17500 | 17500 | 17500
Develop Tribal outreach plan |  | 2022 | 10000 | 10000 |  | 10000 | 10000
Total |  |  |  | 471340 | 758840 | 969340 | 969340
Equity Advisory Group Support
Work | Assumptions | Timing | Unit Pricing | 2022 | 2023 | 2024 | 2025
Facilitation and Facilitation Support | 8 Meetings/Year | 8 Meetings/Year, includes meeting prep, facilitation, management, and summaries | 21250 | 170000 | 170000 | 170000 | 170000
Meeting Space and Logistics | 10 virtual | Virtual in 2022 | 100 | 800 | 200
| 6 in person | Starting in 2023 | 5800 | 0 | 34800 | 46400 | 46400
Member Stipends |  |  | 48000 | 48000 | 48000 | 48000 | 48000
Member recruitment and education, including advertising |  |  | 19500 | 19500 | 19500 | 19500 | 19500
Miscellaneous | Includes any travel expense |  | 2000 |  | 12000 | 16000 | 16000
Total Estimate |  |  |  | 238300 | 284500 | 299900 | 299900
Total |  |  |  | 959640 | 9829637.5 | 10215072.5 | 10406142.5

## F7
Citation Source:
F7 | Monitoring and Reporting Projected Costs
Administration Costs
|  |  | Includes | Cost Estimate Basis
Staffing |  | 1681835 | Internal Tracking, Preparation of External Reporting Evaluation of Baseline Measurements of Energy Indicators Evaluation of Non-Energy Indicators Data Monitoring for Customer Benefit Indicators Participation in Policy and Technical Forums Communication with EAG and other Stakeholders on CBI baselines | Estimated based on workload from similar efforts in other programs
Monitoring Plan Updates |  | 130000 | 2 Updates based on additional indicators and data | Estimated based on 2021 Initial Planning
Customer Benefit Indicator Baseline Measurement |  | 160000 | Assumes 2 comprehensive research efforts | Estimated based on similar projects
Documentation |  | 86400 | Editing and Publication | Vendor estimates
Total 2022 Estimate |  | 2058235