## AEG Inputs
[6 empty] | 0.01 | 0.01 |  | Summer Events |  | Winter Events |  | Summer Levelized Costs ($/kW) | Winter Levelized Costs ($/kW) | Annual Summer MW @ Generation | [19 empty] | Annual Winter MW @ Generation | [19 empty] | 451.05 | 561.42
Row Labels | Sector | Program Bundle | Case | Plexos Summer Names | Plexos Winter Names | Max Energy/Day (GWh) | Max Energy/Year (GWh) | Check Summer vs Winter | Maximum Annual Hours | Maximum Event Length | Maximum Annual Hours | Maximum Event Length | Base | Base | 2021 | 2022 | 2023 | 2024 | 2025 | 2026 | 2027 | 2028 | 2029 | 2030 | 2031 | 2032 | 2033 | 2034 | 2035 | 2036 | 2037 | 2038 | 2039 | 2040 | 2021 | 2022 | 2023 | 2024 | 2025 | 2026 | 2027 | 2028 | 2029 | 2030 | 2031 | 2032 | 2033 | 2034 | 2035 | 2036 | 2037 | 2038 | 2039 | 2040 | Summer Total | Winter Total
CA | Residential | Battery DLC | Sustained Duration | DRS.PX.NCA._.RES.Battery DLC | DRW.PX.NCA._.RES.Battery DLC | 1e-05 | 0.0009 |  | 90 | 1 | 90 | 1 | 49.479 | 49.479 | 0 | 0 | 0 | 0 | 0 | 0 | 0 | 0 | 0 | 0 | 0 | 0 | 0 | 0 | 0 | 0 | 0 | 0 | 0 | 0 | 0 | 0 | 0 | 0 | 0 | 0 | 0 | 0 | 0 | 0 | 0 | 0 | 0 | 0 | 0 | 0 | 0 | 0 | 0 | 0 | 0 | 0
CA | Residential | EV DLC | Sustained Duration | DRS.PX.NCA._.RES.EV DLC | DRW.PX.NCA._.RES.EV DLC | 6e-05 | 0.00018 |  | 18 | 6 | 18 | 6 | 134.7557 | 138.1623 | 0 | 0 | 0.01 | 0.01 | 0 | 0 | 0 | 0 | 0 | 0 | 0.01 | 0 | 0 | 0.01 | 0.01 | 0.01 | 0 | 0.01 | 0.01 | 0.01 | 0 | 0 | 0.01 | 0.01 | 0 | 0 | 0 | 0 | 0 | 0 | 0.01 | 0.01 | 0.01 | 0.01 | 0 | 0.01 | 0.01 | 0.01 | 0.01 | 0.01 | 0.09 | 0.11
CA | Residential | Grid Interactive Water Heater | Sustained Duration | DRS.PX.NCA._.RES.Grid Interactive Water Htr | DRW.PX.NCA._.RES.Grid Interactive Water Htr | 6e-05 | 0.00018 |  | 18 | 6 | 18 | 6 | 178.861 | 77.2125 | 0 | 0.01 | 0.05 | 0.1 | 0.08 | 0.09 | 0.1 | 0.1 | 0.13 | 0.1 | 0.09 | 0.1 | 0.07 | 0.08 | 0.1 | 0.01 | 0 | 0 | 0 | 0.02 | 0 | 0.03 | 0.11 | 0.23 | 0.2 | 0.22 | 0.25 | 0.27 | 0.27 | 0.33 | 0.31 | 0.3 | 0.31 | 0.28 | 0.21 | 0.2 | 0.04 | 0.03 | 0.03 | 0 | 1.23 | 3.62
CA | Residential | Home Energy Management System | Sustained Duration | DRS.PX.NCA._.RES.Home Energy Mgmt Sys | DRW.PX.NCA._.RES.Home Energy Mgmt Sys | 4e-05 | 0.0002 |  | 20 | 4 | 20 | 4 | 224.3886 | 353.3334 | 0 | 0.02 | 0.02 | 0.03 | 0.01 | 0.02 | 0.02 | 0.02 | 0 | 0.02 | 0.01 | 0.01 | 0.01 | 0 | 0 | 0.01 | 0 | 0 | 0.01 | 0 | 0 | 0.01 | 0.01 | 0.02 | 0.01 | 0.01 | 0.01 | 0.01 | 0.02 | 0.01 | 0 | 0.01 | 0 | 0 | 0.01 | 0 | 0 | 0 | 0 | 0 | 0.21 | 0.13
CA | Residential | HVAC - DLC | Sustained Duration | DRS.PX.NCA._.RES.HVAC - DLC | DRW.PX.NCA._.RES.HVAC - DLC | 4e-05 | 0.001 |  | 100 | 4 | 100 | 4 | 187.2303 | 71.4814 | 0 | 0.45 | 0.42 | 0.32 | 0 | 0 | 0 | 0 | 0 | 0 | 0 | 0 | 0.02 | 0 | 0 | 0.03 | 0 | 0.01 | 0.03 | 0 | 0 | 1.07 | 1.05 | 1.19 | 0 | 0 | 0 | 0 | 0.11 | 0 | 0 | 0.01 | 0 | 0.01 | 0.16 | 0 | 0 | 0 | 0.05 | 0.05 | 1.28 | 3.7
CA | Residential | Pool Pump - DLC | Sustained Duration | DRS.PX.NCA._.RES.Pool Pump - DLC | DRW.PX.NCA._.RES.Pool Pump - DLC | 6e-05 | 0.00018 |  | 18 | 6 | 18 | 6 | 499.9204 | 512.1459 | 0 | 0 | 0 | 0 | 0 | 0 | 0 | 0 | 0 | 0 | 0 | 0 | 0 | 0 | 0 | 0 | 0 | 0 | 0 | 0 | 0 | 0 | 0 | 0 | 0 | 0 | 0 | 0 | 0 | 0 | 0 | 0 | 0 | 0 | 0 | 0 | 0 | 0 | 0 | 0 | 0 | 0
CA | Residential | Smart Thermostats | Sustained Duration | DRS.PX.NCA._.RES.Smart Thermostats | DRW.PX.NCA._.RES.Smart Thermostats | 4e-05 | 0.0002 |  | 20 | 4 | 20 | 4 | 70.4528 | 146.4407 | 0 | 0 | 0 | 0 | 0 | 0 | 0 | 0 | 0 | 0 | 0 | 0 | 0 | 0 | 0 | 0 | 0 | 0 | 0 | 0 | 0 | 0 | 0 | 0 | 0 | 0 | 0 | 0 | 0 | 0 | 0 | 0 | 0 | 0 | 0 | 0 | 0 | 0 | 0 | 0 | 0 | 0
CA | Residential | Water Heater - DLC | Sustained Duration | DRS.PX.NCA._.RES.Water Heater - DLC | DRW.PX.NCA._.RES.Water Heater - DLC | 6e-05 | 0.00018 |  | 18 | 6 | 18 | 6 | 69.6997 | 31.1972 | 0 | 0.4 | 0.34 | 0.32 | 0 | 0 | 0 | 0 | 0 | 0 | 0 | 0 | 0 | 0 | 0 | 0 | 0 | 0 | 0 | 0 | 0 | 0.9 | 0.77 | 0.61 | 0 | 0 | 0 | 0 | 0 | 0 | 0 | 0 | 0 | 0 | 0 | 0 | 0 | 0 | 0 | 0 | 1.06 | 2.28
CA | C&I | Battery DLC | Sustained Duration | DRS.PX.NCA._.CI_.Battery DLC | DRW.PX.NCA._.CI_.Battery DLC | 1e-05 | 0.0009 |  | 90 | 1 | 90 | 1 | 48.4971 | 48.4971 | 0 | 0.29 | 0.5 | 0.7 | 0.38 | 0.31 | 0.38 | 0.52 | 0.47 | 0.61 | 0.68 | 0.77 | 0.86 | 0.66 | 1.09 | 0.89 | 1.46 | 0.99 | 1.24 | 1.94 | 0 | 0.29 | 0.5 | 0.7 | 0.38 | 0.31 | 0.38 | 0.52 | 0.47 | 0.61 | 0.68 | 0.77 | 0.86 | 0.66 | 1.09 | 0.89 | 1.46 | 0.99 | 1.24 | 1.94 | 14.74 | 14.74
CA | C&I | Grid Interactive Water Heater | Sustained Duration | DRS.PX.NCA._.CI_.Grid Interactive Water Htr | DRW.PX.NCA._.CI_.Grid Interactive Water Htr | 6e-05 | 0.00018 |  | 18 | 6 | 18 | 6 | 316.0311 | 207.638 | 0 | 0 | 0 | 0.01 | 0.01 | 0.01 | 0.02 | 0.02 | 0.01 | 0.02 | 0.02 | 0.01 | 0.03 | 0 | 0.01 | 0 | 0.01 | 0.01 | 0.01 | 0 | 0 | 0 | 0.01 | 0.01 | 0.01 | 0.02 | 0.02 | 0.03 | 0.01 | 0.03 | 0.02 | 0.02 | 0.02 | 0.02 | 0.02 | 0.01 | 0.01 | 0 | 0 | 0 | 0.2 | 0.26
CA | C&I | HVAC - DLC | Sustained Duration | DRS.PX.NCA._.CI_.HVAC - DLC | DRW.PX.NCA._.CI_.HVAC - DLC | 4e-05 | 0.001 |  | 100 | 4 | 100 | 4 | 395.1497 | 2154.032 | 0 | 0.12 | 0.1 | 0.07 | 0.01 | 0 | 0 | 0.01 | 0 | 0 | 0 | 0 | 0 | 0 | 0 | 0 | 0 | 0 | 0 | 0 | 0 | 0.02 | 0.02 | 0.02 | 0 | 0 | 0 | 0 | 0 | 0 | 0 | 0 | 0 | 0 | 0 | 0 | 0 | 0 | 0 | 0 | 0.31 | 0.06
CA | C&I | Pool Pump - DLC | Sustained Duration | DRS.PX.NCA._.CI_.Pool Pump - DLC | DRW.PX.NCA._.CI_.Pool Pump - DLC | 6e-05 | 0.00018 |  | 18 | 6 | 18 | 6 | 666.029 | 607.3461 | 0 | 0 | 0 | 0 | 0 | 0 | 0 | 0 | 0 | 0 | 0 | 0 | 0 | 0 | 0 | 0 | 0 | 0 | 0 | 0 | 0 | 0 | 0 | 0 | 0 | 0 | 0 | 0 | 0 | 0 | 0 | 0 | 0 | 0 | 0 | 0 | 0 | 0 | 0 | 0 | 0 | 0
CA | C&I | Smart Thermostats | Sustained Duration | DRS.PX.NCA._.CI_.Smart Thermostats | DRW.PX.NCA._.CI_.Smart Thermostats | 4e-05 | 0.0002 |  | 20 | 4 | 20 | 4 | 56.0465 | 183.9025 | 0 | 0.13 | 0.14 | 0.12 | 0.06 | 0 | 0.04 | 0.04 | 0 | 0 | 0.01 | 0 | 0.01 | 0 | 0 | 0 | 0 | 0.01 | 0 | 0 | 0 | 0.04 | 0.04 | 0.05 | 0.01 | 0 | 0 | 0.01 | 0 | 0.01 | 0 | 0 | 0 | 0 | 0 | 0 | 0 | 0 | 0 | 0 | 0.56 | 0.16
CA | C&I | Third Party | Sustained Duration | DRS.PX.NCA._.CI_.3 Party | DRW.PX.NCA._.CI_.3 Party | 4e-05 | 0.0002 |  | 20 | 4 | 20 | 4 | 1108.3607 | 1448.1498 | 0 | 0 | 0 | 0 | 0 | 0 | 0 | 0 | 0 | 0 | 0 | 0 | 0 | 0 | 0 | 0 | 0 | 0 | 0 | 0 | 0 | 0 | 0 | 0 | 0 | 0 | 0 | 0 | 0 | 0 | 0 | 0 | 0 | 0 | 0 | 0 | 0 | 0 | 0 | 0 | 0 | 0
CA | C&I | Water Heater - DLC | Sustained Duration | DRS.PX.NCA._.CI_.Water Heater - DLC | DRW.PX.NCA._.CI_.Water Heater - DLC | 6e-05 | 0.00018 |  | 18 | 6 | 18 | 6 | 123.182 | 81.525 | 0 | 0.05 | 0.04 | 0.02 | 0.01 | 0 | 0 | 0 | 0 | 0 | 0 | 0 | 0 | 0 | 0 | 0 | 0 | 0 | 0 | 0 | 0 | 0.07 | 0.06 | 0.05 | 0 | 0 | 0 | 0 | 0 | 0 | 0 | 0 | 0 | 0 | 0 | 0 | 0 | 0 | 0 | 0 | 0.12 | 0.18
CA | Irrigation | Irrigation DLC | Sustained Duration | DRS.PX.NCA._.IRR.Irrigation DLC |  | 4e-05 | 0.00052 | X | 52 | 4 | n/a | n/a | 49.6212 | 0 | 0 | 0.52 | 0.49 | 0.59 | 0.01 | 0 | 0 | 0.02 | 0.04 | 0 | 0 | 0 | 0 | 0 | 0.12 | 0 | 0 | 0 | 0 | 0 | 0 | 0 | 0 | 0 | 0 | 0 | 0 | 0 | 0 | 0 | 0 | 0 | 0 | 0 | 0 | 0 | 0 | 0 | 0 | 0 | 1.79 | 0 | No Winter Version
ID | Residential | Battery DLC | Sustained Duration | DRS.PX.GOE._.RES.Battery DLC | DRW.PX.GOE._.RES.Battery DLC | 1e-05 | 0.0009 |  | 90 | 1 | 90 | 1 | 62.2522 | 62.2522 | 0 | 0 | 0 | 0 | 0 | 0 | 0 | 0 | 0 | 0 | 0 | 0 | 0 | 0 | 0 | 0 | 0 | 0 | 0 | 0 | 0 | 0 | 0 | 0 | 0 | 0 | 0 | 0 | 0 | 0 | 0 | 0 | 0 | 0 | 0 | 0 | 0 | 0 | 0 | 0 | 0 | 0
ID | Residential | EV DLC | Sustained Duration | DRS.PX.GOE._.RES.EV DLC | DRW.PX.GOE._.RES.EV DLC | 6e-05 | 0.00018 |  | 18 | 6 | 18 | 6 | 144.4659 | 148.5286 | 0 | 0.01 | 0.02 | 0.03 | 0.01 | 0.01 | 0.01 | 0.02 | 0.02 | 0.02 | 0.02 | 0.02 | 0.01 | 0.02 | 0.03 | 0.02 | 0.02 | 0.02 | 0.02 | 0.03 | 0 | 0.01 | 0.02 | 0.03 | 0.01 | 0.01 | 0.01 | 0.01 | 0.01 | 0.01 | 0.02 | 0.02 | 0.02 | 0.02 | 0.02 | 0.02 | 0.02 | 0.02 | 0.03 | 0.03 | 0.36 | 0.34
ID | Residential | Grid Interactive Water Heater | Sustained Duration | DRS.PX.GOE._.RES.Grid Interactive Water Htr | DRW.PX.GOE._.RES.Grid Interactive Water Htr | 6e-05 | 0.00018 |  | 18 | 6 | 18 | 6 | 259.8841 | 112.4609 | 0 | 0.01 | 0.06 | 0.13 | 0.09 | 0.11 | 0.12 | 0.12 | 0.15 | 0.12 | 0.11 | 0.12 | 0.08 | 0.1 | 0.12 | 0.01 | 0 | 0 | 0 | 0.03 | 0 | 0.03 | 0.14 | 0.28 | 0.25 | 0.27 | 0.3 | 0.32 | 0.32 | 0.39 | 0.37 | 0.37 | 0.38 | 0.35 | 0.26 | 0.26 | 0.06 | 0.05 | 0.05 | 0 | 1.48 | 4.45
ID | Residential | Home Energy Management System | Sustained Duration | DRS.PX.GOE._.RES.Home Energy Mgmt Sys | DRW.PX.GOE._.RES.Home Energy Mgmt Sys | 4e-05 | 0.0002 |  | 20 | 4 | 20 | 4 | 978.2215 | 1069.3056 | 0 | 0.01 | 0.01 | 0.01 | 0.01 | 0.01 | 0.01 | 0.01 | 0.01 | 0.01 | 0 | 0 | 0 | 0 | 0 | 0 | 0 | 0 | 0 | 0 | 0 | 0.01 | 0.01 | 0.01 | 0 | 0 | 0.01 | 0.01 | 0.01 | 0 | 0 | 0 | 0 | 0 | 0 | 0 | 0 | 0 | 0 | 0 | 0.09 | 0.06
ID | Residential | HVAC - DLC | Sustained Duration | DRS.PX.GOE._.RES.HVAC - DLC | DRW.PX.GOE._.RES.HVAC - DLC | 4e-05 | 0.001 |  | 100 | 4 | 100 | 4 | 206.5454 | 86.6298 | 0 | 0.8 | 0.78 | 0.95 | 0 | 0 | 0.04 | 0.07 | 0.09 | 0 | 0 | 0.08 | 0 | 0 | 0.22 | 0.06 | 0 | 0.06 | 0.04 | 0.15 | 0 | 1.93 | 2.04 | 2.08 | 0 | 0 | 0 | 0.01 | 0.22 | 0 | 0.02 | 0.06 | 0 | 0.2 | 0.16 | 0 | 0.05 | 0 | 0.07 | 0.32 | 3.34 | 7.16
ID | Residential | Pool Pump - DLC | Sustained Duration | DRS.PX.GOE._.RES.Pool Pump - DLC | DRW.PX.GOE._.RES.Pool Pump - DLC | 6e-05 | 0.00018 |  | 18 | 6 | 18 | 6 | 554.221 | 569.3611 | 0 | 0 | 0 | 0 | 0 | 0 | 0 | 0 | 0 | 0 | 0 | 0 | 0 | 0 | 0 | 0 | 0 | 0 | 0 | 0 | 0 | 0 | 0 | 0 | 0 | 0 | 0 | 0 | 0 | 0 | 0 | 0 | 0 | 0 | 0 | 0 | 0 | 0 | 0 | 0 | 0 | 0
ID | Residential | Water Heater - DLC | Sustained Duration | DRS.PX.GOE._.RES.Water Heater - DLC | DRW.PX.GOE._.RES.Water Heater - DLC | 6e-05 | 0.00018 |  | 18 | 6 | 18 | 6 | 127.2277 | 56.7378 | 0 | 0.42 | 0.37 | 0.35 | 0 | 0 | 0 | 0 | 0 | 0 | 0 | 0 | 0 | 0 | 0 | 0 | 0 | 0 | 0 | 0 | 0 | 0.96 | 0.84 | 0.68 | 0 | 0 | 0 | 0 | 0 | 0 | 0 | 0 | 0 | 0 | 0 | 0 | 0.01 | 0.01 | 0.01 | 0 | 1.14 | 2.51
ID | C&I | Battery DLC | Sustained Duration | DRS.PX.GOE._.CI_.Battery DLC | DRW.PX.GOE._.CI_.Battery DLC | 1e-05 | 0.0009 |  | 90 | 1 | 90 | 1 | 61.2048 | 61.2048 | 0 | 0.14 | 0.2 | 0.41 | 0.24 | 0.47 | 0.62 | 0.72 | 0.66 | 0.62 | 0.64 | 0.74 | 0.69 | 0.72 | 0.65 | 0.5 | 0.58 | 0.58 | 0.53 | 0.62 | 0 | 0.14 | 0.2 | 0.41 | 0.24 | 0.47 | 0.62 | 0.72 | 0.66 | 0.62 | 0.64 | 0.74 | 0.69 | 0.72 | 0.65 | 0.5 | 0.58 | 0.58 | 0.53 | 0.62 | 10.33 | 10.33
ID | C&I | Grid Interactive Water Heater | Sustained Duration | DRS.PX.GOE._.CI_.Grid Interactive Water Htr | DRW.PX.GOE._.CI_.Grid Interactive Water Htr | 6e-05 | 0.00018 |  | 18 | 6 | 18 | 6 | 1613.9787 | 924.3543 | 0 | 0 | 0.01 | 0.02 | 0.02 | 0.02 | 0.03 | 0.03 | 0.02 | 0.03 | 0.04 | 0.03 | 0.06 | 0.01 | 0.02 | 0 | 0.02 | 0.03 | 0.01 | 0 | 0 | 0 | 0.02 | 0.03 | 0.04 | 0.04 | 0.04 | 0.06 | 0.02 | 0.07 | 0.06 | 0.06 | 0.06 | 0.04 | 0.01 | 0.02 | 0.06 | 0.01 | 0.01 | 0 | 0.4 | 0.65
ID | C&I | HVAC - DLC | Sustained Duration | DRS.PX.GOE._.CI_.HVAC - DLC | DRW.PX.GOE._.CI_.HVAC - DLC | 4e-05 | 0.001 |  | 100 | 4 | 100 | 4 | 1575.2057 | 1938.7041 | 0 | 0.22 | 0.18 | 0.12 | 0.06 | 0 | 0.02 | 0.01 | 0 | 0 | 0 | 0 | 0.01 | 0 | 0 | 0 | 0.01 | 0.02 | 0.02 | 0 | 0 | 0.15 | 0.16 | 0.15 | 0.02 | 0 | 0 | 0.01 | 0 | 0.02 | 0 | 0 | 0 | 0.01 | 0 | 0.02 | 0 | 0 | 0 | 0.01 | 0.67 | 0.55
ID | C&I | Pool Pump - DLC | Sustained Duration | DRS.PX.GOE._.CI_.Pool Pump - DLC | DRW.PX.GOE._.CI_.Pool Pump - DLC | 6e-05 | 0.00018 |  | 18 | 6 | 18 | 6 | 1561.8697 | 1424.1465 | 0 | 0 | 0 | 0 | 0 | 0 | 0 | 0 | 0 | 0 | 0 | 0 | 0 | 0 | 0 | 0 | 0 | 0 | 0 | 0 | 0 | 0 | 0 | 0 | 0 | 0 | 0 | 0 | 0 | 0 | 0 | 0 | 0 | 0 | 0 | 0 | 0 | 0 | 0 | 0 | 0 | 0
ID | C&I | Smart Thermostats | Sustained Duration | DRS.PX.GOE._.CI_.Smart Thermostats | DRW.PX.GOE._.CI_.Smart Thermostats | 4e-05 | 0.0002 |  | 20 | 4 | 20 | 4 | 201.4517 | 1317.6995 | 0 | 0.39 | 0.38 | 0.3 | 0.22 | 0 | 0.11 | 0.11 | 0 | 0 | 0 | 0 | 0.03 | 0 | 0 | 0 | 0.02 | 0.04 | 0.04 | 0 | 0 | 0.05 | 0.06 | 0.07 | 0.02 | 0 | 0.01 | 0.01 | 0 | 0.01 | 0 | 0 | 0 | 0.01 | 0 | 0.01 | 0 | 0 | 0 | 0 | 1.64 | 0.25
ID | C&I | Third Party | Sustained Duration | DRS.PX.GOE._.CI_.3 Party | DRW.PX.GOE._.CI_.3 Party | 4e-05 | 0.0002 |  | 20 | 4 | 20 | 4 | 1423.9129 | 2320.1893 | 0 | 0 | 0 | 0 | 0 | 0 | 0 | 0 | 0 | 0 | 0 | 0 | 0 | 0 | 0 | 0 | 0 | 0 | 0 | 0 | 0 | 0 | 0 | 0 | 0 | 0 | 0 | 0 | 0 | 0 | 0 | 0 | 0 | 0 | 0 | 0 | 0 | 0 | 0 | 0 | 0 | 0
ID | C&I | Water Heater - DLC | Sustained Duration | DRS.PX.GOE._.CI_.Water Heater - DLC | DRW.PX.GOE._.CI_.Water Heater - DLC | 6e-05 | 0.00018 |  | 18 | 6 | 18 | 6 | 781.7495 | 450.968 | 0 | 0.08 | 0.06 | 0.03 | 0.02 | 0 | 0 | 0 | 0 | 0 | 0 | 0 | 0 | 0 | 0 | 0 | 0 | 0 | 0 | 0 | 0 | 0.13 | 0.12 | 0.09 | 0 | 0 | 0 | 0 | 0 | 0 | 0 | 0 | 0 | 0 | 0 | 0 | 0 | 0 | 0 | 0 | 0.19 | 0.34
ID | Irrigation | Irrigation DLC | Sustained Duration | DRS.PX.GOE._.IRR.Irrigation DLC |  | 4e-05 | 0.00052 | X | 52 | 4 | n/a | n/a | 65.205 | 0 | 0 | 0 | 0 | 8.57 | 1.57 | 0 | 0.01 | 2.48 | 4 | 0 | 0.63 | 0 | 0 | 0 | 12.22 | 0 | 0 | 0.31 | 0 | 0 | 0 | 0 | 0 | 0 | 0 | 0 | 0 | 0 | 0 | 0 | 0 | 0 | 0 | 0 | 0 | 0 | 0 | 0 | 0 | 0 | 29.79 | 0 | No Winter Version
OR | Residential | Battery DLC | Sustained Duration | DRS.PX.SOR._.RES.Battery DLC | DRW.PX.SOR._.RES.Battery DLC | 1e-05 | 0.0009 |  | 90 | 1 | 90 | 1 | 49.6722 | 49.6722 | 0 | 0 | 0 | 0 | 0 | 0 | 0 | 0 | 0 | 0 | 0 | 0 | 0 | 0 | 0 | 0 | 0 | 0 | 0 | 0 | 0 | 0 | 0 | 0 | 0 | 0 | 0 | 0 | 0 | 0 | 0 | 0 | 0 | 0 | 0 | 0 | 0 | 0 | 0 | 0 | 0 | 0
OR | Residential | EV DLC | Sustained Duration | DRS.PX.SOR._.RES.EV DLC | DRW.PX.SOR._.RES.EV DLC | 6e-05 | 0.00018 |  | 18 | 6 | 18 | 6 | 143.2277 | 144.9361 | 0 | 0.12 | 0.21 | 0.38 | 0.19 | 0.22 | 0.28 | 0.38 | 0.44 | 0.5 | 0.59 | 0.62 | 0.61 | 0.75 | 1.1 | 0.95 | 0.9 | 1.03 | 1.06 | 1.41 | 0 | 0.12 | 0.22 | 0.34 | 0.2 | 0.24 | 0.28 | 0.35 | 0.4 | 0.48 | 0.59 | 0.64 | 0.77 | 0.84 | 0.72 | 0.91 | 1.09 | 1.07 | 1.29 | 1.33 | 11.74 | 11.88
OR | Residential | Grid Interactive Water Heater | Sustained Duration | DRS.PX.SOR._.RES.Grid Interactive Water Htr | DRW.PX.SOR._.RES.Grid Interactive Water Htr | 6e-05 | 0.00018 |  | 18 | 6 | 18 | 6 | 138.8099 | 60.1004 | 0 | 2.27 | 3.16 | 4.21 | 0.87 | 1.03 | 0.8 | 0.71 | 1.02 | 0.37 | 0.16 | 0.18 | 0 | 0 | 0.15 | 0 | 0 | 0 | 0 | 0.19 | 0 | 5.25 | 7.32 | 8.79 | 3.25 | 2.7 | 2.59 | 2.27 | 1.67 | 2.45 | 1.64 | 1.27 | 1.15 | 0.58 | 0 | 1.47 | 0.53 | 0.35 | 0.36 | 0 | 15.12 | 43.64
OR | Residential | Home Energy Management System | Sustained Duration | DRS.PX.SOR._.RES.Home Energy Mgmt Sys | DRW.PX.SOR._.RES.Home Energy Mgmt Sys | 4e-05 | 0.0002 |  | 20 | 4 | 20 | 4 | 84.1617 | 162.4478 | 0 | 0.52 | 0.8 | 1.05 | 0.59 | 0.72 | 0.89 | 1.06 | 0.24 | 0.96 | 0.71 | 0.63 | 0.71 | 0.18 | 0 | 0.55 | 0.21 | 0.36 | 0.53 | 0.18 | 0 | 0.25 | 0.4 | 0.66 | 0.22 | 0.34 | 0.33 | 0.43 | 0.57 | 0.23 | 0.13 | 0.22 | 0 | 0.07 | 0.26 | 0 | 0 | 0 | 0.06 | 0.06 | 10.89 | 4.23
OR | Residential | HVAC - DLC | Sustained Duration | DRS.PX.SOR._.RES.HVAC - DLC | DRW.PX.SOR._.RES.HVAC - DLC | 4e-05 | 0.001 |  | 100 | 4 | 100 | 4 | 182.9491 | 70.2233 | 0 | 8.44 | 7.53 | 5.36 | 0 | 0 | 0 | 0 | 0 | 0 | 0 | 0 | 0 | 0 | 0 | 0.37 | 0.14 | 0.27 | 0.4 | 0.12 | 0 | 19.35 | 18.64 | 20.53 | 0 | 0 | 0 | 0 | 0.61 | 0 | 0 | 0 | 0 | 0.07 | 2.37 | 0 | 0 | 0 | 0.7 | 0.72 | 22.63 | 62.99
OR | Residential | Pool Pump - DLC | Sustained Duration | DRS.PX.SOR._.RES.Pool Pump - DLC | DRW.PX.SOR._.RES.Pool Pump - DLC | 6e-05 | 0.00018 |  | 18 | 6 | 18 | 6 | 519.3812 | 525.0439 | 0 | 0.02 | 0.04 | 0.06 | 0.02 | 0.02 | 0.02 | 0.02 | 0.02 | 0.01 | 0.01 | 0.01 | 0 | 0.01 | 0.02 | 0.01 | 0 | 0 | 0 | 0 | 0 | 0.02 | 0.04 | 0.05 | 0.02 | 0.02 | 0.02 | 0.02 | 0.01 | 0.01 | 0.02 | 0.01 | 0.01 | 0.01 | 0 | 0.01 | 0.01 | 0 | 0 | 0 | 0.29 | 0.28
OR | Residential | Smart Thermostats | Sustained Duration | DRS.PX.SOR._.RES.Smart Thermostats | DRW.PX.SOR._.RES.Smart Thermostats | 4e-05 | 0.0002 |  | 20 | 4 | 20 | 4 | 29.974 | 63.8812 | 0 | 0 | 0 | 0 | 0 | 0 | 0 | 0 | 0 | 0 | 0 | 0 | 0 | 0 | 0 | 0 | 0 | 0 | 0 | 0 | 0 | 0 | 0 | 0 | 0 | 0 | 0 | 0 | 0 | 0 | 0 | 0 | 0 | 0 | 0 | 0 | 0 | 0 | 0 | 0 | 0 | 0
OR | Residential | Water Heater - DLC | Sustained Duration | DRS.PX.SOR._.RES.Water Heater - DLC | DRW.PX.SOR._.RES.Water Heater - DLC | 6e-05 | 0.00018 |  | 18 | 6 | 18 | 6 | 60.6267 | 28.0908 | 0 | 0 | 0 | 0 | 0 | 0 | 0 | 0 | 0 | 0 | 0 | 0 | 0 | 0 | 0 | 0 | 0 | 0 | 0 | 0 | 0 | 0 | 0 | 0 | 0 | 0 | 0 | 0 | 0 | 0 | 0 | 0 | 0 | 0 | 0 | 0 | 0 | 0 | 0 | 0 | 0 | 0
OR | C&I | Battery DLC | Sustained Duration | DRS.PX.SOR._.CI_.Battery DLC | DRW.PX.SOR._.CI_.Battery DLC | 1e-05 | 0.0009 |  | 90 | 1 | 90 | 1 | 48.3035 | 48.3035 | 0 | 2.16 | 2.22 | 2.66 | 0.49 | 0.46 | 0.55 | 0.53 | 0.58 | 0.46 | 1.16 | 2.04 | 2.04 | 2.04 | 2.01 | 1.64 | 1.68 | 1.32 | 1.24 | 1.13 | 0 | 2.16 | 2.22 | 2.66 | 0.49 | 0.46 | 0.55 | 0.53 | 0.58 | 0.46 | 1.16 | 2.04 | 2.04 | 2.04 | 2.01 | 1.64 | 1.68 | 1.32 | 1.24 | 1.13 | 26.41 | 26.41
OR | C&I | Grid Interactive Water Heater | Sustained Duration | DRS.PX.SOR._.CI_.Grid Interactive Water Htr | DRW.PX.SOR._.CI_.Grid Interactive Water Htr | 6e-05 | 0.00018 |  | 18 | 6 | 18 | 6 | 89.1643 | 49.3498 | 0 | 0.37 | 0.49 | 0.48 | 0.51 | 0.2 | 0.43 | 0.29 | 0 | 0.17 | 0.27 | 0.07 | 0.37 | 0 | 0.02 | 0 | 0.21 | 0.3 | 0.09 | 0 | 0 | 0.6 | 0.9 | 1.13 | 0.58 | 0.48 | 0.46 | 0.68 | 0 | 0.56 | 0.35 | 0.24 | 0.18 | 0.04 | 0 | 0.08 | 0.47 | 0.05 | 0.03 | 0 | 4.27 | 6.83
OR | C&I | HVAC - DLC | Sustained Duration | DRS.PX.SOR._.CI_.HVAC - DLC | DRW.PX.SOR._.CI_.HVAC - DLC | 4e-05 | 0.001 |  | 100 | 4 | 100 | 4 | 137.163 | 349.6086 | 0 | 1.99 | 1.72 | 1.27 | 0.34 | 0 | 0.1 | 0.16 | 0 | 0 | 0 | 0 | 0 | 0 | 0 | 0 | 0.12 | 0.14 | 0 | 0 | 0 | 0.68 | 0.68 | 0.72 | 0.03 | 0 | 0 | 0.07 | 0 | 0.05 | 0 | 0 | 0 | 0 | 0 | 0.04 | 0 | 0 | 0 | 0.03 | 5.84 | 2.3
OR | C&I | Pool Pump - DLC | Sustained Duration | DRS.PX.SOR._.CI_.Pool Pump - DLC | DRW.PX.SOR._.CI_.Pool Pump - DLC | 6e-05 | 0.00018 |  | 18 | 6 | 18 | 6 | 311.1741 | 283.7359 | 0 | 0 | 0 | 0.01 | 0.01 | 0 | 0 | 0 | 0 | 0 | 0.01 | 0 | 0.01 | 0 | 0 | 0 | 0 | 0 | 0 | 0 | 0 | 0 | 0 | 0.01 | 0 | 0 | 0 | 0 | 0 | 0.01 | 0.01 | 0 | 0 | 0 | 0 | 0 | 0 | 0 | 0 | 0 | 0.04 | 0.03
OR | C&I | Smart Thermostats | Sustained Duration | DRS.PX.SOR._.CI_.Smart Thermostats | DRW.PX.SOR._.CI_.Smart Thermostats | 4e-05 | 0.0002 |  | 20 | 4 | 20 | 4 | 19.4444 | 38.1749 | 0 | 2.06 | 2.14 | 1.95 | 1.01 | 0 | 0.63 | 0.75 | 0 | 0 | 0.22 | 0 | 0.14 | 0 | 0 | 0 | 0.14 | 0.21 | 0 | 0 | 0 | 0.94 | 1.09 | 1.31 | 0.29 | 0.02 | 0.05 | 0.28 | 0 | 0.23 | 0.08 | 0 | 0 | 0.07 | 0.05 | 0.14 | 0 | 0 | 0 | 0.06 | 9.25 | 4.61
OR | C&I | Third Party | Sustained Duration | DRS.PX.SOR._.CI_.3 Party | DRW.PX.SOR._.CI_.3 Party | 4e-05 | 0.0002 |  | 20 | 4 | 20 | 4 | 284.4994 | 341.817 | 0 | 0 | 0 | 0 | 0 | 0 | 0 | 0 | 0 | 0 | 0 | 0 | 0 | 0 | 0 | 0 | 0 | 0 | 0 | 0 | 0 | 0 | 0 | 0 | 0 | 0 | 0 | 0 | 0 | 0 | 0 | 0 | 0 | 0 | 0 | 0 | 0 | 0 | 0 | 0 | 0 | 0
OR | C&I | Water Heater - DLC | Sustained Duration | DRS.PX.SOR._.CI_.Water Heater - DLC | DRW.PX.SOR._.CI_.Water Heater - DLC | 6e-05 | 0.00018 |  | 18 | 6 | 18 | 6 | 40.0024 | 22.2337 | 0 | 0.62 | 0.43 | 0.18 | 0.08 | 0 | 0 | 0 | 0 | 0 | 0 | 0 | 0 | 0 | 0 | 0 | 0 | 0 | 0 | 0 | 0 | 1.03 | 0.83 | 0.6 | 0 | 0 | 0 | 0 | 0 | 0 | 0 | 0 | 0 | 0 | 0 | 0 | 0 | 0 | 0 | 0 | 1.31 | 2.46
OR | Irrigation | Irrigation DLC | Sustained Duration | DRS.PX.SOR._.IRR.Irrigation DLC |  | 4e-05 | 0.00052 | X | 52 | 4 | n/a | n/a | 57.2637 | 0 | 0 | 0 | 0 | 0 | 0 | 0 | 0 | 0 | 0 | 0 | 0 | 0 | 0 | 0 | 0 | 0 | 0 | 0 | 0 | 0 | 0 | 0 | 0 | 0 | 0 | 0 | 0 | 0 | 0 | 0 | 0 | 0 | 0 | 0 | 0 | 0 | 0 | 0 | 0 | 0 | 0 | 0 | No Winter Version
UT | Residential | Battery DLC | Sustained Duration | DRS.PX.UTN._.RES.Battery DLC | DRW.PX.UTN._.RES.Battery DLC | 1e-05 | 0.0009 |  | 90 | 1 | 90 | 1 | 62.1537 | 62.1537 | 0 | 0 | 0 | 0 | 0 | 0 | 0 | 0 | 0 | 0 | 0 | 0 | 0 | 0 | 0 | 0 | 0 | 0 | 0 | 0 | 0 | 0 | 0 | 0 | 0 | 0 | 0 | 0 | 0 | 0 | 0 | 0 | 0 | 0 | 0 | 0 | 0 | 0 | 0 | 0 | 0 | 0
UT | Residential | EV DLC | Sustained Duration | DRS.PX.UTN._.RES.EV DLC | DRW.PX.UTN._.RES.EV DLC | 6e-05 | 0.00018 |  | 18 | 6 | 18 | 6 | 162.1051 | 162.3203 | 0 | 0.87 | 1.74 | 3.06 | 1.76 | 2.2 | 2.68 | 3.61 | 1.97 | 1.45 | 1.62 | 1.4 | 1.05 | 1.49 | 2.74 | 1.7 | 1.29 | 1.56 | 1.47 | 2.32 | 0 | 0.9 | 1.83 | 2.79 | 1.81 | 2.36 | 2.75 | 3.41 | 1.7 | 1.42 | 1.72 | 1.61 | 1.88 | 1.9 | 1.04 | 1.66 | 2.05 | 1.7 | 2.23 | 2.13 | 35.98 | 36.89
UT | Residential | Grid Interactive Water Heater | Sustained Duration | DRS.PX.UTN._.RES.Grid Interactive Water Htr | DRW.PX.UTN._.RES.Grid Interactive Water Htr | 6e-05 | 0.00018 |  | 18 | 6 | 18 | 6 | 293.2044 | 126.059 | 0 | 0.08 | 0.35 | 0.76 | 0.6 | 0.74 | 0.81 | 0.86 | 1.03 | 0.93 | 0.94 | 1.05 | 0.87 | 1.14 | 1.37 | 0.6 | 0.21 | 0.19 | 0.31 | 0.89 | 0 | 0.18 | 0.8 | 1.65 | 1.56 | 1.81 | 2.12 | 2.31 | 2.35 | 3.06 | 3.14 | 3.36 | 3.73 | 3.74 | 3.34 | 3.58 | 2.14 | 2.11 | 2.27 | 1.81 | 13.73 | 45.06
UT | Residential | Home Energy Management System | Sustained Duration | DRS.PX.UTN._.RES.Home Energy Mgmt Sys | DRW.PX.UTN._.RES.Home Energy Mgmt Sys | 4e-05 | 0.0002 |  | 20 | 4 | 20 | 4 | 970.9109 | 1016.4715 | 0 | 0.07 | 0.11 | 0.15 | 0.07 | 0.09 | 0.09 | 0.1 | 0.1 | 0.09 | 0.07 | 0.05 | 0.03 | 0.02 | 0.01 | 0.01 | 0.01 | 0.01 | 0.01 | 0.02 | 0 | 0.07 | 0.1 | 0.15 | 0.07 | 0.08 | 0.08 | 0.08 | 0.09 | 0.07 | 0.05 | 0.04 | 0.03 | 0.01 | 0.01 | 0 | 0.01 | 0.01 | 0 | 0 | 1.11 | 0.95
UT | Residential | HVAC - DLC | Sustained Duration | DRS.PX.UTN._.RES.HVAC - DLC | DRW.PX.UTN._.RES.HVAC - DLC | 4e-05 | 0.001 |  | 100 | 4 | 100 | 4 | 73.6292 | 214.0806 | 0 | 0 | 0.33 | 6.27 | 2.18 | 0.56 | 0.94 | 4.05 | 1.93 | 1.61 | 1.94 | 0 | 0.56 | 0.6 | 9.02 | 1.04 | 2.15 | 1.65 | 0.02 | 1.6 | 0 | 15.67 | 15.95 | 18.8 | 0 | 0 | 0.45 | 0 | 2.16 | 0 | 0.41 | 0.77 | 0 | 0.59 | 3.03 | 0 | 0.08 | 0.9 | 0 | 2.09 | 36.45 | 60.9
UT | Residential | Pool Pump - DLC | Sustained Duration | DRS.PX.UTN._.RES.Pool Pump - DLC | DRW.PX.UTN._.RES.Pool Pump - DLC | 6e-05 | 0.00018 |  | 18 | 6 | 18 | 6 | 588.5727 | 588.5479 | 0 | 0.03 | 0.04 | 0.06 | 0.02 | 0.01 | 0.01 | 0.02 | 0.02 | 0.01 | 0.01 | 0.01 | 0 | 0.01 | 0.02 | 0.01 | 0 | 0 | 0 | 0 | 0 | 0.03 | 0.04 | 0.05 | 0.02 | 0.02 | 0.02 | 0.02 | 0.01 | 0.01 | 0.02 | 0.01 | 0.01 | 0.01 | 0 | 0.01 | 0.01 | 0 | 0 | 0 | 0.28 | 0.29
UT | Residential | Water Heater - DLC | Sustained Duration | DRS.PX.UTN._.RES.Water Heater - DLC | DRW.PX.UTN._.RES.Water Heater - DLC | 6e-05 | 0.00018 |  | 18 | 6 | 18 | 6 | 144.8573 | 63.9641 | 0 | 1.93 | 1.85 | 1.89 | 0 | 0 | 0 | 0 | 0 | 0 | 0 | 0 | 0 | 0 | 0 | 0 | 0.03 | 0.02 | 0.04 | 0.1 | 0 | 4.36 | 4.2 | 3.78 | 0 | 0 | 0 | 0 | 0 | 0 | 0 | 0 | 0 | 0 | 0 | 0 | 0.25 | 0.25 | 0.26 | 0.21 | 5.86 | 13.31
UT | C&I | Battery DLC | Sustained Duration | DRS.PX.UTN._.CI_.Battery DLC | DRW.PX.UTN._.CI_.Battery DLC | 1e-05 | 0.0009 |  | 90 | 1 | 90 | 1 | 60.909 | 60.909 | 0 | 2.68 | 2.89 | 4.05 | 1.46 | 1.56 | 2.08 | 3.64 | 5.78 | 5.19 | 6.44 | 5.06 | 4.82 | 4.85 | 4.45 | 4.3 | 3.93 | 3.33 | 4.03 | 3.63 | 0 | 2.68 | 2.89 | 4.05 | 1.46 | 1.56 | 2.08 | 3.64 | 5.78 | 5.19 | 6.44 | 5.06 | 4.82 | 4.85 | 4.45 | 4.3 | 3.93 | 3.33 | 4.03 | 3.63 | 74.17 | 74.17
UT | C&I | Grid Interactive Water Heater | Sustained Duration | DRS.PX.UTN._.CI_.Grid Interactive Water Htr | DRW.PX.UTN._.CI_.Grid Interactive Water Htr | 6e-05 | 0.00018 |  | 18 | 6 | 18 | 6 | 81.7492 | 58.2276 | 0 | 0.04 | 0.17 | 0.29 | 0.47 | 0.39 | 0.65 | 0.67 | 0.36 | 0.65 | 0.8 | 0.61 | 1.15 | 0.13 | 0.48 | 0 | 0.37 | 0.62 | 0.21 | 0 | 0 | 0.05 | 0.23 | 0.51 | 0.52 | 0.59 | 0.68 | 0.98 | 0.45 | 1.07 | 0.96 | 0.91 | 0.86 | 0.73 | 0.5 | 0.26 | 0.67 | 0 | 0 | 0 | 8.06 | 9.97
UT | C&I | HVAC - DLC | Sustained Duration | DRS.PX.UTN._.CI_.HVAC - DLC | DRW.PX.UTN._.CI_.HVAC - DLC | 4e-05 | 0.001 |  | 100 | 4 | 100 | 4 | 81.3907 | 212.1407 | 0 | 7.25 | 5.01 | 0 | 1.16 | 0 | 0.33 | 0.12 | 0 | 0 | 0 | 0 | 0.16 | 0 | 0 | 0 | 0.76 | 0.53 | 0.22 | 0 | 0 | 2.59 | 2.7 | 2.86 | 0 | 0 | 0 | 0.32 | 0.43 | 0.12 | 0 | 0 | 0 | 0.14 | 0.63 | 0 | 0 | 0 | 0 | 0.18 | 15.54 | 9.97
UT | C&I | Pool Pump - DLC | Sustained Duration | DRS.PX.UTN._.CI_.Pool Pump - DLC | DRW.PX.UTN._.CI_.Pool Pump - DLC | 6e-05 | 0.00018 |  | 18 | 6 | 18 | 6 | 161.8385 | 147.5818 | 0 | 0.01 | 0.01 | 0.02 | 0.02 | 0.01 | 0.02 | 0.02 | 0.02 | 0.02 | 0.03 | 0.02 | 0.03 | 0.01 | 0.01 | 0 | 0.02 | 0.02 | 0.01 | 0 | 0 | 0.01 | 0.01 | 0.02 | 0.02 | 0.02 | 0.02 | 0.02 | 0.02 | 0.03 | 0.02 | 0.02 | 0.02 | 0.01 | 0.01 | 0.01 | 0.02 | 0.01 | 0.01 | 0 | 0.3 | 0.3
UT | C&I | Smart Thermostats | Sustained Duration | DRS.PX.UTN._.CI_.Smart Thermostats | DRW.PX.UTN._.CI_.Smart Thermostats | 4e-05 | 0.0002 |  | 20 | 4 | 20 | 4 | 18.1954 | 53.3264 | 0 | 2.66 | 2.53 | 2.39 | 1.23 | 0.36 | 0.79 | 0.74 | 0 | 0 | 0.22 | 0 | 0.26 | 0 | 0 | 0 | 0.4 | 0.23 | 0.02 | 0 | 0 | 0.75 | 0.92 | 1.29 | 0.09 | 0 | 0.09 | 0.24 | 0.32 | 0.12 | 0 | 0 | 0 | 0.14 | 0.4 | 0 | 0 | 0 | 0 | 0.1 | 11.83 | 4.46
UT | C&I | Third Party | Sustained Duration | DRS.PX.UTN._.CI_.3 Party | DRW.PX.UTN._.CI_.3 Party | 4e-05 | 0.0002 |  | 20 | 4 | 20 | 4 | 125.2112 | 185.3174 | 0 | 0 | 0 | 0 | 0 | 0 | 0 | 0 | 0 | 0 | 0 | 0 | 0 | 0 | 0 | 0 | 0 | 0 | 0 | 0 | 0 | 0 | 0 | 0 | 0 | 0 | 0 | 0 | 0 | 0 | 0 | 0 | 0 | 0 | 0 | 0 | 0 | 0 | 0 | 0 | 0 | 0
UT | C&I | Water Heater - DLC | Sustained Duration | DRS.PX.UTN._.CI_.Water Heater - DLC | DRW.PX.UTN._.CI_.Water Heater - DLC | 6e-05 | 0.00018 |  | 18 | 6 | 18 | 6 | 40.411 | 29.0054 | 0 | 1.63 | 1.21 | 0.54 | 0.44 | 0 | 0.01 | 0 | 0 | 0 | 0 | 0 | 0 | 0 | 0 | 0 | 0.03 | 0.06 | 0.02 | 0 | 0 | 2.03 | 1.76 | 1.51 | 0 | 0 | 0 | 0 | 0 | 0 | 0 | 0 | 0 | 0 | 0 | 0 | 0.06 | 0 | 0 | 0 | 3.94 | 5.36
UT | Irrigation | Irrigation DLC | Sustained Duration | DRS.PX.UTN._.IRR.Irrigation DLC |  | 4e-05 | 0.00052 | X | 52 | 4 | n/a | n/a | 65.403 | 0 | 0 | 6.67 | 6.18 | 0.73 | 0.21 | 0 | 0.02 | 0 | 0.51 | 0 | 0 | 0 | 0 | 0 | 1.2 | 0 | 0 | 0.01 | 0 | 0 | 0 | 0.06 | 0.07 | 0 | 0.01 | 0 | 0 | 0.01 | 0 | 0 | 0 | 0 | 0 | 0 | 0 | 0 | 0 | 0 | 0 | 0.01 | 15.53 | 0.16 | No Winter Version
WA | Residential | Battery DLC | Sustained Duration | DRS.PX.YAK._.RES.Battery DLC | DRW.PX.YAK._.RES.Battery DLC | 1e-05 | 0.0009 |  | 90 | 1 | 90 | 1 | 49.5433 | 49.5433 | 0 | 0 | 0 | 0 | 0 | 0 | 0 | 0 | 0 | 0 | 0 | 0 | 0 | 0 | 0 | 0 | 0 | 0 | 0 | 0 | 0 | 0 | 0 | 0 | 0 | 0 | 0 | 0 | 0 | 0 | 0 | 0 | 0 | 0 | 0 | 0 | 0 | 0 | 0 | 0 | 0 | 0
WA | Residential | EV DLC | Sustained Duration | DRS.PX.YAK._.RES.EV DLC | DRW.PX.YAK._.RES.EV DLC | 6e-05 | 0.00018 |  | 18 | 6 | 18 | 6 | 146.7892 | 144.3049 | 0 | 0.03 | 0.04 | 0.08 | 0.04 | 0.05 | 0.06 | 0.08 | 0.09 | 0.11 | 0.12 | 0.13 | 0.13 | 0.16 | 0.23 | 0.2 | 0.19 | 0.22 | 0.22 | 0.3 | 0 | 0.03 | 0.05 | 0.07 | 0.04 | 0.05 | 0.06 | 0.08 | 0.09 | 0.11 | 0.13 | 0.14 | 0.17 | 0.18 | 0.16 | 0.2 | 0.24 | 0.23 | 0.28 | 0.29 | 2.48 | 2.6
WA | Residential | Grid Interactive Water Heater | Sustained Duration | DRS.PX.YAK._.RES.Grid Interactive Water Htr | DRW.PX.YAK._.RES.Grid Interactive Water Htr | 6e-05 | 0.00018 |  | 18 | 6 | 18 | 6 | 139.2202 | 60.2783 | 0 | 0.68 | 0.95 | 1.26 | 0.26 | 0.31 | 0.24 | 0.21 | 0.3 | 0.11 | 0.05 | 0.06 | 0 | 0 | 0.05 | 0 | 0 | 0 | 0 | 0.06 | 0 | 1.57 | 2.19 | 2.63 | 0.97 | 0.81 | 0.77 | 0.68 | 0.5 | 0.73 | 0.49 | 0.38 | 0.35 | 0.17 | 0 | 0.44 | 0.16 | 0.11 | 0.11 | 0 | 4.54 | 13.06
WA | Residential | Home Energy Management System | Sustained Duration | DRS.PX.YAK._.RES.Home Energy Mgmt Sys | DRW.PX.YAK._.RES.Home Energy Mgmt Sys | 4e-05 | 0.0002 |  | 20 | 4 | 20 | 4 | 73.5207 | 158.4483 | 0 | 0.16 | 0.27 | 0.36 | 0.22 | 0.2 | 0.28 | 0.31 | 0.27 | 0.23 | 0.26 | 0 | 0.28 | 0.11 | 0.03 | 0.02 | 0.01 | 0.09 | 0.08 | 0 | 0 | 0.08 | 0.12 | 0.19 | 0.08 | 0.1 | 0.12 | 0.11 | 0.16 | 0.08 | 0.05 | 0.05 | 0.01 | 0 | 0.07 | 0 | 0 | 0 | 0 | 0 | 3.18 | 1.22
WA | Residential | HVAC - DLC | Sustained Duration | DRS.PX.YAK._.RES.HVAC - DLC | DRW.PX.YAK._.RES.HVAC - DLC | 4e-05 | 0.001 |  | 100 | 4 | 100 | 4 | 171.7919 | 41.188 | 0 | 2.51 | 2.34 | 1.81 | 0 | 0 | 0 | 0 | 0 | 0 | 0 | 0 | 0 | 0 | 0 | 0 | 0.01 | 0.07 | 0.06 | 0 | 0 | 9.73 | 8.96 | 9.82 | 0 | 0 | 0 | 0 | 0 | 0 | 0 | 0 | 0 | 0 | 1.09 | 0 | 0 | 0.08 | 0.01 | 0 | 6.8 | 29.69
WA | Residential | Pool Pump - DLC | Sustained Duration | DRS.PX.YAK._.RES.Pool Pump - DLC | DRW.PX.YAK._.RES.Pool Pump - DLC | 6e-05 | 0.00018 |  | 18 | 6 | 18 | 6 | 532.7579 | 523.2121 | 0 | 0.01 | 0.01 | 0.01 | 0 | 0 | 0 | 0 | 0 | 0 | 0 | 0 | 0 | 0 | 0.01 | 0 | 0 | 0 | 0 | 0 | 0 | 0.01 | 0.01 | 0.01 | 0 | 0 | 0 | 0 | 0 | 0 | 0 | 0 | 0 | 0 | 0 | 0 | 0 | 0 | 0 | 0 | 0.04 | 0.03
WA | Residential | Smart Thermostats | Sustained Duration | DRS.PX.YAK._.RES.Smart Thermostats | DRW.PX.YAK._.RES.Smart Thermostats | 4e-05 | 0.0002 |  | 20 | 4 | 20 | 4 | 30.236 | 62.6998 | 0 | 0 | 0 | 0 | 0 | 0 | 0 | 0 | 0 | 0 | 0 | 0 | 0 | 0 | 0 | 0 | 0 | 0 | 0 | 0 | 0 | 0 | 0 | 0 | 0 | 0 | 0 | 0 | 0 | 0 | 0 | 0 | 0 | 0 | 0 | 0 | 0 | 0 | 0 | 0 | 0 | 0
WA | Residential | Water Heater - DLC | Sustained Duration | DRS.PX.YAK._.RES.Water Heater - DLC | DRW.PX.YAK._.RES.Water Heater - DLC | 6e-05 | 0.00018 |  | 18 | 6 | 18 | 6 | 60.8028 | 28.1723 | 0 | 0 | 0 | 0 | 0 | 0 | 0 | 0 | 0 | 0 | 0 | 0 | 0 | 0 | 0 | 0 | 0 | 0 | 0 | 0 | 0 | 0 | 0 | 0 | 0 | 0 | 0 | 0 | 0 | 0 | 0 | 0 | 0 | 0 | 0 | 0 | 0 | 0 | 0 | 0 | 0 | 0
WA | C&I | Battery DLC | Sustained Duration | DRS.PX.YAK._.CI_.Battery DLC | DRW.PX.YAK._.CI_.Battery DLC | 1e-05 | 0.0009 |  | 90 | 1 | 90 | 1 | 48.2494 | 48.2494 | 0 | 0.3 | 0.31 | 0.32 | 0.01 | 0.02 | 0.02 | 0.09 | 0.12 | 0.19 | 0.26 | 0.54 | 0.44 | 0.49 | 0.41 | 0.49 | 0.38 | 0.37 | 0.37 | 0.25 | 0 | 0.3 | 0.31 | 0.32 | 0.01 | 0.02 | 0.02 | 0.09 | 0.12 | 0.19 | 0.26 | 0.54 | 0.44 | 0.49 | 0.41 | 0.49 | 0.38 | 0.37 | 0.37 | 0.25 | 5.38 | 5.38
WA | C&I | Grid Interactive Water Heater | Sustained Duration | DRS.PX.YAK._.CI_.Grid Interactive Water Htr | DRW.PX.YAK._.CI_.Grid Interactive Water Htr | 6e-05 | 0.00018 |  | 18 | 6 | 18 | 6 | 65.7885 | 33.9384 | 0 | 0.09 | 0.12 | 0.11 | 0.14 | 0.05 | 0.12 | 0.08 | 0 | 0.04 | 0.07 | 0.01 | 0.1 | 0 | 0 | 0 | 0.06 | 0.09 | 0.02 | 0 | 0 | 0.16 | 0.24 | 0.3 | 0.16 | 0.13 | 0.13 | 0.2 | 0 | 0.16 | 0.1 | 0.07 | 0.05 | 0.01 | 0 | 0.02 | 0.15 | 0.02 | 0.01 | 0 | 1.1 | 1.91
WA | C&I | HVAC - DLC | Sustained Duration | DRS.PX.YAK._.CI_.HVAC - DLC | DRW.PX.YAK._.CI_.HVAC - DLC | 4e-05 | 0.001 |  | 100 | 4 | 100 | 4 | 98.9082 | 262.7992 | 0 | 0.52 | 0.43 | 0.25 | 0.14 | 0 | 0 | 0.07 | 0 | 0 | 0 | 0 | 0.02 | 0 | 0 | 0 | 0.03 | 0.02 | 0.03 | 0 | 0 | 0.17 | 0.16 | 0.17 | 0 | 0 | 0 | 0 | 0 | 0.01 | 0 | 0 | 0 | 0 | 0 | 0.01 | 0 | 0 | 0 | 0 | 1.51 | 0.52
WA | C&I | Pool Pump - DLC | Sustained Duration | DRS.PX.YAK._.CI_.Pool Pump - DLC | DRW.PX.YAK._.CI_.Pool Pump - DLC | 6e-05 | 0.00018 |  | 18 | 6 | 18 | 6 | 265.1654 | 241.7869 | 0 | 0 | 0 | 0 | 0 | 0 | 0 | 0 | 0 | 0 | 0 | 0 | 0 | 0 | 0 | 0 | 0 | 0 | 0 | 0 | 0 | 0 | 0 | 0 | 0 | 0 | 0 | 0 | 0 | 0 | 0 | 0 | 0 | 0 | 0 | 0 | 0 | 0 | 0 | 0 | 0 | 0
WA | C&I | Smart Thermostats | Sustained Duration | DRS.PX.YAK._.CI_.Smart Thermostats | DRW.PX.YAK._.CI_.Smart Thermostats | 4e-05 | 0.0002 |  | 20 | 4 | 20 | 4 | 12.5732 | 40.39 | 0 | 0.65 | 0.64 | 0.49 | 0.38 | 0 | 0.15 | 0.3 | 0 | 0.03 | 0.08 | 0 | 0.07 | 0 | 0 | 0 | 0.04 | 0.02 | 0.05 | 0 | 0 | 0.18 | 0.2 | 0.24 | 0.04 | 0.03 | 0.03 | 0.01 | 0 | 0.03 | 0.01 | 0.02 | 0 | 0 | 0.01 | 0.02 | 0 | 0 | 0 | 0 | 2.9 | 0.82
WA | C&I | Third Party | Sustained Duration | DRS.PX.YAK._.CI_.3 Party | DRW.PX.YAK._.CI_.3 Party | 4e-05 | 0.0002 |  | 20 | 4 | 20 | 4 | 152.9091 | 201.7899 | 0 | 0 | 0 | 0 | 0 | 0 | 0 | 0 | 0 | 0 | 0 | 0 | 0 | 0 | 0 | 0 | 0 | 0 | 0 | 0 | 0 | 0 | 0 | 0 | 0 | 0 | 0 | 0 | 0 | 0 | 0 | 0 | 0 | 0 | 0 | 0 | 0 | 0 | 0 | 0 | 0 | 0
WA | C&I | Water Heater - DLC | Sustained Duration | DRS.PX.YAK._.CI_.Water Heater - DLC | DRW.PX.YAK._.CI_.Water Heater - DLC | 6e-05 | 0.00018 |  | 18 | 6 | 18 | 6 | 29.5392 | 15.31 | 0 | 0.16 | 0.11 | 0.04 | 0.03 | 0 | 0 | 0 | 0 | 0 | 0 | 0 | 0 | 0 | 0 | 0 | 0 | 0 | 0 | 0 | 0 | 0.28 | 0.22 | 0.16 | 0 | 0 | 0 | 0 | 0 | 0 | 0 | 0 | 0 | 0 | 0 | 0 | 0 | 0 | 0 | 0 | 0.34 | 0.66
WA | Irrigation | Irrigation DLC | Sustained Duration | DRS.PX.YAK._.IRR.Irrigation DLC |  | 4e-05 | 0.00052 | X | 52 | 4 | n/a | n/a | 41.1727 | 0 | 0 | 0 | 0 | 0 | 0 | 0 | 0 | 0 | 0 | 0 | 0 | 0 | 0 | 0 | 0 | 0 | 0 | 0 | 0 | 0 | 0 | 0 | 0 | 0 | 0 | 0 | 0 | 0 | 0 | 0 | 0 | 0 | 0 | 0 | 0 | 0 | 0 | 0 | 0 | 0 | 0 | 0 | No Winter Version
WY | Residential | Battery DLC | Sustained Duration | DRS.PX.WYC._.RES.Battery DLC | DRW.PX.WYC._.RES.Battery DLC | 1e-05 | 0.0009 |  | 90 | 1 | 90 | 1 | 61.9563 | 61.9563 | 0 | 0 | 0 | 0 | 0 | 0 | 0 | 0 | 0 | 0 | 0 | 0 | 0 | 0 | 0 | 0 | 0 | 0 | 0 | 0 | 0 | 0 | 0 | 0 | 0 | 0 | 0 | 0 | 0 | 0 | 0 | 0 | 0 | 0 | 0 | 0 | 0 | 0 | 0 | 0 | 0 | 0
WY | Residential | EV DLC | Sustained Duration | DRS.PX.WYC._.RES.EV DLC | DRW.PX.WYC._.RES.EV DLC | 6e-05 | 0.00018 |  | 18 | 6 | 18 | 6 | 143.1801 | 144.7848 | 0 | 0.02 | 0.03 | 0.05 | 0.02 | 0.02 | 0.02 | 0.02 | 0.02 | 0.02 | 0.03 | 0.02 | 0.02 | 0.03 | 0.04 | 0.03 | 0.03 | 0.03 | 0.03 | 0.04 | 0 | 0.02 | 0.03 | 0.05 | 0.02 | 0.02 | 0.02 | 0.02 | 0.02 | 0.02 | 0.03 | 0.03 | 0.03 | 0.03 | 0.02 | 0.03 | 0.04 | 0.03 | 0.04 | 0.04 | 0.52 | 0.54
WY | Residential | Grid Interactive Water Heater | Sustained Duration | DRS.PX.WYC._.RES.Grid Interactive Water Htr | DRW.PX.WYC._.RES.Grid Interactive Water Htr | 6e-05 | 0.00018 |  | 18 | 6 | 18 | 6 | 263.7625 | 113.8194 | 0 | 0.02 | 0.07 | 0.14 | 0.1 | 0.12 | 0.13 | 0.12 | 0.14 | 0.11 | 0.1 | 0.1 | 0.07 | 0.09 | 0.11 | 0 | 0 | 0 | 0 | 0.01 | 0 | 0.04 | 0.16 | 0.31 | 0.27 | 0.3 | 0.33 | 0.33 | 0.31 | 0.38 | 0.36 | 0.35 | 0.35 | 0.31 | 0.22 | 0.22 | 0.02 | 0 | 0.01 | 0 | 1.43 | 4.27
WY | Residential | Home Energy Management System | Sustained Duration | DRS.PX.WYC._.RES.Home Energy Mgmt Sys | DRW.PX.WYC._.RES.Home Energy Mgmt Sys | 4e-05 | 0.0002 |  | 20 | 4 | 20 | 4 | 966.4433 | 1020.3814 | 0 | 0.01 | 0.01 | 0.02 | 0.01 | 0.01 | 0.01 | 0.01 | 0.01 | 0.01 | 0.01 | 0 | 0 | 0 | 0 | 0 | 0 | 0 | 0 | 0 | 0 | 0.01 | 0.01 | 0.02 | 0.01 | 0.01 | 0.01 | 0.01 | 0.01 | 0.01 | 0.01 | 0 | 0 | 0 | 0 | 0 | 0 | 0 | 0 | 0 | 0.11 | 0.11
WY | Residential | HVAC - DLC | Sustained Duration | DRS.PX.WYC._.RES.HVAC - DLC | DRW.PX.WYC._.RES.HVAC - DLC | 4e-05 | 0.001 |  | 100 | 4 | 100 | 4 | 226.4497 | 106.3905 | 0 | 0.95 | 0.91 | 0.84 | 0.09 | 0 | 0.11 | 0 | 0 | 0 | 0.11 | 0.02 | 0.04 | 0 | 0 | 0 | 0.08 | 0.13 | 0 | 0.01 | 0 | 1.99 | 1.98 | 2.09 | 0 | 0 | 0.06 | 0 | 0.1 | 0 | 0 | 0 | 0.09 | 0.01 | 0.09 | 0 | 0 | 0.1 | 0.03 | 0.12 | 3.29 | 6.66
WY | Residential | Pool Pump - DLC | Sustained Duration | DRS.PX.WYC._.RES.Pool Pump - DLC | DRW.PX.WYC._.RES.Pool Pump - DLC | 6e-05 | 0.00018 |  | 18 | 6 | 18 | 6 | 540.1307 | 545.869 | 0 | 0 | 0 | 0 | 0 | 0 | 0 | 0 | 0 | 0 | 0 | 0 | 0 | 0 | 0 | 0 | 0 | 0 | 0 | 0 | 0 | 0 | 0 | 0 | 0 | 0 | 0 | 0 | 0 | 0 | 0 | 0 | 0 | 0 | 0 | 0 | 0 | 0 | 0 | 0 | 0 | 0
WY | Residential | Water Heater - DLC | Sustained Duration | DRS.PX.WYC._.RES.Water Heater - DLC | DRW.PX.WYC._.RES.Water Heater - DLC | 6e-05 | 0.00018 |  | 18 | 6 | 18 | 6 | 127.3484 | 56.9903 | 0 | 0.55 | 0.47 | 0.42 | 0 | 0 | 0 | 0 | 0 | 0 | 0 | 0 | 0 | 0 | 0 | 0 | 0 | 0 | 0 | 0 | 0 | 1.24 | 1.05 | 0.82 | 0 | 0 | 0 | 0 | 0 | 0 | 0 | 0 | 0 | 0 | 0 | 0 | 0 | 0 | 0 | 0 | 1.44 | 3.11
WY | C&I | Battery DLC | Sustained Duration | DRS.PX.WYC._.CI_.Battery DLC | DRW.PX.WYC._.CI_.Battery DLC | 1e-05 | 0.0009 |  | 90 | 1 | 90 | 1 | 61.1791 | 61.1791 | 0 | 0.18 | 0.23 | 0.36 | 0.3 | 0.56 | 0.56 | 0.56 | 0.49 | 0.37 | 0.4 | 0.31 | 0.32 | 0.33 | 0.35 | 0.4 | 0.31 | 0.46 | 0.44 | 0.33 | 0 | 0.18 | 0.23 | 0.36 | 0.3 | 0.56 | 0.56 | 0.56 | 0.49 | 0.37 | 0.4 | 0.31 | 0.32 | 0.33 | 0.35 | 0.4 | 0.31 | 0.46 | 0.44 | 0.33 | 7.26 | 7.26
WY | C&I | Grid Interactive Water Heater | Sustained Duration | DRS.PX.WYC._.CI_.Grid Interactive Water Htr | DRW.PX.WYC._.CI_.Grid Interactive Water Htr | 6e-05 | 0.00018 |  | 18 | 6 | 18 | 6 | 601.1246 | 380.3853 | 0 | 0 | 0.02 | 0.04 | 0.05 | 0.04 | 0.07 | 0.07 | 0.04 | 0.07 | 0.08 | 0.07 | 0.12 | 0.02 | 0.06 | 0 | 0.04 | 0.06 | 0.02 | 0 | 0 | 0.01 | 0.03 | 0.06 | 0.07 | 0.08 | 0.09 | 0.12 | 0.05 | 0.13 | 0.12 | 0.11 | 0.11 | 0.09 | 0.04 | 0.04 | 0.1 | 0.01 | 0.01 | 0 | 0.87 | 1.27
WY | C&I | HVAC - DLC | Sustained Duration | DRS.PX.WYC._.CI_.HVAC - DLC | DRW.PX.WYC._.CI_.HVAC - DLC | 4e-05 | 0.001 |  | 100 | 4 | 100 | 4 | 518.0827 | 598.0804 | 0 | 0.64 | 0.52 | 0.28 | 0.18 | 0 | 0.03 | 0 | 0 | 0 | 0 | 0 | 0.07 | 0 | 0 | 0 | 0.06 | 0.05 | 0.04 | 0 | 0 | 0.47 | 0.46 | 0.43 | 0.04 | 0 | 0 | 0.02 | 0 | 0.03 | 0.01 | 0 | 0 | 0 | 0 | 0 | 0.03 | 0 | 0 | 0 | 1.87 | 1.49
WY | C&I | Pool Pump - DLC | Sustained Duration | DRS.PX.WYC._.CI_.Pool Pump - DLC | DRW.PX.WYC._.CI_.Pool Pump - DLC | 6e-05 | 0.00018 |  | 18 | 6 | 18 | 6 | 459.4825 | 418.9697 | 0 | 0 | 0 | 0 | 0 | 0 | 0 | 0 | 0 | 0 | 0 | 0 | 0 | 0 | 0 | 0 | 0 | 0 | 0 | 0 | 0 | 0 | 0 | 0.01 | 0 | 0 | 0 | 0 | 0 | 0 | 0 | 0 | 0 | 0 | 0 | 0 | 0 | 0 | 0 | 0 | 0 | 0.01
WY | C&I | Smart Thermostats | Sustained Duration | DRS.PX.WYC._.CI_.Smart Thermostats | DRW.PX.WYC._.CI_.Smart Thermostats | 4e-05 | 0.0002 |  | 20 | 4 | 20 | 4 | 89.3224 | 437.6688 | 0 | 0.84 | 0.79 | 0.49 | 0.5 | 0.01 | 0.2 | 0.12 | 0 | 0.01 | 0.01 | 0 | 0.15 | 0 | 0 | 0 | 0.06 | 0.05 | 0.08 | 0 | 0 | 0.14 | 0.16 | 0.17 | 0.05 | 0.03 | 0.03 | 0.03 | 0 | 0.03 | 0.02 | 0 | 0.01 | 0 | 0 | 0.01 | 0.02 | 0.01 | 0 | 0 | 3.31 | 0.71
WY | C&I | Third Party | Sustained Duration | DRS.PX.WYC._.CI_.3 Party | DRW.PX.WYC._.CI_.3 Party | 4e-05 | 0.0002 |  | 20 | 4 | 20 | 4 | 259.2338 | 306.1361 | 0 | 0 | 0 | 0 | 0 | 0 | 0 | 0 | 0 | 0 | 0 | 0 | 0 | 0 | 0 | 0 | 0 | 0 | 0 | 0 | 0 | 0 | 0 | 0 | 0 | 0 | 0 | 0 | 0 | 0 | 0 | 0 | 0 | 0 | 0 | 0 | 0 | 0 | 0 | 0 | 0 | 0
WY | C&I | Water Heater - DLC | Sustained Duration | DRS.PX.WYC._.CI_.Water Heater - DLC | DRW.PX.WYC._.CI_.Water Heater - DLC | 6e-05 | 0.00018 |  | 18 | 6 | 18 | 6 | 295.1329 | 187.9525 | 0 | 0.21 | 0.16 | 0.08 | 0.04 | 0 | 0 | 0 | 0 | 0 | 0 | 0 | 0 | 0 | 0 | 0 | 0 | 0.01 | 0 | 0 | 0 | 0.31 | 0.26 | 0.19 | 0 | 0 | 0 | 0 | 0 | 0 | 0 | 0 | 0 | 0 | 0 | 0 | 0.01 | 0 | 0 | 0 | 0.5 | 0.77
WY | Irrigation | Irrigation DLC | Sustained Duration | DRS.PX.WYC._.IRR.Irrigation DLC |  | 4e-05 | 0.00052 | X | 52 | 4 | n/a | n/a | 58.6862 | 0 | 0 | 0.18 | 0.18 | 0.16 | 0.02 | 0 | 0.01 | 0 | 0 | 0 | 0.01 | 0 | 0.02 | 0 | 0 | 0 | 0 | 0.01 | 0 | 0 | 0 | 0 | 0 | 0 | 0 | 0 | 0 | 0 | 0 | 0 | 0 | 0 | 0 | 0 | 0 | 0 | 0 | 0 | 0 | 0 | 0.59 | 0 | No Winter Version

## Gen Nodes
Collection | Parent Name | Child Name | Collection | Parent Name | Child Name | Collection | Parent Name | Child Name | Parent Category | Child Category |  |  |  | Collection | Parent Name | Child Name | Parent Category | Child Category |  |  |  | No Changes from 21 IRP
Generator.Nodes | DRS.PX.GOE._.CI_.3 Party | Goshen | Generator.Nodes | DRW.PX.GOE._.CI_.3 Party | Goshen | Generator.Nodes | DRS.PX.GOE._.CI_.3 Party | Goshen | New DSM DR Summer | Load Nodes | TRUE | TRUE | TRUE | Generator.Nodes | DRW.PX.GOE._.CI_.3 Party | Goshen | New DSM DR Winter | Load Nodes | TRUE | TRUE | TRUE
Generator.Nodes | DRS.PX.GOE._.CI_.Battery DLC | Goshen | Generator.Nodes | DRW.PX.GOE._.CI_.Battery DLC | Goshen | Generator.Nodes | DRS.PX.GOE._.CI_.Battery DLC | Goshen | New DSM DR Summer | Load Nodes | TRUE | TRUE | TRUE | Generator.Nodes | DRW.PX.GOE._.CI_.Battery DLC | Goshen | New DSM DR Winter | Load Nodes | TRUE | TRUE | TRUE
Generator.Nodes | DRS.PX.GOE._.CI_.Grid Interactive Water Htr | Goshen | Generator.Nodes | DRW.PX.GOE._.CI_.Grid Interactive Water Htr | Goshen | Generator.Nodes | DRS.PX.GOE._.CI_.Grid Interactive Water Htr | Goshen | New DSM DR Summer | Load Nodes | TRUE | TRUE | TRUE | Generator.Nodes | DRW.PX.GOE._.CI_.Grid Interactive Water Htr | Goshen | New DSM DR Winter | Load Nodes | TRUE | TRUE | TRUE
Generator.Nodes | DRS.PX.GOE._.CI_.HVAC - DLC | Goshen | Generator.Nodes | DRW.PX.GOE._.CI_.HVAC - DLC | Goshen | Generator.Nodes | DRS.PX.GOE._.CI_.HVAC - DLC | Goshen | New DSM DR Summer | Load Nodes | TRUE | TRUE | TRUE | Generator.Nodes | DRW.PX.GOE._.CI_.HVAC - DLC | Goshen | New DSM DR Winter | Load Nodes | TRUE | TRUE | TRUE
Generator.Nodes | DRS.PX.GOE._.CI_.Pool Pump - DLC | Goshen | Generator.Nodes | DRW.PX.GOE._.CI_.Pool Pump - DLC | Goshen | Generator.Nodes | DRS.PX.GOE._.CI_.Pool Pump - DLC | Goshen | New DSM DR Summer | Load Nodes | TRUE | TRUE | TRUE | Generator.Nodes | DRW.PX.GOE._.CI_.Pool Pump - DLC | Goshen | New DSM DR Winter | Load Nodes | TRUE | TRUE | TRUE
Generator.Nodes | DRS.PX.GOE._.CI_.Smart Thermostats | Goshen | Generator.Nodes | DRW.PX.GOE._.CI_.Smart Thermostats | Goshen | Generator.Nodes | DRS.PX.GOE._.CI_.Smart Thermostats | Goshen | New DSM DR Summer | Load Nodes | TRUE | TRUE | TRUE | Generator.Nodes | DRW.PX.GOE._.CI_.Smart Thermostats | Goshen | New DSM DR Winter | Load Nodes | TRUE | TRUE | TRUE
Generator.Nodes | DRS.PX.GOE._.CI_.Water Heater - DLC | Goshen | Generator.Nodes | DRW.PX.GOE._.CI_.Water Heater - DLC | Goshen | Generator.Nodes | DRS.PX.GOE._.CI_.Water Heater - DLC | Goshen | New DSM DR Summer | Load Nodes | TRUE | TRUE | TRUE | Generator.Nodes | DRW.PX.GOE._.CI_.Water Heater - DLC | Goshen | New DSM DR Winter | Load Nodes | TRUE | TRUE | TRUE
Generator.Nodes | DRS.PX.GOE._.IRR.Irrigation DLC | Goshen | Generator.Nodes | DRW.PX.GOE._.RES.Battery DLC | Goshen | Generator.Nodes | DRS.PX.GOE._.IRR.Irrigation DLC | Goshen | New DSM DR Summer | Load Nodes | TRUE | TRUE | TRUE | Generator.Nodes | DRW.PX.GOE._.RES.Battery DLC | Goshen | New DSM DR Winter | Load Nodes | TRUE | TRUE | TRUE
Generator.Nodes | DRS.PX.GOE._.RES.Battery DLC | Goshen | Generator.Nodes | DRW.PX.GOE._.RES.EV DLC | Goshen | Generator.Nodes | DRS.PX.GOE._.RES.Battery DLC | Goshen | New DSM DR Summer | Load Nodes | TRUE | TRUE | TRUE | Generator.Nodes | DRW.PX.GOE._.RES.EV DLC | Goshen | New DSM DR Winter | Load Nodes | TRUE | TRUE | TRUE
Generator.Nodes | DRS.PX.GOE._.RES.EV DLC | Goshen | Generator.Nodes | DRW.PX.GOE._.RES.Grid Interactive Water Htr | Goshen | Generator.Nodes | DRS.PX.GOE._.RES.EV DLC | Goshen | New DSM DR Summer | Load Nodes | TRUE | TRUE | TRUE | Generator.Nodes | DRW.PX.GOE._.RES.Grid Interactive Water Htr | Goshen | New DSM DR Winter | Load Nodes | TRUE | TRUE | TRUE
Generator.Nodes | DRS.PX.GOE._.RES.Grid Interactive Water Htr | Goshen | Generator.Nodes | DRW.PX.GOE._.RES.Home Energy Mgmt Sys | Goshen | Generator.Nodes | DRS.PX.GOE._.RES.Grid Interactive Water Htr | Goshen | New DSM DR Summer | Load Nodes | TRUE | TRUE | TRUE | Generator.Nodes | DRW.PX.GOE._.RES.Home Energy Mgmt Sys | Goshen | New DSM DR Winter | Load Nodes | TRUE | TRUE | TRUE
Generator.Nodes | DRS.PX.GOE._.RES.Home Energy Mgmt Sys | Goshen | Generator.Nodes | DRW.PX.GOE._.RES.HVAC - DLC | Goshen | Generator.Nodes | DRS.PX.GOE._.RES.Home Energy Mgmt Sys | Goshen | New DSM DR Summer | Load Nodes | TRUE | TRUE | TRUE | Generator.Nodes | DRW.PX.GOE._.RES.HVAC - DLC | Goshen | New DSM DR Winter | Load Nodes | TRUE | TRUE | TRUE
Generator.Nodes | DRS.PX.GOE._.RES.HVAC - DLC | Goshen | Generator.Nodes | DRW.PX.GOE._.RES.Pool Pump - DLC | Goshen | Generator.Nodes | DRS.PX.GOE._.RES.HVAC - DLC | Goshen | New DSM DR Summer | Load Nodes | TRUE | TRUE | TRUE | Generator.Nodes | DRW.PX.GOE._.RES.Pool Pump - DLC | Goshen | New DSM DR Winter | Load Nodes | TRUE | TRUE | TRUE
Generator.Nodes | DRS.PX.GOE._.RES.Pool Pump - DLC | Goshen | Generator.Nodes | DRW.PX.GOE._.RES.Water Heater - DLC | Goshen | Generator.Nodes | DRS.PX.GOE._.RES.Pool Pump - DLC | Goshen | New DSM DR Summer | Load Nodes | TRUE | TRUE | TRUE | Generator.Nodes | DRW.PX.GOE._.RES.Water Heater - DLC | Goshen | New DSM DR Winter | Load Nodes | TRUE | TRUE | TRUE
Generator.Nodes | DRS.PX.GOE._.RES.Water Heater - DLC | Goshen | Generator.Nodes | DRW.PX.NCA._.CI_.3 Party | Southern OR - CA | Generator.Nodes | DRS.PX.GOE._.RES.Water Heater - DLC | Goshen | New DSM DR Summer | Load Nodes | TRUE | TRUE | TRUE | Generator.Nodes | DRW.PX.NCA._.CI_.3 Party | Southern OR - CA | New DSM DR Winter | Load Nodes | TRUE | TRUE | TRUE
Generator.Nodes | DRS.PX.NCA._.CI_.3 Party | Southern OR - CA | Generator.Nodes | DRW.PX.NCA._.CI_.Battery DLC | Southern OR - CA | Generator.Nodes | DRS.PX.NCA._.CI_.3 Party | Southern OR - CA | New DSM DR Summer | Load Nodes | TRUE | TRUE | TRUE | Generator.Nodes | DRW.PX.NCA._.CI_.Battery DLC | Southern OR - CA | New DSM DR Winter | Load Nodes | TRUE | TRUE | TRUE
Generator.Nodes | DRS.PX.NCA._.CI_.Battery DLC | Southern OR - CA | Generator.Nodes | DRW.PX.NCA._.CI_.Grid Interactive Water Htr | Southern OR - CA | Generator.Nodes | DRS.PX.NCA._.CI_.Battery DLC | Southern OR - CA | New DSM DR Summer | Load Nodes | TRUE | TRUE | TRUE | Generator.Nodes | DRW.PX.NCA._.CI_.Grid Interactive Water Htr | Southern OR - CA | New DSM DR Winter | Load Nodes | TRUE | TRUE | TRUE
Generator.Nodes | DRS.PX.NCA._.CI_.Grid Interactive Water Htr | Southern OR - CA | Generator.Nodes | DRW.PX.NCA._.CI_.HVAC - DLC | Southern OR - CA | Generator.Nodes | DRS.PX.NCA._.CI_.Grid Interactive Water Htr | Southern OR - CA | New DSM DR Summer | Load Nodes | TRUE | TRUE | TRUE | Generator.Nodes | DRW.PX.NCA._.CI_.HVAC - DLC | Southern OR - CA | New DSM DR Winter | Load Nodes | TRUE | TRUE | TRUE
Generator.Nodes | DRS.PX.NCA._.CI_.HVAC - DLC | Southern OR - CA | Generator.Nodes | DRW.PX.NCA._.CI_.Pool Pump - DLC | Southern OR - CA | Generator.Nodes | DRS.PX.NCA._.CI_.HVAC - DLC | Southern OR - CA | New DSM DR Summer | Load Nodes | TRUE | TRUE | TRUE | Generator.Nodes | DRW.PX.NCA._.CI_.Pool Pump - DLC | Southern OR - CA | New DSM DR Winter | Load Nodes | TRUE | TRUE | TRUE
Generator.Nodes | DRS.PX.NCA._.CI_.Pool Pump - DLC | Southern OR - CA | Generator.Nodes | DRW.PX.NCA._.CI_.Smart Thermostats | Southern OR - CA | Generator.Nodes | DRS.PX.NCA._.CI_.Pool Pump - DLC | Southern OR - CA | New DSM DR Summer | Load Nodes | TRUE | TRUE | TRUE | Generator.Nodes | DRW.PX.NCA._.CI_.Smart Thermostats | Southern OR - CA | New DSM DR Winter | Load Nodes | TRUE | TRUE | TRUE
Generator.Nodes | DRS.PX.NCA._.CI_.Smart Thermostats | Southern OR - CA | Generator.Nodes | DRW.PX.NCA._.CI_.Water Heater - DLC | Southern OR - CA | Generator.Nodes | DRS.PX.NCA._.CI_.Smart Thermostats | Southern OR - CA | New DSM DR Summer | Load Nodes | TRUE | TRUE | TRUE | Generator.Nodes | DRW.PX.NCA._.CI_.Water Heater - DLC | Southern OR - CA | New DSM DR Winter | Load Nodes | TRUE | TRUE | TRUE
Generator.Nodes | DRS.PX.NCA._.CI_.Water Heater - DLC | Southern OR - CA | Generator.Nodes | DRW.PX.NCA._.RES.Battery DLC | Southern OR - CA | Generator.Nodes | DRS.PX.NCA._.CI_.Water Heater - DLC | Southern OR - CA | New DSM DR Summer | Load Nodes | TRUE | TRUE | TRUE | Generator.Nodes | DRW.PX.NCA._.RES.Battery DLC | Southern OR - CA | New DSM DR Winter | Load Nodes | TRUE | TRUE | TRUE
Generator.Nodes | DRS.PX.NCA._.IRR.Irrigation DLC | Southern OR - CA | Generator.Nodes | DRW.PX.NCA._.RES.EV DLC | Southern OR - CA | Generator.Nodes | DRS.PX.NCA._.IRR.Irrigation DLC | Southern OR - CA | New DSM DR Summer | Load Nodes | TRUE | TRUE | TRUE | Generator.Nodes | DRW.PX.NCA._.RES.EV DLC | Southern OR - CA | New DSM DR Winter | Load Nodes | TRUE | TRUE | TRUE
Generator.Nodes | DRS.PX.NCA._.RES.Battery DLC | Southern OR - CA | Generator.Nodes | DRW.PX.NCA._.RES.Grid Interactive Water Htr | Southern OR - CA | Generator.Nodes | DRS.PX.NCA._.RES.Battery DLC | Southern OR - CA | New DSM DR Summer | Load Nodes | TRUE | TRUE | TRUE | Generator.Nodes | DRW.PX.NCA._.RES.Grid Interactive Water Htr | Southern OR - CA | New DSM DR Winter | Load Nodes | TRUE | TRUE | TRUE
Generator.Nodes | DRS.PX.NCA._.RES.EV DLC | Southern OR - CA | Generator.Nodes | DRW.PX.NCA._.RES.Home Energy Mgmt Sys | Southern OR - CA | Generator.Nodes | DRS.PX.NCA._.RES.EV DLC | Southern OR - CA | New DSM DR Summer | Load Nodes | TRUE | TRUE | TRUE | Generator.Nodes | DRW.PX.NCA._.RES.Home Energy Mgmt Sys | Southern OR - CA | New DSM DR Winter | Load Nodes | TRUE | TRUE | TRUE
Generator.Nodes | DRS.PX.NCA._.RES.Grid Interactive Water Htr | Southern OR - CA | Generator.Nodes | DRW.PX.NCA._.RES.HVAC - DLC | Southern OR - CA | Generator.Nodes | DRS.PX.NCA._.RES.Grid Interactive Water Htr | Southern OR - CA | New DSM DR Summer | Load Nodes | TRUE | TRUE | TRUE | Generator.Nodes | DRW.PX.NCA._.RES.HVAC - DLC | Southern OR - CA | New DSM DR Winter | Load Nodes | TRUE | TRUE | TRUE
Generator.Nodes | DRS.PX.NCA._.RES.Home Energy Mgmt Sys | Southern OR - CA | Generator.Nodes | DRW.PX.NCA._.RES.Pool Pump - DLC | Southern OR - CA | Generator.Nodes | DRS.PX.NCA._.RES.Home Energy Mgmt Sys | Southern OR - CA | New DSM DR Summer | Load Nodes | TRUE | TRUE | TRUE | Generator.Nodes | DRW.PX.NCA._.RES.Pool Pump - DLC | Southern OR - CA | New DSM DR Winter | Load Nodes | TRUE | TRUE | TRUE
Generator.Nodes | DRS.PX.NCA._.RES.HVAC - DLC | Southern OR - CA | Generator.Nodes | DRW.PX.NCA._.RES.Smart Thermostats | Southern OR - CA | Generator.Nodes | DRS.PX.NCA._.RES.HVAC - DLC | Southern OR - CA | New DSM DR Summer | Load Nodes | TRUE | TRUE | TRUE | Generator.Nodes | DRW.PX.NCA._.RES.Smart Thermostats | Southern OR - CA | New DSM DR Winter | Load Nodes | TRUE | TRUE | TRUE
Generator.Nodes | DRS.PX.NCA._.RES.Pool Pump - DLC | Southern OR - CA | Generator.Nodes | DRW.PX.NCA._.RES.Water Heater - DLC | Southern OR - CA | Generator.Nodes | DRS.PX.NCA._.RES.Pool Pump - DLC | Southern OR - CA | New DSM DR Summer | Load Nodes | TRUE | TRUE | TRUE | Generator.Nodes | DRW.PX.NCA._.RES.Water Heater - DLC | Southern OR - CA | New DSM DR Winter | Load Nodes | TRUE | TRUE | TRUE
Generator.Nodes | DRS.PX.NCA._.RES.Smart Thermostats | Southern OR - CA | Generator.Nodes | DRW.PX.SOR._.CI_.3 Party | Southern OR | Generator.Nodes | DRS.PX.NCA._.RES.Smart Thermostats | Southern OR - CA | New DSM DR Summer | Load Nodes | TRUE | TRUE | TRUE | Generator.Nodes | DRW.PX.SOR._.CI_.3 Party | Southern OR | New DSM DR Winter | Load Nodes | TRUE | TRUE | TRUE
Generator.Nodes | DRS.PX.NCA._.RES.Water Heater - DLC | Southern OR - CA | Generator.Nodes | DRW.PX.SOR._.CI_.Battery DLC | Southern OR | Generator.Nodes | DRS.PX.NCA._.RES.Water Heater - DLC | Southern OR - CA | New DSM DR Summer | Load Nodes | TRUE | TRUE | TRUE | Generator.Nodes | DRW.PX.SOR._.CI_.Battery DLC | Southern OR | New DSM DR Winter | Load Nodes | TRUE | TRUE | TRUE
Generator.Nodes | DRS.PX.SOR._.CI_.3 Party | Southern OR | Generator.Nodes | DRW.PX.SOR._.CI_.Grid Interactive Water Htr | Southern OR | Generator.Nodes | DRS.PX.SOR._.CI_.3 Party | Southern OR | New DSM DR Summer | Load Nodes | TRUE | TRUE | TRUE | Generator.Nodes | DRW.PX.SOR._.CI_.Grid Interactive Water Htr | Southern OR | New DSM DR Winter | Load Nodes | TRUE | TRUE | TRUE
Generator.Nodes | DRS.PX.SOR._.CI_.Battery DLC | Southern OR | Generator.Nodes | DRW.PX.SOR._.CI_.HVAC - DLC | Southern OR | Generator.Nodes | DRS.PX.SOR._.CI_.Battery DLC | Southern OR | New DSM DR Summer | Load Nodes | TRUE | TRUE | TRUE | Generator.Nodes | DRW.PX.SOR._.CI_.HVAC - DLC | Southern OR | New DSM DR Winter | Load Nodes | TRUE | TRUE | TRUE
Generator.Nodes | DRS.PX.SOR._.CI_.Grid Interactive Water Htr | Southern OR | Generator.Nodes | DRW.PX.SOR._.CI_.Pool Pump - DLC | Southern OR | Generator.Nodes | DRS.PX.SOR._.CI_.Grid Interactive Water Htr | Southern OR | New DSM DR Summer | Load Nodes | TRUE | TRUE | TRUE | Generator.Nodes | DRW.PX.SOR._.CI_.Pool Pump - DLC | Southern OR | New DSM DR Winter | Load Nodes | TRUE | TRUE | TRUE
Generator.Nodes | DRS.PX.SOR._.CI_.HVAC - DLC | Southern OR | Generator.Nodes | DRW.PX.SOR._.CI_.Smart Thermostats | Southern OR | Generator.Nodes | DRS.PX.SOR._.CI_.HVAC - DLC | Southern OR | New DSM DR Summer | Load Nodes | TRUE | TRUE | TRUE | Generator.Nodes | DRW.PX.SOR._.CI_.Smart Thermostats | Southern OR | New DSM DR Winter | Load Nodes | TRUE | TRUE | TRUE
Generator.Nodes | DRS.PX.SOR._.CI_.Pool Pump - DLC | Southern OR | Generator.Nodes | DRW.PX.SOR._.CI_.Water Heater - DLC | Southern OR | Generator.Nodes | DRS.PX.SOR._.CI_.Pool Pump - DLC | Southern OR | New DSM DR Summer | Load Nodes | TRUE | TRUE | TRUE | Generator.Nodes | DRW.PX.SOR._.CI_.Water Heater - DLC | Southern OR | New DSM DR Winter | Load Nodes | TRUE | TRUE | TRUE
Generator.Nodes | DRS.PX.SOR._.CI_.Smart Thermostats | Southern OR | Generator.Nodes | DRW.PX.SOR._.RES.Battery DLC | Southern OR | Generator.Nodes | DRS.PX.SOR._.CI_.Smart Thermostats | Southern OR | New DSM DR Summer | Load Nodes | TRUE | TRUE | TRUE | Generator.Nodes | DRW.PX.SOR._.RES.Battery DLC | Southern OR | New DSM DR Winter | Load Nodes | TRUE | TRUE | TRUE
Generator.Nodes | DRS.PX.SOR._.CI_.Water Heater - DLC | Southern OR | Generator.Nodes | DRW.PX.SOR._.RES.EV DLC | Southern OR | Generator.Nodes | DRS.PX.SOR._.CI_.Water Heater - DLC | Southern OR | New DSM DR Summer | Load Nodes | TRUE | TRUE | TRUE | Generator.Nodes | DRW.PX.SOR._.RES.EV DLC | Southern OR | New DSM DR Winter | Load Nodes | TRUE | TRUE | TRUE
Generator.Nodes | DRS.PX.SOR._.IRR.Irrigation DLC | Southern OR | Generator.Nodes | DRW.PX.SOR._.RES.Grid Interactive Water Htr | Southern OR | Generator.Nodes | DRS.PX.SOR._.IRR.Irrigation DLC | Southern OR | New DSM DR Summer | Load Nodes | TRUE | TRUE | TRUE | Generator.Nodes | DRW.PX.SOR._.RES.Grid Interactive Water Htr | Southern OR | New DSM DR Winter | Load Nodes | TRUE | TRUE | TRUE
Generator.Nodes | DRS.PX.SOR._.RES.Battery DLC | Southern OR | Generator.Nodes | DRW.PX.SOR._.RES.Home Energy Mgmt Sys | Southern OR | Generator.Nodes | DRS.PX.SOR._.RES.Battery DLC | Southern OR | New DSM DR Summer | Load Nodes | TRUE | TRUE | TRUE | Generator.Nodes | DRW.PX.SOR._.RES.Home Energy Mgmt Sys | Southern OR | New DSM DR Winter | Load Nodes | TRUE | TRUE | TRUE
Generator.Nodes | DRS.PX.SOR._.RES.EV DLC | Southern OR | Generator.Nodes | DRW.PX.SOR._.RES.HVAC - DLC | Southern OR | Generator.Nodes | DRS.PX.SOR._.RES.EV DLC | Southern OR | New DSM DR Summer | Load Nodes | TRUE | TRUE | TRUE | Generator.Nodes | DRW.PX.SOR._.RES.HVAC - DLC | Southern OR | New DSM DR Winter | Load Nodes | TRUE | TRUE | TRUE
Generator.Nodes | DRS.PX.SOR._.RES.Grid Interactive Water Htr | Southern OR | Generator.Nodes | DRW.PX.SOR._.RES.Pool Pump - DLC | Southern OR | Generator.Nodes | DRS.PX.SOR._.RES.Grid Interactive Water Htr | Southern OR | New DSM DR Summer | Load Nodes | TRUE | TRUE | TRUE | Generator.Nodes | DRW.PX.SOR._.RES.Pool Pump - DLC | Southern OR | New DSM DR Winter | Load Nodes | TRUE | TRUE | TRUE
Generator.Nodes | DRS.PX.SOR._.RES.Home Energy Mgmt Sys | Southern OR | Generator.Nodes | DRW.PX.SOR._.RES.Smart Thermostats | Southern OR | Generator.Nodes | DRS.PX.SOR._.RES.Home Energy Mgmt Sys | Southern OR | New DSM DR Summer | Load Nodes | TRUE | TRUE | TRUE | Generator.Nodes | DRW.PX.SOR._.RES.Smart Thermostats | Southern OR | New DSM DR Winter | Load Nodes | TRUE | TRUE | TRUE
Generator.Nodes | DRS.PX.SOR._.RES.HVAC - DLC | Southern OR | Generator.Nodes | DRW.PX.SOR._.RES.Water Heater - DLC | Southern OR | Generator.Nodes | DRS.PX.SOR._.RES.HVAC - DLC | Southern OR | New DSM DR Summer | Load Nodes | TRUE | TRUE | TRUE | Generator.Nodes | DRW.PX.SOR._.RES.Water Heater - DLC | Southern OR | New DSM DR Winter | Load Nodes | TRUE | TRUE | TRUE
Generator.Nodes | DRS.PX.SOR._.RES.Pool Pump - DLC | Southern OR | Generator.Nodes | DRW.PX.UTN._.CI_.3 Party | Utah North | Generator.Nodes | DRS.PX.SOR._.RES.Pool Pump - DLC | Southern OR | New DSM DR Summer | Load Nodes | TRUE | TRUE | TRUE | Generator.Nodes | DRW.PX.UTN._.CI_.3 Party | Utah North | New DSM DR Winter | Load Nodes | TRUE | TRUE | TRUE
Generator.Nodes | DRS.PX.SOR._.RES.Smart Thermostats | Southern OR | Generator.Nodes | DRW.PX.UTN._.CI_.Battery DLC | Utah North | Generator.Nodes | DRS.PX.SOR._.RES.Smart Thermostats | Southern OR | New DSM DR Summer | Load Nodes | TRUE | TRUE | TRUE | Generator.Nodes | DRW.PX.UTN._.CI_.Battery DLC | Utah North | New DSM DR Winter | Load Nodes | TRUE | TRUE | TRUE
Generator.Nodes | DRS.PX.SOR._.RES.Water Heater - DLC | Southern OR | Generator.Nodes | DRW.PX.UTN._.CI_.Grid Interactive Water Htr | Utah North | Generator.Nodes | DRS.PX.SOR._.RES.Water Heater - DLC | Southern OR | New DSM DR Summer | Load Nodes | TRUE | TRUE | TRUE | Generator.Nodes | DRW.PX.UTN._.CI_.Grid Interactive Water Htr | Utah North | New DSM DR Winter | Load Nodes | TRUE | TRUE | TRUE
Generator.Nodes | DRS.PX.UTN._.CI_.3 Party | Utah North | Generator.Nodes | DRW.PX.UTN._.CI_.HVAC - DLC | Utah North | Generator.Nodes | DRS.PX.UTN._.CI_.3 Party | Utah North | New DSM DR Summer | Load Nodes | TRUE | TRUE | TRUE | Generator.Nodes | DRW.PX.UTN._.CI_.HVAC - DLC | Utah North | New DSM DR Winter | Load Nodes | TRUE | TRUE | TRUE
Generator.Nodes | DRS.PX.UTN._.CI_.Battery DLC | Utah North | Generator.Nodes | DRW.PX.UTN._.CI_.Pool Pump - DLC | Utah North | Generator.Nodes | DRS.PX.UTN._.CI_.Battery DLC | Utah North | New DSM DR Summer | Load Nodes | TRUE | TRUE | TRUE | Generator.Nodes | DRW.PX.UTN._.CI_.Pool Pump - DLC | Utah North | New DSM DR Winter | Load Nodes | TRUE | TRUE | TRUE
Generator.Nodes | DRS.PX.UTN._.CI_.Grid Interactive Water Htr | Utah North | Generator.Nodes | DRW.PX.UTN._.CI_.Smart Thermostats | Utah North | Generator.Nodes | DRS.PX.UTN._.CI_.Grid Interactive Water Htr | Utah North | New DSM DR Summer | Load Nodes | TRUE | TRUE | TRUE | Generator.Nodes | DRW.PX.UTN._.CI_.Smart Thermostats | Utah North | New DSM DR Winter | Load Nodes | TRUE | TRUE | TRUE
Generator.Nodes | DRS.PX.UTN._.CI_.HVAC - DLC | Utah North | Generator.Nodes | DRW.PX.UTN._.CI_.Water Heater - DLC | Utah North | Generator.Nodes | DRS.PX.UTN._.CI_.HVAC - DLC | Utah North | New DSM DR Summer | Load Nodes | TRUE | TRUE | TRUE | Generator.Nodes | DRW.PX.UTN._.CI_.Water Heater - DLC | Utah North | New DSM DR Winter | Load Nodes | TRUE | TRUE | TRUE
Generator.Nodes | DRS.PX.UTN._.CI_.Pool Pump - DLC | Utah North | Generator.Nodes | DRW.PX.UTN._.RES.Battery DLC | Utah North | Generator.Nodes | DRS.PX.UTN._.CI_.Pool Pump - DLC | Utah North | New DSM DR Summer | Load Nodes | TRUE | TRUE | TRUE | Generator.Nodes | DRW.PX.UTN._.RES.Battery DLC | Utah North | New DSM DR Winter | Load Nodes | TRUE | TRUE | TRUE
Generator.Nodes | DRS.PX.UTN._.CI_.Smart Thermostats | Utah North | Generator.Nodes | DRW.PX.UTN._.RES.EV DLC | Utah North | Generator.Nodes | DRS.PX.UTN._.CI_.Smart Thermostats | Utah North | New DSM DR Summer | Load Nodes | TRUE | TRUE | TRUE | Generator.Nodes | DRW.PX.UTN._.RES.EV DLC | Utah North | New DSM DR Winter | Load Nodes | TRUE | TRUE | TRUE
Generator.Nodes | DRS.PX.UTN._.CI_.Water Heater - DLC | Utah North | Generator.Nodes | DRW.PX.UTN._.RES.Grid Interactive Water Htr | Utah North | Generator.Nodes | DRS.PX.UTN._.CI_.Water Heater - DLC | Utah North | New DSM DR Summer | Load Nodes | TRUE | TRUE | TRUE | Generator.Nodes | DRW.PX.UTN._.RES.Grid Interactive Water Htr | Utah North | New DSM DR Winter | Load Nodes | TRUE | TRUE | TRUE
Generator.Nodes | DRS.PX.UTN._.IRR.Irrigation DLC | Utah North | Generator.Nodes | DRW.PX.UTN._.RES.Home Energy Mgmt Sys | Utah North | Generator.Nodes | DRS.PX.UTN._.IRR.Irrigation DLC | Utah North | New DSM DR Summer | Load Nodes | TRUE | TRUE | TRUE | Generator.Nodes | DRW.PX.UTN._.RES.Home Energy Mgmt Sys | Utah North | New DSM DR Winter | Load Nodes | TRUE | TRUE | TRUE
Generator.Nodes | DRS.PX.UTN._.RES.Battery DLC | Utah North | Generator.Nodes | DRW.PX.UTN._.RES.HVAC - DLC | Utah North | Generator.Nodes | DRS.PX.UTN._.RES.Battery DLC | Utah North | New DSM DR Summer | Load Nodes | TRUE | TRUE | TRUE | Generator.Nodes | DRW.PX.UTN._.RES.HVAC - DLC | Utah North | New DSM DR Winter | Load Nodes | TRUE | TRUE | TRUE
Generator.Nodes | DRS.PX.UTN._.RES.EV DLC | Utah North | Generator.Nodes | DRW.PX.UTN._.RES.Pool Pump - DLC | Utah North | Generator.Nodes | DRS.PX.UTN._.RES.EV DLC | Utah North | New DSM DR Summer | Load Nodes | TRUE | TRUE | TRUE | Generator.Nodes | DRW.PX.UTN._.RES.Pool Pump - DLC | Utah North | New DSM DR Winter | Load Nodes | TRUE | TRUE | TRUE
Generator.Nodes | DRS.PX.UTN._.RES.Grid Interactive Water Htr | Utah North | Generator.Nodes | DRW.PX.UTN._.RES.Water Heater - DLC | Utah North | Generator.Nodes | DRS.PX.UTN._.RES.Grid Interactive Water Htr | Utah North | New DSM DR Summer | Load Nodes | TRUE | TRUE | TRUE | Generator.Nodes | DRW.PX.UTN._.RES.Water Heater - DLC | Utah North | New DSM DR Winter | Load Nodes | TRUE | TRUE | TRUE
Generator.Nodes | DRS.PX.UTN._.RES.Home Energy Mgmt Sys | Utah North | Generator.Nodes | DRW.PX.WYC._.CI_.3 Party | Wyoming Central | Generator.Nodes | DRS.PX.UTN._.RES.Home Energy Mgmt Sys | Utah North | New DSM DR Summer | Load Nodes | TRUE | TRUE | TRUE | Generator.Nodes | DRW.PX.WYC._.CI_.3 Party | Wyoming Central | New DSM DR Winter | Load Nodes | TRUE | TRUE | TRUE
Generator.Nodes | DRS.PX.UTN._.RES.HVAC - DLC | Utah North | Generator.Nodes | DRW.PX.WYC._.CI_.Battery DLC | Wyoming Central | Generator.Nodes | DRS.PX.UTN._.RES.HVAC - DLC | Utah North | New DSM DR Summer | Load Nodes | TRUE | TRUE | TRUE | Generator.Nodes | DRW.PX.WYC._.CI_.Battery DLC | Wyoming Central | New DSM DR Winter | Load Nodes | TRUE | TRUE | TRUE
Generator.Nodes | DRS.PX.UTN._.RES.Pool Pump - DLC | Utah North | Generator.Nodes | DRW.PX.WYC._.CI_.Grid Interactive Water Htr | Wyoming Central | Generator.Nodes | DRS.PX.UTN._.RES.Pool Pump - DLC | Utah North | New DSM DR Summer | Load Nodes | TRUE | TRUE | TRUE | Generator.Nodes | DRW.PX.WYC._.CI_.Grid Interactive Water Htr | Wyoming Central | New DSM DR Winter | Load Nodes | TRUE | TRUE | TRUE
Generator.Nodes | DRS.PX.UTN._.RES.Water Heater - DLC | Utah North | Generator.Nodes | DRW.PX.WYC._.CI_.HVAC - DLC | Wyoming Central | Generator.Nodes | DRS.PX.UTN._.RES.Water Heater - DLC | Utah North | New DSM DR Summer | Load Nodes | TRUE | TRUE | TRUE | Generator.Nodes | DRW.PX.WYC._.CI_.HVAC - DLC | Wyoming Central | New DSM DR Winter | Load Nodes | TRUE | TRUE | TRUE
Generator.Nodes | DRS.PX.WYC._.CI_.3 Party | Wyoming Central | Generator.Nodes | DRW.PX.WYC._.CI_.Pool Pump - DLC | Wyoming Central | Generator.Nodes | DRS.PX.WYC._.CI_.3 Party | Wyoming Central | New DSM DR Summer | Load Nodes | TRUE | TRUE | TRUE | Generator.Nodes | DRW.PX.WYC._.CI_.Pool Pump - DLC | Wyoming Central | New DSM DR Winter | Load Nodes | TRUE | TRUE | TRUE
Generator.Nodes | DRS.PX.WYC._.CI_.Battery DLC | Wyoming Central | Generator.Nodes | DRW.PX.WYC._.CI_.Smart Thermostats | Wyoming Central | Generator.Nodes | DRS.PX.WYC._.CI_.Battery DLC | Wyoming Central | New DSM DR Summer | Load Nodes | TRUE | TRUE | TRUE | Generator.Nodes | DRW.PX.WYC._.CI_.Smart Thermostats | Wyoming Central | New DSM DR Winter | Load Nodes | TRUE | TRUE | TRUE
Generator.Nodes | DRS.PX.WYC._.CI_.Grid Interactive Water Htr | Wyoming Central | Generator.Nodes | DRW.PX.WYC._.CI_.Water Heater - DLC | Wyoming Central | Generator.Nodes | DRS.PX.WYC._.CI_.Grid Interactive Water Htr | Wyoming Central | New DSM DR Summer | Load Nodes | TRUE | TRUE | TRUE | Generator.Nodes | DRW.PX.WYC._.CI_.Water Heater - DLC | Wyoming Central | New DSM DR Winter | Load Nodes | TRUE | TRUE | TRUE
Generator.Nodes | DRS.PX.WYC._.CI_.HVAC - DLC | Wyoming Central | Generator.Nodes | DRW.PX.WYC._.RES.Battery DLC | Wyoming Central | Generator.Nodes | DRS.PX.WYC._.CI_.HVAC - DLC | Wyoming Central | New DSM DR Summer | Load Nodes | TRUE | TRUE | TRUE | Generator.Nodes | DRW.PX.WYC._.RES.Battery DLC | Wyoming Central | New DSM DR Winter | Load Nodes | TRUE | TRUE | TRUE
Generator.Nodes | DRS.PX.WYC._.CI_.Pool Pump - DLC | Wyoming Central | Generator.Nodes | DRW.PX.WYC._.RES.EV DLC | Wyoming Central | Generator.Nodes | DRS.PX.WYC._.CI_.Pool Pump - DLC | Wyoming Central | New DSM DR Summer | Load Nodes | TRUE | TRUE | TRUE | Generator.Nodes | DRW.PX.WYC._.RES.EV DLC | Wyoming Central | New DSM DR Winter | Load Nodes | TRUE | TRUE | TRUE
Generator.Nodes | DRS.PX.WYC._.CI_.Smart Thermostats | Wyoming Central | Generator.Nodes | DRW.PX.WYC._.RES.Grid Interactive Water Htr | Wyoming Central | Generator.Nodes | DRS.PX.WYC._.CI_.Smart Thermostats | Wyoming Central | New DSM DR Summer | Load Nodes | TRUE | TRUE | TRUE | Generator.Nodes | DRW.PX.WYC._.RES.Grid Interactive Water Htr | Wyoming Central | New DSM DR Winter | Load Nodes | TRUE | TRUE | TRUE
Generator.Nodes | DRS.PX.WYC._.CI_.Water Heater - DLC | Wyoming Central | Generator.Nodes | DRW.PX.WYC._.RES.Home Energy Mgmt Sys | Wyoming Central | Generator.Nodes | DRS.PX.WYC._.CI_.Water Heater - DLC | Wyoming Central | New DSM DR Summer | Load Nodes | TRUE | TRUE | TRUE | Generator.Nodes | DRW.PX.WYC._.RES.Home Energy Mgmt Sys | Wyoming Central | New DSM DR Winter | Load Nodes | TRUE | TRUE | TRUE
Generator.Nodes | DRS.PX.WYC._.IRR.Irrigation DLC | Wyoming Central | Generator.Nodes | DRW.PX.WYC._.RES.HVAC - DLC | Wyoming Central | Generator.Nodes | DRS.PX.WYC._.IRR.Irrigation DLC | Wyoming Central | New DSM DR Summer | Load Nodes | TRUE | TRUE | TRUE | Generator.Nodes | DRW.PX.WYC._.RES.HVAC - DLC | Wyoming Central | New DSM DR Winter | Load Nodes | TRUE | TRUE | TRUE
Generator.Nodes | DRS.PX.WYC._.RES.Battery DLC | Wyoming Central | Generator.Nodes | DRW.PX.WYC._.RES.Pool Pump - DLC | Wyoming Central | Generator.Nodes | DRS.PX.WYC._.RES.Battery DLC | Wyoming Central | New DSM DR Summer | Load Nodes | TRUE | TRUE | TRUE | Generator.Nodes | DRW.PX.WYC._.RES.Pool Pump - DLC | Wyoming Central | New DSM DR Winter | Load Nodes | TRUE | TRUE | TRUE
Generator.Nodes | DRS.PX.WYC._.RES.EV DLC | Wyoming Central | Generator.Nodes | DRW.PX.WYC._.RES.Water Heater - DLC | Wyoming Central | Generator.Nodes | DRS.PX.WYC._.RES.EV DLC | Wyoming Central | New DSM DR Summer | Load Nodes | TRUE | TRUE | TRUE | Generator.Nodes | DRW.PX.WYC._.RES.Water Heater - DLC | Wyoming Central | New DSM DR Winter | Load Nodes | TRUE | TRUE | TRUE
Generator.Nodes | DRS.PX.WYC._.RES.Grid Interactive Water Htr | Wyoming Central | Generator.Nodes | DRW.PX.YAK._.CI_.3 Party | Yakima | Generator.Nodes | DRS.PX.WYC._.RES.Grid Interactive Water Htr | Wyoming Central | New DSM DR Summer | Load Nodes | TRUE | TRUE | TRUE | Generator.Nodes | DRW.PX.YAK._.CI_.3 Party | Yakima | New DSM DR Winter | Load Nodes | TRUE | TRUE | TRUE
Generator.Nodes | DRS.PX.WYC._.RES.Home Energy Mgmt Sys | Wyoming Central | Generator.Nodes | DRW.PX.YAK._.CI_.Battery DLC | Yakima | Generator.Nodes | DRS.PX.WYC._.RES.Home Energy Mgmt Sys | Wyoming Central | New DSM DR Summer | Load Nodes | TRUE | TRUE | TRUE | Generator.Nodes | DRW.PX.YAK._.CI_.Battery DLC | Yakima | New DSM DR Winter | Load Nodes | TRUE | TRUE | TRUE
Generator.Nodes | DRS.PX.WYC._.RES.HVAC - DLC | Wyoming Central | Generator.Nodes | DRW.PX.YAK._.CI_.Grid Interactive Water Htr | Yakima | Generator.Nodes | DRS.PX.WYC._.RES.HVAC - DLC | Wyoming Central | New DSM DR Summer | Load Nodes | TRUE | TRUE | TRUE | Generator.Nodes | DRW.PX.YAK._.CI_.Grid Interactive Water Htr | Yakima | New DSM DR Winter | Load Nodes | TRUE | TRUE | TRUE
Generator.Nodes | DRS.PX.WYC._.RES.Pool Pump - DLC | Wyoming Central | Generator.Nodes | DRW.PX.YAK._.CI_.HVAC - DLC | Yakima | Generator.Nodes | DRS.PX.WYC._.RES.Pool Pump - DLC | Wyoming Central | New DSM DR Summer | Load Nodes | TRUE | TRUE | TRUE | Generator.Nodes | DRW.PX.YAK._.CI_.HVAC - DLC | Yakima | New DSM DR Winter | Load Nodes | TRUE | TRUE | TRUE
Generator.Nodes | DRS.PX.WYC._.RES.Water Heater - DLC | Wyoming Central | Generator.Nodes | DRW.PX.YAK._.CI_.Pool Pump - DLC | Yakima | Generator.Nodes | DRS.PX.WYC._.RES.Water Heater - DLC | Wyoming Central | New DSM DR Summer | Load Nodes | TRUE | TRUE | TRUE | Generator.Nodes | DRW.PX.YAK._.CI_.Pool Pump - DLC | Yakima | New DSM DR Winter | Load Nodes | TRUE | TRUE | TRUE
Generator.Nodes | DRS.PX.YAK._.CI_.3 Party | Yakima | Generator.Nodes | DRW.PX.YAK._.CI_.Smart Thermostats | Yakima | Generator.Nodes | DRS.PX.YAK._.CI_.3 Party | Yakima | New DSM DR Summer | Load Nodes | TRUE | TRUE | TRUE | Generator.Nodes | DRW.PX.YAK._.CI_.Smart Thermostats | Yakima | New DSM DR Winter | Load Nodes | TRUE | TRUE | TRUE
Generator.Nodes | DRS.PX.YAK._.CI_.Battery DLC | Yakima | Generator.Nodes | DRW.PX.YAK._.CI_.Water Heater - DLC | Yakima | Generator.Nodes | DRS.PX.YAK._.CI_.Battery DLC | Yakima | New DSM DR Summer | Load Nodes | TRUE | TRUE | TRUE | Generator.Nodes | DRW.PX.YAK._.CI_.Water Heater - DLC | Yakima | New DSM DR Winter | Load Nodes | TRUE | TRUE | TRUE
Generator.Nodes | DRS.PX.YAK._.CI_.Grid Interactive Water Htr | Yakima | Generator.Nodes | DRW.PX.YAK._.RES.Battery DLC | Yakima | Generator.Nodes | DRS.PX.YAK._.CI_.Grid Interactive Water Htr | Yakima | New DSM DR Summer | Load Nodes | TRUE | TRUE | TRUE | Generator.Nodes | DRW.PX.YAK._.RES.Battery DLC | Yakima | New DSM DR Winter | Load Nodes | TRUE | TRUE | TRUE
Generator.Nodes | DRS.PX.YAK._.CI_.HVAC - DLC | Yakima | Generator.Nodes | DRW.PX.YAK._.RES.EV DLC | Yakima | Generator.Nodes | DRS.PX.YAK._.CI_.HVAC - DLC | Yakima | New DSM DR Summer | Load Nodes | TRUE | TRUE | TRUE | Generator.Nodes | DRW.PX.YAK._.RES.EV DLC | Yakima | New DSM DR Winter | Load Nodes | TRUE | TRUE | TRUE
Generator.Nodes | DRS.PX.YAK._.CI_.Pool Pump - DLC | Yakima | Generator.Nodes | DRW.PX.YAK._.RES.Grid Interactive Water Htr | Yakima | Generator.Nodes | DRS.PX.YAK._.CI_.Pool Pump - DLC | Yakima | New DSM DR Summer | Load Nodes | TRUE | TRUE | TRUE | Generator.Nodes | DRW.PX.YAK._.RES.Grid Interactive Water Htr | Yakima | New DSM DR Winter | Load Nodes | TRUE | TRUE | TRUE
Generator.Nodes | DRS.PX.YAK._.CI_.Smart Thermostats | Yakima | Generator.Nodes | DRW.PX.YAK._.RES.Home Energy Mgmt Sys | Yakima | Generator.Nodes | DRS.PX.YAK._.CI_.Smart Thermostats | Yakima | New DSM DR Summer | Load Nodes | TRUE | TRUE | TRUE | Generator.Nodes | DRW.PX.YAK._.RES.Home Energy Mgmt Sys | Yakima | New DSM DR Winter | Load Nodes | TRUE | TRUE | TRUE
Generator.Nodes | DRS.PX.YAK._.CI_.Water Heater - DLC | Yakima | Generator.Nodes | DRW.PX.YAK._.RES.HVAC - DLC | Yakima | Generator.Nodes | DRS.PX.YAK._.CI_.Water Heater - DLC | Yakima | New DSM DR Summer | Load Nodes | TRUE | TRUE | TRUE | Generator.Nodes | DRW.PX.YAK._.RES.HVAC - DLC | Yakima | New DSM DR Winter | Load Nodes | TRUE | TRUE | TRUE
Generator.Nodes | DRS.PX.YAK._.IRR.Irrigation DLC | Yakima | Generator.Nodes | DRW.PX.YAK._.RES.Pool Pump - DLC | Yakima | Generator.Nodes | DRS.PX.YAK._.IRR.Irrigation DLC | Yakima | New DSM DR Summer | Load Nodes | TRUE | TRUE | TRUE | Generator.Nodes | DRW.PX.YAK._.RES.Pool Pump - DLC | Yakima | New DSM DR Winter | Load Nodes | TRUE | TRUE | TRUE
Generator.Nodes | DRS.PX.YAK._.RES.Battery DLC | Yakima | Generator.Nodes | DRW.PX.YAK._.RES.Smart Thermostats | Yakima | Generator.Nodes | DRS.PX.YAK._.RES.Battery DLC | Yakima | New DSM DR Summer | Load Nodes | TRUE | TRUE | TRUE | Generator.Nodes | DRW.PX.YAK._.RES.Smart Thermostats | Yakima | New DSM DR Winter | Load Nodes | TRUE | TRUE | TRUE
Generator.Nodes | DRS.PX.YAK._.RES.EV DLC | Yakima | Generator.Nodes | DRW.PX.YAK._.RES.Water Heater - DLC | Yakima | Generator.Nodes | DRS.PX.YAK._.RES.EV DLC | Yakima | New DSM DR Summer | Load Nodes | TRUE | TRUE | TRUE | Generator.Nodes | DRW.PX.YAK._.RES.Water Heater - DLC | Yakima | New DSM DR Winter | Load Nodes | TRUE | TRUE | TRUE
Generator.Nodes | DRS.PX.YAK._.RES.Grid Interactive Water Htr | Yakima |  |  |  | Generator.Nodes | DRS.PX.YAK._.RES.Grid Interactive Water Htr | Yakima | New DSM DR Summer | Load Nodes | TRUE | TRUE | TRUE
Generator.Nodes | DRS.PX.YAK._.RES.Home Energy Mgmt Sys | Yakima |  |  |  | Generator.Nodes | DRS.PX.YAK._.RES.Home Energy Mgmt Sys | Yakima | New DSM DR Summer | Load Nodes | TRUE | TRUE | TRUE
Generator.Nodes | DRS.PX.YAK._.RES.HVAC - DLC | Yakima |  |  |  | Generator.Nodes | DRS.PX.YAK._.RES.HVAC - DLC | Yakima | New DSM DR Summer | Load Nodes | TRUE | TRUE | TRUE
Generator.Nodes | DRS.PX.YAK._.RES.Pool Pump - DLC | Yakima |  |  |  | Generator.Nodes | DRS.PX.YAK._.RES.Pool Pump - DLC | Yakima | New DSM DR Summer | Load Nodes | TRUE | TRUE | TRUE
Generator.Nodes | DRS.PX.YAK._.RES.Smart Thermostats | Yakima |  |  |  | Generator.Nodes | DRS.PX.YAK._.RES.Smart Thermostats | Yakima | New DSM DR Summer | Load Nodes | TRUE | TRUE | TRUE
Generator.Nodes | DRS.PX.YAK._.RES.Water Heater - DLC | Yakima |  |  |  | Generator.Nodes | DRS.PX.YAK._.RES.Water Heater - DLC | Yakima | New DSM DR Summer | Load Nodes | TRUE | TRUE | TRUE

## Non Spin Memberships
Collection | Parent Name | Child Name | 4 Non-Spin | Collection | Parent Name | Child Name | Collection | Parent Name | Child Name | Parent Category | Child Category |  |  |  | Collection | Parent Name | Child Name | Parent Category | Child Category |  |  |  | No Changes from 21 IRP
Reserve.Generators | East 4 Non-Spin | DRS.PX.GOE._.CI_.3 Party |  | Reserve.Generators | East 4 Non-Spin | DRW.PX.GOE._.CI_.3 Party | Reserve.Generators | East 4 Non-Spin | DRS.PX.GOE._.CI_.3 Party | East | New DSM DR Summer | TRUE | TRUE | TRUE | Reserve.Generators | East 4 Non-Spin | DRW.PX.GOE._.CI_.3 Party | East | New DSM DR Winter | TRUE | TRUE | TRUE
Reserve.Generators | East 4 Non-Spin | DRS.PX.GOE._.CI_.Battery DLC |  | Reserve.Generators | East 4 Non-Spin | DRW.PX.GOE._.CI_.Battery DLC | Reserve.Generators | East 4 Non-Spin | DRS.PX.GOE._.CI_.Battery DLC | East | New DSM DR Summer | TRUE | TRUE | TRUE | Reserve.Generators | East 4 Non-Spin | DRW.PX.GOE._.CI_.Battery DLC | East | New DSM DR Winter | TRUE | TRUE | TRUE
Reserve.Generators | East 4 Non-Spin | DRS.PX.GOE._.CI_.Grid Interactive Water Htr |  | Reserve.Generators | East 4 Non-Spin | DRW.PX.GOE._.CI_.Grid Interactive Water Htr | Reserve.Generators | East 4 Non-Spin | DRS.PX.GOE._.CI_.Grid Interactive Water Htr | East | New DSM DR Summer | TRUE | TRUE | TRUE | Reserve.Generators | East 4 Non-Spin | DRW.PX.GOE._.CI_.Grid Interactive Water Htr | East | New DSM DR Winter | TRUE | TRUE | TRUE
Reserve.Generators | East 4 Non-Spin | DRS.PX.GOE._.CI_.HVAC - DLC |  | Reserve.Generators | East 4 Non-Spin | DRW.PX.GOE._.CI_.HVAC - DLC | Reserve.Generators | East 4 Non-Spin | DRS.PX.GOE._.CI_.HVAC - DLC | East | New DSM DR Summer | TRUE | TRUE | TRUE | Reserve.Generators | East 4 Non-Spin | DRW.PX.GOE._.CI_.HVAC - DLC | East | New DSM DR Winter | TRUE | TRUE | TRUE
Reserve.Generators | East 4 Non-Spin | DRS.PX.GOE._.CI_.Pool Pump - DLC |  | Reserve.Generators | East 4 Non-Spin | DRW.PX.GOE._.CI_.Pool Pump - DLC | Reserve.Generators | East 4 Non-Spin | DRS.PX.GOE._.CI_.Pool Pump - DLC | East | New DSM DR Summer | TRUE | TRUE | TRUE | Reserve.Generators | East 4 Non-Spin | DRW.PX.GOE._.CI_.Pool Pump - DLC | East | New DSM DR Winter | TRUE | TRUE | TRUE
Reserve.Generators | East 4 Non-Spin | DRS.PX.GOE._.CI_.Smart Thermostats |  | Reserve.Generators | East 4 Non-Spin | DRW.PX.GOE._.CI_.Smart Thermostats | Reserve.Generators | East 4 Non-Spin | DRS.PX.GOE._.CI_.Smart Thermostats | East | New DSM DR Summer | TRUE | TRUE | TRUE | Reserve.Generators | East 4 Non-Spin | DRW.PX.GOE._.CI_.Smart Thermostats | East | New DSM DR Winter | TRUE | TRUE | TRUE
Reserve.Generators | East 4 Non-Spin | DRS.PX.GOE._.CI_.Water Heater - DLC |  | Reserve.Generators | East 4 Non-Spin | DRW.PX.GOE._.CI_.Water Heater - DLC | Reserve.Generators | East 4 Non-Spin | DRS.PX.GOE._.CI_.Water Heater - DLC | East | New DSM DR Summer | TRUE | TRUE | TRUE | Reserve.Generators | East 4 Non-Spin | DRW.PX.GOE._.CI_.Water Heater - DLC | East | New DSM DR Winter | TRUE | TRUE | TRUE
Reserve.Generators | East 4 Non-Spin | DRS.PX.GOE._.IRR.Irrigation DLC |  | Reserve.Generators | East 4 Non-Spin | DRW.PX.GOE._.RES.Battery DLC | Reserve.Generators | East 4 Non-Spin | DRS.PX.GOE._.IRR.Irrigation DLC | East | New DSM DR Summer | TRUE | TRUE | TRUE | Reserve.Generators | East 4 Non-Spin | DRW.PX.GOE._.RES.Battery DLC | East | New DSM DR Winter | TRUE | TRUE | TRUE
Reserve.Generators | East 4 Non-Spin | DRS.PX.GOE._.RES.Battery DLC |  | Reserve.Generators | East 4 Non-Spin | DRW.PX.GOE._.RES.EV DLC | Reserve.Generators | East 4 Non-Spin | DRS.PX.GOE._.RES.Battery DLC | East | New DSM DR Summer | TRUE | TRUE | TRUE | Reserve.Generators | East 4 Non-Spin | DRW.PX.GOE._.RES.EV DLC | East | New DSM DR Winter | TRUE | TRUE | TRUE
Reserve.Generators | East 4 Non-Spin | DRS.PX.GOE._.RES.EV DLC |  | Reserve.Generators | East 4 Non-Spin | DRW.PX.GOE._.RES.Grid Interactive Water Htr | Reserve.Generators | East 4 Non-Spin | DRS.PX.GOE._.RES.EV DLC | East | New DSM DR Summer | TRUE | TRUE | TRUE | Reserve.Generators | East 4 Non-Spin | DRW.PX.GOE._.RES.Grid Interactive Water Htr | East | New DSM DR Winter | TRUE | TRUE | TRUE
Reserve.Generators | East 4 Non-Spin | DRS.PX.GOE._.RES.Grid Interactive Water Htr |  | Reserve.Generators | East 4 Non-Spin | DRW.PX.GOE._.RES.Home Energy Mgmt Sys | Reserve.Generators | East 4 Non-Spin | DRS.PX.GOE._.RES.Grid Interactive Water Htr | East | New DSM DR Summer | TRUE | TRUE | TRUE | Reserve.Generators | East 4 Non-Spin | DRW.PX.GOE._.RES.Home Energy Mgmt Sys | East | New DSM DR Winter | TRUE | TRUE | TRUE
Reserve.Generators | East 4 Non-Spin | DRS.PX.GOE._.RES.Home Energy Mgmt Sys |  | Reserve.Generators | East 4 Non-Spin | DRW.PX.GOE._.RES.HVAC - DLC | Reserve.Generators | East 4 Non-Spin | DRS.PX.GOE._.RES.Home Energy Mgmt Sys | East | New DSM DR Summer | TRUE | TRUE | TRUE | Reserve.Generators | East 4 Non-Spin | DRW.PX.GOE._.RES.HVAC - DLC | East | New DSM DR Winter | TRUE | TRUE | TRUE
Reserve.Generators | East 4 Non-Spin | DRS.PX.GOE._.RES.HVAC - DLC |  | Reserve.Generators | East 4 Non-Spin | DRW.PX.GOE._.RES.Pool Pump - DLC | Reserve.Generators | East 4 Non-Spin | DRS.PX.GOE._.RES.HVAC - DLC | East | New DSM DR Summer | TRUE | TRUE | TRUE | Reserve.Generators | East 4 Non-Spin | DRW.PX.GOE._.RES.Pool Pump - DLC | East | New DSM DR Winter | TRUE | TRUE | TRUE
Reserve.Generators | East 4 Non-Spin | DRS.PX.GOE._.RES.Pool Pump - DLC |  | Reserve.Generators | East 4 Non-Spin | DRW.PX.GOE._.RES.Water Heater - DLC | Reserve.Generators | East 4 Non-Spin | DRS.PX.GOE._.RES.Pool Pump - DLC | East | New DSM DR Summer | TRUE | TRUE | TRUE | Reserve.Generators | East 4 Non-Spin | DRW.PX.GOE._.RES.Water Heater - DLC | East | New DSM DR Winter | TRUE | TRUE | TRUE
Reserve.Generators | East 4 Non-Spin | DRS.PX.GOE._.RES.Water Heater - DLC |  | Reserve.Generators | West 4 Non-Spin | DRW.PX.NCA._.CI_.3 Party | Reserve.Generators | East 4 Non-Spin | DRS.PX.GOE._.RES.Water Heater - DLC | East | New DSM DR Summer | TRUE | TRUE | TRUE | Reserve.Generators | West 4 Non-Spin | DRW.PX.NCA._.CI_.3 Party | West | New DSM DR Winter | TRUE | TRUE | TRUE
Reserve.Generators | West 4 Non-Spin | DRS.PX.NCA._.CI_.3 Party |  | Reserve.Generators | West 4 Non-Spin | DRW.PX.NCA._.CI_.Battery DLC | Reserve.Generators | West 4 Non-Spin | DRS.PX.NCA._.CI_.3 Party | West | New DSM DR Summer | TRUE | TRUE | TRUE | Reserve.Generators | West 4 Non-Spin | DRW.PX.NCA._.CI_.Battery DLC | West | New DSM DR Winter | TRUE | TRUE | TRUE
Reserve.Generators | West 4 Non-Spin | DRS.PX.NCA._.CI_.Battery DLC |  | Reserve.Generators | West 4 Non-Spin | DRW.PX.NCA._.CI_.Grid Interactive Water Htr | Reserve.Generators | West 4 Non-Spin | DRS.PX.NCA._.CI_.Battery DLC | West | New DSM DR Summer | TRUE | TRUE | TRUE | Reserve.Generators | West 4 Non-Spin | DRW.PX.NCA._.CI_.Grid Interactive Water Htr | West | New DSM DR Winter | TRUE | TRUE | TRUE
Reserve.Generators | West 4 Non-Spin | DRS.PX.NCA._.CI_.Grid Interactive Water Htr |  | Reserve.Generators | West 4 Non-Spin | DRW.PX.NCA._.CI_.HVAC - DLC | Reserve.Generators | West 4 Non-Spin | DRS.PX.NCA._.CI_.Grid Interactive Water Htr | West | New DSM DR Summer | TRUE | TRUE | TRUE | Reserve.Generators | West 4 Non-Spin | DRW.PX.NCA._.CI_.HVAC - DLC | West | New DSM DR Winter | TRUE | TRUE | TRUE
Reserve.Generators | West 4 Non-Spin | DRS.PX.NCA._.CI_.HVAC - DLC |  | Reserve.Generators | West 4 Non-Spin | DRW.PX.NCA._.CI_.Pool Pump - DLC | Reserve.Generators | West 4 Non-Spin | DRS.PX.NCA._.CI_.HVAC - DLC | West | New DSM DR Summer | TRUE | TRUE | TRUE | Reserve.Generators | West 4 Non-Spin | DRW.PX.NCA._.CI_.Pool Pump - DLC | West | New DSM DR Winter | TRUE | TRUE | TRUE
Reserve.Generators | West 4 Non-Spin | DRS.PX.NCA._.CI_.Pool Pump - DLC |  | Reserve.Generators | West 4 Non-Spin | DRW.PX.NCA._.CI_.Smart Thermostats | Reserve.Generators | West 4 Non-Spin | DRS.PX.NCA._.CI_.Pool Pump - DLC | West | New DSM DR Summer | TRUE | TRUE | TRUE | Reserve.Generators | West 4 Non-Spin | DRW.PX.NCA._.CI_.Smart Thermostats | West | New DSM DR Winter | TRUE | TRUE | TRUE
Reserve.Generators | West 4 Non-Spin | DRS.PX.NCA._.CI_.Smart Thermostats |  | Reserve.Generators | West 4 Non-Spin | DRW.PX.NCA._.CI_.Water Heater - DLC | Reserve.Generators | West 4 Non-Spin | DRS.PX.NCA._.CI_.Smart Thermostats | West | New DSM DR Summer | TRUE | TRUE | TRUE | Reserve.Generators | West 4 Non-Spin | DRW.PX.NCA._.CI_.Water Heater - DLC | West | New DSM DR Winter | TRUE | TRUE | TRUE
Reserve.Generators | West 4 Non-Spin | DRS.PX.NCA._.CI_.Water Heater - DLC |  | Reserve.Generators | West 4 Non-Spin | DRW.PX.NCA._.RES.Battery DLC | Reserve.Generators | West 4 Non-Spin | DRS.PX.NCA._.CI_.Water Heater - DLC | West | New DSM DR Summer | TRUE | TRUE | TRUE | Reserve.Generators | West 4 Non-Spin | DRW.PX.NCA._.RES.Battery DLC | West | New DSM DR Winter | TRUE | TRUE | TRUE
Reserve.Generators | West 4 Non-Spin | DRS.PX.NCA._.IRR.Irrigation DLC |  | Reserve.Generators | West 4 Non-Spin | DRW.PX.NCA._.RES.EV DLC | Reserve.Generators | West 4 Non-Spin | DRS.PX.NCA._.IRR.Irrigation DLC | West | New DSM DR Summer | TRUE | TRUE | TRUE | Reserve.Generators | West 4 Non-Spin | DRW.PX.NCA._.RES.EV DLC | West | New DSM DR Winter | TRUE | TRUE | TRUE
Reserve.Generators | West 4 Non-Spin | DRS.PX.NCA._.RES.Battery DLC |  | Reserve.Generators | West 4 Non-Spin | DRW.PX.NCA._.RES.Grid Interactive Water Htr | Reserve.Generators | West 4 Non-Spin | DRS.PX.NCA._.RES.Battery DLC | West | New DSM DR Summer | TRUE | TRUE | TRUE | Reserve.Generators | West 4 Non-Spin | DRW.PX.NCA._.RES.Grid Interactive Water Htr | West | New DSM DR Winter | TRUE | TRUE | TRUE
Reserve.Generators | West 4 Non-Spin | DRS.PX.NCA._.RES.EV DLC |  | Reserve.Generators | West 4 Non-Spin | DRW.PX.NCA._.RES.Home Energy Mgmt Sys | Reserve.Generators | West 4 Non-Spin | DRS.PX.NCA._.RES.EV DLC | West | New DSM DR Summer | TRUE | TRUE | TRUE | Reserve.Generators | West 4 Non-Spin | DRW.PX.NCA._.RES.Home Energy Mgmt Sys | West | New DSM DR Winter | TRUE | TRUE | TRUE
Reserve.Generators | West 4 Non-Spin | DRS.PX.NCA._.RES.Grid Interactive Water Htr |  | Reserve.Generators | West 4 Non-Spin | DRW.PX.NCA._.RES.HVAC - DLC | Reserve.Generators | West 4 Non-Spin | DRS.PX.NCA._.RES.Grid Interactive Water Htr | West | New DSM DR Summer | TRUE | TRUE | TRUE | Reserve.Generators | West 4 Non-Spin | DRW.PX.NCA._.RES.HVAC - DLC | West | New DSM DR Winter | TRUE | TRUE | TRUE
Reserve.Generators | West 4 Non-Spin | DRS.PX.NCA._.RES.Home Energy Mgmt Sys |  | Reserve.Generators | West 4 Non-Spin | DRW.PX.NCA._.RES.Pool Pump - DLC | Reserve.Generators | West 4 Non-Spin | DRS.PX.NCA._.RES.Home Energy Mgmt Sys | West | New DSM DR Summer | TRUE | TRUE | TRUE | Reserve.Generators | West 4 Non-Spin | DRW.PX.NCA._.RES.Pool Pump - DLC | West | New DSM DR Winter | TRUE | TRUE | TRUE
Reserve.Generators | West 4 Non-Spin | DRS.PX.NCA._.RES.HVAC - DLC |  | Reserve.Generators | West 4 Non-Spin | DRW.PX.NCA._.RES.Smart Thermostats | Reserve.Generators | West 4 Non-Spin | DRS.PX.NCA._.RES.HVAC - DLC | West | New DSM DR Summer | TRUE | TRUE | TRUE | Reserve.Generators | West 4 Non-Spin | DRW.PX.NCA._.RES.Smart Thermostats | West | New DSM DR Winter | TRUE | TRUE | TRUE
Reserve.Generators | West 4 Non-Spin | DRS.PX.NCA._.RES.Pool Pump - DLC |  | Reserve.Generators | West 4 Non-Spin | DRW.PX.NCA._.RES.Water Heater - DLC | Reserve.Generators | West 4 Non-Spin | DRS.PX.NCA._.RES.Pool Pump - DLC | West | New DSM DR Summer | TRUE | TRUE | TRUE | Reserve.Generators | West 4 Non-Spin | DRW.PX.NCA._.RES.Water Heater - DLC | West | New DSM DR Winter | TRUE | TRUE | TRUE
Reserve.Generators | West 4 Non-Spin | DRS.PX.NCA._.RES.Smart Thermostats |  | Reserve.Generators | West 4 Non-Spin | DRW.PX.SOR._.CI_.3 Party | Reserve.Generators | West 4 Non-Spin | DRS.PX.NCA._.RES.Smart Thermostats | West | New DSM DR Summer | TRUE | TRUE | TRUE | Reserve.Generators | West 4 Non-Spin | DRW.PX.SOR._.CI_.3 Party | West | New DSM DR Winter | TRUE | TRUE | TRUE
Reserve.Generators | West 4 Non-Spin | DRS.PX.NCA._.RES.Water Heater - DLC |  | Reserve.Generators | West 4 Non-Spin | DRW.PX.SOR._.CI_.Battery DLC | Reserve.Generators | West 4 Non-Spin | DRS.PX.NCA._.RES.Water Heater - DLC | West | New DSM DR Summer | TRUE | TRUE | TRUE | Reserve.Generators | West 4 Non-Spin | DRW.PX.SOR._.CI_.Battery DLC | West | New DSM DR Winter | TRUE | TRUE | TRUE
Reserve.Generators | West 4 Non-Spin | DRS.PX.SOR._.CI_.3 Party |  | Reserve.Generators | West 4 Non-Spin | DRW.PX.SOR._.CI_.Grid Interactive Water Htr | Reserve.Generators | West 4 Non-Spin | DRS.PX.SOR._.CI_.3 Party | West | New DSM DR Summer | TRUE | TRUE | TRUE | Reserve.Generators | West 4 Non-Spin | DRW.PX.SOR._.CI_.Grid Interactive Water Htr | West | New DSM DR Winter | TRUE | TRUE | TRUE
Reserve.Generators | West 4 Non-Spin | DRS.PX.SOR._.CI_.Battery DLC |  | Reserve.Generators | West 4 Non-Spin | DRW.PX.SOR._.CI_.HVAC - DLC | Reserve.Generators | West 4 Non-Spin | DRS.PX.SOR._.CI_.Battery DLC | West | New DSM DR Summer | TRUE | TRUE | TRUE | Reserve.Generators | West 4 Non-Spin | DRW.PX.SOR._.CI_.HVAC - DLC | West | New DSM DR Winter | TRUE | TRUE | TRUE
Reserve.Generators | West 4 Non-Spin | DRS.PX.SOR._.CI_.Grid Interactive Water Htr |  | Reserve.Generators | West 4 Non-Spin | DRW.PX.SOR._.CI_.Pool Pump - DLC | Reserve.Generators | West 4 Non-Spin | DRS.PX.SOR._.CI_.Grid Interactive Water Htr | West | New DSM DR Summer | TRUE | TRUE | TRUE | Reserve.Generators | West 4 Non-Spin | DRW.PX.SOR._.CI_.Pool Pump - DLC | West | New DSM DR Winter | TRUE | TRUE | TRUE
Reserve.Generators | West 4 Non-Spin | DRS.PX.SOR._.CI_.HVAC - DLC |  | Reserve.Generators | West 4 Non-Spin | DRW.PX.SOR._.CI_.Smart Thermostats | Reserve.Generators | West 4 Non-Spin | DRS.PX.SOR._.CI_.HVAC - DLC | West | New DSM DR Summer | TRUE | TRUE | TRUE | Reserve.Generators | West 4 Non-Spin | DRW.PX.SOR._.CI_.Smart Thermostats | West | New DSM DR Winter | TRUE | TRUE | TRUE
Reserve.Generators | West 4 Non-Spin | DRS.PX.SOR._.CI_.Pool Pump - DLC |  | Reserve.Generators | West 4 Non-Spin | DRW.PX.SOR._.CI_.Water Heater - DLC | Reserve.Generators | West 4 Non-Spin | DRS.PX.SOR._.CI_.Pool Pump - DLC | West | New DSM DR Summer | TRUE | TRUE | TRUE | Reserve.Generators | West 4 Non-Spin | DRW.PX.SOR._.CI_.Water Heater - DLC | West | New DSM DR Winter | TRUE | TRUE | TRUE
Reserve.Generators | West 4 Non-Spin | DRS.PX.SOR._.CI_.Smart Thermostats |  | Reserve.Generators | West 4 Non-Spin | DRW.PX.SOR._.RES.Battery DLC | Reserve.Generators | West 4 Non-Spin | DRS.PX.SOR._.CI_.Smart Thermostats | West | New DSM DR Summer | TRUE | TRUE | TRUE | Reserve.Generators | West 4 Non-Spin | DRW.PX.SOR._.RES.Battery DLC | West | New DSM DR Winter | TRUE | TRUE | TRUE
Reserve.Generators | West 4 Non-Spin | DRS.PX.SOR._.CI_.Water Heater - DLC |  | Reserve.Generators | West 4 Non-Spin | DRW.PX.SOR._.RES.EV DLC | Reserve.Generators | West 4 Non-Spin | DRS.PX.SOR._.CI_.Water Heater - DLC | West | New DSM DR Summer | TRUE | TRUE | TRUE | Reserve.Generators | West 4 Non-Spin | DRW.PX.SOR._.RES.EV DLC | West | New DSM DR Winter | TRUE | TRUE | TRUE
Reserve.Generators | West 4 Non-Spin | DRS.PX.SOR._.IRR.Irrigation DLC |  | Reserve.Generators | West 4 Non-Spin | DRW.PX.SOR._.RES.Grid Interactive Water Htr | Reserve.Generators | West 4 Non-Spin | DRS.PX.SOR._.IRR.Irrigation DLC | West | New DSM DR Summer | TRUE | TRUE | TRUE | Reserve.Generators | West 4 Non-Spin | DRW.PX.SOR._.RES.Grid Interactive Water Htr | West | New DSM DR Winter | TRUE | TRUE | TRUE
Reserve.Generators | West 4 Non-Spin | DRS.PX.SOR._.RES.Battery DLC |  | Reserve.Generators | West 4 Non-Spin | DRW.PX.SOR._.RES.Home Energy Mgmt Sys | Reserve.Generators | West 4 Non-Spin | DRS.PX.SOR._.RES.Battery DLC | West | New DSM DR Summer | TRUE | TRUE | TRUE | Reserve.Generators | West 4 Non-Spin | DRW.PX.SOR._.RES.Home Energy Mgmt Sys | West | New DSM DR Winter | TRUE | TRUE | TRUE
Reserve.Generators | West 4 Non-Spin | DRS.PX.SOR._.RES.EV DLC |  | Reserve.Generators | West 4 Non-Spin | DRW.PX.SOR._.RES.HVAC - DLC | Reserve.Generators | West 4 Non-Spin | DRS.PX.SOR._.RES.EV DLC | West | New DSM DR Summer | TRUE | TRUE | TRUE | Reserve.Generators | West 4 Non-Spin | DRW.PX.SOR._.RES.HVAC - DLC | West | New DSM DR Winter | TRUE | TRUE | TRUE
Reserve.Generators | West 4 Non-Spin | DRS.PX.SOR._.RES.Grid Interactive Water Htr |  | Reserve.Generators | West 4 Non-Spin | DRW.PX.SOR._.RES.Pool Pump - DLC | Reserve.Generators | West 4 Non-Spin | DRS.PX.SOR._.RES.Grid Interactive Water Htr | West | New DSM DR Summer | TRUE | TRUE | TRUE | Reserve.Generators | West 4 Non-Spin | DRW.PX.SOR._.RES.Pool Pump - DLC | West | New DSM DR Winter | TRUE | TRUE | TRUE
Reserve.Generators | West 4 Non-Spin | DRS.PX.SOR._.RES.Home Energy Mgmt Sys |  | Reserve.Generators | West 4 Non-Spin | DRW.PX.SOR._.RES.Smart Thermostats | Reserve.Generators | West 4 Non-Spin | DRS.PX.SOR._.RES.Home Energy Mgmt Sys | West | New DSM DR Summer | TRUE | TRUE | TRUE | Reserve.Generators | West 4 Non-Spin | DRW.PX.SOR._.RES.Smart Thermostats | West | New DSM DR Winter | TRUE | TRUE | TRUE
Reserve.Generators | West 4 Non-Spin | DRS.PX.SOR._.RES.HVAC - DLC |  | Reserve.Generators | West 4 Non-Spin | DRW.PX.SOR._.RES.Water Heater - DLC | Reserve.Generators | West 4 Non-Spin | DRS.PX.SOR._.RES.HVAC - DLC | West | New DSM DR Summer | TRUE | TRUE | TRUE | Reserve.Generators | West 4 Non-Spin | DRW.PX.SOR._.RES.Water Heater - DLC | West | New DSM DR Winter | TRUE | TRUE | TRUE
Reserve.Generators | West 4 Non-Spin | DRS.PX.SOR._.RES.Pool Pump - DLC |  | Reserve.Generators | East 4 Non-Spin | DRW.PX.UTN._.CI_.3 Party | Reserve.Generators | West 4 Non-Spin | DRS.PX.SOR._.RES.Pool Pump - DLC | West | New DSM DR Summer | TRUE | TRUE | TRUE | Reserve.Generators | East 4 Non-Spin | DRW.PX.UTN._.CI_.3 Party | East | New DSM DR Winter | TRUE | TRUE | TRUE
Reserve.Generators | West 4 Non-Spin | DRS.PX.SOR._.RES.Smart Thermostats |  | Reserve.Generators | East 4 Non-Spin | DRW.PX.UTN._.CI_.Battery DLC | Reserve.Generators | West 4 Non-Spin | DRS.PX.SOR._.RES.Smart Thermostats | West | New DSM DR Summer | TRUE | TRUE | TRUE | Reserve.Generators | East 4 Non-Spin | DRW.PX.UTN._.CI_.Battery DLC | East | New DSM DR Winter | TRUE | TRUE | TRUE
Reserve.Generators | West 4 Non-Spin | DRS.PX.SOR._.RES.Water Heater - DLC |  | Reserve.Generators | East 4 Non-Spin | DRW.PX.UTN._.CI_.Grid Interactive Water Htr | Reserve.Generators | West 4 Non-Spin | DRS.PX.SOR._.RES.Water Heater - DLC | West | New DSM DR Summer | TRUE | TRUE | TRUE | Reserve.Generators | East 4 Non-Spin | DRW.PX.UTN._.CI_.Grid Interactive Water Htr | East | New DSM DR Winter | TRUE | TRUE | TRUE
Reserve.Generators | East 4 Non-Spin | DRS.PX.UTN._.CI_.3 Party |  | Reserve.Generators | East 4 Non-Spin | DRW.PX.UTN._.CI_.HVAC - DLC | Reserve.Generators | East 4 Non-Spin | DRS.PX.UTN._.CI_.3 Party | East | New DSM DR Summer | TRUE | TRUE | TRUE | Reserve.Generators | East 4 Non-Spin | DRW.PX.UTN._.CI_.HVAC - DLC | East | New DSM DR Winter | TRUE | TRUE | TRUE
Reserve.Generators | East 4 Non-Spin | DRS.PX.UTN._.CI_.Battery DLC |  | Reserve.Generators | East 4 Non-Spin | DRW.PX.UTN._.CI_.Pool Pump - DLC | Reserve.Generators | East 4 Non-Spin | DRS.PX.UTN._.CI_.Battery DLC | East | New DSM DR Summer | TRUE | TRUE | TRUE | Reserve.Generators | East 4 Non-Spin | DRW.PX.UTN._.CI_.Pool Pump - DLC | East | New DSM DR Winter | TRUE | TRUE | TRUE
Reserve.Generators | East 4 Non-Spin | DRS.PX.UTN._.CI_.Grid Interactive Water Htr |  | Reserve.Generators | East 4 Non-Spin | DRW.PX.UTN._.CI_.Smart Thermostats | Reserve.Generators | East 4 Non-Spin | DRS.PX.UTN._.CI_.Grid Interactive Water Htr | East | New DSM DR Summer | TRUE | TRUE | TRUE | Reserve.Generators | East 4 Non-Spin | DRW.PX.UTN._.CI_.Smart Thermostats | East | New DSM DR Winter | TRUE | TRUE | TRUE
Reserve.Generators | East 4 Non-Spin | DRS.PX.UTN._.CI_.HVAC - DLC |  | Reserve.Generators | East 4 Non-Spin | DRW.PX.UTN._.CI_.Water Heater - DLC | Reserve.Generators | East 4 Non-Spin | DRS.PX.UTN._.CI_.HVAC - DLC | East | New DSM DR Summer | TRUE | TRUE | TRUE | Reserve.Generators | East 4 Non-Spin | DRW.PX.UTN._.CI_.Water Heater - DLC | East | New DSM DR Winter | TRUE | TRUE | TRUE
Reserve.Generators | East 4 Non-Spin | DRS.PX.UTN._.CI_.Pool Pump - DLC |  | Reserve.Generators | East 4 Non-Spin | DRW.PX.UTN._.RES.Battery DLC | Reserve.Generators | East 4 Non-Spin | DRS.PX.UTN._.CI_.Pool Pump - DLC | East | New DSM DR Summer | TRUE | TRUE | TRUE | Reserve.Generators | East 4 Non-Spin | DRW.PX.UTN._.RES.Battery DLC | East | New DSM DR Winter | TRUE | TRUE | TRUE
Reserve.Generators | East 4 Non-Spin | DRS.PX.UTN._.CI_.Smart Thermostats |  | Reserve.Generators | East 4 Non-Spin | DRW.PX.UTN._.RES.EV DLC | Reserve.Generators | East 4 Non-Spin | DRS.PX.UTN._.CI_.Smart Thermostats | East | New DSM DR Summer | TRUE | TRUE | TRUE | Reserve.Generators | East 4 Non-Spin | DRW.PX.UTN._.RES.EV DLC | East | New DSM DR Winter | TRUE | TRUE | TRUE
Reserve.Generators | East 4 Non-Spin | DRS.PX.UTN._.CI_.Water Heater - DLC |  | Reserve.Generators | East 4 Non-Spin | DRW.PX.UTN._.RES.Grid Interactive Water Htr | Reserve.Generators | East 4 Non-Spin | DRS.PX.UTN._.CI_.Water Heater - DLC | East | New DSM DR Summer | TRUE | TRUE | TRUE | Reserve.Generators | East 4 Non-Spin | DRW.PX.UTN._.RES.Grid Interactive Water Htr | East | New DSM DR Winter | TRUE | TRUE | TRUE
Reserve.Generators | East 4 Non-Spin | DRS.PX.UTN._.IRR.Irrigation DLC |  | Reserve.Generators | East 4 Non-Spin | DRW.PX.UTN._.RES.Home Energy Mgmt Sys | Reserve.Generators | East 4 Non-Spin | DRS.PX.UTN._.IRR.Irrigation DLC | East | New DSM DR Summer | TRUE | TRUE | TRUE | Reserve.Generators | East 4 Non-Spin | DRW.PX.UTN._.RES.Home Energy Mgmt Sys | East | New DSM DR Winter | TRUE | TRUE | TRUE
Reserve.Generators | East 4 Non-Spin | DRS.PX.UTN._.RES.Battery DLC |  | Reserve.Generators | East 4 Non-Spin | DRW.PX.UTN._.RES.HVAC - DLC | Reserve.Generators | East 4 Non-Spin | DRS.PX.UTN._.RES.Battery DLC | East | New DSM DR Summer | TRUE | TRUE | TRUE | Reserve.Generators | East 4 Non-Spin | DRW.PX.UTN._.RES.HVAC - DLC | East | New DSM DR Winter | TRUE | TRUE | TRUE
Reserve.Generators | East 4 Non-Spin | DRS.PX.UTN._.RES.EV DLC |  | Reserve.Generators | East 4 Non-Spin | DRW.PX.UTN._.RES.Pool Pump - DLC | Reserve.Generators | East 4 Non-Spin | DRS.PX.UTN._.RES.EV DLC | East | New DSM DR Summer | TRUE | TRUE | TRUE | Reserve.Generators | East 4 Non-Spin | DRW.PX.UTN._.RES.Pool Pump - DLC | East | New DSM DR Winter | TRUE | TRUE | TRUE
Reserve.Generators | East 4 Non-Spin | DRS.PX.UTN._.RES.Grid Interactive Water Htr |  | Reserve.Generators | East 4 Non-Spin | DRW.PX.UTN._.RES.Water Heater - DLC | Reserve.Generators | East 4 Non-Spin | DRS.PX.UTN._.RES.Grid Interactive Water Htr | East | New DSM DR Summer | TRUE | TRUE | TRUE | Reserve.Generators | East 4 Non-Spin | DRW.PX.UTN._.RES.Water Heater - DLC | East | New DSM DR Winter | TRUE | TRUE | TRUE
Reserve.Generators | East 4 Non-Spin | DRS.PX.UTN._.RES.Home Energy Mgmt Sys |  | Reserve.Generators | East 4 Non-Spin | DRW.PX.WYC._.CI_.3 Party | Reserve.Generators | East 4 Non-Spin | DRS.PX.UTN._.RES.Home Energy Mgmt Sys | East | New DSM DR Summer | TRUE | TRUE | TRUE | Reserve.Generators | East 4 Non-Spin | DRW.PX.WYC._.CI_.3 Party | East | New DSM DR Winter | TRUE | TRUE | TRUE
Reserve.Generators | East 4 Non-Spin | DRS.PX.UTN._.RES.HVAC - DLC |  | Reserve.Generators | East 4 Non-Spin | DRW.PX.WYC._.CI_.Battery DLC | Reserve.Generators | East 4 Non-Spin | DRS.PX.UTN._.RES.HVAC - DLC | East | New DSM DR Summer | TRUE | TRUE | TRUE | Reserve.Generators | East 4 Non-Spin | DRW.PX.WYC._.CI_.Battery DLC | East | New DSM DR Winter | TRUE | TRUE | TRUE
Reserve.Generators | East 4 Non-Spin | DRS.PX.UTN._.RES.Pool Pump - DLC |  | Reserve.Generators | East 4 Non-Spin | DRW.PX.WYC._.CI_.Grid Interactive Water Htr | Reserve.Generators | East 4 Non-Spin | DRS.PX.UTN._.RES.Pool Pump - DLC | East | New DSM DR Summer | TRUE | TRUE | TRUE | Reserve.Generators | East 4 Non-Spin | DRW.PX.WYC._.CI_.Grid Interactive Water Htr | East | New DSM DR Winter | TRUE | TRUE | TRUE
Reserve.Generators | East 4 Non-Spin | DRS.PX.UTN._.RES.Water Heater - DLC |  | Reserve.Generators | East 4 Non-Spin | DRW.PX.WYC._.CI_.HVAC - DLC | Reserve.Generators | East 4 Non-Spin | DRS.PX.UTN._.RES.Water Heater - DLC | East | New DSM DR Summer | TRUE | TRUE | TRUE | Reserve.Generators | East 4 Non-Spin | DRW.PX.WYC._.CI_.HVAC - DLC | East | New DSM DR Winter | TRUE | TRUE | TRUE
Reserve.Generators | East 4 Non-Spin | DRS.PX.WYC._.CI_.3 Party |  | Reserve.Generators | East 4 Non-Spin | DRW.PX.WYC._.CI_.Pool Pump - DLC | Reserve.Generators | East 4 Non-Spin | DRS.PX.WYC._.CI_.3 Party | East | New DSM DR Summer | TRUE | TRUE | TRUE | Reserve.Generators | East 4 Non-Spin | DRW.PX.WYC._.CI_.Pool Pump - DLC | East | New DSM DR Winter | TRUE | TRUE | TRUE
Reserve.Generators | East 4 Non-Spin | DRS.PX.WYC._.CI_.Battery DLC |  | Reserve.Generators | East 4 Non-Spin | DRW.PX.WYC._.CI_.Smart Thermostats | Reserve.Generators | East 4 Non-Spin | DRS.PX.WYC._.CI_.Battery DLC | East | New DSM DR Summer | TRUE | TRUE | TRUE | Reserve.Generators | East 4 Non-Spin | DRW.PX.WYC._.CI_.Smart Thermostats | East | New DSM DR Winter | TRUE | TRUE | TRUE
Reserve.Generators | East 4 Non-Spin | DRS.PX.WYC._.CI_.Grid Interactive Water Htr |  | Reserve.Generators | East 4 Non-Spin | DRW.PX.WYC._.CI_.Water Heater - DLC | Reserve.Generators | East 4 Non-Spin | DRS.PX.WYC._.CI_.Grid Interactive Water Htr | East | New DSM DR Summer | TRUE | TRUE | TRUE | Reserve.Generators | East 4 Non-Spin | DRW.PX.WYC._.CI_.Water Heater - DLC | East | New DSM DR Winter | TRUE | TRUE | TRUE
Reserve.Generators | East 4 Non-Spin | DRS.PX.WYC._.CI_.HVAC - DLC |  | Reserve.Generators | East 4 Non-Spin | DRW.PX.WYC._.RES.Battery DLC | Reserve.Generators | East 4 Non-Spin | DRS.PX.WYC._.CI_.HVAC - DLC | East | New DSM DR Summer | TRUE | TRUE | TRUE | Reserve.Generators | East 4 Non-Spin | DRW.PX.WYC._.RES.Battery DLC | East | New DSM DR Winter | TRUE | TRUE | TRUE
Reserve.Generators | East 4 Non-Spin | DRS.PX.WYC._.CI_.Pool Pump - DLC |  | Reserve.Generators | East 4 Non-Spin | DRW.PX.WYC._.RES.EV DLC | Reserve.Generators | East 4 Non-Spin | DRS.PX.WYC._.CI_.Pool Pump - DLC | East | New DSM DR Summer | TRUE | TRUE | TRUE | Reserve.Generators | East 4 Non-Spin | DRW.PX.WYC._.RES.EV DLC | East | New DSM DR Winter | TRUE | TRUE | TRUE
Reserve.Generators | East 4 Non-Spin | DRS.PX.WYC._.CI_.Smart Thermostats |  | Reserve.Generators | East 4 Non-Spin | DRW.PX.WYC._.RES.Grid Interactive Water Htr | Reserve.Generators | East 4 Non-Spin | DRS.PX.WYC._.CI_.Smart Thermostats | East | New DSM DR Summer | TRUE | TRUE | TRUE | Reserve.Generators | East 4 Non-Spin | DRW.PX.WYC._.RES.Grid Interactive Water Htr | East | New DSM DR Winter | TRUE | TRUE | TRUE
Reserve.Generators | East 4 Non-Spin | DRS.PX.WYC._.CI_.Water Heater - DLC |  | Reserve.Generators | East 4 Non-Spin | DRW.PX.WYC._.RES.Home Energy Mgmt Sys | Reserve.Generators | East 4 Non-Spin | DRS.PX.WYC._.CI_.Water Heater - DLC | East | New DSM DR Summer | TRUE | TRUE | TRUE | Reserve.Generators | East 4 Non-Spin | DRW.PX.WYC._.RES.Home Energy Mgmt Sys | East | New DSM DR Winter | TRUE | TRUE | TRUE
Reserve.Generators | East 4 Non-Spin | DRS.PX.WYC._.IRR.Irrigation DLC |  | Reserve.Generators | East 4 Non-Spin | DRW.PX.WYC._.RES.HVAC - DLC | Reserve.Generators | East 4 Non-Spin | DRS.PX.WYC._.IRR.Irrigation DLC | East | New DSM DR Summer | TRUE | TRUE | TRUE | Reserve.Generators | East 4 Non-Spin | DRW.PX.WYC._.RES.HVAC - DLC | East | New DSM DR Winter | TRUE | TRUE | TRUE
Reserve.Generators | East 4 Non-Spin | DRS.PX.WYC._.RES.Battery DLC |  | Reserve.Generators | East 4 Non-Spin | DRW.PX.WYC._.RES.Pool Pump - DLC | Reserve.Generators | East 4 Non-Spin | DRS.PX.WYC._.RES.Battery DLC | East | New DSM DR Summer | TRUE | TRUE | TRUE | Reserve.Generators | East 4 Non-Spin | DRW.PX.WYC._.RES.Pool Pump - DLC | East | New DSM DR Winter | TRUE | TRUE | TRUE
Reserve.Generators | East 4 Non-Spin | DRS.PX.WYC._.RES.EV DLC |  | Reserve.Generators | East 4 Non-Spin | DRW.PX.WYC._.RES.Water Heater - DLC | Reserve.Generators | East 4 Non-Spin | DRS.PX.WYC._.RES.EV DLC | East | New DSM DR Summer | TRUE | TRUE | TRUE | Reserve.Generators | East 4 Non-Spin | DRW.PX.WYC._.RES.Water Heater - DLC | East | New DSM DR Winter | TRUE | TRUE | TRUE
Reserve.Generators | East 4 Non-Spin | DRS.PX.WYC._.RES.Grid Interactive Water Htr |  | Reserve.Generators | West 4 Non-Spin | DRW.PX.YAK._.CI_.3 Party | Reserve.Generators | East 4 Non-Spin | DRS.PX.WYC._.RES.Grid Interactive Water Htr | East | New DSM DR Summer | TRUE | TRUE | TRUE | Reserve.Generators | West 4 Non-Spin | DRW.PX.YAK._.CI_.3 Party | West | New DSM DR Winter | TRUE | TRUE | TRUE
Reserve.Generators | East 4 Non-Spin | DRS.PX.WYC._.RES.Home Energy Mgmt Sys |  | Reserve.Generators | West 4 Non-Spin | DRW.PX.YAK._.CI_.Battery DLC | Reserve.Generators | East 4 Non-Spin | DRS.PX.WYC._.RES.Home Energy Mgmt Sys | East | New DSM DR Summer | TRUE | TRUE | TRUE | Reserve.Generators | West 4 Non-Spin | DRW.PX.YAK._.CI_.Battery DLC | West | New DSM DR Winter | TRUE | TRUE | TRUE
Reserve.Generators | East 4 Non-Spin | DRS.PX.WYC._.RES.HVAC - DLC |  | Reserve.Generators | West 4 Non-Spin | DRW.PX.YAK._.CI_.Grid Interactive Water Htr | Reserve.Generators | East 4 Non-Spin | DRS.PX.WYC._.RES.HVAC - DLC | East | New DSM DR Summer | TRUE | TRUE | TRUE | Reserve.Generators | West 4 Non-Spin | DRW.PX.YAK._.CI_.Grid Interactive Water Htr | West | New DSM DR Winter | TRUE | TRUE | TRUE
Reserve.Generators | East 4 Non-Spin | DRS.PX.WYC._.RES.Pool Pump - DLC |  | Reserve.Generators | West 4 Non-Spin | DRW.PX.YAK._.CI_.HVAC - DLC | Reserve.Generators | East 4 Non-Spin | DRS.PX.WYC._.RES.Pool Pump - DLC | East | New DSM DR Summer | TRUE | TRUE | TRUE | Reserve.Generators | West 4 Non-Spin | DRW.PX.YAK._.CI_.HVAC - DLC | West | New DSM DR Winter | TRUE | TRUE | TRUE
Reserve.Generators | East 4 Non-Spin | DRS.PX.WYC._.RES.Water Heater - DLC |  | Reserve.Generators | West 4 Non-Spin | DRW.PX.YAK._.CI_.Pool Pump - DLC | Reserve.Generators | East 4 Non-Spin | DRS.PX.WYC._.RES.Water Heater - DLC | East | New DSM DR Summer | TRUE | TRUE | TRUE | Reserve.Generators | West 4 Non-Spin | DRW.PX.YAK._.CI_.Pool Pump - DLC | West | New DSM DR Winter | TRUE | TRUE | TRUE
Reserve.Generators | West 4 Non-Spin | DRS.PX.YAK._.CI_.3 Party |  | Reserve.Generators | West 4 Non-Spin | DRW.PX.YAK._.CI_.Smart Thermostats | Reserve.Generators | West 4 Non-Spin | DRS.PX.YAK._.CI_.3 Party | West | New DSM DR Summer | TRUE | TRUE | TRUE | Reserve.Generators | West 4 Non-Spin | DRW.PX.YAK._.CI_.Smart Thermostats | West | New DSM DR Winter | TRUE | TRUE | TRUE
Reserve.Generators | West 4 Non-Spin | DRS.PX.YAK._.CI_.Battery DLC |  | Reserve.Generators | West 4 Non-Spin | DRW.PX.YAK._.CI_.Water Heater - DLC | Reserve.Generators | West 4 Non-Spin | DRS.PX.YAK._.CI_.Battery DLC | West | New DSM DR Summer | TRUE | TRUE | TRUE | Reserve.Generators | West 4 Non-Spin | DRW.PX.YAK._.CI_.Water Heater - DLC | West | New DSM DR Winter | TRUE | TRUE | TRUE
Reserve.Generators | West 4 Non-Spin | DRS.PX.YAK._.CI_.Grid Interactive Water Htr |  | Reserve.Generators | West 4 Non-Spin | DRW.PX.YAK._.RES.Battery DLC | Reserve.Generators | West 4 Non-Spin | DRS.PX.YAK._.CI_.Grid Interactive Water Htr | West | New DSM DR Summer | TRUE | TRUE | TRUE | Reserve.Generators | West 4 Non-Spin | DRW.PX.YAK._.RES.Battery DLC | West | New DSM DR Winter | TRUE | TRUE | TRUE
Reserve.Generators | West 4 Non-Spin | DRS.PX.YAK._.CI_.HVAC - DLC |  | Reserve.Generators | West 4 Non-Spin | DRW.PX.YAK._.RES.EV DLC | Reserve.Generators | West 4 Non-Spin | DRS.PX.YAK._.CI_.HVAC - DLC | West | New DSM DR Summer | TRUE | TRUE | TRUE | Reserve.Generators | West 4 Non-Spin | DRW.PX.YAK._.RES.EV DLC | West | New DSM DR Winter | TRUE | TRUE | TRUE
Reserve.Generators | West 4 Non-Spin | DRS.PX.YAK._.CI_.Pool Pump - DLC |  | Reserve.Generators | West 4 Non-Spin | DRW.PX.YAK._.RES.Grid Interactive Water Htr | Reserve.Generators | West 4 Non-Spin | DRS.PX.YAK._.CI_.Pool Pump - DLC | West | New DSM DR Summer | TRUE | TRUE | TRUE | Reserve.Generators | West 4 Non-Spin | DRW.PX.YAK._.RES.Grid Interactive Water Htr | West | New DSM DR Winter | TRUE | TRUE | TRUE
Reserve.Generators | West 4 Non-Spin | DRS.PX.YAK._.CI_.Smart Thermostats |  | Reserve.Generators | West 4 Non-Spin | DRW.PX.YAK._.RES.Home Energy Mgmt Sys | Reserve.Generators | West 4 Non-Spin | DRS.PX.YAK._.CI_.Smart Thermostats | West | New DSM DR Summer | TRUE | TRUE | TRUE | Reserve.Generators | West 4 Non-Spin | DRW.PX.YAK._.RES.Home Energy Mgmt Sys | West | New DSM DR Winter | TRUE | TRUE | TRUE
Reserve.Generators | West 4 Non-Spin | DRS.PX.YAK._.CI_.Water Heater - DLC |  | Reserve.Generators | West 4 Non-Spin | DRW.PX.YAK._.RES.HVAC - DLC | Reserve.Generators | West 4 Non-Spin | DRS.PX.YAK._.CI_.Water Heater - DLC | West | New DSM DR Summer | TRUE | TRUE | TRUE | Reserve.Generators | West 4 Non-Spin | DRW.PX.YAK._.RES.HVAC - DLC | West | New DSM DR Winter | TRUE | TRUE | TRUE
Reserve.Generators | West 4 Non-Spin | DRS.PX.YAK._.IRR.Irrigation DLC |  | Reserve.Generators | West 4 Non-Spin | DRW.PX.YAK._.RES.Pool Pump - DLC | Reserve.Generators | West 4 Non-Spin | DRS.PX.YAK._.IRR.Irrigation DLC | West | New DSM DR Summer | TRUE | TRUE | TRUE | Reserve.Generators | West 4 Non-Spin | DRW.PX.YAK._.RES.Pool Pump - DLC | West | New DSM DR Winter | TRUE | TRUE | TRUE
Reserve.Generators | West 4 Non-Spin | DRS.PX.YAK._.RES.Battery DLC |  | Reserve.Generators | West 4 Non-Spin | DRW.PX.YAK._.RES.Smart Thermostats | Reserve.Generators | West 4 Non-Spin | DRS.PX.YAK._.RES.Battery DLC | West | New DSM DR Summer | TRUE | TRUE | TRUE | Reserve.Generators | West 4 Non-Spin | DRW.PX.YAK._.RES.Smart Thermostats | West | New DSM DR Winter | TRUE | TRUE | TRUE
Reserve.Generators | West 4 Non-Spin | DRS.PX.YAK._.RES.EV DLC |  | Reserve.Generators | West 4 Non-Spin | DRW.PX.YAK._.RES.Water Heater - DLC | Reserve.Generators | West 4 Non-Spin | DRS.PX.YAK._.RES.EV DLC | West | New DSM DR Summer | TRUE | TRUE | TRUE | Reserve.Generators | West 4 Non-Spin | DRW.PX.YAK._.RES.Water Heater - DLC | West | New DSM DR Winter | TRUE | TRUE | TRUE
Reserve.Generators | West 4 Non-Spin | DRS.PX.YAK._.RES.Grid Interactive Water Htr |  |  |  |  | Reserve.Generators | West 4 Non-Spin | DRS.PX.YAK._.RES.Grid Interactive Water Htr | West | New DSM DR Summer | TRUE | TRUE | TRUE
Reserve.Generators | West 4 Non-Spin | DRS.PX.YAK._.RES.Home Energy Mgmt Sys |  |  |  |  | Reserve.Generators | West 4 Non-Spin | DRS.PX.YAK._.RES.Home Energy Mgmt Sys | West | New DSM DR Summer | TRUE | TRUE | TRUE
Reserve.Generators | West 4 Non-Spin | DRS.PX.YAK._.RES.HVAC - DLC |  |  |  |  | Reserve.Generators | West 4 Non-Spin | DRS.PX.YAK._.RES.HVAC - DLC | West | New DSM DR Summer | TRUE | TRUE | TRUE
Reserve.Generators | West 4 Non-Spin | DRS.PX.YAK._.RES.Pool Pump - DLC |  |  |  |  | Reserve.Generators | West 4 Non-Spin | DRS.PX.YAK._.RES.Pool Pump - DLC | West | New DSM DR Summer | TRUE | TRUE | TRUE
Reserve.Generators | West 4 Non-Spin | DRS.PX.YAK._.RES.Smart Thermostats |  |  |  |  | Reserve.Generators | West 4 Non-Spin | DRS.PX.YAK._.RES.Smart Thermostats | West | New DSM DR Summer | TRUE | TRUE | TRUE
Reserve.Generators | West 4 Non-Spin | DRS.PX.YAK._.RES.Water Heater - DLC |  |  |  |  | Reserve.Generators | West 4 Non-Spin | DRS.PX.YAK._.RES.Water Heater - DLC | West | New DSM DR Summer | TRUE | TRUE | TRUE

## Regulation Memberships
Collection | Parent Name | Child Name | 5 Regulation | Collection | Parent Name | Child Name | Collection | Parent Name | Child Name | Parent Category | Child Category |  |  |  | Collection | Parent Name | Child Name | Parent Category | Child Category |  |  |  | No Changes from 21 IRP
Reserve.Generators | East 5 Regulation | DRS.PX.GOE._.CI_.3 Party |  | Reserve.Generators | East 5 Regulation | DRW.PX.GOE._.CI_.3 Party | Reserve.Generators | East 5 Regulation | DRS.PX.GOE._.CI_.3 Party | East | New DSM DR Summer | TRUE | TRUE | TRUE | Reserve.Generators | East 5 Regulation | DRW.PX.GOE._.CI_.3 Party | East | New DSM DR Winter | TRUE | TRUE | TRUE
Reserve.Generators | East 5 Regulation | DRS.PX.GOE._.CI_.Battery DLC |  | Reserve.Generators | East 5 Regulation | DRW.PX.GOE._.CI_.Battery DLC | Reserve.Generators | East 5 Regulation | DRS.PX.GOE._.CI_.Battery DLC | East | New DSM DR Summer | TRUE | TRUE | TRUE | Reserve.Generators | East 5 Regulation | DRW.PX.GOE._.CI_.Battery DLC | East | New DSM DR Winter | TRUE | TRUE | TRUE
Reserve.Generators | East 5 Regulation | DRS.PX.GOE._.CI_.Grid Interactive Water Htr |  | Reserve.Generators | East 5 Regulation | DRW.PX.GOE._.CI_.Grid Interactive Water Htr | Reserve.Generators | East 5 Regulation | DRS.PX.GOE._.CI_.Grid Interactive Water Htr | East | New DSM DR Summer | TRUE | TRUE | TRUE | Reserve.Generators | East 5 Regulation | DRW.PX.GOE._.CI_.Grid Interactive Water Htr | East | New DSM DR Winter | TRUE | TRUE | TRUE
Reserve.Generators | East 5 Regulation | DRS.PX.GOE._.CI_.HVAC - DLC |  | Reserve.Generators | East 5 Regulation | DRW.PX.GOE._.CI_.HVAC - DLC | Reserve.Generators | East 5 Regulation | DRS.PX.GOE._.CI_.HVAC - DLC | East | New DSM DR Summer | TRUE | TRUE | TRUE | Reserve.Generators | East 5 Regulation | DRW.PX.GOE._.CI_.HVAC - DLC | East | New DSM DR Winter | TRUE | TRUE | TRUE
Reserve.Generators | East 5 Regulation | DRS.PX.GOE._.CI_.Pool Pump - DLC |  | Reserve.Generators | East 5 Regulation | DRW.PX.GOE._.CI_.Pool Pump - DLC | Reserve.Generators | East 5 Regulation | DRS.PX.GOE._.CI_.Pool Pump - DLC | East | New DSM DR Summer | TRUE | TRUE | TRUE | Reserve.Generators | East 5 Regulation | DRW.PX.GOE._.CI_.Pool Pump - DLC | East | New DSM DR Winter | TRUE | TRUE | TRUE
Reserve.Generators | East 5 Regulation | DRS.PX.GOE._.CI_.Smart Thermostats |  | Reserve.Generators | East 5 Regulation | DRW.PX.GOE._.CI_.Smart Thermostats | Reserve.Generators | East 5 Regulation | DRS.PX.GOE._.CI_.Smart Thermostats | East | New DSM DR Summer | TRUE | TRUE | TRUE | Reserve.Generators | East 5 Regulation | DRW.PX.GOE._.CI_.Smart Thermostats | East | New DSM DR Winter | TRUE | TRUE | TRUE
Reserve.Generators | East 5 Regulation | DRS.PX.GOE._.CI_.Water Heater - DLC |  | Reserve.Generators | East 5 Regulation | DRW.PX.GOE._.CI_.Water Heater - DLC | Reserve.Generators | East 5 Regulation | DRS.PX.GOE._.CI_.Water Heater - DLC | East | New DSM DR Summer | TRUE | TRUE | TRUE | Reserve.Generators | East 5 Regulation | DRW.PX.GOE._.CI_.Water Heater - DLC | East | New DSM DR Winter | TRUE | TRUE | TRUE
Reserve.Generators | East 5 Regulation | DRS.PX.GOE._.IRR.Irrigation DLC |  | Reserve.Generators | East 5 Regulation | DRW.PX.GOE._.RES.Battery DLC | Reserve.Generators | East 5 Regulation | DRS.PX.GOE._.IRR.Irrigation DLC | East | New DSM DR Summer | TRUE | TRUE | TRUE | Reserve.Generators | East 5 Regulation | DRW.PX.GOE._.RES.Battery DLC | East | New DSM DR Winter | TRUE | TRUE | TRUE
Reserve.Generators | East 5 Regulation | DRS.PX.GOE._.RES.Battery DLC |  | Reserve.Generators | East 5 Regulation | DRW.PX.GOE._.RES.EV DLC | Reserve.Generators | East 5 Regulation | DRS.PX.GOE._.RES.Battery DLC | East | New DSM DR Summer | TRUE | TRUE | TRUE | Reserve.Generators | East 5 Regulation | DRW.PX.GOE._.RES.EV DLC | East | New DSM DR Winter | TRUE | TRUE | TRUE
Reserve.Generators | East 5 Regulation | DRS.PX.GOE._.RES.EV DLC |  | Reserve.Generators | East 5 Regulation | DRW.PX.GOE._.RES.Grid Interactive Water Htr | Reserve.Generators | East 5 Regulation | DRS.PX.GOE._.RES.EV DLC | East | New DSM DR Summer | TRUE | TRUE | TRUE | Reserve.Generators | East 5 Regulation | DRW.PX.GOE._.RES.Grid Interactive Water Htr | East | New DSM DR Winter | TRUE | TRUE | TRUE
Reserve.Generators | East 5 Regulation | DRS.PX.GOE._.RES.Grid Interactive Water Htr |  | Reserve.Generators | East 5 Regulation | DRW.PX.GOE._.RES.Home Energy Mgmt Sys | Reserve.Generators | East 5 Regulation | DRS.PX.GOE._.RES.Grid Interactive Water Htr | East | New DSM DR Summer | TRUE | TRUE | TRUE | Reserve.Generators | East 5 Regulation | DRW.PX.GOE._.RES.Home Energy Mgmt Sys | East | New DSM DR Winter | TRUE | TRUE | TRUE
Reserve.Generators | East 5 Regulation | DRS.PX.GOE._.RES.Home Energy Mgmt Sys |  | Reserve.Generators | East 5 Regulation | DRW.PX.GOE._.RES.HVAC - DLC | Reserve.Generators | East 5 Regulation | DRS.PX.GOE._.RES.Home Energy Mgmt Sys | East | New DSM DR Summer | TRUE | TRUE | TRUE | Reserve.Generators | East 5 Regulation | DRW.PX.GOE._.RES.HVAC - DLC | East | New DSM DR Winter | TRUE | TRUE | TRUE
Reserve.Generators | East 5 Regulation | DRS.PX.GOE._.RES.HVAC - DLC |  | Reserve.Generators | East 5 Regulation | DRW.PX.GOE._.RES.Pool Pump - DLC | Reserve.Generators | East 5 Regulation | DRS.PX.GOE._.RES.HVAC - DLC | East | New DSM DR Summer | TRUE | TRUE | TRUE | Reserve.Generators | East 5 Regulation | DRW.PX.GOE._.RES.Pool Pump - DLC | East | New DSM DR Winter | TRUE | TRUE | TRUE
Reserve.Generators | East 5 Regulation | DRS.PX.GOE._.RES.Pool Pump - DLC |  | Reserve.Generators | East 5 Regulation | DRW.PX.GOE._.RES.Water Heater - DLC | Reserve.Generators | East 5 Regulation | DRS.PX.GOE._.RES.Pool Pump - DLC | East | New DSM DR Summer | TRUE | TRUE | TRUE | Reserve.Generators | East 5 Regulation | DRW.PX.GOE._.RES.Water Heater - DLC | East | New DSM DR Winter | TRUE | TRUE | TRUE
Reserve.Generators | East 5 Regulation | DRS.PX.GOE._.RES.Water Heater - DLC |  | Reserve.Generators | West 5 Regulation | DRW.PX.NCA._.CI_.3 Party | Reserve.Generators | East 5 Regulation | DRS.PX.GOE._.RES.Water Heater - DLC | East | New DSM DR Summer | TRUE | TRUE | TRUE | Reserve.Generators | West 5 Regulation | DRW.PX.NCA._.CI_.3 Party | West | New DSM DR Winter | TRUE | TRUE | TRUE
Reserve.Generators | West 5 Regulation | DRS.PX.NCA._.CI_.3 Party |  | Reserve.Generators | West 5 Regulation | DRW.PX.NCA._.CI_.Battery DLC | Reserve.Generators | West 5 Regulation | DRS.PX.NCA._.CI_.3 Party | West | New DSM DR Summer | TRUE | TRUE | TRUE | Reserve.Generators | West 5 Regulation | DRW.PX.NCA._.CI_.Battery DLC | West | New DSM DR Winter | TRUE | TRUE | TRUE
Reserve.Generators | West 5 Regulation | DRS.PX.NCA._.CI_.Battery DLC |  | Reserve.Generators | West 5 Regulation | DRW.PX.NCA._.CI_.Grid Interactive Water Htr | Reserve.Generators | West 5 Regulation | DRS.PX.NCA._.CI_.Battery DLC | West | New DSM DR Summer | TRUE | TRUE | TRUE | Reserve.Generators | West 5 Regulation | DRW.PX.NCA._.CI_.Grid Interactive Water Htr | West | New DSM DR Winter | TRUE | TRUE | TRUE
Reserve.Generators | West 5 Regulation | DRS.PX.NCA._.CI_.Grid Interactive Water Htr |  | Reserve.Generators | West 5 Regulation | DRW.PX.NCA._.CI_.HVAC - DLC | Reserve.Generators | West 5 Regulation | DRS.PX.NCA._.CI_.Grid Interactive Water Htr | West | New DSM DR Summer | TRUE | TRUE | TRUE | Reserve.Generators | West 5 Regulation | DRW.PX.NCA._.CI_.HVAC - DLC | West | New DSM DR Winter | TRUE | TRUE | TRUE
Reserve.Generators | West 5 Regulation | DRS.PX.NCA._.CI_.HVAC - DLC |  | Reserve.Generators | West 5 Regulation | DRW.PX.NCA._.CI_.Pool Pump - DLC | Reserve.Generators | West 5 Regulation | DRS.PX.NCA._.CI_.HVAC - DLC | West | New DSM DR Summer | TRUE | TRUE | TRUE | Reserve.Generators | West 5 Regulation | DRW.PX.NCA._.CI_.Pool Pump - DLC | West | New DSM DR Winter | TRUE | TRUE | TRUE
Reserve.Generators | West 5 Regulation | DRS.PX.NCA._.CI_.Pool Pump - DLC |  | Reserve.Generators | West 5 Regulation | DRW.PX.NCA._.CI_.Smart Thermostats | Reserve.Generators | West 5 Regulation | DRS.PX.NCA._.CI_.Pool Pump - DLC | West | New DSM DR Summer | TRUE | TRUE | TRUE | Reserve.Generators | West 5 Regulation | DRW.PX.NCA._.CI_.Smart Thermostats | West | New DSM DR Winter | TRUE | TRUE | TRUE
Reserve.Generators | West 5 Regulation | DRS.PX.NCA._.CI_.Smart Thermostats |  | Reserve.Generators | West 5 Regulation | DRW.PX.NCA._.CI_.Water Heater - DLC | Reserve.Generators | West 5 Regulation | DRS.PX.NCA._.CI_.Smart Thermostats | West | New DSM DR Summer | TRUE | TRUE | TRUE | Reserve.Generators | West 5 Regulation | DRW.PX.NCA._.CI_.Water Heater - DLC | West | New DSM DR Winter | TRUE | TRUE | TRUE
Reserve.Generators | West 5 Regulation | DRS.PX.NCA._.CI_.Water Heater - DLC |  | Reserve.Generators | West 5 Regulation | DRW.PX.NCA._.RES.Battery DLC | Reserve.Generators | West 5 Regulation | DRS.PX.NCA._.CI_.Water Heater - DLC | West | New DSM DR Summer | TRUE | TRUE | TRUE | Reserve.Generators | West 5 Regulation | DRW.PX.NCA._.RES.Battery DLC | West | New DSM DR Winter | TRUE | TRUE | TRUE
Reserve.Generators | West 5 Regulation | DRS.PX.NCA._.IRR.Irrigation DLC |  | Reserve.Generators | West 5 Regulation | DRW.PX.NCA._.RES.EV DLC | Reserve.Generators | West 5 Regulation | DRS.PX.NCA._.IRR.Irrigation DLC | West | New DSM DR Summer | TRUE | TRUE | TRUE | Reserve.Generators | West 5 Regulation | DRW.PX.NCA._.RES.EV DLC | West | New DSM DR Winter | TRUE | TRUE | TRUE
Reserve.Generators | West 5 Regulation | DRS.PX.NCA._.RES.Battery DLC |  | Reserve.Generators | West 5 Regulation | DRW.PX.NCA._.RES.Grid Interactive Water Htr | Reserve.Generators | West 5 Regulation | DRS.PX.NCA._.RES.Battery DLC | West | New DSM DR Summer | TRUE | TRUE | TRUE | Reserve.Generators | West 5 Regulation | DRW.PX.NCA._.RES.Grid Interactive Water Htr | West | New DSM DR Winter | TRUE | TRUE | TRUE
Reserve.Generators | West 5 Regulation | DRS.PX.NCA._.RES.EV DLC |  | Reserve.Generators | West 5 Regulation | DRW.PX.NCA._.RES.Home Energy Mgmt Sys | Reserve.Generators | West 5 Regulation | DRS.PX.NCA._.RES.EV DLC | West | New DSM DR Summer | TRUE | TRUE | TRUE | Reserve.Generators | West 5 Regulation | DRW.PX.NCA._.RES.Home Energy Mgmt Sys | West | New DSM DR Winter | TRUE | TRUE | TRUE
Reserve.Generators | West 5 Regulation | DRS.PX.NCA._.RES.Grid Interactive Water Htr |  | Reserve.Generators | West 5 Regulation | DRW.PX.NCA._.RES.HVAC - DLC | Reserve.Generators | West 5 Regulation | DRS.PX.NCA._.RES.Grid Interactive Water Htr | West | New DSM DR Summer | TRUE | TRUE | TRUE | Reserve.Generators | West 5 Regulation | DRW.PX.NCA._.RES.HVAC - DLC | West | New DSM DR Winter | TRUE | TRUE | TRUE
Reserve.Generators | West 5 Regulation | DRS.PX.NCA._.RES.Home Energy Mgmt Sys |  | Reserve.Generators | West 5 Regulation | DRW.PX.NCA._.RES.Pool Pump - DLC | Reserve.Generators | West 5 Regulation | DRS.PX.NCA._.RES.Home Energy Mgmt Sys | West | New DSM DR Summer | TRUE | TRUE | TRUE | Reserve.Generators | West 5 Regulation | DRW.PX.NCA._.RES.Pool Pump - DLC | West | New DSM DR Winter | TRUE | TRUE | TRUE
Reserve.Generators | West 5 Regulation | DRS.PX.NCA._.RES.HVAC - DLC |  | Reserve.Generators | West 5 Regulation | DRW.PX.NCA._.RES.Smart Thermostats | Reserve.Generators | West 5 Regulation | DRS.PX.NCA._.RES.HVAC - DLC | West | New DSM DR Summer | TRUE | TRUE | TRUE | Reserve.Generators | West 5 Regulation | DRW.PX.NCA._.RES.Smart Thermostats | West | New DSM DR Winter | TRUE | TRUE | TRUE
Reserve.Generators | West 5 Regulation | DRS.PX.NCA._.RES.Pool Pump - DLC |  | Reserve.Generators | West 5 Regulation | DRW.PX.NCA._.RES.Water Heater - DLC | Reserve.Generators | West 5 Regulation | DRS.PX.NCA._.RES.Pool Pump - DLC | West | New DSM DR Summer | TRUE | TRUE | TRUE | Reserve.Generators | West 5 Regulation | DRW.PX.NCA._.RES.Water Heater - DLC | West | New DSM DR Winter | TRUE | TRUE | TRUE
Reserve.Generators | West 5 Regulation | DRS.PX.NCA._.RES.Smart Thermostats |  | Reserve.Generators | West 5 Regulation | DRW.PX.SOR._.CI_.3 Party | Reserve.Generators | West 5 Regulation | DRS.PX.NCA._.RES.Smart Thermostats | West | New DSM DR Summer | TRUE | TRUE | TRUE | Reserve.Generators | West 5 Regulation | DRW.PX.SOR._.CI_.3 Party | West | New DSM DR Winter | TRUE | TRUE | TRUE
Reserve.Generators | West 5 Regulation | DRS.PX.NCA._.RES.Water Heater - DLC |  | Reserve.Generators | West 5 Regulation | DRW.PX.SOR._.CI_.Battery DLC | Reserve.Generators | West 5 Regulation | DRS.PX.NCA._.RES.Water Heater - DLC | West | New DSM DR Summer | TRUE | TRUE | TRUE | Reserve.Generators | West 5 Regulation | DRW.PX.SOR._.CI_.Battery DLC | West | New DSM DR Winter | TRUE | TRUE | TRUE
Reserve.Generators | West 5 Regulation | DRS.PX.SOR._.CI_.3 Party |  | Reserve.Generators | West 5 Regulation | DRW.PX.SOR._.CI_.Grid Interactive Water Htr | Reserve.Generators | West 5 Regulation | DRS.PX.SOR._.CI_.3 Party | West | New DSM DR Summer | TRUE | TRUE | TRUE | Reserve.Generators | West 5 Regulation | DRW.PX.SOR._.CI_.Grid Interactive Water Htr | West | New DSM DR Winter | TRUE | TRUE | TRUE
Reserve.Generators | West 5 Regulation | DRS.PX.SOR._.CI_.Battery DLC |  | Reserve.Generators | West 5 Regulation | DRW.PX.SOR._.CI_.HVAC - DLC | Reserve.Generators | West 5 Regulation | DRS.PX.SOR._.CI_.Battery DLC | West | New DSM DR Summer | TRUE | TRUE | TRUE | Reserve.Generators | West 5 Regulation | DRW.PX.SOR._.CI_.HVAC - DLC | West | New DSM DR Winter | TRUE | TRUE | TRUE
Reserve.Generators | West 5 Regulation | DRS.PX.SOR._.CI_.Grid Interactive Water Htr |  | Reserve.Generators | West 5 Regulation | DRW.PX.SOR._.CI_.Pool Pump - DLC | Reserve.Generators | West 5 Regulation | DRS.PX.SOR._.CI_.Grid Interactive Water Htr | West | New DSM DR Summer | TRUE | TRUE | TRUE | Reserve.Generators | West 5 Regulation | DRW.PX.SOR._.CI_.Pool Pump - DLC | West | New DSM DR Winter | TRUE | TRUE | TRUE
Reserve.Generators | West 5 Regulation | DRS.PX.SOR._.CI_.HVAC - DLC |  | Reserve.Generators | West 5 Regulation | DRW.PX.SOR._.CI_.Smart Thermostats | Reserve.Generators | West 5 Regulation | DRS.PX.SOR._.CI_.HVAC - DLC | West | New DSM DR Summer | TRUE | TRUE | TRUE | Reserve.Generators | West 5 Regulation | DRW.PX.SOR._.CI_.Smart Thermostats | West | New DSM DR Winter | TRUE | TRUE | TRUE
Reserve.Generators | West 5 Regulation | DRS.PX.SOR._.CI_.Pool Pump - DLC |  | Reserve.Generators | West 5 Regulation | DRW.PX.SOR._.CI_.Water Heater - DLC | Reserve.Generators | West 5 Regulation | DRS.PX.SOR._.CI_.Pool Pump - DLC | West | New DSM DR Summer | TRUE | TRUE | TRUE | Reserve.Generators | West 5 Regulation | DRW.PX.SOR._.CI_.Water Heater - DLC | West | New DSM DR Winter | TRUE | TRUE | TRUE
Reserve.Generators | West 5 Regulation | DRS.PX.SOR._.CI_.Smart Thermostats |  | Reserve.Generators | West 5 Regulation | DRW.PX.SOR._.RES.Battery DLC | Reserve.Generators | West 5 Regulation | DRS.PX.SOR._.CI_.Smart Thermostats | West | New DSM DR Summer | TRUE | TRUE | TRUE | Reserve.Generators | West 5 Regulation | DRW.PX.SOR._.RES.Battery DLC | West | New DSM DR Winter | TRUE | TRUE | TRUE
Reserve.Generators | West 5 Regulation | DRS.PX.SOR._.CI_.Water Heater - DLC |  | Reserve.Generators | West 5 Regulation | DRW.PX.SOR._.RES.EV DLC | Reserve.Generators | West 5 Regulation | DRS.PX.SOR._.CI_.Water Heater - DLC | West | New DSM DR Summer | TRUE | TRUE | TRUE | Reserve.Generators | West 5 Regulation | DRW.PX.SOR._.RES.EV DLC | West | New DSM DR Winter | TRUE | TRUE | TRUE
Reserve.Generators | West 5 Regulation | DRS.PX.SOR._.IRR.Irrigation DLC |  | Reserve.Generators | West 5 Regulation | DRW.PX.SOR._.RES.Grid Interactive Water Htr | Reserve.Generators | West 5 Regulation | DRS.PX.SOR._.IRR.Irrigation DLC | West | New DSM DR Summer | TRUE | TRUE | TRUE | Reserve.Generators | West 5 Regulation | DRW.PX.SOR._.RES.Grid Interactive Water Htr | West | New DSM DR Winter | TRUE | TRUE | TRUE
Reserve.Generators | West 5 Regulation | DRS.PX.SOR._.RES.Battery DLC |  | Reserve.Generators | West 5 Regulation | DRW.PX.SOR._.RES.Home Energy Mgmt Sys | Reserve.Generators | West 5 Regulation | DRS.PX.SOR._.RES.Battery DLC | West | New DSM DR Summer | TRUE | TRUE | TRUE | Reserve.Generators | West 5 Regulation | DRW.PX.SOR._.RES.Home Energy Mgmt Sys | West | New DSM DR Winter | TRUE | TRUE | TRUE
Reserve.Generators | West 5 Regulation | DRS.PX.SOR._.RES.EV DLC |  | Reserve.Generators | West 5 Regulation | DRW.PX.SOR._.RES.HVAC - DLC | Reserve.Generators | West 5 Regulation | DRS.PX.SOR._.RES.EV DLC | West | New DSM DR Summer | TRUE | TRUE | TRUE | Reserve.Generators | West 5 Regulation | DRW.PX.SOR._.RES.HVAC - DLC | West | New DSM DR Winter | TRUE | TRUE | TRUE
Reserve.Generators | West 5 Regulation | DRS.PX.SOR._.RES.Grid Interactive Water Htr |  | Reserve.Generators | West 5 Regulation | DRW.PX.SOR._.RES.Pool Pump - DLC | Reserve.Generators | West 5 Regulation | DRS.PX.SOR._.RES.Grid Interactive Water Htr | West | New DSM DR Summer | TRUE | TRUE | TRUE | Reserve.Generators | West 5 Regulation | DRW.PX.SOR._.RES.Pool Pump - DLC | West | New DSM DR Winter | TRUE | TRUE | TRUE
Reserve.Generators | West 5 Regulation | DRS.PX.SOR._.RES.Home Energy Mgmt Sys |  | Reserve.Generators | West 5 Regulation | DRW.PX.SOR._.RES.Smart Thermostats | Reserve.Generators | West 5 Regulation | DRS.PX.SOR._.RES.Home Energy Mgmt Sys | West | New DSM DR Summer | TRUE | TRUE | TRUE | Reserve.Generators | West 5 Regulation | DRW.PX.SOR._.RES.Smart Thermostats | West | New DSM DR Winter | TRUE | TRUE | TRUE
Reserve.Generators | West 5 Regulation | DRS.PX.SOR._.RES.HVAC - DLC |  | Reserve.Generators | West 5 Regulation | DRW.PX.SOR._.RES.Water Heater - DLC | Reserve.Generators | West 5 Regulation | DRS.PX.SOR._.RES.HVAC - DLC | West | New DSM DR Summer | TRUE | TRUE | TRUE | Reserve.Generators | West 5 Regulation | DRW.PX.SOR._.RES.Water Heater - DLC | West | New DSM DR Winter | TRUE | TRUE | TRUE
Reserve.Generators | West 5 Regulation | DRS.PX.SOR._.RES.Pool Pump - DLC |  | Reserve.Generators | East 5 Regulation | DRW.PX.UTN._.CI_.3 Party | Reserve.Generators | West 5 Regulation | DRS.PX.SOR._.RES.Pool Pump - DLC | West | New DSM DR Summer | TRUE | TRUE | TRUE | Reserve.Generators | East 5 Regulation | DRW.PX.UTN._.CI_.3 Party | East | New DSM DR Winter | TRUE | TRUE | TRUE
Reserve.Generators | West 5 Regulation | DRS.PX.SOR._.RES.Smart Thermostats |  | Reserve.Generators | East 5 Regulation | DRW.PX.UTN._.CI_.Battery DLC | Reserve.Generators | West 5 Regulation | DRS.PX.SOR._.RES.Smart Thermostats | West | New DSM DR Summer | TRUE | TRUE | TRUE | Reserve.Generators | East 5 Regulation | DRW.PX.UTN._.CI_.Battery DLC | East | New DSM DR Winter | TRUE | TRUE | TRUE
Reserve.Generators | West 5 Regulation | DRS.PX.SOR._.RES.Water Heater - DLC |  | Reserve.Generators | East 5 Regulation | DRW.PX.UTN._.CI_.Grid Interactive Water Htr | Reserve.Generators | West 5 Regulation | DRS.PX.SOR._.RES.Water Heater - DLC | West | New DSM DR Summer | TRUE | TRUE | TRUE | Reserve.Generators | East 5 Regulation | DRW.PX.UTN._.CI_.Grid Interactive Water Htr | East | New DSM DR Winter | TRUE | TRUE | TRUE
Reserve.Generators | East 5 Regulation | DRS.PX.UTN._.CI_.3 Party |  | Reserve.Generators | East 5 Regulation | DRW.PX.UTN._.CI_.HVAC - DLC | Reserve.Generators | East 5 Regulation | DRS.PX.UTN._.CI_.3 Party | East | New DSM DR Summer | TRUE | TRUE | TRUE | Reserve.Generators | East 5 Regulation | DRW.PX.UTN._.CI_.HVAC - DLC | East | New DSM DR Winter | TRUE | TRUE | TRUE
Reserve.Generators | East 5 Regulation | DRS.PX.UTN._.CI_.Battery DLC |  | Reserve.Generators | East 5 Regulation | DRW.PX.UTN._.CI_.Pool Pump - DLC | Reserve.Generators | East 5 Regulation | DRS.PX.UTN._.CI_.Battery DLC | East | New DSM DR Summer | TRUE | TRUE | TRUE | Reserve.Generators | East 5 Regulation | DRW.PX.UTN._.CI_.Pool Pump - DLC | East | New DSM DR Winter | TRUE | TRUE | TRUE
Reserve.Generators | East 5 Regulation | DRS.PX.UTN._.CI_.Grid Interactive Water Htr |  | Reserve.Generators | East 5 Regulation | DRW.PX.UTN._.CI_.Smart Thermostats | Reserve.Generators | East 5 Regulation | DRS.PX.UTN._.CI_.Grid Interactive Water Htr | East | New DSM DR Summer | TRUE | TRUE | TRUE | Reserve.Generators | East 5 Regulation | DRW.PX.UTN._.CI_.Smart Thermostats | East | New DSM DR Winter | TRUE | TRUE | TRUE
Reserve.Generators | East 5 Regulation | DRS.PX.UTN._.CI_.HVAC - DLC |  | Reserve.Generators | East 5 Regulation | DRW.PX.UTN._.CI_.Water Heater - DLC | Reserve.Generators | East 5 Regulation | DRS.PX.UTN._.CI_.HVAC - DLC | East | New DSM DR Summer | TRUE | TRUE | TRUE | Reserve.Generators | East 5 Regulation | DRW.PX.UTN._.CI_.Water Heater - DLC | East | New DSM DR Winter | TRUE | TRUE | TRUE
Reserve.Generators | East 5 Regulation | DRS.PX.UTN._.CI_.Pool Pump - DLC |  | Reserve.Generators | East 5 Regulation | DRW.PX.UTN._.RES.Battery DLC | Reserve.Generators | East 5 Regulation | DRS.PX.UTN._.CI_.Pool Pump - DLC | East | New DSM DR Summer | TRUE | TRUE | TRUE | Reserve.Generators | East 5 Regulation | DRW.PX.UTN._.RES.Battery DLC | East | New DSM DR Winter | TRUE | TRUE | TRUE
Reserve.Generators | East 5 Regulation | DRS.PX.UTN._.CI_.Smart Thermostats |  | Reserve.Generators | East 5 Regulation | DRW.PX.UTN._.RES.EV DLC | Reserve.Generators | East 5 Regulation | DRS.PX.UTN._.CI_.Smart Thermostats | East | New DSM DR Summer | TRUE | TRUE | TRUE | Reserve.Generators | East 5 Regulation | DRW.PX.UTN._.RES.EV DLC | East | New DSM DR Winter | TRUE | TRUE | TRUE
Reserve.Generators | East 5 Regulation | DRS.PX.UTN._.CI_.Water Heater - DLC |  | Reserve.Generators | East 5 Regulation | DRW.PX.UTN._.RES.Grid Interactive Water Htr | Reserve.Generators | East 5 Regulation | DRS.PX.UTN._.CI_.Water Heater - DLC | East | New DSM DR Summer | TRUE | TRUE | TRUE | Reserve.Generators | East 5 Regulation | DRW.PX.UTN._.RES.Grid Interactive Water Htr | East | New DSM DR Winter | TRUE | TRUE | TRUE
Reserve.Generators | East 5 Regulation | DRS.PX.UTN._.IRR.Irrigation DLC |  | Reserve.Generators | East 5 Regulation | DRW.PX.UTN._.RES.Home Energy Mgmt Sys | Reserve.Generators | East 5 Regulation | DRS.PX.UTN._.IRR.Irrigation DLC | East | New DSM DR Summer | TRUE | TRUE | TRUE | Reserve.Generators | East 5 Regulation | DRW.PX.UTN._.RES.Home Energy Mgmt Sys | East | New DSM DR Winter | TRUE | TRUE | TRUE
Reserve.Generators | East 5 Regulation | DRS.PX.UTN._.RES.Battery DLC |  | Reserve.Generators | East 5 Regulation | DRW.PX.UTN._.RES.HVAC - DLC | Reserve.Generators | East 5 Regulation | DRS.PX.UTN._.RES.Battery DLC | East | New DSM DR Summer | TRUE | TRUE | TRUE | Reserve.Generators | East 5 Regulation | DRW.PX.UTN._.RES.HVAC - DLC | East | New DSM DR Winter | TRUE | TRUE | TRUE
Reserve.Generators | East 5 Regulation | DRS.PX.UTN._.RES.EV DLC |  | Reserve.Generators | East 5 Regulation | DRW.PX.UTN._.RES.Pool Pump - DLC | Reserve.Generators | East 5 Regulation | DRS.PX.UTN._.RES.EV DLC | East | New DSM DR Summer | TRUE | TRUE | TRUE | Reserve.Generators | East 5 Regulation | DRW.PX.UTN._.RES.Pool Pump - DLC | East | New DSM DR Winter | TRUE | TRUE | TRUE
Reserve.Generators | East 5 Regulation | DRS.PX.UTN._.RES.Grid Interactive Water Htr |  | Reserve.Generators | East 5 Regulation | DRW.PX.UTN._.RES.Water Heater - DLC | Reserve.Generators | East 5 Regulation | DRS.PX.UTN._.RES.Grid Interactive Water Htr | East | New DSM DR Summer | TRUE | TRUE | TRUE | Reserve.Generators | East 5 Regulation | DRW.PX.UTN._.RES.Water Heater - DLC | East | New DSM DR Winter | TRUE | TRUE | TRUE
Reserve.Generators | East 5 Regulation | DRS.PX.UTN._.RES.Home Energy Mgmt Sys |  | Reserve.Generators | East 5 Regulation | DRW.PX.WYC._.CI_.3 Party | Reserve.Generators | East 5 Regulation | DRS.PX.UTN._.RES.Home Energy Mgmt Sys | East | New DSM DR Summer | TRUE | TRUE | TRUE | Reserve.Generators | East 5 Regulation | DRW.PX.WYC._.CI_.3 Party | East | New DSM DR Winter | TRUE | TRUE | TRUE
Reserve.Generators | East 5 Regulation | DRS.PX.UTN._.RES.HVAC - DLC |  | Reserve.Generators | East 5 Regulation | DRW.PX.WYC._.CI_.Battery DLC | Reserve.Generators | East 5 Regulation | DRS.PX.UTN._.RES.HVAC - DLC | East | New DSM DR Summer | TRUE | TRUE | TRUE | Reserve.Generators | East 5 Regulation | DRW.PX.WYC._.CI_.Battery DLC | East | New DSM DR Winter | TRUE | TRUE | TRUE
Reserve.Generators | East 5 Regulation | DRS.PX.UTN._.RES.Pool Pump - DLC |  | Reserve.Generators | East 5 Regulation | DRW.PX.WYC._.CI_.Grid Interactive Water Htr | Reserve.Generators | East 5 Regulation | DRS.PX.UTN._.RES.Pool Pump - DLC | East | New DSM DR Summer | TRUE | TRUE | TRUE | Reserve.Generators | East 5 Regulation | DRW.PX.WYC._.CI_.Grid Interactive Water Htr | East | New DSM DR Winter | TRUE | TRUE | TRUE
Reserve.Generators | East 5 Regulation | DRS.PX.UTN._.RES.Water Heater - DLC |  | Reserve.Generators | East 5 Regulation | DRW.PX.WYC._.CI_.HVAC - DLC | Reserve.Generators | East 5 Regulation | DRS.PX.UTN._.RES.Water Heater - DLC | East | New DSM DR Summer | TRUE | TRUE | TRUE | Reserve.Generators | East 5 Regulation | DRW.PX.WYC._.CI_.HVAC - DLC | East | New DSM DR Winter | TRUE | TRUE | TRUE
Reserve.Generators | East 5 Regulation | DRS.PX.WYC._.CI_.3 Party |  | Reserve.Generators | East 5 Regulation | DRW.PX.WYC._.CI_.Pool Pump - DLC | Reserve.Generators | East 5 Regulation | DRS.PX.WYC._.CI_.3 Party | East | New DSM DR Summer | TRUE | TRUE | TRUE | Reserve.Generators | East 5 Regulation | DRW.PX.WYC._.CI_.Pool Pump - DLC | East | New DSM DR Winter | TRUE | TRUE | TRUE
Reserve.Generators | East 5 Regulation | DRS.PX.WYC._.CI_.Battery DLC |  | Reserve.Generators | East 5 Regulation | DRW.PX.WYC._.CI_.Smart Thermostats | Reserve.Generators | East 5 Regulation | DRS.PX.WYC._.CI_.Battery DLC | East | New DSM DR Summer | TRUE | TRUE | TRUE | Reserve.Generators | East 5 Regulation | DRW.PX.WYC._.CI_.Smart Thermostats | East | New DSM DR Winter | TRUE | TRUE | TRUE
Reserve.Generators | East 5 Regulation | DRS.PX.WYC._.CI_.Grid Interactive Water Htr |  | Reserve.Generators | East 5 Regulation | DRW.PX.WYC._.CI_.Water Heater - DLC | Reserve.Generators | East 5 Regulation | DRS.PX.WYC._.CI_.Grid Interactive Water Htr | East | New DSM DR Summer | TRUE | TRUE | TRUE | Reserve.Generators | East 5 Regulation | DRW.PX.WYC._.CI_.Water Heater - DLC | East | New DSM DR Winter | TRUE | TRUE | TRUE
Reserve.Generators | East 5 Regulation | DRS.PX.WYC._.CI_.HVAC - DLC |  | Reserve.Generators | East 5 Regulation | DRW.PX.WYC._.RES.Battery DLC | Reserve.Generators | East 5 Regulation | DRS.PX.WYC._.CI_.HVAC - DLC | East | New DSM DR Summer | TRUE | TRUE | TRUE | Reserve.Generators | East 5 Regulation | DRW.PX.WYC._.RES.Battery DLC | East | New DSM DR Winter | TRUE | TRUE | TRUE
Reserve.Generators | East 5 Regulation | DRS.PX.WYC._.CI_.Pool Pump - DLC |  | Reserve.Generators | East 5 Regulation | DRW.PX.WYC._.RES.EV DLC | Reserve.Generators | East 5 Regulation | DRS.PX.WYC._.CI_.Pool Pump - DLC | East | New DSM DR Summer | TRUE | TRUE | TRUE | Reserve.Generators | East 5 Regulation | DRW.PX.WYC._.RES.EV DLC | East | New DSM DR Winter | TRUE | TRUE | TRUE
Reserve.Generators | East 5 Regulation | DRS.PX.WYC._.CI_.Smart Thermostats |  | Reserve.Generators | East 5 Regulation | DRW.PX.WYC._.RES.Grid Interactive Water Htr | Reserve.Generators | East 5 Regulation | DRS.PX.WYC._.CI_.Smart Thermostats | East | New DSM DR Summer | TRUE | TRUE | TRUE | Reserve.Generators | East 5 Regulation | DRW.PX.WYC._.RES.Grid Interactive Water Htr | East | New DSM DR Winter | TRUE | TRUE | TRUE
Reserve.Generators | East 5 Regulation | DRS.PX.WYC._.CI_.Water Heater - DLC |  | Reserve.Generators | East 5 Regulation | DRW.PX.WYC._.RES.Home Energy Mgmt Sys | Reserve.Generators | East 5 Regulation | DRS.PX.WYC._.CI_.Water Heater - DLC | East | New DSM DR Summer | TRUE | TRUE | TRUE | Reserve.Generators | East 5 Regulation | DRW.PX.WYC._.RES.Home Energy Mgmt Sys | East | New DSM DR Winter | TRUE | TRUE | TRUE
Reserve.Generators | East 5 Regulation | DRS.PX.WYC._.IRR.Irrigation DLC |  | Reserve.Generators | East 5 Regulation | DRW.PX.WYC._.RES.HVAC - DLC | Reserve.Generators | East 5 Regulation | DRS.PX.WYC._.IRR.Irrigation DLC | East | New DSM DR Summer | TRUE | TRUE | TRUE | Reserve.Generators | East 5 Regulation | DRW.PX.WYC._.RES.HVAC - DLC | East | New DSM DR Winter | TRUE | TRUE | TRUE
Reserve.Generators | East 5 Regulation | DRS.PX.WYC._.RES.Battery DLC |  | Reserve.Generators | East 5 Regulation | DRW.PX.WYC._.RES.Pool Pump - DLC | Reserve.Generators | East 5 Regulation | DRS.PX.WYC._.RES.Battery DLC | East | New DSM DR Summer | TRUE | TRUE | TRUE | Reserve.Generators | East 5 Regulation | DRW.PX.WYC._.RES.Pool Pump - DLC | East | New DSM DR Winter | TRUE | TRUE | TRUE
Reserve.Generators | East 5 Regulation | DRS.PX.WYC._.RES.EV DLC |  | Reserve.Generators | East 5 Regulation | DRW.PX.WYC._.RES.Water Heater - DLC | Reserve.Generators | East 5 Regulation | DRS.PX.WYC._.RES.EV DLC | East | New DSM DR Summer | TRUE | TRUE | TRUE | Reserve.Generators | East 5 Regulation | DRW.PX.WYC._.RES.Water Heater - DLC | East | New DSM DR Winter | TRUE | TRUE | TRUE
Reserve.Generators | East 5 Regulation | DRS.PX.WYC._.RES.Grid Interactive Water Htr |  | Reserve.Generators | West 5 Regulation | DRW.PX.YAK._.CI_.3 Party | Reserve.Generators | East 5 Regulation | DRS.PX.WYC._.RES.Grid Interactive Water Htr | East | New DSM DR Summer | TRUE | TRUE | TRUE | Reserve.Generators | West 5 Regulation | DRW.PX.YAK._.CI_.3 Party | West | New DSM DR Winter | TRUE | TRUE | TRUE
Reserve.Generators | East 5 Regulation | DRS.PX.WYC._.RES.Home Energy Mgmt Sys |  | Reserve.Generators | West 5 Regulation | DRW.PX.YAK._.CI_.Battery DLC | Reserve.Generators | East 5 Regulation | DRS.PX.WYC._.RES.Home Energy Mgmt Sys | East | New DSM DR Summer | TRUE | TRUE | TRUE | Reserve.Generators | West 5 Regulation | DRW.PX.YAK._.CI_.Battery DLC | West | New DSM DR Winter | TRUE | TRUE | TRUE
Reserve.Generators | East 5 Regulation | DRS.PX.WYC._.RES.HVAC - DLC |  | Reserve.Generators | West 5 Regulation | DRW.PX.YAK._.CI_.Grid Interactive Water Htr | Reserve.Generators | East 5 Regulation | DRS.PX.WYC._.RES.HVAC - DLC | East | New DSM DR Summer | TRUE | TRUE | TRUE | Reserve.Generators | West 5 Regulation | DRW.PX.YAK._.CI_.Grid Interactive Water Htr | West | New DSM DR Winter | TRUE | TRUE | TRUE
Reserve.Generators | East 5 Regulation | DRS.PX.WYC._.RES.Pool Pump - DLC |  | Reserve.Generators | West 5 Regulation | DRW.PX.YAK._.CI_.HVAC - DLC | Reserve.Generators | East 5 Regulation | DRS.PX.WYC._.RES.Pool Pump - DLC | East | New DSM DR Summer | TRUE | TRUE | TRUE | Reserve.Generators | West 5 Regulation | DRW.PX.YAK._.CI_.HVAC - DLC | West | New DSM DR Winter | TRUE | TRUE | TRUE
Reserve.Generators | East 5 Regulation | DRS.PX.WYC._.RES.Water Heater - DLC |  | Reserve.Generators | West 5 Regulation | DRW.PX.YAK._.CI_.Pool Pump - DLC | Reserve.Generators | East 5 Regulation | DRS.PX.WYC._.RES.Water Heater - DLC | East | New DSM DR Summer | TRUE | TRUE | TRUE | Reserve.Generators | West 5 Regulation | DRW.PX.YAK._.CI_.Pool Pump - DLC | West | New DSM DR Winter | TRUE | TRUE | TRUE
Reserve.Generators | West 5 Regulation | DRS.PX.YAK._.CI_.3 Party |  | Reserve.Generators | West 5 Regulation | DRW.PX.YAK._.CI_.Smart Thermostats | Reserve.Generators | West 5 Regulation | DRS.PX.YAK._.CI_.3 Party | West | New DSM DR Summer | TRUE | TRUE | TRUE | Reserve.Generators | West 5 Regulation | DRW.PX.YAK._.CI_.Smart Thermostats | West | New DSM DR Winter | TRUE | TRUE | TRUE
Reserve.Generators | West 5 Regulation | DRS.PX.YAK._.CI_.Battery DLC |  | Reserve.Generators | West 5 Regulation | DRW.PX.YAK._.CI_.Water Heater - DLC | Reserve.Generators | West 5 Regulation | DRS.PX.YAK._.CI_.Battery DLC | West | New DSM DR Summer | TRUE | TRUE | TRUE | Reserve.Generators | West 5 Regulation | DRW.PX.YAK._.CI_.Water Heater - DLC | West | New DSM DR Winter | TRUE | TRUE | TRUE
Reserve.Generators | West 5 Regulation | DRS.PX.YAK._.CI_.Grid Interactive Water Htr |  | Reserve.Generators | West 5 Regulation | DRW.PX.YAK._.RES.Battery DLC | Reserve.Generators | West 5 Regulation | DRS.PX.YAK._.CI_.Grid Interactive Water Htr | West | New DSM DR Summer | TRUE | TRUE | TRUE | Reserve.Generators | West 5 Regulation | DRW.PX.YAK._.RES.Battery DLC | West | New DSM DR Winter | TRUE | TRUE | TRUE
Reserve.Generators | West 5 Regulation | DRS.PX.YAK._.CI_.HVAC - DLC |  | Reserve.Generators | West 5 Regulation | DRW.PX.YAK._.RES.EV DLC | Reserve.Generators | West 5 Regulation | DRS.PX.YAK._.CI_.HVAC - DLC | West | New DSM DR Summer | TRUE | TRUE | TRUE | Reserve.Generators | West 5 Regulation | DRW.PX.YAK._.RES.EV DLC | West | New DSM DR Winter | TRUE | TRUE | TRUE
Reserve.Generators | West 5 Regulation | DRS.PX.YAK._.CI_.Pool Pump - DLC |  | Reserve.Generators | West 5 Regulation | DRW.PX.YAK._.RES.Grid Interactive Water Htr | Reserve.Generators | West 5 Regulation | DRS.PX.YAK._.CI_.Pool Pump - DLC | West | New DSM DR Summer | TRUE | TRUE | TRUE | Reserve.Generators | West 5 Regulation | DRW.PX.YAK._.RES.Grid Interactive Water Htr | West | New DSM DR Winter | TRUE | TRUE | TRUE
Reserve.Generators | West 5 Regulation | DRS.PX.YAK._.CI_.Smart Thermostats |  | Reserve.Generators | West 5 Regulation | DRW.PX.YAK._.RES.Home Energy Mgmt Sys | Reserve.Generators | West 5 Regulation | DRS.PX.YAK._.CI_.Smart Thermostats | West | New DSM DR Summer | TRUE | TRUE | TRUE | Reserve.Generators | West 5 Regulation | DRW.PX.YAK._.RES.Home Energy Mgmt Sys | West | New DSM DR Winter | TRUE | TRUE | TRUE
Reserve.Generators | West 5 Regulation | DRS.PX.YAK._.CI_.Water Heater - DLC |  | Reserve.Generators | West 5 Regulation | DRW.PX.YAK._.RES.HVAC - DLC | Reserve.Generators | West 5 Regulation | DRS.PX.YAK._.CI_.Water Heater - DLC | West | New DSM DR Summer | TRUE | TRUE | TRUE | Reserve.Generators | West 5 Regulation | DRW.PX.YAK._.RES.HVAC - DLC | West | New DSM DR Winter | TRUE | TRUE | TRUE
Reserve.Generators | West 5 Regulation | DRS.PX.YAK._.IRR.Irrigation DLC |  | Reserve.Generators | West 5 Regulation | DRW.PX.YAK._.RES.Pool Pump - DLC | Reserve.Generators | West 5 Regulation | DRS.PX.YAK._.IRR.Irrigation DLC | West | New DSM DR Summer | TRUE | TRUE | TRUE | Reserve.Generators | West 5 Regulation | DRW.PX.YAK._.RES.Pool Pump - DLC | West | New DSM DR Winter | TRUE | TRUE | TRUE
Reserve.Generators | West 5 Regulation | DRS.PX.YAK._.RES.Battery DLC |  | Reserve.Generators | West 5 Regulation | DRW.PX.YAK._.RES.Smart Thermostats | Reserve.Generators | West 5 Regulation | DRS.PX.YAK._.RES.Battery DLC | West | New DSM DR Summer | TRUE | TRUE | TRUE | Reserve.Generators | West 5 Regulation | DRW.PX.YAK._.RES.Smart Thermostats | West | New DSM DR Winter | TRUE | TRUE | TRUE
Reserve.Generators | West 5 Regulation | DRS.PX.YAK._.RES.EV DLC |  | Reserve.Generators | West 5 Regulation | DRW.PX.YAK._.RES.Water Heater - DLC | Reserve.Generators | West 5 Regulation | DRS.PX.YAK._.RES.EV DLC | West | New DSM DR Summer | TRUE | TRUE | TRUE | Reserve.Generators | West 5 Regulation | DRW.PX.YAK._.RES.Water Heater - DLC | West | New DSM DR Winter | TRUE | TRUE | TRUE
Reserve.Generators | West 5 Regulation | DRS.PX.YAK._.RES.Grid Interactive Water Htr |  |  |  |  | Reserve.Generators | West 5 Regulation | DRS.PX.YAK._.RES.Grid Interactive Water Htr | West | New DSM DR Summer | TRUE | TRUE | TRUE
Reserve.Generators | West 5 Regulation | DRS.PX.YAK._.RES.Home Energy Mgmt Sys |  |  |  |  | Reserve.Generators | West 5 Regulation | DRS.PX.YAK._.RES.Home Energy Mgmt Sys | West | New DSM DR Summer | TRUE | TRUE | TRUE
Reserve.Generators | West 5 Regulation | DRS.PX.YAK._.RES.HVAC - DLC |  |  |  |  | Reserve.Generators | West 5 Regulation | DRS.PX.YAK._.RES.HVAC - DLC | West | New DSM DR Summer | TRUE | TRUE | TRUE
Reserve.Generators | West 5 Regulation | DRS.PX.YAK._.RES.Pool Pump - DLC |  |  |  |  | Reserve.Generators | West 5 Regulation | DRS.PX.YAK._.RES.Pool Pump - DLC | West | New DSM DR Summer | TRUE | TRUE | TRUE
Reserve.Generators | West 5 Regulation | DRS.PX.YAK._.RES.Smart Thermostats |  |  |  |  | Reserve.Generators | West 5 Regulation | DRS.PX.YAK._.RES.Smart Thermostats | West | New DSM DR Summer | TRUE | TRUE | TRUE
Reserve.Generators | West 5 Regulation | DRS.PX.YAK._.RES.Water Heater - DLC |  |  |  |  | Reserve.Generators | West 5 Regulation | DRS.PX.YAK._.RES.Water Heater - DLC | West | New DSM DR Summer | TRUE | TRUE | TRUE

## Reserve Memberships
Collection | Parent Name | Child Name | Reserve Margin | Collection | Parent Name | Child Name | Collection | Parent Name | Child Name | Parent Category | Child Category |  |  |  | Collection | Parent Name | Child Name | Parent Category | Child Category |  |  |  | No Changes from 21 IRP
Reserve.Generators | East Reserve Margin | DRS.PX.GOE._.CI_.3 Party |  | Reserve.Generators | East Reserve Margin | DRW.PX.GOE._.CI_.3 Party | Reserve.Generators | East Reserve Margin | DRS.PX.GOE._.CI_.3 Party | East | New DSM DR Summer | TRUE | TRUE | TRUE | Reserve.Generators | East Reserve Margin | DRW.PX.GOE._.CI_.3 Party | East | New DSM DR Winter | TRUE | TRUE | TRUE
Reserve.Generators | East Reserve Margin | DRS.PX.GOE._.CI_.Battery DLC |  | Reserve.Generators | East Reserve Margin | DRW.PX.GOE._.CI_.Battery DLC | Reserve.Generators | East Reserve Margin | DRS.PX.GOE._.CI_.Battery DLC | East | New DSM DR Summer | TRUE | TRUE | TRUE | Reserve.Generators | East Reserve Margin | DRW.PX.GOE._.CI_.Battery DLC | East | New DSM DR Winter | TRUE | TRUE | TRUE
Reserve.Generators | East Reserve Margin | DRS.PX.GOE._.CI_.Grid Interactive Water Htr |  | Reserve.Generators | East Reserve Margin | DRW.PX.GOE._.CI_.Grid Interactive Water Htr | Reserve.Generators | East Reserve Margin | DRS.PX.GOE._.CI_.Grid Interactive Water Htr | East | New DSM DR Summer | TRUE | TRUE | TRUE | Reserve.Generators | East Reserve Margin | DRW.PX.GOE._.CI_.Grid Interactive Water Htr | East | New DSM DR Winter | TRUE | TRUE | TRUE
Reserve.Generators | East Reserve Margin | DRS.PX.GOE._.CI_.HVAC - DLC |  | Reserve.Generators | East Reserve Margin | DRW.PX.GOE._.CI_.HVAC - DLC | Reserve.Generators | East Reserve Margin | DRS.PX.GOE._.CI_.HVAC - DLC | East | New DSM DR Summer | TRUE | TRUE | TRUE | Reserve.Generators | East Reserve Margin | DRW.PX.GOE._.CI_.HVAC - DLC | East | New DSM DR Winter | TRUE | TRUE | TRUE
Reserve.Generators | East Reserve Margin | DRS.PX.GOE._.CI_.Pool Pump - DLC |  | Reserve.Generators | East Reserve Margin | DRW.PX.GOE._.CI_.Pool Pump - DLC | Reserve.Generators | East Reserve Margin | DRS.PX.GOE._.CI_.Pool Pump - DLC | East | New DSM DR Summer | TRUE | TRUE | TRUE | Reserve.Generators | East Reserve Margin | DRW.PX.GOE._.CI_.Pool Pump - DLC | East | New DSM DR Winter | TRUE | TRUE | TRUE
Reserve.Generators | East Reserve Margin | DRS.PX.GOE._.CI_.Smart Thermostats |  | Reserve.Generators | East Reserve Margin | DRW.PX.GOE._.CI_.Smart Thermostats | Reserve.Generators | East Reserve Margin | DRS.PX.GOE._.CI_.Smart Thermostats | East | New DSM DR Summer | TRUE | TRUE | TRUE | Reserve.Generators | East Reserve Margin | DRW.PX.GOE._.CI_.Smart Thermostats | East | New DSM DR Winter | TRUE | TRUE | TRUE
Reserve.Generators | East Reserve Margin | DRS.PX.GOE._.CI_.Water Heater - DLC |  | Reserve.Generators | East Reserve Margin | DRW.PX.GOE._.CI_.Water Heater - DLC | Reserve.Generators | East Reserve Margin | DRS.PX.GOE._.CI_.Water Heater - DLC | East | New DSM DR Summer | TRUE | TRUE | TRUE | Reserve.Generators | East Reserve Margin | DRW.PX.GOE._.CI_.Water Heater - DLC | East | New DSM DR Winter | TRUE | TRUE | TRUE
Reserve.Generators | East Reserve Margin | DRS.PX.GOE._.IRR.Irrigation DLC |  | Reserve.Generators | East Reserve Margin | DRW.PX.GOE._.RES.Battery DLC | Reserve.Generators | East Reserve Margin | DRS.PX.GOE._.IRR.Irrigation DLC | East | New DSM DR Summer | TRUE | TRUE | TRUE | Reserve.Generators | East Reserve Margin | DRW.PX.GOE._.RES.Battery DLC | East | New DSM DR Winter | TRUE | TRUE | TRUE
Reserve.Generators | East Reserve Margin | DRS.PX.GOE._.RES.Battery DLC |  | Reserve.Generators | East Reserve Margin | DRW.PX.GOE._.RES.EV DLC | Reserve.Generators | East Reserve Margin | DRS.PX.GOE._.RES.Battery DLC | East | New DSM DR Summer | TRUE | TRUE | TRUE | Reserve.Generators | East Reserve Margin | DRW.PX.GOE._.RES.EV DLC | East | New DSM DR Winter | TRUE | TRUE | TRUE
Reserve.Generators | East Reserve Margin | DRS.PX.GOE._.RES.EV DLC |  | Reserve.Generators | East Reserve Margin | DRW.PX.GOE._.RES.Grid Interactive Water Htr | Reserve.Generators | East Reserve Margin | DRS.PX.GOE._.RES.EV DLC | East | New DSM DR Summer | TRUE | TRUE | TRUE | Reserve.Generators | East Reserve Margin | DRW.PX.GOE._.RES.Grid Interactive Water Htr | East | New DSM DR Winter | TRUE | TRUE | TRUE
Reserve.Generators | East Reserve Margin | DRS.PX.GOE._.RES.Grid Interactive Water Htr |  | Reserve.Generators | East Reserve Margin | DRW.PX.GOE._.RES.Home Energy Mgmt Sys | Reserve.Generators | East Reserve Margin | DRS.PX.GOE._.RES.Grid Interactive Water Htr | East | New DSM DR Summer | TRUE | TRUE | TRUE | Reserve.Generators | East Reserve Margin | DRW.PX.GOE._.RES.Home Energy Mgmt Sys | East | New DSM DR Winter | TRUE | TRUE | TRUE
Reserve.Generators | East Reserve Margin | DRS.PX.GOE._.RES.Home Energy Mgmt Sys |  | Reserve.Generators | East Reserve Margin | DRW.PX.GOE._.RES.HVAC - DLC | Reserve.Generators | East Reserve Margin | DRS.PX.GOE._.RES.Home Energy Mgmt Sys | East | New DSM DR Summer | TRUE | TRUE | TRUE | Reserve.Generators | East Reserve Margin | DRW.PX.GOE._.RES.HVAC - DLC | East | New DSM DR Winter | TRUE | TRUE | TRUE
Reserve.Generators | East Reserve Margin | DRS.PX.GOE._.RES.HVAC - DLC |  | Reserve.Generators | East Reserve Margin | DRW.PX.GOE._.RES.Pool Pump - DLC | Reserve.Generators | East Reserve Margin | DRS.PX.GOE._.RES.HVAC - DLC | East | New DSM DR Summer | TRUE | TRUE | TRUE | Reserve.Generators | East Reserve Margin | DRW.PX.GOE._.RES.Pool Pump - DLC | East | New DSM DR Winter | TRUE | TRUE | TRUE
Reserve.Generators | East Reserve Margin | DRS.PX.GOE._.RES.Pool Pump - DLC |  | Reserve.Generators | East Reserve Margin | DRW.PX.GOE._.RES.Water Heater - DLC | Reserve.Generators | East Reserve Margin | DRS.PX.GOE._.RES.Pool Pump - DLC | East | New DSM DR Summer | TRUE | TRUE | TRUE | Reserve.Generators | East Reserve Margin | DRW.PX.GOE._.RES.Water Heater - DLC | East | New DSM DR Winter | TRUE | TRUE | TRUE
Reserve.Generators | East Reserve Margin | DRS.PX.GOE._.RES.Water Heater - DLC |  | Reserve.Generators | West Reserve Margin | DRW.PX.NCA._.CI_.3 Party | Reserve.Generators | East Reserve Margin | DRS.PX.GOE._.RES.Water Heater - DLC | East | New DSM DR Summer | TRUE | TRUE | TRUE | Reserve.Generators | West Reserve Margin | DRW.PX.NCA._.CI_.3 Party | West | New DSM DR Winter | TRUE | TRUE | TRUE
Reserve.Generators | West Reserve Margin | DRS.PX.NCA._.CI_.3 Party |  | Reserve.Generators | West Reserve Margin | DRW.PX.NCA._.CI_.Battery DLC | Reserve.Generators | West Reserve Margin | DRS.PX.NCA._.CI_.3 Party | West | New DSM DR Summer | TRUE | TRUE | TRUE | Reserve.Generators | West Reserve Margin | DRW.PX.NCA._.CI_.Battery DLC | West | New DSM DR Winter | TRUE | TRUE | TRUE
Reserve.Generators | West Reserve Margin | DRS.PX.NCA._.CI_.Battery DLC |  | Reserve.Generators | West Reserve Margin | DRW.PX.NCA._.CI_.Grid Interactive Water Htr | Reserve.Generators | West Reserve Margin | DRS.PX.NCA._.CI_.Battery DLC | West | New DSM DR Summer | TRUE | TRUE | TRUE | Reserve.Generators | West Reserve Margin | DRW.PX.NCA._.CI_.Grid Interactive Water Htr | West | New DSM DR Winter | TRUE | TRUE | TRUE
Reserve.Generators | West Reserve Margin | DRS.PX.NCA._.CI_.Grid Interactive Water Htr |  | Reserve.Generators | West Reserve Margin | DRW.PX.NCA._.CI_.HVAC - DLC | Reserve.Generators | West Reserve Margin | DRS.PX.NCA._.CI_.Grid Interactive Water Htr | West | New DSM DR Summer | TRUE | TRUE | TRUE | Reserve.Generators | West Reserve Margin | DRW.PX.NCA._.CI_.HVAC - DLC | West | New DSM DR Winter | TRUE | TRUE | TRUE
Reserve.Generators | West Reserve Margin | DRS.PX.NCA._.CI_.HVAC - DLC |  | Reserve.Generators | West Reserve Margin | DRW.PX.NCA._.CI_.Pool Pump - DLC | Reserve.Generators | West Reserve Margin | DRS.PX.NCA._.CI_.HVAC - DLC | West | New DSM DR Summer | TRUE | TRUE | TRUE | Reserve.Generators | West Reserve Margin | DRW.PX.NCA._.CI_.Pool Pump - DLC | West | New DSM DR Winter | TRUE | TRUE | TRUE
Reserve.Generators | West Reserve Margin | DRS.PX.NCA._.CI_.Pool Pump - DLC |  | Reserve.Generators | West Reserve Margin | DRW.PX.NCA._.CI_.Smart Thermostats | Reserve.Generators | West Reserve Margin | DRS.PX.NCA._.CI_.Pool Pump - DLC | West | New DSM DR Summer | TRUE | TRUE | TRUE | Reserve.Generators | West Reserve Margin | DRW.PX.NCA._.CI_.Smart Thermostats | West | New DSM DR Winter | TRUE | TRUE | TRUE
Reserve.Generators | West Reserve Margin | DRS.PX.NCA._.CI_.Smart Thermostats |  | Reserve.Generators | West Reserve Margin | DRW.PX.NCA._.CI_.Water Heater - DLC | Reserve.Generators | West Reserve Margin | DRS.PX.NCA._.CI_.Smart Thermostats | West | New DSM DR Summer | TRUE | TRUE | TRUE | Reserve.Generators | West Reserve Margin | DRW.PX.NCA._.CI_.Water Heater - DLC | West | New DSM DR Winter | TRUE | TRUE | TRUE
Reserve.Generators | West Reserve Margin | DRS.PX.NCA._.CI_.Water Heater - DLC |  | Reserve.Generators | West Reserve Margin | DRW.PX.NCA._.RES.Battery DLC | Reserve.Generators | West Reserve Margin | DRS.PX.NCA._.CI_.Water Heater - DLC | West | New DSM DR Summer | TRUE | TRUE | TRUE | Reserve.Generators | West Reserve Margin | DRW.PX.NCA._.RES.Battery DLC | West | New DSM DR Winter | TRUE | TRUE | TRUE
Reserve.Generators | West Reserve Margin | DRS.PX.NCA._.IRR.Irrigation DLC |  | Reserve.Generators | West Reserve Margin | DRW.PX.NCA._.RES.EV DLC | Reserve.Generators | West Reserve Margin | DRS.PX.NCA._.IRR.Irrigation DLC | West | New DSM DR Summer | TRUE | TRUE | TRUE | Reserve.Generators | West Reserve Margin | DRW.PX.NCA._.RES.EV DLC | West | New DSM DR Winter | TRUE | TRUE | TRUE
Reserve.Generators | West Reserve Margin | DRS.PX.NCA._.RES.Battery DLC |  | Reserve.Generators | West Reserve Margin | DRW.PX.NCA._.RES.Grid Interactive Water Htr | Reserve.Generators | West Reserve Margin | DRS.PX.NCA._.RES.Battery DLC | West | New DSM DR Summer | TRUE | TRUE | TRUE | Reserve.Generators | West Reserve Margin | DRW.PX.NCA._.RES.Grid Interactive Water Htr | West | New DSM DR Winter | TRUE | TRUE | TRUE
Reserve.Generators | West Reserve Margin | DRS.PX.NCA._.RES.EV DLC |  | Reserve.Generators | West Reserve Margin | DRW.PX.NCA._.RES.Home Energy Mgmt Sys | Reserve.Generators | West Reserve Margin | DRS.PX.NCA._.RES.EV DLC | West | New DSM DR Summer | TRUE | TRUE | TRUE | Reserve.Generators | West Reserve Margin | DRW.PX.NCA._.RES.Home Energy Mgmt Sys | West | New DSM DR Winter | TRUE | TRUE | TRUE
Reserve.Generators | West Reserve Margin | DRS.PX.NCA._.RES.Grid Interactive Water Htr |  | Reserve.Generators | West Reserve Margin | DRW.PX.NCA._.RES.HVAC - DLC | Reserve.Generators | West Reserve Margin | DRS.PX.NCA._.RES.Grid Interactive Water Htr | West | New DSM DR Summer | TRUE | TRUE | TRUE | Reserve.Generators | West Reserve Margin | DRW.PX.NCA._.RES.HVAC - DLC | West | New DSM DR Winter | TRUE | TRUE | TRUE
Reserve.Generators | West Reserve Margin | DRS.PX.NCA._.RES.Home Energy Mgmt Sys |  | Reserve.Generators | West Reserve Margin | DRW.PX.NCA._.RES.Pool Pump - DLC | Reserve.Generators | West Reserve Margin | DRS.PX.NCA._.RES.Home Energy Mgmt Sys | West | New DSM DR Summer | TRUE | TRUE | TRUE | Reserve.Generators | West Reserve Margin | DRW.PX.NCA._.RES.Pool Pump - DLC | West | New DSM DR Winter | TRUE | TRUE | TRUE
Reserve.Generators | West Reserve Margin | DRS.PX.NCA._.RES.HVAC - DLC |  | Reserve.Generators | West Reserve Margin | DRW.PX.NCA._.RES.Smart Thermostats | Reserve.Generators | West Reserve Margin | DRS.PX.NCA._.RES.HVAC - DLC | West | New DSM DR Summer | TRUE | TRUE | TRUE | Reserve.Generators | West Reserve Margin | DRW.PX.NCA._.RES.Smart Thermostats | West | New DSM DR Winter | TRUE | TRUE | TRUE
Reserve.Generators | West Reserve Margin | DRS.PX.NCA._.RES.Pool Pump - DLC |  | Reserve.Generators | West Reserve Margin | DRW.PX.NCA._.RES.Water Heater - DLC | Reserve.Generators | West Reserve Margin | DRS.PX.NCA._.RES.Pool Pump - DLC | West | New DSM DR Summer | TRUE | TRUE | TRUE | Reserve.Generators | West Reserve Margin | DRW.PX.NCA._.RES.Water Heater - DLC | West | New DSM DR Winter | TRUE | TRUE | TRUE
Reserve.Generators | West Reserve Margin | DRS.PX.NCA._.RES.Smart Thermostats |  | Reserve.Generators | West Reserve Margin | DRW.PX.SOR._.CI_.3 Party | Reserve.Generators | West Reserve Margin | DRS.PX.NCA._.RES.Smart Thermostats | West | New DSM DR Summer | TRUE | TRUE | TRUE | Reserve.Generators | West Reserve Margin | DRW.PX.SOR._.CI_.3 Party | West | New DSM DR Winter | TRUE | TRUE | TRUE
Reserve.Generators | West Reserve Margin | DRS.PX.NCA._.RES.Water Heater - DLC |  | Reserve.Generators | West Reserve Margin | DRW.PX.SOR._.CI_.Battery DLC | Reserve.Generators | West Reserve Margin | DRS.PX.NCA._.RES.Water Heater - DLC | West | New DSM DR Summer | TRUE | TRUE | TRUE | Reserve.Generators | West Reserve Margin | DRW.PX.SOR._.CI_.Battery DLC | West | New DSM DR Winter | TRUE | TRUE | TRUE
Reserve.Generators | West Reserve Margin | DRS.PX.SOR._.CI_.3 Party |  | Reserve.Generators | West Reserve Margin | DRW.PX.SOR._.CI_.Grid Interactive Water Htr | Reserve.Generators | West Reserve Margin | DRS.PX.SOR._.CI_.3 Party | West | New DSM DR Summer | TRUE | TRUE | TRUE | Reserve.Generators | West Reserve Margin | DRW.PX.SOR._.CI_.Grid Interactive Water Htr | West | New DSM DR Winter | TRUE | TRUE | TRUE
Reserve.Generators | West Reserve Margin | DRS.PX.SOR._.CI_.Battery DLC |  | Reserve.Generators | West Reserve Margin | DRW.PX.SOR._.CI_.HVAC - DLC | Reserve.Generators | West Reserve Margin | DRS.PX.SOR._.CI_.Battery DLC | West | New DSM DR Summer | TRUE | TRUE | TRUE | Reserve.Generators | West Reserve Margin | DRW.PX.SOR._.CI_.HVAC - DLC | West | New DSM DR Winter | TRUE | TRUE | TRUE
Reserve.Generators | West Reserve Margin | DRS.PX.SOR._.CI_.Grid Interactive Water Htr |  | Reserve.Generators | West Reserve Margin | DRW.PX.SOR._.CI_.Pool Pump - DLC | Reserve.Generators | West Reserve Margin | DRS.PX.SOR._.CI_.Grid Interactive Water Htr | West | New DSM DR Summer | TRUE | TRUE | TRUE | Reserve.Generators | West Reserve Margin | DRW.PX.SOR._.CI_.Pool Pump - DLC | West | New DSM DR Winter | TRUE | TRUE | TRUE
Reserve.Generators | West Reserve Margin | DRS.PX.SOR._.CI_.HVAC - DLC |  | Reserve.Generators | West Reserve Margin | DRW.PX.SOR._.CI_.Smart Thermostats | Reserve.Generators | West Reserve Margin | DRS.PX.SOR._.CI_.HVAC - DLC | West | New DSM DR Summer | TRUE | TRUE | TRUE | Reserve.Generators | West Reserve Margin | DRW.PX.SOR._.CI_.Smart Thermostats | West | New DSM DR Winter | TRUE | TRUE | TRUE
Reserve.Generators | West Reserve Margin | DRS.PX.SOR._.CI_.Pool Pump - DLC |  | Reserve.Generators | West Reserve Margin | DRW.PX.SOR._.CI_.Water Heater - DLC | Reserve.Generators | West Reserve Margin | DRS.PX.SOR._.CI_.Pool Pump - DLC | West | New DSM DR Summer | TRUE | TRUE | TRUE | Reserve.Generators | West Reserve Margin | DRW.PX.SOR._.CI_.Water Heater - DLC | West | New DSM DR Winter | TRUE | TRUE | TRUE
Reserve.Generators | West Reserve Margin | DRS.PX.SOR._.CI_.Smart Thermostats |  | Reserve.Generators | West Reserve Margin | DRW.PX.SOR._.RES.Battery DLC | Reserve.Generators | West Reserve Margin | DRS.PX.SOR._.CI_.Smart Thermostats | West | New DSM DR Summer | TRUE | TRUE | TRUE | Reserve.Generators | West Reserve Margin | DRW.PX.SOR._.RES.Battery DLC | West | New DSM DR Winter | TRUE | TRUE | TRUE
Reserve.Generators | West Reserve Margin | DRS.PX.SOR._.CI_.Water Heater - DLC |  | Reserve.Generators | West Reserve Margin | DRW.PX.SOR._.RES.EV DLC | Reserve.Generators | West Reserve Margin | DRS.PX.SOR._.CI_.Water Heater - DLC | West | New DSM DR Summer | TRUE | TRUE | TRUE | Reserve.Generators | West Reserve Margin | DRW.PX.SOR._.RES.EV DLC | West | New DSM DR Winter | TRUE | TRUE | TRUE
Reserve.Generators | West Reserve Margin | DRS.PX.SOR._.IRR.Irrigation DLC |  | Reserve.Generators | West Reserve Margin | DRW.PX.SOR._.RES.Grid Interactive Water Htr | Reserve.Generators | West Reserve Margin | DRS.PX.SOR._.IRR.Irrigation DLC | West | New DSM DR Summer | TRUE | TRUE | TRUE | Reserve.Generators | West Reserve Margin | DRW.PX.SOR._.RES.Grid Interactive Water Htr | West | New DSM DR Winter | TRUE | TRUE | TRUE
Reserve.Generators | West Reserve Margin | DRS.PX.SOR._.RES.Battery DLC |  | Reserve.Generators | West Reserve Margin | DRW.PX.SOR._.RES.Home Energy Mgmt Sys | Reserve.Generators | West Reserve Margin | DRS.PX.SOR._.RES.Battery DLC | West | New DSM DR Summer | TRUE | TRUE | TRUE | Reserve.Generators | West Reserve Margin | DRW.PX.SOR._.RES.Home Energy Mgmt Sys | West | New DSM DR Winter | TRUE | TRUE | TRUE
Reserve.Generators | West Reserve Margin | DRS.PX.SOR._.RES.EV DLC |  | Reserve.Generators | West Reserve Margin | DRW.PX.SOR._.RES.HVAC - DLC | Reserve.Generators | West Reserve Margin | DRS.PX.SOR._.RES.EV DLC | West | New DSM DR Summer | TRUE | TRUE | TRUE | Reserve.Generators | West Reserve Margin | DRW.PX.SOR._.RES.HVAC - DLC | West | New DSM DR Winter | TRUE | TRUE | TRUE
Reserve.Generators | West Reserve Margin | DRS.PX.SOR._.RES.Grid Interactive Water Htr |  | Reserve.Generators | West Reserve Margin | DRW.PX.SOR._.RES.Pool Pump - DLC | Reserve.Generators | West Reserve Margin | DRS.PX.SOR._.RES.Grid Interactive Water Htr | West | New DSM DR Summer | TRUE | TRUE | TRUE | Reserve.Generators | West Reserve Margin | DRW.PX.SOR._.RES.Pool Pump - DLC | West | New DSM DR Winter | TRUE | TRUE | TRUE
Reserve.Generators | West Reserve Margin | DRS.PX.SOR._.RES.Home Energy Mgmt Sys |  | Reserve.Generators | West Reserve Margin | DRW.PX.SOR._.RES.Smart Thermostats | Reserve.Generators | West Reserve Margin | DRS.PX.SOR._.RES.Home Energy Mgmt Sys | West | New DSM DR Summer | TRUE | TRUE | TRUE | Reserve.Generators | West Reserve Margin | DRW.PX.SOR._.RES.Smart Thermostats | West | New DSM DR Winter | TRUE | TRUE | TRUE
Reserve.Generators | West Reserve Margin | DRS.PX.SOR._.RES.HVAC - DLC |  | Reserve.Generators | West Reserve Margin | DRW.PX.SOR._.RES.Water Heater - DLC | Reserve.Generators | West Reserve Margin | DRS.PX.SOR._.RES.HVAC - DLC | West | New DSM DR Summer | TRUE | TRUE | TRUE | Reserve.Generators | West Reserve Margin | DRW.PX.SOR._.RES.Water Heater - DLC | West | New DSM DR Winter | TRUE | TRUE | TRUE
Reserve.Generators | West Reserve Margin | DRS.PX.SOR._.RES.Pool Pump - DLC |  | Reserve.Generators | East Reserve Margin | DRW.PX.UTN._.CI_.3 Party | Reserve.Generators | West Reserve Margin | DRS.PX.SOR._.RES.Pool Pump - DLC | West | New DSM DR Summer | TRUE | TRUE | TRUE | Reserve.Generators | East Reserve Margin | DRW.PX.UTN._.CI_.3 Party | East | New DSM DR Winter | TRUE | TRUE | TRUE
Reserve.Generators | West Reserve Margin | DRS.PX.SOR._.RES.Smart Thermostats |  | Reserve.Generators | East Reserve Margin | DRW.PX.UTN._.CI_.Battery DLC | Reserve.Generators | West Reserve Margin | DRS.PX.SOR._.RES.Smart Thermostats | West | New DSM DR Summer | TRUE | TRUE | TRUE | Reserve.Generators | East Reserve Margin | DRW.PX.UTN._.CI_.Battery DLC | East | New DSM DR Winter | TRUE | TRUE | TRUE
Reserve.Generators | West Reserve Margin | DRS.PX.SOR._.RES.Water Heater - DLC |  | Reserve.Generators | East Reserve Margin | DRW.PX.UTN._.CI_.Grid Interactive Water Htr | Reserve.Generators | West Reserve Margin | DRS.PX.SOR._.RES.Water Heater - DLC | West | New DSM DR Summer | TRUE | TRUE | TRUE | Reserve.Generators | East Reserve Margin | DRW.PX.UTN._.CI_.Grid Interactive Water Htr | East | New DSM DR Winter | TRUE | TRUE | TRUE
Reserve.Generators | East Reserve Margin | DRS.PX.UTN._.CI_.3 Party |  | Reserve.Generators | East Reserve Margin | DRW.PX.UTN._.CI_.HVAC - DLC | Reserve.Generators | East Reserve Margin | DRS.PX.UTN._.CI_.3 Party | East | New DSM DR Summer | TRUE | TRUE | TRUE | Reserve.Generators | East Reserve Margin | DRW.PX.UTN._.CI_.HVAC - DLC | East | New DSM DR Winter | TRUE | TRUE | TRUE
Reserve.Generators | East Reserve Margin | DRS.PX.UTN._.CI_.Battery DLC |  | Reserve.Generators | East Reserve Margin | DRW.PX.UTN._.CI_.Pool Pump - DLC | Reserve.Generators | East Reserve Margin | DRS.PX.UTN._.CI_.Battery DLC | East | New DSM DR Summer | TRUE | TRUE | TRUE | Reserve.Generators | East Reserve Margin | DRW.PX.UTN._.CI_.Pool Pump - DLC | East | New DSM DR Winter | TRUE | TRUE | TRUE
Reserve.Generators | East Reserve Margin | DRS.PX.UTN._.CI_.Grid Interactive Water Htr |  | Reserve.Generators | East Reserve Margin | DRW.PX.UTN._.CI_.Smart Thermostats | Reserve.Generators | East Reserve Margin | DRS.PX.UTN._.CI_.Grid Interactive Water Htr | East | New DSM DR Summer | TRUE | TRUE | TRUE | Reserve.Generators | East Reserve Margin | DRW.PX.UTN._.CI_.Smart Thermostats | East | New DSM DR Winter | TRUE | TRUE | TRUE
Reserve.Generators | East Reserve Margin | DRS.PX.UTN._.CI_.HVAC - DLC |  | Reserve.Generators | East Reserve Margin | DRW.PX.UTN._.CI_.Water Heater - DLC | Reserve.Generators | East Reserve Margin | DRS.PX.UTN._.CI_.HVAC - DLC | East | New DSM DR Summer | TRUE | TRUE | TRUE | Reserve.Generators | East Reserve Margin | DRW.PX.UTN._.CI_.Water Heater - DLC | East | New DSM DR Winter | TRUE | TRUE | TRUE
Reserve.Generators | East Reserve Margin | DRS.PX.UTN._.CI_.Pool Pump - DLC |  | Reserve.Generators | East Reserve Margin | DRW.PX.UTN._.RES.Battery DLC | Reserve.Generators | East Reserve Margin | DRS.PX.UTN._.CI_.Pool Pump - DLC | East | New DSM DR Summer | TRUE | TRUE | TRUE | Reserve.Generators | East Reserve Margin | DRW.PX.UTN._.RES.Battery DLC | East | New DSM DR Winter | TRUE | TRUE | TRUE
Reserve.Generators | East Reserve Margin | DRS.PX.UTN._.CI_.Smart Thermostats |  | Reserve.Generators | East Reserve Margin | DRW.PX.UTN._.RES.EV DLC | Reserve.Generators | East Reserve Margin | DRS.PX.UTN._.CI_.Smart Thermostats | East | New DSM DR Summer | TRUE | TRUE | TRUE | Reserve.Generators | East Reserve Margin | DRW.PX.UTN._.RES.EV DLC | East | New DSM DR Winter | TRUE | TRUE | TRUE
Reserve.Generators | East Reserve Margin | DRS.PX.UTN._.CI_.Water Heater - DLC |  | Reserve.Generators | East Reserve Margin | DRW.PX.UTN._.RES.Grid Interactive Water Htr | Reserve.Generators | East Reserve Margin | DRS.PX.UTN._.CI_.Water Heater - DLC | East | New DSM DR Summer | TRUE | TRUE | TRUE | Reserve.Generators | East Reserve Margin | DRW.PX.UTN._.RES.Grid Interactive Water Htr | East | New DSM DR Winter | TRUE | TRUE | TRUE
Reserve.Generators | East Reserve Margin | DRS.PX.UTN._.IRR.Irrigation DLC |  | Reserve.Generators | East Reserve Margin | DRW.PX.UTN._.RES.Home Energy Mgmt Sys | Reserve.Generators | East Reserve Margin | DRS.PX.UTN._.IRR.Irrigation DLC | East | New DSM DR Summer | TRUE | TRUE | TRUE | Reserve.Generators | East Reserve Margin | DRW.PX.UTN._.RES.Home Energy Mgmt Sys | East | New DSM DR Winter | TRUE | TRUE | TRUE
Reserve.Generators | East Reserve Margin | DRS.PX.UTN._.RES.Battery DLC |  | Reserve.Generators | East Reserve Margin | DRW.PX.UTN._.RES.HVAC - DLC | Reserve.Generators | East Reserve Margin | DRS.PX.UTN._.RES.Battery DLC | East | New DSM DR Summer | TRUE | TRUE | TRUE | Reserve.Generators | East Reserve Margin | DRW.PX.UTN._.RES.HVAC - DLC | East | New DSM DR Winter | TRUE | TRUE | TRUE
Reserve.Generators | East Reserve Margin | DRS.PX.UTN._.RES.EV DLC |  | Reserve.Generators | East Reserve Margin | DRW.PX.UTN._.RES.Pool Pump - DLC | Reserve.Generators | East Reserve Margin | DRS.PX.UTN._.RES.EV DLC | East | New DSM DR Summer | TRUE | TRUE | TRUE | Reserve.Generators | East Reserve Margin | DRW.PX.UTN._.RES.Pool Pump - DLC | East | New DSM DR Winter | TRUE | TRUE | TRUE
Reserve.Generators | East Reserve Margin | DRS.PX.UTN._.RES.Grid Interactive Water Htr |  | Reserve.Generators | East Reserve Margin | DRW.PX.UTN._.RES.Water Heater - DLC | Reserve.Generators | East Reserve Margin | DRS.PX.UTN._.RES.Grid Interactive Water Htr | East | New DSM DR Summer | TRUE | TRUE | TRUE | Reserve.Generators | East Reserve Margin | DRW.PX.UTN._.RES.Water Heater - DLC | East | New DSM DR Winter | TRUE | TRUE | TRUE
Reserve.Generators | East Reserve Margin | DRS.PX.UTN._.RES.Home Energy Mgmt Sys |  | Reserve.Generators | East Reserve Margin | DRW.PX.WYC._.CI_.3 Party | Reserve.Generators | East Reserve Margin | DRS.PX.UTN._.RES.Home Energy Mgmt Sys | East | New DSM DR Summer | TRUE | TRUE | TRUE | Reserve.Generators | East Reserve Margin | DRW.PX.WYC._.CI_.3 Party | East | New DSM DR Winter | TRUE | TRUE | TRUE
Reserve.Generators | East Reserve Margin | DRS.PX.UTN._.RES.HVAC - DLC |  | Reserve.Generators | East Reserve Margin | DRW.PX.WYC._.CI_.Battery DLC | Reserve.Generators | East Reserve Margin | DRS.PX.UTN._.RES.HVAC - DLC | East | New DSM DR Summer | TRUE | TRUE | TRUE | Reserve.Generators | East Reserve Margin | DRW.PX.WYC._.CI_.Battery DLC | East | New DSM DR Winter | TRUE | TRUE | TRUE
Reserve.Generators | East Reserve Margin | DRS.PX.UTN._.RES.Pool Pump - DLC |  | Reserve.Generators | East Reserve Margin | DRW.PX.WYC._.CI_.Grid Interactive Water Htr | Reserve.Generators | East Reserve Margin | DRS.PX.UTN._.RES.Pool Pump - DLC | East | New DSM DR Summer | TRUE | TRUE | TRUE | Reserve.Generators | East Reserve Margin | DRW.PX.WYC._.CI_.Grid Interactive Water Htr | East | New DSM DR Winter | TRUE | TRUE | TRUE
Reserve.Generators | East Reserve Margin | DRS.PX.UTN._.RES.Water Heater - DLC |  | Reserve.Generators | East Reserve Margin | DRW.PX.WYC._.CI_.HVAC - DLC | Reserve.Generators | East Reserve Margin | DRS.PX.UTN._.RES.Water Heater - DLC | East | New DSM DR Summer | TRUE | TRUE | TRUE | Reserve.Generators | East Reserve Margin | DRW.PX.WYC._.CI_.HVAC - DLC | East | New DSM DR Winter | TRUE | TRUE | TRUE
Reserve.Generators | East Reserve Margin | DRS.PX.WYC._.CI_.3 Party |  | Reserve.Generators | East Reserve Margin | DRW.PX.WYC._.CI_.Pool Pump - DLC | Reserve.Generators | East Reserve Margin | DRS.PX.WYC._.CI_.3 Party | East | New DSM DR Summer | TRUE | TRUE | TRUE | Reserve.Generators | East Reserve Margin | DRW.PX.WYC._.CI_.Pool Pump - DLC | East | New DSM DR Winter | TRUE | TRUE | TRUE
Reserve.Generators | East Reserve Margin | DRS.PX.WYC._.CI_.Battery DLC |  | Reserve.Generators | East Reserve Margin | DRW.PX.WYC._.CI_.Smart Thermostats | Reserve.Generators | East Reserve Margin | DRS.PX.WYC._.CI_.Battery DLC | East | New DSM DR Summer | TRUE | TRUE | TRUE | Reserve.Generators | East Reserve Margin | DRW.PX.WYC._.CI_.Smart Thermostats | East | New DSM DR Winter | TRUE | TRUE | TRUE
Reserve.Generators | East Reserve Margin | DRS.PX.WYC._.CI_.Grid Interactive Water Htr |  | Reserve.Generators | East Reserve Margin | DRW.PX.WYC._.CI_.Water Heater - DLC | Reserve.Generators | East Reserve Margin | DRS.PX.WYC._.CI_.Grid Interactive Water Htr | East | New DSM DR Summer | TRUE | TRUE | TRUE | Reserve.Generators | East Reserve Margin | DRW.PX.WYC._.CI_.Water Heater - DLC | East | New DSM DR Winter | TRUE | TRUE | TRUE
Reserve.Generators | East Reserve Margin | DRS.PX.WYC._.CI_.HVAC - DLC |  | Reserve.Generators | East Reserve Margin | DRW.PX.WYC._.RES.Battery DLC | Reserve.Generators | East Reserve Margin | DRS.PX.WYC._.CI_.HVAC - DLC | East | New DSM DR Summer | TRUE | TRUE | TRUE | Reserve.Generators | East Reserve Margin | DRW.PX.WYC._.RES.Battery DLC | East | New DSM DR Winter | TRUE | TRUE | TRUE
Reserve.Generators | East Reserve Margin | DRS.PX.WYC._.CI_.Pool Pump - DLC |  | Reserve.Generators | East Reserve Margin | DRW.PX.WYC._.RES.EV DLC | Reserve.Generators | East Reserve Margin | DRS.PX.WYC._.CI_.Pool Pump - DLC | East | New DSM DR Summer | TRUE | TRUE | TRUE | Reserve.Generators | East Reserve Margin | DRW.PX.WYC._.RES.EV DLC | East | New DSM DR Winter | TRUE | TRUE | TRUE
Reserve.Generators | East Reserve Margin | DRS.PX.WYC._.CI_.Smart Thermostats |  | Reserve.Generators | East Reserve Margin | DRW.PX.WYC._.RES.Grid Interactive Water Htr | Reserve.Generators | East Reserve Margin | DRS.PX.WYC._.CI_.Smart Thermostats | East | New DSM DR Summer | TRUE | TRUE | TRUE | Reserve.Generators | East Reserve Margin | DRW.PX.WYC._.RES.Grid Interactive Water Htr | East | New DSM DR Winter | TRUE | TRUE | TRUE
Reserve.Generators | East Reserve Margin | DRS.PX.WYC._.CI_.Water Heater - DLC |  | Reserve.Generators | East Reserve Margin | DRW.PX.WYC._.RES.Home Energy Mgmt Sys | Reserve.Generators | East Reserve Margin | DRS.PX.WYC._.CI_.Water Heater - DLC | East | New DSM DR Summer | TRUE | TRUE | TRUE | Reserve.Generators | East Reserve Margin | DRW.PX.WYC._.RES.Home Energy Mgmt Sys | East | New DSM DR Winter | TRUE | TRUE | TRUE
Reserve.Generators | East Reserve Margin | DRS.PX.WYC._.IRR.Irrigation DLC |  | Reserve.Generators | East Reserve Margin | DRW.PX.WYC._.RES.HVAC - DLC | Reserve.Generators | East Reserve Margin | DRS.PX.WYC._.IRR.Irrigation DLC | East | New DSM DR Summer | TRUE | TRUE | TRUE | Reserve.Generators | East Reserve Margin | DRW.PX.WYC._.RES.HVAC - DLC | East | New DSM DR Winter | TRUE | TRUE | TRUE
Reserve.Generators | East Reserve Margin | DRS.PX.WYC._.RES.Battery DLC |  | Reserve.Generators | East Reserve Margin | DRW.PX.WYC._.RES.Pool Pump - DLC | Reserve.Generators | East Reserve Margin | DRS.PX.WYC._.RES.Battery DLC | East | New DSM DR Summer | TRUE | TRUE | TRUE | Reserve.Generators | East Reserve Margin | DRW.PX.WYC._.RES.Pool Pump - DLC | East | New DSM DR Winter | TRUE | TRUE | TRUE
Reserve.Generators | East Reserve Margin | DRS.PX.WYC._.RES.EV DLC |  | Reserve.Generators | East Reserve Margin | DRW.PX.WYC._.RES.Water Heater - DLC | Reserve.Generators | East Reserve Margin | DRS.PX.WYC._.RES.EV DLC | East | New DSM DR Summer | TRUE | TRUE | TRUE | Reserve.Generators | East Reserve Margin | DRW.PX.WYC._.RES.Water Heater - DLC | East | New DSM DR Winter | TRUE | TRUE | TRUE
Reserve.Generators | East Reserve Margin | DRS.PX.WYC._.RES.Grid Interactive Water Htr |  | Reserve.Generators | West Reserve Margin | DRW.PX.YAK._.CI_.3 Party | Reserve.Generators | East Reserve Margin | DRS.PX.WYC._.RES.Grid Interactive Water Htr | East | New DSM DR Summer | TRUE | TRUE | TRUE | Reserve.Generators | West Reserve Margin | DRW.PX.YAK._.CI_.3 Party | West | New DSM DR Winter | TRUE | TRUE | TRUE
Reserve.Generators | East Reserve Margin | DRS.PX.WYC._.RES.Home Energy Mgmt Sys |  | Reserve.Generators | West Reserve Margin | DRW.PX.YAK._.CI_.Battery DLC | Reserve.Generators | East Reserve Margin | DRS.PX.WYC._.RES.Home Energy Mgmt Sys | East | New DSM DR Summer | TRUE | TRUE | TRUE | Reserve.Generators | West Reserve Margin | DRW.PX.YAK._.CI_.Battery DLC | West | New DSM DR Winter | TRUE | TRUE | TRUE
Reserve.Generators | East Reserve Margin | DRS.PX.WYC._.RES.HVAC - DLC |  | Reserve.Generators | West Reserve Margin | DRW.PX.YAK._.CI_.Grid Interactive Water Htr | Reserve.Generators | East Reserve Margin | DRS.PX.WYC._.RES.HVAC - DLC | East | New DSM DR Summer | TRUE | TRUE | TRUE | Reserve.Generators | West Reserve Margin | DRW.PX.YAK._.CI_.Grid Interactive Water Htr | West | New DSM DR Winter | TRUE | TRUE | TRUE
Reserve.Generators | East Reserve Margin | DRS.PX.WYC._.RES.Pool Pump - DLC |  | Reserve.Generators | West Reserve Margin | DRW.PX.YAK._.CI_.HVAC - DLC | Reserve.Generators | East Reserve Margin | DRS.PX.WYC._.RES.Pool Pump - DLC | East | New DSM DR Summer | TRUE | TRUE | TRUE | Reserve.Generators | West Reserve Margin | DRW.PX.YAK._.CI_.HVAC - DLC | West | New DSM DR Winter | TRUE | TRUE | TRUE
Reserve.Generators | East Reserve Margin | DRS.PX.WYC._.RES.Water Heater - DLC |  | Reserve.Generators | West Reserve Margin | DRW.PX.YAK._.CI_.Pool Pump - DLC | Reserve.Generators | East Reserve Margin | DRS.PX.WYC._.RES.Water Heater - DLC | East | New DSM DR Summer | TRUE | TRUE | TRUE | Reserve.Generators | West Reserve Margin | DRW.PX.YAK._.CI_.Pool Pump - DLC | West | New DSM DR Winter | TRUE | TRUE | TRUE
Reserve.Generators | West Reserve Margin | DRS.PX.YAK._.CI_.3 Party |  | Reserve.Generators | West Reserve Margin | DRW.PX.YAK._.CI_.Smart Thermostats | Reserve.Generators | West Reserve Margin | DRS.PX.YAK._.CI_.3 Party | West | New DSM DR Summer | TRUE | TRUE | TRUE | Reserve.Generators | West Reserve Margin | DRW.PX.YAK._.CI_.Smart Thermostats | West | New DSM DR Winter | TRUE | TRUE | TRUE
Reserve.Generators | West Reserve Margin | DRS.PX.YAK._.CI_.Battery DLC |  | Reserve.Generators | West Reserve Margin | DRW.PX.YAK._.CI_.Water Heater - DLC | Reserve.Generators | West Reserve Margin | DRS.PX.YAK._.CI_.Battery DLC | West | New DSM DR Summer | TRUE | TRUE | TRUE | Reserve.Generators | West Reserve Margin | DRW.PX.YAK._.CI_.Water Heater - DLC | West | New DSM DR Winter | TRUE | TRUE | TRUE
Reserve.Generators | West Reserve Margin | DRS.PX.YAK._.CI_.Grid Interactive Water Htr |  | Reserve.Generators | West Reserve Margin | DRW.PX.YAK._.RES.Battery DLC | Reserve.Generators | West Reserve Margin | DRS.PX.YAK._.CI_.Grid Interactive Water Htr | West | New DSM DR Summer | TRUE | TRUE | TRUE | Reserve.Generators | West Reserve Margin | DRW.PX.YAK._.RES.Battery DLC | West | New DSM DR Winter | TRUE | TRUE | TRUE
Reserve.Generators | West Reserve Margin | DRS.PX.YAK._.CI_.HVAC - DLC |  | Reserve.Generators | West Reserve Margin | DRW.PX.YAK._.RES.EV DLC | Reserve.Generators | West Reserve Margin | DRS.PX.YAK._.CI_.HVAC - DLC | West | New DSM DR Summer | TRUE | TRUE | TRUE | Reserve.Generators | West Reserve Margin | DRW.PX.YAK._.RES.EV DLC | West | New DSM DR Winter | TRUE | TRUE | TRUE
Reserve.Generators | West Reserve Margin | DRS.PX.YAK._.CI_.Pool Pump - DLC |  | Reserve.Generators | West Reserve Margin | DRW.PX.YAK._.RES.Grid Interactive Water Htr | Reserve.Generators | West Reserve Margin | DRS.PX.YAK._.CI_.Pool Pump - DLC | West | New DSM DR Summer | TRUE | TRUE | TRUE | Reserve.Generators | West Reserve Margin | DRW.PX.YAK._.RES.Grid Interactive Water Htr | West | New DSM DR Winter | TRUE | TRUE | TRUE
Reserve.Generators | West Reserve Margin | DRS.PX.YAK._.CI_.Smart Thermostats |  | Reserve.Generators | West Reserve Margin | DRW.PX.YAK._.RES.Home Energy Mgmt Sys | Reserve.Generators | West Reserve Margin | DRS.PX.YAK._.CI_.Smart Thermostats | West | New DSM DR Summer | TRUE | TRUE | TRUE | Reserve.Generators | West Reserve Margin | DRW.PX.YAK._.RES.Home Energy Mgmt Sys | West | New DSM DR Winter | TRUE | TRUE | TRUE
Reserve.Generators | West Reserve Margin | DRS.PX.YAK._.CI_.Water Heater - DLC |  | Reserve.Generators | West Reserve Margin | DRW.PX.YAK._.RES.HVAC - DLC | Reserve.Generators | West Reserve Margin | DRS.PX.YAK._.CI_.Water Heater - DLC | West | New DSM DR Summer | TRUE | TRUE | TRUE | Reserve.Generators | West Reserve Margin | DRW.PX.YAK._.RES.HVAC - DLC | West | New DSM DR Winter | TRUE | TRUE | TRUE
Reserve.Generators | West Reserve Margin | DRS.PX.YAK._.IRR.Irrigation DLC |  | Reserve.Generators | West Reserve Margin | DRW.PX.YAK._.RES.Pool Pump - DLC | Reserve.Generators | West Reserve Margin | DRS.PX.YAK._.IRR.Irrigation DLC | West | New DSM DR Summer | TRUE | TRUE | TRUE | Reserve.Generators | West Reserve Margin | DRW.PX.YAK._.RES.Pool Pump - DLC | West | New DSM DR Winter | TRUE | TRUE | TRUE
Reserve.Generators | West Reserve Margin | DRS.PX.YAK._.RES.Battery DLC |  | Reserve.Generators | West Reserve Margin | DRW.PX.YAK._.RES.Smart Thermostats | Reserve.Generators | West Reserve Margin | DRS.PX.YAK._.RES.Battery DLC | West | New DSM DR Summer | TRUE | TRUE | TRUE | Reserve.Generators | West Reserve Margin | DRW.PX.YAK._.RES.Smart Thermostats | West | New DSM DR Winter | TRUE | TRUE | TRUE
Reserve.Generators | West Reserve Margin | DRS.PX.YAK._.RES.EV DLC |  | Reserve.Generators | West Reserve Margin | DRW.PX.YAK._.RES.Water Heater - DLC | Reserve.Generators | West Reserve Margin | DRS.PX.YAK._.RES.EV DLC | West | New DSM DR Summer | TRUE | TRUE | TRUE | Reserve.Generators | West Reserve Margin | DRW.PX.YAK._.RES.Water Heater - DLC | West | New DSM DR Winter | TRUE | TRUE | TRUE
Reserve.Generators | West Reserve Margin | DRS.PX.YAK._.RES.Grid Interactive Water Htr |  |  |  |  | Reserve.Generators | West Reserve Margin | DRS.PX.YAK._.RES.Grid Interactive Water Htr | West | New DSM DR Summer | TRUE | TRUE | TRUE
Reserve.Generators | West Reserve Margin | DRS.PX.YAK._.RES.Home Energy Mgmt Sys |  |  |  |  | Reserve.Generators | West Reserve Margin | DRS.PX.YAK._.RES.Home Energy Mgmt Sys | West | New DSM DR Summer | TRUE | TRUE | TRUE
Reserve.Generators | West Reserve Margin | DRS.PX.YAK._.RES.HVAC - DLC |  |  |  |  | Reserve.Generators | West Reserve Margin | DRS.PX.YAK._.RES.HVAC - DLC | West | New DSM DR Summer | TRUE | TRUE | TRUE
Reserve.Generators | West Reserve Margin | DRS.PX.YAK._.RES.Pool Pump - DLC |  |  |  |  | Reserve.Generators | West Reserve Margin | DRS.PX.YAK._.RES.Pool Pump - DLC | West | New DSM DR Summer | TRUE | TRUE | TRUE
Reserve.Generators | West Reserve Margin | DRS.PX.YAK._.RES.Smart Thermostats |  |  |  |  | Reserve.Generators | West Reserve Margin | DRS.PX.YAK._.RES.Smart Thermostats | West | New DSM DR Summer | TRUE | TRUE | TRUE
Reserve.Generators | West Reserve Margin | DRS.PX.YAK._.RES.Water Heater - DLC |  |  |  |  | Reserve.Generators | West Reserve Margin | DRS.PX.YAK._.RES.Water Heater - DLC | West | New DSM DR Summer | TRUE | TRUE | TRUE

## "Generation Participation Facto
Collection | Parent Object | Child Object | Property | Value
Generator.Nodes | DRS.PX.GOE._.1__.ID-3rd Partys | Goshen | Generation Participation Factor | 0.81725
Generator.Nodes | DRS.PX.GOE._.1__.ID-3rd Partys | Utah North - ID | Generation Participation Factor | 0.18275
Generator.Nodes | DRS.PX.GOE._.1__.ID-Cool/WH | Goshen | Generation Participation Factor | 0.81725
Generator.Nodes | DRS.PX.GOE._.1__.ID-Cool/WH | Utah North - ID | Generation Participation Factor | 0.18275
Generator.Nodes | DRS.PX.GOE._.1__.ID-Irrigate | Goshen | Generation Participation Factor | 0.81725
Generator.Nodes | DRS.PX.GOE._.1__.ID-Irrigate | Utah North - ID | Generation Participation Factor | 0.18275
Generator.Nodes | DRS.PX.GOE._.1__.ID-Thermostat | Goshen | Generation Participation Factor | 0.81725
Generator.Nodes | DRS.PX.GOE._.1__.ID-Thermostat | Utah North - ID | Generation Participation Factor | 0.18275
Generator.Nodes | DRS.PX.GOE._.2__.ID-Irrigate | Goshen | Generation Participation Factor | 0.81725
Generator.Nodes | DRS.PX.GOE._.2__.ID-Irrigate | Utah North - ID | Generation Participation Factor | 0.18275
Generator.Nodes | DRS.PX.GOE._.2__.ID-Thermostat | Goshen | Generation Participation Factor | 0.81725
Generator.Nodes | DRS.PX.GOE._.2__.ID-Thermostat | Utah North - ID | Generation Participation Factor | 0.18275
Generator.Nodes | DRS.PX.GOE._.3__.ID-Irrigate | Goshen | Generation Participation Factor | 0.81725
Generator.Nodes | DRS.PX.GOE._.3__.ID-Irrigate | Utah North - ID | Generation Participation Factor | 0.18275

## Project Start Date
|  | Filter on DRS & DRW |  |  | No Changes from 21 IRP |  | 2022-01-01 |  | 65700
Collection | Parent Object | Child Object | Property | Value | Date Format | Check vs 21 IRP | Collection | Parent Object | Child Object | Property | Value | Data File | Units | Band | Date From | Date To | Timeslice | Action | Expression | Scenario | Memo | Category
Generators | System | DRS.PX.NCA._.RES.Battery DLC | Project Start Date | 44562 | 2022-01-01 | 0 | Generators | System | DRS.PX.GOE._.CI_.3 Party | Project Start Date | 2023-01-01 |  | - | 1 |  |  |  | = |  |  |  | New DSM DR Summer
Generators | System | DRS.PX.NCA._.RES.EV DLC | Project Start Date | 44562 | 2022-01-01 | 0 | Generators | System | DRS.PX.GOE._.CI_.Battery DLC | Project Start Date | 2023-01-01 |  | - | 1 |  |  |  | = |  |  |  | New DSM DR Summer
Generators | System | DRS.PX.NCA._.RES.Grid Interactive Water Htr | Project Start Date | 44562 | 2022-01-01 | 0 | Generators | System | DRS.PX.GOE._.CI_.Grid Interactive Water Htr | Project Start Date | 2023-01-01 |  | - | 1 |  |  |  | = |  |  |  | New DSM DR Summer
Generators | System | DRS.PX.NCA._.RES.Home Energy Mgmt Sys | Project Start Date | 44562 | 2022-01-01 | 0 | Generators | System | DRS.PX.GOE._.CI_.HVAC - DLC | Project Start Date | 2023-01-01 |  | - | 1 |  |  |  | = |  |  |  | New DSM DR Summer
Generators | System | DRS.PX.NCA._.RES.HVAC - DLC | Project Start Date | 44562 | 2022-01-01 | 0 | Generators | System | DRS.PX.GOE._.CI_.Pool Pump - DLC | Project Start Date | 2023-01-01 |  | - | 1 |  |  |  | = |  |  |  | New DSM DR Summer
Generators | System | DRS.PX.NCA._.RES.Pool Pump - DLC | Project Start Date | 44562 | 2022-01-01 | 0 | Generators | System | DRS.PX.GOE._.CI_.Smart Thermostats | Project Start Date | 2023-01-01 |  | - | 1 |  |  |  | = |  |  |  | New DSM DR Summer
Generators | System | DRS.PX.NCA._.RES.Smart Thermostats | Project Start Date | 44562 | 2022-01-01 | 0 | Generators | System | DRS.PX.GOE._.CI_.Water Heater - DLC | Project Start Date | 2023-01-01 |  | - | 1 |  |  |  | = |  |  |  | New DSM DR Summer
Generators | System | DRS.PX.NCA._.RES.Water Heater - DLC | Project Start Date | 44562 | 2022-01-01 | 0 | Generators | System | DRS.PX.GOE._.IRR.Irrigation DLC | Project Start Date | 2023-01-01 |  | - | 1 |  |  |  | = |  |  |  | New DSM DR Summer
Generators | System | DRS.PX.NCA._.CI_.Battery DLC | Project Start Date | 44562 | 2022-01-01 | 0 | Generators | System | DRS.PX.GOE._.RES.Battery DLC | Project Start Date | 2023-01-01 |  | - | 1 |  |  |  | = |  |  |  | New DSM DR Summer
Generators | System | DRS.PX.NCA._.CI_.Grid Interactive Water Htr | Project Start Date | 44562 | 2022-01-01 | 0 | Generators | System | DRS.PX.GOE._.RES.EV DLC | Project Start Date | 2023-01-01 |  | - | 1 |  |  |  | = |  |  |  | New DSM DR Summer
Generators | System | DRS.PX.NCA._.CI_.HVAC - DLC | Project Start Date | 44562 | 2022-01-01 | 0 | Generators | System | DRS.PX.GOE._.RES.Grid Interactive Water Htr | Project Start Date | 2023-01-01 |  | - | 1 |  |  |  | = |  |  |  | New DSM DR Summer
Generators | System | DRS.PX.NCA._.CI_.Pool Pump - DLC | Project Start Date | 44562 | 2022-01-01 | 0 | Generators | System | DRS.PX.GOE._.RES.Home Energy Mgmt Sys | Project Start Date | 2023-01-01 |  | - | 1 |  |  |  | = |  |  |  | New DSM DR Summer
Generators | System | DRS.PX.NCA._.CI_.Smart Thermostats | Project Start Date | 44562 | 2022-01-01 | 0 | Generators | System | DRS.PX.GOE._.RES.HVAC - DLC | Project Start Date | 2023-01-01 |  | - | 1 |  |  |  | = |  |  |  | New DSM DR Summer
Generators | System | DRS.PX.NCA._.CI_.3 Party | Project Start Date | 44562 | 2022-01-01 | 0 | Generators | System | DRS.PX.GOE._.RES.Pool Pump - DLC | Project Start Date | 2023-01-01 |  | - | 1 |  |  |  | = |  |  |  | New DSM DR Summer
Generators | System | DRS.PX.NCA._.CI_.Water Heater - DLC | Project Start Date | 44562 | 2022-01-01 | 0 | Generators | System | DRS.PX.GOE._.RES.Water Heater - DLC | Project Start Date | 2023-01-01 |  | - | 1 |  |  |  | = |  |  |  | New DSM DR Summer
Generators | System | DRS.PX.NCA._.IRR.Irrigation DLC | Project Start Date | 44562 | 2022-01-01 | 0 | Generators | System | DRS.PX.NCA._.CI_.3 Party | Project Start Date | 2023-01-01 |  | - | 1 |  |  |  | = |  |  |  | New DSM DR Summer
Generators | System | DRS.PX.GOE._.RES.Battery DLC | Project Start Date | 44562 | 2022-01-01 | 0 | Generators | System | DRS.PX.NCA._.CI_.Battery DLC | Project Start Date | 2023-01-01 |  | - | 1 |  |  |  | = |  |  |  | New DSM DR Summer
Generators | System | DRS.PX.GOE._.RES.EV DLC | Project Start Date | 44562 | 2022-01-01 | 0 | Generators | System | DRS.PX.NCA._.CI_.Grid Interactive Water Htr | Project Start Date | 2023-01-01 |  | - | 1 |  |  |  | = |  |  |  | New DSM DR Summer
Generators | System | DRS.PX.GOE._.RES.Grid Interactive Water Htr | Project Start Date | 44562 | 2022-01-01 | 0 | Generators | System | DRS.PX.NCA._.CI_.HVAC - DLC | Project Start Date | 2023-01-01 |  | - | 1 |  |  |  | = |  |  |  | New DSM DR Summer
Generators | System | DRS.PX.GOE._.RES.Home Energy Mgmt Sys | Project Start Date | 44562 | 2022-01-01 | 0 | Generators | System | DRS.PX.NCA._.CI_.Pool Pump - DLC | Project Start Date | 2023-01-01 |  | - | 1 |  |  |  | = |  |  |  | New DSM DR Summer
Generators | System | DRS.PX.GOE._.RES.HVAC - DLC | Project Start Date | 44562 | 2022-01-01 | 0 | Generators | System | DRS.PX.NCA._.CI_.Smart Thermostats | Project Start Date | 2023-01-01 |  | - | 1 |  |  |  | = |  |  |  | New DSM DR Summer
Generators | System | DRS.PX.GOE._.RES.Pool Pump - DLC | Project Start Date | 44562 | 2022-01-01 | 0 | Generators | System | DRS.PX.NCA._.CI_.Water Heater - DLC | Project Start Date | 2023-01-01 |  | - | 1 |  |  |  | = |  |  |  | New DSM DR Summer
Generators | System | DRS.PX.GOE._.RES.Water Heater - DLC | Project Start Date | 44562 | 2022-01-01 | 0 | Generators | System | DRS.PX.NCA._.IRR.Irrigation DLC | Project Start Date | 2023-01-01 |  | - | 1 |  |  |  | = |  |  |  | New DSM DR Summer
Generators | System | DRS.PX.GOE._.CI_.Battery DLC | Project Start Date | 44562 | 2022-01-01 | 0 | Generators | System | DRS.PX.NCA._.RES.Battery DLC | Project Start Date | 2023-01-01 |  | - | 1 |  |  |  | = |  |  |  | New DSM DR Summer
Generators | System | DRS.PX.GOE._.CI_.Grid Interactive Water Htr | Project Start Date | 44562 | 2022-01-01 | 0 | Generators | System | DRS.PX.NCA._.RES.EV DLC | Project Start Date | 2023-01-01 |  | - | 1 |  |  |  | = |  |  |  | New DSM DR Summer
Generators | System | DRS.PX.GOE._.CI_.HVAC - DLC | Project Start Date | 44562 | 2022-01-01 | 0 | Generators | System | DRS.PX.NCA._.RES.Grid Interactive Water Htr | Project Start Date | 2023-01-01 |  | - | 1 |  |  |  | = |  |  |  | New DSM DR Summer
Generators | System | DRS.PX.GOE._.CI_.Pool Pump - DLC | Project Start Date | 44562 | 2022-01-01 | 0 | Generators | System | DRS.PX.NCA._.RES.Home Energy Mgmt Sys | Project Start Date | 2023-01-01 |  | - | 1 |  |  |  | = |  |  |  | New DSM DR Summer
Generators | System | DRS.PX.GOE._.CI_.Smart Thermostats | Project Start Date | 44562 | 2022-01-01 | 0 | Generators | System | DRS.PX.NCA._.RES.HVAC - DLC | Project Start Date | 2023-01-01 |  | - | 1 |  |  |  | = |  |  |  | New DSM DR Summer
Generators | System | DRS.PX.GOE._.CI_.3 Party | Project Start Date | 44562 | 2022-01-01 | 0 | Generators | System | DRS.PX.NCA._.RES.Pool Pump - DLC | Project Start Date | 2023-01-01 |  | - | 1 |  |  |  | = |  |  |  | New DSM DR Summer
Generators | System | DRS.PX.GOE._.CI_.Water Heater - DLC | Project Start Date | 44562 | 2022-01-01 | 0 | Generators | System | DRS.PX.NCA._.RES.Smart Thermostats | Project Start Date | 2023-01-01 |  | - | 1 |  |  |  | = |  |  |  | New DSM DR Summer
Generators | System | DRS.PX.GOE._.IRR.Irrigation DLC | Project Start Date | 44562 | 2022-01-01 | 0 | Generators | System | DRS.PX.NCA._.RES.Water Heater - DLC | Project Start Date | 2023-01-01 |  | - | 1 |  |  |  | = |  |  |  | New DSM DR Summer
Generators | System | DRS.PX.SOR._.RES.Battery DLC | Project Start Date | 44562 | 2022-01-01 | 0 | Generators | System | DRS.PX.SOR._.CI_.3 Party | Project Start Date | 2023-01-01 |  | - | 1 |  |  |  | = |  |  |  | New DSM DR Summer
Generators | System | DRS.PX.SOR._.RES.EV DLC | Project Start Date | 44562 | 2022-01-01 | 0 | Generators | System | DRS.PX.SOR._.CI_.Battery DLC | Project Start Date | 2023-01-01 |  | - | 1 |  |  |  | = |  |  |  | New DSM DR Summer
Generators | System | DRS.PX.SOR._.RES.Grid Interactive Water Htr | Project Start Date | 44562 | 2022-01-01 | 0 | Generators | System | DRS.PX.SOR._.CI_.Grid Interactive Water Htr | Project Start Date | 2023-01-01 |  | - | 1 |  |  |  | = |  |  |  | New DSM DR Summer
Generators | System | DRS.PX.SOR._.RES.Home Energy Mgmt Sys | Project Start Date | 44562 | 2022-01-01 | 0 | Generators | System | DRS.PX.SOR._.CI_.HVAC - DLC | Project Start Date | 2023-01-01 |  | - | 1 |  |  |  | = |  |  |  | New DSM DR Summer
Generators | System | DRS.PX.SOR._.RES.HVAC - DLC | Project Start Date | 44562 | 2022-01-01 | 0 | Generators | System | DRS.PX.SOR._.CI_.Pool Pump - DLC | Project Start Date | 2023-01-01 |  | - | 1 |  |  |  | = |  |  |  | New DSM DR Summer
Generators | System | DRS.PX.SOR._.RES.Pool Pump - DLC | Project Start Date | 44562 | 2022-01-01 | 0 | Generators | System | DRS.PX.SOR._.CI_.Smart Thermostats | Project Start Date | 2023-01-01 |  | - | 1 |  |  |  | = |  |  |  | New DSM DR Summer
Generators | System | DRS.PX.SOR._.RES.Smart Thermostats | Project Start Date | 44562 | 2022-01-01 | 0 | Generators | System | DRS.PX.SOR._.CI_.Water Heater - DLC | Project Start Date | 2023-01-01 |  | - | 1 |  |  |  | = |  |  |  | New DSM DR Summer
Generators | System | DRS.PX.SOR._.RES.Water Heater - DLC | Project Start Date | 44562 | 2022-01-01 | 0 | Generators | System | DRS.PX.SOR._.IRR.Irrigation DLC | Project Start Date | 2023-01-01 |  | - | 1 |  |  |  | = |  |  |  | New DSM DR Summer
Generators | System | DRS.PX.SOR._.CI_.Battery DLC | Project Start Date | 44562 | 2022-01-01 | 0 | Generators | System | DRS.PX.SOR._.RES.Battery DLC | Project Start Date | 2023-01-01 |  | - | 1 |  |  |  | = |  |  |  | New DSM DR Summer
Generators | System | DRS.PX.SOR._.CI_.Grid Interactive Water Htr | Project Start Date | 44562 | 2022-01-01 | 0 | Generators | System | DRS.PX.SOR._.RES.EV DLC | Project Start Date | 2023-01-01 |  | - | 1 |  |  |  | = |  |  |  | New DSM DR Summer
Generators | System | DRS.PX.SOR._.CI_.HVAC - DLC | Project Start Date | 44562 | 2022-01-01 | 0 | Generators | System | DRS.PX.SOR._.RES.Grid Interactive Water Htr | Project Start Date | 2023-01-01 |  | - | 1 |  |  |  | = |  |  |  | New DSM DR Summer
Generators | System | DRS.PX.SOR._.CI_.Pool Pump - DLC | Project Start Date | 44562 | 2022-01-01 | 0 | Generators | System | DRS.PX.SOR._.RES.Home Energy Mgmt Sys | Project Start Date | 2023-01-01 |  | - | 1 |  |  |  | = |  |  |  | New DSM DR Summer
Generators | System | DRS.PX.SOR._.CI_.Smart Thermostats | Project Start Date | 44562 | 2022-01-01 | 0 | Generators | System | DRS.PX.SOR._.RES.HVAC - DLC | Project Start Date | 2023-01-01 |  | - | 1 |  |  |  | = |  |  |  | New DSM DR Summer
Generators | System | DRS.PX.SOR._.CI_.3 Party | Project Start Date | 44562 | 2022-01-01 | 0 | Generators | System | DRS.PX.SOR._.RES.Pool Pump - DLC | Project Start Date | 2023-01-01 |  | - | 1 |  |  |  | = |  |  |  | New DSM DR Summer
Generators | System | DRS.PX.SOR._.CI_.Water Heater - DLC | Project Start Date | 44562 | 2022-01-01 | 0 | Generators | System | DRS.PX.SOR._.RES.Smart Thermostats | Project Start Date | 2023-01-01 |  | - | 1 |  |  |  | = |  |  |  | New DSM DR Summer
Generators | System | DRS.PX.SOR._.IRR.Irrigation DLC | Project Start Date | 44562 | 2022-01-01 | 0 | Generators | System | DRS.PX.SOR._.RES.Water Heater - DLC | Project Start Date | 2023-01-01 |  | - | 1 |  |  |  | = |  |  |  | New DSM DR Summer
Generators | System | DRS.PX.UTN._.RES.Battery DLC | Project Start Date | 44562 | 2022-01-01 | 0 | Generators | System | DRS.PX.UTN._.CI_.3 Party | Project Start Date | 2023-01-01 |  | - | 1 |  |  |  | = |  |  |  | New DSM DR Summer
Generators | System | DRS.PX.UTN._.RES.EV DLC | Project Start Date | 44562 | 2022-01-01 | 0 | Generators | System | DRS.PX.UTN._.CI_.Battery DLC | Project Start Date | 2023-01-01 |  | - | 1 |  |  |  | = |  |  |  | New DSM DR Summer
Generators | System | DRS.PX.UTN._.RES.Grid Interactive Water Htr | Project Start Date | 44562 | 2022-01-01 | 0 | Generators | System | DRS.PX.UTN._.CI_.Grid Interactive Water Htr | Project Start Date | 2023-01-01 |  | - | 1 |  |  |  | = |  |  |  | New DSM DR Summer
Generators | System | DRS.PX.UTN._.RES.Home Energy Mgmt Sys | Project Start Date | 44562 | 2022-01-01 | 0 | Generators | System | DRS.PX.UTN._.CI_.HVAC - DLC | Project Start Date | 2023-01-01 |  | - | 1 |  |  |  | = |  |  |  | New DSM DR Summer
Generators | System | DRS.PX.UTN._.RES.HVAC - DLC | Project Start Date | 44562 | 2022-01-01 | 0 | Generators | System | DRS.PX.UTN._.CI_.Pool Pump - DLC | Project Start Date | 2023-01-01 |  | - | 1 |  |  |  | = |  |  |  | New DSM DR Summer
Generators | System | DRS.PX.UTN._.RES.Pool Pump - DLC | Project Start Date | 44562 | 2022-01-01 | 0 | Generators | System | DRS.PX.UTN._.CI_.Smart Thermostats | Project Start Date | 2023-01-01 |  | - | 1 |  |  |  | = |  |  |  | New DSM DR Summer
Generators | System | DRS.PX.UTN._.RES.Water Heater - DLC | Project Start Date | 44562 | 2022-01-01 | 0 | Generators | System | DRS.PX.UTN._.CI_.Water Heater - DLC | Project Start Date | 2023-01-01 |  | - | 1 |  |  |  | = |  |  |  | New DSM DR Summer
Generators | System | DRS.PX.UTN._.CI_.Battery DLC | Project Start Date | 44562 | 2022-01-01 | 0 | Generators | System | DRS.PX.UTN._.IRR.Irrigation DLC | Project Start Date | 2023-01-01 |  | - | 1 |  |  |  | = |  |  |  | New DSM DR Summer
Generators | System | DRS.PX.UTN._.CI_.Grid Interactive Water Htr | Project Start Date | 44562 | 2022-01-01 | 0 | Generators | System | DRS.PX.UTN._.RES.Battery DLC | Project Start Date | 2023-01-01 |  | - | 1 |  |  |  | = |  |  |  | New DSM DR Summer
Generators | System | DRS.PX.UTN._.CI_.HVAC - DLC | Project Start Date | 44562 | 2022-01-01 | 0 | Generators | System | DRS.PX.UTN._.RES.EV DLC | Project Start Date | 2023-01-01 |  | - | 1 |  |  |  | = |  |  |  | New DSM DR Summer
Generators | System | DRS.PX.UTN._.CI_.Pool Pump - DLC | Project Start Date | 44562 | 2022-01-01 | 0 | Generators | System | DRS.PX.UTN._.RES.Grid Interactive Water Htr | Project Start Date | 2023-01-01 |  | - | 1 |  |  |  | = |  |  |  | New DSM DR Summer
Generators | System | DRS.PX.UTN._.CI_.Smart Thermostats | Project Start Date | 44562 | 2022-01-01 | 0 | Generators | System | DRS.PX.UTN._.RES.Home Energy Mgmt Sys | Project Start Date | 2023-01-01 |  | - | 1 |  |  |  | = |  |  |  | New DSM DR Summer
Generators | System | DRS.PX.UTN._.CI_.3 Party | Project Start Date | 44562 | 2022-01-01 | 0 | Generators | System | DRS.PX.UTN._.RES.HVAC - DLC | Project Start Date | 2023-01-01 |  | - | 1 |  |  |  | = |  |  |  | New DSM DR Summer
Generators | System | DRS.PX.UTN._.CI_.Water Heater - DLC | Project Start Date | 44562 | 2022-01-01 | 0 | Generators | System | DRS.PX.UTN._.RES.Pool Pump - DLC | Project Start Date | 2023-01-01 |  | - | 1 |  |  |  | = |  |  |  | New DSM DR Summer
Generators | System | DRS.PX.UTN._.IRR.Irrigation DLC | Project Start Date | 44562 | 2022-01-01 | 0 | Generators | System | DRS.PX.UTN._.RES.Water Heater - DLC | Project Start Date | 2023-01-01 |  | - | 1 |  |  |  | = |  |  |  | New DSM DR Summer
Generators | System | DRS.PX.YAK._.RES.Battery DLC | Project Start Date | 44562 | 2022-01-01 | 0 | Generators | System | DRS.PX.WYC._.CI_.3 Party | Project Start Date | 2023-01-01 |  | - | 1 |  |  |  | = |  |  |  | New DSM DR Summer
Generators | System | DRS.PX.YAK._.RES.EV DLC | Project Start Date | 44562 | 2022-01-01 | 0 | Generators | System | DRS.PX.WYC._.CI_.Battery DLC | Project Start Date | 2023-01-01 |  | - | 1 |  |  |  | = |  |  |  | New DSM DR Summer
Generators | System | DRS.PX.YAK._.RES.Grid Interactive Water Htr | Project Start Date | 44562 | 2022-01-01 | 0 | Generators | System | DRS.PX.WYC._.CI_.Grid Interactive Water Htr | Project Start Date | 2023-01-01 |  | - | 1 |  |  |  | = |  |  |  | New DSM DR Summer
Generators | System | DRS.PX.YAK._.RES.Home Energy Mgmt Sys | Project Start Date | 44562 | 2022-01-01 | 0 | Generators | System | DRS.PX.WYC._.CI_.HVAC - DLC | Project Start Date | 2023-01-01 |  | - | 1 |  |  |  | = |  |  |  | New DSM DR Summer
Generators | System | DRS.PX.YAK._.RES.HVAC - DLC | Project Start Date | 44562 | 2022-01-01 | 0 | Generators | System | DRS.PX.WYC._.CI_.Pool Pump - DLC | Project Start Date | 2023-01-01 |  | - | 1 |  |  |  | = |  |  |  | New DSM DR Summer
Generators | System | DRS.PX.YAK._.RES.Pool Pump - DLC | Project Start Date | 44562 | 2022-01-01 | 0 | Generators | System | DRS.PX.WYC._.CI_.Smart Thermostats | Project Start Date | 2023-01-01 |  | - | 1 |  |  |  | = |  |  |  | New DSM DR Summer
Generators | System | DRS.PX.YAK._.RES.Smart Thermostats | Project Start Date | 44562 | 2022-01-01 | 0 | Generators | System | DRS.PX.WYC._.CI_.Water Heater - DLC | Project Start Date | 2023-01-01 |  | - | 1 |  |  |  | = |  |  |  | New DSM DR Summer
Generators | System | DRS.PX.YAK._.RES.Water Heater - DLC | Project Start Date | 44562 | 2022-01-01 | 0 | Generators | System | DRS.PX.WYC._.IRR.Irrigation DLC | Project Start Date | 2023-01-01 |  | - | 1 |  |  |  | = |  |  |  | New DSM DR Summer
Generators | System | DRS.PX.YAK._.CI_.Battery DLC | Project Start Date | 44562 | 2022-01-01 | 0 | Generators | System | DRS.PX.WYC._.RES.Battery DLC | Project Start Date | 2023-01-01 |  | - | 1 |  |  |  | = |  |  |  | New DSM DR Summer
Generators | System | DRS.PX.YAK._.CI_.Grid Interactive Water Htr | Project Start Date | 44562 | 2022-01-01 | 0 | Generators | System | DRS.PX.WYC._.RES.EV DLC | Project Start Date | 2023-01-01 |  | - | 1 |  |  |  | = |  |  |  | New DSM DR Summer
Generators | System | DRS.PX.YAK._.CI_.HVAC - DLC | Project Start Date | 44562 | 2022-01-01 | 0 | Generators | System | DRS.PX.WYC._.RES.Grid Interactive Water Htr | Project Start Date | 2023-01-01 |  | - | 1 |  |  |  | = |  |  |  | New DSM DR Summer
Generators | System | DRS.PX.YAK._.CI_.Pool Pump - DLC | Project Start Date | 44562 | 2022-01-01 | 0 | Generators | System | DRS.PX.WYC._.RES.Home Energy Mgmt Sys | Project Start Date | 2023-01-01 |  | - | 1 |  |  |  | = |  |  |  | New DSM DR Summer
Generators | System | DRS.PX.YAK._.CI_.Smart Thermostats | Project Start Date | 44562 | 2022-01-01 | 0 | Generators | System | DRS.PX.WYC._.RES.HVAC - DLC | Project Start Date | 2023-01-01 |  | - | 1 |  |  |  | = |  |  |  | New DSM DR Summer
Generators | System | DRS.PX.YAK._.CI_.3 Party | Project Start Date | 44562 | 2022-01-01 | 0 | Generators | System | DRS.PX.WYC._.RES.Pool Pump - DLC | Project Start Date | 2023-01-01 |  | - | 1 |  |  |  | = |  |  |  | New DSM DR Summer
Generators | System | DRS.PX.YAK._.CI_.Water Heater - DLC | Project Start Date | 44562 | 2022-01-01 | 0 | Generators | System | DRS.PX.WYC._.RES.Water Heater - DLC | Project Start Date | 2023-01-01 |  | - | 1 |  |  |  | = |  |  |  | New DSM DR Summer
Generators | System | DRS.PX.YAK._.IRR.Irrigation DLC | Project Start Date | 44562 | 2022-01-01 | 0 | Generators | System | DRS.PX.YAK._.CI_.3 Party | Project Start Date | 2023-01-01 |  | - | 1 |  |  |  | = |  |  |  | New DSM DR Summer
Generators | System | DRS.PX.WYC._.RES.Battery DLC | Project Start Date | 44562 | 2022-01-01 | 0 | Generators | System | DRS.PX.YAK._.CI_.Battery DLC | Project Start Date | 2023-01-01 |  | - | 1 |  |  |  | = |  |  |  | New DSM DR Summer
Generators | System | DRS.PX.WYC._.RES.EV DLC | Project Start Date | 44562 | 2022-01-01 | 0 | Generators | System | DRS.PX.YAK._.CI_.Grid Interactive Water Htr | Project Start Date | 2023-01-01 |  | - | 1 |  |  |  | = |  |  |  | New DSM DR Summer
Generators | System | DRS.PX.WYC._.RES.Grid Interactive Water Htr | Project Start Date | 44562 | 2022-01-01 | 0 | Generators | System | DRS.PX.YAK._.CI_.HVAC - DLC | Project Start Date | 2023-01-01 |  | - | 1 |  |  |  | = |  |  |  | New DSM DR Summer
Generators | System | DRS.PX.WYC._.RES.Home Energy Mgmt Sys | Project Start Date | 44562 | 2022-01-01 | 0 | Generators | System | DRS.PX.YAK._.CI_.Pool Pump - DLC | Project Start Date | 2023-01-01 |  | - | 1 |  |  |  | = |  |  |  | New DSM DR Summer
Generators | System | DRS.PX.WYC._.RES.HVAC - DLC | Project Start Date | 44562 | 2022-01-01 | 0 | Generators | System | DRS.PX.YAK._.CI_.Smart Thermostats | Project Start Date | 2023-01-01 |  | - | 1 |  |  |  | = |  |  |  | New DSM DR Summer
Generators | System | DRS.PX.WYC._.RES.Pool Pump - DLC | Project Start Date | 44562 | 2022-01-01 | 0 | Generators | System | DRS.PX.YAK._.CI_.Water Heater - DLC | Project Start Date | 2023-01-01 |  | - | 1 |  |  |  | = |  |  |  | New DSM DR Summer
Generators | System | DRS.PX.WYC._.RES.Water Heater - DLC | Project Start Date | 44562 | 2022-01-01 | 0 | Generators | System | DRS.PX.YAK._.IRR.Irrigation DLC | Project Start Date | 2023-01-01 |  | - | 1 |  |  |  | = |  |  |  | New DSM DR Summer
Generators | System | DRS.PX.WYC._.CI_.Battery DLC | Project Start Date | 44562 | 2022-01-01 | 0 | Generators | System | DRS.PX.YAK._.RES.Battery DLC | Project Start Date | 2023-01-01 |  | - | 1 |  |  |  | = |  |  |  | New DSM DR Summer
Generators | System | DRS.PX.WYC._.CI_.Grid Interactive Water Htr | Project Start Date | 44562 | 2022-01-01 | 0 | Generators | System | DRS.PX.YAK._.RES.EV DLC | Project Start Date | 2023-01-01 |  | - | 1 |  |  |  | = |  |  |  | New DSM DR Summer
Generators | System | DRS.PX.WYC._.CI_.HVAC - DLC | Project Start Date | 44562 | 2022-01-01 | 0 | Generators | System | DRS.PX.YAK._.RES.Grid Interactive Water Htr | Project Start Date | 2023-01-01 |  | - | 1 |  |  |  | = |  |  |  | New DSM DR Summer
Generators | System | DRS.PX.WYC._.CI_.Pool Pump - DLC | Project Start Date | 44562 | 2022-01-01 | 0 | Generators | System | DRS.PX.YAK._.RES.Home Energy Mgmt Sys | Project Start Date | 2023-01-01 |  | - | 1 |  |  |  | = |  |  |  | New DSM DR Summer
Generators | System | DRS.PX.WYC._.CI_.Smart Thermostats | Project Start Date | 44562 | 2022-01-01 | 0 | Generators | System | DRS.PX.YAK._.RES.HVAC - DLC | Project Start Date | 2023-01-01 |  | - | 1 |  |  |  | = |  |  |  | New DSM DR Summer
Generators | System | DRS.PX.WYC._.CI_.3 Party | Project Start Date | 44562 | 2022-01-01 | 0 | Generators | System | DRS.PX.YAK._.RES.Pool Pump - DLC | Project Start Date | 2023-01-01 |  | - | 1 |  |  |  | = |  |  |  | New DSM DR Summer
Generators | System | DRS.PX.WYC._.CI_.Water Heater - DLC | Project Start Date | 44562 | 2022-01-01 | 0 | Generators | System | DRS.PX.YAK._.RES.Smart Thermostats | Project Start Date | 2023-01-01 |  | - | 1 |  |  |  | = |  |  |  | New DSM DR Summer
Generators | System | DRS.PX.WYC._.IRR.Irrigation DLC | Project Start Date | 44562 | 2022-01-01 | 0 | Generators | System | DRS.PX.YAK._.RES.Water Heater - DLC | Project Start Date | 2023-01-01 |  | - | 1 |  |  |  | = |  |  |  | New DSM DR Summer
Generators | System | DRW.PX.NCA._.RES.Battery DLC | Project Start Date | 44562 | 2022-01-01 | 0 | Generators | System | DRW.PX.GOE._.CI_.3 Party | Project Start Date | 2023-01-01 |  | - | 1 |  |  |  | = |  |  |  | New DSM DR Winter
Generators | System | DRW.PX.NCA._.RES.EV DLC | Project Start Date | 44562 | 2022-01-01 | 0 | Generators | System | DRW.PX.GOE._.CI_.Battery DLC | Project Start Date | 2023-01-01 |  | - | 1 |  |  |  | = |  |  |  | New DSM DR Winter
Generators | System | DRW.PX.NCA._.RES.Grid Interactive Water Htr | Project Start Date | 44562 | 2022-01-01 | 0 | Generators | System | DRW.PX.GOE._.CI_.Grid Interactive Water Htr | Project Start Date | 2023-01-01 |  | - | 1 |  |  |  | = |  |  |  | New DSM DR Winter
Generators | System | DRW.PX.NCA._.RES.Home Energy Mgmt Sys | Project Start Date | 44562 | 2022-01-01 | 0 | Generators | System | DRW.PX.GOE._.CI_.HVAC - DLC | Project Start Date | 2023-01-01 |  | - | 1 |  |  |  | = |  |  |  | New DSM DR Winter
Generators | System | DRW.PX.NCA._.RES.HVAC - DLC | Project Start Date | 44562 | 2022-01-01 | 0 | Generators | System | DRW.PX.GOE._.CI_.Pool Pump - DLC | Project Start Date | 2023-01-01 |  | - | 1 |  |  |  | = |  |  |  | New DSM DR Winter
Generators | System | DRW.PX.NCA._.RES.Pool Pump - DLC | Project Start Date | 44562 | 2022-01-01 | 0 | Generators | System | DRW.PX.GOE._.CI_.Smart Thermostats | Project Start Date | 2023-01-01 |  | - | 1 |  |  |  | = |  |  |  | New DSM DR Winter
Generators | System | DRW.PX.NCA._.RES.Smart Thermostats | Project Start Date | 44562 | 2022-01-01 | 0 | Generators | System | DRW.PX.GOE._.CI_.Water Heater - DLC | Project Start Date | 2023-01-01 |  | - | 1 |  |  |  | = |  |  |  | New DSM DR Winter
Generators | System | DRW.PX.NCA._.RES.Water Heater - DLC | Project Start Date | 44562 | 2022-01-01 | 0 | Generators | System | DRW.PX.GOE._.RES.Battery DLC | Project Start Date | 2023-01-01 |  | - | 1 |  |  |  | = |  |  |  | New DSM DR Winter
Generators | System | DRW.PX.NCA._.CI_.Battery DLC | Project Start Date | 44562 | 2022-01-01 | 0 | Generators | System | DRW.PX.GOE._.RES.EV DLC | Project Start Date | 2023-01-01 |  | - | 1 |  |  |  | = |  |  |  | New DSM DR Winter
Generators | System | DRW.PX.NCA._.CI_.Grid Interactive Water Htr | Project Start Date | 44562 | 2022-01-01 | 0 | Generators | System | DRW.PX.GOE._.RES.Grid Interactive Water Htr | Project Start Date | 2023-01-01 |  | - | 1 |  |  |  | = |  |  |  | New DSM DR Winter
Generators | System | DRW.PX.NCA._.CI_.HVAC - DLC | Project Start Date | 44562 | 2022-01-01 | 0 | Generators | System | DRW.PX.GOE._.RES.Home Energy Mgmt Sys | Project Start Date | 2023-01-01 |  | - | 1 |  |  |  | = |  |  |  | New DSM DR Winter
Generators | System | DRW.PX.NCA._.CI_.Pool Pump - DLC | Project Start Date | 44562 | 2022-01-01 | 0 | Generators | System | DRW.PX.GOE._.RES.HVAC - DLC | Project Start Date | 2023-01-01 |  | - | 1 |  |  |  | = |  |  |  | New DSM DR Winter
Generators | System | DRW.PX.NCA._.CI_.Smart Thermostats | Project Start Date | 44562 | 2022-01-01 | 0 | Generators | System | DRW.PX.GOE._.RES.Pool Pump - DLC | Project Start Date | 2023-01-01 |  | - | 1 |  |  |  | = |  |  |  | New DSM DR Winter
Generators | System | DRW.PX.NCA._.CI_.3 Party | Project Start Date | 44562 | 2022-01-01 | 0 | Generators | System | DRW.PX.GOE._.RES.Water Heater - DLC | Project Start Date | 2023-01-01 |  | - | 1 |  |  |  | = |  |  |  | New DSM DR Winter
Generators | System | DRW.PX.NCA._.CI_.Water Heater - DLC | Project Start Date | 44562 | 2022-01-01 | 0 | Generators | System | DRW.PX.NCA._.CI_.3 Party | Project Start Date | 2023-01-01 |  | - | 1 |  |  |  | = |  |  |  | New DSM DR Winter
Generators | System | DRW.PX.GOE._.RES.Battery DLC | Project Start Date | 44562 | 2022-01-01 | 0 | Generators | System | DRW.PX.NCA._.CI_.Battery DLC | Project Start Date | 2023-01-01 |  | - | 1 |  |  |  | = |  |  |  | New DSM DR Winter
Generators | System | DRW.PX.GOE._.RES.EV DLC | Project Start Date | 44562 | 2022-01-01 | 0 | Generators | System | DRW.PX.NCA._.CI_.Grid Interactive Water Htr | Project Start Date | 2023-01-01 |  | - | 1 |  |  |  | = |  |  |  | New DSM DR Winter
Generators | System | DRW.PX.GOE._.RES.Grid Interactive Water Htr | Project Start Date | 44562 | 2022-01-01 | 0 | Generators | System | DRW.PX.NCA._.CI_.HVAC - DLC | Project Start Date | 2023-01-01 |  | - | 1 |  |  |  | = |  |  |  | New DSM DR Winter
Generators | System | DRW.PX.GOE._.RES.Home Energy Mgmt Sys | Project Start Date | 44562 | 2022-01-01 | 0 | Generators | System | DRW.PX.NCA._.CI_.Pool Pump - DLC | Project Start Date | 2023-01-01 |  | - | 1 |  |  |  | = |  |  |  | New DSM DR Winter
Generators | System | DRW.PX.GOE._.RES.HVAC - DLC | Project Start Date | 44562 | 2022-01-01 | 0 | Generators | System | DRW.PX.NCA._.CI_.Smart Thermostats | Project Start Date | 2023-01-01 |  | - | 1 |  |  |  | = |  |  |  | New DSM DR Winter
Generators | System | DRW.PX.GOE._.RES.Pool Pump - DLC | Project Start Date | 44562 | 2022-01-01 | 0 | Generators | System | DRW.PX.NCA._.CI_.Water Heater - DLC | Project Start Date | 2023-01-01 |  | - | 1 |  |  |  | = |  |  |  | New DSM DR Winter
Generators | System | DRW.PX.GOE._.RES.Water Heater - DLC | Project Start Date | 44562 | 2022-01-01 | 0 | Generators | System | DRW.PX.NCA._.RES.Battery DLC | Project Start Date | 2023-01-01 |  | - | 1 |  |  |  | = |  |  |  | New DSM DR Winter
Generators | System | DRW.PX.GOE._.CI_.Battery DLC | Project Start Date | 44562 | 2022-01-01 | 0 | Generators | System | DRW.PX.NCA._.RES.EV DLC | Project Start Date | 2023-01-01 |  | - | 1 |  |  |  | = |  |  |  | New DSM DR Winter
Generators | System | DRW.PX.GOE._.CI_.Grid Interactive Water Htr | Project Start Date | 44562 | 2022-01-01 | 0 | Generators | System | DRW.PX.NCA._.RES.Grid Interactive Water Htr | Project Start Date | 2023-01-01 |  | - | 1 |  |  |  | = |  |  |  | New DSM DR Winter
Generators | System | DRW.PX.GOE._.CI_.HVAC - DLC | Project Start Date | 44562 | 2022-01-01 | 0 | Generators | System | DRW.PX.NCA._.RES.Home Energy Mgmt Sys | Project Start Date | 2023-01-01 |  | - | 1 |  |  |  | = |  |  |  | New DSM DR Winter
Generators | System | DRW.PX.GOE._.CI_.Pool Pump - DLC | Project Start Date | 44562 | 2022-01-01 | 0 | Generators | System | DRW.PX.NCA._.RES.HVAC - DLC | Project Start Date | 2023-01-01 |  | - | 1 |  |  |  | = |  |  |  | New DSM DR Winter
Generators | System | DRW.PX.GOE._.CI_.Smart Thermostats | Project Start Date | 44562 | 2022-01-01 | 0 | Generators | System | DRW.PX.NCA._.RES.Pool Pump - DLC | Project Start Date | 2023-01-01 |  | - | 1 |  |  |  | = |  |  |  | New DSM DR Winter
Generators | System | DRW.PX.GOE._.CI_.3 Party | Project Start Date | 44562 | 2022-01-01 | 0 | Generators | System | DRW.PX.NCA._.RES.Smart Thermostats | Project Start Date | 2023-01-01 |  | - | 1 |  |  |  | = |  |  |  | New DSM DR Winter
Generators | System | DRW.PX.GOE._.CI_.Water Heater - DLC | Project Start Date | 44562 | 2022-01-01 | 0 | Generators | System | DRW.PX.NCA._.RES.Water Heater - DLC | Project Start Date | 2023-01-01 |  | - | 1 |  |  |  | = |  |  |  | New DSM DR Winter
Generators | System | DRW.PX.SOR._.RES.Battery DLC | Project Start Date | 44562 | 2022-01-01 | 0 | Generators | System | DRW.PX.SOR._.CI_.3 Party | Project Start Date | 2023-01-01 |  | - | 1 |  |  |  | = |  |  |  | New DSM DR Winter
Generators | System | DRW.PX.SOR._.RES.EV DLC | Project Start Date | 44562 | 2022-01-01 | 0 | Generators | System | DRW.PX.SOR._.CI_.Battery DLC | Project Start Date | 2023-01-01 |  | - | 1 |  |  |  | = |  |  |  | New DSM DR Winter
Generators | System | DRW.PX.SOR._.RES.Grid Interactive Water Htr | Project Start Date | 44562 | 2022-01-01 | 0 | Generators | System | DRW.PX.SOR._.CI_.Grid Interactive Water Htr | Project Start Date | 2023-01-01 |  | - | 1 |  |  |  | = |  |  |  | New DSM DR Winter
Generators | System | DRW.PX.SOR._.RES.Home Energy Mgmt Sys | Project Start Date | 44562 | 2022-01-01 | 0 | Generators | System | DRW.PX.SOR._.CI_.HVAC - DLC | Project Start Date | 2023-01-01 |  | - | 1 |  |  |  | = |  |  |  | New DSM DR Winter
Generators | System | DRW.PX.SOR._.RES.HVAC - DLC | Project Start Date | 44562 | 2022-01-01 | 0 | Generators | System | DRW.PX.SOR._.CI_.Pool Pump - DLC | Project Start Date | 2023-01-01 |  | - | 1 |  |  |  | = |  |  |  | New DSM DR Winter
Generators | System | DRW.PX.SOR._.RES.Pool Pump - DLC | Project Start Date | 44562 | 2022-01-01 | 0 | Generators | System | DRW.PX.SOR._.CI_.Smart Thermostats | Project Start Date | 2023-01-01 |  | - | 1 |  |  |  | = |  |  |  | New DSM DR Winter
Generators | System | DRW.PX.SOR._.RES.Smart Thermostats | Project Start Date | 44562 | 2022-01-01 | 0 | Generators | System | DRW.PX.SOR._.CI_.Water Heater - DLC | Project Start Date | 2023-01-01 |  | - | 1 |  |  |  | = |  |  |  | New DSM DR Winter
Generators | System | DRW.PX.SOR._.RES.Water Heater - DLC | Project Start Date | 44562 | 2022-01-01 | 0 | Generators | System | DRW.PX.SOR._.RES.Battery DLC | Project Start Date | 2023-01-01 |  | - | 1 |  |  |  | = |  |  |  | New DSM DR Winter
Generators | System | DRW.PX.SOR._.CI_.Battery DLC | Project Start Date | 44562 | 2022-01-01 | 0 | Generators | System | DRW.PX.SOR._.RES.EV DLC | Project Start Date | 2023-01-01 |  | - | 1 |  |  |  | = |  |  |  | New DSM DR Winter
Generators | System | DRW.PX.SOR._.CI_.Grid Interactive Water Htr | Project Start Date | 44562 | 2022-01-01 | 0 | Generators | System | DRW.PX.SOR._.RES.Grid Interactive Water Htr | Project Start Date | 2023-01-01 |  | - | 1 |  |  |  | = |  |  |  | New DSM DR Winter
Generators | System | DRW.PX.SOR._.CI_.HVAC - DLC | Project Start Date | 44562 | 2022-01-01 | 0 | Generators | System | DRW.PX.SOR._.RES.Home Energy Mgmt Sys | Project Start Date | 2023-01-01 |  | - | 1 |  |  |  | = |  |  |  | New DSM DR Winter
Generators | System | DRW.PX.SOR._.CI_.Pool Pump - DLC | Project Start Date | 44562 | 2022-01-01 | 0 | Generators | System | DRW.PX.SOR._.RES.HVAC - DLC | Project Start Date | 2023-01-01 |  | - | 1 |  |  |  | = |  |  |  | New DSM DR Winter
Generators | System | DRW.PX.SOR._.CI_.Smart Thermostats | Project Start Date | 44562 | 2022-01-01 | 0 | Generators | System | DRW.PX.SOR._.RES.Pool Pump - DLC | Project Start Date | 2023-01-01 |  | - | 1 |  |  |  | = |  |  |  | New DSM DR Winter
Generators | System | DRW.PX.SOR._.CI_.3 Party | Project Start Date | 44562 | 2022-01-01 | 0 | Generators | System | DRW.PX.SOR._.RES.Smart Thermostats | Project Start Date | 2023-01-01 |  | - | 1 |  |  |  | = |  |  |  | New DSM DR Winter
Generators | System | DRW.PX.SOR._.CI_.Water Heater - DLC | Project Start Date | 44562 | 2022-01-01 | 0 | Generators | System | DRW.PX.SOR._.RES.Water Heater - DLC | Project Start Date | 2023-01-01 |  | - | 1 |  |  |  | = |  |  |  | New DSM DR Winter
Generators | System | DRW.PX.UTN._.RES.Battery DLC | Project Start Date | 44562 | 2022-01-01 | 0 | Generators | System | DRW.PX.UTN._.CI_.3 Party | Project Start Date | 2023-01-01 |  | - | 1 |  |  |  | = |  |  |  | New DSM DR Winter
Generators | System | DRW.PX.UTN._.RES.EV DLC | Project Start Date | 44562 | 2022-01-01 | 0 | Generators | System | DRW.PX.UTN._.CI_.Battery DLC | Project Start Date | 2023-01-01 |  | - | 1 |  |  |  | = |  |  |  | New DSM DR Winter
Generators | System | DRW.PX.UTN._.RES.Grid Interactive Water Htr | Project Start Date | 44562 | 2022-01-01 | 0 | Generators | System | DRW.PX.UTN._.CI_.Grid Interactive Water Htr | Project Start Date | 2023-01-01 |  | - | 1 |  |  |  | = |  |  |  | New DSM DR Winter
Generators | System | DRW.PX.UTN._.RES.Home Energy Mgmt Sys | Project Start Date | 44562 | 2022-01-01 | 0 | Generators | System | DRW.PX.UTN._.CI_.HVAC - DLC | Project Start Date | 2023-01-01 |  | - | 1 |  |  |  | = |  |  |  | New DSM DR Winter
Generators | System | DRW.PX.UTN._.RES.HVAC - DLC | Project Start Date | 44562 | 2022-01-01 | 0 | Generators | System | DRW.PX.UTN._.CI_.Pool Pump - DLC | Project Start Date | 2023-01-01 |  | - | 1 |  |  |  | = |  |  |  | New DSM DR Winter
Generators | System | DRW.PX.UTN._.RES.Pool Pump - DLC | Project Start Date | 44562 | 2022-01-01 | 0 | Generators | System | DRW.PX.UTN._.CI_.Smart Thermostats | Project Start Date | 2023-01-01 |  | - | 1 |  |  |  | = |  |  |  | New DSM DR Winter
Generators | System | DRW.PX.UTN._.RES.Water Heater - DLC | Project Start Date | 44562 | 2022-01-01 | 0 | Generators | System | DRW.PX.UTN._.CI_.Water Heater - DLC | Project Start Date | 2023-01-01 |  | - | 1 |  |  |  | = |  |  |  | New DSM DR Winter
Generators | System | DRW.PX.UTN._.CI_.Battery DLC | Project Start Date | 44562 | 2022-01-01 | 0 | Generators | System | DRW.PX.UTN._.RES.Battery DLC | Project Start Date | 2023-01-01 |  | - | 1 |  |  |  | = |  |  |  | New DSM DR Winter
Generators | System | DRW.PX.UTN._.CI_.Grid Interactive Water Htr | Project Start Date | 44562 | 2022-01-01 | 0 | Generators | System | DRW.PX.UTN._.RES.EV DLC | Project Start Date | 2023-01-01 |  | - | 1 |  |  |  | = |  |  |  | New DSM DR Winter
Generators | System | DRW.PX.UTN._.CI_.HVAC - DLC | Project Start Date | 44562 | 2022-01-01 | 0 | Generators | System | DRW.PX.UTN._.RES.Grid Interactive Water Htr | Project Start Date | 2023-01-01 |  | - | 1 |  |  |  | = |  |  |  | New DSM DR Winter
Generators | System | DRW.PX.UTN._.CI_.Pool Pump - DLC | Project Start Date | 44562 | 2022-01-01 | 0 | Generators | System | DRW.PX.UTN._.RES.Home Energy Mgmt Sys | Project Start Date | 2023-01-01 |  | - | 1 |  |  |  | = |  |  |  | New DSM DR Winter
Generators | System | DRW.PX.UTN._.CI_.Smart Thermostats | Project Start Date | 44562 | 2022-01-01 | 0 | Generators | System | DRW.PX.UTN._.RES.HVAC - DLC | Project Start Date | 2023-01-01 |  | - | 1 |  |  |  | = |  |  |  | New DSM DR Winter
Generators | System | DRW.PX.UTN._.CI_.3 Party | Project Start Date | 44562 | 2022-01-01 | 0 | Generators | System | DRW.PX.UTN._.RES.Pool Pump - DLC | Project Start Date | 2023-01-01 |  | - | 1 |  |  |  | = |  |  |  | New DSM DR Winter
Generators | System | DRW.PX.UTN._.CI_.Water Heater - DLC | Project Start Date | 44562 | 2022-01-01 | 0 | Generators | System | DRW.PX.UTN._.RES.Water Heater - DLC | Project Start Date | 2023-01-01 |  | - | 1 |  |  |  | = |  |  |  | New DSM DR Winter
Generators | System | DRW.PX.YAK._.RES.Battery DLC | Project Start Date | 44562 | 2022-01-01 | 0 | Generators | System | DRW.PX.WYC._.CI_.3 Party | Project Start Date | 2023-01-01 |  | - | 1 |  |  |  | = |  |  |  | New DSM DR Winter
Generators | System | DRW.PX.YAK._.RES.EV DLC | Project Start Date | 44562 | 2022-01-01 | 0 | Generators | System | DRW.PX.WYC._.CI_.Battery DLC | Project Start Date | 2023-01-01 |  | - | 1 |  |  |  | = |  |  |  | New DSM DR Winter
Generators | System | DRW.PX.YAK._.RES.Grid Interactive Water Htr | Project Start Date | 44562 | 2022-01-01 | 0 | Generators | System | DRW.PX.WYC._.CI_.Grid Interactive Water Htr | Project Start Date | 2023-01-01 |  | - | 1 |  |  |  | = |  |  |  | New DSM DR Winter
Generators | System | DRW.PX.YAK._.RES.Home Energy Mgmt Sys | Project Start Date | 44562 | 2022-01-01 | 0 | Generators | System | DRW.PX.WYC._.CI_.HVAC - DLC | Project Start Date | 2023-01-01 |  | - | 1 |  |  |  | = |  |  |  | New DSM DR Winter
Generators | System | DRW.PX.YAK._.RES.HVAC - DLC | Project Start Date | 44562 | 2022-01-01 | 0 | Generators | System | DRW.PX.WYC._.CI_.Pool Pump - DLC | Project Start Date | 2023-01-01 |  | - | 1 |  |  |  | = |  |  |  | New DSM DR Winter
Generators | System | DRW.PX.YAK._.RES.Pool Pump - DLC | Project Start Date | 44562 | 2022-01-01 | 0 | Generators | System | DRW.PX.WYC._.CI_.Smart Thermostats | Project Start Date | 2023-01-01 |  | - | 1 |  |  |  | = |  |  |  | New DSM DR Winter
Generators | System | DRW.PX.YAK._.RES.Smart Thermostats | Project Start Date | 44562 | 2022-01-01 | 0 | Generators | System | DRW.PX.WYC._.CI_.Water Heater - DLC | Project Start Date | 2023-01-01 |  | - | 1 |  |  |  | = |  |  |  | New DSM DR Winter
Generators | System | DRW.PX.YAK._.RES.Water Heater - DLC | Project Start Date | 44562 | 2022-01-01 | 0 | Generators | System | DRW.PX.WYC._.RES.Battery DLC | Project Start Date | 2023-01-01 |  | - | 1 |  |  |  | = |  |  |  | New DSM DR Winter
Generators | System | DRW.PX.YAK._.CI_.Battery DLC | Project Start Date | 44562 | 2022-01-01 | 0 | Generators | System | DRW.PX.WYC._.RES.EV DLC | Project Start Date | 2023-01-01 |  | - | 1 |  |  |  | = |  |  |  | New DSM DR Winter
Generators | System | DRW.PX.YAK._.CI_.Grid Interactive Water Htr | Project Start Date | 44562 | 2022-01-01 | 0 | Generators | System | DRW.PX.WYC._.RES.Grid Interactive Water Htr | Project Start Date | 2023-01-01 |  | - | 1 |  |  |  | = |  |  |  | New DSM DR Winter
Generators | System | DRW.PX.YAK._.CI_.HVAC - DLC | Project Start Date | 44562 | 2022-01-01 | 0 | Generators | System | DRW.PX.WYC._.RES.Home Energy Mgmt Sys | Project Start Date | 2023-01-01 |  | - | 1 |  |  |  | = |  |  |  | New DSM DR Winter
Generators | System | DRW.PX.YAK._.CI_.Pool Pump - DLC | Project Start Date | 44562 | 2022-01-01 | 0 | Generators | System | DRW.PX.WYC._.RES.HVAC - DLC | Project Start Date | 2023-01-01 |  | - | 1 |  |  |  | = |  |  |  | New DSM DR Winter
Generators | System | DRW.PX.YAK._.CI_.Smart Thermostats | Project Start Date | 44562 | 2022-01-01 | 0 | Generators | System | DRW.PX.WYC._.RES.Pool Pump - DLC | Project Start Date | 2023-01-01 |  | - | 1 |  |  |  | = |  |  |  | New DSM DR Winter
Generators | System | DRW.PX.YAK._.CI_.3 Party | Project Start Date | 44562 | 2022-01-01 | 0 | Generators | System | DRW.PX.WYC._.RES.Water Heater - DLC | Project Start Date | 2023-01-01 |  | - | 1 |  |  |  | = |  |  |  | New DSM DR Winter
Generators | System | DRW.PX.YAK._.CI_.Water Heater - DLC | Project Start Date | 44562 | 2022-01-01 | 0 | Generators | System | DRW.PX.YAK._.CI_.3 Party | Project Start Date | 2023-01-01 |  | - | 1 |  |  |  | = |  |  |  | New DSM DR Winter
Generators | System | DRW.PX.WYC._.RES.Battery DLC | Project Start Date | 44562 | 2022-01-01 | 0 | Generators | System | DRW.PX.YAK._.CI_.Battery DLC | Project Start Date | 2023-01-01 |  | - | 1 |  |  |  | = |  |  |  | New DSM DR Winter
Generators | System | DRW.PX.WYC._.RES.EV DLC | Project Start Date | 44562 | 2022-01-01 | 0 | Generators | System | DRW.PX.YAK._.CI_.Grid Interactive Water Htr | Project Start Date | 2023-01-01 |  | - | 1 |  |  |  | = |  |  |  | New DSM DR Winter
Generators | System | DRW.PX.WYC._.RES.Grid Interactive Water Htr | Project Start Date | 44562 | 2022-01-01 | 0 | Generators | System | DRW.PX.YAK._.CI_.HVAC - DLC | Project Start Date | 2023-01-01 |  | - | 1 |  |  |  | = |  |  |  | New DSM DR Winter
Generators | System | DRW.PX.WYC._.RES.Home Energy Mgmt Sys | Project Start Date | 44562 | 2022-01-01 | 0 | Generators | System | DRW.PX.YAK._.CI_.Pool Pump - DLC | Project Start Date | 2023-01-01 |  | - | 1 |  |  |  | = |  |  |  | New DSM DR Winter
Generators | System | DRW.PX.WYC._.RES.HVAC - DLC | Project Start Date | 44562 | 2022-01-01 | 0 | Generators | System | DRW.PX.YAK._.CI_.Smart Thermostats | Project Start Date | 2023-01-01 |  | - | 1 |  |  |  | = |  |  |  | New DSM DR Winter
Generators | System | DRW.PX.WYC._.RES.Pool Pump - DLC | Project Start Date | 44562 | 2022-01-01 | 0 | Generators | System | DRW.PX.YAK._.CI_.Water Heater - DLC | Project Start Date | 2023-01-01 |  | - | 1 |  |  |  | = |  |  |  | New DSM DR Winter
Generators | System | DRW.PX.WYC._.RES.Water Heater - DLC | Project Start Date | 44562 | 2022-01-01 | 0 | Generators | System | DRW.PX.YAK._.RES.Battery DLC | Project Start Date | 2023-01-01 |  | - | 1 |  |  |  | = |  |  |  | New DSM DR Winter
Generators | System | DRW.PX.WYC._.CI_.Battery DLC | Project Start Date | 44562 | 2022-01-01 | 0 | Generators | System | DRW.PX.YAK._.RES.EV DLC | Project Start Date | 2023-01-01 |  | - | 1 |  |  |  | = |  |  |  | New DSM DR Winter
Generators | System | DRW.PX.WYC._.CI_.Grid Interactive Water Htr | Project Start Date | 44562 | 2022-01-01 | 0 | Generators | System | DRW.PX.YAK._.RES.Grid Interactive Water Htr | Project Start Date | 2023-01-01 |  | - | 1 |  |  |  | = |  |  |  | New DSM DR Winter
Generators | System | DRW.PX.WYC._.CI_.HVAC - DLC | Project Start Date | 44562 | 2022-01-01 | 0 | Generators | System | DRW.PX.YAK._.RES.Home Energy Mgmt Sys | Project Start Date | 2023-01-01 |  | - | 1 |  |  |  | = |  |  |  | New DSM DR Winter
Generators | System | DRW.PX.WYC._.CI_.Pool Pump - DLC | Project Start Date | 44562 | 2022-01-01 | 0 | Generators | System | DRW.PX.YAK._.RES.HVAC - DLC | Project Start Date | 2023-01-01 |  | - | 1 |  |  |  | = |  |  |  | New DSM DR Winter
Generators | System | DRW.PX.WYC._.CI_.Smart Thermostats | Project Start Date | 44562 | 2022-01-01 | 0 | Generators | System | DRW.PX.YAK._.RES.Pool Pump - DLC | Project Start Date | 2023-01-01 |  | - | 1 |  |  |  | = |  |  |  | New DSM DR Winter
Generators | System | DRW.PX.WYC._.CI_.3 Party | Project Start Date | 44562 | 2022-01-01 | 0 | Generators | System | DRW.PX.YAK._.RES.Smart Thermostats | Project Start Date | 2023-01-01 |  | - | 1 |  |  |  | = |  |  |  | New DSM DR Winter
Generators | System | DRW.PX.WYC._.CI_.Water Heater - DLC | Project Start Date | 44562 | 2022-01-01 | 0 | Generators | System | DRW.PX.YAK._.RES.Water Heater - DLC | Project Start Date | 2023-01-01 |  | - | 1 |  |  |  | = |  |  |  | New DSM DR Winter
Formulas:
Date Format = [Value]

## FOM
|  | No Changes from 21 IRP | [6 empty] | 0
Collection | Parent Object | Child Object | Property | Value | Data File | Units |  | Collection | Parent Object | Child Object | Property | Value | Data File | Units | Band | Date From | Date To | Timeslice | Action | Expression | Scenario | Memo | Category
Generators | System | DRS.PX.NCA._.RES.Battery DLC | FO&M Charge | 49.48 |  | $/kW/yr |  | Generators | System | DRS.PX.GOE._.CI_.3 Party | FO&M Charge | 1423.91 |  | $/kW/yr | 1 |  |  |  | = |  |  |  | New DSM DR Summer
Generators | System | DRS.PX.NCA._.RES.EV DLC | FO&M Charge | 134.76 |  | $/kW/yr |  | Generators | System | DRS.PX.GOE._.CI_.Battery DLC | FO&M Charge | 61.2 |  | $/kW/yr | 1 |  |  |  | = |  |  |  | New DSM DR Summer
Generators | System | DRS.PX.NCA._.RES.Grid Interactive Water Htr | FO&M Charge | 178.86 |  | $/kW/yr |  | Generators | System | DRS.PX.GOE._.CI_.Grid Interactive Water Htr | FO&M Charge | 1613.98 |  | $/kW/yr | 1 |  |  |  | = |  |  |  | New DSM DR Summer
Generators | System | DRS.PX.NCA._.RES.Home Energy Mgmt Sys | FO&M Charge | 224.39 |  | $/kW/yr |  | Generators | System | DRS.PX.GOE._.CI_.HVAC - DLC | FO&M Charge | 1575.21 |  | $/kW/yr | 1 |  |  |  | = |  |  |  | New DSM DR Summer
Generators | System | DRS.PX.NCA._.RES.HVAC - DLC | FO&M Charge | 187.23 |  | $/kW/yr |  | Generators | System | DRS.PX.GOE._.CI_.Pool Pump - DLC | FO&M Charge | 1561.87 |  | $/kW/yr | 1 |  |  |  | = |  |  |  | New DSM DR Summer
Generators | System | DRS.PX.NCA._.RES.Pool Pump - DLC | FO&M Charge | 499.92 |  | $/kW/yr |  | Generators | System | DRS.PX.GOE._.CI_.Smart Thermostats | FO&M Charge | 201.45 |  | $/kW/yr | 1 |  |  |  | = |  |  |  | New DSM DR Summer
Generators | System | DRS.PX.NCA._.RES.Smart Thermostats | FO&M Charge | 70.45 |  | $/kW/yr |  | Generators | System | DRS.PX.GOE._.CI_.Water Heater - DLC | FO&M Charge | 781.75 |  | $/kW/yr | 1 |  |  |  | = |  |  |  | New DSM DR Summer
Generators | System | DRS.PX.NCA._.RES.Water Heater - DLC | FO&M Charge | 69.7 |  | $/kW/yr |  | Generators | System | DRS.PX.GOE._.IRR.Irrigation DLC | FO&M Charge | 65.21 |  | $/kW/yr | 1 |  |  |  | = |  |  |  | New DSM DR Summer
Generators | System | DRS.PX.NCA._.CI_.Battery DLC | FO&M Charge | 48.5 |  | $/kW/yr | 560.66 | Generators | System | DRS.PX.GOE._.RES.Battery DLC | FO&M Charge | 62.25 |  | $/kW/yr | 1 |  |  |  | = |  |  |  | New DSM DR Summer
Generators | System | DRS.PX.NCA._.CI_.Grid Interactive Water Htr | FO&M Charge | 316.03 |  | $/kW/yr |  | Generators | System | DRS.PX.GOE._.RES.EV DLC | FO&M Charge | 144.47 |  | $/kW/yr | 1 |  |  |  | = |  |  |  | New DSM DR Summer
Generators | System | DRS.PX.NCA._.CI_.HVAC - DLC | FO&M Charge | 395.15 |  | $/kW/yr |  | Generators | System | DRS.PX.GOE._.RES.Grid Interactive Water Htr | FO&M Charge | 259.88 |  | $/kW/yr | 1 |  |  |  | = |  |  |  | New DSM DR Summer
Generators | System | DRS.PX.NCA._.CI_.Pool Pump - DLC | FO&M Charge | 666.03 |  | $/kW/yr |  | Generators | System | DRS.PX.GOE._.RES.Home Energy Mgmt Sys | FO&M Charge | 978.22 |  | $/kW/yr | 1 |  |  |  | = |  |  |  | New DSM DR Summer
Generators | System | DRS.PX.NCA._.CI_.Smart Thermostats | FO&M Charge | 56.05 |  | $/kW/yr |  | Generators | System | DRS.PX.GOE._.RES.HVAC - DLC | FO&M Charge | 206.55 |  | $/kW/yr | 1 |  |  |  | = |  |  |  | New DSM DR Summer
Generators | System | DRS.PX.NCA._.CI_.3 Party | FO&M Charge | 1108.36 |  | $/kW/yr |  | Generators | System | DRS.PX.GOE._.RES.Pool Pump - DLC | FO&M Charge | 554.22 |  | $/kW/yr | 1 |  |  |  | = |  |  |  | New DSM DR Summer
Generators | System | DRS.PX.NCA._.CI_.Water Heater - DLC | FO&M Charge | 123.18 |  | $/kW/yr |  | Generators | System | DRS.PX.GOE._.RES.Water Heater - DLC | FO&M Charge | 127.23 |  | $/kW/yr | 1 |  |  |  | = |  |  |  | New DSM DR Summer
Generators | System | DRS.PX.NCA._.IRR.Irrigation DLC | FO&M Charge | 49.62 |  | $/kW/yr |  | Generators | System | DRS.PX.NCA._.CI_.3 Party | FO&M Charge | 1108.36 |  | $/kW/yr | 1 |  |  |  | = |  |  |  | New DSM DR Summer
Generators | System | DRS.PX.GOE._.RES.Battery DLC | FO&M Charge | 62.25 |  | $/kW/yr |  | Generators | System | DRS.PX.NCA._.CI_.Battery DLC | FO&M Charge | 48.5 |  | $/kW/yr | 1 |  |  |  | = |  |  |  | New DSM DR Summer
Generators | System | DRS.PX.GOE._.RES.EV DLC | FO&M Charge | 144.47 |  | $/kW/yr |  | Generators | System | DRS.PX.NCA._.CI_.Grid Interactive Water Htr | FO&M Charge | 316.03 |  | $/kW/yr | 1 |  |  |  | = |  |  |  | New DSM DR Summer
Generators | System | DRS.PX.GOE._.RES.Grid Interactive Water Htr | FO&M Charge | 259.88 |  | $/kW/yr |  | Generators | System | DRS.PX.NCA._.CI_.HVAC - DLC | FO&M Charge | 395.15 |  | $/kW/yr | 1 |  |  |  | = |  |  |  | New DSM DR Summer
Generators | System | DRS.PX.GOE._.RES.Home Energy Mgmt Sys | FO&M Charge | 978.22 |  | $/kW/yr |  | Generators | System | DRS.PX.NCA._.CI_.Pool Pump - DLC | FO&M Charge | 666.03 |  | $/kW/yr | 1 |  |  |  | = |  |  |  | New DSM DR Summer
Generators | System | DRS.PX.GOE._.RES.HVAC - DLC | FO&M Charge | 206.55 |  | $/kW/yr |  | Generators | System | DRS.PX.NCA._.CI_.Smart Thermostats | FO&M Charge | 56.05 |  | $/kW/yr | 1 |  |  |  | = |  |  |  | New DSM DR Summer
Generators | System | DRS.PX.GOE._.RES.Pool Pump - DLC | FO&M Charge | 554.22 |  | $/kW/yr |  | Generators | System | DRS.PX.NCA._.CI_.Water Heater - DLC | FO&M Charge | 123.18 |  | $/kW/yr | 1 |  |  |  | = |  |  |  | New DSM DR Summer
Generators | System | DRS.PX.GOE._.RES.Water Heater - DLC | FO&M Charge | 127.23 |  | $/kW/yr |  | Generators | System | DRS.PX.NCA._.IRR.Irrigation DLC | FO&M Charge | 49.62 |  | $/kW/yr | 1 |  |  |  | = |  |  |  | New DSM DR Summer
Generators | System | DRS.PX.GOE._.CI_.Battery DLC | FO&M Charge | 61.2 |  | $/kW/yr |  | Generators | System | DRS.PX.NCA._.RES.Battery DLC | FO&M Charge | 49.48 |  | $/kW/yr | 1 |  |  |  | = |  |  |  | New DSM DR Summer
Generators | System | DRS.PX.GOE._.CI_.Grid Interactive Water Htr | FO&M Charge | 1613.98 |  | $/kW/yr |  | Generators | System | DRS.PX.NCA._.RES.EV DLC | FO&M Charge | 134.76 |  | $/kW/yr | 1 |  |  |  | = |  |  |  | New DSM DR Summer
Generators | System | DRS.PX.GOE._.CI_.HVAC - DLC | FO&M Charge | 1575.21 |  | $/kW/yr |  | Generators | System | DRS.PX.NCA._.RES.Grid Interactive Water Htr | FO&M Charge | 178.86 |  | $/kW/yr | 1 |  |  |  | = |  |  |  | New DSM DR Summer
Generators | System | DRS.PX.GOE._.CI_.Pool Pump - DLC | FO&M Charge | 1561.87 |  | $/kW/yr |  | Generators | System | DRS.PX.NCA._.RES.Home Energy Mgmt Sys | FO&M Charge | 224.39 |  | $/kW/yr | 1 |  |  |  | = |  |  |  | New DSM DR Summer
Generators | System | DRS.PX.GOE._.CI_.Smart Thermostats | FO&M Charge | 201.45 |  | $/kW/yr |  | Generators | System | DRS.PX.NCA._.RES.HVAC - DLC | FO&M Charge | 187.23 |  | $/kW/yr | 1 |  |  |  | = |  |  |  | New DSM DR Summer
Generators | System | DRS.PX.GOE._.CI_.3 Party | FO&M Charge | 1423.91 |  | $/kW/yr |  | Generators | System | DRS.PX.NCA._.RES.Pool Pump - DLC | FO&M Charge | 499.92 |  | $/kW/yr | 1 |  |  |  | = |  |  |  | New DSM DR Summer
Generators | System | DRS.PX.GOE._.CI_.Water Heater - DLC | FO&M Charge | 781.75 |  | $/kW/yr |  | Generators | System | DRS.PX.NCA._.RES.Smart Thermostats | FO&M Charge | 70.45 |  | $/kW/yr | 1 |  |  |  | = |  |  |  | New DSM DR Summer
Generators | System | DRS.PX.GOE._.IRR.Irrigation DLC | FO&M Charge | 65.21 |  | $/kW/yr |  | Generators | System | DRS.PX.NCA._.RES.Water Heater - DLC | FO&M Charge | 69.7 |  | $/kW/yr | 1 |  |  |  | = |  |  |  | New DSM DR Summer
Generators | System | DRS.PX.SOR._.RES.Battery DLC | FO&M Charge | 49.67 |  | $/kW/yr |  | Generators | System | DRS.PX.SOR._.CI_.3 Party | FO&M Charge | 284.5 |  | $/kW/yr | 1 |  |  |  | = |  |  |  | New DSM DR Summer
Generators | System | DRS.PX.SOR._.RES.EV DLC | FO&M Charge | 143.23 |  | $/kW/yr |  | Generators | System | DRS.PX.SOR._.CI_.Battery DLC | FO&M Charge | 48.3 |  | $/kW/yr | 1 |  |  |  | = |  |  |  | New DSM DR Summer
Generators | System | DRS.PX.SOR._.RES.Grid Interactive Water Htr | FO&M Charge | 138.81 |  | $/kW/yr |  | Generators | System | DRS.PX.SOR._.CI_.Grid Interactive Water Htr | FO&M Charge | 89.16 |  | $/kW/yr | 1 |  |  |  | = |  |  |  | New DSM DR Summer
Generators | System | DRS.PX.SOR._.RES.Home Energy Mgmt Sys | FO&M Charge | 84.16 |  | $/kW/yr |  | Generators | System | DRS.PX.SOR._.CI_.HVAC - DLC | FO&M Charge | 137.16 |  | $/kW/yr | 1 |  |  |  | = |  |  |  | New DSM DR Summer
Generators | System | DRS.PX.SOR._.RES.HVAC - DLC | FO&M Charge | 182.95 |  | $/kW/yr |  | Generators | System | DRS.PX.SOR._.CI_.Pool Pump - DLC | FO&M Charge | 311.17 |  | $/kW/yr | 1 |  |  |  | = |  |  |  | New DSM DR Summer
Generators | System | DRS.PX.SOR._.RES.Pool Pump - DLC | FO&M Charge | 519.38 |  | $/kW/yr |  | Generators | System | DRS.PX.SOR._.CI_.Smart Thermostats | FO&M Charge | 19.44 |  | $/kW/yr | 1 |  |  |  | = |  |  |  | New DSM DR Summer
Generators | System | DRS.PX.SOR._.RES.Smart Thermostats | FO&M Charge | 29.97 |  | $/kW/yr |  | Generators | System | DRS.PX.SOR._.CI_.Water Heater - DLC | FO&M Charge | 40 |  | $/kW/yr | 1 |  |  |  | = |  |  |  | New DSM DR Summer
Generators | System | DRS.PX.SOR._.RES.Water Heater - DLC | FO&M Charge | 60.63 |  | $/kW/yr |  | Generators | System | DRS.PX.SOR._.IRR.Irrigation DLC | FO&M Charge | 57.26 |  | $/kW/yr | 1 |  |  |  | = |  |  |  | New DSM DR Summer
Generators | System | DRS.PX.SOR._.CI_.Battery DLC | FO&M Charge | 48.3 |  | $/kW/yr |  | Generators | System | DRS.PX.SOR._.RES.Battery DLC | FO&M Charge | 49.67 |  | $/kW/yr | 1 |  |  |  | = |  |  |  | New DSM DR Summer
Generators | System | DRS.PX.SOR._.CI_.Grid Interactive Water Htr | FO&M Charge | 89.16 |  | $/kW/yr |  | Generators | System | DRS.PX.SOR._.RES.EV DLC | FO&M Charge | 143.23 |  | $/kW/yr | 1 |  |  |  | = |  |  |  | New DSM DR Summer
Generators | System | DRS.PX.SOR._.CI_.HVAC - DLC | FO&M Charge | 137.16 |  | $/kW/yr |  | Generators | System | DRS.PX.SOR._.RES.Grid Interactive Water Htr | FO&M Charge | 138.81 |  | $/kW/yr | 1 |  |  |  | = |  |  |  | New DSM DR Summer
Generators | System | DRS.PX.SOR._.CI_.Pool Pump - DLC | FO&M Charge | 311.17 |  | $/kW/yr |  | Generators | System | DRS.PX.SOR._.RES.Home Energy Mgmt Sys | FO&M Charge | 84.16 |  | $/kW/yr | 1 |  |  |  | = |  |  |  | New DSM DR Summer
Generators | System | DRS.PX.SOR._.CI_.Smart Thermostats | FO&M Charge | 19.44 |  | $/kW/yr |  | Generators | System | DRS.PX.SOR._.RES.HVAC - DLC | FO&M Charge | 182.95 |  | $/kW/yr | 1 |  |  |  | = |  |  |  | New DSM DR Summer
Generators | System | DRS.PX.SOR._.CI_.3 Party | FO&M Charge | 284.5 |  | $/kW/yr |  | Generators | System | DRS.PX.SOR._.RES.Pool Pump - DLC | FO&M Charge | 519.38 |  | $/kW/yr | 1 |  |  |  | = |  |  |  | New DSM DR Summer
Generators | System | DRS.PX.SOR._.CI_.Water Heater - DLC | FO&M Charge | 40 |  | $/kW/yr |  | Generators | System | DRS.PX.SOR._.RES.Smart Thermostats | FO&M Charge | 29.97 |  | $/kW/yr | 1 |  |  |  | = |  |  |  | New DSM DR Summer
Generators | System | DRS.PX.SOR._.IRR.Irrigation DLC | FO&M Charge | 57.26 |  | $/kW/yr |  | Generators | System | DRS.PX.SOR._.RES.Water Heater - DLC | FO&M Charge | 60.63 |  | $/kW/yr | 1 |  |  |  | = |  |  |  | New DSM DR Summer
Generators | System | DRS.PX.UTN._.RES.Battery DLC | FO&M Charge | 62.15 |  | $/kW/yr |  | Generators | System | DRS.PX.UTN._.CI_.3 Party | FO&M Charge | 125.21 |  | $/kW/yr | 1 |  |  |  | = |  |  |  | New DSM DR Summer
Generators | System | DRS.PX.UTN._.RES.EV DLC | FO&M Charge | 162.11 |  | $/kW/yr |  | Generators | System | DRS.PX.UTN._.CI_.Battery DLC | FO&M Charge | 60.91 |  | $/kW/yr | 1 |  |  |  | = |  |  |  | New DSM DR Summer
Generators | System | DRS.PX.UTN._.RES.Grid Interactive Water Htr | FO&M Charge | 293.2 |  | $/kW/yr |  | Generators | System | DRS.PX.UTN._.CI_.Grid Interactive Water Htr | FO&M Charge | 81.75 |  | $/kW/yr | 1 |  |  |  | = |  |  |  | New DSM DR Summer
Generators | System | DRS.PX.UTN._.RES.Home Energy Mgmt Sys | FO&M Charge | 970.91 |  | $/kW/yr |  | Generators | System | DRS.PX.UTN._.CI_.HVAC - DLC | FO&M Charge | 81.39 |  | $/kW/yr | 1 |  |  |  | = |  |  |  | New DSM DR Summer
Generators | System | DRS.PX.UTN._.RES.HVAC - DLC | FO&M Charge | 73.63 |  | $/kW/yr |  | Generators | System | DRS.PX.UTN._.CI_.Pool Pump - DLC | FO&M Charge | 161.84 |  | $/kW/yr | 1 |  |  |  | = |  |  |  | New DSM DR Summer
Generators | System | DRS.PX.UTN._.RES.Pool Pump - DLC | FO&M Charge | 588.57 |  | $/kW/yr |  | Generators | System | DRS.PX.UTN._.CI_.Smart Thermostats | FO&M Charge | 18.2 |  | $/kW/yr | 1 |  |  |  | = |  |  |  | New DSM DR Summer
Generators | System | DRS.PX.UTN._.RES.Water Heater - DLC | FO&M Charge | 144.86 |  | $/kW/yr |  | Generators | System | DRS.PX.UTN._.CI_.Water Heater - DLC | FO&M Charge | 40.41 |  | $/kW/yr | 1 |  |  |  | = |  |  |  | New DSM DR Summer
Generators | System | DRS.PX.UTN._.CI_.Battery DLC | FO&M Charge | 60.91 |  | $/kW/yr |  | Generators | System | DRS.PX.UTN._.IRR.Irrigation DLC | FO&M Charge | 65.4 |  | $/kW/yr | 1 |  |  |  | = |  |  |  | New DSM DR Summer
Generators | System | DRS.PX.UTN._.CI_.Grid Interactive Water Htr | FO&M Charge | 81.75 |  | $/kW/yr |  | Generators | System | DRS.PX.UTN._.RES.Battery DLC | FO&M Charge | 62.15 |  | $/kW/yr | 1 |  |  |  | = |  |  |  | New DSM DR Summer
Generators | System | DRS.PX.UTN._.CI_.HVAC - DLC | FO&M Charge | 81.39 |  | $/kW/yr |  | Generators | System | DRS.PX.UTN._.RES.EV DLC | FO&M Charge | 162.11 |  | $/kW/yr | 1 |  |  |  | = |  |  |  | New DSM DR Summer
Generators | System | DRS.PX.UTN._.CI_.Pool Pump - DLC | FO&M Charge | 161.84 |  | $/kW/yr |  | Generators | System | DRS.PX.UTN._.RES.Grid Interactive Water Htr | FO&M Charge | 293.2 |  | $/kW/yr | 1 |  |  |  | = |  |  |  | New DSM DR Summer
Generators | System | DRS.PX.UTN._.CI_.Smart Thermostats | FO&M Charge | 18.2 |  | $/kW/yr |  | Generators | System | DRS.PX.UTN._.RES.Home Energy Mgmt Sys | FO&M Charge | 970.91 |  | $/kW/yr | 1 |  |  |  | = |  |  |  | New DSM DR Summer
Generators | System | DRS.PX.UTN._.CI_.3 Party | FO&M Charge | 125.21 |  | $/kW/yr |  | Generators | System | DRS.PX.UTN._.RES.HVAC - DLC | FO&M Charge | 73.63 |  | $/kW/yr | 1 |  |  |  | = |  |  |  | New DSM DR Summer
Generators | System | DRS.PX.UTN._.CI_.Water Heater - DLC | FO&M Charge | 40.41 |  | $/kW/yr |  | Generators | System | DRS.PX.UTN._.RES.Pool Pump - DLC | FO&M Charge | 588.57 |  | $/kW/yr | 1 |  |  |  | = |  |  |  | New DSM DR Summer
Generators | System | DRS.PX.UTN._.IRR.Irrigation DLC | FO&M Charge | 65.4 |  | $/kW/yr |  | Generators | System | DRS.PX.UTN._.RES.Water Heater - DLC | FO&M Charge | 144.86 |  | $/kW/yr | 1 |  |  |  | = |  |  |  | New DSM DR Summer
Generators | System | DRS.PX.YAK._.RES.Battery DLC | FO&M Charge | 49.54 |  | $/kW/yr |  | Generators | System | DRS.PX.WYC._.CI_.3 Party | FO&M Charge | 259.23 |  | $/kW/yr | 1 |  |  |  | = |  |  |  | New DSM DR Summer
Generators | System | DRS.PX.YAK._.RES.EV DLC | FO&M Charge | 146.79 |  | $/kW/yr |  | Generators | System | DRS.PX.WYC._.CI_.Battery DLC | FO&M Charge | 61.18 |  | $/kW/yr | 1 |  |  |  | = |  |  |  | New DSM DR Summer
Generators | System | DRS.PX.YAK._.RES.Grid Interactive Water Htr | FO&M Charge | 139.22 |  | $/kW/yr |  | Generators | System | DRS.PX.WYC._.CI_.Grid Interactive Water Htr | FO&M Charge | 601.12 |  | $/kW/yr | 1 |  |  |  | = |  |  |  | New DSM DR Summer
Generators | System | DRS.PX.YAK._.RES.Home Energy Mgmt Sys | FO&M Charge | 73.52 |  | $/kW/yr |  | Generators | System | DRS.PX.WYC._.CI_.HVAC - DLC | FO&M Charge | 518.08 |  | $/kW/yr | 1 |  |  |  | = |  |  |  | New DSM DR Summer
Generators | System | DRS.PX.YAK._.RES.HVAC - DLC | FO&M Charge | 171.79 |  | $/kW/yr |  | Generators | System | DRS.PX.WYC._.CI_.Pool Pump - DLC | FO&M Charge | 459.48 |  | $/kW/yr | 1 |  |  |  | = |  |  |  | New DSM DR Summer
Generators | System | DRS.PX.YAK._.RES.Pool Pump - DLC | FO&M Charge | 532.76 |  | $/kW/yr |  | Generators | System | DRS.PX.WYC._.CI_.Smart Thermostats | FO&M Charge | 89.32 |  | $/kW/yr | 1 |  |  |  | = |  |  |  | New DSM DR Summer
Generators | System | DRS.PX.YAK._.RES.Smart Thermostats | FO&M Charge | 30.24 |  | $/kW/yr |  | Generators | System | DRS.PX.WYC._.CI_.Water Heater - DLC | FO&M Charge | 295.13 |  | $/kW/yr | 1 |  |  |  | = |  |  |  | New DSM DR Summer
Generators | System | DRS.PX.YAK._.RES.Water Heater - DLC | FO&M Charge | 60.8 |  | $/kW/yr |  | Generators | System | DRS.PX.WYC._.IRR.Irrigation DLC | FO&M Charge | 58.69 |  | $/kW/yr | 1 |  |  |  | = |  |  |  | New DSM DR Summer
Generators | System | DRS.PX.YAK._.CI_.Battery DLC | FO&M Charge | 48.25 |  | $/kW/yr |  | Generators | System | DRS.PX.WYC._.RES.Battery DLC | FO&M Charge | 61.96 |  | $/kW/yr | 1 |  |  |  | = |  |  |  | New DSM DR Summer
Generators | System | DRS.PX.YAK._.CI_.Grid Interactive Water Htr | FO&M Charge | 65.79 |  | $/kW/yr |  | Generators | System | DRS.PX.WYC._.RES.EV DLC | FO&M Charge | 143.18 |  | $/kW/yr | 1 |  |  |  | = |  |  |  | New DSM DR Summer
Generators | System | DRS.PX.YAK._.CI_.HVAC - DLC | FO&M Charge | 98.91 |  | $/kW/yr |  | Generators | System | DRS.PX.WYC._.RES.Grid Interactive Water Htr | FO&M Charge | 263.76 |  | $/kW/yr | 1 |  |  |  | = |  |  |  | New DSM DR Summer
Generators | System | DRS.PX.YAK._.CI_.Pool Pump - DLC | FO&M Charge | 265.17 |  | $/kW/yr |  | Generators | System | DRS.PX.WYC._.RES.Home Energy Mgmt Sys | FO&M Charge | 966.44 |  | $/kW/yr | 1 |  |  |  | = |  |  |  | New DSM DR Summer
Generators | System | DRS.PX.YAK._.CI_.Smart Thermostats | FO&M Charge | 12.57 |  | $/kW/yr |  | Generators | System | DRS.PX.WYC._.RES.HVAC - DLC | FO&M Charge | 226.45 |  | $/kW/yr | 1 |  |  |  | = |  |  |  | New DSM DR Summer
Generators | System | DRS.PX.YAK._.CI_.3 Party | FO&M Charge | 152.91 |  | $/kW/yr |  | Generators | System | DRS.PX.WYC._.RES.Pool Pump - DLC | FO&M Charge | 540.13 |  | $/kW/yr | 1 |  |  |  | = |  |  |  | New DSM DR Summer
Generators | System | DRS.PX.YAK._.CI_.Water Heater - DLC | FO&M Charge | 29.54 |  | $/kW/yr |  | Generators | System | DRS.PX.WYC._.RES.Water Heater - DLC | FO&M Charge | 127.35 |  | $/kW/yr | 1 |  |  |  | = |  |  |  | New DSM DR Summer
Generators | System | DRS.PX.YAK._.IRR.Irrigation DLC | FO&M Charge | 41.17 |  | $/kW/yr |  | Generators | System | DRS.PX.YAK._.CI_.3 Party | FO&M Charge | 152.91 |  | $/kW/yr | 1 |  |  |  | = |  |  |  | New DSM DR Summer
Generators | System | DRS.PX.WYC._.RES.Battery DLC | FO&M Charge | 61.96 |  | $/kW/yr |  | Generators | System | DRS.PX.YAK._.CI_.Battery DLC | FO&M Charge | 48.25 |  | $/kW/yr | 1 |  |  |  | = |  |  |  | New DSM DR Summer
Generators | System | DRS.PX.WYC._.RES.EV DLC | FO&M Charge | 143.18 |  | $/kW/yr |  | Generators | System | DRS.PX.YAK._.CI_.Grid Interactive Water Htr | FO&M Charge | 65.79 |  | $/kW/yr | 1 |  |  |  | = |  |  |  | New DSM DR Summer
Generators | System | DRS.PX.WYC._.RES.Grid Interactive Water Htr | FO&M Charge | 263.76 |  | $/kW/yr |  | Generators | System | DRS.PX.YAK._.CI_.HVAC - DLC | FO&M Charge | 98.91 |  | $/kW/yr | 1 |  |  |  | = |  |  |  | New DSM DR Summer
Generators | System | DRS.PX.WYC._.RES.Home Energy Mgmt Sys | FO&M Charge | 966.44 |  | $/kW/yr |  | Generators | System | DRS.PX.YAK._.CI_.Pool Pump - DLC | FO&M Charge | 265.17 |  | $/kW/yr | 1 |  |  |  | = |  |  |  | New DSM DR Summer
Generators | System | DRS.PX.WYC._.RES.HVAC - DLC | FO&M Charge | 226.45 |  | $/kW/yr |  | Generators | System | DRS.PX.YAK._.CI_.Smart Thermostats | FO&M Charge | 12.57 |  | $/kW/yr | 1 |  |  |  | = |  |  |  | New DSM DR Summer
Generators | System | DRS.PX.WYC._.RES.Pool Pump - DLC | FO&M Charge | 540.13 |  | $/kW/yr |  | Generators | System | DRS.PX.YAK._.CI_.Water Heater - DLC | FO&M Charge | 29.54 |  | $/kW/yr | 1 |  |  |  | = |  |  |  | New DSM DR Summer
Generators | System | DRS.PX.WYC._.RES.Water Heater - DLC | FO&M Charge | 127.35 |  | $/kW/yr |  | Generators | System | DRS.PX.YAK._.IRR.Irrigation DLC | FO&M Charge | 41.17 |  | $/kW/yr | 1 |  |  |  | = |  |  |  | New DSM DR Summer
Generators | System | DRS.PX.WYC._.CI_.Battery DLC | FO&M Charge | 61.18 |  | $/kW/yr |  | Generators | System | DRS.PX.YAK._.RES.Battery DLC | FO&M Charge | 49.54 |  | $/kW/yr | 1 |  |  |  | = |  |  |  | New DSM DR Summer
Generators | System | DRS.PX.WYC._.CI_.Grid Interactive Water Htr | FO&M Charge | 601.12 |  | $/kW/yr |  | Generators | System | DRS.PX.YAK._.RES.EV DLC | FO&M Charge | 146.79 |  | $/kW/yr | 1 |  |  |  | = |  |  |  | New DSM DR Summer
Generators | System | DRS.PX.WYC._.CI_.HVAC - DLC | FO&M Charge | 518.08 |  | $/kW/yr |  | Generators | System | DRS.PX.YAK._.RES.Grid Interactive Water Htr | FO&M Charge | 139.22 |  | $/kW/yr | 1 |  |  |  | = |  |  |  | New DSM DR Summer
Generators | System | DRS.PX.WYC._.CI_.Pool Pump - DLC | FO&M Charge | 459.48 |  | $/kW/yr |  | Generators | System | DRS.PX.YAK._.RES.Home Energy Mgmt Sys | FO&M Charge | 73.52 |  | $/kW/yr | 1 |  |  |  | = |  |  |  | New DSM DR Summer
Generators | System | DRS.PX.WYC._.CI_.Smart Thermostats | FO&M Charge | 89.32 |  | $/kW/yr |  | Generators | System | DRS.PX.YAK._.RES.HVAC - DLC | FO&M Charge | 171.79 |  | $/kW/yr | 1 |  |  |  | = |  |  |  | New DSM DR Summer
Generators | System | DRS.PX.WYC._.CI_.3 Party | FO&M Charge | 259.23 |  | $/kW/yr |  | Generators | System | DRS.PX.YAK._.RES.Pool Pump - DLC | FO&M Charge | 532.76 |  | $/kW/yr | 1 |  |  |  | = |  |  |  | New DSM DR Summer
Generators | System | DRS.PX.WYC._.CI_.Water Heater - DLC | FO&M Charge | 295.13 |  | $/kW/yr |  | Generators | System | DRS.PX.YAK._.RES.Smart Thermostats | FO&M Charge | 30.24 |  | $/kW/yr | 1 |  |  |  | = |  |  |  | New DSM DR Summer
Generators | System | DRS.PX.WYC._.IRR.Irrigation DLC | FO&M Charge | 58.69 |  | $/kW/yr |  | Generators | System | DRS.PX.YAK._.RES.Water Heater - DLC | FO&M Charge | 60.8 |  | $/kW/yr | 1 |  |  |  | = |  |  |  | New DSM DR Summer
Generators | System | DRW.PX.NCA._.RES.Battery DLC | FO&M Charge | 49.48 |  | $/kW/yr |  | Generators | System | DRW.PX.GOE._.CI_.3 Party | FO&M Charge | 1423.91 |  | $/kW/yr | 1 |  |  |  | = |  |  |  | New DSM DR Winter
Generators | System | DRW.PX.NCA._.RES.EV DLC | FO&M Charge | 134.76 |  | $/kW/yr |  | Generators | System | DRW.PX.GOE._.CI_.Battery DLC | FO&M Charge | 61.2 |  | $/kW/yr | 1 |  |  |  | = |  |  |  | New DSM DR Winter
Generators | System | DRW.PX.NCA._.RES.Grid Interactive Water Htr | FO&M Charge | 178.86 |  | $/kW/yr |  | Generators | System | DRW.PX.GOE._.CI_.Grid Interactive Water Htr | FO&M Charge | 1613.98 |  | $/kW/yr | 1 |  |  |  | = |  |  |  | New DSM DR Winter
Generators | System | DRW.PX.NCA._.RES.Home Energy Mgmt Sys | FO&M Charge | 224.39 |  | $/kW/yr |  | Generators | System | DRW.PX.GOE._.CI_.HVAC - DLC | FO&M Charge | 1575.21 |  | $/kW/yr | 1 |  |  |  | = |  |  |  | New DSM DR Winter
Generators | System | DRW.PX.NCA._.RES.HVAC - DLC | FO&M Charge | 187.23 |  | $/kW/yr |  | Generators | System | DRW.PX.GOE._.CI_.Pool Pump - DLC | FO&M Charge | 1561.87 |  | $/kW/yr | 1 |  |  |  | = |  |  |  | New DSM DR Winter
Generators | System | DRW.PX.NCA._.RES.Pool Pump - DLC | FO&M Charge | 499.92 |  | $/kW/yr |  | Generators | System | DRW.PX.GOE._.CI_.Smart Thermostats | FO&M Charge | 201.45 |  | $/kW/yr | 1 |  |  |  | = |  |  |  | New DSM DR Winter
Generators | System | DRW.PX.NCA._.RES.Smart Thermostats | FO&M Charge | 70.45 |  | $/kW/yr |  | Generators | System | DRW.PX.GOE._.CI_.Water Heater - DLC | FO&M Charge | 781.75 |  | $/kW/yr | 1 |  |  |  | = |  |  |  | New DSM DR Winter
Generators | System | DRW.PX.NCA._.RES.Water Heater - DLC | FO&M Charge | 69.7 |  | $/kW/yr |  | Generators | System | DRW.PX.GOE._.RES.Battery DLC | FO&M Charge | 62.25 |  | $/kW/yr | 1 |  |  |  | = |  |  |  | New DSM DR Winter
Generators | System | DRW.PX.NCA._.CI_.Battery DLC | FO&M Charge | 48.5 |  | $/kW/yr |  | Generators | System | DRW.PX.GOE._.RES.EV DLC | FO&M Charge | 144.47 |  | $/kW/yr | 1 |  |  |  | = |  |  |  | New DSM DR Winter
Generators | System | DRW.PX.NCA._.CI_.Grid Interactive Water Htr | FO&M Charge | 316.03 |  | $/kW/yr |  | Generators | System | DRW.PX.GOE._.RES.Grid Interactive Water Htr | FO&M Charge | 259.88 |  | $/kW/yr | 1 |  |  |  | = |  |  |  | New DSM DR Winter
Generators | System | DRW.PX.NCA._.CI_.HVAC - DLC | FO&M Charge | 395.15 |  | $/kW/yr |  | Generators | System | DRW.PX.GOE._.RES.Home Energy Mgmt Sys | FO&M Charge | 978.22 |  | $/kW/yr | 1 |  |  |  | = |  |  |  | New DSM DR Winter
Generators | System | DRW.PX.NCA._.CI_.Pool Pump - DLC | FO&M Charge | 666.03 |  | $/kW/yr |  | Generators | System | DRW.PX.GOE._.RES.HVAC - DLC | FO&M Charge | 206.55 |  | $/kW/yr | 1 |  |  |  | = |  |  |  | New DSM DR Winter
Generators | System | DRW.PX.NCA._.CI_.Smart Thermostats | FO&M Charge | 56.05 |  | $/kW/yr |  | Generators | System | DRW.PX.GOE._.RES.Pool Pump - DLC | FO&M Charge | 554.22 |  | $/kW/yr | 1 |  |  |  | = |  |  |  | New DSM DR Winter
Generators | System | DRW.PX.NCA._.CI_.3 Party | FO&M Charge | 1108.36 |  | $/kW/yr |  | Generators | System | DRW.PX.GOE._.RES.Water Heater - DLC | FO&M Charge | 127.23 |  | $/kW/yr | 1 |  |  |  | = |  |  |  | New DSM DR Winter
Generators | System | DRW.PX.NCA._.CI_.Water Heater - DLC | FO&M Charge | 123.18 |  | $/kW/yr |  | Generators | System | DRW.PX.NCA._.CI_.3 Party | FO&M Charge | 1108.36 |  | $/kW/yr | 1 |  |  |  | = |  |  |  | New DSM DR Winter
Generators | System | DRW.PX.GOE._.RES.Battery DLC | FO&M Charge | 62.25 |  | $/kW/yr |  | Generators | System | DRW.PX.NCA._.CI_.Battery DLC | FO&M Charge | 48.5 |  | $/kW/yr | 1 |  |  |  | = |  |  |  | New DSM DR Winter
Generators | System | DRW.PX.GOE._.RES.EV DLC | FO&M Charge | 144.47 |  | $/kW/yr |  | Generators | System | DRW.PX.NCA._.CI_.Grid Interactive Water Htr | FO&M Charge | 316.03 |  | $/kW/yr | 1 |  |  |  | = |  |  |  | New DSM DR Winter
Generators | System | DRW.PX.GOE._.RES.Grid Interactive Water Htr | FO&M Charge | 259.88 |  | $/kW/yr |  | Generators | System | DRW.PX.NCA._.CI_.HVAC - DLC | FO&M Charge | 395.15 |  | $/kW/yr | 1 |  |  |  | = |  |  |  | New DSM DR Winter
Generators | System | DRW.PX.GOE._.RES.Home Energy Mgmt Sys | FO&M Charge | 978.22 |  | $/kW/yr |  | Generators | System | DRW.PX.NCA._.CI_.Pool Pump - DLC | FO&M Charge | 666.03 |  | $/kW/yr | 1 |  |  |  | = |  |  |  | New DSM DR Winter
Generators | System | DRW.PX.GOE._.RES.HVAC - DLC | FO&M Charge | 206.55 |  | $/kW/yr |  | Generators | System | DRW.PX.NCA._.CI_.Smart Thermostats | FO&M Charge | 56.05 |  | $/kW/yr | 1 |  |  |  | = |  |  |  | New DSM DR Winter
Generators | System | DRW.PX.GOE._.RES.Pool Pump - DLC | FO&M Charge | 554.22 |  | $/kW/yr |  | Generators | System | DRW.PX.NCA._.CI_.Water Heater - DLC | FO&M Charge | 123.18 |  | $/kW/yr | 1 |  |  |  | = |  |  |  | New DSM DR Winter
Generators | System | DRW.PX.GOE._.RES.Water Heater - DLC | FO&M Charge | 127.23 |  | $/kW/yr |  | Generators | System | DRW.PX.NCA._.RES.Battery DLC | FO&M Charge | 49.48 |  | $/kW/yr | 1 |  |  |  | = |  |  |  | New DSM DR Winter
Generators | System | DRW.PX.GOE._.CI_.Battery DLC | FO&M Charge | 61.2 |  | $/kW/yr |  | Generators | System | DRW.PX.NCA._.RES.EV DLC | FO&M Charge | 134.76 |  | $/kW/yr | 1 |  |  |  | = |  |  |  | New DSM DR Winter
Generators | System | DRW.PX.GOE._.CI_.Grid Interactive Water Htr | FO&M Charge | 1613.98 |  | $/kW/yr |  | Generators | System | DRW.PX.NCA._.RES.Grid Interactive Water Htr | FO&M Charge | 178.86 |  | $/kW/yr | 1 |  |  |  | = |  |  |  | New DSM DR Winter
Generators | System | DRW.PX.GOE._.CI_.HVAC - DLC | FO&M Charge | 1575.21 |  | $/kW/yr |  | Generators | System | DRW.PX.NCA._.RES.Home Energy Mgmt Sys | FO&M Charge | 224.39 |  | $/kW/yr | 1 |  |  |  | = |  |  |  | New DSM DR Winter
Generators | System | DRW.PX.GOE._.CI_.Pool Pump - DLC | FO&M Charge | 1561.87 |  | $/kW/yr |  | Generators | System | DRW.PX.NCA._.RES.HVAC - DLC | FO&M Charge | 187.23 |  | $/kW/yr | 1 |  |  |  | = |  |  |  | New DSM DR Winter
Generators | System | DRW.PX.GOE._.CI_.Smart Thermostats | FO&M Charge | 201.45 |  | $/kW/yr |  | Generators | System | DRW.PX.NCA._.RES.Pool Pump - DLC | FO&M Charge | 499.92 |  | $/kW/yr | 1 |  |  |  | = |  |  |  | New DSM DR Winter
Generators | System | DRW.PX.GOE._.CI_.3 Party | FO&M Charge | 1423.91 |  | $/kW/yr |  | Generators | System | DRW.PX.NCA._.RES.Smart Thermostats | FO&M Charge | 70.45 |  | $/kW/yr | 1 |  |  |  | = |  |  |  | New DSM DR Winter
Generators | System | DRW.PX.GOE._.CI_.Water Heater - DLC | FO&M Charge | 781.75 |  | $/kW/yr |  | Generators | System | DRW.PX.NCA._.RES.Water Heater - DLC | FO&M Charge | 69.7 |  | $/kW/yr | 1 |  |  |  | = |  |  |  | New DSM DR Winter
Generators | System | DRW.PX.SOR._.RES.Battery DLC | FO&M Charge | 49.67 |  | $/kW/yr |  | Generators | System | DRW.PX.SOR._.CI_.3 Party | FO&M Charge | 284.5 |  | $/kW/yr | 1 |  |  |  | = |  |  |  | New DSM DR Winter
Generators | System | DRW.PX.SOR._.RES.EV DLC | FO&M Charge | 143.23 |  | $/kW/yr |  | Generators | System | DRW.PX.SOR._.CI_.Battery DLC | FO&M Charge | 48.3 |  | $/kW/yr | 1 |  |  |  | = |  |  |  | New DSM DR Winter
Generators | System | DRW.PX.SOR._.RES.Grid Interactive Water Htr | FO&M Charge | 138.81 |  | $/kW/yr |  | Generators | System | DRW.PX.SOR._.CI_.Grid Interactive Water Htr | FO&M Charge | 89.16 |  | $/kW/yr | 1 |  |  |  | = |  |  |  | New DSM DR Winter
Generators | System | DRW.PX.SOR._.RES.Home Energy Mgmt Sys | FO&M Charge | 84.16 |  | $/kW/yr |  | Generators | System | DRW.PX.SOR._.CI_.HVAC - DLC | FO&M Charge | 137.16 |  | $/kW/yr | 1 |  |  |  | = |  |  |  | New DSM DR Winter
Generators | System | DRW.PX.SOR._.RES.HVAC - DLC | FO&M Charge | 182.95 |  | $/kW/yr |  | Generators | System | DRW.PX.SOR._.CI_.Pool Pump - DLC | FO&M Charge | 311.17 |  | $/kW/yr | 1 |  |  |  | = |  |  |  | New DSM DR Winter
Generators | System | DRW.PX.SOR._.RES.Pool Pump - DLC | FO&M Charge | 519.38 |  | $/kW/yr |  | Generators | System | DRW.PX.SOR._.CI_.Smart Thermostats | FO&M Charge | 19.44 |  | $/kW/yr | 1 |  |  |  | = |  |  |  | New DSM DR Winter
Generators | System | DRW.PX.SOR._.RES.Smart Thermostats | FO&M Charge | 29.97 |  | $/kW/yr |  | Generators | System | DRW.PX.SOR._.CI_.Water Heater - DLC | FO&M Charge | 40 |  | $/kW/yr | 1 |  |  |  | = |  |  |  | New DSM DR Winter
Generators | System | DRW.PX.SOR._.RES.Water Heater - DLC | FO&M Charge | 60.63 |  | $/kW/yr |  | Generators | System | DRW.PX.SOR._.RES.Battery DLC | FO&M Charge | 49.67 |  | $/kW/yr | 1 |  |  |  | = |  |  |  | New DSM DR Winter
Generators | System | DRW.PX.SOR._.CI_.Battery DLC | FO&M Charge | 48.3 |  | $/kW/yr |  | Generators | System | DRW.PX.SOR._.RES.EV DLC | FO&M Charge | 143.23 |  | $/kW/yr | 1 |  |  |  | = |  |  |  | New DSM DR Winter
Generators | System | DRW.PX.SOR._.CI_.Grid Interactive Water Htr | FO&M Charge | 89.16 |  | $/kW/yr |  | Generators | System | DRW.PX.SOR._.RES.Grid Interactive Water Htr | FO&M Charge | 138.81 |  | $/kW/yr | 1 |  |  |  | = |  |  |  | New DSM DR Winter
Generators | System | DRW.PX.SOR._.CI_.HVAC - DLC | FO&M Charge | 137.16 |  | $/kW/yr |  | Generators | System | DRW.PX.SOR._.RES.Home Energy Mgmt Sys | FO&M Charge | 84.16 |  | $/kW/yr | 1 |  |  |  | = |  |  |  | New DSM DR Winter
Generators | System | DRW.PX.SOR._.CI_.Pool Pump - DLC | FO&M Charge | 311.17 |  | $/kW/yr |  | Generators | System | DRW.PX.SOR._.RES.HVAC - DLC | FO&M Charge | 182.95 |  | $/kW/yr | 1 |  |  |  | = |  |  |  | New DSM DR Winter
Generators | System | DRW.PX.SOR._.CI_.Smart Thermostats | FO&M Charge | 19.44 |  | $/kW/yr |  | Generators | System | DRW.PX.SOR._.RES.Pool Pump - DLC | FO&M Charge | 519.38 |  | $/kW/yr | 1 |  |  |  | = |  |  |  | New DSM DR Winter
Generators | System | DRW.PX.SOR._.CI_.3 Party | FO&M Charge | 284.5 |  | $/kW/yr |  | Generators | System | DRW.PX.SOR._.RES.Smart Thermostats | FO&M Charge | 29.97 |  | $/kW/yr | 1 |  |  |  | = |  |  |  | New DSM DR Winter
Generators | System | DRW.PX.SOR._.CI_.Water Heater - DLC | FO&M Charge | 40 |  | $/kW/yr |  | Generators | System | DRW.PX.SOR._.RES.Water Heater - DLC | FO&M Charge | 60.63 |  | $/kW/yr | 1 |  |  |  | = |  |  |  | New DSM DR Winter
Generators | System | DRW.PX.UTN._.RES.Battery DLC | FO&M Charge | 62.15 |  | $/kW/yr |  | Generators | System | DRW.PX.UTN._.CI_.3 Party | FO&M Charge | 125.21 |  | $/kW/yr | 1 |  |  |  | = |  |  |  | New DSM DR Winter
Generators | System | DRW.PX.UTN._.RES.EV DLC | FO&M Charge | 162.11 |  | $/kW/yr |  | Generators | System | DRW.PX.UTN._.CI_.Battery DLC | FO&M Charge | 60.91 |  | $/kW/yr | 1 |  |  |  | = |  |  |  | New DSM DR Winter
Generators | System | DRW.PX.UTN._.RES.Grid Interactive Water Htr | FO&M Charge | 293.2 |  | $/kW/yr |  | Generators | System | DRW.PX.UTN._.CI_.Grid Interactive Water Htr | FO&M Charge | 81.75 |  | $/kW/yr | 1 |  |  |  | = |  |  |  | New DSM DR Winter
Generators | System | DRW.PX.UTN._.RES.Home Energy Mgmt Sys | FO&M Charge | 970.91 |  | $/kW/yr |  | Generators | System | DRW.PX.UTN._.CI_.HVAC - DLC | FO&M Charge | 81.39 |  | $/kW/yr | 1 |  |  |  | = |  |  |  | New DSM DR Winter
Generators | System | DRW.PX.UTN._.RES.HVAC - DLC | FO&M Charge | 73.63 |  | $/kW/yr |  | Generators | System | DRW.PX.UTN._.CI_.Pool Pump - DLC | FO&M Charge | 161.84 |  | $/kW/yr | 1 |  |  |  | = |  |  |  | New DSM DR Winter
Generators | System | DRW.PX.UTN._.RES.Pool Pump - DLC | FO&M Charge | 588.57 |  | $/kW/yr |  | Generators | System | DRW.PX.UTN._.CI_.Smart Thermostats | FO&M Charge | 18.2 |  | $/kW/yr | 1 |  |  |  | = |  |  |  | New DSM DR Winter
Generators | System | DRW.PX.UTN._.RES.Water Heater - DLC | FO&M Charge | 144.86 |  | $/kW/yr |  | Generators | System | DRW.PX.UTN._.CI_.Water Heater - DLC | FO&M Charge | 40.41 |  | $/kW/yr | 1 |  |  |  | = |  |  |  | New DSM DR Winter
Generators | System | DRW.PX.UTN._.CI_.Battery DLC | FO&M Charge | 60.91 |  | $/kW/yr |  | Generators | System | DRW.PX.UTN._.RES.Battery DLC | FO&M Charge | 62.15 |  | $/kW/yr | 1 |  |  |  | = |  |  |  | New DSM DR Winter
Generators | System | DRW.PX.UTN._.CI_.Grid Interactive Water Htr | FO&M Charge | 81.75 |  | $/kW/yr |  | Generators | System | DRW.PX.UTN._.RES.EV DLC | FO&M Charge | 162.11 |  | $/kW/yr | 1 |  |  |  | = |  |  |  | New DSM DR Winter
Generators | System | DRW.PX.UTN._.CI_.HVAC - DLC | FO&M Charge | 81.39 |  | $/kW/yr |  | Generators | System | DRW.PX.UTN._.RES.Grid Interactive Water Htr | FO&M Charge | 293.2 |  | $/kW/yr | 1 |  |  |  | = |  |  |  | New DSM DR Winter
Generators | System | DRW.PX.UTN._.CI_.Pool Pump - DLC | FO&M Charge | 161.84 |  | $/kW/yr |  | Generators | System | DRW.PX.UTN._.RES.Home Energy Mgmt Sys | FO&M Charge | 970.91 |  | $/kW/yr | 1 |  |  |  | = |  |  |  | New DSM DR Winter
Generators | System | DRW.PX.UTN._.CI_.Smart Thermostats | FO&M Charge | 18.2 |  | $/kW/yr |  | Generators | System | DRW.PX.UTN._.RES.HVAC - DLC | FO&M Charge | 73.63 |  | $/kW/yr | 1 |  |  |  | = |  |  |  | New DSM DR Winter
Generators | System | DRW.PX.UTN._.CI_.3 Party | FO&M Charge | 125.21 |  | $/kW/yr |  | Generators | System | DRW.PX.UTN._.RES.Pool Pump - DLC | FO&M Charge | 588.57 |  | $/kW/yr | 1 |  |  |  | = |  |  |  | New DSM DR Winter
Generators | System | DRW.PX.UTN._.CI_.Water Heater - DLC | FO&M Charge | 40.41 |  | $/kW/yr |  | Generators | System | DRW.PX.UTN._.RES.Water Heater - DLC | FO&M Charge | 144.86 |  | $/kW/yr | 1 |  |  |  | = |  |  |  | New DSM DR Winter
Generators | System | DRW.PX.YAK._.RES.Battery DLC | FO&M Charge | 49.54 |  | $/kW/yr |  | Generators | System | DRW.PX.WYC._.CI_.3 Party | FO&M Charge | 259.23 |  | $/kW/yr | 1 |  |  |  | = |  |  |  | New DSM DR Winter
Generators | System | DRW.PX.YAK._.RES.EV DLC | FO&M Charge | 146.79 |  | $/kW/yr |  | Generators | System | DRW.PX.WYC._.CI_.Battery DLC | FO&M Charge | 61.18 |  | $/kW/yr | 1 |  |  |  | = |  |  |  | New DSM DR Winter
Generators | System | DRW.PX.YAK._.RES.Grid Interactive Water Htr | FO&M Charge | 139.22 |  | $/kW/yr |  | Generators | System | DRW.PX.WYC._.CI_.Grid Interactive Water Htr | FO&M Charge | 601.12 |  | $/kW/yr | 1 |  |  |  | = |  |  |  | New DSM DR Winter
Generators | System | DRW.PX.YAK._.RES.Home Energy Mgmt Sys | FO&M Charge | 73.52 |  | $/kW/yr |  | Generators | System | DRW.PX.WYC._.CI_.HVAC - DLC | FO&M Charge | 518.08 |  | $/kW/yr | 1 |  |  |  | = |  |  |  | New DSM DR Winter
Generators | System | DRW.PX.YAK._.RES.HVAC - DLC | FO&M Charge | 171.79 |  | $/kW/yr |  | Generators | System | DRW.PX.WYC._.CI_.Pool Pump - DLC | FO&M Charge | 459.48 |  | $/kW/yr | 1 |  |  |  | = |  |  |  | New DSM DR Winter
Generators | System | DRW.PX.YAK._.RES.Pool Pump - DLC | FO&M Charge | 532.76 |  | $/kW/yr |  | Generators | System | DRW.PX.WYC._.CI_.Smart Thermostats | FO&M Charge | 89.32 |  | $/kW/yr | 1 |  |  |  | = |  |  |  | New DSM DR Winter
Generators | System | DRW.PX.YAK._.RES.Smart Thermostats | FO&M Charge | 30.24 |  | $/kW/yr |  | Generators | System | DRW.PX.WYC._.CI_.Water Heater - DLC | FO&M Charge | 295.13 |  | $/kW/yr | 1 |  |  |  | = |  |  |  | New DSM DR Winter
Generators | System | DRW.PX.YAK._.RES.Water Heater - DLC | FO&M Charge | 60.8 |  | $/kW/yr |  | Generators | System | DRW.PX.WYC._.RES.Battery DLC | FO&M Charge | 61.96 |  | $/kW/yr | 1 |  |  |  | = |  |  |  | New DSM DR Winter
Generators | System | DRW.PX.YAK._.CI_.Battery DLC | FO&M Charge | 48.25 |  | $/kW/yr |  | Generators | System | DRW.PX.WYC._.RES.EV DLC | FO&M Charge | 143.18 |  | $/kW/yr | 1 |  |  |  | = |  |  |  | New DSM DR Winter
Generators | System | DRW.PX.YAK._.CI_.Grid Interactive Water Htr | FO&M Charge | 65.79 |  | $/kW/yr |  | Generators | System | DRW.PX.WYC._.RES.Grid Interactive Water Htr | FO&M Charge | 263.76 |  | $/kW/yr | 1 |  |  |  | = |  |  |  | New DSM DR Winter
Generators | System | DRW.PX.YAK._.CI_.HVAC - DLC | FO&M Charge | 98.91 |  | $/kW/yr |  | Generators | System | DRW.PX.WYC._.RES.Home Energy Mgmt Sys | FO&M Charge | 966.44 |  | $/kW/yr | 1 |  |  |  | = |  |  |  | New DSM DR Winter
Generators | System | DRW.PX.YAK._.CI_.Pool Pump - DLC | FO&M Charge | 265.17 |  | $/kW/yr |  | Generators | System | DRW.PX.WYC._.RES.HVAC - DLC | FO&M Charge | 226.45 |  | $/kW/yr | 1 |  |  |  | = |  |  |  | New DSM DR Winter
Generators | System | DRW.PX.YAK._.CI_.Smart Thermostats | FO&M Charge | 12.57 |  | $/kW/yr |  | Generators | System | DRW.PX.WYC._.RES.Pool Pump - DLC | FO&M Charge | 540.13 |  | $/kW/yr | 1 |  |  |  | = |  |  |  | New DSM DR Winter
Generators | System | DRW.PX.YAK._.CI_.3 Party | FO&M Charge | 152.91 |  | $/kW/yr |  | Generators | System | DRW.PX.WYC._.RES.Water Heater - DLC | FO&M Charge | 127.35 |  | $/kW/yr | 1 |  |  |  | = |  |  |  | New DSM DR Winter
Generators | System | DRW.PX.YAK._.CI_.Water Heater - DLC | FO&M Charge | 29.54 |  | $/kW/yr |  | Generators | System | DRW.PX.YAK._.CI_.3 Party | FO&M Charge | 152.91 |  | $/kW/yr | 1 |  |  |  | = |  |  |  | New DSM DR Winter
Generators | System | DRW.PX.WYC._.RES.Battery DLC | FO&M Charge | 61.96 |  | $/kW/yr |  | Generators | System | DRW.PX.YAK._.CI_.Battery DLC | FO&M Charge | 48.25 |  | $/kW/yr | 1 |  |  |  | = |  |  |  | New DSM DR Winter
Generators | System | DRW.PX.WYC._.RES.EV DLC | FO&M Charge | 143.18 |  | $/kW/yr |  | Generators | System | DRW.PX.YAK._.CI_.Grid Interactive Water Htr | FO&M Charge | 65.79 |  | $/kW/yr | 1 |  |  |  | = |  |  |  | New DSM DR Winter
Generators | System | DRW.PX.WYC._.RES.Grid Interactive Water Htr | FO&M Charge | 263.76 |  | $/kW/yr |  | Generators | System | DRW.PX.YAK._.CI_.HVAC - DLC | FO&M Charge | 98.91 |  | $/kW/yr | 1 |  |  |  | = |  |  |  | New DSM DR Winter
Generators | System | DRW.PX.WYC._.RES.Home Energy Mgmt Sys | FO&M Charge | 966.44 |  | $/kW/yr |  | Generators | System | DRW.PX.YAK._.CI_.Pool Pump - DLC | FO&M Charge | 265.17 |  | $/kW/yr | 1 |  |  |  | = |  |  |  | New DSM DR Winter
Generators | System | DRW.PX.WYC._.RES.HVAC - DLC | FO&M Charge | 226.45 |  | $/kW/yr |  | Generators | System | DRW.PX.YAK._.CI_.Smart Thermostats | FO&M Charge | 12.57 |  | $/kW/yr | 1 |  |  |  | = |  |  |  | New DSM DR Winter
Generators | System | DRW.PX.WYC._.RES.Pool Pump - DLC | FO&M Charge | 540.13 |  | $/kW/yr |  | Generators | System | DRW.PX.YAK._.CI_.Water Heater - DLC | FO&M Charge | 29.54 |  | $/kW/yr | 1 |  |  |  | = |  |  |  | New DSM DR Winter
Generators | System | DRW.PX.WYC._.RES.Water Heater - DLC | FO&M Charge | 127.35 |  | $/kW/yr |  | Generators | System | DRW.PX.YAK._.RES.Battery DLC | FO&M Charge | 49.54 |  | $/kW/yr | 1 |  |  |  | = |  |  |  | New DSM DR Winter
Generators | System | DRW.PX.WYC._.CI_.Battery DLC | FO&M Charge | 61.18 |  | $/kW/yr |  | Generators | System | DRW.PX.YAK._.RES.EV DLC | FO&M Charge | 146.79 |  | $/kW/yr | 1 |  |  |  | = |  |  |  | New DSM DR Winter
Generators | System | DRW.PX.WYC._.CI_.Grid Interactive Water Htr | FO&M Charge | 601.12 |  | $/kW/yr |  | Generators | System | DRW.PX.YAK._.RES.Grid Interactive Water Htr | FO&M Charge | 139.22 |  | $/kW/yr | 1 |  |  |  | = |  |  |  | New DSM DR Winter
Generators | System | DRW.PX.WYC._.CI_.HVAC - DLC | FO&M Charge | 518.08 |  | $/kW/yr |  | Generators | System | DRW.PX.YAK._.RES.Home Energy Mgmt Sys | FO&M Charge | 73.52 |  | $/kW/yr | 1 |  |  |  | = |  |  |  | New DSM DR Winter
Generators | System | DRW.PX.WYC._.CI_.Pool Pump - DLC | FO&M Charge | 459.48 |  | $/kW/yr |  | Generators | System | DRW.PX.YAK._.RES.HVAC - DLC | FO&M Charge | 171.79 |  | $/kW/yr | 1 |  |  |  | = |  |  |  | New DSM DR Winter
Generators | System | DRW.PX.WYC._.CI_.Smart Thermostats | FO&M Charge | 89.32 |  | $/kW/yr |  | Generators | System | DRW.PX.YAK._.RES.Pool Pump - DLC | FO&M Charge | 532.76 |  | $/kW/yr | 1 |  |  |  | = |  |  |  | New DSM DR Winter
Generators | System | DRW.PX.WYC._.CI_.3 Party | FO&M Charge | 259.23 |  | $/kW/yr |  | Generators | System | DRW.PX.YAK._.RES.Smart Thermostats | FO&M Charge | 30.24 |  | $/kW/yr | 1 |  |  |  | = |  |  |  | New DSM DR Winter
Generators | System | DRW.PX.WYC._.CI_.Water Heater - DLC | FO&M Charge | 295.13 |  | $/kW/yr |  | Generators | System | DRW.PX.YAK._.RES.Water Heater - DLC | FO&M Charge | 60.8 |  | $/kW/yr | 1 |  |  |  | = |  |  |  | New DSM DR Winter

## UoS
|  |  |  | No Changes from 21 IRP | [11 empty] | 0
Collection | Parent Object | Child Object | Property | Value | Data File | Units | State | Table 6.8 – State-specific Transmission and Distribution Credits |  |  |  | Collection | Parent Object | Child Object | Property | Value | Data File | Units | Band | Date From | Date To | Timeslice | Action | Expression | Scenario | Memo | Category
Generators | System | DRS.PX.NCA._.RES.Battery DLC | UoS Charge | -17.4 |  | $/kW/yr | CA |  |  |  |  | Generators | System | DRS.PX.GOE._.CI_.3 Party | UoS Charge | -23.06 |  | $/MWh | 1 |  |  |  | = |  |  |  | New DSM DR Summer
Generators | System | DRS.PX.NCA._.RES.EV DLC | UoS Charge | -17.4 |  | $/kW/yr | CA | State | Transmission Deferral Value ($/KW-year) | Distribution Deferral Value ($/KW-year) | Total | Generators | System | DRS.PX.GOE._.CI_.Battery DLC | UoS Charge | -23.06 |  | $/MWh | 1 |  |  |  | = |  |  |  | New DSM DR Summer
Generators | System | DRS.PX.NCA._.RES.Grid Interactive Water Htr | UoS Charge | -17.4 |  | $/kW/yr | CA | CA | 6.3398 | 11.0584 | 17.3983 | Generators | System | DRS.PX.GOE._.CI_.Grid Interactive Water Htr | UoS Charge | -23.06 |  | $/MWh | 1 |  |  |  | = |  |  |  | New DSM DR Summer
Generators | System | DRS.PX.NCA._.RES.Home Energy Mgmt Sys | UoS Charge | -17.4 |  | $/kW/yr | CA | OR | 6.3398 | 13.3775 | 19.7173 | Generators | System | DRS.PX.GOE._.CI_.HVAC - DLC | UoS Charge | -23.06 |  | $/MWh | 1 |  |  |  | = |  |  |  | New DSM DR Summer
Generators | System | DRS.PX.NCA._.RES.HVAC - DLC | UoS Charge | -17.4 |  | $/kW/yr | CA | WA | 6.3398 | 16.8647 | 23.2045 | Generators | System | DRS.PX.GOE._.CI_.Pool Pump - DLC | UoS Charge | -23.06 |  | $/MWh | 1 |  |  |  | = |  |  |  | New DSM DR Summer
Generators | System | DRS.PX.NCA._.RES.Pool Pump - DLC | UoS Charge | -17.4 |  | $/kW/yr | CA | ID | 6.3398 | 16.7219 | 23.0617 | Generators | System | DRS.PX.GOE._.CI_.Smart Thermostats | UoS Charge | -23.06 |  | $/MWh | 1 |  |  |  | = |  |  |  | New DSM DR Summer
Generators | System | DRS.PX.NCA._.RES.Smart Thermostats | UoS Charge | -17.4 |  | $/kW/yr | CA | UT | 6.3398 | 13.2021 | 19.5419 | Generators | System | DRS.PX.GOE._.CI_.Water Heater - DLC | UoS Charge | -23.06 |  | $/MWh | 1 |  |  |  | = |  |  |  | New DSM DR Summer
Generators | System | DRS.PX.NCA._.RES.Water Heater - DLC | UoS Charge | -17.4 |  | $/kW/yr | CA | WY | 6.3398 | 7.4776 | 13.8175 | Generators | System | DRS.PX.GOE._.IRR.Irrigation DLC | UoS Charge | -23.06 |  | $/MWh | 1 |  |  |  | = |  |  |  | New DSM DR Summer
Generators | System | DRS.PX.NCA._.CI_.Battery DLC | UoS Charge | -17.4 |  | $/kW/yr | CA |  |  |  |  | Generators | System | DRS.PX.GOE._.RES.Battery DLC | UoS Charge | -23.06 |  | $/MWh | 1 |  |  |  | = |  |  |  | New DSM DR Summer
Generators | System | DRS.PX.NCA._.CI_.Grid Interactive Water Htr | UoS Charge | -17.4 |  | $/kW/yr | CA |  |  |  |  | Generators | System | DRS.PX.GOE._.RES.EV DLC | UoS Charge | -23.06 |  | $/MWh | 1 |  |  |  | = |  |  |  | New DSM DR Summer
Generators | System | DRS.PX.NCA._.CI_.HVAC - DLC | UoS Charge | -17.4 |  | $/kW/yr | CA |  |  |  |  | Generators | System | DRS.PX.GOE._.RES.Grid Interactive Water Htr | UoS Charge | -23.06 |  | $/MWh | 1 |  |  |  | = |  |  |  | New DSM DR Summer
Generators | System | DRS.PX.NCA._.CI_.Pool Pump - DLC | UoS Charge | -17.4 |  | $/kW/yr | CA |  |  |  |  | Generators | System | DRS.PX.GOE._.RES.Home Energy Mgmt Sys | UoS Charge | -23.06 |  | $/MWh | 1 |  |  |  | = |  |  |  | New DSM DR Summer
Generators | System | DRS.PX.NCA._.CI_.Smart Thermostats | UoS Charge | -17.4 |  | $/kW/yr | CA |  |  |  |  | Generators | System | DRS.PX.GOE._.RES.HVAC - DLC | UoS Charge | -23.06 |  | $/MWh | 1 |  |  |  | = |  |  |  | New DSM DR Summer
Generators | System | DRS.PX.NCA._.CI_.3 Party | UoS Charge | -17.4 |  | $/kW/yr | CA |  |  |  |  | Generators | System | DRS.PX.GOE._.RES.Pool Pump - DLC | UoS Charge | -23.06 |  | $/MWh | 1 |  |  |  | = |  |  |  | New DSM DR Summer
Generators | System | DRS.PX.NCA._.CI_.Water Heater - DLC | UoS Charge | -17.4 |  | $/kW/yr | CA |  |  |  |  | Generators | System | DRS.PX.GOE._.RES.Water Heater - DLC | UoS Charge | -23.06 |  | $/MWh | 1 |  |  |  | = |  |  |  | New DSM DR Summer
Generators | System | DRS.PX.NCA._.IRR.Irrigation DLC | UoS Charge | -17.4 |  | $/kW/yr | CA |  |  |  |  | Generators | System | DRS.PX.NCA._.CI_.3 Party | UoS Charge | -17.4 |  | $/MWh | 1 |  |  |  | = |  |  |  | New DSM DR Summer
Generators | System | DRS.PX.GOE._.RES.Battery DLC | UoS Charge | -23.06 |  | $/kW/yr | ID |  |  |  |  | Generators | System | DRS.PX.NCA._.CI_.Battery DLC | UoS Charge | -17.4 |  | $/MWh | 1 |  |  |  | = |  |  |  | New DSM DR Summer
Generators | System | DRS.PX.GOE._.RES.EV DLC | UoS Charge | -23.06 |  | $/kW/yr | ID |  |  |  |  | Generators | System | DRS.PX.NCA._.CI_.Grid Interactive Water Htr | UoS Charge | -17.4 |  | $/MWh | 1 |  |  |  | = |  |  |  | New DSM DR Summer
Generators | System | DRS.PX.GOE._.RES.Grid Interactive Water Htr | UoS Charge | -23.06 |  | $/kW/yr | ID |  |  |  |  | Generators | System | DRS.PX.NCA._.CI_.HVAC - DLC | UoS Charge | -17.4 |  | $/MWh | 1 |  |  |  | = |  |  |  | New DSM DR Summer
Generators | System | DRS.PX.GOE._.RES.Home Energy Mgmt Sys | UoS Charge | -23.06 |  | $/kW/yr | ID |  |  |  |  | Generators | System | DRS.PX.NCA._.CI_.Pool Pump - DLC | UoS Charge | -17.4 |  | $/MWh | 1 |  |  |  | = |  |  |  | New DSM DR Summer
Generators | System | DRS.PX.GOE._.RES.HVAC - DLC | UoS Charge | -23.06 |  | $/kW/yr | ID |  |  |  |  | Generators | System | DRS.PX.NCA._.CI_.Smart Thermostats | UoS Charge | -17.4 |  | $/MWh | 1 |  |  |  | = |  |  |  | New DSM DR Summer
Generators | System | DRS.PX.GOE._.RES.Pool Pump - DLC | UoS Charge | -23.06 |  | $/kW/yr | ID |  |  |  |  | Generators | System | DRS.PX.NCA._.CI_.Water Heater - DLC | UoS Charge | -17.4 |  | $/MWh | 1 |  |  |  | = |  |  |  | New DSM DR Summer
Generators | System | DRS.PX.GOE._.RES.Water Heater - DLC | UoS Charge | -23.06 |  | $/kW/yr | ID |  |  |  |  | Generators | System | DRS.PX.NCA._.IRR.Irrigation DLC | UoS Charge | -17.4 |  | $/MWh | 1 |  |  |  | = |  |  |  | New DSM DR Summer
Generators | System | DRS.PX.GOE._.CI_.Battery DLC | UoS Charge | -23.06 |  | $/kW/yr | ID |  |  |  |  | Generators | System | DRS.PX.NCA._.RES.Battery DLC | UoS Charge | -17.4 |  | $/MWh | 1 |  |  |  | = |  |  |  | New DSM DR Summer
Generators | System | DRS.PX.GOE._.CI_.Grid Interactive Water Htr | UoS Charge | -23.06 |  | $/kW/yr | ID |  |  |  |  | Generators | System | DRS.PX.NCA._.RES.EV DLC | UoS Charge | -17.4 |  | $/MWh | 1 |  |  |  | = |  |  |  | New DSM DR Summer
Generators | System | DRS.PX.GOE._.CI_.HVAC - DLC | UoS Charge | -23.06 |  | $/kW/yr | ID |  |  |  |  | Generators | System | DRS.PX.NCA._.RES.Grid Interactive Water Htr | UoS Charge | -17.4 |  | $/MWh | 1 |  |  |  | = |  |  |  | New DSM DR Summer
Generators | System | DRS.PX.GOE._.CI_.Pool Pump - DLC | UoS Charge | -23.06 |  | $/kW/yr | ID |  |  |  |  | Generators | System | DRS.PX.NCA._.RES.Home Energy Mgmt Sys | UoS Charge | -17.4 |  | $/MWh | 1 |  |  |  | = |  |  |  | New DSM DR Summer
Generators | System | DRS.PX.GOE._.CI_.Smart Thermostats | UoS Charge | -23.06 |  | $/kW/yr | ID |  |  |  |  | Generators | System | DRS.PX.NCA._.RES.HVAC - DLC | UoS Charge | -17.4 |  | $/MWh | 1 |  |  |  | = |  |  |  | New DSM DR Summer
Generators | System | DRS.PX.GOE._.CI_.3 Party | UoS Charge | -23.06 |  | $/kW/yr | ID |  |  |  |  | Generators | System | DRS.PX.NCA._.RES.Pool Pump - DLC | UoS Charge | -17.4 |  | $/MWh | 1 |  |  |  | = |  |  |  | New DSM DR Summer
Generators | System | DRS.PX.GOE._.CI_.Water Heater - DLC | UoS Charge | -23.06 |  | $/kW/yr | ID |  |  |  |  | Generators | System | DRS.PX.NCA._.RES.Smart Thermostats | UoS Charge | -17.4 |  | $/MWh | 1 |  |  |  | = |  |  |  | New DSM DR Summer
Generators | System | DRS.PX.GOE._.IRR.Irrigation DLC | UoS Charge | -23.06 |  | $/kW/yr | ID |  |  |  |  | Generators | System | DRS.PX.NCA._.RES.Water Heater - DLC | UoS Charge | -17.4 |  | $/MWh | 1 |  |  |  | = |  |  |  | New DSM DR Summer
Generators | System | DRS.PX.SOR._.RES.Battery DLC | UoS Charge | -19.72 |  | $/kW/yr | OR |  |  |  |  | Generators | System | DRS.PX.SOR._.CI_.3 Party | UoS Charge | -19.72 |  | $/MWh | 1 |  |  |  | = |  |  |  | New DSM DR Summer
Generators | System | DRS.PX.SOR._.RES.EV DLC | UoS Charge | -19.72 |  | $/kW/yr | OR |  |  |  |  | Generators | System | DRS.PX.SOR._.CI_.Battery DLC | UoS Charge | -19.72 |  | $/MWh | 1 |  |  |  | = |  |  |  | New DSM DR Summer
Generators | System | DRS.PX.SOR._.RES.Grid Interactive Water Htr | UoS Charge | -19.72 |  | $/kW/yr | OR |  |  |  |  | Generators | System | DRS.PX.SOR._.CI_.Grid Interactive Water Htr | UoS Charge | -19.72 |  | $/MWh | 1 |  |  |  | = |  |  |  | New DSM DR Summer
Generators | System | DRS.PX.SOR._.RES.Home Energy Mgmt Sys | UoS Charge | -19.72 |  | $/kW/yr | OR |  |  |  |  | Generators | System | DRS.PX.SOR._.CI_.HVAC - DLC | UoS Charge | -19.72 |  | $/MWh | 1 |  |  |  | = |  |  |  | New DSM DR Summer
Generators | System | DRS.PX.SOR._.RES.HVAC - DLC | UoS Charge | -19.72 |  | $/kW/yr | OR |  |  |  |  | Generators | System | DRS.PX.SOR._.CI_.Pool Pump - DLC | UoS Charge | -19.72 |  | $/MWh | 1 |  |  |  | = |  |  |  | New DSM DR Summer
Generators | System | DRS.PX.SOR._.RES.Pool Pump - DLC | UoS Charge | -19.72 |  | $/kW/yr | OR |  |  |  |  | Generators | System | DRS.PX.SOR._.CI_.Smart Thermostats | UoS Charge | -19.72 |  | $/MWh | 1 |  |  |  | = |  |  |  | New DSM DR Summer
Generators | System | DRS.PX.SOR._.RES.Smart Thermostats | UoS Charge | -19.72 |  | $/kW/yr | OR |  |  |  |  | Generators | System | DRS.PX.SOR._.CI_.Water Heater - DLC | UoS Charge | -19.72 |  | $/MWh | 1 |  |  |  | = |  |  |  | New DSM DR Summer
Generators | System | DRS.PX.SOR._.RES.Water Heater - DLC | UoS Charge | -19.72 |  | $/kW/yr | OR |  |  |  |  | Generators | System | DRS.PX.SOR._.IRR.Irrigation DLC | UoS Charge | -19.72 |  | $/MWh | 1 |  |  |  | = |  |  |  | New DSM DR Summer
Generators | System | DRS.PX.SOR._.CI_.Battery DLC | UoS Charge | -19.72 |  | $/kW/yr | OR |  |  |  |  | Generators | System | DRS.PX.SOR._.RES.Battery DLC | UoS Charge | -19.72 |  | $/MWh | 1 |  |  |  | = |  |  |  | New DSM DR Summer
Generators | System | DRS.PX.SOR._.CI_.Grid Interactive Water Htr | UoS Charge | -19.72 |  | $/kW/yr | OR |  |  |  |  | Generators | System | DRS.PX.SOR._.RES.EV DLC | UoS Charge | -19.72 |  | $/MWh | 1 |  |  |  | = |  |  |  | New DSM DR Summer
Generators | System | DRS.PX.SOR._.CI_.HVAC - DLC | UoS Charge | -19.72 |  | $/kW/yr | OR |  |  |  |  | Generators | System | DRS.PX.SOR._.RES.Grid Interactive Water Htr | UoS Charge | -19.72 |  | $/MWh | 1 |  |  |  | = |  |  |  | New DSM DR Summer
Generators | System | DRS.PX.SOR._.CI_.Pool Pump - DLC | UoS Charge | -19.72 |  | $/kW/yr | OR |  |  |  |  | Generators | System | DRS.PX.SOR._.RES.Home Energy Mgmt Sys | UoS Charge | -19.72 |  | $/MWh | 1 |  |  |  | = |  |  |  | New DSM DR Summer
Generators | System | DRS.PX.SOR._.CI_.Smart Thermostats | UoS Charge | -19.72 |  | $/kW/yr | OR |  |  |  |  | Generators | System | DRS.PX.SOR._.RES.HVAC - DLC | UoS Charge | -19.72 |  | $/MWh | 1 |  |  |  | = |  |  |  | New DSM DR Summer
Generators | System | DRS.PX.SOR._.CI_.3 Party | UoS Charge | -19.72 |  | $/kW/yr | OR |  |  |  |  | Generators | System | DRS.PX.SOR._.RES.Pool Pump - DLC | UoS Charge | -19.72 |  | $/MWh | 1 |  |  |  | = |  |  |  | New DSM DR Summer
Generators | System | DRS.PX.SOR._.CI_.Water Heater - DLC | UoS Charge | -19.72 |  | $/kW/yr | OR |  |  |  |  | Generators | System | DRS.PX.SOR._.RES.Smart Thermostats | UoS Charge | -19.72 |  | $/MWh | 1 |  |  |  | = |  |  |  | New DSM DR Summer
Generators | System | DRS.PX.SOR._.IRR.Irrigation DLC | UoS Charge | -19.72 |  | $/kW/yr | OR |  |  |  |  | Generators | System | DRS.PX.SOR._.RES.Water Heater - DLC | UoS Charge | -19.72 |  | $/MWh | 1 |  |  |  | = |  |  |  | New DSM DR Summer
Generators | System | DRS.PX.UTN._.RES.Battery DLC | UoS Charge | -19.54 |  | $/kW/yr | UT |  |  |  |  | Generators | System | DRS.PX.UTN._.CI_.3 Party | UoS Charge | -19.54 |  | $/MWh | 1 |  |  |  | = |  |  |  | New DSM DR Summer
Generators | System | DRS.PX.UTN._.RES.EV DLC | UoS Charge | -19.54 |  | $/kW/yr | UT |  |  |  |  | Generators | System | DRS.PX.UTN._.CI_.Battery DLC | UoS Charge | -19.54 |  | $/MWh | 1 |  |  |  | = |  |  |  | New DSM DR Summer
Generators | System | DRS.PX.UTN._.RES.Grid Interactive Water Htr | UoS Charge | -19.54 |  | $/kW/yr | UT |  |  |  |  | Generators | System | DRS.PX.UTN._.CI_.Grid Interactive Water Htr | UoS Charge | -19.54 |  | $/MWh | 1 |  |  |  | = |  |  |  | New DSM DR Summer
Generators | System | DRS.PX.UTN._.RES.Home Energy Mgmt Sys | UoS Charge | -19.54 |  | $/kW/yr | UT |  |  |  |  | Generators | System | DRS.PX.UTN._.CI_.HVAC - DLC | UoS Charge | -19.54 |  | $/MWh | 1 |  |  |  | = |  |  |  | New DSM DR Summer
Generators | System | DRS.PX.UTN._.RES.HVAC - DLC | UoS Charge | -19.54 |  | $/kW/yr | UT |  |  |  |  | Generators | System | DRS.PX.UTN._.CI_.Pool Pump - DLC | UoS Charge | -19.54 |  | $/MWh | 1 |  |  |  | = |  |  |  | New DSM DR Summer
Generators | System | DRS.PX.UTN._.RES.Pool Pump - DLC | UoS Charge | -19.54 |  | $/kW/yr | UT |  |  |  |  | Generators | System | DRS.PX.UTN._.CI_.Smart Thermostats | UoS Charge | -19.54 |  | $/MWh | 1 |  |  |  | = |  |  |  | New DSM DR Summer
Generators | System | DRS.PX.UTN._.RES.Water Heater - DLC | UoS Charge | -19.54 |  | $/kW/yr | UT |  |  |  |  | Generators | System | DRS.PX.UTN._.CI_.Water Heater - DLC | UoS Charge | -19.54 |  | $/MWh | 1 |  |  |  | = |  |  |  | New DSM DR Summer
Generators | System | DRS.PX.UTN._.CI_.Battery DLC | UoS Charge | -19.54 |  | $/kW/yr | UT |  |  |  |  | Generators | System | DRS.PX.UTN._.IRR.Irrigation DLC | UoS Charge | -19.54 |  | $/MWh | 1 |  |  |  | = |  |  |  | New DSM DR Summer
Generators | System | DRS.PX.UTN._.CI_.Grid Interactive Water Htr | UoS Charge | -19.54 |  | $/kW/yr | UT |  |  |  |  | Generators | System | DRS.PX.UTN._.RES.Battery DLC | UoS Charge | -19.54 |  | $/MWh | 1 |  |  |  | = |  |  |  | New DSM DR Summer
Generators | System | DRS.PX.UTN._.CI_.HVAC - DLC | UoS Charge | -19.54 |  | $/kW/yr | UT |  |  |  |  | Generators | System | DRS.PX.UTN._.RES.EV DLC | UoS Charge | -19.54 |  | $/MWh | 1 |  |  |  | = |  |  |  | New DSM DR Summer
Generators | System | DRS.PX.UTN._.CI_.Pool Pump - DLC | UoS Charge | -19.54 |  | $/kW/yr | UT |  |  |  |  | Generators | System | DRS.PX.UTN._.RES.Grid Interactive Water Htr | UoS Charge | -19.54 |  | $/MWh | 1 |  |  |  | = |  |  |  | New DSM DR Summer
Generators | System | DRS.PX.UTN._.CI_.Smart Thermostats | UoS Charge | -19.54 |  | $/kW/yr | UT |  |  |  |  | Generators | System | DRS.PX.UTN._.RES.Home Energy Mgmt Sys | UoS Charge | -19.54 |  | $/MWh | 1 |  |  |  | = |  |  |  | New DSM DR Summer
Generators | System | DRS.PX.UTN._.CI_.3 Party | UoS Charge | -19.54 |  | $/kW/yr | UT |  |  |  |  | Generators | System | DRS.PX.UTN._.RES.HVAC - DLC | UoS Charge | -19.54 |  | $/MWh | 1 |  |  |  | = |  |  |  | New DSM DR Summer
Generators | System | DRS.PX.UTN._.CI_.Water Heater - DLC | UoS Charge | -19.54 |  | $/kW/yr | UT |  |  |  |  | Generators | System | DRS.PX.UTN._.RES.Pool Pump - DLC | UoS Charge | -19.54 |  | $/MWh | 1 |  |  |  | = |  |  |  | New DSM DR Summer
Generators | System | DRS.PX.UTN._.IRR.Irrigation DLC | UoS Charge | -19.54 |  | $/kW/yr | UT |  |  |  |  | Generators | System | DRS.PX.UTN._.RES.Water Heater - DLC | UoS Charge | -19.54 |  | $/MWh | 1 |  |  |  | = |  |  |  | New DSM DR Summer
Generators | System | DRS.PX.YAK._.RES.Battery DLC | UoS Charge | -23.2 |  | $/kW/yr | WA |  |  |  |  | Generators | System | DRS.PX.WYC._.CI_.3 Party | UoS Charge | -13.82 |  | $/MWh | 1 |  |  |  | = |  |  |  | New DSM DR Summer
Generators | System | DRS.PX.YAK._.RES.EV DLC | UoS Charge | -23.2 |  | $/kW/yr | WA |  |  |  |  | Generators | System | DRS.PX.WYC._.CI_.Battery DLC | UoS Charge | -13.82 |  | $/MWh | 1 |  |  |  | = |  |  |  | New DSM DR Summer
Generators | System | DRS.PX.YAK._.RES.Grid Interactive Water Htr | UoS Charge | -23.2 |  | $/kW/yr | WA |  |  |  |  | Generators | System | DRS.PX.WYC._.CI_.Grid Interactive Water Htr | UoS Charge | -13.82 |  | $/MWh | 1 |  |  |  | = |  |  |  | New DSM DR Summer
Generators | System | DRS.PX.YAK._.RES.Home Energy Mgmt Sys | UoS Charge | -23.2 |  | $/kW/yr | WA |  |  |  |  | Generators | System | DRS.PX.WYC._.CI_.HVAC - DLC | UoS Charge | -13.82 |  | $/MWh | 1 |  |  |  | = |  |  |  | New DSM DR Summer
Generators | System | DRS.PX.YAK._.RES.HVAC - DLC | UoS Charge | -23.2 |  | $/kW/yr | WA |  |  |  |  | Generators | System | DRS.PX.WYC._.CI_.Pool Pump - DLC | UoS Charge | -13.82 |  | $/MWh | 1 |  |  |  | = |  |  |  | New DSM DR Summer
Generators | System | DRS.PX.YAK._.RES.Pool Pump - DLC | UoS Charge | -23.2 |  | $/kW/yr | WA |  |  |  |  | Generators | System | DRS.PX.WYC._.CI_.Smart Thermostats | UoS Charge | -13.82 |  | $/MWh | 1 |  |  |  | = |  |  |  | New DSM DR Summer
Generators | System | DRS.PX.YAK._.RES.Smart Thermostats | UoS Charge | -23.2 |  | $/kW/yr | WA |  |  |  |  | Generators | System | DRS.PX.WYC._.CI_.Water Heater - DLC | UoS Charge | -13.82 |  | $/MWh | 1 |  |  |  | = |  |  |  | New DSM DR Summer
Generators | System | DRS.PX.YAK._.RES.Water Heater - DLC | UoS Charge | -23.2 |  | $/kW/yr | WA |  |  |  |  | Generators | System | DRS.PX.WYC._.IRR.Irrigation DLC | UoS Charge | -13.82 |  | $/MWh | 1 |  |  |  | = |  |  |  | New DSM DR Summer
Generators | System | DRS.PX.YAK._.CI_.Battery DLC | UoS Charge | -23.2 |  | $/kW/yr | WA |  |  |  |  | Generators | System | DRS.PX.WYC._.RES.Battery DLC | UoS Charge | -13.82 |  | $/MWh | 1 |  |  |  | = |  |  |  | New DSM DR Summer
Generators | System | DRS.PX.YAK._.CI_.Grid Interactive Water Htr | UoS Charge | -23.2 |  | $/kW/yr | WA |  |  |  |  | Generators | System | DRS.PX.WYC._.RES.EV DLC | UoS Charge | -13.82 |  | $/MWh | 1 |  |  |  | = |  |  |  | New DSM DR Summer
Generators | System | DRS.PX.YAK._.CI_.HVAC - DLC | UoS Charge | -23.2 |  | $/kW/yr | WA |  |  |  |  | Generators | System | DRS.PX.WYC._.RES.Grid Interactive Water Htr | UoS Charge | -13.82 |  | $/MWh | 1 |  |  |  | = |  |  |  | New DSM DR Summer
Generators | System | DRS.PX.YAK._.CI_.Pool Pump - DLC | UoS Charge | -23.2 |  | $/kW/yr | WA |  |  |  |  | Generators | System | DRS.PX.WYC._.RES.Home Energy Mgmt Sys | UoS Charge | -13.82 |  | $/MWh | 1 |  |  |  | = |  |  |  | New DSM DR Summer
Generators | System | DRS.PX.YAK._.CI_.Smart Thermostats | UoS Charge | -23.2 |  | $/kW/yr | WA |  |  |  |  | Generators | System | DRS.PX.WYC._.RES.HVAC - DLC | UoS Charge | -13.82 |  | $/MWh | 1 |  |  |  | = |  |  |  | New DSM DR Summer
Generators | System | DRS.PX.YAK._.CI_.3 Party | UoS Charge | -23.2 |  | $/kW/yr | WA |  |  |  |  | Generators | System | DRS.PX.WYC._.RES.Pool Pump - DLC | UoS Charge | -13.82 |  | $/MWh | 1 |  |  |  | = |  |  |  | New DSM DR Summer
Generators | System | DRS.PX.YAK._.CI_.Water Heater - DLC | UoS Charge | -23.2 |  | $/kW/yr | WA |  |  |  |  | Generators | System | DRS.PX.WYC._.RES.Water Heater - DLC | UoS Charge | -13.82 |  | $/MWh | 1 |  |  |  | = |  |  |  | New DSM DR Summer
Generators | System | DRS.PX.YAK._.IRR.Irrigation DLC | UoS Charge | -23.2 |  | $/kW/yr | WA |  |  |  |  | Generators | System | DRS.PX.YAK._.CI_.3 Party | UoS Charge | -23.2 |  | $/MWh | 1 |  |  |  | = |  |  |  | New DSM DR Summer
Generators | System | DRS.PX.WYC._.RES.Battery DLC | UoS Charge | -13.82 |  | $/kW/yr | WY |  |  |  |  | Generators | System | DRS.PX.YAK._.CI_.Battery DLC | UoS Charge | -23.2 |  | $/MWh | 1 |  |  |  | = |  |  |  | New DSM DR Summer
Generators | System | DRS.PX.WYC._.RES.EV DLC | UoS Charge | -13.82 |  | $/kW/yr | WY |  |  |  |  | Generators | System | DRS.PX.YAK._.CI_.Grid Interactive Water Htr | UoS Charge | -23.2 |  | $/MWh | 1 |  |  |  | = |  |  |  | New DSM DR Summer
Generators | System | DRS.PX.WYC._.RES.Grid Interactive Water Htr | UoS Charge | -13.82 |  | $/kW/yr | WY |  |  |  |  | Generators | System | DRS.PX.YAK._.CI_.HVAC - DLC | UoS Charge | -23.2 |  | $/MWh | 1 |  |  |  | = |  |  |  | New DSM DR Summer
Generators | System | DRS.PX.WYC._.RES.Home Energy Mgmt Sys | UoS Charge | -13.82 |  | $/kW/yr | WY |  |  |  |  | Generators | System | DRS.PX.YAK._.CI_.Pool Pump - DLC | UoS Charge | -23.2 |  | $/MWh | 1 |  |  |  | = |  |  |  | New DSM DR Summer
Generators | System | DRS.PX.WYC._.RES.HVAC - DLC | UoS Charge | -13.82 |  | $/kW/yr | WY |  |  |  |  | Generators | System | DRS.PX.YAK._.CI_.Smart Thermostats | UoS Charge | -23.2 |  | $/MWh | 1 |  |  |  | = |  |  |  | New DSM DR Summer
Generators | System | DRS.PX.WYC._.RES.Pool Pump - DLC | UoS Charge | -13.82 |  | $/kW/yr | WY |  |  |  |  | Generators | System | DRS.PX.YAK._.CI_.Water Heater - DLC | UoS Charge | -23.2 |  | $/MWh | 1 |  |  |  | = |  |  |  | New DSM DR Summer
Generators | System | DRS.PX.WYC._.RES.Water Heater - DLC | UoS Charge | -13.82 |  | $/kW/yr | WY |  |  |  |  | Generators | System | DRS.PX.YAK._.IRR.Irrigation DLC | UoS Charge | -23.2 |  | $/MWh | 1 |  |  |  | = |  |  |  | New DSM DR Summer
Generators | System | DRS.PX.WYC._.CI_.Battery DLC | UoS Charge | -13.82 |  | $/kW/yr | WY |  |  |  |  | Generators | System | DRS.PX.YAK._.RES.Battery DLC | UoS Charge | -23.2 |  | $/MWh | 1 |  |  |  | = |  |  |  | New DSM DR Summer
Generators | System | DRS.PX.WYC._.CI_.Grid Interactive Water Htr | UoS Charge | -13.82 |  | $/kW/yr | WY |  |  |  |  | Generators | System | DRS.PX.YAK._.RES.EV DLC | UoS Charge | -23.2 |  | $/MWh | 1 |  |  |  | = |  |  |  | New DSM DR Summer
Generators | System | DRS.PX.WYC._.CI_.HVAC - DLC | UoS Charge | -13.82 |  | $/kW/yr | WY |  |  |  |  | Generators | System | DRS.PX.YAK._.RES.Grid Interactive Water Htr | UoS Charge | -23.2 |  | $/MWh | 1 |  |  |  | = |  |  |  | New DSM DR Summer
Generators | System | DRS.PX.WYC._.CI_.Pool Pump - DLC | UoS Charge | -13.82 |  | $/kW/yr | WY |  |  |  |  | Generators | System | DRS.PX.YAK._.RES.Home Energy Mgmt Sys | UoS Charge | -23.2 |  | $/MWh | 1 |  |  |  | = |  |  |  | New DSM DR Summer
Generators | System | DRS.PX.WYC._.CI_.Smart Thermostats | UoS Charge | -13.82 |  | $/kW/yr | WY |  |  |  |  | Generators | System | DRS.PX.YAK._.RES.HVAC - DLC | UoS Charge | -23.2 |  | $/MWh | 1 |  |  |  | = |  |  |  | New DSM DR Summer
Generators | System | DRS.PX.WYC._.CI_.3 Party | UoS Charge | -13.82 |  | $/kW/yr | WY |  |  |  |  | Generators | System | DRS.PX.YAK._.RES.Pool Pump - DLC | UoS Charge | -23.2 |  | $/MWh | 1 |  |  |  | = |  |  |  | New DSM DR Summer
Generators | System | DRS.PX.WYC._.CI_.Water Heater - DLC | UoS Charge | -13.82 |  | $/kW/yr | WY |  |  |  |  | Generators | System | DRS.PX.YAK._.RES.Smart Thermostats | UoS Charge | -23.2 |  | $/MWh | 1 |  |  |  | = |  |  |  | New DSM DR Summer
Generators | System | DRS.PX.WYC._.IRR.Irrigation DLC | UoS Charge | -13.82 |  | $/kW/yr | WY |  |  |  |  | Generators | System | DRS.PX.YAK._.RES.Water Heater - DLC | UoS Charge | -23.2 |  | $/MWh | 1 |  |  |  | = |  |  |  | New DSM DR Summer
Generators | System | DRW.PX.NCA._.RES.Battery DLC | UoS Charge | -17.4 |  | $/kW/yr | CA |  |  |  |  | Generators | System | DRW.PX.GOE._.CI_.3 Party | UoS Charge | -23.06 |  | $/MWh | 1 |  |  |  | = |  |  |  | New DSM DR Winter
Generators | System | DRW.PX.NCA._.RES.EV DLC | UoS Charge | -17.4 |  | $/kW/yr | CA |  |  |  |  | Generators | System | DRW.PX.GOE._.CI_.Battery DLC | UoS Charge | -23.06 |  | $/MWh | 1 |  |  |  | = |  |  |  | New DSM DR Winter
Generators | System | DRW.PX.NCA._.RES.Grid Interactive Water Htr | UoS Charge | -17.4 |  | $/kW/yr | CA |  |  |  |  | Generators | System | DRW.PX.GOE._.CI_.Grid Interactive Water Htr | UoS Charge | -23.06 |  | $/MWh | 1 |  |  |  | = |  |  |  | New DSM DR Winter
Generators | System | DRW.PX.NCA._.RES.Home Energy Mgmt Sys | UoS Charge | -17.4 |  | $/kW/yr | CA |  |  |  |  | Generators | System | DRW.PX.GOE._.CI_.HVAC - DLC | UoS Charge | -23.06 |  | $/MWh | 1 |  |  |  | = |  |  |  | New DSM DR Winter
Generators | System | DRW.PX.NCA._.RES.HVAC - DLC | UoS Charge | -17.4 |  | $/kW/yr | CA |  |  |  |  | Generators | System | DRW.PX.GOE._.CI_.Pool Pump - DLC | UoS Charge | -23.06 |  | $/MWh | 1 |  |  |  | = |  |  |  | New DSM DR Winter
Generators | System | DRW.PX.NCA._.RES.Pool Pump - DLC | UoS Charge | -17.4 |  | $/kW/yr | CA |  |  |  |  | Generators | System | DRW.PX.GOE._.CI_.Smart Thermostats | UoS Charge | -23.06 |  | $/MWh | 1 |  |  |  | = |  |  |  | New DSM DR Winter
Generators | System | DRW.PX.NCA._.RES.Smart Thermostats | UoS Charge | -17.4 |  | $/kW/yr | CA |  |  |  |  | Generators | System | DRW.PX.GOE._.CI_.Water Heater - DLC | UoS Charge | -23.06 |  | $/MWh | 1 |  |  |  | = |  |  |  | New DSM DR Winter
Generators | System | DRW.PX.NCA._.RES.Water Heater - DLC | UoS Charge | -17.4 |  | $/kW/yr | CA |  |  |  |  | Generators | System | DRW.PX.GOE._.RES.Battery DLC | UoS Charge | -23.06 |  | $/MWh | 1 |  |  |  | = |  |  |  | New DSM DR Winter
Generators | System | DRW.PX.NCA._.CI_.Battery DLC | UoS Charge | -17.4 |  | $/kW/yr | CA |  |  |  |  | Generators | System | DRW.PX.GOE._.RES.EV DLC | UoS Charge | -23.06 |  | $/MWh | 1 |  |  |  | = |  |  |  | New DSM DR Winter
Generators | System | DRW.PX.NCA._.CI_.Grid Interactive Water Htr | UoS Charge | -17.4 |  | $/kW/yr | CA |  |  |  |  | Generators | System | DRW.PX.GOE._.RES.Grid Interactive Water Htr | UoS Charge | -23.06 |  | $/MWh | 1 |  |  |  | = |  |  |  | New DSM DR Winter
Generators | System | DRW.PX.NCA._.CI_.HVAC - DLC | UoS Charge | -17.4 |  | $/kW/yr | CA |  |  |  |  | Generators | System | DRW.PX.GOE._.RES.Home Energy Mgmt Sys | UoS Charge | -23.06 |  | $/MWh | 1 |  |  |  | = |  |  |  | New DSM DR Winter
Generators | System | DRW.PX.NCA._.CI_.Pool Pump - DLC | UoS Charge | -17.4 |  | $/kW/yr | CA |  |  |  |  | Generators | System | DRW.PX.GOE._.RES.HVAC - DLC | UoS Charge | -23.06 |  | $/MWh | 1 |  |  |  | = |  |  |  | New DSM DR Winter
Generators | System | DRW.PX.NCA._.CI_.Smart Thermostats | UoS Charge | -17.4 |  | $/kW/yr | CA |  |  |  |  | Generators | System | DRW.PX.GOE._.RES.Pool Pump - DLC | UoS Charge | -23.06 |  | $/MWh | 1 |  |  |  | = |  |  |  | New DSM DR Winter
Generators | System | DRW.PX.NCA._.CI_.3 Party | UoS Charge | -17.4 |  | $/kW/yr | CA |  |  |  |  | Generators | System | DRW.PX.GOE._.RES.Water Heater - DLC | UoS Charge | -23.06 |  | $/MWh | 1 |  |  |  | = |  |  |  | New DSM DR Winter
Generators | System | DRW.PX.NCA._.CI_.Water Heater - DLC | UoS Charge | -17.4 |  | $/kW/yr | CA |  |  |  |  | Generators | System | DRW.PX.NCA._.CI_.3 Party | UoS Charge | -17.4 |  | $/MWh | 1 |  |  |  | = |  |  |  | New DSM DR Winter
Generators | System | DRW.PX.GOE._.RES.Battery DLC | UoS Charge | -23.06 |  | $/kW/yr | ID |  |  |  |  | Generators | System | DRW.PX.NCA._.CI_.Battery DLC | UoS Charge | -17.4 |  | $/MWh | 1 |  |  |  | = |  |  |  | New DSM DR Winter
Generators | System | DRW.PX.GOE._.RES.EV DLC | UoS Charge | -23.06 |  | $/kW/yr | ID |  |  |  |  | Generators | System | DRW.PX.NCA._.CI_.Grid Interactive Water Htr | UoS Charge | -17.4 |  | $/MWh | 1 |  |  |  | = |  |  |  | New DSM DR Winter
Generators | System | DRW.PX.GOE._.RES.Grid Interactive Water Htr | UoS Charge | -23.06 |  | $/kW/yr | ID |  |  |  |  | Generators | System | DRW.PX.NCA._.CI_.HVAC - DLC | UoS Charge | -17.4 |  | $/MWh | 1 |  |  |  | = |  |  |  | New DSM DR Winter
Generators | System | DRW.PX.GOE._.RES.Home Energy Mgmt Sys | UoS Charge | -23.06 |  | $/kW/yr | ID |  |  |  |  | Generators | System | DRW.PX.NCA._.CI_.Pool Pump - DLC | UoS Charge | -17.4 |  | $/MWh | 1 |  |  |  | = |  |  |  | New DSM DR Winter
Generators | System | DRW.PX.GOE._.RES.HVAC - DLC | UoS Charge | -23.06 |  | $/kW/yr | ID |  |  |  |  | Generators | System | DRW.PX.NCA._.CI_.Smart Thermostats | UoS Charge | -17.4 |  | $/MWh | 1 |  |  |  | = |  |  |  | New DSM DR Winter
Generators | System | DRW.PX.GOE._.RES.Pool Pump - DLC | UoS Charge | -23.06 |  | $/kW/yr | ID |  |  |  |  | Generators | System | DRW.PX.NCA._.CI_.Water Heater - DLC | UoS Charge | -17.4 |  | $/MWh | 1 |  |  |  | = |  |  |  | New DSM DR Winter
Generators | System | DRW.PX.GOE._.RES.Water Heater - DLC | UoS Charge | -23.06 |  | $/kW/yr | ID |  |  |  |  | Generators | System | DRW.PX.NCA._.RES.Battery DLC | UoS Charge | -17.4 |  | $/MWh | 1 |  |  |  | = |  |  |  | New DSM DR Winter
Generators | System | DRW.PX.GOE._.CI_.Battery DLC | UoS Charge | -23.06 |  | $/kW/yr | ID |  |  |  |  | Generators | System | DRW.PX.NCA._.RES.EV DLC | UoS Charge | -17.4 |  | $/MWh | 1 |  |  |  | = |  |  |  | New DSM DR Winter
Generators | System | DRW.PX.GOE._.CI_.Grid Interactive Water Htr | UoS Charge | -23.06 |  | $/kW/yr | ID |  |  |  |  | Generators | System | DRW.PX.NCA._.RES.Grid Interactive Water Htr | UoS Charge | -17.4 |  | $/MWh | 1 |  |  |  | = |  |  |  | New DSM DR Winter
Generators | System | DRW.PX.GOE._.CI_.HVAC - DLC | UoS Charge | -23.06 |  | $/kW/yr | ID |  |  |  |  | Generators | System | DRW.PX.NCA._.RES.Home Energy Mgmt Sys | UoS Charge | -17.4 |  | $/MWh | 1 |  |  |  | = |  |  |  | New DSM DR Winter
Generators | System | DRW.PX.GOE._.CI_.Pool Pump - DLC | UoS Charge | -23.06 |  | $/kW/yr | ID |  |  |  |  | Generators | System | DRW.PX.NCA._.RES.HVAC - DLC | UoS Charge | -17.4 |  | $/MWh | 1 |  |  |  | = |  |  |  | New DSM DR Winter
Generators | System | DRW.PX.GOE._.CI_.Smart Thermostats | UoS Charge | -23.06 |  | $/kW/yr | ID |  |  |  |  | Generators | System | DRW.PX.NCA._.RES.Pool Pump - DLC | UoS Charge | -17.4 |  | $/MWh | 1 |  |  |  | = |  |  |  | New DSM DR Winter
Generators | System | DRW.PX.GOE._.CI_.3 Party | UoS Charge | -23.06 |  | $/kW/yr | ID |  |  |  |  | Generators | System | DRW.PX.NCA._.RES.Smart Thermostats | UoS Charge | -17.4 |  | $/MWh | 1 |  |  |  | = |  |  |  | New DSM DR Winter
Generators | System | DRW.PX.GOE._.CI_.Water Heater - DLC | UoS Charge | -23.06 |  | $/kW/yr | ID |  |  |  |  | Generators | System | DRW.PX.NCA._.RES.Water Heater - DLC | UoS Charge | -17.4 |  | $/MWh | 1 |  |  |  | = |  |  |  | New DSM DR Winter
Generators | System | DRW.PX.SOR._.RES.Battery DLC | UoS Charge | -19.72 |  | $/kW/yr | OR |  |  |  |  | Generators | System | DRW.PX.SOR._.CI_.3 Party | UoS Charge | -19.72 |  | $/MWh | 1 |  |  |  | = |  |  |  | New DSM DR Winter
Generators | System | DRW.PX.SOR._.RES.EV DLC | UoS Charge | -19.72 |  | $/kW/yr | OR |  |  |  |  | Generators | System | DRW.PX.SOR._.CI_.Battery DLC | UoS Charge | -19.72 |  | $/MWh | 1 |  |  |  | = |  |  |  | New DSM DR Winter
Generators | System | DRW.PX.SOR._.RES.Grid Interactive Water Htr | UoS Charge | -19.72 |  | $/kW/yr | OR |  |  |  |  | Generators | System | DRW.PX.SOR._.CI_.Grid Interactive Water Htr | UoS Charge | -19.72 |  | $/MWh | 1 |  |  |  | = |  |  |  | New DSM DR Winter
Generators | System | DRW.PX.SOR._.RES.Home Energy Mgmt Sys | UoS Charge | -19.72 |  | $/kW/yr | OR |  |  |  |  | Generators | System | DRW.PX.SOR._.CI_.HVAC - DLC | UoS Charge | -19.72 |  | $/MWh | 1 |  |  |  | = |  |  |  | New DSM DR Winter
Generators | System | DRW.PX.SOR._.RES.HVAC - DLC | UoS Charge | -19.72 |  | $/kW/yr | OR |  |  |  |  | Generators | System | DRW.PX.SOR._.CI_.Pool Pump - DLC | UoS Charge | -19.72 |  | $/MWh | 1 |  |  |  | = |  |  |  | New DSM DR Winter
Generators | System | DRW.PX.SOR._.RES.Pool Pump - DLC | UoS Charge | -19.72 |  | $/kW/yr | OR |  |  |  |  | Generators | System | DRW.PX.SOR._.CI_.Smart Thermostats | UoS Charge | -19.72 |  | $/MWh | 1 |  |  |  | = |  |  |  | New DSM DR Winter
Generators | System | DRW.PX.SOR._.RES.Smart Thermostats | UoS Charge | -19.72 |  | $/kW/yr | OR |  |  |  |  | Generators | System | DRW.PX.SOR._.CI_.Water Heater - DLC | UoS Charge | -19.72 |  | $/MWh | 1 |  |  |  | = |  |  |  | New DSM DR Winter
Generators | System | DRW.PX.SOR._.RES.Water Heater - DLC | UoS Charge | -19.72 |  | $/kW/yr | OR |  |  |  |  | Generators | System | DRW.PX.SOR._.RES.Battery DLC | UoS Charge | -19.72 |  | $/MWh | 1 |  |  |  | = |  |  |  | New DSM DR Winter
Generators | System | DRW.PX.SOR._.CI_.Battery DLC | UoS Charge | -19.72 |  | $/kW/yr | OR |  |  |  |  | Generators | System | DRW.PX.SOR._.RES.EV DLC | UoS Charge | -19.72 |  | $/MWh | 1 |  |  |  | = |  |  |  | New DSM DR Winter
Generators | System | DRW.PX.SOR._.CI_.Grid Interactive Water Htr | UoS Charge | -19.72 |  | $/kW/yr | OR |  |  |  |  | Generators | System | DRW.PX.SOR._.RES.Grid Interactive Water Htr | UoS Charge | -19.72 |  | $/MWh | 1 |  |  |  | = |  |  |  | New DSM DR Winter
Generators | System | DRW.PX.SOR._.CI_.HVAC - DLC | UoS Charge | -19.72 |  | $/kW/yr | OR |  |  |  |  | Generators | System | DRW.PX.SOR._.RES.Home Energy Mgmt Sys | UoS Charge | -19.72 |  | $/MWh | 1 |  |  |  | = |  |  |  | New DSM DR Winter
Generators | System | DRW.PX.SOR._.CI_.Pool Pump - DLC | UoS Charge | -19.72 |  | $/kW/yr | OR |  |  |  |  | Generators | System | DRW.PX.SOR._.RES.HVAC - DLC | UoS Charge | -19.72 |  | $/MWh | 1 |  |  |  | = |  |  |  | New DSM DR Winter
Generators | System | DRW.PX.SOR._.CI_.Smart Thermostats | UoS Charge | -19.72 |  | $/kW/yr | OR |  |  |  |  | Generators | System | DRW.PX.SOR._.RES.Pool Pump - DLC | UoS Charge | -19.72 |  | $/MWh | 1 |  |  |  | = |  |  |  | New DSM DR Winter
Generators | System | DRW.PX.SOR._.CI_.3 Party | UoS Charge | -19.72 |  | $/kW/yr | OR |  |  |  |  | Generators | System | DRW.PX.SOR._.RES.Smart Thermostats | UoS Charge | -19.72 |  | $/MWh | 1 |  |  |  | = |  |  |  | New DSM DR Winter
Generators | System | DRW.PX.SOR._.CI_.Water Heater - DLC | UoS Charge | -19.72 |  | $/kW/yr | OR |  |  |  |  | Generators | System | DRW.PX.SOR._.RES.Water Heater - DLC | UoS Charge | -19.72 |  | $/MWh | 1 |  |  |  | = |  |  |  | New DSM DR Winter
Generators | System | DRW.PX.UTN._.RES.Battery DLC | UoS Charge | -19.54 |  | $/kW/yr | UT |  |  |  |  | Generators | System | DRW.PX.UTN._.CI_.3 Party | UoS Charge | -19.54 |  | $/MWh | 1 |  |  |  | = |  |  |  | New DSM DR Winter
Generators | System | DRW.PX.UTN._.RES.EV DLC | UoS Charge | -19.54 |  | $/kW/yr | UT |  |  |  |  | Generators | System | DRW.PX.UTN._.CI_.Battery DLC | UoS Charge | -19.54 |  | $/MWh | 1 |  |  |  | = |  |  |  | New DSM DR Winter
Generators | System | DRW.PX.UTN._.RES.Grid Interactive Water Htr | UoS Charge | -19.54 |  | $/kW/yr | UT |  |  |  |  | Generators | System | DRW.PX.UTN._.CI_.Grid Interactive Water Htr | UoS Charge | -19.54 |  | $/MWh | 1 |  |  |  | = |  |  |  | New DSM DR Winter
Generators | System | DRW.PX.UTN._.RES.Home Energy Mgmt Sys | UoS Charge | -19.54 |  | $/kW/yr | UT |  |  |  |  | Generators | System | DRW.PX.UTN._.CI_.HVAC - DLC | UoS Charge | -19.54 |  | $/MWh | 1 |  |  |  | = |  |  |  | New DSM DR Winter
Generators | System | DRW.PX.UTN._.RES.HVAC - DLC | UoS Charge | -19.54 |  | $/kW/yr | UT |  |  |  |  | Generators | System | DRW.PX.UTN._.CI_.Pool Pump - DLC | UoS Charge | -19.54 |  | $/MWh | 1 |  |  |  | = |  |  |  | New DSM DR Winter
Generators | System | DRW.PX.UTN._.RES.Pool Pump - DLC | UoS Charge | -19.54 |  | $/kW/yr | UT |  |  |  |  | Generators | System | DRW.PX.UTN._.CI_.Smart Thermostats | UoS Charge | -19.54 |  | $/MWh | 1 |  |  |  | = |  |  |  | New DSM DR Winter
Generators | System | DRW.PX.UTN._.RES.Water Heater - DLC | UoS Charge | -19.54 |  | $/kW/yr | UT |  |  |  |  | Generators | System | DRW.PX.UTN._.CI_.Water Heater - DLC | UoS Charge | -19.54 |  | $/MWh | 1 |  |  |  | = |  |  |  | New DSM DR Winter
Generators | System | DRW.PX.UTN._.CI_.Battery DLC | UoS Charge | -19.54 |  | $/kW/yr | UT |  |  |  |  | Generators | System | DRW.PX.UTN._.RES.Battery DLC | UoS Charge | -19.54 |  | $/MWh | 1 |  |  |  | = |  |  |  | New DSM DR Winter
Generators | System | DRW.PX.UTN._.CI_.Grid Interactive Water Htr | UoS Charge | -19.54 |  | $/kW/yr | UT |  |  |  |  | Generators | System | DRW.PX.UTN._.RES.EV DLC | UoS Charge | -19.54 |  | $/MWh | 1 |  |  |  | = |  |  |  | New DSM DR Winter
Generators | System | DRW.PX.UTN._.CI_.HVAC - DLC | UoS Charge | -19.54 |  | $/kW/yr | UT |  |  |  |  | Generators | System | DRW.PX.UTN._.RES.Grid Interactive Water Htr | UoS Charge | -19.54 |  | $/MWh | 1 |  |  |  | = |  |  |  | New DSM DR Winter
Generators | System | DRW.PX.UTN._.CI_.Pool Pump - DLC | UoS Charge | -19.54 |  | $/kW/yr | UT |  |  |  |  | Generators | System | DRW.PX.UTN._.RES.Home Energy Mgmt Sys | UoS Charge | -19.54 |  | $/MWh | 1 |  |  |  | = |  |  |  | New DSM DR Winter
Generators | System | DRW.PX.UTN._.CI_.Smart Thermostats | UoS Charge | -19.54 |  | $/kW/yr | UT |  |  |  |  | Generators | System | DRW.PX.UTN._.RES.HVAC - DLC | UoS Charge | -19.54 |  | $/MWh | 1 |  |  |  | = |  |  |  | New DSM DR Winter
Generators | System | DRW.PX.UTN._.CI_.3 Party | UoS Charge | -19.54 |  | $/kW/yr | UT |  |  |  |  | Generators | System | DRW.PX.UTN._.RES.Pool Pump - DLC | UoS Charge | -19.54 |  | $/MWh | 1 |  |  |  | = |  |  |  | New DSM DR Winter
Generators | System | DRW.PX.UTN._.CI_.Water Heater - DLC | UoS Charge | -19.54 |  | $/kW/yr | UT |  |  |  |  | Generators | System | DRW.PX.UTN._.RES.Water Heater - DLC | UoS Charge | -19.54 |  | $/MWh | 1 |  |  |  | = |  |  |  | New DSM DR Winter
Generators | System | DRW.PX.YAK._.RES.Battery DLC | UoS Charge | -23.2 |  | $/kW/yr | WA |  |  |  |  | Generators | System | DRW.PX.WYC._.CI_.3 Party | UoS Charge | -13.82 |  | $/MWh | 1 |  |  |  | = |  |  |  | New DSM DR Winter
Generators | System | DRW.PX.YAK._.RES.EV DLC | UoS Charge | -23.2 |  | $/kW/yr | WA |  |  |  |  | Generators | System | DRW.PX.WYC._.CI_.Battery DLC | UoS Charge | -13.82 |  | $/MWh | 1 |  |  |  | = |  |  |  | New DSM DR Winter
Generators | System | DRW.PX.YAK._.RES.Grid Interactive Water Htr | UoS Charge | -23.2 |  | $/kW/yr | WA |  |  |  |  | Generators | System | DRW.PX.WYC._.CI_.Grid Interactive Water Htr | UoS Charge | -13.82 |  | $/MWh | 1 |  |  |  | = |  |  |  | New DSM DR Winter
Generators | System | DRW.PX.YAK._.RES.Home Energy Mgmt Sys | UoS Charge | -23.2 |  | $/kW/yr | WA |  |  |  |  | Generators | System | DRW.PX.WYC._.CI_.HVAC - DLC | UoS Charge | -13.82 |  | $/MWh | 1 |  |  |  | = |  |  |  | New DSM DR Winter
Generators | System | DRW.PX.YAK._.RES.HVAC - DLC | UoS Charge | -23.2 |  | $/kW/yr | WA |  |  |  |  | Generators | System | DRW.PX.WYC._.CI_.Pool Pump - DLC | UoS Charge | -13.82 |  | $/MWh | 1 |  |  |  | = |  |  |  | New DSM DR Winter
Generators | System | DRW.PX.YAK._.RES.Pool Pump - DLC | UoS Charge | -23.2 |  | $/kW/yr | WA |  |  |  |  | Generators | System | DRW.PX.WYC._.CI_.Smart Thermostats | UoS Charge | -13.82 |  | $/MWh | 1 |  |  |  | = |  |  |  | New DSM DR Winter
Generators | System | DRW.PX.YAK._.RES.Smart Thermostats | UoS Charge | -23.2 |  | $/kW/yr | WA |  |  |  |  | Generators | System | DRW.PX.WYC._.CI_.Water Heater - DLC | UoS Charge | -13.82 |  | $/MWh | 1 |  |  |  | = |  |  |  | New DSM DR Winter
Generators | System | DRW.PX.YAK._.RES.Water Heater - DLC | UoS Charge | -23.2 |  | $/kW/yr | WA |  |  |  |  | Generators | System | DRW.PX.WYC._.RES.Battery DLC | UoS Charge | -13.82 |  | $/MWh | 1 |  |  |  | = |  |  |  | New DSM DR Winter
Generators | System | DRW.PX.YAK._.CI_.Battery DLC | UoS Charge | -23.2 |  | $/kW/yr | WA |  |  |  |  | Generators | System | DRW.PX.WYC._.RES.EV DLC | UoS Charge | -13.82 |  | $/MWh | 1 |  |  |  | = |  |  |  | New DSM DR Winter
Generators | System | DRW.PX.YAK._.CI_.Grid Interactive Water Htr | UoS Charge | -23.2 |  | $/kW/yr | WA |  |  |  |  | Generators | System | DRW.PX.WYC._.RES.Grid Interactive Water Htr | UoS Charge | -13.82 |  | $/MWh | 1 |  |  |  | = |  |  |  | New DSM DR Winter
Generators | System | DRW.PX.YAK._.CI_.HVAC - DLC | UoS Charge | -23.2 |  | $/kW/yr | WA |  |  |  |  | Generators | System | DRW.PX.WYC._.RES.Home Energy Mgmt Sys | UoS Charge | -13.82 |  | $/MWh | 1 |  |  |  | = |  |  |  | New DSM DR Winter
Generators | System | DRW.PX.YAK._.CI_.Pool Pump - DLC | UoS Charge | -23.2 |  | $/kW/yr | WA |  |  |  |  | Generators | System | DRW.PX.WYC._.RES.HVAC - DLC | UoS Charge | -13.82 |  | $/MWh | 1 |  |  |  | = |  |  |  | New DSM DR Winter
Generators | System | DRW.PX.YAK._.CI_.Smart Thermostats | UoS Charge | -23.2 |  | $/kW/yr | WA |  |  |  |  | Generators | System | DRW.PX.WYC._.RES.Pool Pump - DLC | UoS Charge | -13.82 |  | $/MWh | 1 |  |  |  | = |  |  |  | New DSM DR Winter
Generators | System | DRW.PX.YAK._.CI_.3 Party | UoS Charge | -23.2 |  | $/kW/yr | WA |  |  |  |  | Generators | System | DRW.PX.WYC._.RES.Water Heater - DLC | UoS Charge | -13.82 |  | $/MWh | 1 |  |  |  | = |  |  |  | New DSM DR Winter
Generators | System | DRW.PX.YAK._.CI_.Water Heater - DLC | UoS Charge | -23.2 |  | $/kW/yr | WA |  |  |  |  | Generators | System | DRW.PX.YAK._.CI_.3 Party | UoS Charge | -23.2 |  | $/MWh | 1 |  |  |  | = |  |  |  | New DSM DR Winter
Generators | System | DRW.PX.WYC._.RES.Battery DLC | UoS Charge | -13.82 |  | $/kW/yr | WY |  |  |  |  | Generators | System | DRW.PX.YAK._.CI_.Battery DLC | UoS Charge | -23.2 |  | $/MWh | 1 |  |  |  | = |  |  |  | New DSM DR Winter
Generators | System | DRW.PX.WYC._.RES.EV DLC | UoS Charge | -13.82 |  | $/kW/yr | WY |  |  |  |  | Generators | System | DRW.PX.YAK._.CI_.Grid Interactive Water Htr | UoS Charge | -23.2 |  | $/MWh | 1 |  |  |  | = |  |  |  | New DSM DR Winter
Generators | System | DRW.PX.WYC._.RES.Grid Interactive Water Htr | UoS Charge | -13.82 |  | $/kW/yr | WY |  |  |  |  | Generators | System | DRW.PX.YAK._.CI_.HVAC - DLC | UoS Charge | -23.2 |  | $/MWh | 1 |  |  |  | = |  |  |  | New DSM DR Winter
Generators | System | DRW.PX.WYC._.RES.Home Energy Mgmt Sys | UoS Charge | -13.82 |  | $/kW/yr | WY |  |  |  |  | Generators | System | DRW.PX.YAK._.CI_.Pool Pump - DLC | UoS Charge | -23.2 |  | $/MWh | 1 |  |  |  | = |  |  |  | New DSM DR Winter
Generators | System | DRW.PX.WYC._.RES.HVAC - DLC | UoS Charge | -13.82 |  | $/kW/yr | WY |  |  |  |  | Generators | System | DRW.PX.YAK._.CI_.Smart Thermostats | UoS Charge | -23.2 |  | $/MWh | 1 |  |  |  | = |  |  |  | New DSM DR Winter
Generators | System | DRW.PX.WYC._.RES.Pool Pump - DLC | UoS Charge | -13.82 |  | $/kW/yr | WY |  |  |  |  | Generators | System | DRW.PX.YAK._.CI_.Water Heater - DLC | UoS Charge | -23.2 |  | $/MWh | 1 |  |  |  | = |  |  |  | New DSM DR Winter
Generators | System | DRW.PX.WYC._.RES.Water Heater - DLC | UoS Charge | -13.82 |  | $/kW/yr | WY |  |  |  |  | Generators | System | DRW.PX.YAK._.RES.Battery DLC | UoS Charge | -23.2 |  | $/MWh | 1 |  |  |  | = |  |  |  | New DSM DR Winter
Generators | System | DRW.PX.WYC._.CI_.Battery DLC | UoS Charge | -13.82 |  | $/kW/yr | WY |  |  |  |  | Generators | System | DRW.PX.YAK._.RES.EV DLC | UoS Charge | -23.2 |  | $/MWh | 1 |  |  |  | = |  |  |  | New DSM DR Winter
Generators | System | DRW.PX.WYC._.CI_.Grid Interactive Water Htr | UoS Charge | -13.82 |  | $/kW/yr | WY |  |  |  |  | Generators | System | DRW.PX.YAK._.RES.Grid Interactive Water Htr | UoS Charge | -23.2 |  | $/MWh | 1 |  |  |  | = |  |  |  | New DSM DR Winter
Generators | System | DRW.PX.WYC._.CI_.HVAC - DLC | UoS Charge | -13.82 |  | $/kW/yr | WY |  |  |  |  | Generators | System | DRW.PX.YAK._.RES.Home Energy Mgmt Sys | UoS Charge | -23.2 |  | $/MWh | 1 |  |  |  | = |  |  |  | New DSM DR Winter
Generators | System | DRW.PX.WYC._.CI_.Pool Pump - DLC | UoS Charge | -13.82 |  | $/kW/yr | WY |  |  |  |  | Generators | System | DRW.PX.YAK._.RES.HVAC - DLC | UoS Charge | -23.2 |  | $/MWh | 1 |  |  |  | = |  |  |  | New DSM DR Winter
Generators | System | DRW.PX.WYC._.CI_.Smart Thermostats | UoS Charge | -13.82 |  | $/kW/yr | WY |  |  |  |  | Generators | System | DRW.PX.YAK._.RES.Pool Pump - DLC | UoS Charge | -23.2 |  | $/MWh | 1 |  |  |  | = |  |  |  | New DSM DR Winter
Generators | System | DRW.PX.WYC._.CI_.3 Party | UoS Charge | -13.82 |  | $/kW/yr | WY |  |  |  |  | Generators | System | DRW.PX.YAK._.RES.Smart Thermostats | UoS Charge | -23.2 |  | $/MWh | 1 |  |  |  | = |  |  |  | New DSM DR Winter
Generators | System | DRW.PX.WYC._.CI_.Water Heater - DLC | UoS Charge | -13.82 |  | $/kW/yr | WY |  |  |  |  | Generators | System | DRW.PX.YAK._.RES.Water Heater - DLC | UoS Charge | -23.2 |  | $/MWh | 1 |  |  |  | = |  |  |  | New DSM DR Winter

## Units Built Data file
Year | DRS.PX.NCA._.RES.Battery DLC | DRS.PX.NCA._.RES.EV DLC | DRS.PX.NCA._.RES.Grid Interactive Water Htr | DRS.PX.NCA._.RES.Home Energy Mgmt Sys | DRS.PX.NCA._.RES.HVAC - DLC | DRS.PX.NCA._.RES.Pool Pump - DLC | DRS.PX.NCA._.RES.Smart Thermostats | DRS.PX.NCA._.RES.Water Heater - DLC | DRS.PX.NCA._.CI_.Battery DLC | DRS.PX.NCA._.CI_.Grid Interactive Water Htr | DRS.PX.NCA._.CI_.HVAC - DLC | DRS.PX.NCA._.CI_.Pool Pump - DLC | DRS.PX.NCA._.CI_.Smart Thermostats | DRS.PX.NCA._.CI_.3 Party | DRS.PX.NCA._.CI_.Water Heater - DLC | DRS.PX.NCA._.IRR.Irrigation DLC | DRS.PX.GOE._.RES.Battery DLC | DRS.PX.GOE._.RES.EV DLC | DRS.PX.GOE._.RES.Grid Interactive Water Htr | DRS.PX.GOE._.RES.Home Energy Mgmt Sys | DRS.PX.GOE._.RES.HVAC - DLC | DRS.PX.GOE._.RES.Pool Pump - DLC | DRS.PX.GOE._.RES.Water Heater - DLC | DRS.PX.GOE._.CI_.Battery DLC | DRS.PX.GOE._.CI_.Grid Interactive Water Htr | DRS.PX.GOE._.CI_.HVAC - DLC | DRS.PX.GOE._.CI_.Pool Pump - DLC | DRS.PX.GOE._.CI_.Smart Thermostats | DRS.PX.GOE._.CI_.3 Party | DRS.PX.GOE._.CI_.Water Heater - DLC | DRS.PX.GOE._.IRR.Irrigation DLC | DRS.PX.SOR._.RES.Battery DLC | DRS.PX.SOR._.RES.EV DLC | DRS.PX.SOR._.RES.Grid Interactive Water Htr | DRS.PX.SOR._.RES.Home Energy Mgmt Sys | DRS.PX.SOR._.RES.HVAC - DLC | DRS.PX.SOR._.RES.Pool Pump - DLC | DRS.PX.SOR._.RES.Smart Thermostats | DRS.PX.SOR._.RES.Water Heater - DLC | DRS.PX.SOR._.CI_.Battery DLC | DRS.PX.SOR._.CI_.Grid Interactive Water Htr | DRS.PX.SOR._.CI_.HVAC - DLC | DRS.PX.SOR._.CI_.Pool Pump - DLC | DRS.PX.SOR._.CI_.Smart Thermostats | DRS.PX.SOR._.CI_.3 Party | DRS.PX.SOR._.CI_.Water Heater - DLC | DRS.PX.SOR._.IRR.Irrigation DLC | DRS.PX.UTN._.RES.Battery DLC | DRS.PX.UTN._.RES.EV DLC | DRS.PX.UTN._.RES.Grid Interactive Water Htr | DRS.PX.UTN._.RES.Home Energy Mgmt Sys | DRS.PX.UTN._.RES.HVAC - DLC | DRS.PX.UTN._.RES.Pool Pump - DLC | DRS.PX.UTN._.RES.Water Heater - DLC | DRS.PX.UTN._.CI_.Battery DLC | DRS.PX.UTN._.CI_.Grid Interactive Water Htr | DRS.PX.UTN._.CI_.HVAC - DLC | DRS.PX.UTN._.CI_.Pool Pump - DLC | DRS.PX.UTN._.CI_.Smart Thermostats | DRS.PX.UTN._.CI_.3 Party | DRS.PX.UTN._.CI_.Water Heater - DLC | DRS.PX.UTN._.IRR.Irrigation DLC | DRS.PX.YAK._.RES.Battery DLC | DRS.PX.YAK._.RES.EV DLC | DRS.PX.YAK._.RES.Grid Interactive Water Htr | DRS.PX.YAK._.RES.Home Energy Mgmt Sys | DRS.PX.YAK._.RES.HVAC - DLC | DRS.PX.YAK._.RES.Pool Pump - DLC | DRS.PX.YAK._.RES.Smart Thermostats | DRS.PX.YAK._.RES.Water Heater - DLC | DRS.PX.YAK._.CI_.Battery DLC | DRS.PX.YAK._.CI_.Grid Interactive Water Htr | DRS.PX.YAK._.CI_.HVAC - DLC | DRS.PX.YAK._.CI_.Pool Pump - DLC | DRS.PX.YAK._.CI_.Smart Thermostats | DRS.PX.YAK._.CI_.3 Party | DRS.PX.YAK._.CI_.Water Heater - DLC | DRS.PX.YAK._.IRR.Irrigation DLC | DRS.PX.WYC._.RES.Battery DLC | DRS.PX.WYC._.RES.EV DLC | DRS.PX.WYC._.RES.Grid Interactive Water Htr | DRS.PX.WYC._.RES.Home Energy Mgmt Sys | DRS.PX.WYC._.RES.HVAC - DLC | DRS.PX.WYC._.RES.Pool Pump - DLC | DRS.PX.WYC._.RES.Water Heater - DLC | DRS.PX.WYC._.CI_.Battery DLC | DRS.PX.WYC._.CI_.Grid Interactive Water Htr | DRS.PX.WYC._.CI_.HVAC - DLC | DRS.PX.WYC._.CI_.Pool Pump - DLC | DRS.PX.WYC._.CI_.Smart Thermostats | DRS.PX.WYC._.CI_.3 Party | DRS.PX.WYC._.CI_.Water Heater - DLC | DRS.PX.WYC._.IRR.Irrigation DLC | DRW.PX.NCA._.RES.Battery DLC | DRW.PX.NCA._.RES.EV DLC | DRW.PX.NCA._.RES.Grid Interactive Water Htr | DRW.PX.NCA._.RES.Home Energy Mgmt Sys | DRW.PX.NCA._.RES.HVAC - DLC | DRW.PX.NCA._.RES.Pool Pump - DLC | DRW.PX.NCA._.RES.Smart Thermostats | DRW.PX.NCA._.RES.Water Heater - DLC | DRW.PX.NCA._.CI_.Battery DLC | DRW.PX.NCA._.CI_.Grid Interactive Water Htr | DRW.PX.NCA._.CI_.HVAC - DLC | DRW.PX.NCA._.CI_.Pool Pump - DLC | DRW.PX.NCA._.CI_.Smart Thermostats | DRW.PX.NCA._.CI_.3 Party | DRW.PX.NCA._.CI_.Water Heater - DLC | DRW.PX.GOE._.RES.Battery DLC | DRW.PX.GOE._.RES.EV DLC | DRW.PX.GOE._.RES.Grid Interactive Water Htr | DRW.PX.GOE._.RES.Home Energy Mgmt Sys | DRW.PX.GOE._.RES.HVAC - DLC | DRW.PX.GOE._.RES.Pool Pump - DLC | DRW.PX.GOE._.RES.Water Heater - DLC | DRW.PX.GOE._.CI_.Battery DLC | DRW.PX.GOE._.CI_.Grid Interactive Water Htr | DRW.PX.GOE._.CI_.HVAC - DLC | DRW.PX.GOE._.CI_.Pool Pump - DLC | DRW.PX.GOE._.CI_.Smart Thermostats | DRW.PX.GOE._.CI_.3 Party | DRW.PX.GOE._.CI_.Water Heater - DLC | DRW.PX.SOR._.RES.Battery DLC | DRW.PX.SOR._.RES.EV DLC | DRW.PX.SOR._.RES.Grid Interactive Water Htr | DRW.PX.SOR._.RES.Home Energy Mgmt Sys | DRW.PX.SOR._.RES.HVAC - DLC | DRW.PX.SOR._.RES.Pool Pump - DLC | DRW.PX.SOR._.RES.Smart Thermostats | DRW.PX.SOR._.RES.Water Heater - DLC | DRW.PX.SOR._.CI_.Battery DLC | DRW.PX.SOR._.CI_.Grid Interactive Water Htr | DRW.PX.SOR._.CI_.HVAC - DLC | DRW.PX.SOR._.CI_.Pool Pump - DLC | DRW.PX.SOR._.CI_.Smart Thermostats | DRW.PX.SOR._.CI_.3 Party | DRW.PX.SOR._.CI_.Water Heater - DLC | DRW.PX.UTN._.RES.Battery DLC | DRW.PX.UTN._.RES.EV DLC | DRW.PX.UTN._.RES.Grid Interactive Water Htr | DRW.PX.UTN._.RES.Home Energy Mgmt Sys | DRW.PX.UTN._.RES.HVAC - DLC | DRW.PX.UTN._.RES.Pool Pump - DLC | DRW.PX.UTN._.RES.Water Heater - DLC | DRW.PX.UTN._.CI_.Battery DLC | DRW.PX.UTN._.CI_.Grid Interactive Water Htr | DRW.PX.UTN._.CI_.HVAC - DLC | DRW.PX.UTN._.CI_.Pool Pump - DLC | DRW.PX.UTN._.CI_.Smart Thermostats | DRW.PX.UTN._.CI_.3 Party | DRW.PX.UTN._.CI_.Water Heater - DLC | DRW.PX.YAK._.RES.Battery DLC | DRW.PX.YAK._.RES.EV DLC | DRW.PX.YAK._.RES.Grid Interactive Water Htr | DRW.PX.YAK._.RES.Home Energy Mgmt Sys | DRW.PX.YAK._.RES.HVAC - DLC | DRW.PX.YAK._.RES.Pool Pump - DLC | DRW.PX.YAK._.RES.Smart Thermostats | DRW.PX.YAK._.RES.Water Heater - DLC | DRW.PX.YAK._.CI_.Battery DLC | DRW.PX.YAK._.CI_.Grid Interactive Water Htr | DRW.PX.YAK._.CI_.HVAC - DLC | DRW.PX.YAK._.CI_.Pool Pump - DLC | DRW.PX.YAK._.CI_.Smart Thermostats | DRW.PX.YAK._.CI_.3 Party | DRW.PX.YAK._.CI_.Water Heater - DLC | DRW.PX.WYC._.RES.Battery DLC | DRW.PX.WYC._.RES.EV DLC | DRW.PX.WYC._.RES.Grid Interactive Water Htr | DRW.PX.WYC._.RES.Home Energy Mgmt Sys | DRW.PX.WYC._.RES.HVAC - DLC | DRW.PX.WYC._.RES.Pool Pump - DLC | DRW.PX.WYC._.RES.Water Heater - DLC | DRW.PX.WYC._.CI_.Battery DLC | DRW.PX.WYC._.CI_.Grid Interactive Water Htr | DRW.PX.WYC._.CI_.HVAC - DLC | DRW.PX.WYC._.CI_.Pool Pump - DLC | DRW.PX.WYC._.CI_.Smart Thermostats | DRW.PX.WYC._.CI_.3 Party | DRW.PX.WYC._.CI_.Water Heater - DLC
2021 | 0 | 0 | 0 | 0 | 0 | 0 | 0 | 0 | 0 | 0 | 0 | 0 | 0 | 0 | 0 | 0 | 0 | 0 | 0 | 0 | 0 | 0 | 0 | 0 | 0 | 0 | 0 | 0 | 0 | 0 | 0 | 0 | 0 | 0 | 0 | 0 | 0 | 0 | 0 | 0 | 0 | 0 | 0 | 0 | 0 | 0 | 0 | 0 | 0 | 0 | 0 | 0 | 0 | 0 | 0 | 0 | 0 | 0 | 0 | 0 | 0 | 0 | 0 | 0 | 0 | 0 | 0 | 0 | 0 | 0 | 0 | 0 | 0 | 0 | 0 | 0 | 0 | 0 | 0 | 0 | 0 | 0 | 0 | 0 | 0 | 0 | 0 | 0 | 0 | 0 | 0 | 0 | 0 | 0 | 0 | 0 | 0 | 0 | 0 | 0 | 0 | 0 | 0 | 0 | 0 | 0 | 0 | 0 | 0 | 0 | 0 | 0 | 0 | 0 | 0 | 0 | 0 | 0 | 0 | 0 | 0 | 0 | 0 | 0 | 0 | 0 | 0 | 0 | 0 | 0 | 0 | 0 | 0 | 0 | 0 | 0 | 0 | 0 | 0 | 0 | 0 | 0 | 0 | 0 | 0 | 0 | 0 | 0 | 0 | 0 | 0 | 0 | 0 | 0 | 0 | 0 | 0 | 0 | 0 | 0 | 0 | 0 | 0 | 0 | 0 | 0 | 0 | 0 | 0 | 0 | 0 | 0 | 0 | 0 | 0 | 0 | 0 | 0 | 0 | 0
2022 | 0 | 0 | 0 | 0 | 0 | 0 | 0 | 0 | 0 | 0 | 0 | 0 | 0 | 0 | 0 | 0 | 0 | 0 | 0 | 0 | 0 | 0 | 0 | 0 | 0 | 0 | 0 | 0 | 0 | 0 | 0 | 0 | 0 | 0 | 0 | 0 | 0 | 0 | 0 | 0 | 0 | 0 | 0 | 0 | 0 | 0 | 0 | 0 | 0 | 0 | 0 | 0 | 0 | 0 | 0 | 0 | 0 | 0 | 0 | 0 | 0 | 0 | 0 | 0 | 0 | 0 | 0 | 0 | 0 | 0 | 0 | 0 | 0 | 0 | 0 | 0 | 0 | 0 | 0 | 0 | 0 | 0 | 0 | 0 | 0 | 0 | 0 | 0 | 0 | 0 | 0 | 0 | 0 | 0 | 0 | 0 | 0 | 0 | 0 | 0 | 0 | 0 | 0 | 0 | 0 | 0 | 0 | 0 | 0 | 0 | 0 | 0 | 0 | 0 | 0 | 0 | 0 | 0 | 0 | 0 | 0 | 0 | 0 | 0 | 0 | 0 | 0 | 0 | 0 | 0 | 0 | 0 | 0 | 0 | 0 | 0 | 0 | 0 | 0 | 0 | 0 | 0 | 0 | 0 | 0 | 0 | 0 | 0 | 0 | 0 | 0 | 0 | 0 | 0 | 0 | 0 | 0 | 0 | 0 | 0 | 0 | 0 | 0 | 0 | 0 | 0 | 0 | 0 | 0 | 0 | 0 | 0 | 0 | 0 | 0 | 0 | 0 | 0 | 0 | 0
2023 | 0 | 1 | 5 | 2 | 42 | 0 | 0 | 34 | 50 | 0 | 10 | 0 | 14 | 0 | 4 | 49 | 0 | 2 | 6 | 1 | 78 | 0 | 37 | 20 | 1 | 18 | 0 | 38 | 0 | 6 | 0 | 0 | 21 | 316 | 80 | 753 | 4 | 0 | 0 | 222 | 49 | 172 | 0 | 214 | 0 | 43 | 0 | 0 | 174 | 35 | 11 | 33 | 4 | 185 | 289 | 17 | 501 | 1 | 253 | 0 | 121 | 618 | 0 | 4 | 95 | 27 | 234 | 1 | 0 | 0 | 31 | 12 | 43 | 0 | 64 | 0 | 11 | 0 | 0 | 3 | 7 | 1 | 91 | 0 | 47 | 23 | 2 | 52 | 0 | 79 | 0 | 16 | 18 | 0 | 1 | 11 | 1 | 105 | 0 | 0 | 77 | 50 | 1 | 2 | 0 | 4 | 0 | 6 | 0 | 2 | 14 | 1 | 204 | 0 | 84 | 20 | 2 | 16 | 0 | 6 | 0 | 12 | 0 | 22 | 732 | 40 | 1864 | 4 | 0 | 0 | 222 | 90 | 68 | 0 | 109 | 0 | 83 | 0 | 183 | 80 | 10 | 1595 | 4 | 420 | 289 | 23 | 270 | 1 | 92 | 0 | 176 | 0 | 5 | 219 | 12 | 896 | 1 | 0 | 0 | 31 | 24 | 16 | 0 | 20 | 0 | 22 | 0 | 3 | 16 | 1 | 198 | 0 | 105 | 23 | 3 | 46 | 0 | 16 | 0 | 26
2024 | 0 | 2 | 15 | 5 | 74 | 0 | 0 | 66 | 120 | 1 | 17 | 0 | 26 | 0 | 6 | 108 | 0 | 5 | 19 | 2 | 173 | 0 | 72 | 61 | 3 | 30 | 0 | 68 | 0 | 9 | 857 | 0 | 59 | 737 | 185 | 1289 | 10 | 0 | 0 | 488 | 97 | 299 | 1 | 409 | 0 | 61 | 0 | 0 | 480 | 111 | 26 | 660 | 10 | 374 | 694 | 46 | 501 | 3 | 492 | 0 | 175 | 691 | 0 | 12 | 221 | 63 | 415 | 2 | 0 | 0 | 63 | 23 | 68 | 0 | 113 | 0 | 15 | 0 | 0 | 8 | 21 | 3 | 175 | 0 | 89 | 59 | 6 | 80 | 0 | 128 | 0 | 24 | 34 | 0 | 2 | 34 | 3 | 224 | 0 | 0 | 138 | 120 | 2 | 4 | 0 | 9 | 0 | 11 | 0 | 5 | 42 | 2 | 412 | 0 | 152 | 61 | 5 | 31 | 0 | 13 | 0 | 21 | 0 | 56 | 1611 | 106 | 3917 | 9 | 0 | 0 | 488 | 203 | 140 | 1 | 240 | 0 | 143 | 0 | 462 | 245 | 25 | 3475 | 9 | 798 | 694 | 74 | 556 | 3 | 221 | 0 | 327 | 0 | 12 | 482 | 31 | 1878 | 2 | 0 | 0 | 63 | 54 | 33 | 0 | 44 | 0 | 38 | 0 | 8 | 47 | 3 | 407 | 0 | 187 | 59 | 9 | 89 | 1 | 33 | 0 | 45
2025 | 0 | 2 | 23 | 6 | 74 | 0 | 0 | 66 | 158 | 2 | 18 | 0 | 32 | 0 | 7 | 109 | 0 | 6 | 28 | 3 | 173 | 0 | 72 | 85 | 5 | 36 | 0 | 90 | 0 | 11 | 1014 | 0 | 78 | 824 | 244 | 1289 | 12 | 0 | 0 | 537 | 148 | 333 | 2 | 510 | 0 | 69 | 0 | 0 | 656 | 171 | 33 | 878 | 12 | 374 | 840 | 93 | 617 | 5 | 615 | 0 | 219 | 712 | 0 | 16 | 247 | 85 | 415 | 2 | 0 | 0 | 64 | 37 | 82 | 0 | 151 | 0 | 18 | 0 | 0 | 10 | 31 | 4 | 184 | 0 | 89 | 89 | 11 | 98 | 0 | 178 | 0 | 28 | 36 | 0 | 2 | 54 | 4 | 224 | 0 | 0 | 138 | 158 | 3 | 4 | 0 | 10 | 0 | 11 | 0 | 6 | 67 | 2 | 412 | 0 | 152 | 85 | 9 | 33 | 0 | 15 | 0 | 21 | 0 | 76 | 1936 | 128 | 3917 | 11 | 0 | 0 | 537 | 261 | 143 | 1 | 269 | 0 | 143 | 0 | 643 | 401 | 32 | 3475 | 11 | 798 | 840 | 126 | 556 | 5 | 230 | 0 | 327 | 0 | 16 | 579 | 39 | 1878 | 2 | 0 | 0 | 64 | 70 | 33 | 0 | 48 | 0 | 38 | 0 | 10 | 74 | 4 | 407 | 0 | 187 | 89 | 16 | 93 | 1 | 38 | 0 | 45
2026 | 0 | 2 | 32 | 8 | 74 | 0 | 0 | 66 | 189 | 3 | 18 | 0 | 32 | 0 | 7 | 109 | 0 | 7 | 39 | 4 | 173 | 0 | 72 | 132 | 7 | 36 | 0 | 90 | 0 | 11 | 1014 | 0 | 100 | 927 | 316 | 1289 | 14 | 0 | 0 | 583 | 168 | 333 | 2 | 510 | 0 | 69 | 0 | 0 | 876 | 245 | 42 | 934 | 13 | 374 | 996 | 132 | 617 | 6 | 651 | 0 | 219 | 712 | 0 | 21 | 278 | 105 | 415 | 2 | 0 | 0 | 66 | 42 | 82 | 0 | 151 | 0 | 18 | 0 | 0 | 12 | 43 | 5 | 184 | 0 | 89 | 145 | 15 | 98 | 0 | 179 | 0 | 28 | 36 | 0 | 2 | 76 | 5 | 224 | 0 | 0 | 138 | 189 | 5 | 4 | 0 | 10 | 0 | 11 | 0 | 7 | 94 | 2 | 412 | 0 | 152 | 132 | 13 | 33 | 0 | 15 | 0 | 21 | 0 | 100 | 2206 | 162 | 3917 | 13 | 0 | 0 | 583 | 309 | 143 | 1 | 271 | 0 | 143 | 0 | 879 | 582 | 40 | 3475 | 13 | 798 | 996 | 185 | 556 | 7 | 230 | 0 | 327 | 0 | 21 | 660 | 49 | 1878 | 2 | 0 | 0 | 66 | 83 | 33 | 0 | 51 | 0 | 38 | 0 | 12 | 104 | 5 | 407 | 0 | 187 | 145 | 24 | 93 | 1 | 41 | 0 | 45
2027 | 0 | 2 | 42 | 10 | 74 | 0 | 0 | 66 | 227 | 5 | 18 | 0 | 36 | 0 | 7 | 109 | 0 | 8 | 51 | 5 | 177 | 0 | 72 | 194 | 10 | 38 | 0 | 101 | 0 | 11 | 1015 | 0 | 128 | 1007 | 405 | 1289 | 16 | 0 | 0 | 638 | 211 | 343 | 2 | 573 | 0 | 69 | 0 | 0 | 1144 | 326 | 51 | 1028 | 14 | 374 | 1204 | 197 | 650 | 8 | 730 | 0 | 220 | 714 | 0 | 27 | 302 | 133 | 415 | 2 | 0 | 0 | 68 | 54 | 82 | 0 | 166 | 0 | 18 | 0 | 0 | 14 | 56 | 6 | 195 | 0 | 89 | 201 | 22 | 101 | 0 | 199 | 0 | 28 | 37 | 0 | 2 | 101 | 6 | 224 | 0 | 0 | 138 | 227 | 7 | 4 | 0 | 10 | 0 | 11 | 0 | 8 | 124 | 3 | 412 | 0 | 152 | 194 | 17 | 33 | 0 | 16 | 0 | 21 | 0 | 128 | 2465 | 195 | 3917 | 15 | 0 | 0 | 638 | 355 | 143 | 1 | 276 | 0 | 143 | 0 | 1154 | 794 | 48 | 3520 | 15 | 798 | 1204 | 253 | 556 | 9 | 239 | 0 | 327 | 0 | 27 | 737 | 61 | 1878 | 2 | 0 | 0 | 68 | 96 | 33 | 0 | 54 | 0 | 38 | 0 | 14 | 137 | 6 | 413 | 0 | 187 | 201 | 33 | 93 | 1 | 44 | 0 | 45
2028 | 0 | 2 | 52 | 12 | 74 | 0 | 0 | 66 | 279 | 7 | 19 | 0 | 40 | 0 | 7 | 111 | 0 | 10 | 63 | 6 | 184 | 0 | 72 | 266 | 13 | 39 | 0 | 112 | 0 | 11 | 1263 | 0 | 166 | 1078 | 511 | 1289 | 18 | 0 | 0 | 691 | 240 | 359 | 2 | 648 | 0 | 69 | 0 | 0 | 1505 | 412 | 61 | 1433 | 16 | 374 | 1568 | 264 | 662 | 10 | 804 | 0 | 220 | 714 | 0 | 35 | 323 | 164 | 415 | 2 | 0 | 0 | 77 | 62 | 89 | 0 | 196 | 0 | 18 | 0 | 0 | 16 | 68 | 7 | 195 | 0 | 89 | 257 | 29 | 101 | 0 | 211 | 0 | 28 | 37 | 0 | 2 | 128 | 7 | 224 | 0 | 0 | 138 | 279 | 10 | 4 | 0 | 11 | 0 | 11 | 0 | 9 | 156 | 4 | 413 | 0 | 152 | 266 | 23 | 34 | 0 | 17 | 0 | 21 | 0 | 163 | 2692 | 238 | 3917 | 17 | 0 | 0 | 691 | 423 | 150 | 1 | 304 | 0 | 143 | 0 | 1495 | 1025 | 56 | 3520 | 17 | 798 | 1568 | 351 | 588 | 11 | 263 | 0 | 327 | 0 | 35 | 805 | 72 | 1878 | 2 | 0 | 0 | 77 | 116 | 33 | 0 | 55 | 0 | 38 | 0 | 16 | 170 | 7 | 413 | 0 | 187 | 257 | 45 | 95 | 1 | 47 | 0 | 45
2029 | 0 | 2 | 65 | 12 | 74 | 0 | 0 | 66 | 326 | 8 | 19 | 0 | 40 | 0 | 7 | 115 | 0 | 12 | 78 | 7 | 193 | 0 | 72 | 332 | 15 | 39 | 0 | 112 | 0 | 11 | 1663 | 0 | 210 | 1180 | 535 | 1289 | 20 | 0 | 0 | 749 | 240 | 359 | 2 | 648 | 0 | 69 | 0 | 0 | 1702 | 515 | 71 | 1626 | 18 | 374 | 2146 | 300 | 662 | 12 | 804 | 0 | 220 | 765 | 0 | 44 | 353 | 191 | 415 | 2 | 0 | 0 | 89 | 62 | 89 | 0 | 196 | 0 | 18 | 0 | 0 | 18 | 82 | 8 | 195 | 0 | 89 | 306 | 33 | 101 | 0 | 211 | 0 | 28 | 37 | 0 | 2 | 155 | 9 | 235 | 0 | 0 | 138 | 326 | 11 | 4 | 0 | 11 | 0 | 11 | 0 | 10 | 188 | 5 | 435 | 0 | 152 | 332 | 25 | 34 | 0 | 17 | 0 | 21 | 0 | 203 | 2859 | 295 | 3978 | 18 | 0 | 0 | 749 | 423 | 150 | 1 | 304 | 0 | 143 | 0 | 1665 | 1260 | 65 | 3736 | 18 | 798 | 2146 | 396 | 631 | 13 | 295 | 0 | 327 | 0 | 44 | 855 | 88 | 1878 | 2 | 0 | 0 | 89 | 116 | 33 | 0 | 55 | 0 | 38 | 0 | 18 | 201 | 8 | 423 | 0 | 187 | 306 | 50 | 95 | 1 | 47 | 0 | 45
2030 | 0 | 2 | 75 | 14 | 74 | 0 | 0 | 66 | 387 | 10 | 19 | 0 | 40 | 0 | 7 | 115 | 0 | 14 | 90 | 8 | 193 | 0 | 72 | 394 | 18 | 39 | 0 | 112 | 0 | 11 | 1663 | 0 | 260 | 1217 | 631 | 1289 | 21 | 0 | 0 | 795 | 257 | 359 | 2 | 648 | 0 | 69 | 0 | 0 | 1847 | 608 | 80 | 1787 | 19 | 374 | 2665 | 365 | 662 | 14 | 804 | 0 | 220 | 765 | 0 | 55 | 364 | 214 | 415 | 2 | 0 | 0 | 108 | 66 | 89 | 0 | 199 | 0 | 18 | 0 | 0 | 20 | 93 | 9 | 195 | 0 | 89 | 343 | 40 | 101 | 0 | 212 | 0 | 28 | 37 | 0 | 2 | 188 | 10 | 235 | 0 | 0 | 138 | 387 | 14 | 4 | 0 | 12 | 0 | 11 | 0 | 11 | 227 | 5 | 435 | 0 | 152 | 394 | 32 | 36 | 0 | 18 | 0 | 21 | 0 | 251 | 3104 | 318 | 3978 | 19 | 0 | 0 | 795 | 479 | 155 | 2 | 327 | 0 | 143 | 0 | 1807 | 1566 | 72 | 3736 | 19 | 798 | 2665 | 503 | 643 | 16 | 307 | 0 | 327 | 0 | 55 | 928 | 96 | 1878 | 2 | 0 | 0 | 108 | 132 | 34 | 0 | 58 | 0 | 38 | 0 | 20 | 239 | 9 | 423 | 0 | 187 | 343 | 63 | 98 | 1 | 50 | 0 | 45
2031 | 0 | 3 | 84 | 15 | 74 | 0 | 0 | 66 | 455 | 12 | 19 | 0 | 41 | 0 | 7 | 115 | 0 | 16 | 101 | 8 | 193 | 0 | 72 | 458 | 22 | 39 | 0 | 112 | 0 | 11 | 1726 | 0 | 319 | 1233 | 702 | 1289 | 22 | 0 | 0 | 911 | 284 | 359 | 3 | 670 | 0 | 69 | 0 | 0 | 2009 | 702 | 87 | 1981 | 20 | 374 | 3309 | 445 | 662 | 17 | 826 | 0 | 220 | 765 | 0 | 67 | 369 | 240 | 415 | 2 | 0 | 0 | 134 | 73 | 89 | 0 | 207 | 0 | 18 | 0 | 0 | 23 | 103 | 10 | 206 | 0 | 89 | 383 | 48 | 101 | 0 | 213 | 0 | 28 | 38 | 0 | 3 | 219 | 10 | 235 | 0 | 0 | 138 | 455 | 16 | 4 | 0 | 12 | 0 | 11 | 0 | 13 | 264 | 5 | 437 | 0 | 152 | 458 | 38 | 36 | 0 | 18 | 0 | 21 | 0 | 310 | 3268 | 331 | 3978 | 21 | 0 | 0 | 911 | 514 | 155 | 3 | 335 | 0 | 143 | 0 | 1979 | 1880 | 77 | 3777 | 21 | 798 | 3309 | 599 | 643 | 18 | 307 | 0 | 327 | 0 | 68 | 977 | 101 | 1878 | 2 | 0 | 0 | 134 | 142 | 34 | 0 | 59 | 0 | 38 | 0 | 23 | 275 | 10 | 423 | 0 | 187 | 383 | 75 | 99 | 1 | 52 | 0 | 45
2032 | 0 | 3 | 94 | 16 | 74 | 0 | 0 | 66 | 532 | 13 | 19 | 0 | 41 | 0 | 7 | 115 | 0 | 18 | 113 | 8 | 201 | 0 | 72 | 532 | 25 | 39 | 0 | 112 | 0 | 11 | 1726 | 0 | 381 | 1251 | 765 | 1289 | 23 | 0 | 0 | 1115 | 291 | 359 | 3 | 670 | 0 | 69 | 0 | 0 | 2149 | 807 | 92 | 1981 | 21 | 374 | 3815 | 506 | 662 | 19 | 826 | 0 | 220 | 765 | 0 | 80 | 375 | 240 | 415 | 2 | 0 | 0 | 188 | 74 | 89 | 0 | 207 | 0 | 18 | 0 | 0 | 25 | 113 | 10 | 208 | 0 | 89 | 414 | 55 | 101 | 0 | 213 | 0 | 28 | 38 | 0 | 4 | 249 | 11 | 236 | 0 | 0 | 138 | 532 | 18 | 4 | 0 | 12 | 0 | 11 | 0 | 15 | 301 | 5 | 443 | 0 | 152 | 532 | 44 | 36 | 0 | 18 | 0 | 21 | 0 | 374 | 3395 | 353 | 3978 | 22 | 0 | 0 | 1115 | 538 | 155 | 3 | 335 | 0 | 143 | 0 | 2140 | 2216 | 81 | 3854 | 22 | 798 | 3815 | 690 | 643 | 20 | 307 | 0 | 327 | 0 | 82 | 1015 | 106 | 1878 | 2 | 0 | 0 | 188 | 149 | 34 | 0 | 61 | 0 | 38 | 0 | 26 | 310 | 10 | 423 | 0 | 187 | 414 | 86 | 99 | 1 | 52 | 0 | 45
2033 | 0 | 3 | 101 | 17 | 76 | 0 | 0 | 66 | 618 | 16 | 19 | 0 | 42 | 0 | 7 | 115 | 0 | 19 | 121 | 8 | 201 | 0 | 72 | 601 | 31 | 40 | 0 | 115 | 0 | 11 | 1726 | 0 | 442 | 1251 | 836 | 1289 | 23 | 0 | 0 | 1319 | 328 | 359 | 4 | 684 | 0 | 69 | 0 | 0 | 2254 | 894 | 95 | 2037 | 21 | 374 | 4297 | 621 | 678 | 22 | 852 | 0 | 220 | 765 | 0 | 93 | 375 | 268 | 415 | 2 | 0 | 0 | 232 | 84 | 91 | 0 | 214 | 0 | 18 | 0 | 0 | 27 | 120 | 10 | 212 | 0 | 89 | 446 | 67 | 108 | 0 | 228 | 0 | 28 | 40 | 0 | 5 | 280 | 11 | 236 | 0 | 0 | 138 | 618 | 20 | 4 | 0 | 12 | 0 | 11 | 0 | 17 | 339 | 5 | 443 | 0 | 152 | 601 | 50 | 36 | 0 | 18 | 0 | 21 | 0 | 451 | 3510 | 353 | 3978 | 23 | 0 | 0 | 1319 | 556 | 155 | 3 | 335 | 0 | 143 | 0 | 2328 | 2589 | 84 | 3854 | 23 | 798 | 4297 | 776 | 643 | 22 | 307 | 0 | 327 | 0 | 99 | 1050 | 107 | 1878 | 2 | 0 | 0 | 232 | 154 | 34 | 0 | 61 | 0 | 38 | 0 | 29 | 345 | 10 | 432 | 0 | 187 | 446 | 97 | 99 | 1 | 53 | 0 | 45
2034 | 0 | 4 | 109 | 17 | 76 | 0 | 0 | 66 | 684 | 16 | 19 | 0 | 42 | 0 | 7 | 115 | 0 | 21 | 131 | 8 | 201 | 0 | 72 | 673 | 32 | 40 | 0 | 115 | 0 | 11 | 1726 | 0 | 517 | 1251 | 854 | 1289 | 24 | 0 | 0 | 1523 | 328 | 359 | 4 | 684 | 0 | 69 | 0 | 0 | 2403 | 1008 | 97 | 2097 | 22 | 374 | 4782 | 634 | 678 | 23 | 852 | 0 | 220 | 765 | 0 | 109 | 375 | 279 | 415 | 2 | 0 | 0 | 281 | 84 | 91 | 0 | 214 | 0 | 18 | 0 | 0 | 30 | 129 | 10 | 212 | 0 | 89 | 479 | 69 | 108 | 0 | 228 | 0 | 28 | 40 | 0 | 6 | 308 | 11 | 237 | 0 | 0 | 138 | 684 | 22 | 4 | 0 | 12 | 0 | 11 | 0 | 19 | 374 | 5 | 463 | 0 | 152 | 673 | 54 | 37 | 0 | 19 | 0 | 21 | 0 | 535 | 3568 | 360 | 3985 | 24 | 0 | 0 | 1523 | 560 | 155 | 3 | 342 | 0 | 143 | 0 | 2518 | 2963 | 85 | 3913 | 24 | 798 | 4782 | 849 | 657 | 23 | 321 | 0 | 327 | 0 | 117 | 1067 | 107 | 1878 | 2 | 0 | 0 | 281 | 155 | 34 | 0 | 61 | 0 | 38 | 0 | 32 | 376 | 10 | 433 | 0 | 187 | 479 | 106 | 99 | 1 | 53 | 0 | 45
2035 | 0 | 5 | 119 | 17 | 76 | 0 | 0 | 66 | 793 | 17 | 19 | 0 | 42 | 0 | 7 | 127 | 0 | 24 | 143 | 8 | 223 | 0 | 72 | 738 | 34 | 40 | 0 | 115 | 0 | 11 | 2948 | 0 | 627 | 1266 | 854 | 1289 | 26 | 0 | 0 | 1724 | 330 | 359 | 4 | 684 | 0 | 69 | 0 | 0 | 2677 | 1145 | 98 | 2999 | 24 | 374 | 5227 | 682 | 678 | 24 | 852 | 0 | 220 | 885 | 0 | 132 | 380 | 282 | 415 | 3 | 0 | 0 | 322 | 84 | 91 | 0 | 214 | 0 | 18 | 0 | 0 | 34 | 140 | 10 | 212 | 0 | 89 | 514 | 75 | 108 | 0 | 228 | 0 | 28 | 40 | 0 | 6 | 329 | 12 | 253 | 0 | 0 | 138 | 793 | 24 | 4 | 0 | 12 | 0 | 11 | 0 | 21 | 400 | 5 | 479 | 0 | 152 | 738 | 55 | 37 | 0 | 19 | 0 | 21 | 0 | 607 | 3568 | 386 | 4222 | 24 | 0 | 0 | 1724 | 560 | 155 | 3 | 347 | 0 | 143 | 0 | 2622 | 3297 | 86 | 4216 | 24 | 798 | 5227 | 899 | 720 | 24 | 361 | 0 | 327 | 0 | 133 | 1067 | 114 | 1987 | 2 | 0 | 0 | 322 | 155 | 34 | 0 | 62 | 0 | 38 | 0 | 34 | 398 | 10 | 442 | 0 | 187 | 514 | 110 | 99 | 1 | 53 | 0 | 45
2036 | 0 | 6 | 120 | 18 | 79 | 0 | 0 | 66 | 882 | 17 | 19 | 0 | 42 | 0 | 7 | 127 | 0 | 26 | 144 | 8 | 229 | 0 | 72 | 788 | 34 | 40 | 0 | 115 | 0 | 11 | 2948 | 0 | 722 | 1266 | 909 | 1326 | 27 | 0 | 0 | 1888 | 330 | 359 | 4 | 684 | 0 | 69 | 0 | 0 | 2847 | 1205 | 99 | 3103 | 25 | 374 | 5657 | 682 | 678 | 24 | 852 | 0 | 220 | 885 | 0 | 152 | 380 | 284 | 415 | 3 | 0 | 0 | 371 | 84 | 91 | 0 | 214 | 0 | 18 | 0 | 0 | 37 | 140 | 10 | 212 | 0 | 89 | 554 | 75 | 108 | 0 | 228 | 0 | 28 | 40 | 0 | 7 | 349 | 12 | 253 | 0 | 0 | 138 | 882 | 25 | 4 | 0 | 12 | 0 | 11 | 0 | 23 | 426 | 5 | 479 | 0 | 152 | 788 | 57 | 39 | 0 | 20 | 0 | 21 | 0 | 698 | 3715 | 386 | 4222 | 25 | 0 | 0 | 1888 | 568 | 159 | 3 | 361 | 0 | 143 | 0 | 2788 | 3655 | 86 | 4216 | 25 | 798 | 5657 | 925 | 720 | 25 | 361 | 0 | 327 | 0 | 153 | 1111 | 114 | 1987 | 2 | 0 | 0 | 371 | 157 | 35 | 0 | 64 | 0 | 38 | 0 | 37 | 420 | 10 | 442 | 0 | 187 | 554 | 114 | 99 | 1 | 54 | 0 | 45
2037 | 0 | 6 | 120 | 18 | 79 | 0 | 0 | 66 | 1028 | 18 | 19 | 0 | 42 | 0 | 7 | 127 | 0 | 28 | 144 | 8 | 229 | 0 | 72 | 846 | 36 | 41 | 0 | 117 | 0 | 11 | 2948 | 0 | 812 | 1266 | 930 | 1340 | 27 | 0 | 0 | 2056 | 351 | 371 | 4 | 698 | 0 | 69 | 0 | 0 | 2976 | 1226 | 100 | 3318 | 25 | 377 | 6050 | 719 | 754 | 26 | 892 | 0 | 223 | 885 | 0 | 171 | 380 | 285 | 416 | 3 | 0 | 0 | 409 | 90 | 94 | 0 | 218 | 0 | 18 | 0 | 0 | 40 | 140 | 10 | 220 | 0 | 89 | 585 | 79 | 114 | 0 | 234 | 0 | 28 | 40 | 0 | 8 | 353 | 12 | 253 | 0 | 0 | 138 | 1028 | 26 | 4 | 0 | 12 | 0 | 11 | 0 | 25 | 432 | 5 | 484 | 0 | 153 | 846 | 63 | 39 | 0 | 20 | 0 | 21 | 0 | 807 | 3768 | 386 | 4222 | 26 | 0 | 0 | 2056 | 615 | 159 | 3 | 361 | 0 | 143 | 0 | 2993 | 3869 | 87 | 4224 | 26 | 823 | 6050 | 992 | 720 | 27 | 361 | 0 | 333 | 0 | 177 | 1127 | 114 | 1987 | 2 | 0 | 0 | 409 | 172 | 35 | 0 | 64 | 0 | 38 | 0 | 41 | 422 | 10 | 442 | 0 | 187 | 585 | 124 | 102 | 1 | 56 | 0 | 46
2038 | 0 | 7 | 120 | 18 | 80 | 0 | 0 | 66 | 1127 | 19 | 19 | 0 | 43 | 0 | 7 | 127 | 0 | 30 | 144 | 8 | 235 | 0 | 72 | 904 | 39 | 43 | 0 | 121 | 0 | 11 | 2979 | 0 | 915 | 1266 | 966 | 1367 | 27 | 0 | 0 | 2188 | 381 | 385 | 4 | 719 | 0 | 69 | 0 | 0 | 3132 | 1245 | 101 | 3483 | 25 | 379 | 6383 | 781 | 807 | 28 | 915 | 0 | 229 | 886 | 0 | 193 | 380 | 294 | 423 | 3 | 0 | 0 | 446 | 99 | 96 | 0 | 220 | 0 | 18 | 0 | 0 | 43 | 140 | 10 | 233 | 0 | 89 | 631 | 85 | 119 | 0 | 239 | 0 | 29 | 41 | 0 | 9 | 356 | 12 | 253 | 0 | 0 | 138 | 1127 | 26 | 4 | 0 | 12 | 0 | 11 | 0 | 27 | 437 | 5 | 484 | 0 | 154 | 904 | 64 | 39 | 0 | 20 | 0 | 21 | 0 | 914 | 3803 | 386 | 4222 | 26 | 0 | 0 | 2188 | 620 | 159 | 3 | 361 | 0 | 143 | 0 | 3163 | 4080 | 88 | 4314 | 26 | 848 | 6383 | 992 | 720 | 28 | 361 | 0 | 333 | 0 | 200 | 1138 | 114 | 1995 | 2 | 0 | 0 | 446 | 174 | 35 | 0 | 64 | 0 | 38 | 0 | 44 | 422 | 10 | 452 | 0 | 187 | 631 | 125 | 102 | 1 | 57 | 0 | 46
2039 | 0 | 8 | 120 | 19 | 83 | 0 | 0 | 66 | 1251 | 20 | 19 | 0 | 43 | 0 | 7 | 127 | 0 | 32 | 144 | 8 | 239 | 0 | 72 | 957 | 40 | 45 | 0 | 125 | 0 | 11 | 2979 | 0 | 1021 | 1266 | 1019 | 1407 | 27 | 0 | 0 | 2312 | 390 | 385 | 4 | 719 | 0 | 69 | 0 | 0 | 3279 | 1276 | 102 | 3485 | 25 | 383 | 6786 | 802 | 829 | 29 | 917 | 0 | 231 | 886 | 0 | 215 | 380 | 302 | 429 | 3 | 0 | 0 | 483 | 101 | 99 | 0 | 225 | 0 | 18 | 0 | 0 | 46 | 140 | 10 | 233 | 0 | 89 | 675 | 87 | 123 | 0 | 247 | 0 | 29 | 41 | 0 | 10 | 359 | 12 | 258 | 0 | 0 | 138 | 1251 | 26 | 4 | 0 | 12 | 0 | 11 | 0 | 30 | 442 | 5 | 491 | 0 | 155 | 957 | 65 | 39 | 0 | 20 | 0 | 21 | 0 | 1043 | 3839 | 392 | 4292 | 26 | 0 | 0 | 2312 | 623 | 159 | 3 | 361 | 0 | 143 | 0 | 3386 | 4307 | 88 | 4314 | 26 | 874 | 6786 | 992 | 720 | 29 | 361 | 0 | 333 | 0 | 228 | 1149 | 114 | 1996 | 2 | 0 | 0 | 483 | 175 | 35 | 0 | 64 | 0 | 38 | 0 | 48 | 423 | 10 | 455 | 0 | 187 | 675 | 126 | 102 | 1 | 57 | 0 | 46
2040 | 0 | 9 | 122 | 19 | 83 | 0 | 0 | 66 | 1445 | 20 | 19 | 0 | 43 | 0 | 7 | 127 | 0 | 35 | 147 | 8 | 254 | 0 | 72 | 1019 | 40 | 45 | 0 | 125 | 0 | 11 | 2979 | 0 | 1162 | 1285 | 1037 | 1419 | 27 | 0 | 0 | 2425 | 390 | 385 | 4 | 719 | 0 | 69 | 0 | 0 | 3511 | 1365 | 104 | 3645 | 25 | 393 | 7149 | 802 | 829 | 29 | 917 | 0 | 231 | 886 | 0 | 245 | 386 | 302 | 429 | 3 | 0 | 0 | 508 | 101 | 99 | 0 | 225 | 0 | 18 | 0 | 0 | 50 | 141 | 10 | 234 | 0 | 89 | 708 | 87 | 123 | 0 | 247 | 0 | 29 | 41 | 0 | 11 | 359 | 12 | 263 | 0 | 0 | 138 | 1445 | 26 | 4 | 0 | 12 | 0 | 11 | 0 | 33 | 442 | 5 | 523 | 0 | 155 | 1019 | 65 | 40 | 0 | 20 | 0 | 21 | 0 | 1176 | 3839 | 398 | 4364 | 26 | 0 | 0 | 2425 | 623 | 162 | 3 | 367 | 0 | 143 | 0 | 3599 | 4488 | 88 | 4523 | 26 | 895 | 7149 | 992 | 738 | 29 | 371 | 0 | 333 | 0 | 257 | 1149 | 114 | 1996 | 2 | 0 | 0 | 508 | 175 | 35 | 0 | 64 | 0 | 38 | 0 | 52 | 423 | 10 | 467 | 0 | 187 | 708 | 126 | 102 | 1 | 57 | 0 | 46
Check vs 21 IRP
2021 | 0 | 0 | 0 | 0 | 0 | 0 | 0 | 0 | 0 | 0 | 0 | 0 | 0 | 0 | 0 | 0 | 0 | 0 | 0 | 0 | 0 | 0 | 0 | 0 | 0 | 0 | 0 | 0 | 0 | 0 | 0 | 0 | 0 | 0 | 0 | 0 | 0 | 0 | 0 | 0 | 0 | 0 | 0 | 0 | 0 | 0 | 0 | 0 | 0 | 0 | 0 | 0 | 0 | 0 | 0 | 0 | 0 | 0 | 0 | 0 | 0 | 0 | 0 | 0 | 0 | 0 | 0 | 0 | 0 | 0 | 0 | 0 | 0 | 0 | 0 | 0 | 0 | 0 | 0 | 0 | 0 | 0 | 0 | 0 | 0 | 0 | 0 | 0 | 0 | 0 | 0 | 0 | 0 | 0 | 0 | 0 | 0 | 0 | 0 | 0 | 0 | 0 | 0 | 0 | 0 | 0 | 0 | 0 | 0 | 0 | 0 | 0 | 0 | 0 | 0 | 0 | 0 | 0 | 0 | 0 | 0 | 0 | 0 | 0 | 0 | 0 | 0 | 0 | 0 | 0 | 0 | 0 | 0 | 0 | 0 | 0 | 0 | 0 | 0 | 0 | 0 | 0 | 0 | 0 | 0 | 0 | 0 | 0 | 0 | 0 | 0 | 0 | 0 | 0 | 0 | 0 | 0 | 0 | 0 | 0 | 0 | 0 | 0 | 0 | 0 | 0 | 0 | 0 | 0 | 0 | 0 | 0 | 0 | 0 | 0 | 0 | 0 | 0 | 0 | 0
2022 | 0 | 0 | 0 | 0 | 0 | 0 | 0 | 0 | 0 | 0 | 0 | 0 | 0 | 0 | 0 | 0 | 0 | 0 | 0 | 0 | 0 | 0 | 0 | 0 | 0 | 0 | 0 | 0 | 0 | 0 | 0 | 0 | 0 | 0 | 0 | 0 | 0 | 0 | 0 | 0 | 0 | 0 | 0 | 0 | 0 | 0 | 0 | 0 | 0 | 0 | 0 | 0 | 0 | 0 | 0 | 0 | 0 | 0 | 0 | 0 | 0 | 0 | 0 | 0 | 0 | 0 | 0 | 0 | 0 | 0 | 0 | 0 | 0 | 0 | 0 | 0 | 0 | 0 | 0 | 0 | 0 | 0 | 0 | 0 | 0 | 0 | 0 | 0 | 0 | 0 | 0 | 0 | 0 | 0 | 0 | 0 | 0 | 0 | 0 | 0 | 0 | 0 | 0 | 0 | 0 | 0 | 0 | 0 | 0 | 0 | 0 | 0 | 0 | 0 | 0 | 0 | 0 | 0 | 0 | 0 | 0 | 0 | 0 | 0 | 0 | 0 | 0 | 0 | 0 | 0 | 0 | 0 | 0 | 0 | 0 | 0 | 0 | 0 | 0 | 0 | 0 | 0 | 0 | 0 | 0 | 0 | 0 | 0 | 0 | 0 | 0 | 0 | 0 | 0 | 0 | 0 | 0 | 0 | 0 | 0 | 0 | 0 | 0 | 0 | 0 | 0 | 0 | 0 | 0 | 0 | 0 | 0 | 0 | 0 | 0 | 0 | 0 | 0 | 0 | 0
2023 | -10 | 0 | 0 | 0 | 0 | 0 | -9 | 0 | 0 | 0 | 0 | 0 | 0 | -36 | 0 | 0 | -49 | 0 | 0 | 0 | 0 | 0 | 0 | 0 | 0 | 0 | 0 | 0 | -159 | 0 | 0 | -190 | 0 | 0 | 0 | 0 | 0 | -440 | -237 | 0 | 0 | 0 | 0 | 0 | -825 | 0 | -209 | -1173 | 0 | 0 | 0 | 0 | 0 | 0 | 0 | 0 | 0 | 0 | 0 | -2242 | 0 | 0 | -30 | 0 | 0 | 0 | 0 | 0 | -128 | -71 | 0 | 0 | 0 | 0 | 0 | -325 | 0 | -75 | -7 | 0 | 0 | 0 | 0 | 0 | 0 | 0 | 0 | 0 | 0 | 0 | -975 | 0 | 0 | -10 | 0 | 0 | 0 | 0 | 0 | -4 | 0 | 0 | 0 | 0 | 0 | 0 | -27 | 0 | -49 | 0 | 0 | 0 | 0 | 0 | 0 | 0 | 0 | 0 | 0 | 0 | -99 | 0 | -190 | 0 | 0 | 0 | 0 | 0 | -200 | -515 | 0 | 0 | 0 | 0 | 0 | -681 | 0 | -1173 | 0 | 0 | 0 | 0 | 0 | 0 | 0 | 0 | 0 | 0 | 0 | -1537 | 0 | -30 | 0 | 0 | 0 | 0 | 0 | -59 | -154 | 0 | 0 | 0 | 0 | 0 | -245 | 0 | -7 | 0 | 0 | 0 | 0 | 0 | 0 | 0 | 0 | 0 | 0 | 0 | -816 | 0
2024 | -20 | 0 | 0 | 0 | 0 | 0 | -21 | 0 | 0 | 0 | 0 | 0 | 0 | -63 | 0 | 0 | -101 | 0 | 0 | 0 | 0 | 0 | 0 | 0 | 0 | 0 | 0 | 0 | -273 | 0 | 0 | -405 | 0 | 0 | 0 | 0 | 0 | -986 | -443 | 0 | 0 | 0 | 0 | 0 | -1485 | 0 | -246 | -2387 | 0 | 0 | 0 | 0 | 0 | 0 | 0 | 0 | 0 | 0 | 0 | -3983 | 0 | 0 | -61 | 0 | 0 | 0 | 0 | 0 | -297 | -133 | 0 | 0 | 0 | 0 | 0 | -569 | 0 | -148 | -14 | 0 | 0 | 0 | 0 | 0 | 0 | 0 | 0 | 0 | 0 | 0 | -1685 | 0 | 0 | -20 | 0 | 0 | 0 | 0 | 0 | -11 | 0 | 0 | 0 | 0 | 0 | 0 | -56 | 0 | -101 | 0 | 0 | 0 | 0 | 0 | 0 | 0 | 0 | 0 | 0 | 0 | -206 | 0 | -405 | 0 | 0 | 0 | 0 | 0 | -516 | -889 | 0 | 0 | 0 | 0 | 0 | -1421 | 0 | -2387 | 0 | 0 | 0 | 0 | 0 | 0 | 0 | 0 | 0 | 0 | 0 | -3230 | 0 | -61 | 0 | 0 | 0 | 0 | 0 | -152 | -266 | 0 | 0 | 0 | 0 | 0 | -509 | 0 | -14 | 0 | 0 | 0 | 0 | 0 | 0 | 0 | 0 | 0 | 0 | 0 | -1690 | 0
2025 | -20 | 0 | 0 | 0 | 0 | 0 | -27 | 0 | 0 | 0 | 0 | 0 | 0 | -76 | 0 | 0 | -108 | 0 | 0 | 0 | 0 | 0 | 0 | 0 | 0 | 0 | 0 | 0 | -348 | 0 | 0 | -443 | 0 | 0 | 0 | 0 | 0 | -1268 | -443 | 0 | 0 | 0 | 0 | 0 | -1802 | 0 | -252 | -2436 | 0 | 0 | 0 | 0 | 0 | 0 | 0 | 0 | 0 | 0 | 0 | -4959 | 0 | 0 | -62 | 0 | 0 | 0 | 0 | 0 | -395 | -133 | 0 | 0 | 0 | 0 | 0 | -698 | 0 | -154 | -14 | 0 | 0 | 0 | 0 | 0 | 0 | 0 | 0 | 0 | 0 | 0 | -1973 | 0 | 0 | -20 | 0 | 0 | 0 | 0 | 0 | -13 | 0 | 0 | 0 | 0 | 0 | 0 | -59 | 0 | -108 | 0 | 0 | 0 | 0 | 0 | 0 | 0 | 0 | 0 | 0 | 0 | -222 | 0 | -443 | 0 | 0 | 0 | 0 | 0 | -603 | -889 | 0 | 0 | 0 | 0 | 0 | -1543 | 0 | -2436 | 0 | 0 | 0 | 0 | 0 | 0 | 0 | 0 | 0 | 0 | 0 | -3498 | 0 | -62 | 0 | 0 | 0 | 0 | 0 | -186 | -266 | 0 | 0 | 0 | 0 | 0 | -545 | 0 | -14 | 0 | 0 | 0 | 0 | 0 | 0 | 0 | 0 | 0 | 0 | 0 | -1768 | 0
2026 | -20 | 0 | 0 | 0 | 0 | 0 | -34 | 0 | 0 | 0 | 0 | 0 | 0 | -77 | 0 | 0 | -115 | 0 | 0 | 0 | 0 | 0 | 0 | 0 | 0 | 0 | 0 | 0 | -350 | 0 | 0 | -480 | 0 | 0 | 0 | 0 | 0 | -1603 | -443 | 0 | 0 | 0 | 0 | 0 | -1868 | 0 | -252 | -2494 | 0 | 0 | 0 | 0 | 0 | 0 | 0 | 0 | 0 | 0 | 0 | -5142 | 0 | 0 | -64 | 0 | 0 | 0 | 0 | 0 | -477 | -133 | 0 | 0 | 0 | 0 | 0 | -715 | 0 | -154 | -14 | 0 | 0 | 0 | 0 | 0 | 0 | 0 | 0 | 0 | 0 | 0 | -2082 | 0 | 0 | -20 | 0 | 0 | 0 | 0 | 0 | -16 | 0 | 0 | 0 | 0 | 0 | 0 | -61 | 0 | -115 | 0 | 0 | 0 | 0 | 0 | 0 | 0 | 0 | 0 | 0 | 0 | -230 | 0 | -480 | 0 | 0 | 0 | 0 | 0 | -747 | -889 | 0 | 0 | 0 | 0 | 0 | -1625 | 0 | -2494 | 0 | 0 | 0 | 0 | 0 | 0 | 0 | 0 | 0 | 0 | 0 | -3651 | 0 | -64 | 0 | 0 | 0 | 0 | 0 | -227 | -266 | 0 | 0 | 0 | 0 | 0 | -566 | 0 | -14 | 0 | 0 | 0 | 0 | 0 | 0 | 0 | 0 | 0 | 0 | 0 | -1809 | 0
2027 | -20 | 0 | 0 | 0 | 0 | 0 | -43 | 0 | 0 | 0 | 0 | 0 | 0 | -86 | 0 | 0 | -177 | 0 | 0 | 0 | 0 | 0 | 0 | 0 | 0 | 0 | 0 | 0 | -395 | 0 | 0 | -524 | 0 | 0 | 0 | 0 | 0 | -2023 | -443 | 0 | 0 | 0 | 0 | 0 | -2118 | 0 | -252 | -2557 | 0 | 0 | 0 | 0 | 0 | 0 | 0 | 0 | 0 | 0 | 0 | -5849 | 0 | 0 | -66 | 0 | 0 | 0 | 0 | 0 | -598 | -133 | 0 | 0 | 0 | 0 | 0 | -797 | 0 | -157 | -27 | 0 | 0 | 0 | 0 | 0 | 0 | 0 | 0 | 0 | 0 | 0 | -2271 | 0 | 0 | -20 | 0 | 0 | 0 | 0 | 0 | -19 | 0 | 0 | 0 | 0 | 0 | 0 | -63 | 0 | -177 | 0 | 0 | 0 | 0 | 0 | 0 | 0 | 0 | 0 | 0 | 0 | -239 | 0 | -524 | 0 | 0 | 0 | 0 | 0 | -881 | -889 | 0 | 0 | 0 | 0 | 0 | -1721 | 0 | -2557 | 0 | 0 | 0 | 0 | 0 | 0 | 0 | 0 | 0 | 0 | 0 | -3822 | 0 | -66 | 0 | 0 | 0 | 0 | 0 | -277 | -266 | 0 | 0 | 0 | 0 | 0 | -591 | 0 | -27 | 0 | 0 | 0 | 0 | 0 | 0 | 0 | 0 | 0 | 0 | 0 | -1832 | 0
2028 | -25 | 0 | 0 | 0 | 0 | 0 | -53 | 0 | 0 | 0 | 0 | 0 | 0 | -91 | 0 | 0 | -283 | 0 | 0 | 0 | 0 | 0 | 0 | 0 | 0 | 0 | 0 | 0 | -423 | 0 | 0 | -578 | 0 | 0 | 0 | 0 | 0 | -2522 | -443 | 0 | 0 | 0 | 0 | 0 | -2271 | 0 | -263 | -2626 | 0 | 0 | 0 | 0 | 0 | 0 | 0 | 0 | 0 | 0 | 0 | -6262 | 0 | 0 | -68 | 0 | 0 | 0 | 0 | 0 | -731 | -133 | 0 | 0 | 0 | 0 | 0 | -858 | 0 | -157 | -59 | 0 | 0 | 0 | 0 | 0 | 0 | 0 | 0 | 0 | 0 | 0 | -2271 | 0 | 0 | -25 | 0 | 0 | 0 | 0 | 0 | -23 | 0 | 0 | 0 | 0 | 0 | 0 | -69 | 0 | -283 | 0 | 0 | 0 | 0 | 0 | 0 | 0 | 0 | 0 | 0 | 0 | -266 | 0 | -578 | 0 | 0 | 0 | 0 | 0 | -1065 | -889 | 0 | 0 | 0 | 0 | 0 | -1935 | 0 | -2626 | 0 | 0 | 0 | 0 | 0 | 0 | 0 | 0 | 0 | 0 | 0 | -4291 | 0 | -68 | 0 | 0 | 0 | 0 | 0 | -323 | -266 | 0 | 0 | 0 | 0 | 0 | -654 | 0 | -59 | 0 | 0 | 0 | 0 | 0 | 0 | 0 | 0 | 0 | 0 | 0 | -1959 | 0
2029 | -30 | 0 | 0 | 0 | 0 | 0 | -54 | 0 | 0 | 0 | 0 | 0 | 0 | -91 | 0 | 0 | -404 | 0 | 0 | 0 | 0 | 0 | 0 | 0 | 0 | 0 | 0 | 0 | -423 | 0 | 0 | -641 | 0 | 0 | 0 | 0 | 0 | -2591 | -443 | 0 | 0 | 0 | 0 | 0 | -2271 | 0 | -281 | -2684 | 0 | 0 | 0 | 0 | 0 | 0 | 0 | 0 | 0 | 0 | 0 | -6262 | 0 | 0 | -69 | 0 | 0 | 0 | 0 | 0 | -841 | -133 | 0 | 0 | 0 | 0 | 0 | -858 | 0 | -157 | -95 | 0 | 0 | 0 | 0 | 0 | 0 | 0 | 0 | 0 | 0 | 0 | -2271 | 0 | 0 | -30 | 0 | 0 | 0 | 0 | 0 | -28 | 0 | 0 | 0 | 0 | 0 | 0 | -69 | 0 | -404 | 0 | 0 | 0 | 0 | 0 | 0 | 0 | 0 | 0 | 0 | 0 | -266 | 0 | -641 | 0 | 0 | 0 | 0 | 0 | -1316 | -889 | 0 | 0 | 0 | 0 | 0 | -1942 | 0 | -2684 | 0 | 0 | 0 | 0 | 0 | 0 | 0 | 0 | 0 | 0 | 0 | -4291 | 0 | -69 | 0 | 0 | 0 | 0 | 0 | -394 | -266 | 0 | 0 | 0 | 0 | 0 | -654 | 0 | -95 | 0 | 0 | 0 | 0 | 0 | 0 | 0 | 0 | 0 | 0 | 0 | -1959 | 0
2030 | -35 | 0 | 0 | 0 | 0 | 0 | -62 | 0 | 0 | 0 | 0 | 0 | 0 | -97 | 0 | 0 | -540 | 0 | 0 | 0 | 0 | 0 | 0 | 0 | 0 | 0 | 0 | 0 | -441 | 0 | 0 | -877 | 0 | 0 | 0 | 0 | 0 | -3037 | -443 | 0 | 0 | 0 | 0 | 0 | -2431 | 0 | -281 | -2736 | 0 | 0 | 0 | 0 | 0 | 0 | 0 | 0 | 0 | 0 | 0 | -6509 | 0 | 0 | -71 | 0 | 0 | 0 | 0 | 0 | -934 | -133 | 0 | 0 | 0 | 0 | 0 | -913 | 0 | -157 | -140 | 0 | 0 | 0 | 0 | 0 | 0 | 0 | 0 | 0 | 0 | 0 | -2322 | 0 | 0 | -35 | 0 | 0 | 0 | 0 | 0 | -30 | 0 | 0 | 0 | 0 | 0 | 0 | -77 | 0 | -540 | 0 | 0 | 0 | 0 | 0 | 0 | 0 | 0 | 0 | 0 | 0 | -292 | 0 | -877 | 0 | 0 | 0 | 0 | 0 | -1405 | -889 | 0 | 0 | 0 | 0 | 0 | -2194 | 0 | -2736 | 0 | 0 | 0 | 0 | 0 | 0 | 0 | 0 | 0 | 0 | 0 | -4753 | 0 | -71 | 0 | 0 | 0 | 0 | 0 | -427 | -266 | 0 | 0 | 0 | 0 | 0 | -731 | 0 | -140 | 0 | 0 | 0 | 0 | 0 | 0 | 0 | 0 | 0 | 0 | 0 | -2113 | 0
2031 | -40 | 0 | 0 | 0 | 0 | 0 | -67 | 0 | 0 | 0 | 0 | 0 | 0 | -107 | 0 | 0 | -656 | 0 | 0 | 0 | 0 | 0 | 0 | 0 | 0 | 0 | 0 | 0 | -474 | 0 | 0 | -1161 | 0 | 0 | 0 | 0 | 0 | -3352 | -443 | 0 | 0 | 0 | 0 | 0 | -2715 | 0 | -282 | -2788 | 0 | 0 | 0 | 0 | 0 | 0 | 0 | 0 | 0 | 0 | 0 | -7142 | 0 | 0 | -73 | 0 | 0 | 0 | 0 | 0 | -1040 | -133 | 0 | 0 | 0 | 0 | 0 | -1010 | 0 | -162 | -194 | 0 | 0 | 0 | 0 | 0 | 0 | 0 | 0 | 0 | 0 | 0 | -2426 | 0 | 0 | -40 | 0 | 0 | 0 | 0 | 0 | -31 | 0 | 0 | 0 | 0 | 0 | 0 | -82 | 0 | -656 | 0 | 0 | 0 | 0 | 0 | 0 | 0 | 0 | 0 | 0 | 0 | -307 | 0 | -1161 | 0 | 0 | 0 | 0 | 0 | -1447 | -889 | 0 | 0 | 0 | 0 | 0 | -2387 | 0 | -2788 | 0 | 0 | 0 | 0 | 0 | 0 | 0 | 0 | 0 | 0 | 0 | -5050 | 0 | -73 | 0 | 0 | 0 | 0 | 0 | -447 | -266 | 0 | 0 | 0 | 0 | 0 | -786 | 0 | -194 | 0 | 0 | 0 | 0 | 0 | 0 | 0 | 0 | 0 | 0 | 0 | -2172 | 0
2032 | -45 | 0 | 0 | 0 | 0 | 0 | -71 | 0 | 0 | 0 | 0 | 0 | 0 | -113 | 0 | 0 | -787 | 0 | 0 | 0 | 0 | 0 | 0 | 0 | 0 | 0 | 0 | 0 | -497 | 0 | 0 | -1594 | 0 | 0 | 0 | 0 | 0 | -3637 | -443 | 0 | 0 | 0 | 0 | 0 | -2917 | 0 | -282 | -3327 | 0 | 0 | 0 | 0 | 0 | 0 | 0 | 0 | 0 | 0 | 0 | -7569 | 0 | 0 | -75 | 0 | 0 | 0 | 0 | 0 | -1040 | -133 | 0 | 0 | 0 | 0 | 0 | -1073 | 0 | -162 | -259 | 0 | 0 | 0 | 0 | 0 | 0 | 0 | 0 | 0 | 0 | 0 | -2561 | 0 | 0 | -45 | 0 | 0 | 0 | 0 | 0 | -33 | 0 | 0 | 0 | 0 | 0 | 0 | -87 | 0 | -787 | 0 | 0 | 0 | 0 | 0 | 0 | 0 | 0 | 0 | 0 | 0 | -321 | 0 | -1594 | 0 | 0 | 0 | 0 | 0 | -1542 | -889 | 0 | 0 | 0 | 0 | 0 | -2577 | 0 | -3327 | 0 | 0 | 0 | 0 | 0 | 0 | 0 | 0 | 0 | 0 | 0 | -5327 | 0 | -75 | 0 | 0 | 0 | 0 | 0 | -468 | -266 | 0 | 0 | 0 | 0 | 0 | -841 | 0 | -259 | 0 | 0 | 0 | 0 | 0 | 0 | 0 | 0 | 0 | 0 | 0 | -2217 | 0
2033 | -50 | 0 | 0 | 0 | 0 | 0 | -76 | 0 | 0 | 0 | 0 | 0 | 0 | -128 | 0 | 0 | -928 | 0 | 0 | 0 | 0 | 0 | 0 | 0 | 0 | 0 | 0 | 0 | -562 | 0 | 0 | -1967 | 0 | 0 | 0 | 0 | 0 | -3969 | -443 | 0 | 0 | 0 | 0 | 0 | -3330 | 0 | -282 | -4475 | 0 | 0 | 0 | 0 | 0 | 0 | 0 | 0 | 0 | 0 | 0 | -8646 | 0 | 0 | -77 | 0 | 0 | 0 | 0 | 0 | -1159 | -133 | 0 | 0 | 0 | 0 | 0 | -1222 | 0 | -166 | -325 | 0 | 0 | 0 | 0 | 0 | 0 | 0 | 0 | 0 | 0 | 0 | -2835 | 0 | 0 | -50 | 0 | 0 | 0 | 0 | 0 | -33 | 0 | 0 | 0 | 0 | 0 | 0 | -91 | 0 | -928 | 0 | 0 | 0 | 0 | 0 | 0 | 0 | 0 | 0 | 0 | 0 | -333 | 0 | -1967 | 0 | 0 | 0 | 0 | 0 | -1542 | -889 | 0 | 0 | 0 | 0 | 0 | -2746 | 0 | -4475 | 0 | 0 | 0 | 0 | 0 | 0 | 0 | 0 | 0 | 0 | 0 | -5550 | 0 | -77 | 0 | 0 | 0 | 0 | 0 | -472 | -266 | 0 | 0 | 0 | 0 | 0 | -886 | 0 | -325 | 0 | 0 | 0 | 0 | 0 | 0 | 0 | 0 | 0 | 0 | 0 | -2249 | 0
2034 | -55 | 0 | 0 | 0 | 0 | 0 | -76 | 0 | 0 | 0 | 0 | 0 | 0 | -128 | 0 | 0 | -1084 | 0 | 0 | 0 | 0 | 0 | 0 | 0 | 0 | 0 | 0 | 0 | -562 | 0 | 0 | -2558 | 0 | 0 | 0 | 0 | 0 | -4043 | -443 | 0 | 0 | 0 | 0 | 0 | -3342 | 0 | -282 | -5882 | 0 | 0 | 0 | 0 | 0 | 0 | 0 | 0 | 0 | 0 | 0 | -8646 | 0 | 0 | -79 | 0 | 0 | 0 | 0 | 0 | -1206 | -133 | 0 | 0 | 0 | 0 | 0 | -1222 | 0 | -166 | -398 | 0 | 0 | 0 | 0 | 0 | 0 | 0 | 0 | 0 | 0 | 0 | -2835 | 0 | 0 | -55 | 0 | 0 | 0 | 0 | 0 | -34 | 0 | 0 | 0 | 0 | 0 | 0 | -94 | 0 | -1084 | 0 | 0 | 0 | 0 | 0 | 0 | 0 | 0 | 0 | 0 | 0 | -340 | 0 | -2558 | 0 | 0 | 0 | 0 | 0 | -1574 | -889 | 0 | 0 | 0 | 0 | 0 | -2878 | 0 | -5882 | 0 | 0 | 0 | 0 | 0 | 0 | 0 | 0 | 0 | 0 | 0 | -5715 | 0 | -79 | 0 | 0 | 0 | 0 | 0 | -472 | -266 | 0 | 0 | 0 | 0 | 0 | -921 | 0 | -398 | 0 | 0 | 0 | 0 | 0 | 0 | 0 | 0 | 0 | 0 | 0 | -2252 | 0
2035 | -60 | 0 | 0 | 0 | 0 | 0 | -76 | 0 | 0 | 0 | 0 | 0 | 0 | -131 | 0 | 0 | -1255 | 0 | 0 | 0 | 0 | 0 | 0 | 0 | 0 | 0 | 0 | 0 | -571 | 0 | 0 | -3014 | 0 | 0 | 0 | 0 | 0 | -4043 | -443 | 0 | 0 | 0 | 0 | 0 | -3462 | 0 | -333 | -7156 | 0 | 0 | 0 | 0 | 0 | 0 | 0 | 0 | 0 | 0 | 0 | -8831 | 0 | 0 | -81 | 0 | 0 | 0 | 0 | 0 | -1218 | -133 | 0 | 0 | 0 | 0 | 0 | -1240 | 0 | -166 | -461 | 0 | 0 | 0 | 0 | 0 | 0 | 0 | 0 | 0 | 0 | 0 | -2835 | 0 | 0 | -60 | 0 | 0 | 0 | 0 | 0 | -37 | 0 | 0 | 0 | 0 | 0 | 0 | -98 | 0 | -1255 | 0 | 0 | 0 | 0 | 0 | 0 | 0 | 0 | 0 | 0 | 0 | -349 | 0 | -3014 | 0 | 0 | 0 | 0 | 0 | -1695 | -889 | 0 | 0 | 0 | 0 | 0 | -3032 | 0 | -7156 | 0 | 0 | 0 | 0 | 0 | 0 | 0 | 0 | 0 | 0 | 0 | -5949 | 0 | -81 | 0 | 0 | 0 | 0 | 0 | -507 | -266 | 0 | 0 | 0 | 0 | 0 | -966 | 0 | -461 | 0 | 0 | 0 | 0 | 0 | 0 | 0 | 0 | 0 | 0 | 0 | -2278 | 0
2036 | -70 | 0 | 0 | 0 | 0 | 0 | -79 | 0 | 0 | 0 | 0 | 0 | 0 | -131 | 0 | 0 | -1391 | 0 | 0 | 0 | 0 | 0 | 0 | 0 | 0 | 0 | 0 | 0 | -571 | 0 | 0 | -3529 | 0 | 0 | 0 | 0 | 0 | -4312 | -443 | 0 | 0 | 0 | 0 | 0 | -3462 | 0 | -333 | -9212 | 0 | 0 | 0 | 0 | 0 | 0 | 0 | 0 | 0 | 0 | 0 | -8831 | 0 | 0 | -83 | 0 | 0 | 0 | 0 | 0 | -1225 | -133 | 0 | 0 | 0 | 0 | 0 | -1240 | 0 | -166 | -532 | 0 | 0 | 0 | 0 | 0 | 0 | 0 | 0 | 0 | 0 | 0 | -2835 | 0 | 0 | -70 | 0 | 0 | 0 | 0 | 0 | -37 | 0 | 0 | 0 | 0 | 0 | 0 | -100 | 0 | -1391 | 0 | 0 | 0 | 0 | 0 | 0 | 0 | 0 | 0 | 0 | 0 | -353 | 0 | -3529 | 0 | 0 | 0 | 0 | 0 | -1695 | -889 | 0 | 0 | 0 | 0 | 0 | -3126 | 0 | -9212 | 0 | 0 | 0 | 0 | 0 | 0 | 0 | 0 | 0 | 0 | 0 | -6043 | 0 | -83 | 0 | 0 | 0 | 0 | 0 | -507 | -266 | 0 | 0 | 0 | 0 | 0 | -993 | 0 | -532 | 0 | 0 | 0 | 0 | 0 | 0 | 0 | 0 | 0 | 0 | 0 | -2320 | 0
2037 | -119 | 0 | 0 | 0 | 0 | 0 | -79 | 0 | 0 | 0 | 0 | 0 | 0 | -143 | 0 | 0 | -1587 | 0 | 0 | 0 | 0 | 0 | 0 | 0 | 0 | 0 | 0 | 0 | -621 | 0 | 0 | -4093 | 0 | 0 | 0 | 0 | 0 | -4412 | -443 | 0 | 0 | 0 | 0 | 0 | -3824 | 0 | -333 | -11124 | 0 | 0 | 0 | 0 | 0 | 0 | 0 | 0 | 0 | 0 | 0 | -9802 | 0 | 0 | -85 | 0 | 0 | 0 | 0 | 0 | -1228 | -133 | 0 | 0 | 0 | 0 | 0 | -1370 | 0 | -171 | -608 | 0 | 0 | 0 | 0 | 0 | 0 | 0 | 0 | 0 | 0 | 0 | -3107 | 0 | 0 | -119 | 0 | 0 | 0 | 0 | 0 | -37 | 0 | 0 | 0 | 0 | 0 | 0 | -107 | 0 | -1587 | 0 | 0 | 0 | 0 | 0 | 0 | 0 | 0 | 0 | 0 | 0 | -381 | 0 | -4093 | 0 | 0 | 0 | 0 | 0 | -1695 | -889 | 0 | 0 | 0 | 0 | 0 | -3364 | 0 | -11124 | 0 | 0 | 0 | 0 | 0 | 0 | 0 | 0 | 0 | 0 | 0 | -6519 | 0 | -85 | 0 | 0 | 0 | 0 | 0 | -507 | -266 | 0 | 0 | 0 | 0 | 0 | -1067 | 0 | -608 | 0 | 0 | 0 | 0 | 0 | 0 | 0 | 0 | 0 | 0 | 0 | -2444 | 0
2038 | -188 | 0 | 0 | 0 | 0 | 0 | -80 | 0 | 0 | 0 | 0 | 0 | 0 | -155 | 0 | 0 | -1740 | 0 | 0 | 0 | 0 | 0 | 0 | 0 | 0 | 0 | 0 | 0 | -675 | 0 | 0 | -4734 | 0 | 0 | 0 | 0 | 0 | -4588 | -443 | 0 | 0 | 0 | 0 | 0 | -4149 | 0 | -333 | -12825 | 0 | 0 | 0 | 0 | 0 | 0 | 0 | 0 | 0 | 0 | 0 | -10677 | 0 | 0 | -108 | 0 | 0 | 0 | 0 | 0 | -1269 | -133 | 0 | 0 | 0 | 0 | 0 | -1476 | 0 | -174 | -693 | 0 | 0 | 0 | 0 | 0 | 0 | 0 | 0 | 0 | 0 | 0 | -3322 | 0 | 0 | -188 | 0 | 0 | 0 | 0 | 0 | -37 | 0 | 0 | 0 | 0 | 0 | 0 | -108 | 0 | -1740 | 0 | 0 | 0 | 0 | 0 | 0 | 0 | 0 | 0 | 0 | 0 | -385 | 0 | -4734 | 0 | 0 | 0 | 0 | 0 | -1695 | -889 | 0 | 0 | 0 | 0 | 0 | -3420 | 0 | -12825 | 0 | 0 | 0 | 0 | 0 | 0 | 0 | 0 | 0 | 0 | 0 | -6595 | 0 | -108 | 0 | 0 | 0 | 0 | 0 | -509 | -266 | 0 | 0 | 0 | 0 | 0 | -1083 | 0 | -693 | 0 | 0 | 0 | 0 | 0 | 0 | 0 | 0 | 0 | 0 | 0 | -2455 | 0
2039 | -277 | 0 | 0 | 0 | 0 | 0 | -83 | 0 | 0 | 0 | 0 | 0 | 0 | -158 | 0 | 0 | -1903 | 0 | 0 | 0 | 0 | 0 | 0 | 0 | 0 | 0 | 0 | 0 | -704 | 0 | 0 | -5453 | 0 | 0 | 0 | 0 | 0 | -4848 | -443 | 0 | 0 | 0 | 0 | 0 | -4251 | 0 | -333 | -14716 | 0 | 0 | 0 | 0 | 0 | 0 | 0 | 0 | 0 | 0 | 0 | -11038 | 0 | 0 | -157 | 0 | 0 | 0 | 0 | 0 | -1303 | -133 | 0 | 0 | 0 | 0 | 0 | -1529 | 0 | -174 | -787 | 0 | 0 | 0 | 0 | 0 | 0 | 0 | 0 | 0 | 0 | 0 | -3415 | 0 | 0 | -277 | 0 | 0 | 0 | 0 | 0 | -38 | 0 | 0 | 0 | 0 | 0 | 0 | -109 | 0 | -1903 | 0 | 0 | 0 | 0 | 0 | 0 | 0 | 0 | 0 | 0 | 0 | -391 | 0 | -5453 | 0 | 0 | 0 | 0 | 0 | -1725 | -889 | 0 | 0 | 0 | 0 | 0 | -3480 | 0 | -14716 | 0 | 0 | 0 | 0 | 0 | 0 | 0 | 0 | 0 | 0 | 0 | -6707 | 0 | -157 | 0 | 0 | 0 | 0 | 0 | -509 | -266 | 0 | 0 | 0 | 0 | 0 | -1098 | 0 | -787 | 0 | 0 | 0 | 0 | 0 | 0 | 0 | 0 | 0 | 0 | 0 | -2479 | 0
2040 | -385 | 0 | 0 | 0 | 0 | 0 | -83 | 0 | 0 | 0 | 0 | 0 | 0 | -158 | 0 | 0 | -2141 | 0 | 0 | 0 | 0 | 0 | 0 | 0 | 0 | 0 | 0 | 0 | -704 | 0 | 0 | -6087 | 0 | 0 | 0 | 0 | 0 | -4933 | -443 | 0 | 0 | 0 | 0 | 0 | -4251 | 0 | -333 | -16824 | 0 | 0 | 0 | 0 | 0 | 0 | 0 | 0 | 0 | 0 | 0 | -11038 | 0 | 0 | -215 | 0 | 0 | 0 | 0 | 0 | -1303 | -133 | 0 | 0 | 0 | 0 | 0 | -1529 | 0 | -174 | -842 | 0 | 0 | 0 | 0 | 0 | 0 | 0 | 0 | 0 | 0 | 0 | -3415 | 0 | 0 | -385 | 0 | 0 | 0 | 0 | 0 | -39 | 0 | 0 | 0 | 0 | 0 | 0 | -109 | 0 | -2141 | 0 | 0 | 0 | 0 | 0 | 0 | 0 | 0 | 0 | 0 | 0 | -391 | 0 | -6087 | 0 | 0 | 0 | 0 | 0 | -1756 | -889 | 0 | 0 | 0 | 0 | 0 | -3480 | 0 | -16824 | 0 | 0 | 0 | 0 | 0 | 0 | 0 | 0 | 0 | 0 | 0 | -6707 | 0 | -215 | 0 | 0 | 0 | 0 | 0 | -509 | -266 | 0 | 0 | 0 | 0 | 0 | -1098 | 0 | -842 | 0 | 0 | 0 | 0 | 0 | 0 | 0 | 0 | 0 | 0 | 0 | -2479 | 0

## Installed Capacity Coefficient
|  |  |  | No Changes from 21 IRP | [15 empty] | 0
Collection | Parent Object | Child Object | Property | Value |  | Max Hrs | Capacity | [5 empty] | 5 |  |  | Collection | Parent Object | Child Object | Property | Value | Data File | Units | Band | Date From | Date To | Timeslice | Action | Expression | Scenario | Memo | Category | Category
Generators | DRS.PX.NCA._.RES.Battery DLC-Cnst | DRS.PX.NCA._.RES.Battery DLC | Installed Capacity Coefficient | -0.010274 |  | 90 | 0.01 |  | Fiscal Year | Activity | Generation (GWh) |  |  |  |  | Constraint.Generators | DRS.PX.GOE._.CI_.3 Party-Cnst | DRS.PX.GOE._.CI_.3 Party | Installed Capacity Coefficient | -0.0022831 |  | MW | 1 |  |  |  | = |  |  |  | New DSM DR | New DSM DR Summer
Generators | DRS.PX.NCA._.RES.EV DLC-Cnst | DRS.PX.NCA._.RES.EV DLC | Installed Capacity Coefficient | -0.0020548 |  | 18 |  |  | 2021 | -476 | 17.52 | 17520 | 100 | 20 | -17420 | Constraint.Generators | DRS.PX.GOE._.CI_.Battery DLC-Cnst | DRS.PX.GOE._.CI_.Battery DLC | Installed Capacity Coefficient | -0.010274 |  | MW | 1 |  |  |  | = |  |  |  | New DSM DR | New DSM DR Summer
Generators | DRS.PX.NCA._.RES.Grid Interactive Water Htr-Cnst | DRS.PX.NCA._.RES.Grid Interactive Water Htr | Installed Capacity Coefficient | -0.0020548 |  | 18 |  | 87.6 | 2022 | -618.8 | 22.776 |  | 130 | 26 |  | Constraint.Generators | DRS.PX.GOE._.CI_.Grid Interactive Water Htr-Cnst | DRS.PX.GOE._.CI_.Grid Interactive Water Htr | Installed Capacity Coefficient | -0.0020548 |  | MW | 1 |  |  |  | = |  |  |  | New DSM DR | New DSM DR Summer
Generators | DRS.PX.NCA._.RES.Home Energy Mgmt Sys-Cnst | DRS.PX.NCA._.RES.Home Energy Mgmt Sys | Installed Capacity Coefficient | -0.0022831 |  | 20 |  |  | 2023 | -618.8 | 22.776 |  |  |  |  | Constraint.Generators | DRS.PX.GOE._.CI_.HVAC - DLC-Cnst | DRS.PX.GOE._.CI_.HVAC - DLC | Installed Capacity Coefficient | -0.011416 |  | MW | 1 |  |  |  | = |  |  |  | New DSM DR | New DSM DR Summer
Generators | DRS.PX.NCA._.RES.HVAC - DLC-Cnst | DRS.PX.NCA._.RES.HVAC - DLC | Installed Capacity Coefficient | -0.011416 |  | 100 |  |  | 2024 | -618.8 | 22.838 |  |  |  |  | Constraint.Generators | DRS.PX.GOE._.CI_.Pool Pump - DLC-Cnst | DRS.PX.GOE._.CI_.Pool Pump - DLC | Installed Capacity Coefficient | -0.0020548 |  | MW | 1 |  |  |  | = |  |  |  | New DSM DR | New DSM DR Summer
Generators | DRS.PX.NCA._.RES.Pool Pump - DLC-Cnst | DRS.PX.NCA._.RES.Pool Pump - DLC | Installed Capacity Coefficient | -0.0020548 |  | 18 |  |  | 2025 | -618.8 | 22.776 |  |  |  |  | Constraint.Generators | DRS.PX.GOE._.CI_.Smart Thermostats-Cnst | DRS.PX.GOE._.CI_.Smart Thermostats | Installed Capacity Coefficient | -0.0022831 |  | MW | 1 |  |  |  | = |  |  |  | New DSM DR | New DSM DR Summer
Generators | DRS.PX.NCA._.RES.Smart Thermostats-Cnst | DRS.PX.NCA._.RES.Smart Thermostats | Installed Capacity Coefficient | -0.0022831 |  | 20 |  |  | 2026 | -618.8 | 22.776 |  |  |  |  | Constraint.Generators | DRS.PX.GOE._.CI_.Water Heater - DLC-Cnst | DRS.PX.GOE._.CI_.Water Heater - DLC | Installed Capacity Coefficient | -0.0020548 |  | MW | 1 |  |  |  | = |  |  |  | New DSM DR | New DSM DR Summer
Generators | DRS.PX.NCA._.RES.Water Heater - DLC-Cnst | DRS.PX.NCA._.RES.Water Heater - DLC | Installed Capacity Coefficient | -0.0020548 |  | 18 | [9 empty] | Constraint.Generators | DRS.PX.GOE._.IRR.Irrigation DLC-Cnst | DRS.PX.GOE._.IRR.Irrigation DLC | Installed Capacity Coefficient | -0.0059361 |  | MW | 1 |  |  |  | = |  |  |  | New DSM DR | New DSM DR Summer
Generators | DRS.PX.NCA._.CI_.Battery DLC-Cnst | DRS.PX.NCA._.CI_.Battery DLC | Installed Capacity Coefficient | -0.010274 |  | 90 | [9 empty] | Constraint.Generators | DRS.PX.GOE._.RES.Battery DLC-Cnst | DRS.PX.GOE._.RES.Battery DLC | Installed Capacity Coefficient | -0.010274 |  | MW | 1 |  |  |  | = |  |  |  | New DSM DR | New DSM DR Summer
Generators | DRS.PX.NCA._.CI_.Grid Interactive Water Htr-Cnst | DRS.PX.NCA._.CI_.Grid Interactive Water Htr | Installed Capacity Coefficient | -0.0020548 |  | 18 | [9 empty] | Constraint.Generators | DRS.PX.GOE._.RES.EV DLC-Cnst | DRS.PX.GOE._.RES.EV DLC | Installed Capacity Coefficient | -0.0020548 |  | MW | 1 |  |  |  | = |  |  |  | New DSM DR | New DSM DR Summer
Generators | DRS.PX.NCA._.CI_.HVAC - DLC-Cnst | DRS.PX.NCA._.CI_.HVAC - DLC | Installed Capacity Coefficient | -0.011416 |  | 100 | [9 empty] | Constraint.Generators | DRS.PX.GOE._.RES.Grid Interactive Water Htr-Cnst | DRS.PX.GOE._.RES.Grid Interactive Water Htr | Installed Capacity Coefficient | -0.0020548 |  | MW | 1 |  |  |  | = |  |  |  | New DSM DR | New DSM DR Summer
Generators | DRS.PX.NCA._.CI_.Pool Pump - DLC-Cnst | DRS.PX.NCA._.CI_.Pool Pump - DLC | Installed Capacity Coefficient | -0.0020548 |  | 18 | [9 empty] | Constraint.Generators | DRS.PX.GOE._.RES.Home Energy Mgmt Sys-Cnst | DRS.PX.GOE._.RES.Home Energy Mgmt Sys | Installed Capacity Coefficient | -0.0022831 |  | MW | 1 |  |  |  | = |  |  |  | New DSM DR | New DSM DR Summer
Generators | DRS.PX.NCA._.CI_.Smart Thermostats-Cnst | DRS.PX.NCA._.CI_.Smart Thermostats | Installed Capacity Coefficient | -0.0022831 |  | 20 | [9 empty] | Constraint.Generators | DRS.PX.GOE._.RES.HVAC - DLC-Cnst | DRS.PX.GOE._.RES.HVAC - DLC | Installed Capacity Coefficient | -0.011416 |  | MW | 1 |  |  |  | = |  |  |  | New DSM DR | New DSM DR Summer
Generators | DRS.PX.NCA._.CI_.3 Party-Cnst | DRS.PX.NCA._.CI_.3 Party | Installed Capacity Coefficient | -0.0022831 |  | 20 | [9 empty] | Constraint.Generators | DRS.PX.GOE._.RES.Pool Pump - DLC-Cnst | DRS.PX.GOE._.RES.Pool Pump - DLC | Installed Capacity Coefficient | -0.0020548 |  | MW | 1 |  |  |  | = |  |  |  | New DSM DR | New DSM DR Summer
Generators | DRS.PX.NCA._.CI_.Water Heater - DLC-Cnst | DRS.PX.NCA._.CI_.Water Heater - DLC | Installed Capacity Coefficient | -0.0020548 |  | 18 | [9 empty] | Constraint.Generators | DRS.PX.GOE._.RES.Water Heater - DLC-Cnst | DRS.PX.GOE._.RES.Water Heater - DLC | Installed Capacity Coefficient | -0.0020548 |  | MW | 1 |  |  |  | = |  |  |  | New DSM DR | New DSM DR Summer
Generators | DRS.PX.NCA._.IRR.Irrigation DLC-Cnst | DRS.PX.NCA._.IRR.Irrigation DLC | Installed Capacity Coefficient | -0.0059361 |  | 52 | [9 empty] | Constraint.Generators | DRS.PX.NCA._.CI_.3 Party-Cnst | DRS.PX.NCA._.CI_.3 Party | Installed Capacity Coefficient | -0.0022831 |  | MW | 1 |  |  |  | = |  |  |  | New DSM DR | New DSM DR Summer
Generators | DRS.PX.GOE._.RES.Battery DLC-Cnst | DRS.PX.GOE._.RES.Battery DLC | Installed Capacity Coefficient | -0.010274 |  | 90 | [9 empty] | Constraint.Generators | DRS.PX.NCA._.CI_.Battery DLC-Cnst | DRS.PX.NCA._.CI_.Battery DLC | Installed Capacity Coefficient | -0.010274 |  | MW | 1 |  |  |  | = |  |  |  | New DSM DR | New DSM DR Summer
Generators | DRS.PX.GOE._.RES.EV DLC-Cnst | DRS.PX.GOE._.RES.EV DLC | Installed Capacity Coefficient | -0.0020548 |  | 18 | [9 empty] | Constraint.Generators | DRS.PX.NCA._.CI_.Grid Interactive Water Htr-Cnst | DRS.PX.NCA._.CI_.Grid Interactive Water Htr | Installed Capacity Coefficient | -0.0020548 |  | MW | 1 |  |  |  | = |  |  |  | New DSM DR | New DSM DR Summer
Generators | DRS.PX.GOE._.RES.Grid Interactive Water Htr-Cnst | DRS.PX.GOE._.RES.Grid Interactive Water Htr | Installed Capacity Coefficient | -0.0020548 |  | 18 | [9 empty] | Constraint.Generators | DRS.PX.NCA._.CI_.HVAC - DLC-Cnst | DRS.PX.NCA._.CI_.HVAC - DLC | Installed Capacity Coefficient | -0.011416 |  | MW | 1 |  |  |  | = |  |  |  | New DSM DR | New DSM DR Summer
Generators | DRS.PX.GOE._.RES.Home Energy Mgmt Sys-Cnst | DRS.PX.GOE._.RES.Home Energy Mgmt Sys | Installed Capacity Coefficient | -0.0022831 |  | 20 | [9 empty] | Constraint.Generators | DRS.PX.NCA._.CI_.Pool Pump - DLC-Cnst | DRS.PX.NCA._.CI_.Pool Pump - DLC | Installed Capacity Coefficient | -0.0020548 |  | MW | 1 |  |  |  | = |  |  |  | New DSM DR | New DSM DR Summer
Generators | DRS.PX.GOE._.RES.HVAC - DLC-Cnst | DRS.PX.GOE._.RES.HVAC - DLC | Installed Capacity Coefficient | -0.011416 |  | 100 | [9 empty] | Constraint.Generators | DRS.PX.NCA._.CI_.Smart Thermostats-Cnst | DRS.PX.NCA._.CI_.Smart Thermostats | Installed Capacity Coefficient | -0.0022831 |  | MW | 1 |  |  |  | = |  |  |  | New DSM DR | New DSM DR Summer
Generators | DRS.PX.GOE._.RES.Pool Pump - DLC-Cnst | DRS.PX.GOE._.RES.Pool Pump - DLC | Installed Capacity Coefficient | -0.0020548 |  | 18 | [9 empty] | Constraint.Generators | DRS.PX.NCA._.CI_.Water Heater - DLC-Cnst | DRS.PX.NCA._.CI_.Water Heater - DLC | Installed Capacity Coefficient | -0.0020548 |  | MW | 1 |  |  |  | = |  |  |  | New DSM DR | New DSM DR Summer
Generators | DRS.PX.GOE._.RES.Water Heater - DLC-Cnst | DRS.PX.GOE._.RES.Water Heater - DLC | Installed Capacity Coefficient | -0.0020548 |  | 18 |  |  |  |  | vvv |  |  |  |  | Constraint.Generators | DRS.PX.NCA._.IRR.Irrigation DLC-Cnst | DRS.PX.NCA._.IRR.Irrigation DLC | Installed Capacity Coefficient | -0.0059361 |  | MW | 1 |  |  |  | = |  |  |  | New DSM DR | New DSM DR Summer
Generators | DRS.PX.GOE._.CI_.Battery DLC-Cnst | DRS.PX.GOE._.CI_.Battery DLC | Installed Capacity Coefficient | -0.010274 |  | 90 | [9 empty] | Constraint.Generators | DRS.PX.NCA._.RES.Battery DLC-Cnst | DRS.PX.NCA._.RES.Battery DLC | Installed Capacity Coefficient | -0.010274 |  | MW | 1 |  |  |  | = |  |  |  | New DSM DR | New DSM DR Summer
Generators | DRS.PX.GOE._.CI_.Grid Interactive Water Htr-Cnst | DRS.PX.GOE._.CI_.Grid Interactive Water Htr | Installed Capacity Coefficient | -0.0020548 |  | 18 | [9 empty] | Constraint.Generators | DRS.PX.NCA._.RES.EV DLC-Cnst | DRS.PX.NCA._.RES.EV DLC | Installed Capacity Coefficient | -0.0020548 |  | MW | 1 |  |  |  | = |  |  |  | New DSM DR | New DSM DR Summer
Generators | DRS.PX.GOE._.CI_.HVAC - DLC-Cnst | DRS.PX.GOE._.CI_.HVAC - DLC | Installed Capacity Coefficient | -0.011416 |  | 100 | [9 empty] | Constraint.Generators | DRS.PX.NCA._.RES.Grid Interactive Water Htr-Cnst | DRS.PX.NCA._.RES.Grid Interactive Water Htr | Installed Capacity Coefficient | -0.0020548 |  | MW | 1 |  |  |  | = |  |  |  | New DSM DR | New DSM DR Summer
Generators | DRS.PX.GOE._.CI_.Pool Pump - DLC-Cnst | DRS.PX.GOE._.CI_.Pool Pump - DLC | Installed Capacity Coefficient | -0.0020548 |  | 18 | [9 empty] | Constraint.Generators | DRS.PX.NCA._.RES.Home Energy Mgmt Sys-Cnst | DRS.PX.NCA._.RES.Home Energy Mgmt Sys | Installed Capacity Coefficient | -0.0022831 |  | MW | 1 |  |  |  | = |  |  |  | New DSM DR | New DSM DR Summer
Generators | DRS.PX.GOE._.CI_.Smart Thermostats-Cnst | DRS.PX.GOE._.CI_.Smart Thermostats | Installed Capacity Coefficient | -0.0022831 |  | 20 | [9 empty] | Constraint.Generators | DRS.PX.NCA._.RES.HVAC - DLC-Cnst | DRS.PX.NCA._.RES.HVAC - DLC | Installed Capacity Coefficient | -0.011416 |  | MW | 1 |  |  |  | = |  |  |  | New DSM DR | New DSM DR Summer
Generators | DRS.PX.GOE._.CI_.3 Party-Cnst | DRS.PX.GOE._.CI_.3 Party | Installed Capacity Coefficient | -0.0022831 |  | 20 | [9 empty] | Constraint.Generators | DRS.PX.NCA._.RES.Pool Pump - DLC-Cnst | DRS.PX.NCA._.RES.Pool Pump - DLC | Installed Capacity Coefficient | -0.0020548 |  | MW | 1 |  |  |  | = |  |  |  | New DSM DR | New DSM DR Summer
Generators | DRS.PX.GOE._.CI_.Water Heater - DLC-Cnst | DRS.PX.GOE._.CI_.Water Heater - DLC | Installed Capacity Coefficient | -0.0020548 |  | 18 | [9 empty] | Constraint.Generators | DRS.PX.NCA._.RES.Smart Thermostats-Cnst | DRS.PX.NCA._.RES.Smart Thermostats | Installed Capacity Coefficient | -0.0022831 |  | MW | 1 |  |  |  | = |  |  |  | New DSM DR | New DSM DR Summer
Generators | DRS.PX.GOE._.IRR.Irrigation DLC-Cnst | DRS.PX.GOE._.IRR.Irrigation DLC | Installed Capacity Coefficient | -0.0059361 |  | 52 | [9 empty] | Constraint.Generators | DRS.PX.NCA._.RES.Water Heater - DLC-Cnst | DRS.PX.NCA._.RES.Water Heater - DLC | Installed Capacity Coefficient | -0.0020548 |  | MW | 1 |  |  |  | = |  |  |  | New DSM DR | New DSM DR Summer
Generators | DRS.PX.SOR._.RES.Battery DLC-Cnst | DRS.PX.SOR._.RES.Battery DLC | Installed Capacity Coefficient | -0.010274 |  | 90 | [9 empty] | Constraint.Generators | DRS.PX.SOR._.CI_.3 Party-Cnst | DRS.PX.SOR._.CI_.3 Party | Installed Capacity Coefficient | -0.0022831 |  | MW | 1 |  |  |  | = |  |  |  | New DSM DR | New DSM DR Summer
Generators | DRS.PX.SOR._.RES.EV DLC-Cnst | DRS.PX.SOR._.RES.EV DLC | Installed Capacity Coefficient | -0.0020548 |  | 18 | [9 empty] | Constraint.Generators | DRS.PX.SOR._.CI_.Battery DLC-Cnst | DRS.PX.SOR._.CI_.Battery DLC | Installed Capacity Coefficient | -0.010274 |  | MW | 1 |  |  |  | = |  |  |  | New DSM DR | New DSM DR Summer
Generators | DRS.PX.SOR._.RES.Grid Interactive Water Htr-Cnst | DRS.PX.SOR._.RES.Grid Interactive Water Htr | Installed Capacity Coefficient | -0.0020548 |  | 18 | [9 empty] | Constraint.Generators | DRS.PX.SOR._.CI_.Grid Interactive Water Htr-Cnst | DRS.PX.SOR._.CI_.Grid Interactive Water Htr | Installed Capacity Coefficient | -0.0020548 |  | MW | 1 |  |  |  | = |  |  |  | New DSM DR | New DSM DR Summer
Generators | DRS.PX.SOR._.RES.Home Energy Mgmt Sys-Cnst | DRS.PX.SOR._.RES.Home Energy Mgmt Sys | Installed Capacity Coefficient | -0.0022831 |  | 20 | [9 empty] | Constraint.Generators | DRS.PX.SOR._.CI_.HVAC - DLC-Cnst | DRS.PX.SOR._.CI_.HVAC - DLC | Installed Capacity Coefficient | -0.011416 |  | MW | 1 |  |  |  | = |  |  |  | New DSM DR | New DSM DR Summer
Generators | DRS.PX.SOR._.RES.HVAC - DLC-Cnst | DRS.PX.SOR._.RES.HVAC - DLC | Installed Capacity Coefficient | -0.011416 |  | 100 | [9 empty] | Constraint.Generators | DRS.PX.SOR._.CI_.Pool Pump - DLC-Cnst | DRS.PX.SOR._.CI_.Pool Pump - DLC | Installed Capacity Coefficient | -0.0020548 |  | MW | 1 |  |  |  | = |  |  |  | New DSM DR | New DSM DR Summer
Generators | DRS.PX.SOR._.RES.Pool Pump - DLC-Cnst | DRS.PX.SOR._.RES.Pool Pump - DLC | Installed Capacity Coefficient | -0.0020548 |  | 18 | [9 empty] | Constraint.Generators | DRS.PX.SOR._.CI_.Smart Thermostats-Cnst | DRS.PX.SOR._.CI_.Smart Thermostats | Installed Capacity Coefficient | -0.0022831 |  | MW | 1 |  |  |  | = |  |  |  | New DSM DR | New DSM DR Summer
Generators | DRS.PX.SOR._.RES.Smart Thermostats-Cnst | DRS.PX.SOR._.RES.Smart Thermostats | Installed Capacity Coefficient | -0.0022831 |  | 20 | [9 empty] | Constraint.Generators | DRS.PX.SOR._.CI_.Water Heater - DLC-Cnst | DRS.PX.SOR._.CI_.Water Heater - DLC | Installed Capacity Coefficient | -0.0020548 |  | MW | 1 |  |  |  | = |  |  |  | New DSM DR | New DSM DR Summer
Generators | DRS.PX.SOR._.RES.Water Heater - DLC-Cnst | DRS.PX.SOR._.RES.Water Heater - DLC | Installed Capacity Coefficient | -0.0020548 |  | 18 | [9 empty] | Constraint.Generators | DRS.PX.SOR._.IRR.Irrigation DLC-Cnst | DRS.PX.SOR._.IRR.Irrigation DLC | Installed Capacity Coefficient | -0.0059361 |  | MW | 1 |  |  |  | = |  |  |  | New DSM DR | New DSM DR Summer
Generators | DRS.PX.SOR._.CI_.Battery DLC-Cnst | DRS.PX.SOR._.CI_.Battery DLC | Installed Capacity Coefficient | -0.010274 |  | 90 | [9 empty] | Constraint.Generators | DRS.PX.SOR._.RES.Battery DLC-Cnst | DRS.PX.SOR._.RES.Battery DLC | Installed Capacity Coefficient | -0.010274 |  | MW | 1 |  |  |  | = |  |  |  | New DSM DR | New DSM DR Summer
Generators | DRS.PX.SOR._.CI_.Grid Interactive Water Htr-Cnst | DRS.PX.SOR._.CI_.Grid Interactive Water Htr | Installed Capacity Coefficient | -0.0020548 |  | 18 | [9 empty] | Constraint.Generators | DRS.PX.SOR._.RES.EV DLC-Cnst | DRS.PX.SOR._.RES.EV DLC | Installed Capacity Coefficient | -0.0020548 |  | MW | 1 |  |  |  | = |  |  |  | New DSM DR | New DSM DR Summer
Generators | DRS.PX.SOR._.CI_.HVAC - DLC-Cnst | DRS.PX.SOR._.CI_.HVAC - DLC | Installed Capacity Coefficient | -0.011416 |  | 100 | [9 empty] | Constraint.Generators | DRS.PX.SOR._.RES.Grid Interactive Water Htr-Cnst | DRS.PX.SOR._.RES.Grid Interactive Water Htr | Installed Capacity Coefficient | -0.0020548 |  | MW | 1 |  |  |  | = |  |  |  | New DSM DR | New DSM DR Summer
Generators | DRS.PX.SOR._.CI_.Pool Pump - DLC-Cnst | DRS.PX.SOR._.CI_.Pool Pump - DLC | Installed Capacity Coefficient | -0.0020548 |  | 18 | [9 empty] | Constraint.Generators | DRS.PX.SOR._.RES.Home Energy Mgmt Sys-Cnst | DRS.PX.SOR._.RES.Home Energy Mgmt Sys | Installed Capacity Coefficient | -0.0022831 |  | MW | 1 |  |  |  | = |  |  |  | New DSM DR | New DSM DR Summer
Generators | DRS.PX.SOR._.CI_.Smart Thermostats-Cnst | DRS.PX.SOR._.CI_.Smart Thermostats | Installed Capacity Coefficient | -0.0022831 |  | 20 | [9 empty] | Constraint.Generators | DRS.PX.SOR._.RES.HVAC - DLC-Cnst | DRS.PX.SOR._.RES.HVAC - DLC | Installed Capacity Coefficient | -0.011416 |  | MW | 1 |  |  |  | = |  |  |  | New DSM DR | New DSM DR Summer
Generators | DRS.PX.SOR._.CI_.3 Party-Cnst | DRS.PX.SOR._.CI_.3 Party | Installed Capacity Coefficient | -0.0022831 |  | 20 | [9 empty] | Constraint.Generators | DRS.PX.SOR._.RES.Pool Pump - DLC-Cnst | DRS.PX.SOR._.RES.Pool Pump - DLC | Installed Capacity Coefficient | -0.0020548 |  | MW | 1 |  |  |  | = |  |  |  | New DSM DR | New DSM DR Summer
Generators | DRS.PX.SOR._.CI_.Water Heater - DLC-Cnst | DRS.PX.SOR._.CI_.Water Heater - DLC | Installed Capacity Coefficient | -0.0020548 |  | 18 | [9 empty] | Constraint.Generators | DRS.PX.SOR._.RES.Smart Thermostats-Cnst | DRS.PX.SOR._.RES.Smart Thermostats | Installed Capacity Coefficient | -0.0022831 |  | MW | 1 |  |  |  | = |  |  |  | New DSM DR | New DSM DR Summer
Generators | DRS.PX.SOR._.IRR.Irrigation DLC-Cnst | DRS.PX.SOR._.IRR.Irrigation DLC | Installed Capacity Coefficient | -0.0059361 |  | 52 | [9 empty] | Constraint.Generators | DRS.PX.SOR._.RES.Water Heater - DLC-Cnst | DRS.PX.SOR._.RES.Water Heater - DLC | Installed Capacity Coefficient | -0.0020548 |  | MW | 1 |  |  |  | = |  |  |  | New DSM DR | New DSM DR Summer
Generators | DRS.PX.UTN._.RES.Battery DLC-Cnst | DRS.PX.UTN._.RES.Battery DLC | Installed Capacity Coefficient | -0.010274 |  | 90 | [9 empty] | Constraint.Generators | DRS.PX.UTN._.CI_.3 Party-Cnst | DRS.PX.UTN._.CI_.3 Party | Installed Capacity Coefficient | -0.0022831 |  | MW | 1 |  |  |  | = |  |  |  | New DSM DR | New DSM DR Summer
Generators | DRS.PX.UTN._.RES.EV DLC-Cnst | DRS.PX.UTN._.RES.EV DLC | Installed Capacity Coefficient | -0.0020548 |  | 18 | [9 empty] | Constraint.Generators | DRS.PX.UTN._.CI_.Battery DLC-Cnst | DRS.PX.UTN._.CI_.Battery DLC | Installed Capacity Coefficient | -0.010274 |  | MW | 1 |  |  |  | = |  |  |  | New DSM DR | New DSM DR Summer
Generators | DRS.PX.UTN._.RES.Grid Interactive Water Htr-Cnst | DRS.PX.UTN._.RES.Grid Interactive Water Htr | Installed Capacity Coefficient | -0.0020548 |  | 18 | [9 empty] | Constraint.Generators | DRS.PX.UTN._.CI_.Grid Interactive Water Htr-Cnst | DRS.PX.UTN._.CI_.Grid Interactive Water Htr | Installed Capacity Coefficient | -0.0020548 |  | MW | 1 |  |  |  | = |  |  |  | New DSM DR | New DSM DR Summer
Generators | DRS.PX.UTN._.RES.Home Energy Mgmt Sys-Cnst | DRS.PX.UTN._.RES.Home Energy Mgmt Sys | Installed Capacity Coefficient | -0.0022831 |  | 20 | [9 empty] | Constraint.Generators | DRS.PX.UTN._.CI_.HVAC - DLC-Cnst | DRS.PX.UTN._.CI_.HVAC - DLC | Installed Capacity Coefficient | -0.011416 |  | MW | 1 |  |  |  | = |  |  |  | New DSM DR | New DSM DR Summer
Generators | DRS.PX.UTN._.RES.HVAC - DLC-Cnst | DRS.PX.UTN._.RES.HVAC - DLC | Installed Capacity Coefficient | -0.011416 |  | 100 | [9 empty] | Constraint.Generators | DRS.PX.UTN._.CI_.Pool Pump - DLC-Cnst | DRS.PX.UTN._.CI_.Pool Pump - DLC | Installed Capacity Coefficient | -0.0020548 |  | MW | 1 |  |  |  | = |  |  |  | New DSM DR | New DSM DR Summer
Generators | DRS.PX.UTN._.RES.Pool Pump - DLC-Cnst | DRS.PX.UTN._.RES.Pool Pump - DLC | Installed Capacity Coefficient | -0.0020548 |  | 18 | [9 empty] | Constraint.Generators | DRS.PX.UTN._.CI_.Smart Thermostats-Cnst | DRS.PX.UTN._.CI_.Smart Thermostats | Installed Capacity Coefficient | -0.0022831 |  | MW | 1 |  |  |  | = |  |  |  | New DSM DR | New DSM DR Summer
Generators | DRS.PX.UTN._.RES.Water Heater - DLC-Cnst | DRS.PX.UTN._.RES.Water Heater - DLC | Installed Capacity Coefficient | -0.0020548 |  | 18 | [9 empty] | Constraint.Generators | DRS.PX.UTN._.CI_.Water Heater - DLC-Cnst | DRS.PX.UTN._.CI_.Water Heater - DLC | Installed Capacity Coefficient | -0.0020548 |  | MW | 1 |  |  |  | = |  |  |  | New DSM DR | New DSM DR Summer
Generators | DRS.PX.UTN._.CI_.Battery DLC-Cnst | DRS.PX.UTN._.CI_.Battery DLC | Installed Capacity Coefficient | -0.010274 |  | 90 | [9 empty] | Constraint.Generators | DRS.PX.UTN._.IRR.Irrigation DLC-Cnst | DRS.PX.UTN._.IRR.Irrigation DLC | Installed Capacity Coefficient | -0.0059361 |  | MW | 1 |  |  |  | = |  |  |  | New DSM DR | New DSM DR Summer
Generators | DRS.PX.UTN._.CI_.Grid Interactive Water Htr-Cnst | DRS.PX.UTN._.CI_.Grid Interactive Water Htr | Installed Capacity Coefficient | -0.0020548 |  | 18 | [9 empty] | Constraint.Generators | DRS.PX.UTN._.RES.Battery DLC-Cnst | DRS.PX.UTN._.RES.Battery DLC | Installed Capacity Coefficient | -0.010274 |  | MW | 1 |  |  |  | = |  |  |  | New DSM DR | New DSM DR Summer
Generators | DRS.PX.UTN._.CI_.HVAC - DLC-Cnst | DRS.PX.UTN._.CI_.HVAC - DLC | Installed Capacity Coefficient | -0.011416 |  | 100 | [9 empty] | Constraint.Generators | DRS.PX.UTN._.RES.EV DLC-Cnst | DRS.PX.UTN._.RES.EV DLC | Installed Capacity Coefficient | -0.0020548 |  | MW | 1 |  |  |  | = |  |  |  | New DSM DR | New DSM DR Summer
Generators | DRS.PX.UTN._.CI_.Pool Pump - DLC-Cnst | DRS.PX.UTN._.CI_.Pool Pump - DLC | Installed Capacity Coefficient | -0.0020548 |  | 18 | [9 empty] | Constraint.Generators | DRS.PX.UTN._.RES.Grid Interactive Water Htr-Cnst | DRS.PX.UTN._.RES.Grid Interactive Water Htr | Installed Capacity Coefficient | -0.0020548 |  | MW | 1 |  |  |  | = |  |  |  | New DSM DR | New DSM DR Summer
Generators | DRS.PX.UTN._.CI_.Smart Thermostats-Cnst | DRS.PX.UTN._.CI_.Smart Thermostats | Installed Capacity Coefficient | -0.0022831 |  | 20 | [9 empty] | Constraint.Generators | DRS.PX.UTN._.RES.Home Energy Mgmt Sys-Cnst | DRS.PX.UTN._.RES.Home Energy Mgmt Sys | Installed Capacity Coefficient | -0.0022831 |  | MW | 1 |  |  |  | = |  |  |  | New DSM DR | New DSM DR Summer
Generators | DRS.PX.UTN._.CI_.3 Party-Cnst | DRS.PX.UTN._.CI_.3 Party | Installed Capacity Coefficient | -0.0022831 |  | 20 | [9 empty] | Constraint.Generators | DRS.PX.UTN._.RES.HVAC - DLC-Cnst | DRS.PX.UTN._.RES.HVAC - DLC | Installed Capacity Coefficient | -0.011416 |  | MW | 1 |  |  |  | = |  |  |  | New DSM DR | New DSM DR Summer
Generators | DRS.PX.UTN._.CI_.Water Heater - DLC-Cnst | DRS.PX.UTN._.CI_.Water Heater - DLC | Installed Capacity Coefficient | -0.0020548 |  | 18 | [9 empty] | Constraint.Generators | DRS.PX.UTN._.RES.Pool Pump - DLC-Cnst | DRS.PX.UTN._.RES.Pool Pump - DLC | Installed Capacity Coefficient | -0.0020548 |  | MW | 1 |  |  |  | = |  |  |  | New DSM DR | New DSM DR Summer
Generators | DRS.PX.UTN._.IRR.Irrigation DLC-Cnst | DRS.PX.UTN._.IRR.Irrigation DLC | Installed Capacity Coefficient | -0.0059361 |  | 52 | [9 empty] | Constraint.Generators | DRS.PX.UTN._.RES.Water Heater - DLC-Cnst | DRS.PX.UTN._.RES.Water Heater - DLC | Installed Capacity Coefficient | -0.0020548 |  | MW | 1 |  |  |  | = |  |  |  | New DSM DR | New DSM DR Summer
Generators | DRS.PX.YAK._.RES.Battery DLC-Cnst | DRS.PX.YAK._.RES.Battery DLC | Installed Capacity Coefficient | -0.010274 |  | 90 | [9 empty] | Constraint.Generators | DRS.PX.WYC._.CI_.3 Party-Cnst | DRS.PX.WYC._.CI_.3 Party | Installed Capacity Coefficient | -0.0022831 |  | MW | 1 |  |  |  | = |  |  |  | New DSM DR | New DSM DR Summer
Generators | DRS.PX.YAK._.RES.EV DLC-Cnst | DRS.PX.YAK._.RES.EV DLC | Installed Capacity Coefficient | -0.0020548 |  | 18 | [9 empty] | Constraint.Generators | DRS.PX.WYC._.CI_.Battery DLC-Cnst | DRS.PX.WYC._.CI_.Battery DLC | Installed Capacity Coefficient | -0.010274 |  | MW | 1 |  |  |  | = |  |  |  | New DSM DR | New DSM DR Summer
Generators | DRS.PX.YAK._.RES.Grid Interactive Water Htr-Cnst | DRS.PX.YAK._.RES.Grid Interactive Water Htr | Installed Capacity Coefficient | -0.0020548 |  | 18 | [9 empty] | Constraint.Generators | DRS.PX.WYC._.CI_.Grid Interactive Water Htr-Cnst | DRS.PX.WYC._.CI_.Grid Interactive Water Htr | Installed Capacity Coefficient | -0.0020548 |  | MW | 1 |  |  |  | = |  |  |  | New DSM DR | New DSM DR Summer
Generators | DRS.PX.YAK._.RES.Home Energy Mgmt Sys-Cnst | DRS.PX.YAK._.RES.Home Energy Mgmt Sys | Installed Capacity Coefficient | -0.0022831 |  | 20 | [9 empty] | Constraint.Generators | DRS.PX.WYC._.CI_.HVAC - DLC-Cnst | DRS.PX.WYC._.CI_.HVAC - DLC | Installed Capacity Coefficient | -0.011416 |  | MW | 1 |  |  |  | = |  |  |  | New DSM DR | New DSM DR Summer
Generators | DRS.PX.YAK._.RES.HVAC - DLC-Cnst | DRS.PX.YAK._.RES.HVAC - DLC | Installed Capacity Coefficient | -0.011416 |  | 100 | [9 empty] | Constraint.Generators | DRS.PX.WYC._.CI_.Pool Pump - DLC-Cnst | DRS.PX.WYC._.CI_.Pool Pump - DLC | Installed Capacity Coefficient | -0.0020548 |  | MW | 1 |  |  |  | = |  |  |  | New DSM DR | New DSM DR Summer
Generators | DRS.PX.YAK._.RES.Pool Pump - DLC-Cnst | DRS.PX.YAK._.RES.Pool Pump - DLC | Installed Capacity Coefficient | -0.0020548 |  | 18 | [9 empty] | Constraint.Generators | DRS.PX.WYC._.CI_.Smart Thermostats-Cnst | DRS.PX.WYC._.CI_.Smart Thermostats | Installed Capacity Coefficient | -0.0022831 |  | MW | 1 |  |  |  | = |  |  |  | New DSM DR | New DSM DR Summer
Generators | DRS.PX.YAK._.RES.Smart Thermostats-Cnst | DRS.PX.YAK._.RES.Smart Thermostats | Installed Capacity Coefficient | -0.0022831 |  | 20 | [9 empty] | Constraint.Generators | DRS.PX.WYC._.CI_.Water Heater - DLC-Cnst | DRS.PX.WYC._.CI_.Water Heater - DLC | Installed Capacity Coefficient | -0.0020548 |  | MW | 1 |  |  |  | = |  |  |  | New DSM DR | New DSM DR Summer
Generators | DRS.PX.YAK._.RES.Water Heater - DLC-Cnst | DRS.PX.YAK._.RES.Water Heater - DLC | Installed Capacity Coefficient | -0.0020548 |  | 18 | [9 empty] | Constraint.Generators | DRS.PX.WYC._.IRR.Irrigation DLC-Cnst | DRS.PX.WYC._.IRR.Irrigation DLC | Installed Capacity Coefficient | -0.0059361 |  | MW | 1 |  |  |  | = |  |  |  | New DSM DR | New DSM DR Summer
Generators | DRS.PX.YAK._.CI_.Battery DLC-Cnst | DRS.PX.YAK._.CI_.Battery DLC | Installed Capacity Coefficient | -0.010274 |  | 90 | [9 empty] | Constraint.Generators | DRS.PX.WYC._.RES.Battery DLC-Cnst | DRS.PX.WYC._.RES.Battery DLC | Installed Capacity Coefficient | -0.010274 |  | MW | 1 |  |  |  | = |  |  |  | New DSM DR | New DSM DR Summer
Generators | DRS.PX.YAK._.CI_.Grid Interactive Water Htr-Cnst | DRS.PX.YAK._.CI_.Grid Interactive Water Htr | Installed Capacity Coefficient | -0.0020548 |  | 18 | [9 empty] | Constraint.Generators | DRS.PX.WYC._.RES.EV DLC-Cnst | DRS.PX.WYC._.RES.EV DLC | Installed Capacity Coefficient | -0.0020548 |  | MW | 1 |  |  |  | = |  |  |  | New DSM DR | New DSM DR Summer
Generators | DRS.PX.YAK._.CI_.HVAC - DLC-Cnst | DRS.PX.YAK._.CI_.HVAC - DLC | Installed Capacity Coefficient | -0.011416 |  | 100 | [9 empty] | Constraint.Generators | DRS.PX.WYC._.RES.Grid Interactive Water Htr-Cnst | DRS.PX.WYC._.RES.Grid Interactive Water Htr | Installed Capacity Coefficient | -0.0020548 |  | MW | 1 |  |  |  | = |  |  |  | New DSM DR | New DSM DR Summer
Generators | DRS.PX.YAK._.CI_.Pool Pump - DLC-Cnst | DRS.PX.YAK._.CI_.Pool Pump - DLC | Installed Capacity Coefficient | -0.0020548 |  | 18 | [9 empty] | Constraint.Generators | DRS.PX.WYC._.RES.Home Energy Mgmt Sys-Cnst | DRS.PX.WYC._.RES.Home Energy Mgmt Sys | Installed Capacity Coefficient | -0.0022831 |  | MW | 1 |  |  |  | = |  |  |  | New DSM DR | New DSM DR Summer
Generators | DRS.PX.YAK._.CI_.Smart Thermostats-Cnst | DRS.PX.YAK._.CI_.Smart Thermostats | Installed Capacity Coefficient | -0.0022831 |  | 20 | [9 empty] | Constraint.Generators | DRS.PX.WYC._.RES.HVAC - DLC-Cnst | DRS.PX.WYC._.RES.HVAC - DLC | Installed Capacity Coefficient | -0.011416 |  | MW | 1 |  |  |  | = |  |  |  | New DSM DR | New DSM DR Summer
Generators | DRS.PX.YAK._.CI_.3 Party-Cnst | DRS.PX.YAK._.CI_.3 Party | Installed Capacity Coefficient | -0.0022831 |  | 20 | [9 empty] | Constraint.Generators | DRS.PX.WYC._.RES.Pool Pump - DLC-Cnst | DRS.PX.WYC._.RES.Pool Pump - DLC | Installed Capacity Coefficient | -0.0020548 |  | MW | 1 |  |  |  | = |  |  |  | New DSM DR | New DSM DR Summer
Generators | DRS.PX.YAK._.CI_.Water Heater - DLC-Cnst | DRS.PX.YAK._.CI_.Water Heater - DLC | Installed Capacity Coefficient | -0.0020548 |  | 18 | [9 empty] | Constraint.Generators | DRS.PX.WYC._.RES.Water Heater - DLC-Cnst | DRS.PX.WYC._.RES.Water Heater - DLC | Installed Capacity Coefficient | -0.0020548 |  | MW | 1 |  |  |  | = |  |  |  | New DSM DR | New DSM DR Summer
Generators | DRS.PX.YAK._.IRR.Irrigation DLC-Cnst | DRS.PX.YAK._.IRR.Irrigation DLC | Installed Capacity Coefficient | -0.0059361 |  | 52 | [9 empty] | Constraint.Generators | DRS.PX.YAK._.CI_.3 Party-Cnst | DRS.PX.YAK._.CI_.3 Party | Installed Capacity Coefficient | -0.0022831 |  | MW | 1 |  |  |  | = |  |  |  | New DSM DR | New DSM DR Summer
Generators | DRS.PX.WYC._.RES.Battery DLC-Cnst | DRS.PX.WYC._.RES.Battery DLC | Installed Capacity Coefficient | -0.010274 |  | 90 | [9 empty] | Constraint.Generators | DRS.PX.YAK._.CI_.Battery DLC-Cnst | DRS.PX.YAK._.CI_.Battery DLC | Installed Capacity Coefficient | -0.010274 |  | MW | 1 |  |  |  | = |  |  |  | New DSM DR | New DSM DR Summer
Generators | DRS.PX.WYC._.RES.EV DLC-Cnst | DRS.PX.WYC._.RES.EV DLC | Installed Capacity Coefficient | -0.0020548 |  | 18 | [9 empty] | Constraint.Generators | DRS.PX.YAK._.CI_.Grid Interactive Water Htr-Cnst | DRS.PX.YAK._.CI_.Grid Interactive Water Htr | Installed Capacity Coefficient | -0.0020548 |  | MW | 1 |  |  |  | = |  |  |  | New DSM DR | New DSM DR Summer
Generators | DRS.PX.WYC._.RES.Grid Interactive Water Htr-Cnst | DRS.PX.WYC._.RES.Grid Interactive Water Htr | Installed Capacity Coefficient | -0.0020548 |  | 18 | [9 empty] | Constraint.Generators | DRS.PX.YAK._.CI_.HVAC - DLC-Cnst | DRS.PX.YAK._.CI_.HVAC - DLC | Installed Capacity Coefficient | -0.011416 |  | MW | 1 |  |  |  | = |  |  |  | New DSM DR | New DSM DR Summer
Generators | DRS.PX.WYC._.RES.Home Energy Mgmt Sys-Cnst | DRS.PX.WYC._.RES.Home Energy Mgmt Sys | Installed Capacity Coefficient | -0.0022831 |  | 20 | [9 empty] | Constraint.Generators | DRS.PX.YAK._.CI_.Pool Pump - DLC-Cnst | DRS.PX.YAK._.CI_.Pool Pump - DLC | Installed Capacity Coefficient | -0.0020548 |  | MW | 1 |  |  |  | = |  |  |  | New DSM DR | New DSM DR Summer
Generators | DRS.PX.WYC._.RES.HVAC - DLC-Cnst | DRS.PX.WYC._.RES.HVAC - DLC | Installed Capacity Coefficient | -0.011416 |  | 100 | [9 empty] | Constraint.Generators | DRS.PX.YAK._.CI_.Smart Thermostats-Cnst | DRS.PX.YAK._.CI_.Smart Thermostats | Installed Capacity Coefficient | -0.0022831 |  | MW | 1 |  |  |  | = |  |  |  | New DSM DR | New DSM DR Summer
Generators | DRS.PX.WYC._.RES.Pool Pump - DLC-Cnst | DRS.PX.WYC._.RES.Pool Pump - DLC | Installed Capacity Coefficient | -0.0020548 |  | 18 | [9 empty] | Constraint.Generators | DRS.PX.YAK._.CI_.Water Heater - DLC-Cnst | DRS.PX.YAK._.CI_.Water Heater - DLC | Installed Capacity Coefficient | -0.0020548 |  | MW | 1 |  |  |  | = |  |  |  | New DSM DR | New DSM DR Summer
Generators | DRS.PX.WYC._.RES.Water Heater - DLC-Cnst | DRS.PX.WYC._.RES.Water Heater - DLC | Installed Capacity Coefficient | -0.0020548 |  | 18 | [9 empty] | Constraint.Generators | DRS.PX.YAK._.IRR.Irrigation DLC-Cnst | DRS.PX.YAK._.IRR.Irrigation DLC | Installed Capacity Coefficient | -0.0059361 |  | MW | 1 |  |  |  | = |  |  |  | New DSM DR | New DSM DR Summer
Generators | DRS.PX.WYC._.CI_.Battery DLC-Cnst | DRS.PX.WYC._.CI_.Battery DLC | Installed Capacity Coefficient | -0.010274 |  | 90 | [9 empty] | Constraint.Generators | DRS.PX.YAK._.RES.Battery DLC-Cnst | DRS.PX.YAK._.RES.Battery DLC | Installed Capacity Coefficient | -0.010274 |  | MW | 1 |  |  |  | = |  |  |  | New DSM DR | New DSM DR Summer
Generators | DRS.PX.WYC._.CI_.Grid Interactive Water Htr-Cnst | DRS.PX.WYC._.CI_.Grid Interactive Water Htr | Installed Capacity Coefficient | -0.0020548 |  | 18 | [9 empty] | Constraint.Generators | DRS.PX.YAK._.RES.EV DLC-Cnst | DRS.PX.YAK._.RES.EV DLC | Installed Capacity Coefficient | -0.0020548 |  | MW | 1 |  |  |  | = |  |  |  | New DSM DR | New DSM DR Summer
Generators | DRS.PX.WYC._.CI_.HVAC - DLC-Cnst | DRS.PX.WYC._.CI_.HVAC - DLC | Installed Capacity Coefficient | -0.011416 |  | 100 | [9 empty] | Constraint.Generators | DRS.PX.YAK._.RES.Grid Interactive Water Htr-Cnst | DRS.PX.YAK._.RES.Grid Interactive Water Htr | Installed Capacity Coefficient | -0.0020548 |  | MW | 1 |  |  |  | = |  |  |  | New DSM DR | New DSM DR Summer
Generators | DRS.PX.WYC._.CI_.Pool Pump - DLC-Cnst | DRS.PX.WYC._.CI_.Pool Pump - DLC | Installed Capacity Coefficient | -0.0020548 |  | 18 | [9 empty] | Constraint.Generators | DRS.PX.YAK._.RES.Home Energy Mgmt Sys-Cnst | DRS.PX.YAK._.RES.Home Energy Mgmt Sys | Installed Capacity Coefficient | -0.0022831 |  | MW | 1 |  |  |  | = |  |  |  | New DSM DR | New DSM DR Summer
Generators | DRS.PX.WYC._.CI_.Smart Thermostats-Cnst | DRS.PX.WYC._.CI_.Smart Thermostats | Installed Capacity Coefficient | -0.0022831 |  | 20 | [9 empty] | Constraint.Generators | DRS.PX.YAK._.RES.HVAC - DLC-Cnst | DRS.PX.YAK._.RES.HVAC - DLC | Installed Capacity Coefficient | -0.011416 |  | MW | 1 |  |  |  | = |  |  |  | New DSM DR | New DSM DR Summer
Generators | DRS.PX.WYC._.CI_.3 Party-Cnst | DRS.PX.WYC._.CI_.3 Party | Installed Capacity Coefficient | -0.0022831 |  | 20 | [9 empty] | Constraint.Generators | DRS.PX.YAK._.RES.Pool Pump - DLC-Cnst | DRS.PX.YAK._.RES.Pool Pump - DLC | Installed Capacity Coefficient | -0.0020548 |  | MW | 1 |  |  |  | = |  |  |  | New DSM DR | New DSM DR Summer
Generators | DRS.PX.WYC._.CI_.Water Heater - DLC-Cnst | DRS.PX.WYC._.CI_.Water Heater - DLC | Installed Capacity Coefficient | -0.0020548 |  | 18 | [9 empty] | Constraint.Generators | DRS.PX.YAK._.RES.Smart Thermostats-Cnst | DRS.PX.YAK._.RES.Smart Thermostats | Installed Capacity Coefficient | -0.0022831 |  | MW | 1 |  |  |  | = |  |  |  | New DSM DR | New DSM DR Summer
Generators | DRS.PX.WYC._.IRR.Irrigation DLC-Cnst | DRS.PX.WYC._.IRR.Irrigation DLC | Installed Capacity Coefficient | -0.0059361 |  | 52 | [9 empty] | Constraint.Generators | DRS.PX.YAK._.RES.Water Heater - DLC-Cnst | DRS.PX.YAK._.RES.Water Heater - DLC | Installed Capacity Coefficient | -0.0020548 |  | MW | 1 |  |  |  | = |  |  |  | New DSM DR | New DSM DR Summer
Generators | DRW.PX.NCA._.RES.Battery DLC-Cnst | DRW.PX.NCA._.RES.Battery DLC | Installed Capacity Coefficient | -0.010274 | Winter | 90 | [9 empty] | Constraint.Generators | DRW.PX.GOE._.CI_.3 Party-Cnst | DRW.PX.GOE._.CI_.3 Party | Installed Capacity Coefficient | -0.0022831 |  | MW | 1 |  |  |  | = |  |  |  | New DSM DR
Generators | DRW.PX.NCA._.RES.EV DLC-Cnst | DRW.PX.NCA._.RES.EV DLC | Installed Capacity Coefficient | -0.0020548 |  | 18 | [9 empty] | Constraint.Generators | DRW.PX.GOE._.CI_.Battery DLC-Cnst | DRW.PX.GOE._.CI_.Battery DLC | Installed Capacity Coefficient | -0.010274 |  | MW | 1 |  |  |  | = |  |  |  | New DSM DR
Generators | DRW.PX.NCA._.RES.Grid Interactive Water Htr-Cnst | DRW.PX.NCA._.RES.Grid Interactive Water Htr | Installed Capacity Coefficient | -0.0020548 |  | 18 | [9 empty] | Constraint.Generators | DRW.PX.GOE._.CI_.Grid Interactive Water Htr-Cnst | DRW.PX.GOE._.CI_.Grid Interactive Water Htr | Installed Capacity Coefficient | -0.0020548 |  | MW | 1 |  |  |  | = |  |  |  | New DSM DR
Generators | DRW.PX.NCA._.RES.Home Energy Mgmt Sys-Cnst | DRW.PX.NCA._.RES.Home Energy Mgmt Sys | Installed Capacity Coefficient | -0.0022831 |  | 20 | [9 empty] | Constraint.Generators | DRW.PX.GOE._.CI_.HVAC - DLC-Cnst | DRW.PX.GOE._.CI_.HVAC - DLC | Installed Capacity Coefficient | -0.011416 |  | MW | 1 |  |  |  | = |  |  |  | New DSM DR
Generators | DRW.PX.NCA._.RES.HVAC - DLC-Cnst | DRW.PX.NCA._.RES.HVAC - DLC | Installed Capacity Coefficient | -0.011416 |  | 100 | [9 empty] | Constraint.Generators | DRW.PX.GOE._.CI_.Pool Pump - DLC-Cnst | DRW.PX.GOE._.CI_.Pool Pump - DLC | Installed Capacity Coefficient | -0.0020548 |  | MW | 1 |  |  |  | = |  |  |  | New DSM DR
Generators | DRW.PX.NCA._.RES.Pool Pump - DLC-Cnst | DRW.PX.NCA._.RES.Pool Pump - DLC | Installed Capacity Coefficient | -0.0020548 |  | 18 | [9 empty] | Constraint.Generators | DRW.PX.GOE._.CI_.Smart Thermostats-Cnst | DRW.PX.GOE._.CI_.Smart Thermostats | Installed Capacity Coefficient | -0.0022831 |  | MW | 1 |  |  |  | = |  |  |  | New DSM DR
Generators | DRW.PX.NCA._.RES.Smart Thermostats-Cnst | DRW.PX.NCA._.RES.Smart Thermostats | Installed Capacity Coefficient | -0.0022831 |  | 20 | [9 empty] | Constraint.Generators | DRW.PX.GOE._.CI_.Water Heater - DLC-Cnst | DRW.PX.GOE._.CI_.Water Heater - DLC | Installed Capacity Coefficient | -0.0020548 |  | MW | 1 |  |  |  | = |  |  |  | New DSM DR
Generators | DRW.PX.NCA._.RES.Water Heater - DLC-Cnst | DRW.PX.NCA._.RES.Water Heater - DLC | Installed Capacity Coefficient | -0.0020548 |  | 18 | [9 empty] | Constraint.Generators | DRW.PX.GOE._.RES.Battery DLC-Cnst | DRW.PX.GOE._.RES.Battery DLC | Installed Capacity Coefficient | -0.010274 |  | MW | 1 |  |  |  | = |  |  |  | New DSM DR
Generators | DRW.PX.NCA._.CI_.Battery DLC-Cnst | DRW.PX.NCA._.CI_.Battery DLC | Installed Capacity Coefficient | -0.010274 |  | 90 | [9 empty] | Constraint.Generators | DRW.PX.GOE._.RES.EV DLC-Cnst | DRW.PX.GOE._.RES.EV DLC | Installed Capacity Coefficient | -0.0020548 |  | MW | 1 |  |  |  | = |  |  |  | New DSM DR
Generators | DRW.PX.NCA._.CI_.Grid Interactive Water Htr-Cnst | DRW.PX.NCA._.CI_.Grid Interactive Water Htr | Installed Capacity Coefficient | -0.0020548 |  | 18 | [9 empty] | Constraint.Generators | DRW.PX.GOE._.RES.Grid Interactive Water Htr-Cnst | DRW.PX.GOE._.RES.Grid Interactive Water Htr | Installed Capacity Coefficient | -0.0020548 |  | MW | 1 |  |  |  | = |  |  |  | New DSM DR
Generators | DRW.PX.NCA._.CI_.HVAC - DLC-Cnst | DRW.PX.NCA._.CI_.HVAC - DLC | Installed Capacity Coefficient | -0.011416 |  | 100 | [9 empty] | Constraint.Generators | DRW.PX.GOE._.RES.Home Energy Mgmt Sys-Cnst | DRW.PX.GOE._.RES.Home Energy Mgmt Sys | Installed Capacity Coefficient | -0.0022831 |  | MW | 1 |  |  |  | = |  |  |  | New DSM DR
Generators | DRW.PX.NCA._.CI_.Pool Pump - DLC-Cnst | DRW.PX.NCA._.CI_.Pool Pump - DLC | Installed Capacity Coefficient | -0.0020548 |  | 18 | [9 empty] | Constraint.Generators | DRW.PX.GOE._.RES.HVAC - DLC-Cnst | DRW.PX.GOE._.RES.HVAC - DLC | Installed Capacity Coefficient | -0.011416 |  | MW | 1 |  |  |  | = |  |  |  | New DSM DR
Generators | DRW.PX.NCA._.CI_.Smart Thermostats-Cnst | DRW.PX.NCA._.CI_.Smart Thermostats | Installed Capacity Coefficient | -0.0022831 |  | 20 | [9 empty] | Constraint.Generators | DRW.PX.GOE._.RES.Pool Pump - DLC-Cnst | DRW.PX.GOE._.RES.Pool Pump - DLC | Installed Capacity Coefficient | -0.0020548 |  | MW | 1 |  |  |  | = |  |  |  | New DSM DR
Generators | DRW.PX.NCA._.CI_.3 Party-Cnst | DRW.PX.NCA._.CI_.3 Party | Installed Capacity Coefficient | -0.0022831 |  | 20 | [9 empty] | Constraint.Generators | DRW.PX.GOE._.RES.Water Heater - DLC-Cnst | DRW.PX.GOE._.RES.Water Heater - DLC | Installed Capacity Coefficient | -0.0020548 |  | MW | 1 |  |  |  | = |  |  |  | New DSM DR
Generators | DRW.PX.NCA._.CI_.Water Heater - DLC-Cnst | DRW.PX.NCA._.CI_.Water Heater - DLC | Installed Capacity Coefficient | -0.0020548 |  | 18 | [9 empty] | Constraint.Generators | DRW.PX.NCA._.CI_.3 Party-Cnst | DRW.PX.NCA._.CI_.3 Party | Installed Capacity Coefficient | -0.0022831 |  | MW | 1 |  |  |  | = |  |  |  | New DSM DR
Generators | DRW.PX.GOE._.RES.Battery DLC-Cnst | DRW.PX.GOE._.RES.Battery DLC | Installed Capacity Coefficient | -0.010274 |  | 90 | [9 empty] | Constraint.Generators | DRW.PX.NCA._.CI_.Battery DLC-Cnst | DRW.PX.NCA._.CI_.Battery DLC | Installed Capacity Coefficient | -0.010274 |  | MW | 1 |  |  |  | = |  |  |  | New DSM DR
Generators | DRW.PX.GOE._.RES.EV DLC-Cnst | DRW.PX.GOE._.RES.EV DLC | Installed Capacity Coefficient | -0.0020548 |  | 18 | [9 empty] | Constraint.Generators | DRW.PX.NCA._.CI_.Grid Interactive Water Htr-Cnst | DRW.PX.NCA._.CI_.Grid Interactive Water Htr | Installed Capacity Coefficient | -0.0020548 |  | MW | 1 |  |  |  | = |  |  |  | New DSM DR
Generators | DRW.PX.GOE._.RES.Grid Interactive Water Htr-Cnst | DRW.PX.GOE._.RES.Grid Interactive Water Htr | Installed Capacity Coefficient | -0.0020548 |  | 18 | [9 empty] | Constraint.Generators | DRW.PX.NCA._.CI_.HVAC - DLC-Cnst | DRW.PX.NCA._.CI_.HVAC - DLC | Installed Capacity Coefficient | -0.011416 |  | MW | 1 |  |  |  | = |  |  |  | New DSM DR
Generators | DRW.PX.GOE._.RES.Home Energy Mgmt Sys-Cnst | DRW.PX.GOE._.RES.Home Energy Mgmt Sys | Installed Capacity Coefficient | -0.0022831 |  | 20 | [9 empty] | Constraint.Generators | DRW.PX.NCA._.CI_.Pool Pump - DLC-Cnst | DRW.PX.NCA._.CI_.Pool Pump - DLC | Installed Capacity Coefficient | -0.0020548 |  | MW | 1 |  |  |  | = |  |  |  | New DSM DR
Generators | DRW.PX.GOE._.RES.HVAC - DLC-Cnst | DRW.PX.GOE._.RES.HVAC - DLC | Installed Capacity Coefficient | -0.011416 |  | 100 | [9 empty] | Constraint.Generators | DRW.PX.NCA._.CI_.Smart Thermostats-Cnst | DRW.PX.NCA._.CI_.Smart Thermostats | Installed Capacity Coefficient | -0.0022831 |  | MW | 1 |  |  |  | = |  |  |  | New DSM DR
Generators | DRW.PX.GOE._.RES.Pool Pump - DLC-Cnst | DRW.PX.GOE._.RES.Pool Pump - DLC | Installed Capacity Coefficient | -0.0020548 |  | 18 | [9 empty] | Constraint.Generators | DRW.PX.NCA._.CI_.Water Heater - DLC-Cnst | DRW.PX.NCA._.CI_.Water Heater - DLC | Installed Capacity Coefficient | -0.0020548 |  | MW | 1 |  |  |  | = |  |  |  | New DSM DR
Generators | DRW.PX.GOE._.RES.Water Heater - DLC-Cnst | DRW.PX.GOE._.RES.Water Heater - DLC | Installed Capacity Coefficient | -0.0020548 |  | 18 | [9 empty] | Constraint.Generators | DRW.PX.NCA._.RES.Battery DLC-Cnst | DRW.PX.NCA._.RES.Battery DLC | Installed Capacity Coefficient | -0.010274 |  | MW | 1 |  |  |  | = |  |  |  | New DSM DR
Generators | DRW.PX.GOE._.CI_.Battery DLC-Cnst | DRW.PX.GOE._.CI_.Battery DLC | Installed Capacity Coefficient | -0.010274 |  | 90 | [9 empty] | Constraint.Generators | DRW.PX.NCA._.RES.EV DLC-Cnst | DRW.PX.NCA._.RES.EV DLC | Installed Capacity Coefficient | -0.0020548 |  | MW | 1 |  |  |  | = |  |  |  | New DSM DR
Generators | DRW.PX.GOE._.CI_.Grid Interactive Water Htr-Cnst | DRW.PX.GOE._.CI_.Grid Interactive Water Htr | Installed Capacity Coefficient | -0.0020548 |  | 18 | [9 empty] | Constraint.Generators | DRW.PX.NCA._.RES.Grid Interactive Water Htr-Cnst | DRW.PX.NCA._.RES.Grid Interactive Water Htr | Installed Capacity Coefficient | -0.0020548 |  | MW | 1 |  |  |  | = |  |  |  | New DSM DR
Generators | DRW.PX.GOE._.CI_.HVAC - DLC-Cnst | DRW.PX.GOE._.CI_.HVAC - DLC | Installed Capacity Coefficient | -0.011416 |  | 100 | [9 empty] | Constraint.Generators | DRW.PX.NCA._.RES.Home Energy Mgmt Sys-Cnst | DRW.PX.NCA._.RES.Home Energy Mgmt Sys | Installed Capacity Coefficient | -0.0022831 |  | MW | 1 |  |  |  | = |  |  |  | New DSM DR
Generators | DRW.PX.GOE._.CI_.Pool Pump - DLC-Cnst | DRW.PX.GOE._.CI_.Pool Pump - DLC | Installed Capacity Coefficient | -0.0020548 |  | 18 | [9 empty] | Constraint.Generators | DRW.PX.NCA._.RES.HVAC - DLC-Cnst | DRW.PX.NCA._.RES.HVAC - DLC | Installed Capacity Coefficient | -0.011416 |  | MW | 1 |  |  |  | = |  |  |  | New DSM DR
Generators | DRW.PX.GOE._.CI_.Smart Thermostats-Cnst | DRW.PX.GOE._.CI_.Smart Thermostats | Installed Capacity Coefficient | -0.0022831 |  | 20 | [9 empty] | Constraint.Generators | DRW.PX.NCA._.RES.Pool Pump - DLC-Cnst | DRW.PX.NCA._.RES.Pool Pump - DLC | Installed Capacity Coefficient | -0.0020548 |  | MW | 1 |  |  |  | = |  |  |  | New DSM DR
Generators | DRW.PX.GOE._.CI_.3 Party-Cnst | DRW.PX.GOE._.CI_.3 Party | Installed Capacity Coefficient | -0.0022831 |  | 20 | [9 empty] | Constraint.Generators | DRW.PX.NCA._.RES.Smart Thermostats-Cnst | DRW.PX.NCA._.RES.Smart Thermostats | Installed Capacity Coefficient | -0.0022831 |  | MW | 1 |  |  |  | = |  |  |  | New DSM DR
Generators | DRW.PX.GOE._.CI_.Water Heater - DLC-Cnst | DRW.PX.GOE._.CI_.Water Heater - DLC | Installed Capacity Coefficient | -0.0020548 |  | 18 | [9 empty] | Constraint.Generators | DRW.PX.NCA._.RES.Water Heater - DLC-Cnst | DRW.PX.NCA._.RES.Water Heater - DLC | Installed Capacity Coefficient | -0.0020548 |  | MW | 1 |  |  |  | = |  |  |  | New DSM DR
Generators | DRW.PX.SOR._.RES.Battery DLC-Cnst | DRW.PX.SOR._.RES.Battery DLC | Installed Capacity Coefficient | -0.010274 |  | 90 | [9 empty] | Constraint.Generators | DRW.PX.SOR._.CI_.3 Party-Cnst | DRW.PX.SOR._.CI_.3 Party | Installed Capacity Coefficient | -0.0022831 |  | MW | 1 |  |  |  | = |  |  |  | New DSM DR
Generators | DRW.PX.SOR._.RES.EV DLC-Cnst | DRW.PX.SOR._.RES.EV DLC | Installed Capacity Coefficient | -0.0020548 |  | 18 | [9 empty] | Constraint.Generators | DRW.PX.SOR._.CI_.Battery DLC-Cnst | DRW.PX.SOR._.CI_.Battery DLC | Installed Capacity Coefficient | -0.010274 |  | MW | 1 |  |  |  | = |  |  |  | New DSM DR
Generators | DRW.PX.SOR._.RES.Grid Interactive Water Htr-Cnst | DRW.PX.SOR._.RES.Grid Interactive Water Htr | Installed Capacity Coefficient | -0.0020548 |  | 18 | [9 empty] | Constraint.Generators | DRW.PX.SOR._.CI_.Grid Interactive Water Htr-Cnst | DRW.PX.SOR._.CI_.Grid Interactive Water Htr | Installed Capacity Coefficient | -0.0020548 |  | MW | 1 |  |  |  | = |  |  |  | New DSM DR
Generators | DRW.PX.SOR._.RES.Home Energy Mgmt Sys-Cnst | DRW.PX.SOR._.RES.Home Energy Mgmt Sys | Installed Capacity Coefficient | -0.0022831 |  | 20 | [9 empty] | Constraint.Generators | DRW.PX.SOR._.CI_.HVAC - DLC-Cnst | DRW.PX.SOR._.CI_.HVAC - DLC | Installed Capacity Coefficient | -0.011416 |  | MW | 1 |  |  |  | = |  |  |  | New DSM DR
Generators | DRW.PX.SOR._.RES.HVAC - DLC-Cnst | DRW.PX.SOR._.RES.HVAC - DLC | Installed Capacity Coefficient | -0.011416 |  | 100 | [9 empty] | Constraint.Generators | DRW.PX.SOR._.CI_.Pool Pump - DLC-Cnst | DRW.PX.SOR._.CI_.Pool Pump - DLC | Installed Capacity Coefficient | -0.0020548 |  | MW | 1 |  |  |  | = |  |  |  | New DSM DR
Generators | DRW.PX.SOR._.RES.Pool Pump - DLC-Cnst | DRW.PX.SOR._.RES.Pool Pump - DLC | Installed Capacity Coefficient | -0.0020548 |  | 18 | [9 empty] | Constraint.Generators | DRW.PX.SOR._.CI_.Smart Thermostats-Cnst | DRW.PX.SOR._.CI_.Smart Thermostats | Installed Capacity Coefficient | -0.0022831 |  | MW | 1 |  |  |  | = |  |  |  | New DSM DR
Generators | DRW.PX.SOR._.RES.Smart Thermostats-Cnst | DRW.PX.SOR._.RES.Smart Thermostats | Installed Capacity Coefficient | -0.0022831 |  | 20 | [9 empty] | Constraint.Generators | DRW.PX.SOR._.CI_.Water Heater - DLC-Cnst | DRW.PX.SOR._.CI_.Water Heater - DLC | Installed Capacity Coefficient | -0.0020548 |  | MW | 1 |  |  |  | = |  |  |  | New DSM DR
Generators | DRW.PX.SOR._.RES.Water Heater - DLC-Cnst | DRW.PX.SOR._.RES.Water Heater - DLC | Installed Capacity Coefficient | -0.0020548 |  | 18 | [9 empty] | Constraint.Generators | DRW.PX.SOR._.RES.Battery DLC-Cnst | DRW.PX.SOR._.RES.Battery DLC | Installed Capacity Coefficient | -0.010274 |  | MW | 1 |  |  |  | = |  |  |  | New DSM DR
Generators | DRW.PX.SOR._.CI_.Battery DLC-Cnst | DRW.PX.SOR._.CI_.Battery DLC | Installed Capacity Coefficient | -0.010274 |  | 90 | [9 empty] | Constraint.Generators | DRW.PX.SOR._.RES.EV DLC-Cnst | DRW.PX.SOR._.RES.EV DLC | Installed Capacity Coefficient | -0.0020548 |  | MW | 1 |  |  |  | = |  |  |  | New DSM DR
Generators | DRW.PX.SOR._.CI_.Grid Interactive Water Htr-Cnst | DRW.PX.SOR._.CI_.Grid Interactive Water Htr | Installed Capacity Coefficient | -0.0020548 |  | 18 | [9 empty] | Constraint.Generators | DRW.PX.SOR._.RES.Grid Interactive Water Htr-Cnst | DRW.PX.SOR._.RES.Grid Interactive Water Htr | Installed Capacity Coefficient | -0.0020548 |  | MW | 1 |  |  |  | = |  |  |  | New DSM DR
Generators | DRW.PX.SOR._.CI_.HVAC - DLC-Cnst | DRW.PX.SOR._.CI_.HVAC - DLC | Installed Capacity Coefficient | -0.011416 |  | 100 | [9 empty] | Constraint.Generators | DRW.PX.SOR._.RES.Home Energy Mgmt Sys-Cnst | DRW.PX.SOR._.RES.Home Energy Mgmt Sys | Installed Capacity Coefficient | -0.0022831 |  | MW | 1 |  |  |  | = |  |  |  | New DSM DR
Generators | DRW.PX.SOR._.CI_.Pool Pump - DLC-Cnst | DRW.PX.SOR._.CI_.Pool Pump - DLC | Installed Capacity Coefficient | -0.0020548 |  | 18 | [9 empty] | Constraint.Generators | DRW.PX.SOR._.RES.HVAC - DLC-Cnst | DRW.PX.SOR._.RES.HVAC - DLC | Installed Capacity Coefficient | -0.011416 |  | MW | 1 |  |  |  | = |  |  |  | New DSM DR
Generators | DRW.PX.SOR._.CI_.Smart Thermostats-Cnst | DRW.PX.SOR._.CI_.Smart Thermostats | Installed Capacity Coefficient | -0.0022831 |  | 20 | [9 empty] | Constraint.Generators | DRW.PX.SOR._.RES.Pool Pump - DLC-Cnst | DRW.PX.SOR._.RES.Pool Pump - DLC | Installed Capacity Coefficient | -0.0020548 |  | MW | 1 |  |  |  | = |  |  |  | New DSM DR
Generators | DRW.PX.SOR._.CI_.3 Party-Cnst | DRW.PX.SOR._.CI_.3 Party | Installed Capacity Coefficient | -0.0022831 |  | 20 | [9 empty] | Constraint.Generators | DRW.PX.SOR._.RES.Smart Thermostats-Cnst | DRW.PX.SOR._.RES.Smart Thermostats | Installed Capacity Coefficient | -0.0022831 |  | MW | 1 |  |  |  | = |  |  |  | New DSM DR
Generators | DRW.PX.SOR._.CI_.Water Heater - DLC-Cnst | DRW.PX.SOR._.CI_.Water Heater - DLC | Installed Capacity Coefficient | -0.0020548 |  | 18 | [9 empty] | Constraint.Generators | DRW.PX.SOR._.RES.Water Heater - DLC-Cnst | DRW.PX.SOR._.RES.Water Heater - DLC | Installed Capacity Coefficient | -0.0020548 |  | MW | 1 |  |  |  | = |  |  |  | New DSM DR
Generators | DRW.PX.UTN._.RES.Battery DLC-Cnst | DRW.PX.UTN._.RES.Battery DLC | Installed Capacity Coefficient | -0.010274 |  | 90 | [9 empty] | Constraint.Generators | DRW.PX.UTN._.CI_.3 Party-Cnst | DRW.PX.UTN._.CI_.3 Party | Installed Capacity Coefficient | -0.0022831 |  | MW | 1 |  |  |  | = |  |  |  | New DSM DR
Generators | DRW.PX.UTN._.RES.EV DLC-Cnst | DRW.PX.UTN._.RES.EV DLC | Installed Capacity Coefficient | -0.0020548 |  | 18 | [9 empty] | Constraint.Generators | DRW.PX.UTN._.CI_.Battery DLC-Cnst | DRW.PX.UTN._.CI_.Battery DLC | Installed Capacity Coefficient | -0.010274 |  | MW | 1 |  |  |  | = |  |  |  | New DSM DR
Generators | DRW.PX.UTN._.RES.Grid Interactive Water Htr-Cnst | DRW.PX.UTN._.RES.Grid Interactive Water Htr | Installed Capacity Coefficient | -0.0020548 |  | 18 | [9 empty] | Constraint.Generators | DRW.PX.UTN._.CI_.Grid Interactive Water Htr-Cnst | DRW.PX.UTN._.CI_.Grid Interactive Water Htr | Installed Capacity Coefficient | -0.0020548 |  | MW | 1 |  |  |  | = |  |  |  | New DSM DR
Generators | DRW.PX.UTN._.RES.Home Energy Mgmt Sys-Cnst | DRW.PX.UTN._.RES.Home Energy Mgmt Sys | Installed Capacity Coefficient | -0.0022831 |  | 20 | [9 empty] | Constraint.Generators | DRW.PX.UTN._.CI_.HVAC - DLC-Cnst | DRW.PX.UTN._.CI_.HVAC - DLC | Installed Capacity Coefficient | -0.011416 |  | MW | 1 |  |  |  | = |  |  |  | New DSM DR
Generators | DRW.PX.UTN._.RES.HVAC - DLC-Cnst | DRW.PX.UTN._.RES.HVAC - DLC | Installed Capacity Coefficient | -0.011416 |  | 100 | [9 empty] | Constraint.Generators | DRW.PX.UTN._.CI_.Pool Pump - DLC-Cnst | DRW.PX.UTN._.CI_.Pool Pump - DLC | Installed Capacity Coefficient | -0.0020548 |  | MW | 1 |  |  |  | = |  |  |  | New DSM DR
Generators | DRW.PX.UTN._.RES.Pool Pump - DLC-Cnst | DRW.PX.UTN._.RES.Pool Pump - DLC | Installed Capacity Coefficient | -0.0020548 |  | 18 | [9 empty] | Constraint.Generators | DRW.PX.UTN._.CI_.Smart Thermostats-Cnst | DRW.PX.UTN._.CI_.Smart Thermostats | Installed Capacity Coefficient | -0.0022831 |  | MW | 1 |  |  |  | = |  |  |  | New DSM DR
Generators | DRW.PX.UTN._.RES.Water Heater - DLC-Cnst | DRW.PX.UTN._.RES.Water Heater - DLC | Installed Capacity Coefficient | -0.0020548 |  | 18 | [9 empty] | Constraint.Generators | DRW.PX.UTN._.CI_.Water Heater - DLC-Cnst | DRW.PX.UTN._.CI_.Water Heater - DLC | Installed Capacity Coefficient | -0.0020548 |  | MW | 1 |  |  |  | = |  |  |  | New DSM DR
Generators | DRW.PX.UTN._.CI_.Battery DLC-Cnst | DRW.PX.UTN._.CI_.Battery DLC | Installed Capacity Coefficient | -0.010274 |  | 90 | [9 empty] | Constraint.Generators | DRW.PX.UTN._.RES.Battery DLC-Cnst | DRW.PX.UTN._.RES.Battery DLC | Installed Capacity Coefficient | -0.010274 |  | MW | 1 |  |  |  | = |  |  |  | New DSM DR
Generators | DRW.PX.UTN._.CI_.Grid Interactive Water Htr-Cnst | DRW.PX.UTN._.CI_.Grid Interactive Water Htr | Installed Capacity Coefficient | -0.0020548 |  | 18 | [9 empty] | Constraint.Generators | DRW.PX.UTN._.RES.EV DLC-Cnst | DRW.PX.UTN._.RES.EV DLC | Installed Capacity Coefficient | -0.0020548 |  | MW | 1 |  |  |  | = |  |  |  | New DSM DR
Generators | DRW.PX.UTN._.CI_.HVAC - DLC-Cnst | DRW.PX.UTN._.CI_.HVAC - DLC | Installed Capacity Coefficient | -0.011416 |  | 100 | [9 empty] | Constraint.Generators | DRW.PX.UTN._.RES.Grid Interactive Water Htr-Cnst | DRW.PX.UTN._.RES.Grid Interactive Water Htr | Installed Capacity Coefficient | -0.0020548 |  | MW | 1 |  |  |  | = |  |  |  | New DSM DR
Generators | DRW.PX.UTN._.CI_.Pool Pump - DLC-Cnst | DRW.PX.UTN._.CI_.Pool Pump - DLC | Installed Capacity Coefficient | -0.0020548 |  | 18 | [9 empty] | Constraint.Generators | DRW.PX.UTN._.RES.Home Energy Mgmt Sys-Cnst | DRW.PX.UTN._.RES.Home Energy Mgmt Sys | Installed Capacity Coefficient | -0.0022831 |  | MW | 1 |  |  |  | = |  |  |  | New DSM DR
Generators | DRW.PX.UTN._.CI_.Smart Thermostats-Cnst | DRW.PX.UTN._.CI_.Smart Thermostats | Installed Capacity Coefficient | -0.0022831 |  | 20 | [9 empty] | Constraint.Generators | DRW.PX.UTN._.RES.HVAC - DLC-Cnst | DRW.PX.UTN._.RES.HVAC - DLC | Installed Capacity Coefficient | -0.011416 |  | MW | 1 |  |  |  | = |  |  |  | New DSM DR
Generators | DRW.PX.UTN._.CI_.3 Party-Cnst | DRW.PX.UTN._.CI_.3 Party | Installed Capacity Coefficient | -0.0022831 |  | 20 | [9 empty] | Constraint.Generators | DRW.PX.UTN._.RES.Pool Pump - DLC-Cnst | DRW.PX.UTN._.RES.Pool Pump - DLC | Installed Capacity Coefficient | -0.0020548 |  | MW | 1 |  |  |  | = |  |  |  | New DSM DR
Generators | DRW.PX.UTN._.CI_.Water Heater - DLC-Cnst | DRW.PX.UTN._.CI_.Water Heater - DLC | Installed Capacity Coefficient | -0.0020548 |  | 18 | [9 empty] | Constraint.Generators | DRW.PX.UTN._.RES.Water Heater - DLC-Cnst | DRW.PX.UTN._.RES.Water Heater - DLC | Installed Capacity Coefficient | -0.0020548 |  | MW | 1 |  |  |  | = |  |  |  | New DSM DR
Generators | DRW.PX.YAK._.RES.Battery DLC-Cnst | DRW.PX.YAK._.RES.Battery DLC | Installed Capacity Coefficient | -0.010274 |  | 90 | [9 empty] | Constraint.Generators | DRW.PX.WYC._.CI_.3 Party-Cnst | DRW.PX.WYC._.CI_.3 Party | Installed Capacity Coefficient | -0.0022831 |  | MW | 1 |  |  |  | = |  |  |  | New DSM DR
Generators | DRW.PX.YAK._.RES.EV DLC-Cnst | DRW.PX.YAK._.RES.EV DLC | Installed Capacity Coefficient | -0.0020548 |  | 18 | [9 empty] | Constraint.Generators | DRW.PX.WYC._.CI_.Battery DLC-Cnst | DRW.PX.WYC._.CI_.Battery DLC | Installed Capacity Coefficient | -0.010274 |  | MW | 1 |  |  |  | = |  |  |  | New DSM DR
Generators | DRW.PX.YAK._.RES.Grid Interactive Water Htr-Cnst | DRW.PX.YAK._.RES.Grid Interactive Water Htr | Installed Capacity Coefficient | -0.0020548 |  | 18 | [9 empty] | Constraint.Generators | DRW.PX.WYC._.CI_.Grid Interactive Water Htr-Cnst | DRW.PX.WYC._.CI_.Grid Interactive Water Htr | Installed Capacity Coefficient | -0.0020548 |  | MW | 1 |  |  |  | = |  |  |  | New DSM DR
Generators | DRW.PX.YAK._.RES.Home Energy Mgmt Sys-Cnst | DRW.PX.YAK._.RES.Home Energy Mgmt Sys | Installed Capacity Coefficient | -0.0022831 |  | 20 | [9 empty] | Constraint.Generators | DRW.PX.WYC._.CI_.HVAC - DLC-Cnst | DRW.PX.WYC._.CI_.HVAC - DLC | Installed Capacity Coefficient | -0.011416 |  | MW | 1 |  |  |  | = |  |  |  | New DSM DR
Generators | DRW.PX.YAK._.RES.HVAC - DLC-Cnst | DRW.PX.YAK._.RES.HVAC - DLC | Installed Capacity Coefficient | -0.011416 |  | 100 | [9 empty] | Constraint.Generators | DRW.PX.WYC._.CI_.Pool Pump - DLC-Cnst | DRW.PX.WYC._.CI_.Pool Pump - DLC | Installed Capacity Coefficient | -0.0020548 |  | MW | 1 |  |  |  | = |  |  |  | New DSM DR
Generators | DRW.PX.YAK._.RES.Pool Pump - DLC-Cnst | DRW.PX.YAK._.RES.Pool Pump - DLC | Installed Capacity Coefficient | -0.0020548 |  | 18 | [9 empty] | Constraint.Generators | DRW.PX.WYC._.CI_.Smart Thermostats-Cnst | DRW.PX.WYC._.CI_.Smart Thermostats | Installed Capacity Coefficient | -0.0022831 |  | MW | 1 |  |  |  | = |  |  |  | New DSM DR
Generators | DRW.PX.YAK._.RES.Smart Thermostats-Cnst | DRW.PX.YAK._.RES.Smart Thermostats | Installed Capacity Coefficient | -0.0022831 |  | 20 | [9 empty] | Constraint.Generators | DRW.PX.WYC._.CI_.Water Heater - DLC-Cnst | DRW.PX.WYC._.CI_.Water Heater - DLC | Installed Capacity Coefficient | -0.0020548 |  | MW | 1 |  |  |  | = |  |  |  | New DSM DR
Generators | DRW.PX.YAK._.RES.Water Heater - DLC-Cnst | DRW.PX.YAK._.RES.Water Heater - DLC | Installed Capacity Coefficient | -0.0020548 |  | 18 | [9 empty] | Constraint.Generators | DRW.PX.WYC._.RES.Battery DLC-Cnst | DRW.PX.WYC._.RES.Battery DLC | Installed Capacity Coefficient | -0.010274 |  | MW | 1 |  |  |  | = |  |  |  | New DSM DR
Generators | DRW.PX.YAK._.CI_.Battery DLC-Cnst | DRW.PX.YAK._.CI_.Battery DLC | Installed Capacity Coefficient | -0.010274 |  | 90 | [9 empty] | Constraint.Generators | DRW.PX.WYC._.RES.EV DLC-Cnst | DRW.PX.WYC._.RES.EV DLC | Installed Capacity Coefficient | -0.0020548 |  | MW | 1 |  |  |  | = |  |  |  | New DSM DR
Generators | DRW.PX.YAK._.CI_.Grid Interactive Water Htr-Cnst | DRW.PX.YAK._.CI_.Grid Interactive Water Htr | Installed Capacity Coefficient | -0.0020548 |  | 18 | [9 empty] | Constraint.Generators | DRW.PX.WYC._.RES.Grid Interactive Water Htr-Cnst | DRW.PX.WYC._.RES.Grid Interactive Water Htr | Installed Capacity Coefficient | -0.0020548 |  | MW | 1 |  |  |  | = |  |  |  | New DSM DR
Generators | DRW.PX.YAK._.CI_.HVAC - DLC-Cnst | DRW.PX.YAK._.CI_.HVAC - DLC | Installed Capacity Coefficient | -0.011416 |  | 100 | [9 empty] | Constraint.Generators | DRW.PX.WYC._.RES.Home Energy Mgmt Sys-Cnst | DRW.PX.WYC._.RES.Home Energy Mgmt Sys | Installed Capacity Coefficient | -0.0022831 |  | MW | 1 |  |  |  | = |  |  |  | New DSM DR
Generators | DRW.PX.YAK._.CI_.Pool Pump - DLC-Cnst | DRW.PX.YAK._.CI_.Pool Pump - DLC | Installed Capacity Coefficient | -0.0020548 |  | 18 | [9 empty] | Constraint.Generators | DRW.PX.WYC._.RES.HVAC - DLC-Cnst | DRW.PX.WYC._.RES.HVAC - DLC | Installed Capacity Coefficient | -0.011416 |  | MW | 1 |  |  |  | = |  |  |  | New DSM DR
Generators | DRW.PX.YAK._.CI_.Smart Thermostats-Cnst | DRW.PX.YAK._.CI_.Smart Thermostats | Installed Capacity Coefficient | -0.0022831 |  | 20 | [9 empty] | Constraint.Generators | DRW.PX.WYC._.RES.Pool Pump - DLC-Cnst | DRW.PX.WYC._.RES.Pool Pump - DLC | Installed Capacity Coefficient | -0.0020548 |  | MW | 1 |  |  |  | = |  |  |  | New DSM DR
Generators | DRW.PX.YAK._.CI_.3 Party-Cnst | DRW.PX.YAK._.CI_.3 Party | Installed Capacity Coefficient | -0.0022831 |  | 20 | [9 empty] | Constraint.Generators | DRW.PX.WYC._.RES.Water Heater - DLC-Cnst | DRW.PX.WYC._.RES.Water Heater - DLC | Installed Capacity Coefficient | -0.0020548 |  | MW | 1 |  |  |  | = |  |  |  | New DSM DR
Generators | DRW.PX.YAK._.CI_.Water Heater - DLC-Cnst | DRW.PX.YAK._.CI_.Water Heater - DLC | Installed Capacity Coefficient | -0.0020548 |  | 18 | [9 empty] | Constraint.Generators | DRW.PX.YAK._.CI_.3 Party-Cnst | DRW.PX.YAK._.CI_.3 Party | Installed Capacity Coefficient | -0.0022831 |  | MW | 1 |  |  |  | = |  |  |  | New DSM DR
Generators | DRW.PX.WYC._.RES.Battery DLC-Cnst | DRW.PX.WYC._.RES.Battery DLC | Installed Capacity Coefficient | -0.010274 |  | 90 | [9 empty] | Constraint.Generators | DRW.PX.YAK._.CI_.Battery DLC-Cnst | DRW.PX.YAK._.CI_.Battery DLC | Installed Capacity Coefficient | -0.010274 |  | MW | 1 |  |  |  | = |  |  |  | New DSM DR
Generators | DRW.PX.WYC._.RES.EV DLC-Cnst | DRW.PX.WYC._.RES.EV DLC | Installed Capacity Coefficient | -0.0020548 |  | 18 | [9 empty] | Constraint.Generators | DRW.PX.YAK._.CI_.Grid Interactive Water Htr-Cnst | DRW.PX.YAK._.CI_.Grid Interactive Water Htr | Installed Capacity Coefficient | -0.0020548 |  | MW | 1 |  |  |  | = |  |  |  | New DSM DR
Generators | DRW.PX.WYC._.RES.Grid Interactive Water Htr-Cnst | DRW.PX.WYC._.RES.Grid Interactive Water Htr | Installed Capacity Coefficient | -0.0020548 |  | 18 | [9 empty] | Constraint.Generators | DRW.PX.YAK._.CI_.HVAC - DLC-Cnst | DRW.PX.YAK._.CI_.HVAC - DLC | Installed Capacity Coefficient | -0.011416 |  | MW | 1 |  |  |  | = |  |  |  | New DSM DR
Generators | DRW.PX.WYC._.RES.Home Energy Mgmt Sys-Cnst | DRW.PX.WYC._.RES.Home Energy Mgmt Sys | Installed Capacity Coefficient | -0.0022831 |  | 20 | [9 empty] | Constraint.Generators | DRW.PX.YAK._.CI_.Pool Pump - DLC-Cnst | DRW.PX.YAK._.CI_.Pool Pump - DLC | Installed Capacity Coefficient | -0.0020548 |  | MW | 1 |  |  |  | = |  |  |  | New DSM DR
Generators | DRW.PX.WYC._.RES.HVAC - DLC-Cnst | DRW.PX.WYC._.RES.HVAC - DLC | Installed Capacity Coefficient | -0.011416 |  | 100 | [9 empty] | Constraint.Generators | DRW.PX.YAK._.CI_.Smart Thermostats-Cnst | DRW.PX.YAK._.CI_.Smart Thermostats | Installed Capacity Coefficient | -0.0022831 |  | MW | 1 |  |  |  | = |  |  |  | New DSM DR
Generators | DRW.PX.WYC._.RES.Pool Pump - DLC-Cnst | DRW.PX.WYC._.RES.Pool Pump - DLC | Installed Capacity Coefficient | -0.0020548 |  | 18 | [9 empty] | Constraint.Generators | DRW.PX.YAK._.CI_.Water Heater - DLC-Cnst | DRW.PX.YAK._.CI_.Water Heater - DLC | Installed Capacity Coefficient | -0.0020548 |  | MW | 1 |  |  |  | = |  |  |  | New DSM DR
Generators | DRW.PX.WYC._.RES.Water Heater - DLC-Cnst | DRW.PX.WYC._.RES.Water Heater - DLC | Installed Capacity Coefficient | -0.0020548 |  | 18 | [9 empty] | Constraint.Generators | DRW.PX.YAK._.RES.Battery DLC-Cnst | DRW.PX.YAK._.RES.Battery DLC | Installed Capacity Coefficient | -0.010274 |  | MW | 1 |  |  |  | = |  |  |  | New DSM DR
Generators | DRW.PX.WYC._.CI_.Battery DLC-Cnst | DRW.PX.WYC._.CI_.Battery DLC | Installed Capacity Coefficient | -0.010274 |  | 90 | [9 empty] | Constraint.Generators | DRW.PX.YAK._.RES.EV DLC-Cnst | DRW.PX.YAK._.RES.EV DLC | Installed Capacity Coefficient | -0.0020548 |  | MW | 1 |  |  |  | = |  |  |  | New DSM DR
Generators | DRW.PX.WYC._.CI_.Grid Interactive Water Htr-Cnst | DRW.PX.WYC._.CI_.Grid Interactive Water Htr | Installed Capacity Coefficient | -0.0020548 |  | 18 | [9 empty] | Constraint.Generators | DRW.PX.YAK._.RES.Grid Interactive Water Htr-Cnst | DRW.PX.YAK._.RES.Grid Interactive Water Htr | Installed Capacity Coefficient | -0.0020548 |  | MW | 1 |  |  |  | = |  |  |  | New DSM DR
Generators | DRW.PX.WYC._.CI_.HVAC - DLC-Cnst | DRW.PX.WYC._.CI_.HVAC - DLC | Installed Capacity Coefficient | -0.011416 |  | 100 | [9 empty] | Constraint.Generators | DRW.PX.YAK._.RES.Home Energy Mgmt Sys-Cnst | DRW.PX.YAK._.RES.Home Energy Mgmt Sys | Installed Capacity Coefficient | -0.0022831 |  | MW | 1 |  |  |  | = |  |  |  | New DSM DR
Generators | DRW.PX.WYC._.CI_.Pool Pump - DLC-Cnst | DRW.PX.WYC._.CI_.Pool Pump - DLC | Installed Capacity Coefficient | -0.0020548 |  | 18 | [9 empty] | Constraint.Generators | DRW.PX.YAK._.RES.HVAC - DLC-Cnst | DRW.PX.YAK._.RES.HVAC - DLC | Installed Capacity Coefficient | -0.011416 |  | MW | 1 |  |  |  | = |  |  |  | New DSM DR
Generators | DRW.PX.WYC._.CI_.Smart Thermostats-Cnst | DRW.PX.WYC._.CI_.Smart Thermostats | Installed Capacity Coefficient | -0.0022831 |  | 20 | [9 empty] | Constraint.Generators | DRW.PX.YAK._.RES.Pool Pump - DLC-Cnst | DRW.PX.YAK._.RES.Pool Pump - DLC | Installed Capacity Coefficient | -0.0020548 |  | MW | 1 |  |  |  | = |  |  |  | New DSM DR
Generators | DRW.PX.WYC._.CI_.3 Party-Cnst | DRW.PX.WYC._.CI_.3 Party | Installed Capacity Coefficient | -0.0022831 |  | 20 | [9 empty] | Constraint.Generators | DRW.PX.YAK._.RES.Smart Thermostats-Cnst | DRW.PX.YAK._.RES.Smart Thermostats | Installed Capacity Coefficient | -0.0022831 |  | MW | 1 |  |  |  | = |  |  |  | New DSM DR
Generators | DRW.PX.WYC._.CI_.Water Heater - DLC-Cnst | DRW.PX.WYC._.CI_.Water Heater - DLC | Installed Capacity Coefficient | -0.0020548 |  | 18 | [9 empty] | Constraint.Generators | DRW.PX.YAK._.RES.Water Heater - DLC-Cnst | DRW.PX.YAK._.RES.Water Heater - DLC | Installed Capacity Coefficient | -0.0020548 |  | MW | 1 |  |  |  | = |  |  |  | New DSM DR

## Max Energy Year
Not currently using because the current version of Plexos appears to not take into account the unit Built (20 unit built = same GWh limit as 1 unit built) | [19 empty] | -0.080487
Collection | Parent Object | Child Object | Property | Value |  | Max Hrs | Capacity | [5 empty] | 5 |  |  | Collection | Parent Object | Child Object | Property | Value | Data File | Units | Band | Date From | Date To | Timeslice | Action | Expression | Scenario | Memo | Category
Generators | System | DRS.PX.NCA._.RES.Battery DLC | Max Energy Year | 0.0009 |  | 90 | 0.01 |  | Fiscal Year | Activity | Generation (GWh) |  |  |  |  | Constraint.Generators | DRS.PX.GOE._.CI_.3 Party-Cnst | DRS.PX.GOE._.CI_.3 Party | Installed Capacity Coefficient | -2.2831e-05 |  | MW | 1 |  |  |  | = |  |  |  | New DSM DR Summer
Generators | System | DRS.PX.NCA._.RES.EV DLC | Max Energy Year | 0.00018 |  | 18 |  |  | 2021 | -476 | 17.52 | 17520 | 100 | 20 | -17420 | Constraint.Generators | DRS.PX.GOE._.CI_.Battery DLC-Cnst | DRS.PX.GOE._.CI_.Battery DLC | Installed Capacity Coefficient | -0.00010274 |  | MW | 1 |  |  |  | = |  |  |  | New DSM DR Summer
Generators | System | DRS.PX.NCA._.RES.Grid Interactive Water Htr | Max Energy Year | 0.00018 |  | 18 |  | 87.6 | 2022 | -618.8 | 22.776 |  | 130 | 26 |  | Constraint.Generators | DRS.PX.GOE._.CI_.Grid Interactive Water Htr-Cnst | DRS.PX.GOE._.CI_.Grid Interactive Water Htr | Installed Capacity Coefficient | -2.0548e-05 |  | MW | 1 |  |  |  | = |  |  |  | New DSM DR Summer
Generators | System | DRS.PX.NCA._.RES.Home Energy Mgmt Sys | Max Energy Year | 0.0002 |  | 20 |  |  | 2023 | -618.8 | 22.776 |  |  |  |  | Constraint.Generators | DRS.PX.GOE._.CI_.HVAC - DLC-Cnst | DRS.PX.GOE._.CI_.HVAC - DLC | Installed Capacity Coefficient | -0.00011415 |  | MW | 1 |  |  |  | = |  |  |  | New DSM DR Summer
Generators | System | DRS.PX.NCA._.RES.HVAC - DLC | Max Energy Year | 0.001 |  | 100 |  |  | 2024 | -618.8 | 22.838 |  |  |  |  | Constraint.Generators | DRS.PX.GOE._.CI_.Pool Pump - DLC-Cnst | DRS.PX.GOE._.CI_.Pool Pump - DLC | Installed Capacity Coefficient | -2.0548e-05 |  | MW | 1 |  |  |  | = |  |  |  | New DSM DR Summer
Generators | System | DRS.PX.NCA._.RES.Pool Pump - DLC | Max Energy Year | 0.00018 |  | 18 |  |  | 2025 | -618.8 | 22.776 |  |  |  |  | Constraint.Generators | DRS.PX.GOE._.CI_.Smart Thermostats-Cnst | DRS.PX.GOE._.CI_.Smart Thermostats | Installed Capacity Coefficient | -2.2831e-05 |  | MW | 1 |  |  |  | = |  |  |  | New DSM DR Summer
Generators | System | DRS.PX.NCA._.RES.Smart Thermostats | Max Energy Year | 0.0002 |  | 20 |  |  | 2026 | -618.8 | 22.776 |  |  |  |  | Constraint.Generators | DRS.PX.GOE._.CI_.Water Heater - DLC-Cnst | DRS.PX.GOE._.CI_.Water Heater - DLC | Installed Capacity Coefficient | -2.0548e-05 |  | MW | 1 |  |  |  | = |  |  |  | New DSM DR Summer
Generators | System | DRS.PX.NCA._.RES.Water Heater - DLC | Max Energy Year | 0.00018 |  | 18 | [9 empty] | Constraint.Generators | DRS.PX.GOE._.IRR.Irrigation DLC-Cnst | DRS.PX.GOE._.IRR.Irrigation DLC | Installed Capacity Coefficient | -5.9361e-05 |  | MW | 1 |  |  |  | = |  |  |  | New DSM DR Summer
Generators | System | DRS.PX.NCA._.CI_.Battery DLC | Max Energy Year | 0.0009 |  | 90 | [9 empty] | Constraint.Generators | DRS.PX.GOE._.RES.Battery DLC-Cnst | DRS.PX.GOE._.RES.Battery DLC | Installed Capacity Coefficient | -0.00010274 |  | MW | 1 |  |  |  | = |  |  |  | New DSM DR Summer
Generators | System | DRS.PX.NCA._.CI_.Grid Interactive Water Htr | Max Energy Year | 0.00018 |  | 18 | [9 empty] | Constraint.Generators | DRS.PX.GOE._.RES.EV DLC-Cnst | DRS.PX.GOE._.RES.EV DLC | Installed Capacity Coefficient | -2.0548e-05 |  | MW | 1 |  |  |  | = |  |  |  | New DSM DR Summer
Generators | System | DRS.PX.NCA._.CI_.HVAC - DLC | Max Energy Year | 0.001 |  | 100 | [9 empty] | Constraint.Generators | DRS.PX.GOE._.RES.Grid Interactive Water Htr-Cnst | DRS.PX.GOE._.RES.Grid Interactive Water Htr | Installed Capacity Coefficient | -2.0548e-05 |  | MW | 1 |  |  |  | = |  |  |  | New DSM DR Summer
Generators | System | DRS.PX.NCA._.CI_.Pool Pump - DLC | Max Energy Year | 0.00018 |  | 18 | [9 empty] | Constraint.Generators | DRS.PX.GOE._.RES.Home Energy Mgmt Sys-Cnst | DRS.PX.GOE._.RES.Home Energy Mgmt Sys | Installed Capacity Coefficient | -2.2831e-05 |  | MW | 1 |  |  |  | = |  |  |  | New DSM DR Summer
Generators | System | DRS.PX.NCA._.CI_.Smart Thermostats | Max Energy Year | 0.0002 |  | 20 | [9 empty] | Constraint.Generators | DRS.PX.GOE._.RES.HVAC - DLC-Cnst | DRS.PX.GOE._.RES.HVAC - DLC | Installed Capacity Coefficient | -0.00011415 |  | MW | 1 |  |  |  | = |  |  |  | New DSM DR Summer
Generators | System | DRS.PX.NCA._.CI_.3 Party | Max Energy Year | 0.0002 |  | 20 | [9 empty] | Constraint.Generators | DRS.PX.GOE._.RES.Pool Pump - DLC-Cnst | DRS.PX.GOE._.RES.Pool Pump - DLC | Installed Capacity Coefficient | -2.0548e-05 |  | MW | 1 |  |  |  | = |  |  |  | New DSM DR Summer
Generators | System | DRS.PX.NCA._.CI_.Water Heater - DLC | Max Energy Year | 0.00018 |  | 18 | [9 empty] | Constraint.Generators | DRS.PX.GOE._.RES.Water Heater - DLC-Cnst | DRS.PX.GOE._.RES.Water Heater - DLC | Installed Capacity Coefficient | -2.0548e-05 |  | MW | 1 |  |  |  | = |  |  |  | New DSM DR Summer
Generators | System | DRS.PX.NCA._.IRR.Irrigation DLC | Max Energy Year | 0.00052 |  | 52 | [9 empty] | Constraint.Generators | DRS.PX.NCA._.CI_.3 Party-Cnst | DRS.PX.NCA._.CI_.3 Party | Installed Capacity Coefficient | -2.2831e-05 |  | MW | 1 |  |  |  | = |  |  |  | New DSM DR Summer
Generators | System | DRS.PX.GOE._.RES.Battery DLC | Max Energy Year | 0.0009 |  | 90 | [9 empty] | Constraint.Generators | DRS.PX.NCA._.CI_.Battery DLC-Cnst | DRS.PX.NCA._.CI_.Battery DLC | Installed Capacity Coefficient | -0.00010274 |  | MW | 1 |  |  |  | = |  |  |  | New DSM DR Summer
Generators | System | DRS.PX.GOE._.RES.EV DLC | Max Energy Year | 0.00018 |  | 18 | [9 empty] | Constraint.Generators | DRS.PX.NCA._.CI_.Grid Interactive Water Htr-Cnst | DRS.PX.NCA._.CI_.Grid Interactive Water Htr | Installed Capacity Coefficient | -2.0548e-05 |  | MW | 1 |  |  |  | = |  |  |  | New DSM DR Summer
Generators | System | DRS.PX.GOE._.RES.Grid Interactive Water Htr | Max Energy Year | 0.00018 |  | 18 | [9 empty] | Constraint.Generators | DRS.PX.NCA._.CI_.HVAC - DLC-Cnst | DRS.PX.NCA._.CI_.HVAC - DLC | Installed Capacity Coefficient | -0.00011415 |  | MW | 1 |  |  |  | = |  |  |  | New DSM DR Summer
Generators | System | DRS.PX.GOE._.RES.Home Energy Mgmt Sys | Max Energy Year | 0.0002 |  | 20 | [9 empty] | Constraint.Generators | DRS.PX.NCA._.CI_.Pool Pump - DLC-Cnst | DRS.PX.NCA._.CI_.Pool Pump - DLC | Installed Capacity Coefficient | -2.0548e-05 |  | MW | 1 |  |  |  | = |  |  |  | New DSM DR Summer
Generators | System | DRS.PX.GOE._.RES.HVAC - DLC | Max Energy Year | 0.001 |  | 100 | [9 empty] | Constraint.Generators | DRS.PX.NCA._.CI_.Smart Thermostats-Cnst | DRS.PX.NCA._.CI_.Smart Thermostats | Installed Capacity Coefficient | -2.2831e-05 |  | MW | 1 |  |  |  | = |  |  |  | New DSM DR Summer
Generators | System | DRS.PX.GOE._.RES.Pool Pump - DLC | Max Energy Year | 0.00018 |  | 18 | [9 empty] | Constraint.Generators | DRS.PX.NCA._.CI_.Water Heater - DLC-Cnst | DRS.PX.NCA._.CI_.Water Heater - DLC | Installed Capacity Coefficient | -2.0548e-05 |  | MW | 1 |  |  |  | = |  |  |  | New DSM DR Summer
Generators | System | DRS.PX.GOE._.RES.Water Heater - DLC | Max Energy Year | 0.00018 |  | 18 | [9 empty] | Constraint.Generators | DRS.PX.NCA._.IRR.Irrigation DLC-Cnst | DRS.PX.NCA._.IRR.Irrigation DLC | Installed Capacity Coefficient | -5.9361e-05 |  | MW | 1 |  |  |  | = |  |  |  | New DSM DR Summer
Generators | System | DRS.PX.GOE._.CI_.Battery DLC | Max Energy Year | 0.0009 |  | 90 | [9 empty] | Constraint.Generators | DRS.PX.NCA._.RES.Battery DLC-Cnst | DRS.PX.NCA._.RES.Battery DLC | Installed Capacity Coefficient | -0.00010274 |  | MW | 1 |  |  |  | = |  |  |  | New DSM DR Summer
Generators | System | DRS.PX.GOE._.CI_.Grid Interactive Water Htr | Max Energy Year | 0.00018 |  | 18 | [9 empty] | Constraint.Generators | DRS.PX.NCA._.RES.EV DLC-Cnst | DRS.PX.NCA._.RES.EV DLC | Installed Capacity Coefficient | -2.0548e-05 |  | MW | 1 |  |  |  | = |  |  |  | New DSM DR Summer
Generators | System | DRS.PX.GOE._.CI_.HVAC - DLC | Max Energy Year | 0.001 |  | 100 | [9 empty] | Constraint.Generators | DRS.PX.NCA._.RES.Grid Interactive Water Htr-Cnst | DRS.PX.NCA._.RES.Grid Interactive Water Htr | Installed Capacity Coefficient | -2.0548e-05 |  | MW | 1 |  |  |  | = |  |  |  | New DSM DR Summer
Generators | System | DRS.PX.GOE._.CI_.Pool Pump - DLC | Max Energy Year | 0.00018 |  | 18 | [9 empty] | Constraint.Generators | DRS.PX.NCA._.RES.Home Energy Mgmt Sys-Cnst | DRS.PX.NCA._.RES.Home Energy Mgmt Sys | Installed Capacity Coefficient | -2.2831e-05 |  | MW | 1 |  |  |  | = |  |  |  | New DSM DR Summer
Generators | System | DRS.PX.GOE._.CI_.Smart Thermostats | Max Energy Year | 0.0002 |  | 20 | [9 empty] | Constraint.Generators | DRS.PX.NCA._.RES.HVAC - DLC-Cnst | DRS.PX.NCA._.RES.HVAC - DLC | Installed Capacity Coefficient | -0.00011415 |  | MW | 1 |  |  |  | = |  |  |  | New DSM DR Summer
Generators | System | DRS.PX.GOE._.CI_.3 Party | Max Energy Year | 0.0002 |  | 20 | [9 empty] | Constraint.Generators | DRS.PX.NCA._.RES.Pool Pump - DLC-Cnst | DRS.PX.NCA._.RES.Pool Pump - DLC | Installed Capacity Coefficient | -2.0548e-05 |  | MW | 1 |  |  |  | = |  |  |  | New DSM DR Summer
Generators | System | DRS.PX.GOE._.CI_.Water Heater - DLC | Max Energy Year | 0.00018 |  | 18 | [9 empty] | Constraint.Generators | DRS.PX.NCA._.RES.Smart Thermostats-Cnst | DRS.PX.NCA._.RES.Smart Thermostats | Installed Capacity Coefficient | -2.2831e-05 |  | MW | 1 |  |  |  | = |  |  |  | New DSM DR Summer
Generators | System | DRS.PX.GOE._.IRR.Irrigation DLC | Max Energy Year | 0.00052 |  | 52 | [9 empty] | Constraint.Generators | DRS.PX.NCA._.RES.Water Heater - DLC-Cnst | DRS.PX.NCA._.RES.Water Heater - DLC | Installed Capacity Coefficient | -2.0548e-05 |  | MW | 1 |  |  |  | = |  |  |  | New DSM DR Summer
Generators | System | DRS.PX.SOR._.RES.Battery DLC | Max Energy Year | 0.0009 |  | 90 | [9 empty] | Constraint.Generators | DRS.PX.SOR._.CI_.3 Party-Cnst | DRS.PX.SOR._.CI_.3 Party | Installed Capacity Coefficient | -2.2831e-05 |  | MW | 1 |  |  |  | = |  |  |  | New DSM DR Summer
Generators | System | DRS.PX.SOR._.RES.EV DLC | Max Energy Year | 0.00018 |  | 18 | [9 empty] | Constraint.Generators | DRS.PX.SOR._.CI_.Battery DLC-Cnst | DRS.PX.SOR._.CI_.Battery DLC | Installed Capacity Coefficient | -0.00010274 |  | MW | 1 |  |  |  | = |  |  |  | New DSM DR Summer
Generators | System | DRS.PX.SOR._.RES.Grid Interactive Water Htr | Max Energy Year | 0.00018 |  | 18 | [9 empty] | Constraint.Generators | DRS.PX.SOR._.CI_.Grid Interactive Water Htr-Cnst | DRS.PX.SOR._.CI_.Grid Interactive Water Htr | Installed Capacity Coefficient | -2.0548e-05 |  | MW | 1 |  |  |  | = |  |  |  | New DSM DR Summer
Generators | System | DRS.PX.SOR._.RES.Home Energy Mgmt Sys | Max Energy Year | 0.0002 |  | 20 | [9 empty] | Constraint.Generators | DRS.PX.SOR._.CI_.HVAC - DLC-Cnst | DRS.PX.SOR._.CI_.HVAC - DLC | Installed Capacity Coefficient | -0.00011415 |  | MW | 1 |  |  |  | = |  |  |  | New DSM DR Summer
Generators | System | DRS.PX.SOR._.RES.HVAC - DLC | Max Energy Year | 0.001 |  | 100 | [9 empty] | Constraint.Generators | DRS.PX.SOR._.CI_.Pool Pump - DLC-Cnst | DRS.PX.SOR._.CI_.Pool Pump - DLC | Installed Capacity Coefficient | -2.0548e-05 |  | MW | 1 |  |  |  | = |  |  |  | New DSM DR Summer
Generators | System | DRS.PX.SOR._.RES.Pool Pump - DLC | Max Energy Year | 0.00018 |  | 18 | [9 empty] | Constraint.Generators | DRS.PX.SOR._.CI_.Smart Thermostats-Cnst | DRS.PX.SOR._.CI_.Smart Thermostats | Installed Capacity Coefficient | -2.2831e-05 |  | MW | 1 |  |  |  | = |  |  |  | New DSM DR Summer
Generators | System | DRS.PX.SOR._.RES.Smart Thermostats | Max Energy Year | 0.0002 |  | 20 | [9 empty] | Constraint.Generators | DRS.PX.SOR._.CI_.Water Heater - DLC-Cnst | DRS.PX.SOR._.CI_.Water Heater - DLC | Installed Capacity Coefficient | -2.0548e-05 |  | MW | 1 |  |  |  | = |  |  |  | New DSM DR Summer
Generators | System | DRS.PX.SOR._.RES.Water Heater - DLC | Max Energy Year | 0.00018 |  | 18 | [9 empty] | Constraint.Generators | DRS.PX.SOR._.IRR.Irrigation DLC-Cnst | DRS.PX.SOR._.IRR.Irrigation DLC | Installed Capacity Coefficient | -5.9361e-05 |  | MW | 1 |  |  |  | = |  |  |  | New DSM DR Summer
Generators | System | DRS.PX.SOR._.CI_.Battery DLC | Max Energy Year | 0.0009 |  | 90 | [9 empty] | Constraint.Generators | DRS.PX.SOR._.RES.Battery DLC-Cnst | DRS.PX.SOR._.RES.Battery DLC | Installed Capacity Coefficient | -0.00010274 |  | MW | 1 |  |  |  | = |  |  |  | New DSM DR Summer
Generators | System | DRS.PX.SOR._.CI_.Grid Interactive Water Htr | Max Energy Year | 0.00018 |  | 18 | [9 empty] | Constraint.Generators | DRS.PX.SOR._.RES.EV DLC-Cnst | DRS.PX.SOR._.RES.EV DLC | Installed Capacity Coefficient | -2.0548e-05 |  | MW | 1 |  |  |  | = |  |  |  | New DSM DR Summer
Generators | System | DRS.PX.SOR._.CI_.HVAC - DLC | Max Energy Year | 0.001 |  | 100 | [9 empty] | Constraint.Generators | DRS.PX.SOR._.RES.Grid Interactive Water Htr-Cnst | DRS.PX.SOR._.RES.Grid Interactive Water Htr | Installed Capacity Coefficient | -2.0548e-05 |  | MW | 1 |  |  |  | = |  |  |  | New DSM DR Summer
Generators | System | DRS.PX.SOR._.CI_.Pool Pump - DLC | Max Energy Year | 0.00018 |  | 18 | [9 empty] | Constraint.Generators | DRS.PX.SOR._.RES.Home Energy Mgmt Sys-Cnst | DRS.PX.SOR._.RES.Home Energy Mgmt Sys | Installed Capacity Coefficient | -2.2831e-05 |  | MW | 1 |  |  |  | = |  |  |  | New DSM DR Summer
Generators | System | DRS.PX.SOR._.CI_.Smart Thermostats | Max Energy Year | 0.0002 |  | 20 | [9 empty] | Constraint.Generators | DRS.PX.SOR._.RES.HVAC - DLC-Cnst | DRS.PX.SOR._.RES.HVAC - DLC | Installed Capacity Coefficient | -0.00011415 |  | MW | 1 |  |  |  | = |  |  |  | New DSM DR Summer
Generators | System | DRS.PX.SOR._.CI_.3 Party | Max Energy Year | 0.0002 |  | 20 | [9 empty] | Constraint.Generators | DRS.PX.SOR._.RES.Pool Pump - DLC-Cnst | DRS.PX.SOR._.RES.Pool Pump - DLC | Installed Capacity Coefficient | -2.0548e-05 |  | MW | 1 |  |  |  | = |  |  |  | New DSM DR Summer
Generators | System | DRS.PX.SOR._.CI_.Water Heater - DLC | Max Energy Year | 0.00018 |  | 18 | [9 empty] | Constraint.Generators | DRS.PX.SOR._.RES.Smart Thermostats-Cnst | DRS.PX.SOR._.RES.Smart Thermostats | Installed Capacity Coefficient | -2.2831e-05 |  | MW | 1 |  |  |  | = |  |  |  | New DSM DR Summer
Generators | System | DRS.PX.SOR._.IRR.Irrigation DLC | Max Energy Year | 0.00052 |  | 52 | [9 empty] | Constraint.Generators | DRS.PX.SOR._.RES.Water Heater - DLC-Cnst | DRS.PX.SOR._.RES.Water Heater - DLC | Installed Capacity Coefficient | -2.0548e-05 |  | MW | 1 |  |  |  | = |  |  |  | New DSM DR Summer
Generators | System | DRS.PX.UTN._.RES.Battery DLC | Max Energy Year | 0.0009 |  | 90 | [9 empty] | Constraint.Generators | DRS.PX.UTN._.CI_.3 Party-Cnst | DRS.PX.UTN._.CI_.3 Party | Installed Capacity Coefficient | -2.2831e-05 |  | MW | 1 |  |  |  | = |  |  |  | New DSM DR Summer
Generators | System | DRS.PX.UTN._.RES.EV DLC | Max Energy Year | 0.00018 |  | 18 | [9 empty] | Constraint.Generators | DRS.PX.UTN._.CI_.Battery DLC-Cnst | DRS.PX.UTN._.CI_.Battery DLC | Installed Capacity Coefficient | -0.00010274 |  | MW | 1 |  |  |  | = |  |  |  | New DSM DR Summer
Generators | System | DRS.PX.UTN._.RES.Grid Interactive Water Htr | Max Energy Year | 0.00018 |  | 18 | [9 empty] | Constraint.Generators | DRS.PX.UTN._.CI_.Grid Interactive Water Htr-Cnst | DRS.PX.UTN._.CI_.Grid Interactive Water Htr | Installed Capacity Coefficient | -2.0548e-05 |  | MW | 1 |  |  |  | = |  |  |  | New DSM DR Summer
Generators | System | DRS.PX.UTN._.RES.Home Energy Mgmt Sys | Max Energy Year | 0.0002 |  | 20 | [9 empty] | Constraint.Generators | DRS.PX.UTN._.CI_.HVAC - DLC-Cnst | DRS.PX.UTN._.CI_.HVAC - DLC | Installed Capacity Coefficient | -0.00011415 |  | MW | 1 |  |  |  | = |  |  |  | New DSM DR Summer
Generators | System | DRS.PX.UTN._.RES.HVAC - DLC | Max Energy Year | 0.001 |  | 100 | [9 empty] | Constraint.Generators | DRS.PX.UTN._.CI_.Pool Pump - DLC-Cnst | DRS.PX.UTN._.CI_.Pool Pump - DLC | Installed Capacity Coefficient | -2.0548e-05 |  | MW | 1 |  |  |  | = |  |  |  | New DSM DR Summer
Generators | System | DRS.PX.UTN._.RES.Pool Pump - DLC | Max Energy Year | 0.00018 |  | 18 | [9 empty] | Constraint.Generators | DRS.PX.UTN._.CI_.Smart Thermostats-Cnst | DRS.PX.UTN._.CI_.Smart Thermostats | Installed Capacity Coefficient | -2.2831e-05 |  | MW | 1 |  |  |  | = |  |  |  | New DSM DR Summer
Generators | System | DRS.PX.UTN._.RES.Water Heater - DLC | Max Energy Year | 0.00018 |  | 18 | [9 empty] | Constraint.Generators | DRS.PX.UTN._.CI_.Water Heater - DLC-Cnst | DRS.PX.UTN._.CI_.Water Heater - DLC | Installed Capacity Coefficient | -2.0548e-05 |  | MW | 1 |  |  |  | = |  |  |  | New DSM DR Summer
Generators | System | DRS.PX.UTN._.CI_.Battery DLC | Max Energy Year | 0.0009 |  | 90 | [9 empty] | Constraint.Generators | DRS.PX.UTN._.IRR.Irrigation DLC-Cnst | DRS.PX.UTN._.IRR.Irrigation DLC | Installed Capacity Coefficient | -5.9361e-05 |  | MW | 1 |  |  |  | = |  |  |  | New DSM DR Summer
Generators | System | DRS.PX.UTN._.CI_.Grid Interactive Water Htr | Max Energy Year | 0.00018 |  | 18 | [9 empty] | Constraint.Generators | DRS.PX.UTN._.RES.Battery DLC-Cnst | DRS.PX.UTN._.RES.Battery DLC | Installed Capacity Coefficient | -0.00010274 |  | MW | 1 |  |  |  | = |  |  |  | New DSM DR Summer
Generators | System | DRS.PX.UTN._.CI_.HVAC - DLC | Max Energy Year | 0.001 |  | 100 | [9 empty] | Constraint.Generators | DRS.PX.UTN._.RES.EV DLC-Cnst | DRS.PX.UTN._.RES.EV DLC | Installed Capacity Coefficient | -2.0548e-05 |  | MW | 1 |  |  |  | = |  |  |  | New DSM DR Summer
Generators | System | DRS.PX.UTN._.CI_.Pool Pump - DLC | Max Energy Year | 0.00018 |  | 18 | [9 empty] | Constraint.Generators | DRS.PX.UTN._.RES.Grid Interactive Water Htr-Cnst | DRS.PX.UTN._.RES.Grid Interactive Water Htr | Installed Capacity Coefficient | -2.0548e-05 |  | MW | 1 |  |  |  | = |  |  |  | New DSM DR Summer
Generators | System | DRS.PX.UTN._.CI_.Smart Thermostats | Max Energy Year | 0.0002 |  | 20 | [9 empty] | Constraint.Generators | DRS.PX.UTN._.RES.Home Energy Mgmt Sys-Cnst | DRS.PX.UTN._.RES.Home Energy Mgmt Sys | Installed Capacity Coefficient | -2.2831e-05 |  | MW | 1 |  |  |  | = |  |  |  | New DSM DR Summer
Generators | System | DRS.PX.UTN._.CI_.3 Party | Max Energy Year | 0.0002 |  | 20 | [9 empty] | Constraint.Generators | DRS.PX.UTN._.RES.HVAC - DLC-Cnst | DRS.PX.UTN._.RES.HVAC - DLC | Installed Capacity Coefficient | -0.00011415 |  | MW | 1 |  |  |  | = |  |  |  | New DSM DR Summer
Generators | System | DRS.PX.UTN._.CI_.Water Heater - DLC | Max Energy Year | 0.00018 |  | 18 | [9 empty] | Constraint.Generators | DRS.PX.UTN._.RES.Pool Pump - DLC-Cnst | DRS.PX.UTN._.RES.Pool Pump - DLC | Installed Capacity Coefficient | -2.0548e-05 |  | MW | 1 |  |  |  | = |  |  |  | New DSM DR Summer
Generators | System | DRS.PX.UTN._.IRR.Irrigation DLC | Max Energy Year | 0.00052 |  | 52 | [9 empty] | Constraint.Generators | DRS.PX.UTN._.RES.Water Heater - DLC-Cnst | DRS.PX.UTN._.RES.Water Heater - DLC | Installed Capacity Coefficient | -2.0548e-05 |  | MW | 1 |  |  |  | = |  |  |  | New DSM DR Summer
Generators | System | DRS.PX.YAK._.RES.Battery DLC | Max Energy Year | 0.0009 |  | 90 | [9 empty] | Constraint.Generators | DRS.PX.WYC._.CI_.3 Party-Cnst | DRS.PX.WYC._.CI_.3 Party | Installed Capacity Coefficient | -2.2831e-05 |  | MW | 1 |  |  |  | = |  |  |  | New DSM DR Summer
Generators | System | DRS.PX.YAK._.RES.EV DLC | Max Energy Year | 0.00018 |  | 18 | [9 empty] | Constraint.Generators | DRS.PX.WYC._.CI_.Battery DLC-Cnst | DRS.PX.WYC._.CI_.Battery DLC | Installed Capacity Coefficient | -0.00010274 |  | MW | 1 |  |  |  | = |  |  |  | New DSM DR Summer
Generators | System | DRS.PX.YAK._.RES.Grid Interactive Water Htr | Max Energy Year | 0.00018 |  | 18 | [9 empty] | Constraint.Generators | DRS.PX.WYC._.CI_.Grid Interactive Water Htr-Cnst | DRS.PX.WYC._.CI_.Grid Interactive Water Htr | Installed Capacity Coefficient | -2.0548e-05 |  | MW | 1 |  |  |  | = |  |  |  | New DSM DR Summer
Generators | System | DRS.PX.YAK._.RES.Home Energy Mgmt Sys | Max Energy Year | 0.0002 |  | 20 | [9 empty] | Constraint.Generators | DRS.PX.WYC._.CI_.HVAC - DLC-Cnst | DRS.PX.WYC._.CI_.HVAC - DLC | Installed Capacity Coefficient | -0.00011415 |  | MW | 1 |  |  |  | = |  |  |  | New DSM DR Summer
Generators | System | DRS.PX.YAK._.RES.HVAC - DLC | Max Energy Year | 0.001 |  | 100 | [9 empty] | Constraint.Generators | DRS.PX.WYC._.CI_.Pool Pump - DLC-Cnst | DRS.PX.WYC._.CI_.Pool Pump - DLC | Installed Capacity Coefficient | -2.0548e-05 |  | MW | 1 |  |  |  | = |  |  |  | New DSM DR Summer
Generators | System | DRS.PX.YAK._.RES.Pool Pump - DLC | Max Energy Year | 0.00018 |  | 18 | [9 empty] | Constraint.Generators | DRS.PX.WYC._.CI_.Smart Thermostats-Cnst | DRS.PX.WYC._.CI_.Smart Thermostats | Installed Capacity Coefficient | -2.2831e-05 |  | MW | 1 |  |  |  | = |  |  |  | New DSM DR Summer
Generators | System | DRS.PX.YAK._.RES.Smart Thermostats | Max Energy Year | 0.0002 |  | 20 | [9 empty] | Constraint.Generators | DRS.PX.WYC._.CI_.Water Heater - DLC-Cnst | DRS.PX.WYC._.CI_.Water Heater - DLC | Installed Capacity Coefficient | -2.0548e-05 |  | MW | 1 |  |  |  | = |  |  |  | New DSM DR Summer
Generators | System | DRS.PX.YAK._.RES.Water Heater - DLC | Max Energy Year | 0.00018 |  | 18 | [9 empty] | Constraint.Generators | DRS.PX.WYC._.IRR.Irrigation DLC-Cnst | DRS.PX.WYC._.IRR.Irrigation DLC | Installed Capacity Coefficient | -5.9361e-05 |  | MW | 1 |  |  |  | = |  |  |  | New DSM DR Summer
Generators | System | DRS.PX.YAK._.CI_.Battery DLC | Max Energy Year | 0.0009 |  | 90 | [9 empty] | Constraint.Generators | DRS.PX.WYC._.RES.Battery DLC-Cnst | DRS.PX.WYC._.RES.Battery DLC | Installed Capacity Coefficient | -0.00010274 |  | MW | 1 |  |  |  | = |  |  |  | New DSM DR Summer
Generators | System | DRS.PX.YAK._.CI_.Grid Interactive Water Htr | Max Energy Year | 0.00018 |  | 18 | [9 empty] | Constraint.Generators | DRS.PX.WYC._.RES.EV DLC-Cnst | DRS.PX.WYC._.RES.EV DLC | Installed Capacity Coefficient | -2.0548e-05 |  | MW | 1 |  |  |  | = |  |  |  | New DSM DR Summer
Generators | System | DRS.PX.YAK._.CI_.HVAC - DLC | Max Energy Year | 0.001 |  | 100 | [9 empty] | Constraint.Generators | DRS.PX.WYC._.RES.Grid Interactive Water Htr-Cnst | DRS.PX.WYC._.RES.Grid Interactive Water Htr | Installed Capacity Coefficient | -2.0548e-05 |  | MW | 1 |  |  |  | = |  |  |  | New DSM DR Summer
Generators | System | DRS.PX.YAK._.CI_.Pool Pump - DLC | Max Energy Year | 0.00018 |  | 18 | [9 empty] | Constraint.Generators | DRS.PX.WYC._.RES.Home Energy Mgmt Sys-Cnst | DRS.PX.WYC._.RES.Home Energy Mgmt Sys | Installed Capacity Coefficient | -2.2831e-05 |  | MW | 1 |  |  |  | = |  |  |  | New DSM DR Summer
Generators | System | DRS.PX.YAK._.CI_.Smart Thermostats | Max Energy Year | 0.0002 |  | 20 | [9 empty] | Constraint.Generators | DRS.PX.WYC._.RES.HVAC - DLC-Cnst | DRS.PX.WYC._.RES.HVAC - DLC | Installed Capacity Coefficient | -0.00011415 |  | MW | 1 |  |  |  | = |  |  |  | New DSM DR Summer
Generators | System | DRS.PX.YAK._.CI_.3 Party | Max Energy Year | 0.0002 |  | 20 | [9 empty] | Constraint.Generators | DRS.PX.WYC._.RES.Pool Pump - DLC-Cnst | DRS.PX.WYC._.RES.Pool Pump - DLC | Installed Capacity Coefficient | -2.0548e-05 |  | MW | 1 |  |  |  | = |  |  |  | New DSM DR Summer
Generators | System | DRS.PX.YAK._.CI_.Water Heater - DLC | Max Energy Year | 0.00018 |  | 18 | [9 empty] | Constraint.Generators | DRS.PX.WYC._.RES.Water Heater - DLC-Cnst | DRS.PX.WYC._.RES.Water Heater - DLC | Installed Capacity Coefficient | -2.0548e-05 |  | MW | 1 |  |  |  | = |  |  |  | New DSM DR Summer
Generators | System | DRS.PX.YAK._.IRR.Irrigation DLC | Max Energy Year | 0.00052 |  | 52 | [9 empty] | Constraint.Generators | DRS.PX.YAK._.CI_.3 Party-Cnst | DRS.PX.YAK._.CI_.3 Party | Installed Capacity Coefficient | -2.2831e-05 |  | MW | 1 |  |  |  | = |  |  |  | New DSM DR Summer
Generators | System | DRS.PX.WYC._.RES.Battery DLC | Max Energy Year | 0.0009 |  | 90 | [9 empty] | Constraint.Generators | DRS.PX.YAK._.CI_.Battery DLC-Cnst | DRS.PX.YAK._.CI_.Battery DLC | Installed Capacity Coefficient | -0.00010274 |  | MW | 1 |  |  |  | = |  |  |  | New DSM DR Summer
Generators | System | DRS.PX.WYC._.RES.EV DLC | Max Energy Year | 0.00018 |  | 18 | [9 empty] | Constraint.Generators | DRS.PX.YAK._.CI_.Grid Interactive Water Htr-Cnst | DRS.PX.YAK._.CI_.Grid Interactive Water Htr | Installed Capacity Coefficient | -2.0548e-05 |  | MW | 1 |  |  |  | = |  |  |  | New DSM DR Summer
Generators | System | DRS.PX.WYC._.RES.Grid Interactive Water Htr | Max Energy Year | 0.00018 |  | 18 | [9 empty] | Constraint.Generators | DRS.PX.YAK._.CI_.HVAC - DLC-Cnst | DRS.PX.YAK._.CI_.HVAC - DLC | Installed Capacity Coefficient | -0.00011415 |  | MW | 1 |  |  |  | = |  |  |  | New DSM DR Summer
Generators | System | DRS.PX.WYC._.RES.Home Energy Mgmt Sys | Max Energy Year | 0.0002 |  | 20 | [9 empty] | Constraint.Generators | DRS.PX.YAK._.CI_.Pool Pump - DLC-Cnst | DRS.PX.YAK._.CI_.Pool Pump - DLC | Installed Capacity Coefficient | -2.0548e-05 |  | MW | 1 |  |  |  | = |  |  |  | New DSM DR Summer
Generators | System | DRS.PX.WYC._.RES.HVAC - DLC | Max Energy Year | 0.001 |  | 100 | [9 empty] | Constraint.Generators | DRS.PX.YAK._.CI_.Smart Thermostats-Cnst | DRS.PX.YAK._.CI_.Smart Thermostats | Installed Capacity Coefficient | -2.2831e-05 |  | MW | 1 |  |  |  | = |  |  |  | New DSM DR Summer
Generators | System | DRS.PX.WYC._.RES.Pool Pump - DLC | Max Energy Year | 0.00018 |  | 18 | [9 empty] | Constraint.Generators | DRS.PX.YAK._.CI_.Water Heater - DLC-Cnst | DRS.PX.YAK._.CI_.Water Heater - DLC | Installed Capacity Coefficient | -2.0548e-05 |  | MW | 1 |  |  |  | = |  |  |  | New DSM DR Summer
Generators | System | DRS.PX.WYC._.RES.Water Heater - DLC | Max Energy Year | 0.00018 |  | 18 | [9 empty] | Constraint.Generators | DRS.PX.YAK._.IRR.Irrigation DLC-Cnst | DRS.PX.YAK._.IRR.Irrigation DLC | Installed Capacity Coefficient | -5.9361e-05 |  | MW | 1 |  |  |  | = |  |  |  | New DSM DR Summer
Generators | System | DRS.PX.WYC._.CI_.Battery DLC | Max Energy Year | 0.0009 |  | 90 | [9 empty] | Constraint.Generators | DRS.PX.YAK._.RES.Battery DLC-Cnst | DRS.PX.YAK._.RES.Battery DLC | Installed Capacity Coefficient | -0.00010274 |  | MW | 1 |  |  |  | = |  |  |  | New DSM DR Summer
Generators | System | DRS.PX.WYC._.CI_.Grid Interactive Water Htr | Max Energy Year | 0.00018 |  | 18 | [9 empty] | Constraint.Generators | DRS.PX.YAK._.RES.EV DLC-Cnst | DRS.PX.YAK._.RES.EV DLC | Installed Capacity Coefficient | -2.0548e-05 |  | MW | 1 |  |  |  | = |  |  |  | New DSM DR Summer
Generators | System | DRS.PX.WYC._.CI_.HVAC - DLC | Max Energy Year | 0.001 |  | 100 | [9 empty] | Constraint.Generators | DRS.PX.YAK._.RES.Grid Interactive Water Htr-Cnst | DRS.PX.YAK._.RES.Grid Interactive Water Htr | Installed Capacity Coefficient | -2.0548e-05 |  | MW | 1 |  |  |  | = |  |  |  | New DSM DR Summer
Generators | System | DRS.PX.WYC._.CI_.Pool Pump - DLC | Max Energy Year | 0.00018 |  | 18 | [9 empty] | Constraint.Generators | DRS.PX.YAK._.RES.Home Energy Mgmt Sys-Cnst | DRS.PX.YAK._.RES.Home Energy Mgmt Sys | Installed Capacity Coefficient | -2.2831e-05 |  | MW | 1 |  |  |  | = |  |  |  | New DSM DR Summer
Generators | System | DRS.PX.WYC._.CI_.Smart Thermostats | Max Energy Year | 0.0002 |  | 20 | [9 empty] | Constraint.Generators | DRS.PX.YAK._.RES.HVAC - DLC-Cnst | DRS.PX.YAK._.RES.HVAC - DLC | Installed Capacity Coefficient | -0.00011415 |  | MW | 1 |  |  |  | = |  |  |  | New DSM DR Summer
Generators | System | DRS.PX.WYC._.CI_.3 Party | Max Energy Year | 0.0002 |  | 20 | [9 empty] | Constraint.Generators | DRS.PX.YAK._.RES.Pool Pump - DLC-Cnst | DRS.PX.YAK._.RES.Pool Pump - DLC | Installed Capacity Coefficient | -2.0548e-05 |  | MW | 1 |  |  |  | = |  |  |  | New DSM DR Summer
Generators | System | DRS.PX.WYC._.CI_.Water Heater - DLC | Max Energy Year | 0.00018 |  | 18 | [9 empty] | Constraint.Generators | DRS.PX.YAK._.RES.Smart Thermostats-Cnst | DRS.PX.YAK._.RES.Smart Thermostats | Installed Capacity Coefficient | -2.2831e-05 |  | MW | 1 |  |  |  | = |  |  |  | New DSM DR Summer
Generators | System | DRS.PX.WYC._.IRR.Irrigation DLC | Max Energy Year | 0.00052 |  | 52 | [9 empty] | Constraint.Generators | DRS.PX.YAK._.RES.Water Heater - DLC-Cnst | DRS.PX.YAK._.RES.Water Heater - DLC | Installed Capacity Coefficient | -2.0548e-05 |  | MW | 1 |  |  |  | = |  |  |  | New DSM DR Summer
Generators | System | DRW.PX.NCA._.RES.Battery DLC | Max Energy Year | 0.0009 | Winter | 90 | [9 empty] | Constraint.Generators | DRW.PX.GOE._.CI_.3 Party-Cnst | DRW.PX.GOE._.CI_.3 Party | Installed Capacity Coefficient | -2.2831e-05 |  | MW | 1 |  |  |  | = |  |  |  | New DSM DR Winter
Generators | System | DRW.PX.NCA._.RES.EV DLC | Max Energy Year | 0.00018 |  | 18 | [9 empty] | Constraint.Generators | DRW.PX.GOE._.CI_.Battery DLC-Cnst | DRW.PX.GOE._.CI_.Battery DLC | Installed Capacity Coefficient | -0.00010274 |  | MW | 1 |  |  |  | = |  |  |  | New DSM DR Winter
Generators | System | DRW.PX.NCA._.RES.Grid Interactive Water Htr | Max Energy Year | 0.00018 |  | 18 | [9 empty] | Constraint.Generators | DRW.PX.GOE._.CI_.Grid Interactive Water Htr-Cnst | DRW.PX.GOE._.CI_.Grid Interactive Water Htr | Installed Capacity Coefficient | -2.0548e-05 |  | MW | 1 |  |  |  | = |  |  |  | New DSM DR Winter
Generators | System | DRW.PX.NCA._.RES.Home Energy Mgmt Sys | Max Energy Year | 0.0002 |  | 20 | [9 empty] | Constraint.Generators | DRW.PX.GOE._.CI_.HVAC - DLC-Cnst | DRW.PX.GOE._.CI_.HVAC - DLC | Installed Capacity Coefficient | -0.00011415 |  | MW | 1 |  |  |  | = |  |  |  | New DSM DR Winter
Generators | System | DRW.PX.NCA._.RES.HVAC - DLC | Max Energy Year | 0.001 |  | 100 | [9 empty] | Constraint.Generators | DRW.PX.GOE._.CI_.Pool Pump - DLC-Cnst | DRW.PX.GOE._.CI_.Pool Pump - DLC | Installed Capacity Coefficient | -2.0548e-05 |  | MW | 1 |  |  |  | = |  |  |  | New DSM DR Winter
Generators | System | DRW.PX.NCA._.RES.Pool Pump - DLC | Max Energy Year | 0.00018 |  | 18 | [9 empty] | Constraint.Generators | DRW.PX.GOE._.CI_.Smart Thermostats-Cnst | DRW.PX.GOE._.CI_.Smart Thermostats | Installed Capacity Coefficient | -2.2831e-05 |  | MW | 1 |  |  |  | = |  |  |  | New DSM DR Winter
Generators | System | DRW.PX.NCA._.RES.Smart Thermostats | Max Energy Year | 0.0002 |  | 20 | [9 empty] | Constraint.Generators | DRW.PX.GOE._.CI_.Water Heater - DLC-Cnst | DRW.PX.GOE._.CI_.Water Heater - DLC | Installed Capacity Coefficient | -2.0548e-05 |  | MW | 1 |  |  |  | = |  |  |  | New DSM DR Winter
Generators | System | DRW.PX.NCA._.RES.Water Heater - DLC | Max Energy Year | 0.00018 |  | 18 | [9 empty] | Constraint.Generators | DRW.PX.GOE._.RES.Battery DLC-Cnst | DRW.PX.GOE._.RES.Battery DLC | Installed Capacity Coefficient | -0.00010274 |  | MW | 1 |  |  |  | = |  |  |  | New DSM DR Winter
Generators | System | DRW.PX.NCA._.CI_.Battery DLC | Max Energy Year | 0.0009 |  | 90 | [9 empty] | Constraint.Generators | DRW.PX.GOE._.RES.EV DLC-Cnst | DRW.PX.GOE._.RES.EV DLC | Installed Capacity Coefficient | -2.0548e-05 |  | MW | 1 |  |  |  | = |  |  |  | New DSM DR Winter
Generators | System | DRW.PX.NCA._.CI_.Grid Interactive Water Htr | Max Energy Year | 0.00018 |  | 18 | [9 empty] | Constraint.Generators | DRW.PX.GOE._.RES.Grid Interactive Water Htr-Cnst | DRW.PX.GOE._.RES.Grid Interactive Water Htr | Installed Capacity Coefficient | -2.0548e-05 |  | MW | 1 |  |  |  | = |  |  |  | New DSM DR Winter
Generators | System | DRW.PX.NCA._.CI_.HVAC - DLC | Max Energy Year | 0.001 |  | 100 | [9 empty] | Constraint.Generators | DRW.PX.GOE._.RES.Home Energy Mgmt Sys-Cnst | DRW.PX.GOE._.RES.Home Energy Mgmt Sys | Installed Capacity Coefficient | -2.2831e-05 |  | MW | 1 |  |  |  | = |  |  |  | New DSM DR Winter
Generators | System | DRW.PX.NCA._.CI_.Pool Pump - DLC | Max Energy Year | 0.00018 |  | 18 | [9 empty] | Constraint.Generators | DRW.PX.GOE._.RES.HVAC - DLC-Cnst | DRW.PX.GOE._.RES.HVAC - DLC | Installed Capacity Coefficient | -0.00011415 |  | MW | 1 |  |  |  | = |  |  |  | New DSM DR Winter
Generators | System | DRW.PX.NCA._.CI_.Smart Thermostats | Max Energy Year | 0.0002 |  | 20 | [9 empty] | Constraint.Generators | DRW.PX.GOE._.RES.Pool Pump - DLC-Cnst | DRW.PX.GOE._.RES.Pool Pump - DLC | Installed Capacity Coefficient | -2.0548e-05 |  | MW | 1 |  |  |  | = |  |  |  | New DSM DR Winter
Generators | System | DRW.PX.NCA._.CI_.3 Party | Max Energy Year | 0.0002 |  | 20 | [9 empty] | Constraint.Generators | DRW.PX.GOE._.RES.Water Heater - DLC-Cnst | DRW.PX.GOE._.RES.Water Heater - DLC | Installed Capacity Coefficient | -2.0548e-05 |  | MW | 1 |  |  |  | = |  |  |  | New DSM DR Winter
Generators | System | DRW.PX.NCA._.CI_.Water Heater - DLC | Max Energy Year | 0.00018 |  | 18 | [9 empty] | Constraint.Generators | DRW.PX.NCA._.CI_.3 Party-Cnst | DRW.PX.NCA._.CI_.3 Party | Installed Capacity Coefficient | -2.2831e-05 |  | MW | 1 |  |  |  | = |  |  |  | New DSM DR Winter
Generators | System | DRW.PX.GOE._.RES.Battery DLC | Max Energy Year | 0.0009 |  | 90 | [9 empty] | Constraint.Generators | DRW.PX.NCA._.CI_.Battery DLC-Cnst | DRW.PX.NCA._.CI_.Battery DLC | Installed Capacity Coefficient | -0.00010274 |  | MW | 1 |  |  |  | = |  |  |  | New DSM DR Winter
Generators | System | DRW.PX.GOE._.RES.EV DLC | Max Energy Year | 0.00018 |  | 18 | [9 empty] | Constraint.Generators | DRW.PX.NCA._.CI_.Grid Interactive Water Htr-Cnst | DRW.PX.NCA._.CI_.Grid Interactive Water Htr | Installed Capacity Coefficient | -2.0548e-05 |  | MW | 1 |  |  |  | = |  |  |  | New DSM DR Winter
Generators | System | DRW.PX.GOE._.RES.Grid Interactive Water Htr | Max Energy Year | 0.00018 |  | 18 | [9 empty] | Constraint.Generators | DRW.PX.NCA._.CI_.HVAC - DLC-Cnst | DRW.PX.NCA._.CI_.HVAC - DLC | Installed Capacity Coefficient | -0.00011415 |  | MW | 1 |  |  |  | = |  |  |  | New DSM DR Winter
Generators | System | DRW.PX.GOE._.RES.Home Energy Mgmt Sys | Max Energy Year | 0.0002 |  | 20 | [9 empty] | Constraint.Generators | DRW.PX.NCA._.CI_.Pool Pump - DLC-Cnst | DRW.PX.NCA._.CI_.Pool Pump - DLC | Installed Capacity Coefficient | -2.0548e-05 |  | MW | 1 |  |  |  | = |  |  |  | New DSM DR Winter
Generators | System | DRW.PX.GOE._.RES.HVAC - DLC | Max Energy Year | 0.001 |  | 100 | [9 empty] | Constraint.Generators | DRW.PX.NCA._.CI_.Smart Thermostats-Cnst | DRW.PX.NCA._.CI_.Smart Thermostats | Installed Capacity Coefficient | -2.2831e-05 |  | MW | 1 |  |  |  | = |  |  |  | New DSM DR Winter
Generators | System | DRW.PX.GOE._.RES.Pool Pump - DLC | Max Energy Year | 0.00018 |  | 18 | [9 empty] | Constraint.Generators | DRW.PX.NCA._.CI_.Water Heater - DLC-Cnst | DRW.PX.NCA._.CI_.Water Heater - DLC | Installed Capacity Coefficient | -2.0548e-05 |  | MW | 1 |  |  |  | = |  |  |  | New DSM DR Winter
Generators | System | DRW.PX.GOE._.RES.Water Heater - DLC | Max Energy Year | 0.00018 |  | 18 | [9 empty] | Constraint.Generators | DRW.PX.NCA._.RES.Battery DLC-Cnst | DRW.PX.NCA._.RES.Battery DLC | Installed Capacity Coefficient | -0.00010274 |  | MW | 1 |  |  |  | = |  |  |  | New DSM DR Winter
Generators | System | DRW.PX.GOE._.CI_.Battery DLC | Max Energy Year | 0.0009 |  | 90 | [9 empty] | Constraint.Generators | DRW.PX.NCA._.RES.EV DLC-Cnst | DRW.PX.NCA._.RES.EV DLC | Installed Capacity Coefficient | -2.0548e-05 |  | MW | 1 |  |  |  | = |  |  |  | New DSM DR Winter
Generators | System | DRW.PX.GOE._.CI_.Grid Interactive Water Htr | Max Energy Year | 0.00018 |  | 18 | [9 empty] | Constraint.Generators | DRW.PX.NCA._.RES.Grid Interactive Water Htr-Cnst | DRW.PX.NCA._.RES.Grid Interactive Water Htr | Installed Capacity Coefficient | -2.0548e-05 |  | MW | 1 |  |  |  | = |  |  |  | New DSM DR Winter
Generators | System | DRW.PX.GOE._.CI_.HVAC - DLC | Max Energy Year | 0.001 |  | 100 | [9 empty] | Constraint.Generators | DRW.PX.NCA._.RES.Home Energy Mgmt Sys-Cnst | DRW.PX.NCA._.RES.Home Energy Mgmt Sys | Installed Capacity Coefficient | -2.2831e-05 |  | MW | 1 |  |  |  | = |  |  |  | New DSM DR Winter
Generators | System | DRW.PX.GOE._.CI_.Pool Pump - DLC | Max Energy Year | 0.00018 |  | 18 | [9 empty] | Constraint.Generators | DRW.PX.NCA._.RES.HVAC - DLC-Cnst | DRW.PX.NCA._.RES.HVAC - DLC | Installed Capacity Coefficient | -0.00011415 |  | MW | 1 |  |  |  | = |  |  |  | New DSM DR Winter
Generators | System | DRW.PX.GOE._.CI_.Smart Thermostats | Max Energy Year | 0.0002 |  | 20 | [9 empty] | Constraint.Generators | DRW.PX.NCA._.RES.Pool Pump - DLC-Cnst | DRW.PX.NCA._.RES.Pool Pump - DLC | Installed Capacity Coefficient | -2.0548e-05 |  | MW | 1 |  |  |  | = |  |  |  | New DSM DR Winter
Generators | System | DRW.PX.GOE._.CI_.3 Party | Max Energy Year | 0.0002 |  | 20 | [9 empty] | Constraint.Generators | DRW.PX.NCA._.RES.Smart Thermostats-Cnst | DRW.PX.NCA._.RES.Smart Thermostats | Installed Capacity Coefficient | -2.2831e-05 |  | MW | 1 |  |  |  | = |  |  |  | New DSM DR Winter
Generators | System | DRW.PX.GOE._.CI_.Water Heater - DLC | Max Energy Year | 0.00018 |  | 18 | [9 empty] | Constraint.Generators | DRW.PX.NCA._.RES.Water Heater - DLC-Cnst | DRW.PX.NCA._.RES.Water Heater - DLC | Installed Capacity Coefficient | -2.0548e-05 |  | MW | 1 |  |  |  | = |  |  |  | New DSM DR Winter
Generators | System | DRW.PX.SOR._.RES.Battery DLC | Max Energy Year | 0.0009 |  | 90 | [9 empty] | Constraint.Generators | DRW.PX.SOR._.CI_.3 Party-Cnst | DRW.PX.SOR._.CI_.3 Party | Installed Capacity Coefficient | -2.2831e-05 |  | MW | 1 |  |  |  | = |  |  |  | New DSM DR Winter
Generators | System | DRW.PX.SOR._.RES.EV DLC | Max Energy Year | 0.00018 |  | 18 | [9 empty] | Constraint.Generators | DRW.PX.SOR._.CI_.Battery DLC-Cnst | DRW.PX.SOR._.CI_.Battery DLC | Installed Capacity Coefficient | -0.00010274 |  | MW | 1 |  |  |  | = |  |  |  | New DSM DR Winter
Generators | System | DRW.PX.SOR._.RES.Grid Interactive Water Htr | Max Energy Year | 0.00018 |  | 18 | [9 empty] | Constraint.Generators | DRW.PX.SOR._.CI_.Grid Interactive Water Htr-Cnst | DRW.PX.SOR._.CI_.Grid Interactive Water Htr | Installed Capacity Coefficient | -2.0548e-05 |  | MW | 1 |  |  |  | = |  |  |  | New DSM DR Winter
Generators | System | DRW.PX.SOR._.RES.Home Energy Mgmt Sys | Max Energy Year | 0.0002 |  | 20 | [9 empty] | Constraint.Generators | DRW.PX.SOR._.CI_.HVAC - DLC-Cnst | DRW.PX.SOR._.CI_.HVAC - DLC | Installed Capacity Coefficient | -0.00011415 |  | MW | 1 |  |  |  | = |  |  |  | New DSM DR Winter
Generators | System | DRW.PX.SOR._.RES.HVAC - DLC | Max Energy Year | 0.001 |  | 100 | [9 empty] | Constraint.Generators | DRW.PX.SOR._.CI_.Pool Pump - DLC-Cnst | DRW.PX.SOR._.CI_.Pool Pump - DLC | Installed Capacity Coefficient | -2.0548e-05 |  | MW | 1 |  |  |  | = |  |  |  | New DSM DR Winter
Generators | System | DRW.PX.SOR._.RES.Pool Pump - DLC | Max Energy Year | 0.00018 |  | 18 | [9 empty] | Constraint.Generators | DRW.PX.SOR._.CI_.Smart Thermostats-Cnst | DRW.PX.SOR._.CI_.Smart Thermostats | Installed Capacity Coefficient | -2.2831e-05 |  | MW | 1 |  |  |  | = |  |  |  | New DSM DR Winter
Generators | System | DRW.PX.SOR._.RES.Smart Thermostats | Max Energy Year | 0.0002 |  | 20 | [9 empty] | Constraint.Generators | DRW.PX.SOR._.CI_.Water Heater - DLC-Cnst | DRW.PX.SOR._.CI_.Water Heater - DLC | Installed Capacity Coefficient | -2.0548e-05 |  | MW | 1 |  |  |  | = |  |  |  | New DSM DR Winter
Generators | System | DRW.PX.SOR._.RES.Water Heater - DLC | Max Energy Year | 0.00018 |  | 18 | [9 empty] | Constraint.Generators | DRW.PX.SOR._.RES.Battery DLC-Cnst | DRW.PX.SOR._.RES.Battery DLC | Installed Capacity Coefficient | -0.00010274 |  | MW | 1 |  |  |  | = |  |  |  | New DSM DR Winter
Generators | System | DRW.PX.SOR._.CI_.Battery DLC | Max Energy Year | 0.0009 |  | 90 | [9 empty] | Constraint.Generators | DRW.PX.SOR._.RES.EV DLC-Cnst | DRW.PX.SOR._.RES.EV DLC | Installed Capacity Coefficient | -2.0548e-05 |  | MW | 1 |  |  |  | = |  |  |  | New DSM DR Winter
Generators | System | DRW.PX.SOR._.CI_.Grid Interactive Water Htr | Max Energy Year | 0.00018 |  | 18 | [9 empty] | Constraint.Generators | DRW.PX.SOR._.RES.Grid Interactive Water Htr-Cnst | DRW.PX.SOR._.RES.Grid Interactive Water Htr | Installed Capacity Coefficient | -2.0548e-05 |  | MW | 1 |  |  |  | = |  |  |  | New DSM DR Winter
Generators | System | DRW.PX.SOR._.CI_.HVAC - DLC | Max Energy Year | 0.001 |  | 100 | [9 empty] | Constraint.Generators | DRW.PX.SOR._.RES.Home Energy Mgmt Sys-Cnst | DRW.PX.SOR._.RES.Home Energy Mgmt Sys | Installed Capacity Coefficient | -2.2831e-05 |  | MW | 1 |  |  |  | = |  |  |  | New DSM DR Winter
Generators | System | DRW.PX.SOR._.CI_.Pool Pump - DLC | Max Energy Year | 0.00018 |  | 18 | [9 empty] | Constraint.Generators | DRW.PX.SOR._.RES.HVAC - DLC-Cnst | DRW.PX.SOR._.RES.HVAC - DLC | Installed Capacity Coefficient | -0.00011415 |  | MW | 1 |  |  |  | = |  |  |  | New DSM DR Winter
Generators | System | DRW.PX.SOR._.CI_.Smart Thermostats | Max Energy Year | 0.0002 |  | 20 | [9 empty] | Constraint.Generators | DRW.PX.SOR._.RES.Pool Pump - DLC-Cnst | DRW.PX.SOR._.RES.Pool Pump - DLC | Installed Capacity Coefficient | -2.0548e-05 |  | MW | 1 |  |  |  | = |  |  |  | New DSM DR Winter
Generators | System | DRW.PX.SOR._.CI_.3 Party | Max Energy Year | 0.0002 |  | 20 | [9 empty] | Constraint.Generators | DRW.PX.SOR._.RES.Smart Thermostats-Cnst | DRW.PX.SOR._.RES.Smart Thermostats | Installed Capacity Coefficient | -2.2831e-05 |  | MW | 1 |  |  |  | = |  |  |  | New DSM DR Winter
Generators | System | DRW.PX.SOR._.CI_.Water Heater - DLC | Max Energy Year | 0.00018 |  | 18 | [9 empty] | Constraint.Generators | DRW.PX.SOR._.RES.Water Heater - DLC-Cnst | DRW.PX.SOR._.RES.Water Heater - DLC | Installed Capacity Coefficient | -2.0548e-05 |  | MW | 1 |  |  |  | = |  |  |  | New DSM DR Winter
Generators | System | DRW.PX.UTN._.RES.Battery DLC | Max Energy Year | 0.0009 |  | 90 | [9 empty] | Constraint.Generators | DRW.PX.UTN._.CI_.3 Party-Cnst | DRW.PX.UTN._.CI_.3 Party | Installed Capacity Coefficient | -2.2831e-05 |  | MW | 1 |  |  |  | = |  |  |  | New DSM DR Winter
Generators | System | DRW.PX.UTN._.RES.EV DLC | Max Energy Year | 0.00018 |  | 18 | [9 empty] | Constraint.Generators | DRW.PX.UTN._.CI_.Battery DLC-Cnst | DRW.PX.UTN._.CI_.Battery DLC | Installed Capacity Coefficient | -0.00010274 |  | MW | 1 |  |  |  | = |  |  |  | New DSM DR Winter
Generators | System | DRW.PX.UTN._.RES.Grid Interactive Water Htr | Max Energy Year | 0.00018 |  | 18 | [9 empty] | Constraint.Generators | DRW.PX.UTN._.CI_.Grid Interactive Water Htr-Cnst | DRW.PX.UTN._.CI_.Grid Interactive Water Htr | Installed Capacity Coefficient | -2.0548e-05 |  | MW | 1 |  |  |  | = |  |  |  | New DSM DR Winter
Generators | System | DRW.PX.UTN._.RES.Home Energy Mgmt Sys | Max Energy Year | 0.0002 |  | 20 | [9 empty] | Constraint.Generators | DRW.PX.UTN._.CI_.HVAC - DLC-Cnst | DRW.PX.UTN._.CI_.HVAC - DLC | Installed Capacity Coefficient | -0.00011415 |  | MW | 1 |  |  |  | = |  |  |  | New DSM DR Winter
Generators | System | DRW.PX.UTN._.RES.HVAC - DLC | Max Energy Year | 0.001 |  | 100 | [9 empty] | Constraint.Generators | DRW.PX.UTN._.CI_.Pool Pump - DLC-Cnst | DRW.PX.UTN._.CI_.Pool Pump - DLC | Installed Capacity Coefficient | -2.0548e-05 |  | MW | 1 |  |  |  | = |  |  |  | New DSM DR Winter
Generators | System | DRW.PX.UTN._.RES.Pool Pump - DLC | Max Energy Year | 0.00018 |  | 18 | [9 empty] | Constraint.Generators | DRW.PX.UTN._.CI_.Smart Thermostats-Cnst | DRW.PX.UTN._.CI_.Smart Thermostats | Installed Capacity Coefficient | -2.2831e-05 |  | MW | 1 |  |  |  | = |  |  |  | New DSM DR Winter
Generators | System | DRW.PX.UTN._.RES.Water Heater - DLC | Max Energy Year | 0.00018 |  | 18 | [9 empty] | Constraint.Generators | DRW.PX.UTN._.CI_.Water Heater - DLC-Cnst | DRW.PX.UTN._.CI_.Water Heater - DLC | Installed Capacity Coefficient | -2.0548e-05 |  | MW | 1 |  |  |  | = |  |  |  | New DSM DR Winter
Generators | System | DRW.PX.UTN._.CI_.Battery DLC | Max Energy Year | 0.0009 |  | 90 | [9 empty] | Constraint.Generators | DRW.PX.UTN._.RES.Battery DLC-Cnst | DRW.PX.UTN._.RES.Battery DLC | Installed Capacity Coefficient | -0.00010274 |  | MW | 1 |  |  |  | = |  |  |  | New DSM DR Winter
Generators | System | DRW.PX.UTN._.CI_.Grid Interactive Water Htr | Max Energy Year | 0.00018 |  | 18 | [9 empty] | Constraint.Generators | DRW.PX.UTN._.RES.EV DLC-Cnst | DRW.PX.UTN._.RES.EV DLC | Installed Capacity Coefficient | -2.0548e-05 |  | MW | 1 |  |  |  | = |  |  |  | New DSM DR Winter
Generators | System | DRW.PX.UTN._.CI_.HVAC - DLC | Max Energy Year | 0.001 |  | 100 | [9 empty] | Constraint.Generators | DRW.PX.UTN._.RES.Grid Interactive Water Htr-Cnst | DRW.PX.UTN._.RES.Grid Interactive Water Htr | Installed Capacity Coefficient | -2.0548e-05 |  | MW | 1 |  |  |  | = |  |  |  | New DSM DR Winter
Generators | System | DRW.PX.UTN._.CI_.Pool Pump - DLC | Max Energy Year | 0.00018 |  | 18 | [9 empty] | Constraint.Generators | DRW.PX.UTN._.RES.Home Energy Mgmt Sys-Cnst | DRW.PX.UTN._.RES.Home Energy Mgmt Sys | Installed Capacity Coefficient | -2.2831e-05 |  | MW | 1 |  |  |  | = |  |  |  | New DSM DR Winter
Generators | System | DRW.PX.UTN._.CI_.Smart Thermostats | Max Energy Year | 0.0002 |  | 20 | [9 empty] | Constraint.Generators | DRW.PX.UTN._.RES.HVAC - DLC-Cnst | DRW.PX.UTN._.RES.HVAC - DLC | Installed Capacity Coefficient | -0.00011415 |  | MW | 1 |  |  |  | = |  |  |  | New DSM DR Winter
Generators | System | DRW.PX.UTN._.CI_.3 Party | Max Energy Year | 0.0002 |  | 20 | [9 empty] | Constraint.Generators | DRW.PX.UTN._.RES.Pool Pump - DLC-Cnst | DRW.PX.UTN._.RES.Pool Pump - DLC | Installed Capacity Coefficient | -2.0548e-05 |  | MW | 1 |  |  |  | = |  |  |  | New DSM DR Winter
Generators | System | DRW.PX.UTN._.CI_.Water Heater - DLC | Max Energy Year | 0.00018 |  | 18 | [9 empty] | Constraint.Generators | DRW.PX.UTN._.RES.Water Heater - DLC-Cnst | DRW.PX.UTN._.RES.Water Heater - DLC | Installed Capacity Coefficient | -2.0548e-05 |  | MW | 1 |  |  |  | = |  |  |  | New DSM DR Winter
Generators | System | DRW.PX.YAK._.RES.Battery DLC | Max Energy Year | 0.0009 |  | 90 | [9 empty] | Constraint.Generators | DRW.PX.WYC._.CI_.3 Party-Cnst | DRW.PX.WYC._.CI_.3 Party | Installed Capacity Coefficient | -2.2831e-05 |  | MW | 1 |  |  |  | = |  |  |  | New DSM DR Winter
Generators | System | DRW.PX.YAK._.RES.EV DLC | Max Energy Year | 0.00018 |  | 18 | [9 empty] | Constraint.Generators | DRW.PX.WYC._.CI_.Battery DLC-Cnst | DRW.PX.WYC._.CI_.Battery DLC | Installed Capacity Coefficient | -0.00010274 |  | MW | 1 |  |  |  | = |  |  |  | New DSM DR Winter
Generators | System | DRW.PX.YAK._.RES.Grid Interactive Water Htr | Max Energy Year | 0.00018 |  | 18 | [9 empty] | Constraint.Generators | DRW.PX.WYC._.CI_.Grid Interactive Water Htr-Cnst | DRW.PX.WYC._.CI_.Grid Interactive Water Htr | Installed Capacity Coefficient | -2.0548e-05 |  | MW | 1 |  |  |  | = |  |  |  | New DSM DR Winter
Generators | System | DRW.PX.YAK._.RES.Home Energy Mgmt Sys | Max Energy Year | 0.0002 |  | 20 | [9 empty] | Constraint.Generators | DRW.PX.WYC._.CI_.HVAC - DLC-Cnst | DRW.PX.WYC._.CI_.HVAC - DLC | Installed Capacity Coefficient | -0.00011415 |  | MW | 1 |  |  |  | = |  |  |  | New DSM DR Winter
Generators | System | DRW.PX.YAK._.RES.HVAC - DLC | Max Energy Year | 0.001 |  | 100 | [9 empty] | Constraint.Generators | DRW.PX.WYC._.CI_.Pool Pump - DLC-Cnst | DRW.PX.WYC._.CI_.Pool Pump - DLC | Installed Capacity Coefficient | -2.0548e-05 |  | MW | 1 |  |  |  | = |  |  |  | New DSM DR Winter
Generators | System | DRW.PX.YAK._.RES.Pool Pump - DLC | Max Energy Year | 0.00018 |  | 18 | [9 empty] | Constraint.Generators | DRW.PX.WYC._.CI_.Smart Thermostats-Cnst | DRW.PX.WYC._.CI_.Smart Thermostats | Installed Capacity Coefficient | -2.2831e-05 |  | MW | 1 |  |  |  | = |  |  |  | New DSM DR Winter
Generators | System | DRW.PX.YAK._.RES.Smart Thermostats | Max Energy Year | 0.0002 |  | 20 | [9 empty] | Constraint.Generators | DRW.PX.WYC._.CI_.Water Heater - DLC-Cnst | DRW.PX.WYC._.CI_.Water Heater - DLC | Installed Capacity Coefficient | -2.0548e-05 |  | MW | 1 |  |  |  | = |  |  |  | New DSM DR Winter
Generators | System | DRW.PX.YAK._.RES.Water Heater - DLC | Max Energy Year | 0.00018 |  | 18 | [9 empty] | Constraint.Generators | DRW.PX.WYC._.RES.Battery DLC-Cnst | DRW.PX.WYC._.RES.Battery DLC | Installed Capacity Coefficient | -0.00010274 |  | MW | 1 |  |  |  | = |  |  |  | New DSM DR Winter
Generators | System | DRW.PX.YAK._.CI_.Battery DLC | Max Energy Year | 0.0009 |  | 90 | [9 empty] | Constraint.Generators | DRW.PX.WYC._.RES.EV DLC-Cnst | DRW.PX.WYC._.RES.EV DLC | Installed Capacity Coefficient | -2.0548e-05 |  | MW | 1 |  |  |  | = |  |  |  | New DSM DR Winter
Generators | System | DRW.PX.YAK._.CI_.Grid Interactive Water Htr | Max Energy Year | 0.00018 |  | 18 | [9 empty] | Constraint.Generators | DRW.PX.WYC._.RES.Grid Interactive Water Htr-Cnst | DRW.PX.WYC._.RES.Grid Interactive Water Htr | Installed Capacity Coefficient | -2.0548e-05 |  | MW | 1 |  |  |  | = |  |  |  | New DSM DR Winter
Generators | System | DRW.PX.YAK._.CI_.HVAC - DLC | Max Energy Year | 0.001 |  | 100 | [9 empty] | Constraint.Generators | DRW.PX.WYC._.RES.Home Energy Mgmt Sys-Cnst | DRW.PX.WYC._.RES.Home Energy Mgmt Sys | Installed Capacity Coefficient | -2.2831e-05 |  | MW | 1 |  |  |  | = |  |  |  | New DSM DR Winter
Generators | System | DRW.PX.YAK._.CI_.Pool Pump - DLC | Max Energy Year | 0.00018 |  | 18 | [9 empty] | Constraint.Generators | DRW.PX.WYC._.RES.HVAC - DLC-Cnst | DRW.PX.WYC._.RES.HVAC - DLC | Installed Capacity Coefficient | -0.00011415 |  | MW | 1 |  |  |  | = |  |  |  | New DSM DR Winter
Generators | System | DRW.PX.YAK._.CI_.Smart Thermostats | Max Energy Year | 0.0002 |  | 20 | [9 empty] | Constraint.Generators | DRW.PX.WYC._.RES.Pool Pump - DLC-Cnst | DRW.PX.WYC._.RES.Pool Pump - DLC | Installed Capacity Coefficient | -2.0548e-05 |  | MW | 1 |  |  |  | = |  |  |  | New DSM DR Winter
Generators | System | DRW.PX.YAK._.CI_.3 Party | Max Energy Year | 0.0002 |  | 20 | [9 empty] | Constraint.Generators | DRW.PX.WYC._.RES.Water Heater - DLC-Cnst | DRW.PX.WYC._.RES.Water Heater - DLC | Installed Capacity Coefficient | -2.0548e-05 |  | MW | 1 |  |  |  | = |  |  |  | New DSM DR Winter
Generators | System | DRW.PX.YAK._.CI_.Water Heater - DLC | Max Energy Year | 0.00018 |  | 18 | [9 empty] | Constraint.Generators | DRW.PX.YAK._.CI_.3 Party-Cnst | DRW.PX.YAK._.CI_.3 Party | Installed Capacity Coefficient | -2.2831e-05 |  | MW | 1 |  |  |  | = |  |  |  | New DSM DR Winter
Generators | System | DRW.PX.WYC._.RES.Battery DLC | Max Energy Year | 0.0009 |  | 90 | [9 empty] | Constraint.Generators | DRW.PX.YAK._.CI_.Battery DLC-Cnst | DRW.PX.YAK._.CI_.Battery DLC | Installed Capacity Coefficient | -0.00010274 |  | MW | 1 |  |  |  | = |  |  |  | New DSM DR Winter
Generators | System | DRW.PX.WYC._.RES.EV DLC | Max Energy Year | 0.00018 |  | 18 | [9 empty] | Constraint.Generators | DRW.PX.YAK._.CI_.Grid Interactive Water Htr-Cnst | DRW.PX.YAK._.CI_.Grid Interactive Water Htr | Installed Capacity Coefficient | -2.0548e-05 |  | MW | 1 |  |  |  | = |  |  |  | New DSM DR Winter
Generators | System | DRW.PX.WYC._.RES.Grid Interactive Water Htr | Max Energy Year | 0.00018 |  | 18 | [9 empty] | Constraint.Generators | DRW.PX.YAK._.CI_.HVAC - DLC-Cnst | DRW.PX.YAK._.CI_.HVAC - DLC | Installed Capacity Coefficient | -0.00011415 |  | MW | 1 |  |  |  | = |  |  |  | New DSM DR Winter
Generators | System | DRW.PX.WYC._.RES.Home Energy Mgmt Sys | Max Energy Year | 0.0002 |  | 20 | [9 empty] | Constraint.Generators | DRW.PX.YAK._.CI_.Pool Pump - DLC-Cnst | DRW.PX.YAK._.CI_.Pool Pump - DLC | Installed Capacity Coefficient | -2.0548e-05 |  | MW | 1 |  |  |  | = |  |  |  | New DSM DR Winter
Generators | System | DRW.PX.WYC._.RES.HVAC - DLC | Max Energy Year | 0.001 |  | 100 | [9 empty] | Constraint.Generators | DRW.PX.YAK._.CI_.Smart Thermostats-Cnst | DRW.PX.YAK._.CI_.Smart Thermostats | Installed Capacity Coefficient | -2.2831e-05 |  | MW | 1 |  |  |  | = |  |  |  | New DSM DR Winter
Generators | System | DRW.PX.WYC._.RES.Pool Pump - DLC | Max Energy Year | 0.00018 |  | 18 | [9 empty] | Constraint.Generators | DRW.PX.YAK._.CI_.Water Heater - DLC-Cnst | DRW.PX.YAK._.CI_.Water Heater - DLC | Installed Capacity Coefficient | -2.0548e-05 |  | MW | 1 |  |  |  | = |  |  |  | New DSM DR Winter
Generators | System | DRW.PX.WYC._.RES.Water Heater - DLC | Max Energy Year | 0.00018 |  | 18 | [9 empty] | Constraint.Generators | DRW.PX.YAK._.RES.Battery DLC-Cnst | DRW.PX.YAK._.RES.Battery DLC | Installed Capacity Coefficient | -0.00010274 |  | MW | 1 |  |  |  | = |  |  |  | New DSM DR Winter
Generators | System | DRW.PX.WYC._.CI_.Battery DLC | Max Energy Year | 0.0009 |  | 90 | [9 empty] | Constraint.Generators | DRW.PX.YAK._.RES.EV DLC-Cnst | DRW.PX.YAK._.RES.EV DLC | Installed Capacity Coefficient | -2.0548e-05 |  | MW | 1 |  |  |  | = |  |  |  | New DSM DR Winter
Generators | System | DRW.PX.WYC._.CI_.Grid Interactive Water Htr | Max Energy Year | 0.00018 |  | 18 | [9 empty] | Constraint.Generators | DRW.PX.YAK._.RES.Grid Interactive Water Htr-Cnst | DRW.PX.YAK._.RES.Grid Interactive Water Htr | Installed Capacity Coefficient | -2.0548e-05 |  | MW | 1 |  |  |  | = |  |  |  | New DSM DR Winter
Generators | System | DRW.PX.WYC._.CI_.HVAC - DLC | Max Energy Year | 0.001 |  | 100 | [9 empty] | Constraint.Generators | DRW.PX.YAK._.RES.Home Energy Mgmt Sys-Cnst | DRW.PX.YAK._.RES.Home Energy Mgmt Sys | Installed Capacity Coefficient | -2.2831e-05 |  | MW | 1 |  |  |  | = |  |  |  | New DSM DR Winter
Generators | System | DRW.PX.WYC._.CI_.Pool Pump - DLC | Max Energy Year | 0.00018 |  | 18 | [9 empty] | Constraint.Generators | DRW.PX.YAK._.RES.HVAC - DLC-Cnst | DRW.PX.YAK._.RES.HVAC - DLC | Installed Capacity Coefficient | -0.00011415 |  | MW | 1 |  |  |  | = |  |  |  | New DSM DR Winter
Generators | System | DRW.PX.WYC._.CI_.Smart Thermostats | Max Energy Year | 0.0002 |  | 20 | [9 empty] | Constraint.Generators | DRW.PX.YAK._.RES.Pool Pump - DLC-Cnst | DRW.PX.YAK._.RES.Pool Pump - DLC | Installed Capacity Coefficient | -2.0548e-05 |  | MW | 1 |  |  |  | = |  |  |  | New DSM DR Winter
Generators | System | DRW.PX.WYC._.CI_.3 Party | Max Energy Year | 0.0002 |  | 20 | [9 empty] | Constraint.Generators | DRW.PX.YAK._.RES.Smart Thermostats-Cnst | DRW.PX.YAK._.RES.Smart Thermostats | Installed Capacity Coefficient | -2.2831e-05 |  | MW | 1 |  |  |  | = |  |  |  | New DSM DR Winter
Generators | System | DRW.PX.WYC._.CI_.Water Heater - DLC | Max Energy Year | 0.00018 |  | 18 | [9 empty] | Constraint.Generators | DRW.PX.YAK._.RES.Water Heater - DLC-Cnst | DRW.PX.YAK._.RES.Water Heater - DLC | Installed Capacity Coefficient | -2.0548e-05 |  | MW | 1 |  |  |  | = |  |  |  | New DSM DR Winter

## Max Energy Day
Not used Causes Long Run times | [19 empty] | -0.016407
Collection | Parent Object | Child Object | Property | Value |  | Max Hrs Day | Capacity | [5 empty] | 5 |  |  | Collection | Parent Object | Child Object | Property | Value | Data File | Units | Band | Date From | Date To | Timeslice | Action | Expression | Scenario | Memo | Category
Generators | System | DRS.PX.NCA._.RES.Battery DLC | Max Energy Day | 1e-05 |  | 1 | 0.01 |  | Fiscal Year | Activity | Generation (GWh) |  |  |  |  | Constraint.Generators | DRS.PX.GOE._.CI_.3 Party-Cnst | DRS.PX.GOE._.CI_.3 Party | Installed Capacity Coefficient | -2.2831e-05 |  | MW | 1 |  |  |  | = |  |  |  | New DSM DR Summer
Generators | System | DRS.PX.NCA._.RES.EV DLC | Max Energy Day | 6e-05 |  | 6 |  |  | 2021 | -476 | 17.52 | 17520 | 100 | 20 | -17420 | Constraint.Generators | DRS.PX.GOE._.CI_.Battery DLC-Cnst | DRS.PX.GOE._.CI_.Battery DLC | Installed Capacity Coefficient | -0.00010274 |  | MW | 1 |  |  |  | = |  |  |  | New DSM DR Summer
Generators | System | DRS.PX.NCA._.RES.Grid Interactive Water Htr | Max Energy Day | 6e-05 |  | 6 |  | 87.6 | 2022 | -618.8 | 22.776 |  | 130 | 26 |  | Constraint.Generators | DRS.PX.GOE._.CI_.Grid Interactive Water Htr-Cnst | DRS.PX.GOE._.CI_.Grid Interactive Water Htr | Installed Capacity Coefficient | -2.0548e-05 |  | MW | 1 |  |  |  | = |  |  |  | New DSM DR Summer
Generators | System | DRS.PX.NCA._.RES.Home Energy Mgmt Sys | Max Energy Day | 4e-05 |  | 4 |  |  | 2023 | -618.8 | 22.776 |  |  |  |  | Constraint.Generators | DRS.PX.GOE._.CI_.HVAC - DLC-Cnst | DRS.PX.GOE._.CI_.HVAC - DLC | Installed Capacity Coefficient | -0.00011415 |  | MW | 1 |  |  |  | = |  |  |  | New DSM DR Summer
Generators | System | DRS.PX.NCA._.RES.HVAC - DLC | Max Energy Day | 4e-05 |  | 4 |  |  | 2024 | -618.8 | 22.838 |  |  |  |  | Constraint.Generators | DRS.PX.GOE._.CI_.Pool Pump - DLC-Cnst | DRS.PX.GOE._.CI_.Pool Pump - DLC | Installed Capacity Coefficient | -2.0548e-05 |  | MW | 1 |  |  |  | = |  |  |  | New DSM DR Summer
Generators | System | DRS.PX.NCA._.RES.Pool Pump - DLC | Max Energy Day | 6e-05 |  | 6 |  |  | 2025 | -618.8 | 22.776 |  |  |  |  | Constraint.Generators | DRS.PX.GOE._.CI_.Smart Thermostats-Cnst | DRS.PX.GOE._.CI_.Smart Thermostats | Installed Capacity Coefficient | -2.2831e-05 |  | MW | 1 |  |  |  | = |  |  |  | New DSM DR Summer
Generators | System | DRS.PX.NCA._.RES.Smart Thermostats | Max Energy Day | 4e-05 |  | 4 |  |  | 2026 | -618.8 | 22.776 |  |  |  |  | Constraint.Generators | DRS.PX.GOE._.CI_.Water Heater - DLC-Cnst | DRS.PX.GOE._.CI_.Water Heater - DLC | Installed Capacity Coefficient | -2.0548e-05 |  | MW | 1 |  |  |  | = |  |  |  | New DSM DR Summer
Generators | System | DRS.PX.NCA._.RES.Water Heater - DLC | Max Energy Day | 6e-05 |  | 6 | [9 empty] | Constraint.Generators | DRS.PX.GOE._.IRR.Irrigation DLC-Cnst | DRS.PX.GOE._.IRR.Irrigation DLC | Installed Capacity Coefficient | -5.9361e-05 |  | MW | 1 |  |  |  | = |  |  |  | New DSM DR Summer
Generators | System | DRS.PX.NCA._.CI_.Battery DLC | Max Energy Day | 1e-05 |  | 1 | [9 empty] | Constraint.Generators | DRS.PX.GOE._.RES.Battery DLC-Cnst | DRS.PX.GOE._.RES.Battery DLC | Installed Capacity Coefficient | -0.00010274 |  | MW | 1 |  |  |  | = |  |  |  | New DSM DR Summer
Generators | System | DRS.PX.NCA._.CI_.Grid Interactive Water Htr | Max Energy Day | 6e-05 |  | 6 | [9 empty] | Constraint.Generators | DRS.PX.GOE._.RES.EV DLC-Cnst | DRS.PX.GOE._.RES.EV DLC | Installed Capacity Coefficient | -2.0548e-05 |  | MW | 1 |  |  |  | = |  |  |  | New DSM DR Summer
Generators | System | DRS.PX.NCA._.CI_.HVAC - DLC | Max Energy Day | 4e-05 |  | 4 | [9 empty] | Constraint.Generators | DRS.PX.GOE._.RES.Grid Interactive Water Htr-Cnst | DRS.PX.GOE._.RES.Grid Interactive Water Htr | Installed Capacity Coefficient | -2.0548e-05 |  | MW | 1 |  |  |  | = |  |  |  | New DSM DR Summer
Generators | System | DRS.PX.NCA._.CI_.Pool Pump - DLC | Max Energy Day | 6e-05 |  | 6 | [9 empty] | Constraint.Generators | DRS.PX.GOE._.RES.Home Energy Mgmt Sys-Cnst | DRS.PX.GOE._.RES.Home Energy Mgmt Sys | Installed Capacity Coefficient | -2.2831e-05 |  | MW | 1 |  |  |  | = |  |  |  | New DSM DR Summer
Generators | System | DRS.PX.NCA._.CI_.Smart Thermostats | Max Energy Day | 4e-05 |  | 4 | [9 empty] | Constraint.Generators | DRS.PX.GOE._.RES.HVAC - DLC-Cnst | DRS.PX.GOE._.RES.HVAC - DLC | Installed Capacity Coefficient | -0.00011415 |  | MW | 1 |  |  |  | = |  |  |  | New DSM DR Summer
Generators | System | DRS.PX.NCA._.CI_.3 Party | Max Energy Day | 4e-05 |  | 4 | [9 empty] | Constraint.Generators | DRS.PX.GOE._.RES.Pool Pump - DLC-Cnst | DRS.PX.GOE._.RES.Pool Pump - DLC | Installed Capacity Coefficient | -2.0548e-05 |  | MW | 1 |  |  |  | = |  |  |  | New DSM DR Summer
Generators | System | DRS.PX.NCA._.CI_.Water Heater - DLC | Max Energy Day | 6e-05 |  | 6 | [9 empty] | Constraint.Generators | DRS.PX.GOE._.RES.Water Heater - DLC-Cnst | DRS.PX.GOE._.RES.Water Heater - DLC | Installed Capacity Coefficient | -2.0548e-05 |  | MW | 1 |  |  |  | = |  |  |  | New DSM DR Summer
Generators | System | DRS.PX.NCA._.IRR.Irrigation DLC | Max Energy Day | 4e-05 |  | 4 | [9 empty] | Constraint.Generators | DRS.PX.NCA._.CI_.3 Party-Cnst | DRS.PX.NCA._.CI_.3 Party | Installed Capacity Coefficient | -2.2831e-05 |  | MW | 1 |  |  |  | = |  |  |  | New DSM DR Summer
Generators | System | DRS.PX.GOE._.RES.Battery DLC | Max Energy Day | 1e-05 |  | 1 | [9 empty] | Constraint.Generators | DRS.PX.NCA._.CI_.Battery DLC-Cnst | DRS.PX.NCA._.CI_.Battery DLC | Installed Capacity Coefficient | -0.00010274 |  | MW | 1 |  |  |  | = |  |  |  | New DSM DR Summer
Generators | System | DRS.PX.GOE._.RES.EV DLC | Max Energy Day | 6e-05 |  | 6 | [9 empty] | Constraint.Generators | DRS.PX.NCA._.CI_.Grid Interactive Water Htr-Cnst | DRS.PX.NCA._.CI_.Grid Interactive Water Htr | Installed Capacity Coefficient | -2.0548e-05 |  | MW | 1 |  |  |  | = |  |  |  | New DSM DR Summer
Generators | System | DRS.PX.GOE._.RES.Grid Interactive Water Htr | Max Energy Day | 6e-05 |  | 6 | [9 empty] | Constraint.Generators | DRS.PX.NCA._.CI_.HVAC - DLC-Cnst | DRS.PX.NCA._.CI_.HVAC - DLC | Installed Capacity Coefficient | -0.00011415 |  | MW | 1 |  |  |  | = |  |  |  | New DSM DR Summer
Generators | System | DRS.PX.GOE._.RES.Home Energy Mgmt Sys | Max Energy Day | 4e-05 |  | 4 | [9 empty] | Constraint.Generators | DRS.PX.NCA._.CI_.Pool Pump - DLC-Cnst | DRS.PX.NCA._.CI_.Pool Pump - DLC | Installed Capacity Coefficient | -2.0548e-05 |  | MW | 1 |  |  |  | = |  |  |  | New DSM DR Summer
Generators | System | DRS.PX.GOE._.RES.HVAC - DLC | Max Energy Day | 4e-05 |  | 4 | [9 empty] | Constraint.Generators | DRS.PX.NCA._.CI_.Smart Thermostats-Cnst | DRS.PX.NCA._.CI_.Smart Thermostats | Installed Capacity Coefficient | -2.2831e-05 |  | MW | 1 |  |  |  | = |  |  |  | New DSM DR Summer
Generators | System | DRS.PX.GOE._.RES.Pool Pump - DLC | Max Energy Day | 6e-05 |  | 6 | [9 empty] | Constraint.Generators | DRS.PX.NCA._.CI_.Water Heater - DLC-Cnst | DRS.PX.NCA._.CI_.Water Heater - DLC | Installed Capacity Coefficient | -2.0548e-05 |  | MW | 1 |  |  |  | = |  |  |  | New DSM DR Summer
Generators | System | DRS.PX.GOE._.RES.Water Heater - DLC | Max Energy Day | 6e-05 |  | 6 | [9 empty] | Constraint.Generators | DRS.PX.NCA._.IRR.Irrigation DLC-Cnst | DRS.PX.NCA._.IRR.Irrigation DLC | Installed Capacity Coefficient | -5.9361e-05 |  | MW | 1 |  |  |  | = |  |  |  | New DSM DR Summer
Generators | System | DRS.PX.GOE._.CI_.Battery DLC | Max Energy Day | 1e-05 |  | 1 | [9 empty] | Constraint.Generators | DRS.PX.NCA._.RES.Battery DLC-Cnst | DRS.PX.NCA._.RES.Battery DLC | Installed Capacity Coefficient | -0.00010274 |  | MW | 1 |  |  |  | = |  |  |  | New DSM DR Summer
Generators | System | DRS.PX.GOE._.CI_.Grid Interactive Water Htr | Max Energy Day | 6e-05 |  | 6 | [9 empty] | Constraint.Generators | DRS.PX.NCA._.RES.EV DLC-Cnst | DRS.PX.NCA._.RES.EV DLC | Installed Capacity Coefficient | -2.0548e-05 |  | MW | 1 |  |  |  | = |  |  |  | New DSM DR Summer
Generators | System | DRS.PX.GOE._.CI_.HVAC - DLC | Max Energy Day | 4e-05 |  | 4 | [9 empty] | Constraint.Generators | DRS.PX.NCA._.RES.Grid Interactive Water Htr-Cnst | DRS.PX.NCA._.RES.Grid Interactive Water Htr | Installed Capacity Coefficient | -2.0548e-05 |  | MW | 1 |  |  |  | = |  |  |  | New DSM DR Summer
Generators | System | DRS.PX.GOE._.CI_.Pool Pump - DLC | Max Energy Day | 6e-05 |  | 6 | [9 empty] | Constraint.Generators | DRS.PX.NCA._.RES.Home Energy Mgmt Sys-Cnst | DRS.PX.NCA._.RES.Home Energy Mgmt Sys | Installed Capacity Coefficient | -2.2831e-05 |  | MW | 1 |  |  |  | = |  |  |  | New DSM DR Summer
Generators | System | DRS.PX.GOE._.CI_.Smart Thermostats | Max Energy Day | 4e-05 |  | 4 | [9 empty] | Constraint.Generators | DRS.PX.NCA._.RES.HVAC - DLC-Cnst | DRS.PX.NCA._.RES.HVAC - DLC | Installed Capacity Coefficient | -0.00011415 |  | MW | 1 |  |  |  | = |  |  |  | New DSM DR Summer
Generators | System | DRS.PX.GOE._.CI_.3 Party | Max Energy Day | 4e-05 |  | 4 | [9 empty] | Constraint.Generators | DRS.PX.NCA._.RES.Pool Pump - DLC-Cnst | DRS.PX.NCA._.RES.Pool Pump - DLC | Installed Capacity Coefficient | -2.0548e-05 |  | MW | 1 |  |  |  | = |  |  |  | New DSM DR Summer
Generators | System | DRS.PX.GOE._.CI_.Water Heater - DLC | Max Energy Day | 6e-05 |  | 6 | [9 empty] | Constraint.Generators | DRS.PX.NCA._.RES.Smart Thermostats-Cnst | DRS.PX.NCA._.RES.Smart Thermostats | Installed Capacity Coefficient | -2.2831e-05 |  | MW | 1 |  |  |  | = |  |  |  | New DSM DR Summer
Generators | System | DRS.PX.GOE._.IRR.Irrigation DLC | Max Energy Day | 4e-05 |  | 4 | [9 empty] | Constraint.Generators | DRS.PX.NCA._.RES.Water Heater - DLC-Cnst | DRS.PX.NCA._.RES.Water Heater - DLC | Installed Capacity Coefficient | -2.0548e-05 |  | MW | 1 |  |  |  | = |  |  |  | New DSM DR Summer
Generators | System | DRS.PX.SOR._.RES.Battery DLC | Max Energy Day | 1e-05 |  | 1 | [9 empty] | Constraint.Generators | DRS.PX.SOR._.CI_.3 Party-Cnst | DRS.PX.SOR._.CI_.3 Party | Installed Capacity Coefficient | -2.2831e-05 |  | MW | 1 |  |  |  | = |  |  |  | New DSM DR Summer
Generators | System | DRS.PX.SOR._.RES.EV DLC | Max Energy Day | 6e-05 |  | 6 | [9 empty] | Constraint.Generators | DRS.PX.SOR._.CI_.Battery DLC-Cnst | DRS.PX.SOR._.CI_.Battery DLC | Installed Capacity Coefficient | -0.00010274 |  | MW | 1 |  |  |  | = |  |  |  | New DSM DR Summer
Generators | System | DRS.PX.SOR._.RES.Grid Interactive Water Htr | Max Energy Day | 6e-05 |  | 6 | [9 empty] | Constraint.Generators | DRS.PX.SOR._.CI_.Grid Interactive Water Htr-Cnst | DRS.PX.SOR._.CI_.Grid Interactive Water Htr | Installed Capacity Coefficient | -2.0548e-05 |  | MW | 1 |  |  |  | = |  |  |  | New DSM DR Summer
Generators | System | DRS.PX.SOR._.RES.Home Energy Mgmt Sys | Max Energy Day | 4e-05 |  | 4 | [9 empty] | Constraint.Generators | DRS.PX.SOR._.CI_.HVAC - DLC-Cnst | DRS.PX.SOR._.CI_.HVAC - DLC | Installed Capacity Coefficient | -0.00011415 |  | MW | 1 |  |  |  | = |  |  |  | New DSM DR Summer
Generators | System | DRS.PX.SOR._.RES.HVAC - DLC | Max Energy Day | 4e-05 |  | 4 | [9 empty] | Constraint.Generators | DRS.PX.SOR._.CI_.Pool Pump - DLC-Cnst | DRS.PX.SOR._.CI_.Pool Pump - DLC | Installed Capacity Coefficient | -2.0548e-05 |  | MW | 1 |  |  |  | = |  |  |  | New DSM DR Summer
Generators | System | DRS.PX.SOR._.RES.Pool Pump - DLC | Max Energy Day | 6e-05 |  | 6 | [9 empty] | Constraint.Generators | DRS.PX.SOR._.CI_.Smart Thermostats-Cnst | DRS.PX.SOR._.CI_.Smart Thermostats | Installed Capacity Coefficient | -2.2831e-05 |  | MW | 1 |  |  |  | = |  |  |  | New DSM DR Summer
Generators | System | DRS.PX.SOR._.RES.Smart Thermostats | Max Energy Day | 4e-05 |  | 4 | [9 empty] | Constraint.Generators | DRS.PX.SOR._.CI_.Water Heater - DLC-Cnst | DRS.PX.SOR._.CI_.Water Heater - DLC | Installed Capacity Coefficient | -2.0548e-05 |  | MW | 1 |  |  |  | = |  |  |  | New DSM DR Summer
Generators | System | DRS.PX.SOR._.RES.Water Heater - DLC | Max Energy Day | 6e-05 |  | 6 | [9 empty] | Constraint.Generators | DRS.PX.SOR._.IRR.Irrigation DLC-Cnst | DRS.PX.SOR._.IRR.Irrigation DLC | Installed Capacity Coefficient | -5.9361e-05 |  | MW | 1 |  |  |  | = |  |  |  | New DSM DR Summer
Generators | System | DRS.PX.SOR._.CI_.Battery DLC | Max Energy Day | 1e-05 |  | 1 | [9 empty] | Constraint.Generators | DRS.PX.SOR._.RES.Battery DLC-Cnst | DRS.PX.SOR._.RES.Battery DLC | Installed Capacity Coefficient | -0.00010274 |  | MW | 1 |  |  |  | = |  |  |  | New DSM DR Summer
Generators | System | DRS.PX.SOR._.CI_.Grid Interactive Water Htr | Max Energy Day | 6e-05 |  | 6 | [9 empty] | Constraint.Generators | DRS.PX.SOR._.RES.EV DLC-Cnst | DRS.PX.SOR._.RES.EV DLC | Installed Capacity Coefficient | -2.0548e-05 |  | MW | 1 |  |  |  | = |  |  |  | New DSM DR Summer
Generators | System | DRS.PX.SOR._.CI_.HVAC - DLC | Max Energy Day | 4e-05 |  | 4 | [9 empty] | Constraint.Generators | DRS.PX.SOR._.RES.Grid Interactive Water Htr-Cnst | DRS.PX.SOR._.RES.Grid Interactive Water Htr | Installed Capacity Coefficient | -2.0548e-05 |  | MW | 1 |  |  |  | = |  |  |  | New DSM DR Summer
Generators | System | DRS.PX.SOR._.CI_.Pool Pump - DLC | Max Energy Day | 6e-05 |  | 6 | [9 empty] | Constraint.Generators | DRS.PX.SOR._.RES.Home Energy Mgmt Sys-Cnst | DRS.PX.SOR._.RES.Home Energy Mgmt Sys | Installed Capacity Coefficient | -2.2831e-05 |  | MW | 1 |  |  |  | = |  |  |  | New DSM DR Summer
Generators | System | DRS.PX.SOR._.CI_.Smart Thermostats | Max Energy Day | 4e-05 |  | 4 | [9 empty] | Constraint.Generators | DRS.PX.SOR._.RES.HVAC - DLC-Cnst | DRS.PX.SOR._.RES.HVAC - DLC | Installed Capacity Coefficient | -0.00011415 |  | MW | 1 |  |  |  | = |  |  |  | New DSM DR Summer
Generators | System | DRS.PX.SOR._.CI_.3 Party | Max Energy Day | 4e-05 |  | 4 | [9 empty] | Constraint.Generators | DRS.PX.SOR._.RES.Pool Pump - DLC-Cnst | DRS.PX.SOR._.RES.Pool Pump - DLC | Installed Capacity Coefficient | -2.0548e-05 |  | MW | 1 |  |  |  | = |  |  |  | New DSM DR Summer
Generators | System | DRS.PX.SOR._.CI_.Water Heater - DLC | Max Energy Day | 6e-05 |  | 6 | [9 empty] | Constraint.Generators | DRS.PX.SOR._.RES.Smart Thermostats-Cnst | DRS.PX.SOR._.RES.Smart Thermostats | Installed Capacity Coefficient | -2.2831e-05 |  | MW | 1 |  |  |  | = |  |  |  | New DSM DR Summer
Generators | System | DRS.PX.SOR._.IRR.Irrigation DLC | Max Energy Day | 4e-05 |  | 4 | [9 empty] | Constraint.Generators | DRS.PX.SOR._.RES.Water Heater - DLC-Cnst | DRS.PX.SOR._.RES.Water Heater - DLC | Installed Capacity Coefficient | -2.0548e-05 |  | MW | 1 |  |  |  | = |  |  |  | New DSM DR Summer
Generators | System | DRS.PX.UTN._.RES.Battery DLC | Max Energy Day | 1e-05 |  | 1 | [9 empty] | Constraint.Generators | DRS.PX.UTN._.CI_.3 Party-Cnst | DRS.PX.UTN._.CI_.3 Party | Installed Capacity Coefficient | -2.2831e-05 |  | MW | 1 |  |  |  | = |  |  |  | New DSM DR Summer
Generators | System | DRS.PX.UTN._.RES.EV DLC | Max Energy Day | 6e-05 |  | 6 | [9 empty] | Constraint.Generators | DRS.PX.UTN._.CI_.Battery DLC-Cnst | DRS.PX.UTN._.CI_.Battery DLC | Installed Capacity Coefficient | -0.00010274 |  | MW | 1 |  |  |  | = |  |  |  | New DSM DR Summer
Generators | System | DRS.PX.UTN._.RES.Grid Interactive Water Htr | Max Energy Day | 6e-05 |  | 6 | [9 empty] | Constraint.Generators | DRS.PX.UTN._.CI_.Grid Interactive Water Htr-Cnst | DRS.PX.UTN._.CI_.Grid Interactive Water Htr | Installed Capacity Coefficient | -2.0548e-05 |  | MW | 1 |  |  |  | = |  |  |  | New DSM DR Summer
Generators | System | DRS.PX.UTN._.RES.Home Energy Mgmt Sys | Max Energy Day | 4e-05 |  | 4 | [9 empty] | Constraint.Generators | DRS.PX.UTN._.CI_.HVAC - DLC-Cnst | DRS.PX.UTN._.CI_.HVAC - DLC | Installed Capacity Coefficient | -0.00011415 |  | MW | 1 |  |  |  | = |  |  |  | New DSM DR Summer
Generators | System | DRS.PX.UTN._.RES.HVAC - DLC | Max Energy Day | 4e-05 |  | 4 | [9 empty] | Constraint.Generators | DRS.PX.UTN._.CI_.Pool Pump - DLC-Cnst | DRS.PX.UTN._.CI_.Pool Pump - DLC | Installed Capacity Coefficient | -2.0548e-05 |  | MW | 1 |  |  |  | = |  |  |  | New DSM DR Summer
Generators | System | DRS.PX.UTN._.RES.Pool Pump - DLC | Max Energy Day | 6e-05 |  | 6 | [9 empty] | Constraint.Generators | DRS.PX.UTN._.CI_.Smart Thermostats-Cnst | DRS.PX.UTN._.CI_.Smart Thermostats | Installed Capacity Coefficient | -2.2831e-05 |  | MW | 1 |  |  |  | = |  |  |  | New DSM DR Summer
Generators | System | DRS.PX.UTN._.RES.Water Heater - DLC | Max Energy Day | 6e-05 |  | 6 | [9 empty] | Constraint.Generators | DRS.PX.UTN._.CI_.Water Heater - DLC-Cnst | DRS.PX.UTN._.CI_.Water Heater - DLC | Installed Capacity Coefficient | -2.0548e-05 |  | MW | 1 |  |  |  | = |  |  |  | New DSM DR Summer
Generators | System | DRS.PX.UTN._.CI_.Battery DLC | Max Energy Day | 1e-05 |  | 1 | [9 empty] | Constraint.Generators | DRS.PX.UTN._.IRR.Irrigation DLC-Cnst | DRS.PX.UTN._.IRR.Irrigation DLC | Installed Capacity Coefficient | -5.9361e-05 |  | MW | 1 |  |  |  | = |  |  |  | New DSM DR Summer
Generators | System | DRS.PX.UTN._.CI_.Grid Interactive Water Htr | Max Energy Day | 6e-05 |  | 6 | [9 empty] | Constraint.Generators | DRS.PX.UTN._.RES.Battery DLC-Cnst | DRS.PX.UTN._.RES.Battery DLC | Installed Capacity Coefficient | -0.00010274 |  | MW | 1 |  |  |  | = |  |  |  | New DSM DR Summer
Generators | System | DRS.PX.UTN._.CI_.HVAC - DLC | Max Energy Day | 4e-05 |  | 4 | [9 empty] | Constraint.Generators | DRS.PX.UTN._.RES.EV DLC-Cnst | DRS.PX.UTN._.RES.EV DLC | Installed Capacity Coefficient | -2.0548e-05 |  | MW | 1 |  |  |  | = |  |  |  | New DSM DR Summer
Generators | System | DRS.PX.UTN._.CI_.Pool Pump - DLC | Max Energy Day | 6e-05 |  | 6 | [9 empty] | Constraint.Generators | DRS.PX.UTN._.RES.Grid Interactive Water Htr-Cnst | DRS.PX.UTN._.RES.Grid Interactive Water Htr | Installed Capacity Coefficient | -2.0548e-05 |  | MW | 1 |  |  |  | = |  |  |  | New DSM DR Summer
Generators | System | DRS.PX.UTN._.CI_.Smart Thermostats | Max Energy Day | 4e-05 |  | 4 | [9 empty] | Constraint.Generators | DRS.PX.UTN._.RES.Home Energy Mgmt Sys-Cnst | DRS.PX.UTN._.RES.Home Energy Mgmt Sys | Installed Capacity Coefficient | -2.2831e-05 |  | MW | 1 |  |  |  | = |  |  |  | New DSM DR Summer
Generators | System | DRS.PX.UTN._.CI_.3 Party | Max Energy Day | 4e-05 |  | 4 | [9 empty] | Constraint.Generators | DRS.PX.UTN._.RES.HVAC - DLC-Cnst | DRS.PX.UTN._.RES.HVAC - DLC | Installed Capacity Coefficient | -0.00011415 |  | MW | 1 |  |  |  | = |  |  |  | New DSM DR Summer
Generators | System | DRS.PX.UTN._.CI_.Water Heater - DLC | Max Energy Day | 6e-05 |  | 6 | [9 empty] | Constraint.Generators | DRS.PX.UTN._.RES.Pool Pump - DLC-Cnst | DRS.PX.UTN._.RES.Pool Pump - DLC | Installed Capacity Coefficient | -2.0548e-05 |  | MW | 1 |  |  |  | = |  |  |  | New DSM DR Summer
Generators | System | DRS.PX.UTN._.IRR.Irrigation DLC | Max Energy Day | 4e-05 |  | 4 | [9 empty] | Constraint.Generators | DRS.PX.UTN._.RES.Water Heater - DLC-Cnst | DRS.PX.UTN._.RES.Water Heater - DLC | Installed Capacity Coefficient | -2.0548e-05 |  | MW | 1 |  |  |  | = |  |  |  | New DSM DR Summer
Generators | System | DRS.PX.YAK._.RES.Battery DLC | Max Energy Day | 1e-05 |  | 1 | [9 empty] | Constraint.Generators | DRS.PX.WYC._.CI_.3 Party-Cnst | DRS.PX.WYC._.CI_.3 Party | Installed Capacity Coefficient | -2.2831e-05 |  | MW | 1 |  |  |  | = |  |  |  | New DSM DR Summer
Generators | System | DRS.PX.YAK._.RES.EV DLC | Max Energy Day | 6e-05 |  | 6 | [9 empty] | Constraint.Generators | DRS.PX.WYC._.CI_.Battery DLC-Cnst | DRS.PX.WYC._.CI_.Battery DLC | Installed Capacity Coefficient | -0.00010274 |  | MW | 1 |  |  |  | = |  |  |  | New DSM DR Summer
Generators | System | DRS.PX.YAK._.RES.Grid Interactive Water Htr | Max Energy Day | 6e-05 |  | 6 | [9 empty] | Constraint.Generators | DRS.PX.WYC._.CI_.Grid Interactive Water Htr-Cnst | DRS.PX.WYC._.CI_.Grid Interactive Water Htr | Installed Capacity Coefficient | -2.0548e-05 |  | MW | 1 |  |  |  | = |  |  |  | New DSM DR Summer
Generators | System | DRS.PX.YAK._.RES.Home Energy Mgmt Sys | Max Energy Day | 4e-05 |  | 4 | [9 empty] | Constraint.Generators | DRS.PX.WYC._.CI_.HVAC - DLC-Cnst | DRS.PX.WYC._.CI_.HVAC - DLC | Installed Capacity Coefficient | -0.00011415 |  | MW | 1 |  |  |  | = |  |  |  | New DSM DR Summer
Generators | System | DRS.PX.YAK._.RES.HVAC - DLC | Max Energy Day | 4e-05 |  | 4 | [9 empty] | Constraint.Generators | DRS.PX.WYC._.CI_.Pool Pump - DLC-Cnst | DRS.PX.WYC._.CI_.Pool Pump - DLC | Installed Capacity Coefficient | -2.0548e-05 |  | MW | 1 |  |  |  | = |  |  |  | New DSM DR Summer
Generators | System | DRS.PX.YAK._.RES.Pool Pump - DLC | Max Energy Day | 6e-05 |  | 6 | [9 empty] | Constraint.Generators | DRS.PX.WYC._.CI_.Smart Thermostats-Cnst | DRS.PX.WYC._.CI_.Smart Thermostats | Installed Capacity Coefficient | -2.2831e-05 |  | MW | 1 |  |  |  | = |  |  |  | New DSM DR Summer
Generators | System | DRS.PX.YAK._.RES.Smart Thermostats | Max Energy Day | 4e-05 |  | 4 | [9 empty] | Constraint.Generators | DRS.PX.WYC._.CI_.Water Heater - DLC-Cnst | DRS.PX.WYC._.CI_.Water Heater - DLC | Installed Capacity Coefficient | -2.0548e-05 |  | MW | 1 |  |  |  | = |  |  |  | New DSM DR Summer
Generators | System | DRS.PX.YAK._.RES.Water Heater - DLC | Max Energy Day | 6e-05 |  | 6 | [9 empty] | Constraint.Generators | DRS.PX.WYC._.IRR.Irrigation DLC-Cnst | DRS.PX.WYC._.IRR.Irrigation DLC | Installed Capacity Coefficient | -5.9361e-05 |  | MW | 1 |  |  |  | = |  |  |  | New DSM DR Summer
Generators | System | DRS.PX.YAK._.CI_.Battery DLC | Max Energy Day | 1e-05 |  | 1 | [9 empty] | Constraint.Generators | DRS.PX.WYC._.RES.Battery DLC-Cnst | DRS.PX.WYC._.RES.Battery DLC | Installed Capacity Coefficient | -0.00010274 |  | MW | 1 |  |  |  | = |  |  |  | New DSM DR Summer
Generators | System | DRS.PX.YAK._.CI_.Grid Interactive Water Htr | Max Energy Day | 6e-05 |  | 6 | [9 empty] | Constraint.Generators | DRS.PX.WYC._.RES.EV DLC-Cnst | DRS.PX.WYC._.RES.EV DLC | Installed Capacity Coefficient | -2.0548e-05 |  | MW | 1 |  |  |  | = |  |  |  | New DSM DR Summer
Generators | System | DRS.PX.YAK._.CI_.HVAC - DLC | Max Energy Day | 4e-05 |  | 4 | [9 empty] | Constraint.Generators | DRS.PX.WYC._.RES.Grid Interactive Water Htr-Cnst | DRS.PX.WYC._.RES.Grid Interactive Water Htr | Installed Capacity Coefficient | -2.0548e-05 |  | MW | 1 |  |  |  | = |  |  |  | New DSM DR Summer
Generators | System | DRS.PX.YAK._.CI_.Pool Pump - DLC | Max Energy Day | 6e-05 |  | 6 | [9 empty] | Constraint.Generators | DRS.PX.WYC._.RES.Home Energy Mgmt Sys-Cnst | DRS.PX.WYC._.RES.Home Energy Mgmt Sys | Installed Capacity Coefficient | -2.2831e-05 |  | MW | 1 |  |  |  | = |  |  |  | New DSM DR Summer
Generators | System | DRS.PX.YAK._.CI_.Smart Thermostats | Max Energy Day | 4e-05 |  | 4 | [9 empty] | Constraint.Generators | DRS.PX.WYC._.RES.HVAC - DLC-Cnst | DRS.PX.WYC._.RES.HVAC - DLC | Installed Capacity Coefficient | -0.00011415 |  | MW | 1 |  |  |  | = |  |  |  | New DSM DR Summer
Generators | System | DRS.PX.YAK._.CI_.3 Party | Max Energy Day | 4e-05 |  | 4 | [9 empty] | Constraint.Generators | DRS.PX.WYC._.RES.Pool Pump - DLC-Cnst | DRS.PX.WYC._.RES.Pool Pump - DLC | Installed Capacity Coefficient | -2.0548e-05 |  | MW | 1 |  |  |  | = |  |  |  | New DSM DR Summer
Generators | System | DRS.PX.YAK._.CI_.Water Heater - DLC | Max Energy Day | 6e-05 |  | 6 | [9 empty] | Constraint.Generators | DRS.PX.WYC._.RES.Water Heater - DLC-Cnst | DRS.PX.WYC._.RES.Water Heater - DLC | Installed Capacity Coefficient | -2.0548e-05 |  | MW | 1 |  |  |  | = |  |  |  | New DSM DR Summer
Generators | System | DRS.PX.YAK._.IRR.Irrigation DLC | Max Energy Day | 4e-05 |  | 4 | [9 empty] | Constraint.Generators | DRS.PX.YAK._.CI_.3 Party-Cnst | DRS.PX.YAK._.CI_.3 Party | Installed Capacity Coefficient | -2.2831e-05 |  | MW | 1 |  |  |  | = |  |  |  | New DSM DR Summer
Generators | System | DRS.PX.WYC._.RES.Battery DLC | Max Energy Day | 1e-05 |  | 1 | [9 empty] | Constraint.Generators | DRS.PX.YAK._.CI_.Battery DLC-Cnst | DRS.PX.YAK._.CI_.Battery DLC | Installed Capacity Coefficient | -0.00010274 |  | MW | 1 |  |  |  | = |  |  |  | New DSM DR Summer
Generators | System | DRS.PX.WYC._.RES.EV DLC | Max Energy Day | 6e-05 |  | 6 | [9 empty] | Constraint.Generators | DRS.PX.YAK._.CI_.Grid Interactive Water Htr-Cnst | DRS.PX.YAK._.CI_.Grid Interactive Water Htr | Installed Capacity Coefficient | -2.0548e-05 |  | MW | 1 |  |  |  | = |  |  |  | New DSM DR Summer
Generators | System | DRS.PX.WYC._.RES.Grid Interactive Water Htr | Max Energy Day | 6e-05 |  | 6 | [9 empty] | Constraint.Generators | DRS.PX.YAK._.CI_.HVAC - DLC-Cnst | DRS.PX.YAK._.CI_.HVAC - DLC | Installed Capacity Coefficient | -0.00011415 |  | MW | 1 |  |  |  | = |  |  |  | New DSM DR Summer
Generators | System | DRS.PX.WYC._.RES.Home Energy Mgmt Sys | Max Energy Day | 4e-05 |  | 4 | [9 empty] | Constraint.Generators | DRS.PX.YAK._.CI_.Pool Pump - DLC-Cnst | DRS.PX.YAK._.CI_.Pool Pump - DLC | Installed Capacity Coefficient | -2.0548e-05 |  | MW | 1 |  |  |  | = |  |  |  | New DSM DR Summer
Generators | System | DRS.PX.WYC._.RES.HVAC - DLC | Max Energy Day | 4e-05 |  | 4 | [9 empty] | Constraint.Generators | DRS.PX.YAK._.CI_.Smart Thermostats-Cnst | DRS.PX.YAK._.CI_.Smart Thermostats | Installed Capacity Coefficient | -2.2831e-05 |  | MW | 1 |  |  |  | = |  |  |  | New DSM DR Summer
Generators | System | DRS.PX.WYC._.RES.Pool Pump - DLC | Max Energy Day | 6e-05 |  | 6 | [9 empty] | Constraint.Generators | DRS.PX.YAK._.CI_.Water Heater - DLC-Cnst | DRS.PX.YAK._.CI_.Water Heater - DLC | Installed Capacity Coefficient | -2.0548e-05 |  | MW | 1 |  |  |  | = |  |  |  | New DSM DR Summer
Generators | System | DRS.PX.WYC._.RES.Water Heater - DLC | Max Energy Day | 6e-05 |  | 6 | [9 empty] | Constraint.Generators | DRS.PX.YAK._.IRR.Irrigation DLC-Cnst | DRS.PX.YAK._.IRR.Irrigation DLC | Installed Capacity Coefficient | -5.9361e-05 |  | MW | 1 |  |  |  | = |  |  |  | New DSM DR Summer
Generators | System | DRS.PX.WYC._.CI_.Battery DLC | Max Energy Day | 1e-05 |  | 1 | [9 empty] | Constraint.Generators | DRS.PX.YAK._.RES.Battery DLC-Cnst | DRS.PX.YAK._.RES.Battery DLC | Installed Capacity Coefficient | -0.00010274 |  | MW | 1 |  |  |  | = |  |  |  | New DSM DR Summer
Generators | System | DRS.PX.WYC._.CI_.Grid Interactive Water Htr | Max Energy Day | 6e-05 |  | 6 | [9 empty] | Constraint.Generators | DRS.PX.YAK._.RES.EV DLC-Cnst | DRS.PX.YAK._.RES.EV DLC | Installed Capacity Coefficient | -2.0548e-05 |  | MW | 1 |  |  |  | = |  |  |  | New DSM DR Summer
Generators | System | DRS.PX.WYC._.CI_.HVAC - DLC | Max Energy Day | 4e-05 |  | 4 | [9 empty] | Constraint.Generators | DRS.PX.YAK._.RES.Grid Interactive Water Htr-Cnst | DRS.PX.YAK._.RES.Grid Interactive Water Htr | Installed Capacity Coefficient | -2.0548e-05 |  | MW | 1 |  |  |  | = |  |  |  | New DSM DR Summer
Generators | System | DRS.PX.WYC._.CI_.Pool Pump - DLC | Max Energy Day | 6e-05 |  | 6 | [9 empty] | Constraint.Generators | DRS.PX.YAK._.RES.Home Energy Mgmt Sys-Cnst | DRS.PX.YAK._.RES.Home Energy Mgmt Sys | Installed Capacity Coefficient | -2.2831e-05 |  | MW | 1 |  |  |  | = |  |  |  | New DSM DR Summer
Generators | System | DRS.PX.WYC._.CI_.Smart Thermostats | Max Energy Day | 4e-05 |  | 4 | [9 empty] | Constraint.Generators | DRS.PX.YAK._.RES.HVAC - DLC-Cnst | DRS.PX.YAK._.RES.HVAC - DLC | Installed Capacity Coefficient | -0.00011415 |  | MW | 1 |  |  |  | = |  |  |  | New DSM DR Summer
Generators | System | DRS.PX.WYC._.CI_.3 Party | Max Energy Day | 4e-05 |  | 4 | [9 empty] | Constraint.Generators | DRS.PX.YAK._.RES.Pool Pump - DLC-Cnst | DRS.PX.YAK._.RES.Pool Pump - DLC | Installed Capacity Coefficient | -2.0548e-05 |  | MW | 1 |  |  |  | = |  |  |  | New DSM DR Summer
Generators | System | DRS.PX.WYC._.CI_.Water Heater - DLC | Max Energy Day | 6e-05 |  | 6 | [9 empty] | Constraint.Generators | DRS.PX.YAK._.RES.Smart Thermostats-Cnst | DRS.PX.YAK._.RES.Smart Thermostats | Installed Capacity Coefficient | -2.2831e-05 |  | MW | 1 |  |  |  | = |  |  |  | New DSM DR Summer
Generators | System | DRS.PX.WYC._.IRR.Irrigation DLC | Max Energy Day | 4e-05 |  | 4 | [9 empty] | Constraint.Generators | DRS.PX.YAK._.RES.Water Heater - DLC-Cnst | DRS.PX.YAK._.RES.Water Heater - DLC | Installed Capacity Coefficient | -2.0548e-05 |  | MW | 1 |  |  |  | = |  |  |  | New DSM DR Summer
Generators | System | DRW.PX.NCA._.RES.Battery DLC | Max Energy Day | 1e-05 | Winter | 1 | [9 empty] | Constraint.Generators | DRW.PX.GOE._.CI_.3 Party-Cnst | DRW.PX.GOE._.CI_.3 Party | Installed Capacity Coefficient | -2.2831e-05 |  | MW | 1 |  |  |  | = |  |  |  | New DSM DR Winter
Generators | System | DRW.PX.NCA._.RES.EV DLC | Max Energy Day | 6e-05 |  | 6 | [9 empty] | Constraint.Generators | DRW.PX.GOE._.CI_.Battery DLC-Cnst | DRW.PX.GOE._.CI_.Battery DLC | Installed Capacity Coefficient | -0.00010274 |  | MW | 1 |  |  |  | = |  |  |  | New DSM DR Winter
Generators | System | DRW.PX.NCA._.RES.Grid Interactive Water Htr | Max Energy Day | 6e-05 |  | 6 | [9 empty] | Constraint.Generators | DRW.PX.GOE._.CI_.Grid Interactive Water Htr-Cnst | DRW.PX.GOE._.CI_.Grid Interactive Water Htr | Installed Capacity Coefficient | -2.0548e-05 |  | MW | 1 |  |  |  | = |  |  |  | New DSM DR Winter
Generators | System | DRW.PX.NCA._.RES.Home Energy Mgmt Sys | Max Energy Day | 4e-05 |  | 4 | [9 empty] | Constraint.Generators | DRW.PX.GOE._.CI_.HVAC - DLC-Cnst | DRW.PX.GOE._.CI_.HVAC - DLC | Installed Capacity Coefficient | -0.00011415 |  | MW | 1 |  |  |  | = |  |  |  | New DSM DR Winter
Generators | System | DRW.PX.NCA._.RES.HVAC - DLC | Max Energy Day | 4e-05 |  | 4 | [9 empty] | Constraint.Generators | DRW.PX.GOE._.CI_.Pool Pump - DLC-Cnst | DRW.PX.GOE._.CI_.Pool Pump - DLC | Installed Capacity Coefficient | -2.0548e-05 |  | MW | 1 |  |  |  | = |  |  |  | New DSM DR Winter
Generators | System | DRW.PX.NCA._.RES.Pool Pump - DLC | Max Energy Day | 6e-05 |  | 6 | [9 empty] | Constraint.Generators | DRW.PX.GOE._.CI_.Smart Thermostats-Cnst | DRW.PX.GOE._.CI_.Smart Thermostats | Installed Capacity Coefficient | -2.2831e-05 |  | MW | 1 |  |  |  | = |  |  |  | New DSM DR Winter
Generators | System | DRW.PX.NCA._.RES.Smart Thermostats | Max Energy Day | 4e-05 |  | 4 | [9 empty] | Constraint.Generators | DRW.PX.GOE._.CI_.Water Heater - DLC-Cnst | DRW.PX.GOE._.CI_.Water Heater - DLC | Installed Capacity Coefficient | -2.0548e-05 |  | MW | 1 |  |  |  | = |  |  |  | New DSM DR Winter
Generators | System | DRW.PX.NCA._.RES.Water Heater - DLC | Max Energy Day | 6e-05 |  | 6 | [9 empty] | Constraint.Generators | DRW.PX.GOE._.RES.Battery DLC-Cnst | DRW.PX.GOE._.RES.Battery DLC | Installed Capacity Coefficient | -0.00010274 |  | MW | 1 |  |  |  | = |  |  |  | New DSM DR Winter
Generators | System | DRW.PX.NCA._.CI_.Battery DLC | Max Energy Day | 1e-05 |  | 1 | [9 empty] | Constraint.Generators | DRW.PX.GOE._.RES.EV DLC-Cnst | DRW.PX.GOE._.RES.EV DLC | Installed Capacity Coefficient | -2.0548e-05 |  | MW | 1 |  |  |  | = |  |  |  | New DSM DR Winter
Generators | System | DRW.PX.NCA._.CI_.Grid Interactive Water Htr | Max Energy Day | 6e-05 |  | 6 | [9 empty] | Constraint.Generators | DRW.PX.GOE._.RES.Grid Interactive Water Htr-Cnst | DRW.PX.GOE._.RES.Grid Interactive Water Htr | Installed Capacity Coefficient | -2.0548e-05 |  | MW | 1 |  |  |  | = |  |  |  | New DSM DR Winter
Generators | System | DRW.PX.NCA._.CI_.HVAC - DLC | Max Energy Day | 4e-05 |  | 4 | [9 empty] | Constraint.Generators | DRW.PX.GOE._.RES.Home Energy Mgmt Sys-Cnst | DRW.PX.GOE._.RES.Home Energy Mgmt Sys | Installed Capacity Coefficient | -2.2831e-05 |  | MW | 1 |  |  |  | = |  |  |  | New DSM DR Winter
Generators | System | DRW.PX.NCA._.CI_.Pool Pump - DLC | Max Energy Day | 6e-05 |  | 6 | [9 empty] | Constraint.Generators | DRW.PX.GOE._.RES.HVAC - DLC-Cnst | DRW.PX.GOE._.RES.HVAC - DLC | Installed Capacity Coefficient | -0.00011415 |  | MW | 1 |  |  |  | = |  |  |  | New DSM DR Winter
Generators | System | DRW.PX.NCA._.CI_.Smart Thermostats | Max Energy Day | 4e-05 |  | 4 | [9 empty] | Constraint.Generators | DRW.PX.GOE._.RES.Pool Pump - DLC-Cnst | DRW.PX.GOE._.RES.Pool Pump - DLC | Installed Capacity Coefficient | -2.0548e-05 |  | MW | 1 |  |  |  | = |  |  |  | New DSM DR Winter
Generators | System | DRW.PX.NCA._.CI_.3 Party | Max Energy Day | 4e-05 |  | 4 | [9 empty] | Constraint.Generators | DRW.PX.GOE._.RES.Water Heater - DLC-Cnst | DRW.PX.GOE._.RES.Water Heater - DLC | Installed Capacity Coefficient | -2.0548e-05 |  | MW | 1 |  |  |  | = |  |  |  | New DSM DR Winter
Generators | System | DRW.PX.NCA._.CI_.Water Heater - DLC | Max Energy Day | 6e-05 |  | 6 | [9 empty] | Constraint.Generators | DRW.PX.NCA._.CI_.3 Party-Cnst | DRW.PX.NCA._.CI_.3 Party | Installed Capacity Coefficient | -2.2831e-05 |  | MW | 1 |  |  |  | = |  |  |  | New DSM DR Winter
Generators | System | DRW.PX.GOE._.RES.Battery DLC | Max Energy Day | 1e-05 |  | 1 | [9 empty] | Constraint.Generators | DRW.PX.NCA._.CI_.Battery DLC-Cnst | DRW.PX.NCA._.CI_.Battery DLC | Installed Capacity Coefficient | -0.00010274 |  | MW | 1 |  |  |  | = |  |  |  | New DSM DR Winter
Generators | System | DRW.PX.GOE._.RES.EV DLC | Max Energy Day | 6e-05 |  | 6 | [9 empty] | Constraint.Generators | DRW.PX.NCA._.CI_.Grid Interactive Water Htr-Cnst | DRW.PX.NCA._.CI_.Grid Interactive Water Htr | Installed Capacity Coefficient | -2.0548e-05 |  | MW | 1 |  |  |  | = |  |  |  | New DSM DR Winter
Generators | System | DRW.PX.GOE._.RES.Grid Interactive Water Htr | Max Energy Day | 6e-05 |  | 6 | [9 empty] | Constraint.Generators | DRW.PX.NCA._.CI_.HVAC - DLC-Cnst | DRW.PX.NCA._.CI_.HVAC - DLC | Installed Capacity Coefficient | -0.00011415 |  | MW | 1 |  |  |  | = |  |  |  | New DSM DR Winter
Generators | System | DRW.PX.GOE._.RES.Home Energy Mgmt Sys | Max Energy Day | 4e-05 |  | 4 | [9 empty] | Constraint.Generators | DRW.PX.NCA._.CI_.Pool Pump - DLC-Cnst | DRW.PX.NCA._.CI_.Pool Pump - DLC | Installed Capacity Coefficient | -2.0548e-05 |  | MW | 1 |  |  |  | = |  |  |  | New DSM DR Winter
Generators | System | DRW.PX.GOE._.RES.HVAC - DLC | Max Energy Day | 4e-05 |  | 4 | [9 empty] | Constraint.Generators | DRW.PX.NCA._.CI_.Smart Thermostats-Cnst | DRW.PX.NCA._.CI_.Smart Thermostats | Installed Capacity Coefficient | -2.2831e-05 |  | MW | 1 |  |  |  | = |  |  |  | New DSM DR Winter
Generators | System | DRW.PX.GOE._.RES.Pool Pump - DLC | Max Energy Day | 6e-05 |  | 6 | [9 empty] | Constraint.Generators | DRW.PX.NCA._.CI_.Water Heater - DLC-Cnst | DRW.PX.NCA._.CI_.Water Heater - DLC | Installed Capacity Coefficient | -2.0548e-05 |  | MW | 1 |  |  |  | = |  |  |  | New DSM DR Winter
Generators | System | DRW.PX.GOE._.RES.Water Heater - DLC | Max Energy Day | 6e-05 |  | 6 | [9 empty] | Constraint.Generators | DRW.PX.NCA._.RES.Battery DLC-Cnst | DRW.PX.NCA._.RES.Battery DLC | Installed Capacity Coefficient | -0.00010274 |  | MW | 1 |  |  |  | = |  |  |  | New DSM DR Winter
Generators | System | DRW.PX.GOE._.CI_.Battery DLC | Max Energy Day | 1e-05 |  | 1 | [9 empty] | Constraint.Generators | DRW.PX.NCA._.RES.EV DLC-Cnst | DRW.PX.NCA._.RES.EV DLC | Installed Capacity Coefficient | -2.0548e-05 |  | MW | 1 |  |  |  | = |  |  |  | New DSM DR Winter
Generators | System | DRW.PX.GOE._.CI_.Grid Interactive Water Htr | Max Energy Day | 6e-05 |  | 6 | [9 empty] | Constraint.Generators | DRW.PX.NCA._.RES.Grid Interactive Water Htr-Cnst | DRW.PX.NCA._.RES.Grid Interactive Water Htr | Installed Capacity Coefficient | -2.0548e-05 |  | MW | 1 |  |  |  | = |  |  |  | New DSM DR Winter
Generators | System | DRW.PX.GOE._.CI_.HVAC - DLC | Max Energy Day | 4e-05 |  | 4 | [9 empty] | Constraint.Generators | DRW.PX.NCA._.RES.Home Energy Mgmt Sys-Cnst | DRW.PX.NCA._.RES.Home Energy Mgmt Sys | Installed Capacity Coefficient | -2.2831e-05 |  | MW | 1 |  |  |  | = |  |  |  | New DSM DR Winter
Generators | System | DRW.PX.GOE._.CI_.Pool Pump - DLC | Max Energy Day | 6e-05 |  | 6 | [9 empty] | Constraint.Generators | DRW.PX.NCA._.RES.HVAC - DLC-Cnst | DRW.PX.NCA._.RES.HVAC - DLC | Installed Capacity Coefficient | -0.00011415 |  | MW | 1 |  |  |  | = |  |  |  | New DSM DR Winter
Generators | System | DRW.PX.GOE._.CI_.Smart Thermostats | Max Energy Day | 4e-05 |  | 4 | [9 empty] | Constraint.Generators | DRW.PX.NCA._.RES.Pool Pump - DLC-Cnst | DRW.PX.NCA._.RES.Pool Pump - DLC | Installed Capacity Coefficient | -2.0548e-05 |  | MW | 1 |  |  |  | = |  |  |  | New DSM DR Winter
Generators | System | DRW.PX.GOE._.CI_.3 Party | Max Energy Day | 4e-05 |  | 4 | [9 empty] | Constraint.Generators | DRW.PX.NCA._.RES.Smart Thermostats-Cnst | DRW.PX.NCA._.RES.Smart Thermostats | Installed Capacity Coefficient | -2.2831e-05 |  | MW | 1 |  |  |  | = |  |  |  | New DSM DR Winter
Generators | System | DRW.PX.GOE._.CI_.Water Heater - DLC | Max Energy Day | 6e-05 |  | 6 | [9 empty] | Constraint.Generators | DRW.PX.NCA._.RES.Water Heater - DLC-Cnst | DRW.PX.NCA._.RES.Water Heater - DLC | Installed Capacity Coefficient | -2.0548e-05 |  | MW | 1 |  |  |  | = |  |  |  | New DSM DR Winter
Generators | System | DRW.PX.SOR._.RES.Battery DLC | Max Energy Day | 1e-05 |  | 1 | [9 empty] | Constraint.Generators | DRW.PX.SOR._.CI_.3 Party-Cnst | DRW.PX.SOR._.CI_.3 Party | Installed Capacity Coefficient | -2.2831e-05 |  | MW | 1 |  |  |  | = |  |  |  | New DSM DR Winter
Generators | System | DRW.PX.SOR._.RES.EV DLC | Max Energy Day | 6e-05 |  | 6 | [9 empty] | Constraint.Generators | DRW.PX.SOR._.CI_.Battery DLC-Cnst | DRW.PX.SOR._.CI_.Battery DLC | Installed Capacity Coefficient | -0.00010274 |  | MW | 1 |  |  |  | = |  |  |  | New DSM DR Winter
Generators | System | DRW.PX.SOR._.RES.Grid Interactive Water Htr | Max Energy Day | 6e-05 |  | 6 | [9 empty] | Constraint.Generators | DRW.PX.SOR._.CI_.Grid Interactive Water Htr-Cnst | DRW.PX.SOR._.CI_.Grid Interactive Water Htr | Installed Capacity Coefficient | -2.0548e-05 |  | MW | 1 |  |  |  | = |  |  |  | New DSM DR Winter
Generators | System | DRW.PX.SOR._.RES.Home Energy Mgmt Sys | Max Energy Day | 4e-05 |  | 4 | [9 empty] | Constraint.Generators | DRW.PX.SOR._.CI_.HVAC - DLC-Cnst | DRW.PX.SOR._.CI_.HVAC - DLC | Installed Capacity Coefficient | -0.00011415 |  | MW | 1 |  |  |  | = |  |  |  | New DSM DR Winter
Generators | System | DRW.PX.SOR._.RES.HVAC - DLC | Max Energy Day | 4e-05 |  | 4 | [9 empty] | Constraint.Generators | DRW.PX.SOR._.CI_.Pool Pump - DLC-Cnst | DRW.PX.SOR._.CI_.Pool Pump - DLC | Installed Capacity Coefficient | -2.0548e-05 |  | MW | 1 |  |  |  | = |  |  |  | New DSM DR Winter
Generators | System | DRW.PX.SOR._.RES.Pool Pump - DLC | Max Energy Day | 6e-05 |  | 6 | [9 empty] | Constraint.Generators | DRW.PX.SOR._.CI_.Smart Thermostats-Cnst | DRW.PX.SOR._.CI_.Smart Thermostats | Installed Capacity Coefficient | -2.2831e-05 |  | MW | 1 |  |  |  | = |  |  |  | New DSM DR Winter
Generators | System | DRW.PX.SOR._.RES.Smart Thermostats | Max Energy Day | 4e-05 |  | 4 | [9 empty] | Constraint.Generators | DRW.PX.SOR._.CI_.Water Heater - DLC-Cnst | DRW.PX.SOR._.CI_.Water Heater - DLC | Installed Capacity Coefficient | -2.0548e-05 |  | MW | 1 |  |  |  | = |  |  |  | New DSM DR Winter
Generators | System | DRW.PX.SOR._.RES.Water Heater - DLC | Max Energy Day | 6e-05 |  | 6 | [9 empty] | Constraint.Generators | DRW.PX.SOR._.RES.Battery DLC-Cnst | DRW.PX.SOR._.RES.Battery DLC | Installed Capacity Coefficient | -0.00010274 |  | MW | 1 |  |  |  | = |  |  |  | New DSM DR Winter
Generators | System | DRW.PX.SOR._.CI_.Battery DLC | Max Energy Day | 1e-05 |  | 1 | [9 empty] | Constraint.Generators | DRW.PX.SOR._.RES.EV DLC-Cnst | DRW.PX.SOR._.RES.EV DLC | Installed Capacity Coefficient | -2.0548e-05 |  | MW | 1 |  |  |  | = |  |  |  | New DSM DR Winter
Generators | System | DRW.PX.SOR._.CI_.Grid Interactive Water Htr | Max Energy Day | 6e-05 |  | 6 | [9 empty] | Constraint.Generators | DRW.PX.SOR._.RES.Grid Interactive Water Htr-Cnst | DRW.PX.SOR._.RES.Grid Interactive Water Htr | Installed Capacity Coefficient | -2.0548e-05 |  | MW | 1 |  |  |  | = |  |  |  | New DSM DR Winter
Generators | System | DRW.PX.SOR._.CI_.HVAC - DLC | Max Energy Day | 4e-05 |  | 4 | [9 empty] | Constraint.Generators | DRW.PX.SOR._.RES.Home Energy Mgmt Sys-Cnst | DRW.PX.SOR._.RES.Home Energy Mgmt Sys | Installed Capacity Coefficient | -2.2831e-05 |  | MW | 1 |  |  |  | = |  |  |  | New DSM DR Winter
Generators | System | DRW.PX.SOR._.CI_.Pool Pump - DLC | Max Energy Day | 6e-05 |  | 6 | [9 empty] | Constraint.Generators | DRW.PX.SOR._.RES.HVAC - DLC-Cnst | DRW.PX.SOR._.RES.HVAC - DLC | Installed Capacity Coefficient | -0.00011415 |  | MW | 1 |  |  |  | = |  |  |  | New DSM DR Winter
Generators | System | DRW.PX.SOR._.CI_.Smart Thermostats | Max Energy Day | 4e-05 |  | 4 | [9 empty] | Constraint.Generators | DRW.PX.SOR._.RES.Pool Pump - DLC-Cnst | DRW.PX.SOR._.RES.Pool Pump - DLC | Installed Capacity Coefficient | -2.0548e-05 |  | MW | 1 |  |  |  | = |  |  |  | New DSM DR Winter
Generators | System | DRW.PX.SOR._.CI_.3 Party | Max Energy Day | 4e-05 |  | 4 | [9 empty] | Constraint.Generators | DRW.PX.SOR._.RES.Smart Thermostats-Cnst | DRW.PX.SOR._.RES.Smart Thermostats | Installed Capacity Coefficient | -2.2831e-05 |  | MW | 1 |  |  |  | = |  |  |  | New DSM DR Winter
Generators | System | DRW.PX.SOR._.CI_.Water Heater - DLC | Max Energy Day | 6e-05 |  | 6 | [9 empty] | Constraint.Generators | DRW.PX.SOR._.RES.Water Heater - DLC-Cnst | DRW.PX.SOR._.RES.Water Heater - DLC | Installed Capacity Coefficient | -2.0548e-05 |  | MW | 1 |  |  |  | = |  |  |  | New DSM DR Winter
Generators | System | DRW.PX.UTN._.RES.Battery DLC | Max Energy Day | 1e-05 |  | 1 | [9 empty] | Constraint.Generators | DRW.PX.UTN._.CI_.3 Party-Cnst | DRW.PX.UTN._.CI_.3 Party | Installed Capacity Coefficient | -2.2831e-05 |  | MW | 1 |  |  |  | = |  |  |  | New DSM DR Winter
Generators | System | DRW.PX.UTN._.RES.EV DLC | Max Energy Day | 6e-05 |  | 6 | [9 empty] | Constraint.Generators | DRW.PX.UTN._.CI_.Battery DLC-Cnst | DRW.PX.UTN._.CI_.Battery DLC | Installed Capacity Coefficient | -0.00010274 |  | MW | 1 |  |  |  | = |  |  |  | New DSM DR Winter
Generators | System | DRW.PX.UTN._.RES.Grid Interactive Water Htr | Max Energy Day | 6e-05 |  | 6 | [9 empty] | Constraint.Generators | DRW.PX.UTN._.CI_.Grid Interactive Water Htr-Cnst | DRW.PX.UTN._.CI_.Grid Interactive Water Htr | Installed Capacity Coefficient | -2.0548e-05 |  | MW | 1 |  |  |  | = |  |  |  | New DSM DR Winter
Generators | System | DRW.PX.UTN._.RES.Home Energy Mgmt Sys | Max Energy Day | 4e-05 |  | 4 | [9 empty] | Constraint.Generators | DRW.PX.UTN._.CI_.HVAC - DLC-Cnst | DRW.PX.UTN._.CI_.HVAC - DLC | Installed Capacity Coefficient | -0.00011415 |  | MW | 1 |  |  |  | = |  |  |  | New DSM DR Winter
Generators | System | DRW.PX.UTN._.RES.HVAC - DLC | Max Energy Day | 4e-05 |  | 4 | [9 empty] | Constraint.Generators | DRW.PX.UTN._.CI_.Pool Pump - DLC-Cnst | DRW.PX.UTN._.CI_.Pool Pump - DLC | Installed Capacity Coefficient | -2.0548e-05 |  | MW | 1 |  |  |  | = |  |  |  | New DSM DR Winter
Generators | System | DRW.PX.UTN._.RES.Pool Pump - DLC | Max Energy Day | 6e-05 |  | 6 | [9 empty] | Constraint.Generators | DRW.PX.UTN._.CI_.Smart Thermostats-Cnst | DRW.PX.UTN._.CI_.Smart Thermostats | Installed Capacity Coefficient | -2.2831e-05 |  | MW | 1 |  |  |  | = |  |  |  | New DSM DR Winter
Generators | System | DRW.PX.UTN._.RES.Water Heater - DLC | Max Energy Day | 6e-05 |  | 6 | [9 empty] | Constraint.Generators | DRW.PX.UTN._.CI_.Water Heater - DLC-Cnst | DRW.PX.UTN._.CI_.Water Heater - DLC | Installed Capacity Coefficient | -2.0548e-05 |  | MW | 1 |  |  |  | = |  |  |  | New DSM DR Winter
Generators | System | DRW.PX.UTN._.CI_.Battery DLC | Max Energy Day | 1e-05 |  | 1 | [9 empty] | Constraint.Generators | DRW.PX.UTN._.RES.Battery DLC-Cnst | DRW.PX.UTN._.RES.Battery DLC | Installed Capacity Coefficient | -0.00010274 |  | MW | 1 |  |  |  | = |  |  |  | New DSM DR Winter
Generators | System | DRW.PX.UTN._.CI_.Grid Interactive Water Htr | Max Energy Day | 6e-05 |  | 6 | [9 empty] | Constraint.Generators | DRW.PX.UTN._.RES.EV DLC-Cnst | DRW.PX.UTN._.RES.EV DLC | Installed Capacity Coefficient | -2.0548e-05 |  | MW | 1 |  |  |  | = |  |  |  | New DSM DR Winter
Generators | System | DRW.PX.UTN._.CI_.HVAC - DLC | Max Energy Day | 4e-05 |  | 4 | [9 empty] | Constraint.Generators | DRW.PX.UTN._.RES.Grid Interactive Water Htr-Cnst | DRW.PX.UTN._.RES.Grid Interactive Water Htr | Installed Capacity Coefficient | -2.0548e-05 |  | MW | 1 |  |  |  | = |  |  |  | New DSM DR Winter
Generators | System | DRW.PX.UTN._.CI_.Pool Pump - DLC | Max Energy Day | 6e-05 |  | 6 | [9 empty] | Constraint.Generators | DRW.PX.UTN._.RES.Home Energy Mgmt Sys-Cnst | DRW.PX.UTN._.RES.Home Energy Mgmt Sys | Installed Capacity Coefficient | -2.2831e-05 |  | MW | 1 |  |  |  | = |  |  |  | New DSM DR Winter
Generators | System | DRW.PX.UTN._.CI_.Smart Thermostats | Max Energy Day | 4e-05 |  | 4 | [9 empty] | Constraint.Generators | DRW.PX.UTN._.RES.HVAC - DLC-Cnst | DRW.PX.UTN._.RES.HVAC - DLC | Installed Capacity Coefficient | -0.00011415 |  | MW | 1 |  |  |  | = |  |  |  | New DSM DR Winter
Generators | System | DRW.PX.UTN._.CI_.3 Party | Max Energy Day | 4e-05 |  | 4 | [9 empty] | Constraint.Generators | DRW.PX.UTN._.RES.Pool Pump - DLC-Cnst | DRW.PX.UTN._.RES.Pool Pump - DLC | Installed Capacity Coefficient | -2.0548e-05 |  | MW | 1 |  |  |  | = |  |  |  | New DSM DR Winter
Generators | System | DRW.PX.UTN._.CI_.Water Heater - DLC | Max Energy Day | 6e-05 |  | 6 | [9 empty] | Constraint.Generators | DRW.PX.UTN._.RES.Water Heater - DLC-Cnst | DRW.PX.UTN._.RES.Water Heater - DLC | Installed Capacity Coefficient | -2.0548e-05 |  | MW | 1 |  |  |  | = |  |  |  | New DSM DR Winter
Generators | System | DRW.PX.YAK._.RES.Battery DLC | Max Energy Day | 1e-05 |  | 1 | [9 empty] | Constraint.Generators | DRW.PX.WYC._.CI_.3 Party-Cnst | DRW.PX.WYC._.CI_.3 Party | Installed Capacity Coefficient | -2.2831e-05 |  | MW | 1 |  |  |  | = |  |  |  | New DSM DR Winter
Generators | System | DRW.PX.YAK._.RES.EV DLC | Max Energy Day | 6e-05 |  | 6 | [9 empty] | Constraint.Generators | DRW.PX.WYC._.CI_.Battery DLC-Cnst | DRW.PX.WYC._.CI_.Battery DLC | Installed Capacity Coefficient | -0.00010274 |  | MW | 1 |  |  |  | = |  |  |  | New DSM DR Winter
Generators | System | DRW.PX.YAK._.RES.Grid Interactive Water Htr | Max Energy Day | 6e-05 |  | 6 | [9 empty] | Constraint.Generators | DRW.PX.WYC._.CI_.Grid Interactive Water Htr-Cnst | DRW.PX.WYC._.CI_.Grid Interactive Water Htr | Installed Capacity Coefficient | -2.0548e-05 |  | MW | 1 |  |  |  | = |  |  |  | New DSM DR Winter
Generators | System | DRW.PX.YAK._.RES.Home Energy Mgmt Sys | Max Energy Day | 4e-05 |  | 4 | [9 empty] | Constraint.Generators | DRW.PX.WYC._.CI_.HVAC - DLC-Cnst | DRW.PX.WYC._.CI_.HVAC - DLC | Installed Capacity Coefficient | -0.00011415 |  | MW | 1 |  |  |  | = |  |  |  | New DSM DR Winter
Generators | System | DRW.PX.YAK._.RES.HVAC - DLC | Max Energy Day | 4e-05 |  | 4 | [9 empty] | Constraint.Generators | DRW.PX.WYC._.CI_.Pool Pump - DLC-Cnst | DRW.PX.WYC._.CI_.Pool Pump - DLC | Installed Capacity Coefficient | -2.0548e-05 |  | MW | 1 |  |  |  | = |  |  |  | New DSM DR Winter
Generators | System | DRW.PX.YAK._.RES.Pool Pump - DLC | Max Energy Day | 6e-05 |  | 6 | [9 empty] | Constraint.Generators | DRW.PX.WYC._.CI_.Smart Thermostats-Cnst | DRW.PX.WYC._.CI_.Smart Thermostats | Installed Capacity Coefficient | -2.2831e-05 |  | MW | 1 |  |  |  | = |  |  |  | New DSM DR Winter
Generators | System | DRW.PX.YAK._.RES.Smart Thermostats | Max Energy Day | 4e-05 |  | 4 | [9 empty] | Constraint.Generators | DRW.PX.WYC._.CI_.Water Heater - DLC-Cnst | DRW.PX.WYC._.CI_.Water Heater - DLC | Installed Capacity Coefficient | -2.0548e-05 |  | MW | 1 |  |  |  | = |  |  |  | New DSM DR Winter
Generators | System | DRW.PX.YAK._.RES.Water Heater - DLC | Max Energy Day | 6e-05 |  | 6 | [9 empty] | Constraint.Generators | DRW.PX.WYC._.RES.Battery DLC-Cnst | DRW.PX.WYC._.RES.Battery DLC | Installed Capacity Coefficient | -0.00010274 |  | MW | 1 |  |  |  | = |  |  |  | New DSM DR Winter
Generators | System | DRW.PX.YAK._.CI_.Battery DLC | Max Energy Day | 1e-05 |  | 1 | [9 empty] | Constraint.Generators | DRW.PX.WYC._.RES.EV DLC-Cnst | DRW.PX.WYC._.RES.EV DLC | Installed Capacity Coefficient | -2.0548e-05 |  | MW | 1 |  |  |  | = |  |  |  | New DSM DR Winter
Generators | System | DRW.PX.YAK._.CI_.Grid Interactive Water Htr | Max Energy Day | 6e-05 |  | 6 | [9 empty] | Constraint.Generators | DRW.PX.WYC._.RES.Grid Interactive Water Htr-Cnst | DRW.PX.WYC._.RES.Grid Interactive Water Htr | Installed Capacity Coefficient | -2.0548e-05 |  | MW | 1 |  |  |  | = |  |  |  | New DSM DR Winter
Generators | System | DRW.PX.YAK._.CI_.HVAC - DLC | Max Energy Day | 4e-05 |  | 4 | [9 empty] | Constraint.Generators | DRW.PX.WYC._.RES.Home Energy Mgmt Sys-Cnst | DRW.PX.WYC._.RES.Home Energy Mgmt Sys | Installed Capacity Coefficient | -2.2831e-05 |  | MW | 1 |  |  |  | = |  |  |  | New DSM DR Winter
Generators | System | DRW.PX.YAK._.CI_.Pool Pump - DLC | Max Energy Day | 6e-05 |  | 6 | [9 empty] | Constraint.Generators | DRW.PX.WYC._.RES.HVAC - DLC-Cnst | DRW.PX.WYC._.RES.HVAC - DLC | Installed Capacity Coefficient | -0.00011415 |  | MW | 1 |  |  |  | = |  |  |  | New DSM DR Winter
Generators | System | DRW.PX.YAK._.CI_.Smart Thermostats | Max Energy Day | 4e-05 |  | 4 | [9 empty] | Constraint.Generators | DRW.PX.WYC._.RES.Pool Pump - DLC-Cnst | DRW.PX.WYC._.RES.Pool Pump - DLC | Installed Capacity Coefficient | -2.0548e-05 |  | MW | 1 |  |  |  | = |  |  |  | New DSM DR Winter
Generators | System | DRW.PX.YAK._.CI_.3 Party | Max Energy Day | 4e-05 |  | 4 | [9 empty] | Constraint.Generators | DRW.PX.WYC._.RES.Water Heater - DLC-Cnst | DRW.PX.WYC._.RES.Water Heater - DLC | Installed Capacity Coefficient | -2.0548e-05 |  | MW | 1 |  |  |  | = |  |  |  | New DSM DR Winter
Generators | System | DRW.PX.YAK._.CI_.Water Heater - DLC | Max Energy Day | 6e-05 |  | 6 | [9 empty] | Constraint.Generators | DRW.PX.YAK._.CI_.3 Party-Cnst | DRW.PX.YAK._.CI_.3 Party | Installed Capacity Coefficient | -2.2831e-05 |  | MW | 1 |  |  |  | = |  |  |  | New DSM DR Winter
Generators | System | DRW.PX.WYC._.RES.Battery DLC | Max Energy Day | 1e-05 |  | 1 | [9 empty] | Constraint.Generators | DRW.PX.YAK._.CI_.Battery DLC-Cnst | DRW.PX.YAK._.CI_.Battery DLC | Installed Capacity Coefficient | -0.00010274 |  | MW | 1 |  |  |  | = |  |  |  | New DSM DR Winter
Generators | System | DRW.PX.WYC._.RES.EV DLC | Max Energy Day | 6e-05 |  | 6 | [9 empty] | Constraint.Generators | DRW.PX.YAK._.CI_.Grid Interactive Water Htr-Cnst | DRW.PX.YAK._.CI_.Grid Interactive Water Htr | Installed Capacity Coefficient | -2.0548e-05 |  | MW | 1 |  |  |  | = |  |  |  | New DSM DR Winter
Generators | System | DRW.PX.WYC._.RES.Grid Interactive Water Htr | Max Energy Day | 6e-05 |  | 6 | [9 empty] | Constraint.Generators | DRW.PX.YAK._.CI_.HVAC - DLC-Cnst | DRW.PX.YAK._.CI_.HVAC - DLC | Installed Capacity Coefficient | -0.00011415 |  | MW | 1 |  |  |  | = |  |  |  | New DSM DR Winter
Generators | System | DRW.PX.WYC._.RES.Home Energy Mgmt Sys | Max Energy Day | 4e-05 |  | 4 | [9 empty] | Constraint.Generators | DRW.PX.YAK._.CI_.Pool Pump - DLC-Cnst | DRW.PX.YAK._.CI_.Pool Pump - DLC | Installed Capacity Coefficient | -2.0548e-05 |  | MW | 1 |  |  |  | = |  |  |  | New DSM DR Winter
Generators | System | DRW.PX.WYC._.RES.HVAC - DLC | Max Energy Day | 4e-05 |  | 4 | [9 empty] | Constraint.Generators | DRW.PX.YAK._.CI_.Smart Thermostats-Cnst | DRW.PX.YAK._.CI_.Smart Thermostats | Installed Capacity Coefficient | -2.2831e-05 |  | MW | 1 |  |  |  | = |  |  |  | New DSM DR Winter
Generators | System | DRW.PX.WYC._.RES.Pool Pump - DLC | Max Energy Day | 6e-05 |  | 6 | [9 empty] | Constraint.Generators | DRW.PX.YAK._.CI_.Water Heater - DLC-Cnst | DRW.PX.YAK._.CI_.Water Heater - DLC | Installed Capacity Coefficient | -2.0548e-05 |  | MW | 1 |  |  |  | = |  |  |  | New DSM DR Winter
Generators | System | DRW.PX.WYC._.RES.Water Heater - DLC | Max Energy Day | 6e-05 |  | 6 | [9 empty] | Constraint.Generators | DRW.PX.YAK._.RES.Battery DLC-Cnst | DRW.PX.YAK._.RES.Battery DLC | Installed Capacity Coefficient | -0.00010274 |  | MW | 1 |  |  |  | = |  |  |  | New DSM DR Winter
Generators | System | DRW.PX.WYC._.CI_.Battery DLC | Max Energy Day | 1e-05 |  | 1 | [9 empty] | Constraint.Generators | DRW.PX.YAK._.RES.EV DLC-Cnst | DRW.PX.YAK._.RES.EV DLC | Installed Capacity Coefficient | -2.0548e-05 |  | MW | 1 |  |  |  | = |  |  |  | New DSM DR Winter
Generators | System | DRW.PX.WYC._.CI_.Grid Interactive Water Htr | Max Energy Day | 6e-05 |  | 6 | [9 empty] | Constraint.Generators | DRW.PX.YAK._.RES.Grid Interactive Water Htr-Cnst | DRW.PX.YAK._.RES.Grid Interactive Water Htr | Installed Capacity Coefficient | -2.0548e-05 |  | MW | 1 |  |  |  | = |  |  |  | New DSM DR Winter
Generators | System | DRW.PX.WYC._.CI_.HVAC - DLC | Max Energy Day | 4e-05 |  | 4 | [9 empty] | Constraint.Generators | DRW.PX.YAK._.RES.Home Energy Mgmt Sys-Cnst | DRW.PX.YAK._.RES.Home Energy Mgmt Sys | Installed Capacity Coefficient | -2.2831e-05 |  | MW | 1 |  |  |  | = |  |  |  | New DSM DR Winter
Generators | System | DRW.PX.WYC._.CI_.Pool Pump - DLC | Max Energy Day | 6e-05 |  | 6 | [9 empty] | Constraint.Generators | DRW.PX.YAK._.RES.HVAC - DLC-Cnst | DRW.PX.YAK._.RES.HVAC - DLC | Installed Capacity Coefficient | -0.00011415 |  | MW | 1 |  |  |  | = |  |  |  | New DSM DR Winter
Generators | System | DRW.PX.WYC._.CI_.Smart Thermostats | Max Energy Day | 4e-05 |  | 4 | [9 empty] | Constraint.Generators | DRW.PX.YAK._.RES.Pool Pump - DLC-Cnst | DRW.PX.YAK._.RES.Pool Pump - DLC | Installed Capacity Coefficient | -2.0548e-05 |  | MW | 1 |  |  |  | = |  |  |  | New DSM DR Winter
Generators | System | DRW.PX.WYC._.CI_.3 Party | Max Energy Day | 4e-05 |  | 4 | [9 empty] | Constraint.Generators | DRW.PX.YAK._.RES.Smart Thermostats-Cnst | DRW.PX.YAK._.RES.Smart Thermostats | Installed Capacity Coefficient | -2.2831e-05 |  | MW | 1 |  |  |  | = |  |  |  | New DSM DR Winter
Generators | System | DRW.PX.WYC._.CI_.Water Heater - DLC | Max Energy Day | 6e-05 |  | 6 | [9 empty] | Constraint.Generators | DRW.PX.YAK._.RES.Water Heater - DLC-Cnst | DRW.PX.YAK._.RES.Water Heater - DLC | Installed Capacity Coefficient | -2.0548e-05 |  | MW | 1 |  |  |  | = |  |  |  | New DSM DR Winter

## Plexos Lookups
|  |  |  | . |  |  |  |  | . |  |  | . |  |  |  |  | .
Type (3) |  | Existing / Proxy (2) |  |  | Location (3) |  |  |  |  | Capacity Contribution, DR (1) |  |  | Tax/Other (3) |  | Name (Any or None)
DESC | Abbreviations | Category | Abbreviations |  | Region | State | Zone | Abbreviations |  | Category | Abbreviations |  | Category | Abbreviations | Name | Categories:
Coal | CL_ | Existing | EX | 1 | 4 Corners |  | East | 4CR |  | None | _ |  | Tier | TR2 | Adams Center | Contract
Gas SCCT | GSC | Planned | PL |  | Clover | UT | East | CLV |  | High is 2000 WD, 1000 PV | H |  | Shape | SHP | APS | Contract
Gas CCCT | GCC | Sale | SL |  | Colorado | CO | East | COL |  | Low is anything below high, only for wind and solar, not for storage | L |  | Flat | FLT | Arlington | Contract
Gas conversion | GCV | Purchase | PC |  | Goshen | ID | East | GOE |  |  |  |  | Third Quarter | Q03 | Astoria | Contract
Hydro | HY_ | Qualified Facility | QF | 1 | Mead |  | East | MED |  |  |  |  | Re-Power | REP | Ballard Hog Farms Inc | Contract
Pumped Storage | HYS | Proxy | PX | 2 | Mona |  | East | MNA |  | DR Return Energy | R |  | RFP resource | RFP | Bear Creek Center | Contract
Comp Air Storage (CAES) | CAS |  |  | 3 | Palo Verde |  | East | PLV |  | DR Return Energy Constraint | C |  | Reserves | RES | Bear River - Dispatch | OWNED
Wind | WD_ |  |  |  | Utah North | UT | East | UTN |  |  |  |  | Facebook | FB_ | Bear River - Shape | OWNED
Wind+Storage | WDS |  |  | 1 | Utah North - ID | UT | East | UID |  |  |  |  | Duct Firing | DF_ | Beatty | Contract
Solar - Photo Voltaic | PV_ |  |  |  | Utah North - WY | UT | East | UWY |  |  |  |  | Dispatch | DPT | Bell Mountain Hydro Sorenson | Contract
Solar+Storage | PVS |  |  | 1 | Utah South | UT | East | UTS |  |  |  |  | HER Bundle | HER | Bell Mountain Hydro Sorenson 20-24 | Contract
Battery | BAT |  |  | 2 | Wyoming Central | WY | East | WYC |  |  |  |  | Bundle 1 | 001 | Bell Mountain Hydro Sorenson 25-29 | Contract
Geothermal | GEO |  |  | 3 | Wyoming East | WY | East | WYE |  |  |  |  | Bundle 2 | 002 | Bell Mountain Power (Jake Amy) 1985 | Contract
Nuclear | NU_ |  |  | 4 | Wyoming North | WY | East | WYN |  |  |  |  | Bundle 3 | 003 | Bell Mountain Power (Jake Amy) 1985 20-21 | Contract
Nuclear+Storage | NUS |  |  |  | BorahPop |  | West | BOR |  |  |  |  | Bundle 4 | 004 | Beryl | Contract
Modular Nuclear | MNU |  |  | 1 | BPA NITS - OR | OR | West | BPA |  |  |  |  | Bundle 5 | 005 | Big Fork | OWNED
Interuptible | INT |  |  | 2 | BPA NITS - WA | WA | West | BWA |  |  |  |  | Bundle 6 | 006 | BioOne | Contract
Energy Efficiency | EE_ |  |  |  | Bridger | WY | West | BDG |  |  |  |  | Bundle 7 | 007 | Birch Creek Hydro 1984 | Contract
DR Winter | DRW |  |  | 1 | California-Oregon Border | OR | West | COB |  |  |  |  | Bundle 8 | 008 | Black Cap II | Contract
DR Summer | DRS |  |  | 2 | Central OR | OR | West | COR |  |  |  |  | Bundle 9 | 009 | Black Hills Loss | Contract
Biomass | BIO |  |  | 3 | Chehalis | WA | West | CHE |  |  |  |  | Bundle 10 | 010 | BLM Rawlins | Contract
Biomass+Storage | BIS |  |  | 4 | Hemingway |  | West | HEM |  |  |  |  | Bundle 11 | 011 | Blundell | OWNED
Market | MKT |  |  | 5 | Hermiston | OR | West | HRM |  |  |  |  | Year 1 | YR1 | Bly Center | Contract
Non-Owned Reserves | NOR |  |  | 6 | Mid-C |  | West | MDC |  |  |  |  | Year 2 | YR2 | Bogus Creek 1998 | Contract
Long-term Contract | LTC |  |  | 7 | Midpoint |  | West | MDP |  |  |  |  | Year 3 | YR3 | Box Canyon / Lake Siskiyou 1983 | Contract
QF Thermal | THM |  |  | 8 | Montana | MT | West | MTA |  |  |  |  | Year 4 | YR4 | Buckhorn | Contract
Front Office Transaction | FOT |  |  | 9 | Nevada-Oregon Border | OR | West | NOB |  |  |  |  | Amt | % | BYU-Idaho 2017-2037 | Contract
Reclamation Costs | REC |  |  | 10 | Portland North Coast | OR | West | PNC |  |  |  |  | 1% | 001 | Cargill Biogas | Contract
|  |  |  | 11 | Southern OR | OR | West | SOR |  |  |  |  | 2% | 002 | CDM Hydro 1984 | Contract
|  |  |  | 12 | Southern OR - CA | CA | West | NCA |  |  |  |  | 3% | 003 | C-Drop Hydro | Contract
|  |  |  | 13 | Trona |  | West | TRO |  |  |  |  | 4% | 004 | Cedar Springs (Dec 31, 2020) | OWNED
[5 empty] | Walla Walla - OR | OR | West | WOR |  |  |  |  | 5% | 005 | Cedar Springs PPA (Dec 31, 2020) | Contract
|  |  |  | 1 | Walla Walla - WA | WA | West | WWA |  |  |  |  | 6% | 006 | Cedar Valley | Contract
|  |  |  | 2 | Willamette Valley | OR | West | WMV |  |  |  |  | 7% | 007 | Cedsar Springs III | Contract
|  |  |  | 3 | Yakima | WA | West | YAK |  |  |  |  | 8% | 008 | Central Oregon Irrigation District 1983 | Contract
[13 empty] | 9% | 009 | Chehalis | OWNED
|  |  |  | 1 | [8 empty] | 10% | 010 | Chiloquin | Contract
|  |  |  | 2 | [8 empty] | 11% | 011 | Cholla 4 | OWNED
|  |  |  | 3 | [8 empty] | 12% | 012 | Chopin | Contract
|  |  |  | 4 | [8 empty] | 13% | 013 | City of Albany QF | Contract
|  |  |  | 5 | [8 empty] | 14% | 014 | City of Buffalo 1995 | Contract
|  |  |  | 6 | [8 empty] | 15% | 015 | COID Juniper Ridge | Contract
[13 empty] | 16% | 016 | Collier | Contract
|  |  |  | 1 | [8 empty] | 17% | 017 | Colstrip 3 | OWNED
|  |  |  | 2 | [8 empty] | 18% | 018 | Colstrip 4 | OWNED
|  |  |  | 3 | [8 empty] | 19% | 019 | Combine Hills | Contract
[13 empty] | 20% | 020 | COMMERCIAL ENERGY MGMT 1991 | Contract
|  |  |  | 1 | [8 empty] | 21% | 021 | Consolidated Irrigation Company | Contract
|  |  |  | 2 | [8 empty] | 22% | 022 | ConstEng | Contract
|  |  |  | 3 | [8 empty] | 23% | 023 | Cottonwood Hydro Upper | Contract
|  |  |  | 4 | [8 empty] | 24% | 024 | Cottonwood Lower | Contract
[13 empty] | 25% | 025 | Cove Mountain | Contract
[13 empty] | 26% | 026 | Cove Mountain 2 | Contract
[13 empty] | 27% | 027 | Cowlitz | Contract
[13 empty] | 28% | 028 | Craig 1 | OWNED
[13 empty] | 29% | 029 | Craig 2 | OWNED
[13 empty] | 30% | 030 | Currant Creek | OWNED
[13 empty] | 31% | 031 | Dave Johnston 1 | OWNED
[13 empty] | 32% | 032 | Dave Johnston 2 | OWNED
[13 empty] | 33% | 033 | Dave Johnston 3 | OWNED
[13 empty] | 34% | 034 | Dave Johnston 4 | OWNED
[13 empty] | 35% | 035 | Davis County Waste Management 2013 | Contract
[13 empty] | 36% | 036 | Deschutes Valley Water District 1982 | Contract
[13 empty] | 37% | 037 | Deseret | Contract
[13 empty] | 38% | 038 | Dorena Hydro | Contract
[13 empty] | 39% | 039 | Douglas | Contract
[13 empty] | 40% | 040 | Draper Irrigation Company | Contract
[13 empty] | 41% | 041 | Dry Creek (BPC) Y15 to Y19 | Contract
[13 empty] | 42% | 042 | Dry Creek 1986 | Contract
[13 empty] | 43% | 043 | Dunlap 1 | OWNED
[13 empty] | 44% | 044 | Eagle Point Irrigation District 1983 | Contract
[13 empty] | 45% | 045 | EBD Hydro | Contract
[13 empty] | 46% | 046 | Ekola Flats (Dec 31, 2020) | OWNED
[13 empty] | 47% | 047 | Elbe Center | Contract
[13 empty] | 48% | 048 | Enterprise | Contract
[13 empty] | 49% | 049 | Enterprise | Contract
[13 empty] | 50% | 050 | Escalante I | Contract
[13 empty] | 51% | 051 | Escalante II | Contract
[13 empty] | 52% | 052 | Escalante III | Contract
[13 empty] | 53% | 053 | Evergreen BioPower | Contract
[13 empty] | 54% | 054 | Ewauna | Contract
[13 empty] | 55% | 055 | Ewauna 2 | Contract
[13 empty] | 56% | 056 | Exxon | Contract
[13 empty] | 57% | 057 | Falls Creek 1986 | Contract
[13 empty] | 58% | 058 | Farm Power Misty Meadows | Contract
[13 empty] | 59% | 059 | Farmers Irrigation District 1983 | Contract
[13 empty] | 60% | 060 | Fiddler Canyon | Contract
[13 empty] | 61% | 061 | Finley Bioenergy LLC | Contract
[13 empty] | 62% | 062 | Foote Creek I | OWNED
[13 empty] | 63% | 063 | Foote Creek II | Contract
[13 empty] | 64% | 064 | Foote Creek III | Contract
[13 empty] | 65% | 065 | Foote Creek IV | Contract
[13 empty] | 66% | 066 | Gadsby 1 | OWNED
[13 empty] | 67% | 067 | Gadsby 2 | OWNED
[13 empty] | 68% | 068 | Gadsby 3 | OWNED
[13 empty] | 69% | 069 | Gadsby 4 | OWNED
[13 empty] | 70% | 070 | Gadsby 5 | OWNED
[13 empty] | 71% | 071 | Gadsby 6 | OWNED
[13 empty] | 72% | 072 | Galesville Dam 1982 | Contract
[13 empty] | 73% | 073 | Gem State | Contract
[13 empty] | 74% | 074 | Georgetown Irrigation Y15 to Y19 | Contract
[13 empty] | 75% | 075 | Georgetown Power 1984 | Contract
[13 empty] | 76% | 076 | Glenrock I | OWNED
[13 empty] | 77% | 077 | Glenrock III | OWNED
[13 empty] | 78% | 078 | Goodnoe Hills East | OWNED
[13 empty] | 79% | 079 | Granite Mountain - East | Contract
[13 empty] | 80% | 080 | Granite Mountain - West | Contract
[13 empty] | 81% | 081 | Granite Peak | Contract
[13 empty] | 82% | 082 | Greenville | Contract
[13 empty] | 83% | 083 | Hayden 1 | OWNED
[13 empty] | 84% | 084 | Hayden 2 | OWNED
[13 empty] | 85% | 085 | Hermiston | OWNED
[13 empty] | 86% | 086 | High Plains | OWNED
[13 empty] | 87% | 087 | Hill Air Force Base | Contract
[13 empty] | 88% | 088 | Hunter | Contract
[13 empty] | 89% | 089 | Hunter 1 | OWNED
[13 empty] | 90% | 090 | Hunter 2 | OWNED
[13 empty] | 91% | 091 | Hunter 3 | OWNED
[13 empty] | 92% | 092 | Huntington 1 | OWNED
[13 empty] | 93% | 093 | Huntington 2 | OWNED
[13 empty] | 94% | 094 | HURR | Contract
[13 empty] | 95% | 095 | Ingram Warm Springs Ranch 1986 | Contract
[13 empty] | 96% | 096 | Iron Gate | OWNED
[13 empty] | 97% | 097 | Iron Springs | Contract
[13 empty] | 98% | 098 | Ivory Pine | Contract
[13 empty] | 99% | 099 | J Bar 9 Ranch | Contract
[13 empty] | 100% | 100 | Jim Bridger 1 | OWNED
[13 empty] | 101% | 101 | Jim Bridger 2 | OWNED
[13 empty] | 102% | 102 | Jim Bridger 3 | OWNED
[13 empty] | 103% | 103 | Jim Bridger 4 | OWNED
[13 empty] | 104% | 104 | Kennecott | Contract
[13 empty] | 105% | 105 | Klamath_Dispatch | OWNED
[13 empty] | 106% | 106 | Klamath_Flat | OWNED
[13 empty] | 107% | 107 | Klamath_Shape | OWNED
[13 empty] | 108% | 108 | Lacomb Irrigation 1998 | Contract
[13 empty] | 109% | 109 | Laho | Contract
[13 empty] | 110% | 110 | Lake Side 1 | OWNED
[13 empty] | 111% | 111 | Lake Side 2 | OWNED
[13 empty] | 112% | 112 | Latigo | Contract
[13 empty] | 113% | 113 | Leaning Juniper | OWNED
[13 empty] | 114% | 114 | Lewis_Dispatch | OWNED
[13 empty] | 115% | 115 | Lewis_Shape | OWNED
[13 empty] | 116% | 116 | LOYDFERY July 2018 - June 2019 | Contract
[13 empty] | 117% | 117 | Lucky, Paul 2014 | Contract
[13 empty] | 118% | 118 | MagCorp | Interuptible
[13 empty] | 119% | 119 | Marengo I | OWNED
[13 empty] | 120% | 120 | Marengo II | OWNED
[13 empty] | 121% | 121 | Mariah | Contract
[13 empty] | 122% | 122 | Market Transaction | Market Station
[13 empty] | 123% | 123 | Marsh Valley Hydro & Electric Company 1986 | Contract
[13 empty] | 124% | 124 | McFadden Ridge 1 | OWNED
[13 empty] | 125% | 125 | McNary | Contract
[13 empty] | 126% | 126 | Meadow Creek Project Five Pine | Contract
[13 empty] | 127% | 127 | Meadow Creek Project North Point | Contract
[13 empty] | 128% | 128 | Merrill | Contract
[13 empty] | 129% | 129 | Mid Columbia | OWNED
[13 empty] | 130% | 130 | Middlefork Irrigation District | Contract
[13 empty] | 131% | 131 | Milford | Contract
[13 empty] | 132% | 132 | Milford 2 | Contract
[13 empty] | 133% | 133 | Milford Flat | Contract
[13 empty] | 134% | 134 | Millican | Contract
[13 empty] | 135% | 135 | Mink Creek Hydro 1985 | Contract
[13 empty] | 136% | 136 | Monroe Hydro | Contract
[13 empty] | 137% | 137 | Monsanto Current | Interuptible
[13 empty] | 138% | 138 | Monsanto Ops Reserve | Interuptible
[13 empty] | 139% | 139 | Monticello | Contract
[13 empty] | 140% | 140 | Mountain Power I | Contract
[13 empty] | 141% | 141 | Mountain Power II | Contract
[13 empty] | 142% | 142 | Mountain Energy | Contract
[13 empty] | 143% | 143 | Naughton 1 | OWNED
[13 empty] | 144% | 144 | Naughton 2 | OWNED
[13 empty] | 145% | 145 | Naughton 3* | OWNED
[13 empty] | 146% | 146 | Nicholson Sunnybar Ranch 1985 | Contract
[13 empty] | 147% | 147 | NORTH FORK SPRAGUE(HDIV) 1990 | Contract
[13 empty] | 148% | 148 | Norwest Energy 2 (Neff) | Contract
[13 empty] | 149% | 149 | Norwest Energy 4 (Bonanza) | Contract
[13 empty] | 150% | 150 | Norwest Energy 7 (Eagle Point) | Contract
[13 empty] | Small | SML | Norwest Energy 9 Pendleton | Contract
[13 empty] | Rogue | ROG | Nucor | Interuptible
[13 empty] | Klamath | KLM | OJ Power Company 1986 | Contract
[13 empty] | Bear | BER | Old Mill | Contract
[13 empty] | Lewis | LEW | OldMill | Contract
[13 empty] | Umpqua | NUR | OR 2, LLC (Agate Bay) | Contract
[13 empty] | Small East | SME | OR 3, LLC (Turkey Hill) | Contract
[13 empty] | Small West | SMW | OR 5, LLC (Merrill) | Contract
[15 empty] | OR 6, LLC (Lakeview) | Contract
[15 empty] | OR 7, LLC (Jacksonville) | Contract
[15 empty] | OR 8, LLC (Dairy) | Contract
[15 empty] | Orchard | Contract
[15 empty] | Oregon Farms I & II | Contract
[15 empty] | Oregon Incentive Projects (OSIP) | Contract
[15 empty] | Oregon Environmental Industries | Contract
[15 empty] | Oregon Institute of Technology | Contract
[15 empty] | Oregon Solar Incentive Project | Contract
[15 empty] | Oregon State University | Contract
[15 empty] | Orem Family | Contract
[15 empty] | Pavant | Contract
[15 empty] | Pavant II LLC | Contract
[15 empty] | Pavant III LLC | Contract
[15 empty] | PGE | Contract
[15 empty] | Pioneer Park I | Contract
[15 empty] | Portland Water Bureau | Contract
[15 empty] | Power County Park North | Contract
[15 empty] | Power County Park South | Contract
[15 empty] | PRESTON 2018-2037 | Contract
[15 empty] | Prineville | Contract
[15 empty] | Pryor Mountain (Dec 31, 2020) | OWNED
[15 empty] | Public Service Colorado | Contract
[15 empty] | Quichapa 1 to 3 | Contract
[15 empty] | Red Hill | Contract
[15 empty] | REDD | Contract
[15 empty] | RES Ag-Oak Lea Biogas | Contract
[15 empty] | Rock River I | Contract
[15 empty] | Rogue | OWNED
[15 empty] | Rolling Hills | OWNED
[15 empty] | Roseburg Forest Products (Weed) | Contract
[15 empty] | Roseburg Forest Products Dillard | Contract
[15 empty] | Roseburg LFG | Contract
[15 empty] | Sage I | Contract
[15 empty] | Sage II | Contract
[15 empty] | Sage III | Contract
[15 empty] | Santiam Water Control District 1983 | Contract
[15 empty] | Seattle City & Light | Contract
[15 empty] | Seven Mile Hill | OWNED
[15 empty] | Seven Mile Hill II | OWNED
[15 empty] | Shell | Contract
[15 empty] | Sigurd | Contract
[15 empty] | Simplo | Contract
[15 empty] | Slate Creek 1982 | Contract
[15 empty] | Small | Contract
[15 empty] | Small East Hydro | OWNED
[15 empty] | Small West Hydro | OWNED
[15 empty] | SMUD | Contract
[15 empty] | South Milford | Contract
[15 empty] | Spanish Fork Park 2 | Contract
[15 empty] | Sprague River | Contract
[15 empty] | St. Anthony Hydro | Contract
[15 empty] | Stahlbush Island Farm | Contract
[15 empty] | Stateline | Contract
[15 empty] | SunF XVII Project 1-3 | Contract
[15 empty] | Sunnyside Base | Contract
[15 empty] | Sunnyside Additional | Contract
[15 empty] | SVEC Geothermal 2016-2021 | Contract
[15 empty] | Swalley Irrigation District | Contract
[15 empty] | Sweetwater | Contract
[15 empty] | TATA Chemical | Contract
[15 empty] | TB Flats (Dec 31, 2020) | OWNED
[15 empty] | Tesoro | Contract
[15 empty] | Thayn Ranch Hydro 1993 | Contract
[15 empty] | THAYNHY Interim (Y16 to Y18) | Contract
[15 empty] | Three Buttes Power (Duke) | Contract
[15 empty] | Three Mile Canyon | Contract
[15 empty] | Three Peaks | Contract
[15 empty] | Three Sister Hydro | Contract
[15 empty] | TMF Biofuels QF | Contract
[15 empty] | Toole Army Depot | Contract
[15 empty] | Top of the World | Contract
[15 empty] | TriState | Contract
[15 empty] | TSID 200 kW Watson Micro Hydro | Contract
[15 empty] | Tumbleweed | Contract
[15 empty] | Umpqua - Flat | OWNED
[15 empty] | Umpqua - Shape | OWNED
[15 empty] | USMag | Contract
[15 empty] | Utah PV Program | Contract
[15 empty] | Utah Red Hills Renewable Park | Contract
[15 empty] | Weber County Landfill | Contract
[15 empty] | Wolverine Creek | Contract
[15 empty] | Woodline | Contract
[15 empty] | Wyodak | OWNED
[15 empty] | Yakima Tieton Cowiche | Contract
[15 empty] | Yakima Tieton Orchard | Contract