## Copyright Notice
©2019 Copyright Northwest Energy Efficiency Alliance, Inc. All Rights Reserved. A limited license to use the report contained herein is hereby granted to the End User, subject to the following terms and conditions: Reproduction, incorporation in any derivative work, or distribution of all or any part of this data is prohibited without express written permission of the Northwest Energy Efficiency Alliance (NEEA) and acknowledgement of copyright ownership of NEEA. End User must ensure that credit is attributed to NEEA in any work derived, in whole or in part, from the data contained herein.
Copyright Northwest Energy Efficiency Alliance, Inc. All Rights Reserved. A limited license to use the report contained herein is hereby granted to the End User, subject to the following terms and conditions: Reproduction, incorporation in any derivative work, or distribution of all or any part of this data is prohibited without express written permission of the Northwest Energy Efficiency Alliance (NEEA) and acknowledgement of copyright ownership of NEEA. End User must ensure that credit is attributed to NEEA in any work derived, in whole or in part, from the data contained herein.

## Cover Page
Puget Sound Energy's 2020-2021 Targets
PREPARED BY:
NEEA Planning Staff
2019-08-30

## Outline
Sections
Summary 2020-2021 | Portfolio-level Savings
Summary by Program 2020-2021 | Savings by Program
C&S List | Codes and Standards Savings Included
Key Assumptions 20-21 | Data Sources and Baseline Used
Methodology | Description of the Baseline Used
Common Qs | Log of Common Questions and Answers
Remaining Tabs | These tabs contain:
Savings summary by market
Savings calculation
Summary of data sources
Details about the savings rate calculation

## Summary 2020-21 scratch (hidden)
Puget Sound Energy
linked | RTF
Category | 2020 | 2019 | Total
Program Measures | 1.4523 | 1.2446 | 2.697 |  | 2.697
Codes & Standards Measures | 1.2939 | 1.6606 | 2.9545 |  | 2.9545
Trackable Measures | 0.37915 | 0.64395 | 1.0231 |  | 1.0231
| Current |  |  | Proposed by PSE |  |  | Bonneville Approach |  |  | NEEA
Puget Sound Energy | 7th Power Plan (Frozen) |  |  | 7th Power Plan (RTF Updates) |  |  | 7th Power Plan (NEEA Updates) |  |  | Net Market Effects
Category | 2020 | 2021 | 2020-2021 | 2020 | 2021 | 2020-2021 | 2020 | 2021 | 2020-2021 | 2020 | 2021 | 2020-2021
Program Measures | 1.5746 | 1.3585 | 2.933 | 1.5496 | 1.3248 | 2.8744 | 1.4758 | 1.0989 | 2.5747 | 0.67188 | 0.63121 | 1.3031
Codes & Standards Measures | 1.3532 | 1.7733 | 3.1266 | 1.3532 | 1.7733 | 3.1266 | 1.3555 | 1.7733 | 3.1288 | 2.6839 | 2.8314 | 5.5153
Trackable Measures | 2.8879 | 4.9559 | 7.8438 | 3.207 | 5.703 | 8.91 | 3.4148 | 3.0665 | 6.4813 | 0 | 0 | 0
Pacific Power Hard Coded | 7th Power Plan (Frozen) |  |  | 7th Power Plan (RTF Updates) |  |  | 7th Power Plan (NEEA Updates) |  |  | Net Market Effects
Category | 2020 | 2021 | 2020-2021 | 2020 | 2021 | 2020-2021 | 2020 | 2021 | 2020-2021 | 2020 | 2021 | 2020-2021
Total | 0.54305 | 0.57045 | 1.1135 | 0.53876 | 0.56463 | 1.1034 | 0.52738 | 0.51855 | 1.0459 | 0.6432 | 0.65059 | 1.2938
Program Measures | 0.30004 | 0.252 | 0.55204 | 0.29575 | 0.24618 | 0.54192 | 0.28397 | 0.2001 | 0.48407 | 0.12363 | 0.11506 | 0.23869
Codes & Standards Measures | 0.24301 | 0.31845 | 0.56146 | 0.24301 | 0.31845 | 0.56146 | 0.24341 | 0.31845 | 0.56186 | 0.51958 | 0.53553 | 1.0551
Trackable Measures | 0.52131 | 0.89074 | 1.4121 | 0.57862 | 1.0249 | 1.6035 | 0.61594 | 0.55144 | 1.1674 | 0 | 0 | 0
Avista Washington Hard Coded | 7th Power Plan (Frozen) |  |  | 7th Power Plan (RTF Updates) |  |  | 7th Power Plan (NEEA Updates) |  |  | Net Market Effects
Category | 2020 | 2021 | 2020-2021 | 2020 | 2021 | 2020-2021 | 2020 | 2021 | 2020-2021 | 2020 | 2021 | 2020-2021 | linked
Total | 0.82978 | 0.88847 | 1.7182 | 0.82258 | 0.87878 | 1.7014 | 0.80085 | 0.81573 | 1.6166 | 1.1514 | 1.2345 | 2.3859
Program Measures | 0.44487 | 0.38407 | 0.82893 | 0.43767 | 0.37437 | 0.81204 | 0.41594 | 0.31132 | 0.72727 | 0.19002 | 0.17878 | 0.3688 | 1.4523 | 1.2446 | 2.697
Codes & Standards Measures | 0.38491 | 0.5044 | 0.88932 | 0.38491 | 0.5044 | 0.88932 | 0.38491 | 0.5044 | 0.88932 | 0.76099 | 0.80361 | 1.5646 | 1.2554 | 1.6504 | 2.9059
A part of Voluntary Program | 0.060061 | 0.10713 | 0.16719 | 0.060061 | 0.10713 | 0.16719 | 0.060061 | 0.10713 | 0.16719 | 0.20041 | 0.25211 | 0.45252 | 0.1633 | 0.33602 | 0.49932
A part of Other Codes & Standards Work | 0.32485 | 0.39727 | 0.72212 | 0.32485 | 0.39727 | 0.72212 | 0.32485 | 0.39727 | 0.72212 | 0.56058 | 0.5515 | 1.1121 | 1.0921 | 1.3144 | 2.4065
Trackable Measures | 0.82126 | 1.4096 | 2.2308 | 0.91202 | 1.6221 | 2.5341 | 0.97113 | 0.87217 | 1.8433 | 0 | 0 | 0 | 0.37915 | 0.64395 | 1.0231
Updated 7/29/2019
These are site-base, first year savings allocated by funding share. The savings are net of a forecast of savings the Bonneville Power Administration, the Energy Trust of Oregon and local utilities will claim through their local programs.
1) Overview of methodology and summary of results by savings category (program/codes/trackable)
-Program Measures: These savings come from measures NEEA worked on. For example, NEEA worked on CFLs; therefore, this report counts all the savings above the Council baseline from CFLs less those claimed through local programs.
-Codes and Standards Measures: These savings come from codes and standards NEEA worked on. For example, NEEA contractors develop code proposals, implement and facilitate code-development meetings, and provide testimony for the Technical Advisory Groups and the State Building Code Board. After adoption, NEEA quantifies and reports the savings for the region.
-Trackable Measures: Through its work, NEEA often collects additional data. For example, NEEA worked on both the residential lighting standard and on CFLs. In doing so, NEEA is able to collect total market data, which includes other efficient measures like LEDs. This report includes savings from those efficient measures.
2) How were the three baselines derived? Pros & cons?
-7th Power Plan (Frozen): The savings rates come directly from the 7th Power Plan if available. Otherwise, NEEA calculates a 7th Power Plan equivalent baseline.
-7th Power Plan (RTF): The savings rates come directly from the Regional Technical Forum (RTF) if the RTF approved a new measure after 2015. The baseline is the current practice when the RTF approved the new measure. Otherwise, the savings rates come directly from the 7th Power Plan if available. If not, NEEA calculates a 7th Power Plan equivalent baseline.
-7th Power Plan (NEEA Update): If new information is available, NEEA calculates a 7th Power Plan equivalent baseline to measure savings. The baseline year is the year the 7th Power Plan uses (usually 2015). Otherwise, NEEA uses the savings rates within the 7th Power Plan. NEEA reviews this analysis with Northwest Power and Conservation Council staff. The Council, the Bonneville Power Administration and public utilities use this approach.
-Net Market Effect: This approach uses NEEA's market transformation baseline. The baseline accounts for change that would have occurred absent market intervention by NEEA and its partners. The baseline start year aligns with the start of market transformation work by NEEA. Third-party evaluators review the baseline assumptions.
Region | 7th Power Plan (Frozen) |  |  | 7th Power Plan (RTF Updates) |  |  | 7th Power Plan (NEEA Updates) |  |  | Market Transformation
| 2020 | 2021 | 2020-2021 | 2020 | 2021 | 2020-2021 | 2020 | 2021 | 2020-2021 | 2020 | 2021 | 2020-2021
Program Measures | 11.414 | 11.3987 | 22.8128 | 11.27 | 11.2469 | 22.517 | 11.3706 | 8.0336 | 19.4042 | 4.7316 | 4.3679 | 9.0995
Codes & Standards Measures | 9.1656 | 9.3704 | 18.5361 | 9.1656 | 9.3704 | 18.5361 | 9.5454 | 12.4884 | 22.0338 | 19.0925 | 20.0407 | 39.1332
Trackable Measures | 21.2834 | 36.1931 | 57.4764 | 23.5306 | 41.4542 | 64.9848 | 23.5526 | 21.4537 | 0 | 0 | 0 | 0
Total |  |  | 41.3488 |  |  | 41.053 |  |  | 41.438 |  |  | 48.2327
| 13.79% | 11.92% | 12.86% | 13.75% | 11.78% | 12.77% | 12.98% | 13.68% | 13.27% | 14.2% | 14.45% | 14.32%
| 14.76% | 18.92% | 16.87% | 14.76% | 18.92% | 16.87% | 14.2% | 14.2% | 14.2% | 14.06% | 14.13% | 14.09%
| 13.57% | 13.69% | 13.65% | 13.63% | 13.76% | 13.71% | 14.5% | 14.29%
2018-2019 | 7th Power Plan (Frozen)
| 2018 |  | 2019 |  | 2018-2019
| Current | Target | Current | Target | Current | Target
Program Measures | 1.2443 | 1.3958 | 1.4214 | 1.4653 | 2.67 (2.33-3.02) | 2.8612
Codes & Standards Measures | 0.58612 | 0.54277 | 0.70896 | 0.60806 | 1.2951 | 1.1508
Trackable Measures | 2.3414 | 2.5437 | 2.3395 | 2.1164 | 4.6808 | 4.6601
3) Explain impacts of different baselines on forecast line items
4) Detailed walk through of savings calculations and data sources for 1-2 large measures (like DHP)
HPWH, because it addresses come of the codes and standards questions
Note on A6: Christina Steinhoff: LED lighting and Commercial Desktops

## Summary 2020-21
Puget Sound Energy
Remaining Savings (aMW)
Category | 2020 | 2021 | Total |  | linked
Program Measures | 1.4523 | 1.2446 | 2.697 | 2.697
Codes & Standards Measures* | 1.2939 | 1.6606 | 2.9545 | 2.9545 | 1.4523 | 1.2446 | 2.697
Trackable Measures | 0.37915 | 0.64395 | 1.0231 | 1.0231 | 1.2554 | 1.6504 | 2.9059
These are site-base, first year savings allocated by funding share. *Program Measures can result in a code or standard. As a result, some of the first year savings from Program Measures are reported as Codes & Standards Measures. The forecast does not include savings from programs in development such as Manufactured Homes, Windows Attachments and Extended Motors Programs. It also excludes some products in NEEA’s Retail Products Portfolio where NEEA is working on energy consumption measurement. |  |  |  |  | 0.1633 | 0.33602 | 0.49932
Definitions |  |  |  |  | 1.0921 | 1.3144 | 2.4065
-Remaining Savings: Savings above the Power Plan Baseline not counted through the Bonneville Power Administration, Energy Trust of Oregon, or local utility programs. NEEA updates the baseline to the Regional Technical Forum (RTF) for measures the RTF updated after the development of the 7th Power Plan. |  |  |  |  | 0.37915 | 0.64395 | 1.0231
-Program Measures: These savings come from measures a part of a NEEA program but not a code or a standard. For example, NEEA worked on ductless heat pumps; therefore, this report counts all the savings above the Council baseline from ductless heat pumps less those claimed through local programs.
-Codes and Standards Measures: These savings come from codes or standards either a part of a NEEA program or separate work. For example, NEEA contractors develop code proposals, implement and facilitate code-development meetings, and provide testimony for the Technical Advisory Groups and the State Building code Board. After adoption, NEEA quantifies and reports the savings for the region.
-Trackable Measures: Through its work, NEEA often collects additional data. For example, NEEA worked on both the residential lighting standard and on CFLs. In doing so, NEEA collects total market data, which include other efficient measures like LEDs. This report includes Savings from those efficient measures.

## Summary by Program 2020-21
[8 empty] | 2020 | 2021 | 2021 | [6 empty] | 1 |  | 3 |  | 2 |  | 1 |  | 3 |  | 2
Forecast of aMW Savings
|  |  | Remaining Savings 7th Power Plan |  |  |  | Puget Sound Energy's 2020-2021 Savings Forecast |  |  | 2020-2021 Biennial | [6 empty] | 2020 | [5 empty] | 2021
|  |  | 2020 |  | 2021 |  |  |  |  | NEEA Measures |  |  |  |  | Other |  | NEEA Measures |  |  |  | Other |  | NEEA Measures |  |  |  | Other
Tab | Program Lookup |  | low | high | low | High | Sector | Program | Products | Program Measures |  |  | Codes & Standards Measures |  | Trackable Measures |  | Program Measures |  | Codes & Standards Measures |  | Trackable Measures |  | Program Measures |  | Codes & Standards Measures |  | Trackable Measures
[10 empty] | Current (range) |  | Forecasted for Target | Current | Forecasted for Target | Current | Forecasted for Target | Current | Forecasted for Target | Current | Forecasted for Target | Current | Forecasted for Target | Current | Forecasted for Target | Current | Forecasted for Target | Current | Forecasted for Target | Source for the Savings Rate |  | Products | Program Measures
DHP | RES_200804 | Ductless Heat Pumps | 90% | 116% | 90% | 116% | Residential | Ductless Heat Pumps | Ductless Heat Pumps | 0.77024 | 0.69-0.89 | 0 | 0 | 0 | 0 |  | 0.36709 | 0 | 0 | 0 | 0 | 0 | 0.40315 | 0 | 0 | 0 | 0 |  | RTF | 1 |  | Current (range) | Forecasted for Target
HPWH | RES_201202 | Heat Pump Water Heaters | 70% | 110% | 70% | 120% |  | Heat Pump Water Heaters | Heat Pump Water Heaters | 0.20929 | 0.15-0.24 | 0 | 0 | 0 | 0 |  | 0.093855 | 0 | 0 | 0 | 0 | 0 | 0.11544 | 0 | 0 | 0 | 0 |  | RTF | 1 | Ductless Heat Pumps | 0.45561 | 0.5157
Other_ES_Products | OTH_201601 | Residential Desktops | 100% | 100% | 90% | 95% |  | Desktops | ENERGY STAR Desktops | 0 | 0.-0.0 | 0 | 0 | 0 | 0.053133 | 0 | 0 |  | 0 | 0 | 0.053133 | 0 | 0 |  | 0 | 0 | 0 | 0 | 7th PP | 0 | Heat Pump Water Heaters | 0.16214 | 0.38667
Other_ES_Products | OTH_201601 | Residential Laptops | 100% | 100% | 90% | 95% |  | Laptops | ENERGY STAR Laptops | 0 | 0.-0.0 | 0 | 0 | 0 | 0 | 0 | 0 |  | 0 | 0 | 0 | 0 | 0 |  | 0 | 0 | 0 | 0 | 7th PP | 0 | ENERGY STAR 6.0 Desktops | 0.12511 | 0
codes | RES_200601 | Other Codes (Multifamily) | 80% | 120% | 80% | 120% |  | Other Codes (Multifamily) | Low-rise Multifamily Homes | 0 |  | 0 | 0.23397 | 0 | 0 |  | 0 | 0 | 0.067709 | 0 | 0 | 0 | 0 | 0 | 0.16626 | 0 | 0 |  | NEEA Calc of 7th PP | 0 | ENERGY STAR 6.0 Laptops | 0.13631 | 0
[8 empty] | Manufactured Homes | Manufactured Homes | TBD |  |  | TBD |  | TBD |  | TBD |  | TBD |  | TBD |  | TBD |  | TBD |  | TBD |  | New Program
Res_Lighting | RES_199703 | Residential Lighting | 0% | 100% | 0% | 100% |  | Residential Lighting | Retail Bulb Sales | 0 | 0.-0.0 | 0 | 0 | 0 | 0.89554 | 0 | 0 | 0 | 0 | 0 | 0.28999 | 0 | 0 | 0 | 0 | 0 | 0.60555 | 0 | RTF | 1 | Low-rise Multifamily Homes | 0 | 0
codes | RES_201301 | Residential New Construction/Next Step Homes | 70% | 120% | 65% | 120% |  | Residential New Construction/Next Step Homes | Codes | 0 |  | 0 | 0.49932 | 0 | 0 |  | 0 | 0 | 0.1633 | 0 | 0 |  | 0 | 0 | 0.33602 | 0 | 0 |  | NEEA Calc of 7th PP | 1 | Retail Bulb Sales | 0.020209 | 0.061053
Homes_Vol | RES_201301 | Residential New Construction/Next Step Homes | 70% | 120% | 65% | 120% |  |  | Voluntary | 0.17507 | 0.12-0.21 | 0 | 0 | 0 | 0 |  | 0.13538 | 0 | 0 | 0 | 0 |  | 0.039694 | 0 | 0 | 0 | 0 |  | NEEA Calc of 7th PP | 1 | Codes | 0 | 0
Frig_Freezers | RES_201403 | Retail Product Portfolio | 50% | 125% | 50% | 125% |  | Retail Product Portfolio | Refrigerators and Freezer | 0.12642 | 0.3-0.76 | 0 | 0 | 0 | 0 |  | 0.06047 | 0 | 0 | 0 | 0 |  | 0.065952 | 0 | 0 | 0 | 0 |  | RTF | 1 | Voluntary | 0.29817 | 0.17228
Clothes_Washers | RES_201403 | Retail Product Portfolio | 50% | 125% | 50% | 125% |  |  | Clothes Washers | 0.46422 |  |  | 0 | 0 | 0 |  | 0.21714 |  | 0 | 0 | 0 |  | 0.24708 |  | 0 | 0 | 0 |  | RTF | 1 | Refrigerators and Freezer | 0.058294 | 0.64553
Room_AC | RES_201403 | Retail Product Portfolio | 50% | 125% | 50% | 125% |  |  | Room Air Conditioners | 0.0069773 |  |  | 0 | 0 | 0 |  | 0.0034715 |  | 0 | 0 | 0 |  | 0.0035058 |  | 0 | 0 | 0 |  | NEEA Calc of 7th PP | 1 | Clothes Washers | 0.47284
[9 empty] | Air Cleaners | TBD |  |  | TBD |  | TBD |  | TBD |  | TBD |  | TBD |  | TBD |  | TBD |  | TBD |  | ES Spec is under revision
[9 empty] | Televisions | TBD |  |  | TBD |  | TBD |  | TBD |  | TBD |  | TBD |  | TBD |  | TBD |  | TBD |  | NEEA is conducting field testing
Soundbars | RES_201403 | Retail Product Portfolio | 50% | 125% | 50% | 125% |  |  | Sound Bars | 0.010503 |  |  | 0 | 0 | 0 |  | 0.0047824 |  | 0 | 0 | 0 |  | 0.0057205 |  | 0 | 0 | 0 |  | NEEA Calc of 7th PP | 1 | Room Air Conditioners | 0.047513
Clothes_Dryers | RES_201101 | Super-Efficient Dryers | 80% | 134.3% | 80% | 127.9% |  | Super-Efficient Dryers | Clothes Dryers | 0.28693 | 0.23-0.38 | 0 | 0 | 0 | 0 |  | 0.14361 | 0 | 0 | 0 | 0 |  | 0.14332 | 0 | 0 | 0 | 0 |  | RTF | 1 | Sound Bars | 0.0067867
BOC | COM_201201 | Building Operator Certification Expansion | 85% | 120% | 100% | 120% | Commercial | Building Operator Certification Expansion | Certifications | 0.12626 | 0.12-0.15 | 0 | 0 | 0 | 0 |  | 0.063128 | 0 | 0 | 0 | 0 |  | 0.063128 | 0 | 0 | 0 | 0 |  | NEEA Calc of 7th PP | 1 | Clothes Dryers | 0.23551 | 0.19616
Commissioning | COM_200002 | Commissioning Buildings | 50% | 120% | 50% | 120% |  | Commissioning Buildings | Retro and New Commissioning | 0.11137 | 0.06-0.13 | 0 | 0 | 0 | 0 |  | 0.057459 | 0 | 0 | 0 | 0 |  | 0.053915 | 0 | 0 | 0 | 0 |  | NEEA Calc of 7th PP | 1 | Certifications | 0.12388 | 0.11925
Commercial_Desktops | COM_200701 | Desktop Power Supplies | 85% | 105% | 85% | 105% |  | Desktop Power Supplies | ENERGY STAR Desktops | 0.21345 | 0.18-0.22 | #VALUE! | 0 | 0 | 0 | 0 | 0.21345 | #VALUE! | 0 | 0 | 0 | 0 | 0 | #VALUE! | 0 | 0 | 0 | 0 | 7th PP | 1 | Retro and New Commissioning | 0.11671 | 0.30865
Other_ES_Products | OTH_201601 | Commercial Laptops | 85% | 105% | 85% | 105% |  | Laptops | ENERGY STAR Laptops | 0 | 0.-0.0 | 0 | 0 | 0 | 0.037265 | 0 | 0 |  | 0 | 0 | 0.017227 | 0 | 0 | 0 | 0 | 0 | 0.020038 | 0 | 7th PP | 0 | ENERGY STAR 6.0 Desktops | 0 | 0
Com_Lighting | COM_201401 | Luminaire Level Lighting Controls | 0% | 100% | 0% | 100% |  | Luminaire Level Lighting Controls | Lighting Controls | 0.024022 | #REF! | 0 | 0 | 0 | 0 |  | 0.00016274 | 0 | 0 | 0 | 0 |  | 0.02386 | 0 | 0 | 0 | 0 |  | NEEA Calc of 7th PP | 1 | ENERGY STAR 6.0 Laptops | 0.14259 | 0
codes | COM_200202 | Other Codes (Commercial) | 70% | 100% | 80% | 125% |  | Other Codes (Commercial) | Codes | 0 | 0 | 0 | 1.0859 | 0 | 0 |  | 0 | 0 | 0.49695 | 0 | 0 |  | 0 | 0 | 0.58893 | 0 | 0 |  | NEEA Calc of 7th PP | 0 | Lighting Controls | 0.00089996 | 0.016299
Standards | COM_201304 | Other Non-Residential Standards | 100% | 171.2% | 100% | 168.2% |  | Other Non-Residential Standards | Beverage Machines, Roof Top Units, Pre-rinse Spray Valves | 0 | 0 | 0 | 1.0867 | 0 | 0.018578 | (.02-.03) | 0 | 0 | 0.52746 | 0 | 0.0093962 | (.01-.02) | 0 | 0 | 0.55923 | 0 | 0.0091813 | (.01-.02) | NEEA Calc of 7th PP | 0 | Codes | 0 | 0
[8 empty] | Window Attachments | Medium and Large Office | TBD |  |  | TBD |  | TBD |  | TBD |  | TBD |  | TBD |  | TBD |  | TBD |  | TBD |  | New Program
Com_Lighting | COM_201403 | Reduced Wattage Lamp Replacement | 46.64% | 238.6% | 44.82% | 300.5% |  | Reduced Wattage Lamp Replacement | T25 and T28 Lamps | 0.11875 | 0.05-0.32 | #VALUE! | 0 | 0 | 0 |  | 0.065229 | #VALUE! | 0 | 0 | 0 |  | 0.053518 | #VALUE! | 0 | 0 | 0 |  | RTF | 1 | Vending Machines, Roof Top Units, Pre-rinse Spray Valves | 0 | 0
CRES | IND_201301 | Certified Refrigeration Energy Specialist (CRES) | 10% | 200% | 10% | 200% | Industrial | Certified Refrigeration Energy Specialist (CRES) | Certifications | 0.012405 | 0.-0.02 | 0 | 0 | 0 | 0 |  | 0.0055134 | 0 | 0 | 0 | 0 |  | 0.0068917 | 0 | 0 | 0 | 0 |  | NEEA Calc of 7th PP | 1 | T25 and T28 Lamps | 0.14186 | 0.24352
Motor_Rewinds | IND_200402 | Drive Power | 60% | 125% | 60% | 125% |  | Drive Power | Motor Rewinds | 0.019648 | 0.01-0.02 | 0 | 0 | 0 | 0 |  | 0.0098241 | 0 | 0 | 0 | 0 |  | 0.0098241 | 0 | 0 | 0 | 0 |  | RTF | 1 | Certifications | 0.062844 | 0.11196
[8 empty] | Extended Motors Products | Commercial & Industrial Pumps | TBD |  |  | TBD |  | TBD |  | TBD |  | TBD |  | TBD |  | TBD |  | TBD |  | TBD |  | New Program
Standards | COM_201304 | Other Non-Residential Standards | 100% | 171.2% | 100% | 168.2% |  | Other Non-Residential Standards | Pumps (Ag and Industrial) | 0 | 0 | 0 | 0.048615 | 0 | 0.018578 |  | 0 | 0 | 0.038474 | 0 | 0.0093962 |  |  |  | 0.010141 |  | 0.0091813 |  | NEEA Calc of 7th PP
Ind_Lighting | COM_201403 | Reduced Wattage Lamp Replacement | 46.64% | 238.6% | 44.82% | 300.5% |  | Reduced Wattage Lamp Replacement | T25 and T28 Lamps | 0.021418 | 0.01-0.06 | #VALUE! | 0 | 0 | 0 |  | 0.011765 | #VALUE! | 0 | 0 | 0 |  | 0.0096524 | #VALUE! | 0 | 0 | 0 |  | RTF | 1 | Motor Rewinds | 0.021939 | 0.021307
[8 empty] | Total Savings |  | 2.697 | 1.93-3.44 | #VALUE! | 2.9545 | 0 | 1.0231 | 0 | 1.4523 | #VALUE! | 1.2939 | 0 | 0.37915 | 0 | 1.2446 | #VALUE! | 1.6606 | 0 | 0.64395 | 0 |  |  | T25 and T28 Lamps | 0.03652 | 0.062794
[32 empty] | 2.6657 | 2.8612
These are site-base, first year savings allocated by funding share. *Program Measures can result in a code or standard. As a result, some of the first-year savings from Program Measures are reported as Codes & Standards Measures.
Note on AD6: Christina Steinhoff: For blue highlighted programs, go to tab to switch the baseline
Note on J24: Christina Steinhoff: includes industrial buildings

## C&S List
Programs | Code or Standard | Details | Notes | 2020-2021 Savings Forecast (aMW)
Next Step Homes/Efficient Homes | Code | Oregon Residential Specialty Code 2017 | Next Step Homes (NSH) supports code development by both increasing knowledge of and opportunities for above-code, residential new construction. Increasing market knowledge is accomplished through builder/rater engagement, technical assistance and training; increased opportunities for this type of construction is largely realized through support of utility and voluntary energy efficiency programs. NSH gathers information during these activities that can then be used to develop and support code proposals. | 0.73329
Montana IECC 2018
Idaho IECC 2018
| Code | Washington Code 2015 WSEC
| Code | Washington Code WSEC 2018
Other Standards | Standard | Federal Standard, Effective 2018 and 2023, Rooftop Units | Activities include: Identify opportunities, provide technical expertise, present to committees, submit comments to improve test procedures, support national coalitions. | 1.1539
| Standard | Federal Standard Effective 2020, Pumps
| Standard | Federal Standard, Effective 2019, DOE Final Rule 2016, Refrigerated Beverage Vending Machine
| Standard | Federal Standard, Effective 2019, DOE Final Rule 2016, Pre-rinse Spray Valves
| Standard | Federal Standard, Effective 2020, DOE Final Rule 2017, Walk-in Coolers
| Standard | Federal Standard, Effective 2019, DOE Final Rule 2016, Pre-rinse Spray Valves
Commercial Code Enhancement | Code | ID Code 2018-2021 | NEEA’s Codes Program has made a significant contribution to the Northwest region through its support of energy code development and adoption, and implementation, as well as the Program’s efforts on the national model code. In Washington, NEEA's evaluators concluded that "the program has made excellent progress: a strong infrastructure is in place, code processes are working well, and the Program is heavily involved in many activities that are advancing the Washington State Energy Code, one of the most stringent energy codes in the nation. Cadmus’ analysis shows that Washington is achieving or making progress in eight of the eleven outcomes identified in the program logic model." (Cadmus. Feb. 14, 2017. Market Progress Evaluation Report 1: Energy Codes Program) | 1.0859
| Code | MT Code 2017-2020
| Code | OR Code 2017-2020
| Code | Washington 2015 WSEC
| Code | Washington Code WSEC 2018

## Data Sources 20-21
Key Assumptions for the 2020-2021 Savings Reports to the Washington Investor Owned Utilities More information is available upon request.
|  | Measures |  |  |  | Baseline Assumptions |  |  | Savings Rate
Frozen | Measure_Index | In Original Targets* | Initiative | Product | Efficiency Level | Share | Description | Source | 2020 | 2021 | Description | Source
1 | COM_201201_P1T1 | Yes | Building Operator Certification Expansion | Building Operator Certification COM Existing | Building Operator Certification | 19% | The baseline comes from the 7th Power Plan (Baseline saturation for Commercial Energy Management measure). | Com_Master_7P.xlsm | 39875.2058 | 38861.9284 | The savings per certified operator is the product of 3 variables: EUI, % savings from certified building operator, and floor area covered per operator. The floor area assumption differs between ID/MT and OR/WA, so the mix of units between those two regions changes the savings rate over time. The EUI assumption comes from the 7th Power Plan. The Council recommended using NEEA's assumptions for the % savings from certified building operator and the square footage covered per operator. (Based on June, 5, 2015 meeting with Northwest Power and Conservation Council staff. Updated based on May 9, 2016 meeting with staff). NEEA's assumptions come from the Building Operator Certification Expansion Market Progress and Evaluation Report #2. | NEEA. Feb. 18, 2015. BOC-Expansion Initiative Market Progress Evaluation Report #2 Final Report.
2 | IND_201301_P1T1 | Yes | Certified Refrigeration Energy Specialist (CRES) | Refrigeration Operator Certification | Certified Refrigeration Energy Specialist | 0% | The baseline comes from the 7th Power Plan (Food, Cold Storage and Fruit Storage measures Energy Conservation Measure numbers: 34, 35, 53, 54, 55, 58). | Industrial_tool_7thPlan v09.xlsm | Unevaluated site-based savings from RETA's RCD database. RCD savings capped at 80% of total to provide proxy for possible 2018 validation changes (validation to be received 4/1/2019). | Unevaluated site-based savings from RETA's RCD database. RCD savings capped at 80% of total to provide proxy for possible 2018 validation changes (validation to be received 4/1/2019). | A third-party evaluator validates savings from the projects submitted by CRES-certified operators. Savings are proxy from 2018 RCD database capped at 80% of total kWh saved to estimate validation changes when data arrives (4/1/2019). The savings rate is the kWh validated /aMW. | Validation reports will be provided as they become available.
3 | COM_200202_P1T5 | Yes | Other Codes (Commercial) | Idaho Code IECC 2018-2021 COM New | 2018-2021 IECC Non-residential new construction built in Idaho | 0% | Codes adopted by Dec 31, 2014 are in the 7th Power Plan baseline load forecast or explicitly in the measures. As a result, the baseline is the code announced before 2015 (WSEC 2012). | NEEA Planning. 2016. Guidelines for Reporting against the 7th Power Plan Baseline. Based on June, 5, 2015 meeting with Northwest Power and Conservation Council staff. Updated based on May 9, 2016 meeting with staff. | 0.1694 | 0.1694 | NEEA forecasted a savings rate slightly below the average of the prior four code cycles. | NEEA forecast based on prior code cycle analysis by Mike Kennedy.
3 | COM_200202_P2T6 | Yes | Other Codes (Commercial) | MT Commercial Code IECC 2018 (CCE) | MT Commercial Code IECC 2018 (CCE) | 0% | Codes adopted by Dec 31, 2014 are in the 7th Power Plan baseline load forecast or explicitly in the measures. As a result, the baseline is zero for codes adopted after 2015. | NEEA Planning. 2016. Guidelines for Reporting against the 7th Power Plan Baseline. Based on June, 5, 2015 meeting with Northwest Power and Conservation Council staff. Updated based on May 9, 2016 meeting with staff. | 0.44898 | 0.45122 | NEEA forecasted a savings rate slightly below the average of the prior four code cycles. | NEEA forecast based on prior code cycle analysis by Mike Kennedy.
| COM_200202_P3T5 | Yes | Other Codes (Commercial) | Oregon Code OEESC 2017-2020 COM New | 2017-2020 OEESC Non-residential new construction built in Oregon | 0% | Codes adopted by Dec 31, 2014 are in the 7th Power Plan baseline load forecast or explicitly in the measures. As a result, the baseline is the code announced before 2015 (WSEC 2012). | NEEA Planning. 2016. Guidelines for Reporting against the 7th Power Plan Baseline. Based on June, 5, 2015 meeting with Northwest Power and Conservation Council staff. Updated based on May 9, 2016 meeting with staff. | 0.2589 | 0.2589 | NEEA forecasted a savings rate slightly below the average of the prior four code cycles. | NEEA forecast based on prior code cycle analysis by Mike Kennedy.
| COM_200202_P4T6 | Yes | Other Codes (Commercial) | Washington Code WSEC 2015 COM New | 2015 WSEC Non-residential new construction built in Washington | 0% | Codes adopted by Dec 31, 2014 are in the 7th Power Plan baseline load forecast or explicitly in the measures. As a result, the baseline is zero for codes adopted after 2015. | NEEA Planning. 2016. Guidelines for Reporting against the 7th Power Plan Baseline. Based on June, 5, 2015 meeting with Northwest Power and Conservation Council staff. Updated based on May 9, 2016 meeting with staff. | 0.62415 | 0.62415 | NEEA estimated a savings rate. | Mike Kennedy. Jul. 2018. SupplySummary-WSEC2015-NresCode-15July2018.xlsx
| COM_200202_P4T8 | Yes | Other Codes (Commercial) | WA Commercial Code WSEC 2018 (CCE) | WA Commercial Code WSEC 2018 (CCE) | 0% | Codes adopted by Dec 31, 2014 are in the 7th Power Plan baseline load forecast or explicitly in the measures. As a result, the baseline is zero for codes adopted after 2015. | NEEA Planning. 2016. Guidelines for Reporting against the 7th Power Plan Baseline. Based on June, 5, 2015 meeting with Northwest Power and Conservation Council staff. Updated based on May 9, 2016 meeting with staff. | 0.27445 | 0.27555 | NEEA is using 4% savings over the prior code based on preliminary analysis by Mike Kennedy. The code is expected to spur lighting improvements, envelope improvements for certain building types, among others. | Communication with Mike Kennedy.
3 | COM_200002_P1T1 | Yes | Commissioning Buildings | Commissioning | Commissioning of commercial new construction | 19% | The baseline comes from the 7th Power Plan (Baseline saturation for Commercial Energy Management measure). | Com_Master_7P.xlsm | 0.43438 | 0.43438 | The Council recommended using NEEA's assumptions (Based on June, 5, 2015 meeting with Northwest Power and Conservation Council staff. Updated based on May 9, 2016 meeting with staff). NEEA assumes 8% for new building commissioning based on its 2009 and 2011 Long-term Monitoring and Tracking reports. NEEA updates the weighted savings rate based on industrial and commercial units. | NEEA. Jul. 23, 2012. Long Term Monitoring and Tracking Report on 2011 Activities. NEEA updates the savings rates based on commercial and industrial.
3 | COM_200002_P2T1 | Yes | Commissioning Buildings | Retro Commissioning | Retro Commissioning of commercial existing buildings | 19% | The baseline comes from the 7th Power Plan (Baseline saturation for Commercial Energy Management measure). | Com_Master_7P.xlsm | 0.41337 | 0.41337 | The Council recommended using NEEA's assumptions (Based on June, 5, 2015 meeting with Northwest Power and Conservation Council staff. Updated based on May 9, 2016 meeting with staff). NEEA assumes 9% electricity savings for retro-commissioning based on its 2009 and 2011 Long-term Monitoring and Tracking reports. NEEA updates the weighted savings rate based on industrial and commercial units. | NEEA. Jul. 23, 2012. Long Term Monitoring and Tracking Report on 2011 Activities. NEEA updates the savings rates based on commercial and industrial.
1 | COM_200701_P1T3 | Yes | Desktop Power Supplies | Commercial Desktop ENERGY STAR 6.0 | Commercial Desktop ENERGY STAR 6.0 | 0% | The baseline comes from the 7th Power Plan (75% baseline market share incorporated in the savings rate). | Com_Master_7P.xlsx | 30.8789 | 30.8789 | The savings rate comes from the 7th Power Plan. The baseline is incorporated into the savings rate. Note: the original forecast incorporated the baseline in the units calculation. | COM-Computers-7P_V3.xlsx
3 | IND_200402_P2T1 | Yes | Drive Power | Rewinds - Industrial and Ag | Efficient Motor Rewinds for Industrial & Ag Motors | 0% | The current practice baseline assumption is incorporated in the savings rate calculation. | RTF. Dec. 29, 2017. Ind_and_Ag_GreenMotorRewind_v3_1.xlsm | 4388.6558 | 4388.6558 | NEEA uses the Regional Technical Forum savings rate then calculates a weighted average kWh savings per rewind based on 2018 market data. | RTF. Dec. 29, 2017. Ind_and_Ag_GreenMotorRewind_v3_1.xlsm
1 | RES_200804_P2T1 | Yes | Ductless Heat Pumps | DHP SF Existing Displace eFAF | Install Ductless Heat Pump in Single Family Home with Existing Electric Forced Air Furnace Heat- Any Climate Zone- Weighted for Supplemental Fuel Use | 0% | The baseline comes from the 7th Power Plan (Baseline Saturation percentages), and is 0% because it is a retrofit measure. | Res_Master.xlsx | 2364.7929 | 2364.7929 | The savings rates for installs came from the Regional Technical Forum's December 2018 updated workbook. NEEA weighted the rates using data from the 2016 Residential Building Stock Assessment. The calculation detail is available on the DHP program detail worksheet. | RTF. Dec. 7, 2018. ResDHPonFAF_v2_1.xlsm
1 | RES_200804_P3T1 | Yes | Ductless Heat Pumps | DHP MH Existing Displace eFAF | Install Ductless Heat Pump in Manufactured House with Existing Electric Forced Air Furnace Heat- Any Climate Zone- Weighted for Supplemental Fuel Use | 0% | The baseline comes from the 7th Power Plan (Baseline Saturation percentages), and is 0% because it is a retrofit measure. | Res_Master.xlsx | 2877.0549 | 2877.0549 | The savings rates for installs came from the Regional Technical Forum's December 2018 updated workbook. NEEA weighted the rates using data from the 2016 Residential Building Stock Assessment. The calculation detail is available on the DHP program detail worksheet. | RTF. Dec. 7, 2018. ResDHPonFAF_v2_1.xlsm
1 | RES_200804_P1T1 | Yes | Ductless Heat Pumps | DHP SF Existing Displace zonal | Install Ductless Heat Pump in Single Family House with Existing Zonal Heat- Any Climate Zone- Weighted for Supplemental Fuel Use | 0% | The baseline comes from the 7th Power Plan (Baseline Saturation percentages), and is 0% because it is a retrofit measure. | Res_Master.xlsx | 2123.2058 | 2106.9146 | The savings rates for installs came from the Regional Technical Forum's December 2017 workbook. NEEA weighted the rates using data from the 2016 Residential Building Stock Assessment. The calculation detail is available on the DHP program detail worksheet. | RTF. Dec. 5, 2017. ResSFExistingHVAC_v4_1.xlsm
1 |  | Yes | Heat Pump Water Heaters | HPWH (<=55 gallons) Existing Construction | Tier 1 | 0% | The savings rates for HPWHs are relative to the RTFs current practice baseline | ResHPWH_v4_2.xlsm | 934.9158 | 934.9158 | The energy use estimates come from the most recent RTF measure workbook Weighted using climate zone and heating types used in the 7th PP | ResHPWH_v4_2.xlsm
1 |  | Yes | Heat Pump Water Heaters | HPWH (<=55 gallons) Existing Construction | Tier 2 | 0% | The savings rates for HPWHs are relative to the RTFs current practice baseline | ResHPWH_v4_2.xlsm | 270.9378 | 270.9378 | The energy use estimates come from the most recent RTF measure workbook Weighted using climate zone and heating types used in the 7th PP | ResHPWH_v4_2.xlsm
1 |  | Yes | Heat Pump Water Heaters | HPWH (<=55 gallons) Existing Construction | Tier 3 | 0% | The savings rates for HPWHs are relative to the RTFs current practice baseline | ResHPWH_v4_2.xlsm | 165.2617 | 165.2617 | The energy use estimates come from the most recent RTF measure workbook Weighted using climate zone and heating types used in the 7th PP | ResHPWH_v4_2.xlsm
1 |  | Yes | Heat Pump Water Heaters | HPWH (<=55 gallons) Existing Construction | Tier 4 | 0% | The savings rates for HPWHs are relative to the RTFs current practice baseline | ResHPWH_v4_2.xlsm | 423.4707 | 423.4707 | The energy use estimates come from the most recent RTF measure workbook Weighted using climate zone and heating types used in the 7th PP | ResHPWH_v4_2.xlsm
1 |  | Yes | Heat Pump Water Heaters | HPWH (<=55 gallons) New Construction | Tier 1 | 0% | The savings rates for HPWHs are relative to the RTFs current practice baseline | ResHPWH_v4_2.xlsm; Adjusted by NEEA staff; Reviewed by Ecotope | 493.8258 | 508.848 | New Construction Savings rates are discounted to avoid double-counting with NEEA's code and above-code new homes savings The energy use estimates come directly from the 7th PP Weighted using climate zone and heating types used in the 7th PP | ResHPWH_v4_2.xlsm; Adjusted by NEEA staff; Reviewed by Ecotope
1 |  | Yes | Heat Pump Water Heaters | HPWH (<=55 gallons) New Construction | Tier 2 | 0% | The savings rates for HPWHs are relative to the RTFs current practice baseline | ResHPWH_v4_2.xlsm; Adjusted by NEEA staff; Reviewed by Ecotope | 143.1103 | 147.4638 | New Construction Savings rates are discounted to avoid double-counting with NEEA's code and above-code new homes savings The energy use estimates come directly from the 7th PP Weighted using climate zone and heating types used in the 7th PP | ResHPWH_v4_2.xlsm; Adjusted by NEEA staff; Reviewed by Ecotope
1 |  | Yes | Heat Pump Water Heaters | HPWH (<=55 gallons) New Construction | Tier 3 | 0% | The savings rates for HPWHs are relative to the RTFs current practice baseline | ResHPWH_v4_2.xlsm; Adjusted by NEEA staff; Reviewed by Ecotope | 87.2918 | 89.9472 | New Construction Savings rates are discounted to avoid double-counting with NEEA's code and above-code new homes savings The energy use estimates come from the most recent RTF measure workbook Weighted using climate zone and heating types used in the 7th PP | ResHPWH_v4_2.xlsm; Adjusted by NEEA staff; Reviewed by Ecotope
1 |  | Yes | Heat Pump Water Heaters | HPWH (<=55 gallons) New Construction | Tier 4 | 0% | The savings rates for HPWHs are relative to the RTFs current practice baseline | ResHPWH_v4_2.xlsm; Adjusted by NEEA staff; Reviewed by Ecotope | 223.6787 | 230.4831 | New Construction Savings rates are discounted to avoid double-counting with NEEA's code and above-code new homes savings The energy use estimates come from the most recent RTF measure workbook Weighted using climate zone and heating types used in the 7th PP | ResHPWH_v4_2.xlsm; Adjusted by NEEA staff; Reviewed by Ecotope
1 |  | Yes | Heat Pump Water Heaters | HPWH (>55 gallons) Existing Construction | Tier 1 | 0% | The savings rates for HPWHs are relative to the RTFs current practice baseline | ResHPWH_v4_2.xlsm | 934.9158 | 934.9158 | The energy use estimates come from the most recent RTF measure workbook Weighted using climate zone and heating types used in the 7th PP | ResHPWH_v4_2.xlsm
1 |  | Yes | Heat Pump Water Heaters | HPWH (>55 gallons) Existing Construction | Tier 2 | 0% | The savings rates for HPWHs are relative to the RTFs current practice baseline | ResHPWH_v4_2.xlsm | 270.9378 | 270.9378 | The energy use estimates come from the most recent RTF measure workbook Weighted using climate zone and heating types used in the 7th PP | ResHPWH_v4_2.xlsm
1 |  | Yes | Heat Pump Water Heaters | HPWH (>55 gallons) Existing Construction | Tier 3 | 0% | The savings rates for HPWHs are relative to the RTFs current practice baseline | ResHPWH_v4_2.xlsm | 165.2617 | 165.2617 | The energy use estimates come from the most recent RTF measure workbook Weighted using climate zone and heating types used in the 7th PP | ResHPWH_v4_2.xlsm
1 |  | Yes | Heat Pump Water Heaters | HPWH (>55 gallons) Existing Construction | Tier 4 | 0% | The savings rates for HPWHs are relative to the RTFs current practice baseline | ResHPWH_v4_2.xlsm | 423.4707 | 423.4707 | The energy use estimates come from the most recent RTF measure workbook Weighted using climate zone and heating types used in the 7th PP | ResHPWH_v4_2.xlsm
1 |  | Yes | Heat Pump Water Heaters | HPWH (>55 gallons) New Construction | Tier 1 | 0% | The savings rates for HPWHs are relative to the RTFs current practice baseline | ResHPWH_v4_2.xlsm; Adjusted by NEEA staff; Reviewed by Ecotope | 372.2498 | 364.7484 | New Construction Savings rates are discounted to avoid double-counting with NEEA's code and above-code new homes savings The energy use estimates come directly from the 7th PP Weighted using climate zone and heating types used in the 7th PP | ResHPWH_v4_2.xlsm; Adjusted by NEEA staff; Reviewed by Ecotope
1 |  | Yes | Heat Pump Water Heaters | HPWH (>55 gallons) New Construction | Tier 2 | 0% | The savings rates for HPWHs are relative to the RTFs current practice baseline | ResHPWH_v4_2.xlsm; Adjusted by NEEA staff; Reviewed by Ecotope | 107.8777 | 105.7038 | New Construction Savings rates are discounted to avoid double-counting with NEEA's code and above-code new homes savings The energy use estimates come directly from the 7th PP Weighted using climate zone and heating types used in the 7th PP | ResHPWH_v4_2.xlsm; Adjusted by NEEA staff; Reviewed by Ecotope
1 | RES_201202_P1T1 | Yes | Heat Pump Water Heaters | HPWH (>55 gallons) New Construction | Tier 3 | 0% | The savings rates for HPWHs are relative to the RTFs current practice baseline | ResHPWH_v4_2.xlsm; Adjusted by NEEA staff; Reviewed by Ecotope | 65.8013 | 64.4752 | New Construction Savings rates are discounted to avoid double-counting with NEEA's code and above-code new homes savings The energy use estimates come from the most recent RTF measure workbook Weighted using climate zone and heating types used in the 7th PP | ResHPWH_v4_2.xlsm; Adjusted by NEEA staff; Reviewed by Ecotope
1 |  | Yes | Heat Pump Water Heaters | HPWH (>55 gallons) New Construction | Tier 4 | 0% | The savings rates for HPWHs are relative to the RTFs current practice baseline | ResHPWH_v4_2.xlsm; Adjusted by NEEA staff; Reviewed by Ecotope | 168.6108 | 165.213 | New Construction Savings rates are discounted to avoid double-counting with NEEA's code and above-code new homes savings The energy use estimates come from the most recent RTF measure workbook Weighted using climate zone and heating types used in the 7th PP | ResHPWH_v4_2.xlsm; Adjusted by NEEA staff; Reviewed by Ecotope
3 | N/A | Yes | Residential New Construction/Next Step Homes | Voluntary Programs (ENERGY STAR, Next Step Homes, Built Green and Home Energy Rating System, etc.) | Above Code | 0% | No equivalent Power Plan measure. The Council recommended NEEA use its savings rates. The baseline is code. | TRC. Feb. 15, 2019. NewHomesCPC_TRC_2018ProgramSavingsReporting_2019-02-15_FINAL.xlsx. The analysis is evaluated by Energy 350. | See Homes Tab | See Homes Tab | The savings rate changes based on the certification program, effective code and housing type. TRC calculates the savings rates. Energy 350 reviews the work. | Energy 350. 2019. Final-2018-NEEA_Homes_Savings_Validation_Memo.docx.
1 | RES_201301_P3T3 | Yes | Residential New Construction/Next Step Homes | Oregon Residential Specialty Code 2017 SF New | OR 2017 | 0% | Codes adopted by Dec 31 2014 are in the 7th Power Plan baseline load forecast or explicitly in the measures. As a result, the baseline is the code announced before 2015 (OR 2014). | NEEA Planning. 2016. Guidelines for Reporting against the 7th Power Plan Baseline. Based on June, 5, 2015 meeting with Northwest Power and Conservation Council staff. Updated based on May 9, 2016 meeting with staff. | 914 | 914 | The Council recommended using NEEA's assumptions (Based on June, 5, 2015 meeting with Northwest Power and Conservation Council staff. Updated based on May 9, 2016 meeting with staff). | Ecotope. 2018. OR_Code_Impact_2018-05-09.xlsx.
1 | RES_200601_P3T4 | Yes | Other Codes (Multifamily) | Oregon Residential Specialty Code 2017 MF New | Oregon Specialty 2017 Code home built in Oregon, regional heating system, any climate zone, multifamily, new construction | 0% | Codes adopted by Dec 31 2014 are in the 7th Power Plan baseline load forecast or explicitly in the measures. As a result, the baseline is the code announced before 2015 (WSEC 2012). | NEEA Planning. 2016. Guidelines for Reporting against the 7th Power Plan Baseline. Based on June, 5, 2015 meeting with Northwest Power and Conservation Council staff. Updated based on May 9, 2016 meeting with staff. | 515 | 515 | The Council recommended using NEEA's assumptions (Based on June, 5, 2015 meeting with Northwest Power and Conservation Council staff. Updated based on May 9, 2016 meeting with staff). The savings rate comes from a model Ecotope built in 2017 in support of NEEA Next Step Homes program. | Ecotope. 2018. OR_Code_Impact_2018-05-09.xlsx.
1 | RES_201301_P4T4 | Yes | Residential New Construction/Next Step Homes | Washington Code 2015 WSEC SF New | WSEC 2015 home built in Idaho, all heating systems, regional climate zone, single-family, new construction | 0% | Codes adopted by Dec 31 2014 are in the 7th Power Plan baseline load forecast or explicitly in the measures. As a result, the baseline is the code announced before 2015 (WSEC 2012). | NEEA Planning. 2016. Guidelines for Reporting against the 7th Power Plan Baseline. Based on June, 5, 2015 meeting with Northwest Power and Conservation Council staff. Updated based on May 9, 2016 meeting with staff. | 914 | 914 | The Council recommended using NEEA's assumptions (Based on June, 5, 2015 meeting with Northwest Power and Conservation Council staff. Updated based on May 9, 2016 meeting with staff). NEEA forecasted a savings rate using energy consumption estimates from Ecotope and an anticipated percent decline from the new code. | Ecotope. 2018. WSEC_Analysis_2016-09-13.xlsx.
1 | RES_200601_P4T4 | Yes | Other Codes (Multifamily) | Washington Code 2015 WSEC MF New | WSEC 2015 home built in Washington, all heating systems, regional climate zone, multifamily, new construction | 0% | Codes adopted by Dec 31 2014 are in the 7th Power Plan baseline load forecast or explicitly in the measures. As a result, the baseline is the code announced before 2015 (WSEC 2012). | NEEA Planning. 2016. Guidelines for Reporting against the 7th Power Plan Baseline. Based on June, 5, 2015 meeting with Northwest Power and Conservation Council staff. Updated based on May 9, 2016 meeting with staff. | 542 | 542 | The Council recommended using NEEA's assumptions (Based on June, 5, 2015 meeting with Northwest Power and Conservation Council staff. Updated based on May 9, 2016 meeting with staff). The savings rate comes from a model Ecotope built in 2017 in support of NEEA Next Step Homes program. | Ecotope. 2018. WSEC_Analysis_2016-09-13.xlsx.
1 | OTH_201601_P1T1 | Yes | Other ENERGY STAR Products | Commercial Laptop ENERGY STAR 6.0 | Commercial Laptop ENERGY STAR 6.0 | 0% | The baseline comes from the 7th Power Plan (90% baseline market share incorporated in the savings rate). | Com_Master_7P.xlsx | 3.6858 | 3.6858 | The savings rate comes from the 7th Power Plan. The baseline is incorporated into the savings rate. | COM-Computers-7P_V3.xlsx
1 | OTH_201601_P2T1 | Yes | Other ENERGY STAR Products | Residential Desktop ENERGY STAR 6.0 | Residential Desktop ENERGY STAR 6.0 | 0% | The baseline comes from the 7th Power Plan (25% baseline market share incorporated in the savings rate). | Res_Master.xlsx | 47.6812 | 47.6812 | The savings rate comes from the 7th Power Plan. The baseline is incorporated into the savings rate. | Res-Computers-7P_v4.xlsx
1 | OTH_201601_P3T1 | Yes | Other ENERGY STAR Products | Residential Laptop ENERGY STAR 6.0 | Residential Laptop ENERGY STAR 6.0 | 0% | The baseline comes from the 7th Power Plan (74% baseline market share incorporated in the savings rate). | Res_Master.xlsx | 4.7763 | 4.7763 | The savings rate comes from the 7th Power Plan. The baseline is incorporated into the savings rate. | Res-Computers-7P_v4.xlsx
1 | COM_201403_P2T1 | Yes | Reduced Wattage Lamp Replacement | T8 Linear Fluorescent 25W- Commercial | 25W 4-foot T8 linear fluorescent lamp replacing 32W 4-foot linear fluorescent lamps for commercial application | 0% | The current practice baseline comes from the RTF workbook and is incorporated in the savings rate calculation. | RTF. Feb. 27, 2019. NonResLightingMidstream_v2_1.xlsm | 4.8862 | 4.8862 | See RTF workbook | RTF. Feb. 27, 2019. NonResLightingMidstream_v2_1.xlsm
1 | COM_201403_P1T1 | Yes | Reduced Wattage Lamp Replacement | T8 Linear Fluorescent 28W- Commercial | 28W 4-foot T8 linear fluorescent lamp replacing 32W 4-foot T8 linear fluorescent lamps for commercial application | 0% | The current practice baseline comes from the RTF workbook and is incorporated in the savings rate calculation. | RTF. Feb. 27, 2019. NonResLightingMidstream_v2_1.xlsm | 6.5825 | 6.5825 | See RTF workbook | RTF. Feb. 27, 2019. NonResLightingMidstream_v2_1.xlsm
1 | RES_201403_P6T1 | Yes | Retail Product Portfolio | Retail ENERGY STAR V5 "Other" Configuration Standard-size Refrigerators | Consumer Appliances, Standard Size Other Configuration include Top-mount Freezers Refrigerator - ENERGY STAR V5 | 0% | The current practice baseline is based on NEEA's program data provided in 2018. | RTF. Feb. 25, 2019. Residential Refrigerators and Freezers v 5.1 | 21.0338 | 21.0338 | See RTF workbook | RTF. Feb. 25, 2019. Residential Refrigerators and Freezers v 5.1
1 | RES_201403_P6T2 | Yes | Retail Product Portfolio | Retail ENERGY STAR Most Efficient Standard-size "Other" Refrigerators | Consumer Appliances, Standard Size Other Configuration Refrigerator - ENERGY STAR (CEE Tier 2; 2016 and 2017 ENERGY STAR Most Efficient) | 0% | The current practice baseline is based on NEEA's program data provided in 2018. | RTF. Feb. 25, 2019. Residential Refrigerators and Freezers v 5.1 | 26.0781 | 26.0781 | See RTF workbook | RTF. Feb. 25, 2019. Residential Refrigerators and Freezers v 5.1
1 | RES_201403_P13T1 | Yes | Retail Product Portfolio | Retail ENERGY STAR V5 Standard-size Side Freezer Refrigerators | Consumer Appliances, Standard Size Side-mount Freezer Configuration Refrigerator - ENERGY STAR V5 | 0% | The current practice baseline is based on NEEA's program data provided in 2018. | RTF. Feb. 25, 2019. Residential Refrigerators and Freezers v 5.1 | 44.5888 | 44.5888 | See RTF workbook | RTF. Feb. 25, 2019. Residential Refrigerators and Freezers v 5.1
1 | RES_201403_P13T2 | Yes | Retail Product Portfolio | Retail ENERGY STAR Most Efficient Standard-size Side-mount Freezer Refrigerators | Consumer Appliances, Standard Size Side-mount Freezer Configuration Refrigerator - ENERGY STAR (CEE Tier 2; 2016 and 2017 ENERGY STAR Most Efficient) | 0% | The current practice baseline is based on NEEA's program data provided in 2018. | RTF. Feb. 25, 2019. Residential Refrigerators and Freezers v 5.1 | 124.0959 | 124.0959 | See RTF workbook | RTF. Feb. 25, 2019. Residential Refrigerators and Freezers v 5.1
1 | RES_201403_P12T1 | Yes | Retail Product Portfolio | Retail ENERGY STAR V5 Standard-size Bottom Freezer Refrigerators | Consumer Appliances, Standard Size Bottom Freezer Configuration Refrigerator - ENERGY STAR V5 | 0% | The current practice baseline is based on NEEA's program data provided in 2018. | RTF. Feb. 25, 2019. Residential Refrigerators and Freezers v 5.1 | 7.0578 | 7.0578 | See RTF workbook | RTF. Feb. 25, 2019. Residential Refrigerators and Freezers v 5.1
1 | RES_201403_P12T1 | Yes | Retail Product Portfolio | Retail ENERGY STAR V5 Standard-size Bottom Freezer Refrigerators | Consumer Appliances, Standard Size Bottom Freezer Configuration Refrigerator - ENERGY STAR V5 | 0% | The current practice baseline is based on NEEA's program data provided in 2018. | RTF. Feb. 25, 2019. Residential Refrigerators and Freezers v 5.1 | 7.0578 | 7.0578 | See RTF workbook | RTF. Feb. 25, 2019. Residential Refrigerators and Freezers v 5.1
1 | RES_199703_P3T1 | Yes | Residential Lighting | Retail LED General Purpose | Retail sales of general purpose LED bulb in existing residential buildings | 0% | The savings rates for Residential Lighting are relative to the RTFs current practice baseline | ResLighting_v7_1.xlsm | 10.7978 | 10.7978 | The energy use estimates come from the most recent RTF measure workbook | ResLighting_v7_1.xlsm
1 | RES_199703_P4T1 | Yes | Residential Lighting | Retail LED Specialty | Retail sales of specialty LED bulb in existing residential buildings | 0% | The savings rates for Residential Lighting are relative to the RTFs current practice baseline | ResLighting_v7_1.xlsm | 16.5669 | 16.5669 | The energy use estimates come from the most recent RTF measure workbook | ResLighting_v7_1.xlsm
1 | RES_199703_P1T1 | Yes | Residential Lighting | Retail CFL General Purpose | Retail sales of general purpose CFL bulb in existing residential buildings | 0% | The savings rates for Residential Lighting are relative to the RTFs current practice baseline | ResLighting_v7_1.xlsm | 10.4783 | 10.4783 | The energy use estimates come from the most recent RTF measure workbook | ResLighting_v7_1.xlsm
1 | RES_199703_P2T1 | Yes | Residential Lighting | Retail CFL Specialty | Retail sales of specialty CFL bulb in existing residential buildings | 0% | The savings rates for Residential Lighting are relative to the RTFs current practice baseline | ResLighting_v7_1.xlsm | 10.2178 | 10.2178 | The energy use estimates come from the most recent RTF measure workbook | ResLighting_v7_1.xlsm
2 | RES_201403_P4t3 | Yes | Retail Product Portfolio | Retail ENERGY STAR V4 Most Efficient (future spec) Soundbar | Consumer Electronics, Soundbar- equiv. to ENERGY STAR v3 +50% | 0% | Not an RTF or 7th PP Measure. Savings rate is based on ENERGY STAR v3 +50%. | NEEA. 2018. Retail Products Portfolio Sales Data. | 10.2114 | 10.2114 | Not an RTF or 7th PP Measure. Savings rate is based on ENERGY STAR v3 +50%. | NEEA. 2018. Retail Products Portfolio Sales Data.
1 | RES_201403_P11T1 | Yes | Retail Product Portfolio | Clothes Washers Top Loading-ENERGY STAR 7 (IMEF 2.17) | Clothes Washers Top Loading-ENERGY STAR 7 | 0% | The current practice baseline is based on NEEA's program data provided in 2018 using 2015 as the baseline year. | RTF. Feb. 5, 2018. Residential Clothes Washers V6.1 | 26.0872 | 26.0872 | See RTF workbook | RTF. Feb. 5, 2018. Residential Clothes Washers V6.1
1 | RES_201403_P11T2 | Yes | Retail Product Portfolio | Clothes Washers Top Loading-ENERGY STAR Most Efficient 2017 (IMEF 2.76) | Clothes Washers Top Loading-ENERGY STAR Most Efficient 2017 | 0% | The current practice baseline is based on NEEA's program data provided in 2018. | RTF. Feb. 5, 2018. Residential Clothes Washers V6.1 | 118.9252 | 118.9252 | See RTF workbook | RTF. Feb. 5, 2018. Residential Clothes Washers V6.1
1 | RES_201403_P8T2 | Yes | Retail Product Portfolio | Clothes Washers Front Loading-ENERGY STAR Most Efficient 2017 (IMEF 2.81) | Clothes Washers Front Loading-ENERGY STAR Most Efficient 2017 | 0% | The current practice baseline is based on NEEA's program data provided in 2018. | RTF. Feb. 5, 2018. Residential Clothes Washers V6.1 | 135.3618 | 135.3618 | See RTF workbook | RTF. Feb. 5, 2018. Residential Clothes Washers V6.1
1 | RES_201403_P8T3 | Yes | Retail Product Portfolio | Clothes Washers Front Loading-ENERGY STAR Most Efficient (IMEF 2.92) | Clothes Washers Front Loading-ENERGY STAR Most Efficient 2017 +5%/2018 | 0% | The current practice baseline is based on NEEA's program data provided in 2018. | RTF. Feb. 5, 2018. Residential Clothes Washers V6.1 | 152.1259 | 152.1259 | See RTF workbook | RTF. Feb. 5, 2018. Residential Clothes Washers V6.1
1 | RES_201403_P10t1 | Yes | Retail Product Portfolio | Retail ENERGY STAR Compact Freezers | Consumer Appliances, Compact Freezer - ENERGY STAR | 0% | The current practice baseline is based on NEEA's program data provided in 2018. | RTF. Feb. 25, 2019. Residential Refrigerators and Freezers v 5.1 | 10.5614 | 10.5614 | See RTF workbook | RTF. Feb. 25, 2019. Residential Refrigerators and Freezers v 5.1
1 | RES_201403_P10t2 | Yes | Retail Product Portfolio | Retail ENERGY STAR Compact Freezers +5% | Consumer Appliances, Compact Freezer - ENERGY STAR +5% | 0% | The current practice baseline is based on NEEA's program data provided in 2018. | RTF. Feb. 25, 2019. Residential Refrigerators and Freezers v 5.1 | 32.706 | 32.706 | See RTF workbook | RTF. Feb. 25, 2019. Residential Refrigerators and Freezers v 5.1
1 | RES_201403_P5t1 | Yes | Retail Product Portfolio | Retail ENERGY STAR Upright Freezers | Consumer Appliances, Upright Freezer - ENERGY STAR | 0% | The current practice baseline is based on NEEA's program data provided in 2018. | RTF. Feb. 25, 2019. Residential Refrigerators and Freezers v 5.1 | 17.8607 | 17.8607 | See RTF workbook | RTF. Feb. 25, 2019. Residential Refrigerators and Freezers v 5.1
1 | RES_201403_P5t2 | Yes | Retail Product Portfolio | Retail ENERGY STAR Upright Freezers +5% | Consumer Appliances, Upright Freezer - ENERGY STAR +5% | 0% | The current practice baseline is based on NEEA's program data provided in 2018. | RTF. Feb. 25, 2019. Residential Refrigerators and Freezers v 5.1 | 66.5767 | 66.5767 | See RTF workbook | RTF. Feb. 25, 2019. Residential Refrigerators and Freezers v 5.1
1 | RES_201403_P9t1 | Yes | Retail Product Portfolio | Retail ENERGY STAR Chest Freezers | Consumer Appliances, Chest Freezer - ENERGY STAR | 0% | The current practice baseline is based on NEEA's program data provided in 2018. | RTF. Feb. 25, 2019. Residential Refrigerators and Freezers v 5.1 | 25.5713 | 25.5713 | See RTF workbook | RTF. Feb. 25, 2019. Residential Refrigerators and Freezers v 5.1
1 | RES_201403_P9t2 | Yes | Retail Product Portfolio | Retail ENERGY STAR Chest Freezers +5% | Consumer Appliances, Chest Freezer - ENERGY STAR +5% | 0% | The current practice baseline is based on NEEA's program data provided in 2018. | RTF. Feb. 25, 2019. Residential Refrigerators and Freezers v 5.1 | 53.2097 | 53.2097 | See RTF workbook | RTF. Feb. 25, 2019. Residential Refrigerators and Freezers v 5.1
1 | RES_201403_P6T1 | Yes | Retail Product Portfolio | Retail ENERGY STAR V5 "Other" Configuration Standard-size Refrigerators | Consumer Appliances, Standard Size Other Configuration include Top-mount Freezers Refrigerator - ENERGY STAR V5 | 0% | The current practice baseline is based on NEEA's program data provided in 2018. | RTF. Feb. 25, 2019. Residential Refrigerators and Freezers v 5.1 | 21.0338 | 21.0338 | See RTF workbook | RTF. Feb. 25, 2019. Residential Refrigerators and Freezers v 5.1
1 | RES_201403_P6T2 | Yes | Retail Product Portfolio | Retail ENERGY STAR Most Efficient Standard-size "Other" Refrigerators | Consumer Appliances, Standard Size Other Configuration Refrigerator - ENERGY STAR (CEE Tier 2; 2016 and 2017 ENERGY STAR Most Efficient) | 0% | The current practice baseline is based on NEEA's program data provided in 2018. | RTF. Feb. 25, 2019. Residential Refrigerators and Freezers v 5.1 | 26.0781 | 26.0781 | See RTF workbook | RTF. Feb. 25, 2019. Residential Refrigerators and Freezers v 5.1
1 | RES_201403_P13T1 | Yes | Retail Product Portfolio | Retail ENERGY STAR V5 Standard-size Side Freezer Refrigerators | Consumer Appliances, Standard Size Side-mount Freezer Configuration Refrigerator - ENERGY STAR V5 | 0% | The current practice baseline is based on NEEA's program data provided in 2018. | RTF. Feb. 25, 2019. Residential Refrigerators and Freezers v 5.1 | 44.5888 | 44.5888 | See RTF workbook | RTF. Feb. 25, 2019. Residential Refrigerators and Freezers v 5.1
1 | RES_201403_P13T2 | Yes | Retail Product Portfolio | Retail ENERGY STAR Most Efficient Standard-size Side-mount Freezer Refrigerators | Consumer Appliances, Standard Size Side-mount Freezer Configuration Refrigerator - ENERGY STAR (CEE Tier 2; 2016 and 2017 ENERGY STAR Most Efficient) | 0% | The current practice baseline is based on NEEA's program data provided in 2018. | RTF. Feb. 25, 2019. Residential Refrigerators and Freezers v 5.1 | 124.0959 | 124.0959 | See RTF workbook | RTF. Feb. 25, 2019. Residential Refrigerators and Freezers v 5.1
1 | RES_201403_P12T1 | Yes | Retail Product Portfolio | Retail ENERGY STAR V5 Standard-size Bottom Freezer Refrigerators | Consumer Appliances, Standard Size Bottom Freezer Configuration Refrigerator - ENERGY STAR V5 | 0% | The current practice baseline is based on NEEA's program data provided in 2018. | RTF. Feb. 25, 2019. Residential Refrigerators and Freezers v 5.1 | 7.0578 | 7.0578 | See RTF workbook | RTF. Feb. 25, 2019. Residential Refrigerators and Freezers v 5.1
1 | RES_201403_P12T2 | Yes | Retail Product Portfolio | Retail ENERGY STAR Most Efficient Standard-size Bottom Freezer Refrigerators | Consumer Appliances, Standard Size Bottom Freezer Configuration Refrigerator - ENERGY STAR (CEE Tier 2; 2016 and 2017 ENERGY STAR Most Efficient) | 0% | The current practice baseline is based on NEEA's program data provided in 2018. | RTF. Feb. 25, 2019. Residential Refrigerators and Freezers v 5.1 | 58.2617 | 58.2617 | See RTF workbook | RTF. Feb. 25, 2019. Residential Refrigerators and Freezers v 5.1
2 | RES_201403_P3t1 | Yes | Retail Product Portfolio | Retail ENERGY STAR V4 Room Air Conditioners | Window Air Conditioner, Any Size, Any Climate Zone- ENERGY STAR V4 | 0% | Not an RTF or 7th PP Measure. Savings rate is based on ENERGY STAR v4 using 2015 as the baseline year. | NEEA. 2018. Retail Products Portfolio Sales Data. Updated July 2019. | 10.4109 | 10.4109 | Not an RTF or 7th PP Measure. Savings rate is based on ENERGY STAR v4. | NEEA. 2018. Retail Products Portfolio Sales Data. Updated July 2019.
2 | RES_201403_P4t2 | Yes | Retail Product Portfolio | Retail ENERGY STAR V4 (future spec) Soundbar | Consumer Electronics, Soundbar- equiv. to ENERGY STAR v3 +50% | 0% | Not an RTF or 7th PP Measure. Savings rate is based on ENERGY STAR v3 +50%. | NEEA. 2018. Retail Products Portfolio Sales Data. | 10.2114 | 10.2114 | Not an RTF or 7th PP Measure. Savings rate is based on ENERGY STAR v3 +50%. | NEEA. 2018. Retail Products Portfolio Sales Data.
1 | RES_201101_P1T1 | Yes | Super-Efficient Dryers | Retail Dryers Super Efficient ENERGY STAR | Retail sales of residential clothes dryer- ENERGY STAR | 0% | The 7th PP does not have an equivalent measure. However, the council agreed that this measure is above the 7th Power Plan baseline. (Based on June, 5, 2015 meeting with Northwest Power and Conservation Council staff. Updated based on May 9, 2016 meeting with staff) | ResClothesDryers_v2.1 | 67.5658 | 67.5658 | NEEA uses the 2018 RTF UEC values with a savings rate baseline of the 2015 market sales mix. Detailed calculations can be found on the Clothes_Dryers tab. | RTF. Jul. 23, 2018. ResClothesDryers_v3.1; Energy Solutions market share analysis (available upon request)
1 | RES_201101_P1T2 | Yes | Super-Efficient Dryers | Retail Dryers Super Efficient heat pump | Retail sales of residential clothes dryer- heat pump hybrid | 0% | The baseline comes from the 7th Power Plan (incorporated in the savings rate). | Res-ClothesDryer-7P_v2.xlsx | 323.8895 | 323.8895 | NEEA uses the 2018 RTF UEC values with a savings rate baseline of the 2015 market sales mix. Detailed calculations can be found on the Clothes_Dryers tab. | RTF. Jul. 23, 2018. ResClothesDryers_v3.1; Energy Solutions market share analysis (available upon request)
1 | RES_201101_P1T3 | Yes | Super-Efficient Dryers | Retail Dryers Super Efficient tier 3 | Retail sales of residential clothes dryer- Tier 3 | 0% | The baseline comes from the 7th Power Plan (incorporated in the savings rate). | Res-ClothesDryer-7P_v2.xlsx | 434.7986 | 434.7986 | NEEA uses the 2018 RTF UEC values with a savings rate baseline of the 2015 market sales mix. Detailed calculations can be found on the Clothes_Dryers tab. | RTF. Jul. 23, 2018. ResClothesDryers_v3.1; Energy Solutions market share analysis (available upon request)
1 | RES_201101_P1T4 | Yes | Super-Efficient Dryers | Retail Dryers Super Efficient tier 4 | Retail sales of residential clothes dryer- Tier 4 | 0% | The baseline comes from the 7th Power Plan (incorporated in the savings rate). | Res-ClothesDryer-7P_v2.xlsx | 534.1499 | 534.1499 | NEEA uses the 2018 RTF UEC values with a savings rate baseline of the 2015 market sales mix. Detailed calculations can be found on the Clothes_Dryers tab. | RTF. Jul. 23, 2018. ResClothesDryers_v3.1; Energy Solutions market share analysis (available upon request)
1 | RES_201101_P1T5 | Yes | Super-Efficient Dryers | Retail Dryers Super Efficient tier 5 | Retail sales of residential clothes dryer- Tier 5 | 0% | The baseline comes from the 7th Power Plan (incorporated in the savings rate). | Res-ClothesDryer-7P_v2.xlsx | 584.4996 | 584.4996 | NEEA uses the 2018 RTF UEC values with a savings rate baseline of the 2015 market sales mix. Detailed calculations can be found on the Clothes_Dryers tab. | RTF. Jul. 23, 2018. ResClothesDryers_v3.1; Energy Solutions market share analysis (available upon request)
1 | RES_201101_P1T6 | Yes | Super-Efficient Dryers | Retail Dryers Super Efficient tier 6 | Retail sales of residential clothes dryer- Tier 6 | 0% | The baseline comes from the 7th Power Plan (incorporated in the savings rate). | Res-ClothesDryer-7P_v2.xlsx | 623.8714 | 623.8714 | NEEA uses the 2018 RTF UEC values with a savings rate baseline of the 2015 market sales mix. Detailed calculations can be found on the Clothes_Dryers tab. | RTF. Jul. 23, 2018. ResClothesDryers_v3.1; Energy Solutions market share analysis (available upon request)
1 | COM_201304_P7T1 | Yes | Other Non-Residential Standards | Standard- Rooftop Units | Federal Standard, Effective 2018 and 2023 | 0% | Standards adopted by Dec 31 2014 are in the 7th Power Plan baseline load forecast or explicitly in the measures. | NEEA Planning. 2016. Guidelines for Reporting against the 7th Power Plan Baseline. Based on June, 5, 2015 meeting with Northwest Power and Conservation Council staff. Updated based on May 9, 2016 meeting with staff. | 8760000 | 8760000 | aMW savings are estimate directly. Calculation available upon request. | Cadeo. Aug. 15, 2017. RTU_Standards_Model.xlsm (available upon request); Savings Rate analysis by Mike Kennedy;
1 | COM_201304_P3T1 | Yes | Other Non-Residential Standards | Standard- Vending Machines | Federal Standard, Effective 2019, DOE Final Rule 2016, Refrigerated Beverage Vending Machine | 0% | Standards adopted by Dec 31 2014 are in the 7th Power Plan baseline load forecast or explicitly in the measures. | NEEA Planning. 2016. Guidelines for Reporting against the 7th Power Plan Baseline. Based on June, 5, 2015 meeting with Northwest Power and Conservation Council staff. Updated based on May 9, 2016 meeting with staff. | 248.8808 | 248.8808 | Savings rates come from Cadeo's analysis of the pre- and post-case average UEC of refrigerated beverage vending machine shipments. | Cadeo. Jun. 2018. RefrigeratedBeverageVendingMachine_StandardModel.xlsm (available upon request)
| COM_201304_P6T2 | Yes | Other Non-Residential Standards | Standard- Walk-in Coolers and Freezers (2020) | Federal Standard, Effective 2020, DOE Final Rule 2017 | 0% | Standards adopted by Dec 31 2014 are in the 7th Power Plan baseline load forecast or explicitly in the measures. | NEEA Planning. 2016. Guidelines for Reporting against the 7th Power Plan Baseline. Based on June, 5, 2015 meeting with Northwest Power and Conservation Council staff. Updated based on May 9, 2016 meeting with staff. | 1008.0959 | 1008.0959 | Savings rates come from Cadeo's analysis of the pre- and post-case average UEC of Walk-In Cooler and Freezer shipments.
| COM_201304_P9T1 | Yes | Other Non-Residential Standards | Standard- Commercial Pumps | Federal Standard Effective 2020, Pumps in Commercial Applications | 0% | Standards adopted by Dec 31 2014 are in the 7th Power Plan baseline load forecast or explicitly in the measures. | NEEA Planning. 2016. Guidelines for Reporting against the 7th Power Plan Baseline. Based on June, 5, 2015 meeting with Northwest Power and Conservation Council staff. Updated based on May 9, 2016 meeting with staff. | 162.0307 | 161.9926 | Savings rates come from Cadeo's analysis of the pre- and post-case average UEC of Pump shipments. | Cadeo. Commercial_Industrial_Pumps_Standards_Model.xlsm
| COM_201304_P9T2 | Yes | Other Non-Residential Standards | Standard- Industrial Pumps | Federal Standard Effective 2020, Pumps in Industrial Applications | 0% | Standards adopted by Dec 31 2014 are in the 7th Power Plan baseline load forecast or explicitly in the measures. | NEEA Planning. 2016. Guidelines for Reporting against the 7th Power Plan Baseline. Based on June, 5, 2015 meeting with Northwest Power and Conservation Council staff. Updated based on May 9, 2016 meeting with staff. | 162.0307 | 161.9926 | Savings rates come from Cadeo's analysis of the pre- and post-case average UEC of Pump shipments. | Cadeo. Commercial_Industrial_Pumps_Standards_Model.xlsm
| COM_201304_P9T3 | Yes | Other Non-Residential Standards | Standard- Agricultural Pumps | Federal Standard Effective 2020, Pumps in Agricultural Applications | 0% | Standards adopted by Dec 31 2014 are in the 7th Power Plan baseline load forecast or explicitly in the measures. | NEEA Planning. 2016. Guidelines for Reporting against the 7th Power Plan Baseline. Based on June, 5, 2015 meeting with Northwest Power and Conservation Council staff. Updated based on May 9, 2016 meeting with staff. | 162.0307 | 161.9926 | Savings rates come from Cadeo's analysis of the pre- and post-case average UEC of Pump shipments. | Cadeo. Commercial_Industrial_Pumps_Standards_Model.xlsm
1 | COM_201304_P12T1 | Yes | Other Non-Residential Standards | Standard- Pre-rinse Spray Valves | Federal Standard, Effective 2019, DOE Final Rule 2016, Pre-rinse Spray Valves | 0% | Standards adopted by Dec 31 2014 are in the 7th Power Plan baseline load forecast or explicitly in the measures. | NEEA Planning. 2016. Guidelines for Reporting against the 7th Power Plan Baseline. Based on June, 5, 2015 meeting with Northwest Power and Conservation Council staff. Updated based on May 9, 2016 meeting with staff. | 348.0083 | 336.6835 | Savings rates come from Cadeo's analysis of the pre- and post-case average UEC of pre-rinse spray valve shipments across three product classes. | Cadeo. Oct. 18, 2018. NonRes_PrerinseSprayValves_Model.xlsm (available upon request)
1 | RES_201301_P3T4 | Yes | Residential New Construction/Next Step Homes | Oregon Residential Specialty Code 2020-2022 SF New | Oregon Specialty Code (2020-2022) home built in Oregon, regional heating system, any climate zone, single-family, new construction | 0% | Codes adopted by Dec 31 2014 are in the 7th Power Plan baseline load forecast or explicitly in the measures. As a result, the baseline is the code announced before 2015 (WSEC 2012). | NEEA Planning. 2016. Guidelines for Reporting against the 7th Power Plan Baseline. Based on June, 5, 2015 meeting with Northwest Power and Conservation Council staff. Updated based on May 9, 2016 meeting with staff. | 1015.22 | 1015.22 | The Council recommended using NEEA's assumptions (Based on June, 5, 2015 meeting with Northwest Power and Conservation Council staff. Updated based on May 9, 2016 meeting with staff). | Ecotope calculation using SEEM. Baseline is the prior code.
1 | RES_201301_P4T5 | Yes | Residential New Construction/Next Step Homes | Washington Code 2018 WSEC SF New | WSEC 2018 home built in Idaho, all heating systems, regional climate zone, single-family, new construction | 0% | Codes adopted by Dec 31 2014 are in the 7th Power Plan baseline load forecast or explicitly in the measures. As a result, the baseline is the code announced before 2015 (WSEC 2012). | NEEA Planning. 2016. Guidelines for Reporting against the 7th Power Plan Baseline. Based on June, 5, 2015 meeting with Northwest Power and Conservation Council staff. Updated based on May 9, 2016 meeting with staff. | 1045 | 1045 | The Council recommended using NEEA's assumptions (Based on June, 5, 2015 meeting with Northwest Power and Conservation Council staff. Updated based on May 9, 2016 meeting with staff). Ecotope provided NEEA with an estimated savings between the WSEC 2015 code and current WSEC 2018 code proposal (as of March 2019). The estimated 185 kWh savings is a 3% improvement over the 2015 code. | Ecotope. 2019. WSEC2018_proposal_estsavings.xlsx
1 | COM_200701_P1T4 | Yes | Desktop Power Supplies | Commercial Desktop ENERGY STAR 7.0 | Commercial Desktop ENERGY STAR 7.0 | 0% | The baseline is based on the UECs of non-qualifying (non-ENERGY STAR), 80 PLUS, and ENERGY STAR Versions 5 and 6 commercial desktop computers, weighted using the efficient baseline value provided in the 7th Power Plan (75%) and the calculated shares of less efficient tiers in 2015. | 7th Power Plan Baseline: Com_Master_7P.xlsx. UECs: Xergy Consulting. March 4, 2019 (most recent version). NEEA ENERGY STAR-80 PLUS Savings Calculator_2019_03-04.xlsx. | 58.0059 | 58.0059 | The savings rate for ENERGY STAR Version 7 Commercial Desktops is based on the difference between a calculated unit energy consumption of Version 7 units and a weighted baseline using the efficient market share provided in the 7th Power Plan (75%) and the calculated shares of less efficient tiers in 2015. | 7th Power Plan Baseline: Com_Master_7P.xlsx. UECs: Xergy Consulting. March 4, 2019 (most recent). NEEA ENERGY STAR-80 PLUS Savings Calculator_2019_03-04.xlsx.
1 | RES_200601_P3T5 | Yes | Other Codes (Multifamily) | Oregon Residential Specialty Code 2020-2022 MF New | Future Oregon Specialty Code home built in Oregon, regional heating system, any climate zone, single-family, new construction | 0% | Codes adopted by Dec 31 2014 are in the 7th Power Plan baseline load forecast or explicitly in the measures. As a result, the baseline is the code announced before 2015 (WSEC 2012). | NEEA Planning. 2016. Guidelines for Reporting against the 7th Power Plan Baseline. Based on June, 5, 2015 meeting with Northwest Power and Conservation Council staff. Updated based on May 9, 2016 meeting with staff. | 0 | 0 | The Council recommended using NEEA's assumptions (Based on June, 5, 2015 meeting with Northwest Power and Conservation Council staff. Updated based on May 9, 2016 meeting with staff). | Ecotope calculation using SEEM. Baseline is the prior code.
1 | RES_200601_P4T5 | Yes | Other Codes (Multifamily) | Washington Code 2018 WSEC MF New | WSEC 2018 home built in Washington, all heating systems, regional climate zone, multifamily, new construction | 0% | Codes adopted by Dec 31 2014 are in the 7th Power Plan baseline load forecast or explicitly in the measures. As a result, the baseline is the code announced before 2015 (WSEC 2012). | NEEA Planning. 2016. Guidelines for Reporting against the 7th Power Plan Baseline. Based on June, 5, 2015 meeting with Northwest Power and Conservation Council staff. Updated based on May 9, 2016 meeting with staff. | 1015.22 | 1015.22 | The Council recommended using NEEA's assumptions (Based on June, 5, 2015 meeting with Northwest Power and Conservation Council staff. Updated based on May 9, 2016 meeting with staff). Ecotope provided NEEA with an estimated savings between the WSEC 2015 code and current WSEC 2018 code proposal (as of March 2019). The estimated 185 kWh savings is a 3% improvement over the 2015 code. | Ecotope. 2019. WSEC2018_proposal_estsavings.xlsx
1 | RES_200601_P1T4 | Yes | Other Codes (Multifamily) | Idaho Code 2015 IECC MF New | IECC 2015 Code home built in Idaho, all heating systems, Idaho climate zones, multifamily, new construction | 0% | Codes adopted by Dec 31 2014 are in the 7th Power Plan baseline load forecast or explicitly in the measures. As a result, the baseline is the code announced before 2015 (WSEC 2012). | NEEA Planning. 2016. Guidelines for Reporting against the 7th Power Plan Baseline. Based on June, 5, 2015 meeting with Northwest Power and Conservation Council staff. Updated based on May 9, 2016 meeting with staff. | 0 | 0 | The Council recommended using NEEA's assumptions (Based on June, 5, 2015 meeting with Northwest Power and Conservation Council staff. Updated based on May 9, 2016 meeting with staff). Ecotope provided NEEA with an estimated savings between the WSEC 2015 code and current WSEC 2018 code proposal (as of March 2019). The estimated 185 kWh savings is a 3% improvement over the 2015 code. | Ecotope calculation using SEEM. Baseline is the prior code.
1 | RES_200601_P1T5 | Yes | Other Codes (Multifamily) | Idaho Code 2018 IECC MF New | IECC 2018 Code home built in Idaho, all heating systems, Idaho climate zones, multifamily, new construction | 0% | Codes adopted by Dec 31 2014 are in the 7th Power Plan baseline load forecast or explicitly in the measures. As a result, the baseline is the code announced before 2015 (WSEC 2012). | NEEA Planning. 2016. Guidelines for Reporting against the 7th Power Plan Baseline. Based on June, 5, 2015 meeting with Northwest Power and Conservation Council staff. Updated based on May 9, 2016 meeting with staff. | 1045 | 1045 | The Council recommended using NEEA's assumptions (Based on June, 5, 2015 meeting with Northwest Power and Conservation Council staff. Updated based on May 9, 2016 meeting with staff). Ecotope provided NEEA with an estimated savings between the WSEC 2015 code and current WSEC 2018 code proposal (as of March 2019). The estimated 185 kWh savings is a 3% improvement over the 2015 code. | Ecotope calculation using SEEM. Baseline is the prior code.
1 | RES_200601_P2T4 | Yes | Other Codes (Multifamily) | Montana Code 2015 IECC MF New | IECC 2015 Code home built in Montana, all heating systems, Idaho climate zones, multifamily, new construction | 0% | Codes adopted by Dec 31 2014 are in the 7th Power Plan baseline load forecast or explicitly in the measures. As a result, the baseline is the code announced before 2015 (WSEC 2012). | NEEA Planning. 2016. Guidelines for Reporting against the 7th Power Plan Baseline. Based on June, 5, 2015 meeting with Northwest Power and Conservation Council staff. Updated based on May 9, 2016 meeting with staff. | 0 | 0 | The Council recommended using NEEA's assumptions (Based on June, 5, 2015 meeting with Northwest Power and Conservation Council staff. Updated based on May 9, 2016 meeting with staff). Ecotope provided NEEA with an estimated savings between the WSEC 2015 code and current WSEC 2018 code proposal (as of March 2019). The estimated 185 kWh savings is a 3% improvement over the 2015 code. | Ecotope calculation using SEEM. Baseline is the prior code.
1 | RES_200601_P2T5 | Yes | Other Codes (Multifamily) | Montana Code 2018 IECC MF New | IECC 2018 Code home built in Montana, all heating systems, Idaho climate zones, multifamily, new construction | 0% | Codes adopted by Dec 31 2014 are in the 7th Power Plan baseline load forecast or explicitly in the measures. As a result, the baseline is the code announced before 2015 (WSEC 2012). | NEEA Planning. 2016. Guidelines for Reporting against the 7th Power Plan Baseline. Based on June, 5, 2015 meeting with Northwest Power and Conservation Council staff. Updated based on May 9, 2016 meeting with staff. | 579 | 579 | The Council recommended using NEEA's assumptions (Based on June, 5, 2015 meeting with Northwest Power and Conservation Council staff. Updated based on May 9, 2016 meeting with staff). Ecotope provided NEEA with an estimated savings between the WSEC 2015 code and current WSEC 2018 code proposal (as of March 2019). The estimated 185 kWh savings is a 3% improvement over the 2015 code. | Ecotope calculation using SEEM. Baseline is the prior code.
1 | RES_201301_P2T4 | Yes | Residential New Construction/Next Step Homes | Montana Code 2018 IECC SF New | IECC 2018 Code home built in Montana, all heating systems, regional climate zone, single-family, new construction | 0% | Codes adopted by Dec 31 2014 are in the 7th Power Plan baseline load forecast or explicitly in the measures. As a result, the baseline is the code announced before 2015 (WSEC 2012). | NEEA Planning. 2016. Guidelines for Reporting against the 7th Power Plan Baseline. Based on June, 5, 2015 meeting with Northwest Power and Conservation Council staff. Updated based on May 9, 2016 meeting with staff. | 363 | 363 | The Council recommended using NEEA's assumptions (Based on June, 5, 2015 meeting with Northwest Power and Conservation Council staff. Updated based on May 9, 2016 meeting with staff). Ecotope provided NEEA with an estimated savings between the WSEC 2015 code and current WSEC 2018 code proposal (as of March 2019). The estimated 185 kWh savings is a 3% improvement over the 2015 code. | Ecotope calculation using SEEM. Baseline is the prior code.
1 | RES_201301_P1T5 | Yes | Residential New Construction/Next Step Homes | Idaho Code 2018 IECC SF New | IECC 2018 Code home built in Idaho, all heating systems, Idaho climate zones, single-family, new construction | 0% | Codes adopted by Dec 31 2014 are in the 7th Power Plan baseline load forecast or explicitly in the measures. As a result, the baseline is the code announced before 2015 (WSEC 2012). | NEEA Planning. 2016. Guidelines for Reporting against the 7th Power Plan Baseline. Based on June, 5, 2015 meeting with Northwest Power and Conservation Council staff. Updated based on May 9, 2016 meeting with staff. | 1007 | 1007 | The Council recommended using NEEA's assumptions (Based on June, 5, 2015 meeting with Northwest Power and Conservation Council staff. Updated based on May 9, 2016 meeting with staff). Ecotope provided NEEA with an estimated savings between the WSEC 2015 code and current WSEC 2018 code proposal (as of March 2019). The estimated 185 kWh savings is a 3% improvement over the 2015 code. | Ecotope calculation using SEEM. Baseline is the prior code.
Note on E80: Christina Steinhoff: beverage machines

## Methodology
2019-08-30
Methodology
This report uses: - Savings rates from the Regional Technical Forum (RTF) approved after 2015 and prior to Aug. 1, 2019. - If RTF savings rates are not available, the report uses savings rates from the original 7th Power Plan. - If those rates are not available, NEEA calculates savings rates using the 7th Power Plan baseline (e.g. 2015).
For comparison against the targets, NEEA will update the savings rates with the RTF. However, all other savings rates will remain the same. These savings rates will only change based on tracked units (e.g. the DHP savings rate would change based on the climate zone of the actual installs) and not based on updates to technical assumptions or baselines.
Each tab in this spreadsheet contains sources and additional information regarding the savings rate calculations.
Funding Shares
NEEA allocates the regional savings (Idaho, Montana, Oregon, and Washington) using funder shares. The shares vary based on the funding cycle. Savings from previous investments receive the previous funder share. Savings from current investments receive the current funder share.
Business Plan | Funding Share
2020-2021 (f) | 13.99%
2015-2019 | 14.2%
2010-2014 | 13.8%
Prior | 10.37%
Note: NEEA will update the 2020-2021 funding share based on the final 2020-2024 Business Plan.
Avoiding Double Counting
NEEA avoids double counting by surveying the Bonneville Power Administration, the Energy Trust of Oregon and local utilities about their local programs. This report has a forecast of local program units that it uses to avoid over-reporting savings. NEEA multiplies the Power Plan’s savings rate and baseline saturation assumptions by the units to forecast local program savings. The regional savings minus the program savings are the savings NEEA reports to the Washington Investor Own Utilities.

## Common Qs
Common Questions
Reporting Timeline
Sept. 2019
2020-2021 targets with RTF updates current as of Aug. 1, 2019
2020-04-01
Final 2018-2019 savings estimate using prior methodology
2021-04-01
Updated forecast 2020-2021 estimate with RTF updates as of Aug. 1 2020
2021-09-01
2022-2023 targets with RTF updates current as of Aug. 1, 2021
2022-04-01
Final 2020-2021 estimate with RTF updates as of Aug. 1, 2021
For DHP, the final savings figures are weighted according to heating zone and cooling zone. Does that weight distribution reflect the entire region, or just PSE service territory? PSE’s service territory is primarily in cooling zone 1, for instance. But is that reflected in the weight distribution, or are you just doing the entire region?
NEEA reports savings to the Washington IOUs using funding shares. As a result, all savings rates are calculated at the regional level, using a weighting distribution reflective of the regional. Funder share allocations are the best approximation for a representation of value and an appropriate methodology for a regionally focused organization.
The DHP data noted that the RBSA 2011 was used as a data source for climate zone weighting – why 2011 and not the 2017 RBSA? Is it because that was the most recent data available for the 7th PP?
NEEA updates it's planning models twice a year. For DHPs, NEEA staff was still vetting the RBSA results in March when it pulled together its Annual Report. NEEA's next round of updates is in September, and will incorporate the 2017 RBSA results for the final 2020-201 WA IOU targets.
The data shows that of the DHPs sold, roughly 47% are attributable to local programs. But local programs have certain requirements for eligibility. For example, for PSE customers, to qualify for a rebate the customer must be using electric heating in their home, and at least one DHP unit must be installed in the main living area. So if a customer installed one DHP head in the bedroom, for instance, they wouldn’t qualify for PSE incentive and we wouldn’t count them in our program’s units. But are the total units not attributable to local programs adjusted for any similar conditions? Or is NEEA simply counting any unit sold with no qualifying conditions? Presumably the savings would be lower for units that that do not serve the main living area.
NEEA only counts savings from installations in the main living space of existing homes in NEEA's market transformation initiative's target market home types (1. manufactured homes with electric FAF heat, 2. single-family homes with zonal heat, and 3. single-family homes with electric FAF heat). NEEA combines utility local program data and distributor data to estimate total regional DHP installations. To estimate the share of those installations occurring in main living areas and in target market homes, NEEA conducts an installer survey every 1-3 years. The next installer survey will be completed this year. Moreover, NEEA uses the RTF’s savings rates by climate zone for each target home type, which account for unknowns such as wood heating and varying insulation levels.
In regards to Codes, how long does NEEA claim savings for codes?
Similar to the Power Plan, NEEA reports code savings until the Northwest Power and Conservation Council adopts a new plan. All codes and standards approved prior to the start of a new Power Plan goes into the baseline of that Plan. For example, both Montana and Idaho adopted a code change just prior to the start of the 7th Power Plan but their effective dates were after the start of the Plan. Because of the timing, NEEA never reported the savings from these code changes as 7th Power Plan savings. Similarly, NEEA might only be able to report savings from the WA 2018 code change in 2020 (commercial) and 2021 (commercial and residential) because all the savings will be a part of the 2021 Power Plan baseline.
From the year of adoption, does NEEA claim savings each year until the code is updated?
No, NEEA starts counting savings after the effective date. Additionally, NEEA assumes there is a period after the effective date that construction is still being done under the prior code. For residential codes, NEEA starts counting savings 6 months after the effective date. For commercial codes, NEEA has a slow ramp rate that starts after the effective date (thus you will see a small about of commercial savings in 2020 from the WA 2018 code). In addition, NEEA applies a rate to account for compliance. It is important to note that NEEA is not claiming savings. NEEA reports estimated savings above the Power Plan baseline associated with its programs.
If a code isn’t updated, does NEEA continue to claim savings indefinitely, or is there a maximum?
No, NEEA would assume zero units. It is important to note that NEEA is not claiming savings. NEEA reports estimated savings above the Power Plan baseline associated with its programs.
In the Washington State IOU estimates, why are we including codes developed in OR/ID/MT?
NEEA reports savings to the Washington IOUs using funding shares. As a result, all savings are calculated at the regional level. Mixing methods within a funder report would no longer make the funder report representative of the regional value NEEA brings.
A few of the codes refer to WA WSEC 2018. Our understanding is that this is a proposal for a code. Is NEEA projecting savings for a code not yet adopted? Is there some information you use to estimate when a code will be adopted to claim savings in 2020-21?
Yes, NEEA is projecting savings from WA 2018. Washington is very close to finalizing the code with an effective date of July 2020. For residential, the savings rate comes from preliminary analysis by Ecotope using the standard SEEM model. For Commercial, NEEA is basing the forecast on Mike Kennedy's assumptions of energy use by building type using Energy Plus and NEEA's assumption of a percent savings. NEEA is reviewing these assumptions as part of its Operations planning and could have an update by September.
In regards to Commissioning, NEEA tracks kWh per sq. foot, with data from surveys of regional commissioning firms. What exactly does the NEEA-claimed portion of that savings consist of? For example, PSE will claim savings if someone participates in one of our commissioning programs and we incentivize their effort. NEEA is claiming savings from some of your efforts in the commissioning industry, but it’s not clear from the workbook what those efforts are or have been. What share from the industry’s commissioning efforts (not attributable to local programs) is NEEA claiming is attributable to them? 100% or some other fraction?
NEEA does not claim savings. Rather, NEEA reports estimated savings that occur above the Power Plan baseline associated with its programs. For the WA IOUs, NEEA aligns with the 7th Power Plan's measure definition and baseline. The Plan only counts savings from retro-commissioning, re-commissioning and ongoing commissioning. To estimate the square feet of commissioned space NEEA conducts an annual survey of commissioning firms in the region, and estimates market coverage of the survey respondents to extrapolate to a full market commissioning activity estimate. Based on the Power Plan's baseline assumption, NEEA removes 19 percent of the regional savings and all local program savings prior to reporting the remainder back to its funders.
Our understanding of the “Bonneville Approach” is that NEEA starts with the 7th PP baseline, but then as new technical savings data comes in, you use that data to update the 7th PP all the way back to their baseline year. It “back-casts,” in other words, the savings figures from the baseline year all the way up to the present. Whereas, with the RTF Update approach, no effort is made to adjust the baseline all the way back to the baseline year, but rather the baseline simply adjusts starting in the year that the RTF value was created. Do we understand that accurately?
Your understanding of the "Bonneville Approach" and the RTF updates is correct. However, for WA IOUs, we would not create any historical updates once the targets are set.
How were the three baselines derived? Pros & cons?
-7th Power Plan (Frozen): The savings rates come directly from the 7th Power Plan if available. Otherwise, NEEA calculates a 7th Power Plan equivalent baseline.
-7th Power Plan (RTF): The savings rates come directly from the Regional Technical Forum (RTF) if the RTF approved a new measure after 2015. The baseline is the current practice when the RTF approved the new measure. Otherwise, the savings rates come directly from the 7th Power Plan if available. If not, NEEA calculates a 7th Power Plan equivalent baseline.
-7th Power Plan (NEEA Update): If new information is available, NEEA calculates a 7th Power Plan equivalent baseline to measure savings. The baseline year is the year the 7th Power Plan uses (usually 2015). Otherwise, NEEA uses the savings rates within the 7th Power Plan. NEEA reviews this analysis with Northwest Power and Conservation Council staff. The Council, the Bonneville Power Administration and public utilities use this approach.
-Net Market Effect: This approach uses NEEA's market transformation baseline. The baseline accounts for change that would have occurred absent market intervention by NEEA and its partners. The baseline start year aligns with the start of market transformation work by NEEA. Third-party evaluators review the baseline assumptions.

## Selection (hidden)
Puget Sound Energy
Washington
Report Year
2018
Report Name
Draft WA IOU 2020-2021 Targets
Prior Report
2018 Q1 Update

## Summary by Program (hidden)
[8 empty] | 2018 | 2019 | 2019 | [6 empty] | 1 |  | 3 |  | 2 |  | 1 |  | 3 |  | 2
Forecast of aMW Savings
|  |  | Remaining Savings 7th Power Plan |  |  |  | Puget Sound Energy's 2018-2019 Savings Forecast |  |  | 2018-2019 Biennial | [6 empty] | 2018 | [5 empty] | 2019
|  |  | 2018 |  | 2019 |  |  |  |  | NEEA Measures |  |  |  |  | Other |  | NEEA Measures |  |  |  | Other |  | NEEA Measures |  |  |  | Other
Tab | Program Lookup |  | low | high | low | High | Sector | Program | Products | Program Measures |  |  | Codes & Standards Measures |  | Trackable Measures |  | Program Measures |  | Codes & Standards Measures |  | Trackable Measures |  | Program Measures |  | Codes & Standards Measures |  | Trackable Measures
[10 empty] | Current (range) |  | Forecasted for Target | Current | Forecasted for Target | Current | Forecasted for Target | Current | Forecasted for Target | Current | Forecasted for Target | Current | Forecasted for Target | Current | Forecasted for Target | Current | Forecasted for Target | Current | Forecasted for Target
DHP | RES_200804 | Ductless Heat Pumps | 95% | 116% | 90% | 116% | Residential | Ductless Heat Pumps | Ductless Heat Pumps | 0.42988 | 0.39-0.50 | 0 | 0 | 0 | 0 |  | 0.12057 | 0 | 0 | 0 | 0 | 0 | 0.30931 | 0 | 0 | 0 | 0 |  | 0.12057 | 0.42988
HPWH | RES_201202 | Heat Pump Water Heaters | 100% | 100% | 78% | 110% |  | Heat Pump Water Heaters | Heat Pump Water Heaters | 0.15878 | 0.14-0.17 | 0 | 0 | 0 | 0 |  | 0.077609 | 0 | 0 | 0 | 0 | 0 | 0.081166 | 0 | 0 | 0 | 0 |  | 0.077609 | 0.15878
Other_ES_Products | OTH_201601 | Residential Desktops | 100% | 100% | 90% | 95% |  | Desktops | ENERGY STAR 6.0 Desktops | 0 | 0.-0.0 | 0 | 0 | 0 | 0 | 0 | 0 |  | 0 | 0 | 0 | 0 | 0 |  | 0 | 0 | 0 | 0 | 0 | 0 |  | 0
Other_ES_Products | OTH_201601 | Residential Laptops | 100% | 100% | 90% | 95% |  | Laptops | ENERGY STAR 6.0 Laptops | 0 | 0.-0.0 | 0 | 0 | 0 | 0 | 0 | 0 |  | 0 | 0 | 0 | 0 | 0 |  | 0 | 0 | 0 | 0 | 0 | 0
codes | RES_200601 | Other Codes (Multifamily) | 100% | 100% | 80% | 120% |  | Other Codes (Multifamily) | Low-rise Multifamily Homes | 0 |  | 0 | 0.086197 | 0 | 0 |  | 0 | 0 | 0.036403 | 0 | 0 | 0 | 0 | 0 | 0.049793 | 0 | 0 |  | 0 | 0
Res_Lighting | RES_199703 | Residential Lighting | 80% | 100% | 75% | 100% |  | Residential Lighting | Retail Bulb Sales | 0.010409 | 0.01-0.01 | 0 | 0 | 0 | 0.58101 | 0 | 0.0080202 | 0 | 0 | 0 | 0.2848 | 0 | 0.0023891 | 0 | 0 | 0 | 0.29622 | 0 | 0.0080202 | 0.010409
codes | RES_201301 | Residential New Construction/Next Step Homes | 100% | 100% | 66.49% | 105.7% |  | Residential New Construction/Next Step Homes | Codes | 0 |  | 0 | 0.22765 | 0 | 0 |  | 0 | 0 | 0.11574 | 0 | 0 |  | 0 | 0 | 0.11191 | 0 | 0 |  | 0 | 0
Homes_Vol | RES_201301 | Residential New Construction/Next Step Homes | 100% | 100% | 66.49% | 105.7% |  |  | Voluntary | 0.298 | 0.25-0.31 | 0 | 0 | 0 | 0 |  | 0.16389 | 0 | 0 | 0 | 0 |  | 0.13411 | 0 | 0 | 0 | 0 |  | 0.16389 | 0.298 | Katie is updating
Frig_Freezers | RES_201403 | Retail Product Portfolio | 95% | 110% | 70% | 125% |  | Retail Product Portfolio | Refrigerators and Freezer | 0.10976 | 0.49-0.71 | 0 | 0 | 0 | 0 |  | 0.049428 | 0 | 0 | 0 | 0 |  | 0.060336 | 0 | 0 | 0 | 0
Clothes_Washers | RES_201403 | Retail Product Portfolio | 95% | 110% | 70% | 125% |  |  | Clothes Washers | 0.43724 |  |  | 0 | 0 | 0 |  | 0.20952 |  | 0 | 0 | 0 |  | 0.22772 |  | 0 | 0 | 0 |  | 0.28879 | 0.59913
Room_AC | RES_201403 | Retail Product Portfolio | 95% | 110% | 70% | 125% |  |  | Room Air Conditioners | 0.045344 |  |  | 0 | 0 | 0 |  | 0.023056 |  | 0 | 0 | 0 |  | 0.022287 |  | 0 | 0 | 0
Soundbars | RES_201403 | Retail Product Portfolio | 95% | 110% | 70% | 125% |  |  | Sound Bars | 0.0067867 |  |  | 0 | 0 | 0 |  | 0.0067867 |  | 0 | 0 | 0 |  | 0 |  | 0 | 0 | 0
Clothes_Dryers | RES_201101 | Super-Efficient Dryers | 100% | 100% | 80% | 125.8% |  | Super-Efficient Dryers | Clothes Dryers | 0.24789 | 0.23-0.28 | 0 | 0 | 0 | 0 |  | 0.13357 | 0 | 0 | 0 | 0 |  | 0.11432 | 0 | 0 | 0 | 0 |  | 0.13357 | 0.24789 | increase in ES sales
BOC | COM_201201 | Building Operator Certification Expansion | 100% | 100% | 85% | 120% | Commercial | Building Operator Certification Expansion | Certifications | 0.14095 | 0.13-0.15 | 0 | 0 | 0 | 0 |  | 0.083629 | 0 | 0 | 0 | 0 |  | 0.057321 | 0 | 0 | 0 | 0 |  | 0.083629 | 0.14095
Commissioning | COM_200002 | Commissioning Buildings | 100% | 100% | 80% | 120% |  | Commissioning Buildings | Retro and New Commissioning | 0.11671 | 0.1-0.13 | 0 | 0 | 0 | 0 |  | 0.057572 | 0 | 0 | 0 | 0 |  | 0.05914 | 0 | 0 | 0 | 0 |  | 0.057572 | 0.11671 | Cx activity increased in 2016 and '17, while rCx dropped quite a bit. Based on those changes, our forecast has increased for Cx and dropped for rCx. For both measures, local program units are up almost five-fold for Cx, and about 50% for rCx.
Commercial_Desktops | COM_200701 | Desktop Power Supplies | 100% | 100% | 85% | 105% |  | Desktop Power Supplies | ENERGY STAR 6.0 Desktops | 0 | 0.-0.0 | 0 | 0 | 0 | 0 | #VALUE! | 0 | 0 | 0 | 0 | 0 | #VALUE! | 0 | 0 | 0 | 0 | 0 | #VALUE! | 0 | 0
Other_ES_Products | OTH_201601 | Commercial Laptops | 100% | 100% | 85% | 105% |  | Laptops | ENERGY STAR 6.0 Laptops | 0 | 0.-0.0 | 0 | 0 | 0 | 0 | 0 | 0 |  | 0 | 0 | 0 | 0 | 0 | 0 | 0 | 0 | 0 | 0 | 0 | 0
Com_Lighting | COM_201401 | Luminaire Level Lighting Controls | 0% | 100% | 0% | 100% |  | Luminaire Level Lighting Controls | Lighting Controls | 0.00089996 | 0.00-0. | 0 | 0 | 0 | 0 |  | 0 | 0 | 0 | 0 | 0 |  | 0.00089996 | 0 | 0 | 0 | 0 |  | 0 | 0.00089996
codes | COM_200202 | Other Codes (Commercial) | 70% | 113% | 70% | 113% |  | Other Codes (Commercial) | Codes | 0 | 0 | 0 | 0.23829 | 0 | 0 |  | 0 | 0 | 0.095418 | 0 | 0 |  | 0 | 0 | 0.14287 | 0 | 0 |  | 0 | 0 | 0.23829
Standards | COM_201304 | Other Non-Residential Standards | 100% | 100% | 100% | 100% |  | Other Non-Residential Standards | Vending Machines, Roof Top Units, Pre-rinse Spray Valves | 0 | 0 | 0 | 0.71414 | 0 | 0 |  | 0 | 0 | 0.33855 | 0 | 0 |  | 0 | 0 | 0.37559 | 0 | 0 |  | 0 | 0
Com_Lighting | COM_201403 | Reduced Wattage Lamp Replacement | 100% | 100% | 56.02% | 207.8% |  | Reduced Wattage Lamp Replacement | T25 and T28 Lamps | 0.15434 | 0.12-0.23 | #VALUE! | 0 | 0 | 0 |  | 0.082031 | #VALUE! | 0 | 0 | 0 |  | 0.072313 | #VALUE! | 0 | 0 | 0 |  | #VALUE! | #VALUE! | For RWLR, the variance from the target has to do with the slower than expected increase in the 28W lamp market share.
CRES | IND_201301 | Certified Refrigeration Energy Specialist (CRES) | 100% | 100% | 10% | 200% | Industrial | Certified Refrigeration Energy Specialist (CRES) | Certifications | 0.018263 | 0.01-0.03 | 0 | 0 | 0 | 0 |  | 0.0070522 | 0 | 0 | 0 | 0 |  | 0.011211 | 0 | 0 | 0 | 0 |  | 0.0070522 | 0.018263 | We took down the forecast because there has been very little happening (and sporadic) and we are no longer directly intervening in the market (in LTMT now). We will report the savings when they are validated for the annual report. There should be some savings using the funder share approach.
Motor_Rewinds | IND_200402 | Drive Power | 100% | 100% | 60% | 125% |  | Drive Power | Motor Rewinds | 0.02115 | 0.02-0.02 | 0 | 0 | 0 | 0 |  | 0.010575 | 0 | 0 | 0 | 0 |  | 0.010575 | 0 | 0 | 0 | 0 |  | 0.010575 | 0.02115
Ind_Lighting | COM_201403 | Reduced Wattage Lamp Replacement | 100% | 100% | 56.02% | 207.8% |  | Reduced Wattage Lamp Replacement | T25 and T28 Lamps | 0.036993 | 0.03-0.06 | #VALUE! | 0 | 0 | 0 |  | 0.019639 | #VALUE! | 0 | 0 | 0 |  | 0.017354 | #VALUE! | 0 | 0 | 0 |  | #VALUE! | #VALUE!
[8 empty] | Total Savings |  | 2.2334 | 1.93-2.59 | #VALUE! | 1.2663 | 0 | 0.58101 | #VALUE! | 1.0529 | #VALUE! | 0.58611 | 0 | 0.2848 | #VALUE! | 1.1804 | #VALUE! | 0.68016 | 0 | 0.29622 | #VALUE!
Others: NEEA also anticipates savings from emerging programs including Commercial Windows Attachment, Residential Windows Attachment and Manufactured Homes. However, these programs are too early in development to include in this forecast. Although NEEA expects some savings from these programs during the Biennium, NEEA won’t likely have enough information to include these programs in the September forecast.

## Overview (hidden)
Updates from Targets
Below is a list of the primary updates from original targets.
Heat Pump Water Heaters
The adoption forecast was reduced because after multiple years of very strong growth, shipments from manufacturers to the Northwest have shown no growth from 2017 to 2018. NEEA believes this is in large part due to a significant increase in price to the consumer after the removal of upstream incentives, state and federal tax benefits and the addition of the federal steel tariff all occurring at the beginning of 2018. The 2018-2019 savings estimate decreased by 0.04 aMW. | 0.15878
Commissioning
The amount of new and retro commissioning has declined. Meanwhile, the amount of commissioning savings claimed through local utilty programs have increased, leading to fewer saving to report through NEEA. The 2018-2019 savings estimate declined by 0.05 aMW. | 0.11671
Reduce Wattage Lamp
The variance from the target has to do with the slower than expected increase in the 28W lamp market share. The 2018-2019 savings estimate declined by 0.02 aMW. | #VALUE!
Ducltess Heat Pumps
-Although the number of installations was 17 percent more than NEEA forecasted, the share of the savings claimed through local utility programs increased from a forecast of 64% to 84%. The 2018-2019 savings estimate declined by 0.01 aMW. | 0.42988
Residential Lighting
CFLs have exited the market more rapidly than forecasted by NEEA when targets were established. This is especially true for Specialty CFLs where NEEA expected a slower rate of decrease. The 2018-2019 savings estimate declined by 0.01 aMW. | 0.010409
Other ENERGY STAR Computers
NEEA contracted Apex Analytics, LLC, to evaluate the extent of NEEA’s influence on the ENERGY STAR Version 6.0 specification development. The evaluation determined that NEEA’s submitted comments and, notably, prior work in the market, affected the national market for desktops as well as laptops in both the commercial and residential sectors. NEEA added these savings to the report using savings rates from teh 7th Power Plan. The 2018-2019 savings estimate increased by 0.09 aMW. | 0
Commerical Code
The new forecast of commercial building in Washington is nearly double the original forecast. The savings increased by 0.02 aMW. | 0.23829
Next Step Home
NEEA was able to track more than 1,000 additional homes without a utility incentive that were built through an above-code home certification program. These homes increased the savings in 2018 by 0.02 aMW. | 0.298

## Summary (hidden)
| 2018 |  | 2019 |  | 2018-2019
| Current | Target | Current | Target | Current | Target
Program Measures | 1.0529 | #VALUE! | 1.1804 | #VALUE! | 2.23 (1.93-2.59) | #VALUE! | 2.2334
Codes & Standards Measures | 0.58611 | 0 | 0.68016 | 0 | 1.2663 | 0 | 1.2663
Trackable Measures | 0.2848 | #VALUE! | 0.29622 | #VALUE! | 0.58101 | #VALUE! | 0.58101
Notes:
1. These are site-base, first year savings
2. NEEA has multiple savings reports. The purpose of this report is to support the Washington Investor Owned Utilities' Biennial Conservation Target (see Methodology Tab).
3. NEEA allocates the regional savings (Idaho, Montana, Oregon, and Washington) using funder shares.
4. These savings are net of a forecast of savings the Bonneville Power Administration, the Energy Trust of Oregon and local utilities will claim through their local programs.
2018
| Current | Target | % of Target
Program Measures | 1.0529 | #VALUE! | #VALUE!
Codes & Standards Measures | 0.58611 | 0 | #DIV/0!
Total | 1.6391 | #VALUE! | #VALUE!
Note on A6: Christina Steinhoff: LED lighting and Commercial Desktops

## Key Assumptions 18-19 (hidden)
Key Assumptions for the 2018-2019 Savings Reports to the Washington Investor Owned Utilities More information is available upon request.
|  | Program |  |  |  | Baseline Assumptions |  |  | Savings Rate
Frozen | Measure_Index | In Original Targets* | Initiative | Product | Efficiency Level | Share | Description | Source | 2018 | 2019 | Description | Source |  | Savings_Rate
1 | COM_201201_P1T1 | Yes | Building Operator Certification Expansion | BOC_Expansion | N/A | 19% | The baseline comes from the 7th Power Plan (Baseline saturation for Commercial Energy Management measure). | Com_Master_7P.xlsm | 39875.2058 | 38861.9284 | The savings per certified operator is the product of 3 variables: EUI, % savings from certified building operator, and floor area covered per operator. The floor area assumption differs between ID/MT and OR/WA, so the mix of units between those two regions changes the savings rate over time. The EUI assumption comes from the 7th Power Plan. The Council recommended using NEEA's assumptions for the % savings from certified building operator and the square footage covered per operator. (Based on June, 5, 2015 meeting with Northwest Power and Conservation Council staff. Updated based on May 9, 2016 meeting with staff). NEEA's assumptions come from the Building Operator Certification Expansion Market Progress and Evaluation Report #2. | NEEA BOC-E MPER 2 Final.pdf |  | 39299.845
2 | IND_201301_P1T1 | Yes | Certified Refrigeration Energy Specialist (CRES) | Certification | N/A | 0% | The baseline comes from the 7th Power Plan (Food, Cold Storage and Fruit Storage measures Energy Conservation Measure numbers: 34, 35, 53, 54, 55, 58). | Industrial_tool_7thPlan v09.xlsm | Unevaluated site-based savings from RETA's RCD database. RCD savings capped at 80% of total to provide proxy for possible 2018 validation changes (validation to be received 4/1/2019). | Unevaluated site-based savings from RETA's RCD database. RCD savings capped at 80% of total to provide proxy for possible 2018 validation changes (validation to be received 4/1/2019). | A third-party evaluator validates savings from the projects submitted by CRES-certified operators. Savings are proxy from 2018 RCD database capped at 80% of total kWh saved to estimate validation changes when data arrives (4/1/2019). The savings rate is the kWh validated /aMW. | Reports available upon request |  | based on site
3 | COM_200202_P4T6 | Yes | Commercial Code | WA Code | WSEC 2015 | 0% | Codes adopted by Dec 31, 2014 are in the 7th Power Plan baseline load forecast or explicitly in the measures. As a result, the baseline is the code announced before 2015 (WSEC 2012). | NEEA Planning. 2016. Guidelines for Reporting against the 7th Power Plan Baseline. Based on June, 5, 2015 meeting with Northwest Power and Conservation Council staff. Updated based on May 9, 2016 meeting with staff. | 0.19238 | 0.19238 | NEEA forecasted the savings rate by building type based on a goal of 5% improvement over the prior code. | Available upon request |  | based on Building Types
3 | COM_200202_P3T5 | Yes | Commercial Code | OR Code | OSSC 2019 | 0% | Codes adopted by Dec 31, 2014 are in the 7th Power Plan baseline load forecast or explicitly in the measures. As a result, the baseline is zero for codes adopted after 2015. | NEEA Planning. 2016. Guidelines for Reporting against the 7th Power Plan Baseline. Based on June, 5, 2015 meeting with Northwest Power and Conservation Council staff. Updated based on May 9, 2016 meeting with staff. | 0 | 0 | NEEA forecasted the savings rate by building type based on a goal of 5% improvement over the prior code. | NEEA forecast based on prior code cycle analysis by Mike Kennedy. |  | based on Building Types
3 | COM_200002_P1T1 | Yes | Commissioning Buildings | Cx | N/A | 19% | The baseline comes from the 7th Power Plan (Baseline saturation for Commercial Energy Management measure). | Com_Master_7P.xlsm | 0.43438 | 0.43438 | The Council recommended using NEEA's assumptions (Based on June, 5, 2015 meeting with Northwest Power and Conservation Council staff. Updated based on May 9, 2016 meeting with staff). NEEA assumes 8% for new building commissioning based on its 2009 and 2011 Long-term Monitoring and Tracking reports. NEEA updates the weighted savings rate based on industrial and commercial units. | Long Term Monitoring and Tracking Report on 2011 Activities.pdf |  | 0.43924
3 | COM_200002_P2T1 | Yes | Commissioning Buildings | rCx | N/A | 19% | The baseline comes from the 7th Power Plan (Baseline saturation for Commercial Energy Management measure). | Com_Master_7P.xlsm | 0.41337 | 0.41337 | The Council recommended using NEEA's assumptions (Based on June, 5, 2015 meeting with Northwest Power and Conservation Council staff. Updated based on May 9, 2016 meeting with staff). NEEA assumes 9% electricity savings for retro-commissioning based on its 2009 and 2011 Long-term Monitoring and Tracking reports. NEEA updates the weighted savings rate based on industrial and commercial units. | Long Term Monitoring and Tracking Report on 2011 Activities.pdf |  | 0.49414
1 | COM_200701_P1T3 | Yes | Desktop Power Supplies | Commercial Desktop | ENERGY STAR 6.0 | 0% | The baseline comes from the 7th Power Plan (75% baseline market share incorporated in the savings rate). | Com_Master_7P.xlsx | 30.8789 | 30.8789 | The savings rate comes from the 7th Power Plan. The baseline is incorporated into the savings rate. Note: the original forecast incorporated the baseline in the units calculation. | COM-Computers-7P_V3.xlsx |  | 30.88
3 | IND_200402_P2T1 | Yes | Drive Power | Efficient Motor Rewinds | N/A | 30% | The baseline comes from the 7th Power Plan (Motor calculation workbook MotorCalc.xlsx). | MotorCalc.xls | 4388.6558 | 4388.6558 | NEEA uses the Regional Technical Forum savings rate then calculates a weighted average kWh savings per rewind based on program data. The original weights are available in the original targets sent in August 2015. | AgGreenMotorRewind_v2_0.xlsm IndGreenMotorRewind_v2_0.xlsm | gk | 4953.7022
1 | RES_200804_P2T1 | Yes | Ductless Heat Pumps | DHP FAF | N/A | 0% | The baseline comes from the 7th Power Plan (Baseline Saturation percentages), and is 0% because it is a retrofit measure. | Res_Master.xlsx | 2364.7929 | 2364.7929 | The savings rates for installs came from the Regional Technical Forum's December 2018 updated workbook. NEEA weighted the rates using data from the Residential Building Stock Assessment. The calculation detail is available on the DHP program detail worksheet. | ResDHPonFAF_v2_1.xlsm |  | 3787.358
1 | RES_200804_P3T1 | Yes | Ductless Heat Pumps | DHP MH FAF | N/A | 0% | The baseline comes from the 7th Power Plan (Baseline Saturation percentages), and is 0% because it is a retrofit measure. | Res_Master.xlsx | 2877.0549 | 2877.0549 | The savings rates for installs came from the Regional Technical Forum's December 2018 updated workbook. NEEA weighted the rates using data from the Residential Building Stock Assessment. The calculation detail is available on the DHP program detail worksheet. | ResDHPonFAF_v2_1.xlsm |  | 5709.5283
1 | RES_200804_P1T1 | Yes | Ductless Heat Pumps | DHP Zonal | N/A | 0% | The baseline comes from the 7th Power Plan (Baseline Saturation percentages), and is 0% because it is a retrofit measure. | Res_Master.xlsx | 2106.9146 | 2123.2058 | The savings rates for installs came from the Regional Technical Forum (also the source for the 7th PP). NEEA weighted the rates using data from the Residential Building Stock Assessment. The calculation detail is available on the DHP program detail worksheet. | ResSFExistingHVAC_v4_1.xls |  | 2146.3244
1 |  | Yes | Heat Pump Water Heaters | HPWH (<=55 gallons) Existing Construction | Tier 1 | 0% | The savings rates for HPWHs are relative to the RTFs current practice baseline | ResHPWH_v4_1.xlsm | 934.9158 | 934.9158 | The energy use estimates come from the most recent RTF measure workbook Weighted using climate zone and heating types used in the 7th PP | ResHPWH_v4_1.xlsm |  | 934.9158
1 |  | Yes | Heat Pump Water Heaters | HPWH (<=55 gallons) Existing Construction | Tier 2 | 0% | The savings rates for HPWHs are relative to the RTFs current practice baseline | ResHPWH_v4_1.xlsm | 270.9378 | 270.9378 | The energy use estimates come from the most recent RTF measure workbook Weighted using climate zone and heating types used in the 7th PP | ResHPWH_v4_1.xlsm |  | 143.6157
1 |  | Yes | Heat Pump Water Heaters | HPWH (<=55 gallons) Existing Construction | Tier 3 | 0% | The savings rates for HPWHs are relative to the RTFs current practice baseline | ResHPWH_v4_1.xlsm | 165.2617 | 165.2617 | The energy use estimates come from the most recent RTF measure workbook Weighted using climate zone and heating types used in the 7th PP | ResHPWH_v4_1.xlsm |  | 143.6157
1 |  | Yes | Heat Pump Water Heaters | HPWH (<=55 gallons) Existing Construction | Tier 4 | 0% | The savings rates for HPWHs are relative to the RTFs current practice baseline | ResHPWH_v4_1.xlsm | 423.4707 | 423.4707 | The energy use estimates come from the most recent RTF measure workbook Weighted using climate zone and heating types used in the 7th PP | ResHPWH_v4_1.xlsm |  | 104
1 |  | Yes | Heat Pump Water Heaters | HPWH (<=55 gallons) New Construction | Tier 1 | 0% | The savings rates for HPWHs are relative to the RTFs current practice baseline | ResHPWH_v4_1.xlsm; Adjusted by NEEA staff; Reviewed by Ecotope | 531.8904 | 485.28 | New Construction Savings rates are discounted to avoid double-counting with NEEA's code and above-code new homes savings The energy use estimates come directly from the 7th PP Weighted using climate zone and heating types used in the 7th PP | ResHPWH_v4_1.xlsm; Adjusted by NEEA staff; Reviewed by Ecotope |  | 991.1953
1 |  | Yes | Heat Pump Water Heaters | HPWH (<=55 gallons) New Construction | Tier 2 | 0% | The savings rates for HPWHs are relative to the RTFs current practice baseline | ResHPWH_v4_1.xlsm; Adjusted by NEEA staff; Reviewed by Ecotope | 154.1414 | 140.6337 | New Construction Savings rates are discounted to avoid double-counting with NEEA's code and above-code new homes savings The energy use estimates come directly from the 7th PP Weighted using climate zone and heating types used in the 7th PP | ResHPWH_v4_1.xlsm; Adjusted by NEEA staff; Reviewed by Ecotope |  | 106.4391
1 |  | Yes | Heat Pump Water Heaters | HPWH (<=55 gallons) New Construction | Tier 3 | 0% | The savings rates for HPWHs are relative to the RTFs current practice baseline | ResHPWH_v4_1.xlsm; Adjusted by NEEA staff; Reviewed by Ecotope | 94.0203 | 85.7812 | New Construction Savings rates are discounted to avoid double-counting with NEEA's code and above-code new homes savings The energy use estimates come from the most recent RTF measure workbook Weighted using climate zone and heating types used in the 7th PP | ResHPWH_v4_1.xlsm; Adjusted by NEEA staff; Reviewed by Ecotope |  | 1057.6921
1 |  | Yes | Heat Pump Water Heaters | HPWH (<=55 gallons) New Construction | Tier 4 | 0% | The savings rates for HPWHs are relative to the RTFs current practice baseline | ResHPWH_v4_1.xlsm; Adjusted by NEEA staff; Reviewed by Ecotope | 240.9201 | 219.8079 | New Construction Savings rates are discounted to avoid double-counting with NEEA's code and above-code new homes savings The energy use estimates come from the most recent RTF measure workbook Weighted using climate zone and heating types used in the 7th PP | ResHPWH_v4_1.xlsm; Adjusted by NEEA staff; Reviewed by Ecotope |  | 143.6157
1 |  | Yes | Heat Pump Water Heaters | HPWH (>55 gallons) Existing Construction | Tier 1 | 0% | The savings rates for HPWHs are relative to the RTFs current practice baseline | ResHPWH_v4_1.xlsm | 934.9158 | 934.9158 | The energy use estimates come from the most recent RTF measure workbook Weighted using climate zone and heating types used in the 7th PP | ResHPWH_v4_1.xlsm |  | 1057.6921
1 |  | Yes | Heat Pump Water Heaters | HPWH (>55 gallons) Existing Construction | Tier 2 | 0% | The savings rates for HPWHs are relative to the RTFs current practice baseline | ResHPWH_v4_1.xlsm | 270.9378 | 270.9378 | The energy use estimates come from the most recent RTF measure workbook Weighted using climate zone and heating types used in the 7th PP | ResHPWH_v4_1.xlsm |  | 143.6157
1 |  | Yes | Heat Pump Water Heaters | HPWH (>55 gallons) Existing Construction | Tier 3 | 0% | The savings rates for HPWHs are relative to the RTFs current practice baseline | ResHPWH_v4_1.xlsm | 165.2617 | 165.2617 | The energy use estimates come from the most recent RTF measure workbook Weighted using climate zone and heating types used in the 7th PP | ResHPWH_v4_1.xlsm |  | 143.6157
1 |  | Yes | Heat Pump Water Heaters | HPWH (>55 gallons) Existing Construction | Tier 4 | 0% | The savings rates for HPWHs are relative to the RTFs current practice baseline | ResHPWH_v4_1.xlsm | 423.4707 | 423.4707 | The energy use estimates come from the most recent RTF measure workbook Weighted using climate zone and heating types used in the 7th PP | ResHPWH_v4_1.xlsm |  | 104
1 |  | Yes | Heat Pump Water Heaters | HPWH (>55 gallons) New Construction | Tier 1 | 0% | The savings rates for HPWHs are relative to the RTFs current practice baseline | ResHPWH_v4_1.xlsm; Adjusted by NEEA staff; Reviewed by Ecotope | 349.3887 | 355.0853 | New Construction Savings rates are discounted to avoid double-counting with NEEA's code and above-code new homes savings The energy use estimates come directly from the 7th PP Weighted using climate zone and heating types used in the 7th PP | ResHPWH_v4_1.xlsm; Adjusted by NEEA staff; Reviewed by Ecotope |  | 991.1953
1 |  | Yes | Heat Pump Water Heaters | HPWH (>55 gallons) New Construction | Tier 2 | 0% | The savings rates for HPWHs are relative to the RTFs current practice baseline | ResHPWH_v4_1.xlsm; Adjusted by NEEA staff; Reviewed by Ecotope | 101.2526 | 102.9034 | New Construction Savings rates are discounted to avoid double-counting with NEEA's code and above-code new homes savings The energy use estimates come directly from the 7th PP Weighted using climate zone and heating types used in the 7th PP | ResHPWH_v4_1.xlsm; Adjusted by NEEA staff; Reviewed by Ecotope |  | 106.4391
1 | RES_201202_P1T1 | Yes | Heat Pump Water Heaters | HPWH (>55 gallons) New Construction | Tier 3 | 0% | The savings rates for HPWHs are relative to the RTFs current practice baseline | ResHPWH_v4_1.xlsm; Adjusted by NEEA staff; Reviewed by Ecotope | 61.7602 | 62.7671 | New Construction Savings rates are discounted to avoid double-counting with NEEA's code and above-code new homes savings The energy use estimates come from the most recent RTF measure workbook Weighted using climate zone and heating types used in the 7th PP | ResHPWH_v4_1.xlsm; Adjusted by NEEA staff; Reviewed by Ecotope |  | 1057.6921
1 |  | Yes | Heat Pump Water Heaters | HPWH (>55 gallons) New Construction | Tier 4 | 0% | The savings rates for HPWHs are relative to the RTFs current practice baseline | ResHPWH_v4_1.xlsm; Adjusted by NEEA staff; Reviewed by Ecotope | 158.2559 | 160.8361 | New Construction Savings rates are discounted to avoid double-counting with NEEA's code and above-code new homes savings The energy use estimates come from the most recent RTF measure workbook Weighted using climate zone and heating types used in the 7th PP | ResHPWH_v4_1.xlsm; Adjusted by NEEA staff; Reviewed by Ecotope |  | 143.6157
3 | N/A | Yes | Next Step Homes | Voluntary Programs (ENERGY STAR, Next Step Homes, Built Green and Home Energy Rating System, etc.) | N/A | 0% | No equivalent Power Plan measure. The Council recommended NEEA use its savings rates. The baseline is code. The targets used a forecast of the codes in place in 2016 and 2017. NEEA updated the baseline values with the final code in order to model the savings. | TRC. Feb. 15, 2019. NewHomesCPC_TRC_2018ProgramSavingsReporting_2019-02-15_FINAL.xlsx. The analysis is evaluated by Energy 350. | See Savings Report | See Savings Report | The savings rate changes based on the certification program, effective code and housing type. TRC calculates the savings rates. Energy 350 reviews the work. | Evaluation available upon request (updated in March 2019). |  | based on site
1 |  | Yes | Next Step Homes | OR Code | OR 2017 | 0% | Codes adopted by Dec 31 2014 are in the 7th Power Plan baseline load forecast or explicitly in the measures. As a result, the baseline is the code announced before 2015 (OR 2014). | NEEA Planning. 2016. Guidelines for Reporting against the 7th Power Plan Baseline. Based on June, 5, 2015 meeting with Northwest Power and Conservation Council staff. Updated based on May 9, 2016 meeting with staff. | 485 | 485 | The Council recommended using NEEA's assumptions (Based on June, 5, 2015 meeting with Northwest Power and Conservation Council staff. Updated based on May 9, 2016 meeting with staff). NEEA forecasted a savings rate using energy consumption estimates from Ecotope and an anticipated percent decline from the new code. | Ecotope's report is available upon request |  | 197.2919
1 | RES_200601_P3T4 | Yes | Other Codes (Multifamily) | OR Code | OR 2017 | 0% | Codes adopted by Dec 31 2014 are in the 7th Power Plan baseline load forecast or explicitly in the measures. As a result, the baseline is the code announced before 2015 (WSEC 2012). | NEEA Planning. 2016. Guidelines for Reporting against the 7th Power Plan Baseline. Based on June, 5, 2015 meeting with Northwest Power and Conservation Council staff. Updated based on May 9, 2016 meeting with staff. | 450 | 450 | The Council recommended using NEEA's assumptions (Based on June, 5, 2015 meeting with Northwest Power and Conservation Council staff. Updated based on May 9, 2016 meeting with staff). The savings rate comes from a model Ecotope built in 2017 in support of NEEA Next Step Homes program. | Ecotope's model is available upon request
1 | RES_201301_P4T4 | Yes | Next Step Homes | WA Code | WSEC 2015 | 0% | Codes adopted by Dec 31 2014 are in the 7th Power Plan baseline load forecast or explicitly in the measures. As a result, the baseline is the code announced before 2015 (WSEC 2012). | NEEA Planning. 2016. Guidelines for Reporting against the 7th Power Plan Baseline. Based on June, 5, 2015 meeting with Northwest Power and Conservation Council staff. Updated based on May 9, 2016 meeting with staff. | 225.3085 | 225.3085 | The Council recommended using NEEA's assumptions (Based on June, 5, 2015 meeting with Northwest Power and Conservation Council staff. Updated based on May 9, 2016 meeting with staff). NEEA forecasted a savings rate using energy consumption estimates from Ecotope and an anticipated percent decline from the new code. | Ecotope's report is available upon request |  | 197.2919
1 | RES_200601_P4T4 | Yes | Other Codes (Multifamily) | WA Multifamily Code | WSEC 2015 | 0% | Codes adopted by Dec 31 2014 are in the 7th Power Plan baseline load forecast or explicitly in the measures. As a result, the baseline is the code announced before 2015 (WSEC 2012). | NEEA Planning. 2016. Guidelines for Reporting against the 7th Power Plan Baseline. Based on June, 5, 2015 meeting with Northwest Power and Conservation Council staff. Updated based on May 9, 2016 meeting with staff. | 379.0419 | 379.0419 | The Council recommended using NEEA's assumptions (Based on June, 5, 2015 meeting with Northwest Power and Conservation Council staff. Updated based on May 9, 2016 meeting with staff). The savings rate comes from a model Ecotope built in 2017 in support of NEEA Next Step Homes program. | Ecotope's model is available upon request |  | 379.0419
1 | OTH_201601_P1T1 | No | Other ENERGY STAR Products | Commercial Laptop | ENERGY STAR V. 6 | 0% | The baseline comes from the 7th Power Plan (90% baseline market share incorporated in the savings rate). | Com_Master_7P.xlsx | 3.6858 | 3.6858 | The savings rate comes from the 7th Power Plan. The baseline is incorporated into the savings rate. | COM-Computers-7P_V3.xlsx
1 | OTH_201601_P2T1 | No | Other ENERGY STAR Products | Residential Desktop | ENERGY STAR V. 6 | 0% | The baseline comes from the 7th Power Plan (25% baseline market share incorporated in the savings rate). | Res_Master.xlsx | 47.6812 | 47.6812 | The savings rate comes from the 7th Power Plan. The baseline is incorporated into the savings rate. | Res-Computers-7P_v4.xlsx
1 | OTH_201601_P3T1 | No | Other ENERGY STAR Products | Residential Laptop | ENERGY STAR V. 6 | 0% | The baseline comes from the 7th Power Plan (74% baseline market share incorporated in the savings rate). | Res_Master.xlsx | 4.7763 | 4.7763 | The savings rate comes from the 7th Power Plan. The baseline is incorporated into the savings rate. | Res-Computers-7P_v4.xlsx
1 | COM_201403_P2T1 | Yes | Reduced Wattage Lamp Replacement | T8 Fluorescent 25W | N/A | 0% | The baseline comes from the 7th Power Plan. The baseline market share distribution for the 25W, 28W and 32W T8 fluorescent lamps are: 5%, 15%, and 80%, respectively. The baseline market shares are incorporated in the savings rate calculation. | com-hplowpowergsfl-7p_v6p.xlsx | 5.9158 | 5.9158 | NEEA used the savings rate from the 7th Power Plan. NEEA corrected the HVAC electric yield from 103% to 99% and used the Commercial Building Stock Assessment to weight the average value. Weightings are available in the original targets sent in August 2015. | com-hplowpowergsfl-7p_v6p.xlsx | kb
1 | COM_201403_P1T1 | Yes | Reduced Wattage Lamp Replacement | T8 Fluorescent 28W | N/A | 0% | The baseline comes from the 7th Power Plan. The baseline market share distribution for the 25W, 28W and 32W T8 fluorescent lamps are: 5%, 15%, and 80%, respectively. The baseline market shares are incorporated in the savings rate calculation. | com-hplowpowergsfl-7p_v6p.xlsx | 5.9158 | 5.9158 | NEEA used the savings rate from the 7th Power Plan. NEEA corrected the HVAC electric yield from 103% to 99% and used the Commercial Building Stock Assessment to weight the average value. Weightings are available in the original targets sent in August 2015. | com-hplowpowergsfl-7p_v6p.xlsx | kb
1 | RES_201403_P6T1 | Yes | Refrigerators | Refrigerators- Other | ENERGY STAR +10% | 0% | The baseline comes from the 7th Power Plan (incorporated in the savings rate). | Res-RefigFreezer-7P_v4.xlsm | 9.1857 | 9.1857 | The energy use estimates come directly from the 7th PP | Res-RefigFreezer-7P_v4.xlsm |  | 9.1857
1 | RES_201403_P6T2 | Yes | Refrigerators | Refrigerators- Other | ENERGY STAR +15% | 0% | The baseline comes from the 7th Power Plan (incorporated in the savings rate). | Res-RefigFreezer-7P_v4.xlsm | 40.5516 | 40.5516 | The energy use estimates come directly from the 7th PP | Res-RefigFreezer-7P_v4.xlsm |  | 40.5516
1 | RES_201403_P13T1 | Yes | Refrigerators | Side Freezers | ENERGY STAR +10% | 0% | The baseline comes from the 7th Power Plan (incorporated in the savings rate). | Res-RefigFreezer-7P_v4.xlsm | 9.1857 | 9.1857 | The energy use estimates come directly from the 7th PP | Res-RefigFreezer-7P_v4.xlsm |  | 9.1857
1 | RES_201403_P13T2 | Yes | Refrigerators | Side Freezers | ENERGY STAR +15% | 0% | The baseline comes from the 7th Power Plan (incorporated in the savings rate). | Res-RefigFreezer-7P_v4.xlsm | 40.5516 | 40.5516 | The energy use estimates come directly from the 7th PP | Res-RefigFreezer-7P_v4.xlsm |  | 40.5516
1 | RES_201403_P12T1 | Yes | Refrigerators | Bottom Freezers | ENERGY STAR +10% | 0% | The baseline comes from the 7th Power Plan (incorporated in the savings rate). | Res-RefigFreezer-7P_v4.xlsm | 9.1857 | 9.1857 | The energy use estimates come directly from the 7th PP | Res-RefigFreezer-7P_v4.xlsm
1 | RES_201403_P12T1 | Yes | Refrigerators | Bottom Freezers | ENERGY STAR +15% | 0% | The baseline comes from the 7th Power Plan (incorporated in the savings rate). | Res-RefigFreezer-7P_v4.xlsm | 40.5516 | 40.5516 | The energy use estimates come directly from the 7th PP | Res-RefigFreezer-7P_v4.xlsm |  | 9.1857
1 | RES_199703_P3T1 | Yes | Residential Lighting | LED General Purpose | N/A | 0% | The savings rates for Residential Lighting are relative to the RTFs current practice baseline | ResLighting_v7_0.xlsm | 10.7978 | 10.7978 | The energy use estimates come from the most recent RTF measure workbook | ResLighting_v7_0.xlsm |  | 10.7978
1 | RES_199703_P4T1 | Yes | Residential Lighting | LED Specialty | N/A | 0% | The savings rates for Residential Lighting are relative to the RTFs current practice baseline | ResLighting_v7_0.xlsm | 16.5669 | 16.5669 | The energy use estimates come from the most recent RTF measure workbook | ResLighting_v7_0.xlsm |  | 16.5669
1 | RES_199703_P1T1 | Yes | Residential Lighting | CFL General Purpose | N/A | 0% | The savings rates for Residential Lighting are relative to the RTFs current practice baseline | ResLighting_v7_0.xlsm | 10.4783 | 10.4783 | The energy use estimates come from the most recent RTF measure workbook | ResLighting_v7_0.xlsm |  | 5.9634
1 | RES_199703_P2T1 | Yes | Residential Lighting | CFL Specialty | N/A | 0% | The savings rates for Residential Lighting are relative to the RTFs current practice baseline | ResLighting_v7_0.xlsm | 10.2178 | 10.2178 | The energy use estimates come from the most recent RTF measure workbook | ResLighting_v7_0.xlsm |  | 10.2178
2 | RES_201403_P4t3 | Yes | Retail Product Portfolio | Air Cleaner | ENERGY STAR +30% | 0% | The 7th PP does not have an equivalent measure. As a result, NEEA uses its program data for 2015 to estimate a current practice baseline. | Data available upon request | 0 | 0 | This is not a 7th PP measure. As a result, NEEA uses program data to estimate the savings above the 7th PP baseline. | Data available upon request |  | Calculated
1 | RES_201403_P8T1 | Yes | Retail Product Portfolio | Clothes Washers | ENERGY STAR | 0% | The baseline comes from the 7th Power Plan (54% ENERGY STAR Penetration) | Res-ClothesWashers-7p_v4.xlsx | 49.757 | 49.757 | The energy use estimates come directly from the 7th PP | Res-ClothesWashers-7p_v4.xlsx |  | 49.757
1 | RES_201403_P8T2 | Yes | Retail Product Portfolio | Clothes Washers | ENERGY STAR Most Efficient | 0% | The baseline comes from the 7th Power Plan (54% ENERGY STAR Penetration) | Res-ClothesWashers-7p_v4.xlsx | 79.2148 | 79.2148 | The energy use estimates come directly from the 7th PP | Res-ClothesWashers-7p_v4.xlsx |  | 79.2148
1 | RES_201403_P8T3 | Yes | Retail Product Portfolio | Clothes Washers | ENERGY STAR Most Efficient +5% | 0% | The baseline comes from the 7th Power Plan (54% ENERGY STAR Penetration) | Res-ClothesWashers-7p_v4.xlsx | 94.4616 | 94.4616 | The energy use estimates come directly from the 7th PP | Res-ClothesWashers-7p_v4.xlsx |  | 94.4616
1 | RES_201403_P10t1 | Yes | Retail Product Portfolio | Compact Freezers | ENERGY STAR | 0% | The baseline comes from the 7th Power Plan (incorporated in the savings rate). | Res-RefigFreezer-7P_v4.xlsm | 10.0033 | 10.0033 | The energy use estimates come directly from the 7th PP | Res-RefigFreezer-7P_v4.xlsm |  | 10.0033
2 | RES_201403_P10t2 | Yes | Retail Product Portfolio | Compact Freezers | ENERGY STAR +5% | 0% | The baseline comes from the 7th Power Plan (incorporated in the savings rate). | Res-RefigFreezer-7P_v4.xlsm | 0 | 0 | This is not a 7th PP measure. As a result, NEEA uses program data to estimate the savings above the 7th PP baseline. The savings is updated based on the configuration of the products sold. | More information available upon request |  | 47.8029
1 | RES_201403_P5t1 | Yes | Retail Product Portfolio | Upright Freezers | ENERGY STAR | 0% | The baseline comes from the 7th Power Plan (incorporated in the savings rate). | Res-RefigFreezer-7P_v4.xlsm | 22.8663 | 22.8663 | The energy use estimates come directly from the 7th PP | Res-RefigFreezer-7P_v4.xlsm |  | 22.8663
2 | RES_201403_P5t2 | Yes | Retail Product Portfolio | Upright Freezers | ENERGY STAR +5% | 0% | The baseline comes from the 7th Power Plan (incorporated in the savings rate). | Res-RefigFreezer-7P_v4.xlsm | 0 | 0 | This is not a 7th PP measure. As a result, NEEA uses program data to estimate the savings above the 7th PP baseline. NEEA did not track sales in 2017. As a result, the savings rate is 0. | More information available upon request |  | 57.0749
1 | RES_201403_P9t1 | Yes | Retail Product Portfolio | Chest Freezers | ENERGY STAR | 0% | The baseline comes from the 7th Power Plan (incorporated in the savings rate). | Res-RefigFreezer-7P_v4.xlsm | 22.8663 | 22.8663 | The energy use estimates come directly from the 7th PP | Res-RefigFreezer-7P_v4.xlsm |  | 22.8663
2 | RES_201403_P9t2 | Yes | Retail Product Portfolio | Chest Freezers | ENERGY STAR +5% | 0% | The baseline comes from the 7th Power Plan (incorporated in the savings rate). | Res-RefigFreezer-7P_v4.xlsm | 44.2548 | 44.2548 | This is not a 7th PP measure. As a result, NEEA uses program data to estimate the savings above the 7th PP baseline. The rate changes based on the configuration of the units. | More information available upon request |  | 70.6864
1 | RES_201403_P6T1 | Yes | Retail Product Portfolio | Refrigerators- Other | ENERGY STAR +10% | 0% | The baseline comes from the 7th Power Plan (incorporated in the savings rate). | Res-RefigFreezer-7P_v4.xlsm | 9.1857 | 9.1857 | The energy use estimates come directly from the 7th PP | Res-RefigFreezer-7P_v4.xlsm |  | 9.1857
1 | RES_201403_P6T2 | Yes | Retail Product Portfolio | Refrigerators- Other | ENERGY STAR +15% | 0% | The baseline comes from the 7th Power Plan (incorporated in the savings rate). | Res-RefigFreezer-7P_v4.xlsm | 40.5516 | 40.5516 | The energy use estimates come directly from the 7th PP | Res-RefigFreezer-7P_v4.xlsm |  | 40.5516
1 | RES_201403_P13T1 | Yes | Retail Product Portfolio | Side Freezers | ENERGY STAR +10% | 0% | The baseline comes from the 7th Power Plan (incorporated in the savings rate). | Res-RefigFreezer-7P_v4.xlsm | 9.1857 | 9.1857 | The energy use estimates come directly from the 7th PP | Res-RefigFreezer-7P_v4.xlsm |  | 9.1857
1 | RES_201403_P13T2 | Yes | Retail Product Portfolio | Side Freezers | ENERGY STAR +15% | 0% | The baseline comes from the 7th Power Plan (incorporated in the savings rate). | Res-RefigFreezer-7P_v4.xlsm | 40.5516 | 40.5516 | The energy use estimates come directly from the 7th PP | Res-RefigFreezer-7P_v4.xlsm |  | 40.5516
1 | RES_201403_P12T1 | Yes | Retail Product Portfolio | Bottom Freezers | ENERGY STAR +10% | 0% | The baseline comes from the 7th Power Plan (incorporated in the savings rate). | Res-RefigFreezer-7P_v4.xlsm | 9.1857 | 9.1857 | The energy use estimates come directly from the 7th PP | Res-RefigFreezer-7P_v4.xlsm |  | 9.1857
1 | RES_201403_P12T2 | Yes | Retail Product Portfolio | Bottom Freezers | ENERGY STAR +15% | 0% | The baseline comes from the 7th Power Plan (incorporated in the savings rate). | Res-RefigFreezer-7P_v4.xlsm | 40.5516 | 40.5516 | The energy use estimates come directly from the 7th PP | Res-RefigFreezer-7P_v4.xlsm |  | 40.5516
2 | RES_201403_P3t1 | Yes | Retail Product Portfolio | Room AC | ENERGY STAR | 0% | The 7th PP does not have an equivalent measure. As a result, NEEA uses its program data for 2015 to estimate a current practice baseline. | -Analysis by: Energy Solutions. 2017. Consumer Products UES- Energy Solutions. (dataset). -Data from: ICF. 2017. Retail Products Platform. (dataset). | 64.882 | 76.9911 | This is not a 7th PP measure. As a result, NEEA uses program data to estimate the savings above the 7th PP baseline. Savings rate is updated based on the configuration of the sales. | -Analysis by: Energy Solutions. 2017. Consumer Products UES- Energy Solutions. (dataset). -Data from: ICF. 2017. Retail Products Platform. (dataset). -Climate Zones: NEEA uses RTF (2011) CDD by mapping AHAM shipments to RTF climate zones. NEEA updates the rate based on the size of the units sold (BTUs) |  | Calculated
2 | RES_201403_P4t1 | Yes | Retail Product Portfolio | Home Audio | ENERGY STAR | 0% | The 7th PP does not have an equivalent measure. As a result, NEEA uses its program data for 2015 to estimate a current practice baseline. | -Analysis by: Energy Solutions. 2019. Consumer Products UES- Energy Solutions. (dataset). -Data from: ICF. 2019. Retail Products Platform. (dataset). -Evaluated by Research Into Action. (2016). | 0.4299 | TBD | This is not a 7th PP measure. As a result, NEEA uses program data to estimate the savings above the 7th PP baseline. | Data available upon request |  | Calculated
2 | RES_201403_P4t2 | Yes | Retail Product Portfolio | Home Audio | ENERGY STAR +15% | 0% | The 7th PP does not have an equivalent measure. As a result, NEEA uses its program data for 2015 to estimate a current practice baseline. | -Analysis by: Energy Solutions. 2019. Consumer Products UES- Energy Solutions. (dataset). -Data from: ICF. 2019. Retail Products Platform. (dataset). -Evaluated by Research Into Action. (2016). | -9.2879 | TBD | This is not a 7th PP measure. As a result, NEEA uses program data to estimate the savings above the 7th PP baseline. The negative savings rate is because the ENERGY STAR specification can allow units to use more energy. NEEA is working with ENERGY STAR to correct the specification. | Data available upon request |  | Calculated
2 | RES_201403_P4t3 | Yes | Retail Product Portfolio | Home Audio | ENERGY STAR +50% | 0% | The 7th PP does not have an equivalent measure. As a result, NEEA uses its program data for 2015 to estimate a current practice baseline. | -Analysis by: Energy Solutions. 2019. Consumer Products UES- Energy Solutions. (dataset). -Data from: ICF. 2019. Retail Products Platform. (dataset). -Evaluated by Research Into Action. (2016). | 10.2114 | TBD | This is not a 7th PP measure. As a result, NEEA uses program data to estimate the savings above the 7th PP baseline. | Data available upon request |  | Calculated
1 | RES_201101_P1T1 | Yes | Super-Efficient Dryers | Clothes Dryers | UCEF 3.00 to 3.39 | 0% | The 7th PP does not have an equivalent measure. However, the council agreed that this measure is above the 7th Power Plan baseline. (Based on June, 5, 2015 meeting with Northwest Power and Conservation Council staff. Updated based on May 9, 2016 meeting with staff) | ResClothesDryers_v2.1 | 67.5658 | 67.5658 | To align with the WA Investor Owned Utilities, NEEA uses the 2018 RTF savings rates with a baseline of the 2015 market sales mix. | ResClothesDryers_v3.1; Energy Solutions market share analysis (available upon request) |  | 74.3186
1 | RES_201101_P1T2 | Yes | Super-Efficient Dryers | Clothes Dryers | UCEF 3.40 to 3.99 | 0% | The baseline comes from the 7th Power Plan (incorporated in the savings rate). | Res-ClothesDryer-7P_v2.xlsx | 323.8895 | 323.8895 | To align with the WA Investor Owned Utilities, NEEA uses the 2018 RTF savings rates with a baseline of the 2015 market sales mix. | ResClothesDryers_v3.1; Energy Solutions market share analysis (available upon request) |  | 112.2275
1 | RES_201101_P1T3 | Yes | Super-Efficient Dryers | Clothes Dryers | UCEF 4.00 to 4.99 | 0% | The baseline comes from the 7th Power Plan (incorporated in the savings rate). | Res-ClothesDryer-7P_v2.xlsx | 434.7986 | 434.7986 | To align with the WA Investor Owned Utilities, NEEA uses the 2018 RTF savings rates with a baseline of the 2015 market sales mix. | ResClothesDryers_v3.1; Energy Solutions market share analysis (available upon request) |  | 119.3996
1 | RES_201101_P1T4 | Yes | Super-Efficient Dryers | Clothes Dryers | UCEF 5.00 to 5.99 | 0% | The baseline comes from the 7th Power Plan (incorporated in the savings rate). | Res-ClothesDryer-7P_v2.xlsx | 534.1499 | 534.1499 | To align with the WA Investor Owned Utilities, NEEA uses the 2018 RTF savings rates with a baseline of the 2015 market sales mix. | ResClothesDryers_v3.1; Energy Solutions market share analysis (available upon request) |  | 86.0814
1 | RES_201101_P1T5 | Yes | Super-Efficient Dryers | Clothes Dryers | UCEF 6.00 to 6.99 | 0% | The baseline comes from the 7th Power Plan (incorporated in the savings rate). | Res-ClothesDryer-7P_v2.xlsx | 584.4996 | 584.4996 | To align with the WA Investor Owned Utilities, NEEA uses the 2018 RTF savings rates with a baseline of the 2015 market sales mix. | ResClothesDryers_v3.1; Energy Solutions market share analysis (available upon request) |  | 59.0168
1 | RES_201101_P1T6 | Yes | Super-Efficient Dryers | Clothes Dryers | UCEF 7.00 to 7.99 | 0% | The baseline comes from the 7th Power Plan (incorporated in the savings rate). | Res-ClothesDryer-7P_v2.xlsx | 623.8714 | 623.8714 | To align with the WA Investor Owned Utilities, NEEA uses the 2018 RTF savings rates with a baseline of the 2015 market sales mix. | ResClothesDryers_v3.1; Energy Solutions market share analysis (available upon request) |  | 43.0269
1 | COM_201304_P7T1 | Yes | Other Non-Residential Standards | Rooftop Units | N/A | 0% | Standards adopted by Dec 31 2014 are in the 7th Power Plan baseline load forecast or explicitly in the measures. | NEEA Planning. 2016. Guidelines for Reporting against the 7th Power Plan Baseline. Based on June, 5, 2015 meeting with Northwest Power and Conservation Council staff. Updated based on May 9, 2016 meeting with staff. | 8760000 | 8760000 | aMW savings are estimate directly. | RTU_Standards_Model.xlsm Savings Rate analysis by Mike Kennedy. (2017); Units estimate by Cadeo Group (2017) (available upon request)
1 | COM_201304_P3T1 | No | Other Non-Residential Standards | Fed. Std. Vending Machines | N/A | 0% | Standards adopted by Dec 31 2014 are in the 7th Power Plan baseline load forecast or explicitly in the measures. | NEEA Planning. 2016. Guidelines for Reporting against the 7th Power Plan Baseline. Based on June, 5, 2015 meeting with Northwest Power and Conservation Council staff. Updated based on May 9, 2016 meeting with staff. | 0 | 248.8808 | Savings rates come from Cadeo's analysis of the pre- and post-case average UES of refrigerated beverage vending machine shipments. | RefrigeratedBeverageVendingMachine_StandardModel_15JUNE2018 (002).xlsm (available upon request)
1 | COM_201304_P12T1 | No | Other Non-Residential Standards | Pre-Rinse Spray Valves | N/A | 0% | Standards adopted by Dec 31 2014 are in the 7th Power Plan baseline load forecast or explicitly in the measures. | NEEA Planning. 2016. Guidelines for Reporting against the 7th Power Plan Baseline. Based on June, 5, 2015 meeting with Northwest Power and Conservation Council staff. Updated based on May 9, 2016 meeting with staff. | 0 | 368.4397 | Savings rates come from Cadeo's analysis of the pre- and post-case average UES of pre-rinse spray valve shipments across three product classes. | NonRes_PrerinseSprayValves_Model.xlsm (available upon request)

## List (hidden)
Stakeholders | State | Report Types | Period | Allocation | Year | ReportArchive | Report Name | Source
Regional | Regional | Northwest Power and Conservation Council | 2018 | Funder Share | 2017 | 2015 Annual Report | 2018 Q1 Update | RTF
Avista Utilities | Montana | Other | 2019 | Regional | 2018 | 2016 Annual Report |  | 7th PP
Bonneville Power Administration | Oregon | Public Utilities | 2018-2019 |  | 2019 | 2016 Q4 Forecast |  | Other
Bonneville Power Administration Plus Publics | Idaho | Washington Investor Owned |  |  | 2020 | 2016 Q4 Forecast Funder Adjusted
Chelan County PUD | Washington |  |  |  | 2021 | 2016 Q4 Update
Clark Public Utilities | [5 empty] | 2017 Q1 Update
Cowlitz County PUD | [5 empty] | Draft 2018-2019 Targets
Douglas County PUD | [5 empty] | Targets 2016 and 2017
Energy Trust of Oregon | [5 empty] | WA IOU 2016-2017 Targets
Eugene Water & Electric Board | [5 empty] | 2017 Q4 Update
Grant County PUD | [5 empty] | WA IOU 2018-2019 Targets
Idaho Power Company | [5 empty] | Draft WA IOU 2020-2021 Targets
NorthWestern Energy
Pacific Power
Puget Sound Energy
Rocky Mountain Power
Seattle City Light
Snohomish County PUD
Tacoma Power

## Programs (hidden)
Snapshot Name | Current Data
Is Current | Yes
Initiative | Initiative Description | Phase | Initiative Index | Remaining Savings 7th Power Plan
Building Operator Certification Expansion | Achieve lasting improvement in the energy efficient and maintenance (O&M) of commercial buildings by developing market demand for and increasing the supply of educated and credentialed building operators. | Phase 6 | COM_201201 | 2.0025
Certified Refrigeration Energy Specialist (CRES) | CRES certification becomes a required credential to work as a refrigeration operator in the Industrial Refrigeration Market. | Phase 6 | IND_201301 | 0.33488
Clothes Washers | NEEA influenced more stringent efficiency standards for clothes washers and accelerated market adoption by partnering with manufacturers, utilities and retailers to increase availability and increase consumer demand through targeted public outreach and marketing campaigns. | Phase 6 | RES_199702 | -0.27558
Commercial Real Estate | The Commercial Real Estate (CRE) Infrastructure program leverages strategic relationships to deliver regional market resources to advance energy efficiency best practices and increase utility program participation by the region's commercial real estate market. | Phase 0 | COM_200803 | 0.02455
Commissioning Buildings | NEEA helped make commissioning standard practice in public buildings in the Northwest by educating and building awareness of the value of commissioning, supporting the Building Commissioning Association and supporting projects like the commissioning certification. | Phase 6 | COM_200002 | 4.3253
Desktop Power Supplies | NEEA engaged with computer manufacturers to expedite the adoption of highly efficient power supplies while also developing and advocating for a standard thereby dramatically improving the energy efficiency of commercial desktops. | Phase 6 | COM_200701 | 13.2497
Drive Power | NEEA partnered with the League of the Pacific Northwest to increase the region’s motor fleet efficiency by influencing end-users to incorporate life-cycle analysis in investment decisions and helping motor service centers improve repair and motor management services. | Phase 6 | IND_200402 | 0.93804
Ductless Heat Pumps | Accelerate the adoption and market acceptance of inverter-driven ductless heat pumps in electrically heated homes. | Phase 5 | RES_200804 | 10.3297
Existing Building Renewal | The Existing Building Renewal (EBR) initiative demonstrates the competitive advantages and investment opportunity of energy efficiency gained through comprehensive deep-energy retrofits to owners and investors of commercial real estate office buildings over 20,000 sq. ft. | Phase 0 | COM_201305 | 0.062002
Heat Pump Water Heaters | Influence the passage of a 2025 federal standard requiring HPWHs for all electric storage tanks greater than 40 gallons in size. | Phase 5 | RES_201202 | 4.1038
Luminaire Level Lighting Controls | The Luminaire Level Lighting Controls (LLLC) initiative works to bring clarity to the controls market by developing best practice specifications for LLLC, aiming to have the technology adopted as standard industry practice by the commercial office lighting market. | Phase 5 | COM_201401 | 0.3504
Manufactured Homes | The Manufactured Homes Initiative will develop a new voluntary above code specification (NEEM 2.0) and increase adoption with manufactured home factories and retailers as the current volutnary specification (NEEM 1.0) is adopted into the Federal HUD code. | Phase 3 | RES_201601 | 25.6524
Other Codes (Commercial) | Providing information and technical expertise to create new and more stringent building codes and providing technical support and training after code adoption. | Phase 5 | COM_200202 | 185.9827
Other Codes (Multifamily) | Providing information and technical expertise to create new and more stringent building codes and providing technical support and training after code adoption. | Phase 5 | RES_200601 | 5.2897
Other ENERGY STAR Products | This is a placefholder for Other Energy Star products associated with Desktop Power supplies. This will be tracking desktops and laptops influenced by NEEA, but not directly tied to 80+ efforts. | Phase 6 | OTH_201601 | 4.6367
Other Non-Residential Standards | NEEA and its utility partners leverage the market power of the Northwest’s 12 million energy consumers to accelerate the market adoption of more stringent appliance and equipment standards at a regional and national level. NEEA does this by collaborating with its regional partners to develop strategies for advancing higher standards for appliances and equipment. | Phase 5 | COM_201304 | 26.1441
Other Strategic Energy Management | Establish Strategic Energy Management as a common business practice in select commercial and industrial sectors | Phase 6 | COM_201405 | 0
Reduced Wattage Lamp Replacement | Develop an upstream platform with distributors and manufacturers that influences the stocking and sales practices of efficient lighting products that can be leveraged for lighting initiatives. | Phase 6 | COM_201403 | 2.8776
Refrigerators | NEEA leveraged its relationships with retailers to accelerate the market adoption of ENERGY STAR refrigerators as part of a “white goods” strategy to increase market awareness of ENERGY STAR “white goods” appliances such as refrigerators and dishwashers. | Phase 6 | RES_200006 | -0.03837
Residential Lighting | NEEA collaborated with the region to develop and implement strategic market interventions that accelerated the market adoption of ENERGY STAR compact fluorescent lamps. | Phase 6 | RES_199703 | 68.5163
Residential New Construction/Next Step Homes | The Next Step Homes initiative leverages the infrastructure created by prior Efficient Homes programs to develop and increase market adoption of energy efficient advanced building practices for single-family homes, aimed at influencing and accelerating code adoption. | Phase 4 | RES_201301 | 11.8801
Retail Product Portfolio | The Retail Product Portfolio initiative uses mid-stream incentives to influence retail stocking practices, ultimately driving manufacturing and standards for a portfolio of energy-efficient product sold through the retail channel. | Phase 4 | Res_201403 | -2.0379
Super-Efficient Dryers | Supporting manufacturer development and US market entry of super-efficient dryers; influencing improved federal test protocols and efficiency standards requiring heat pump technology for residential clothes dryers. | Phase 4 | RES_201101 | 3.8554

## Funder Share Table (hidden)
Funder Shares by Year | [5 empty] | Bonneville Power Administration Plus Publics
Pacific Power
| 1997-2004 | 2004-2009 | 2010-2014 | 2015-2019
Year | C1&C2 | C3 | C4 | C5 | C6
1997 | 2.56% | 0% | 0% | 0% | 0%
1998 | 2.56% | 0% | 0% | 0% | 0%
1999 | 2.56% | 0% | 0% | 0% | 0%
2000 | 2.56% | 0% | 0% | 0% | 0%
2001 | 2.56% | 0% | 0% | 0% | 0%
2002 | 2.56% | 0% | 0% | 0% | 0%
2003 | 2.56% | 0% | 0% | 0% | 0%
2004 | 2.56% | 0% | 0% | 0% | 0%
2005 | 2.56% | 2.56% | 0% | 0% | 0%
2006 | 2.56% | 2.56% | 0% | 0% | 0%
2007 | 2.56% | 2.56% | 0% | 0% | 0%
2008 | 2.56% | 2.56% | 0% | 0% | 0%
2009 | 2.56% | 2.56% | 0% | 0% | 0%
2010 | 2.56% | 2.56% | 3.04% | 0% | 0%
2011 | 2.56% | 2.56% | 3.04% | 0% | 0%
2012 | 2.56% | 2.56% | 3.01% | 0% | 0%
2013 | 2.56% | 2.56% | 3.01% | 0% | 0%
2014 | 2.56% | 2.56% | 3.01% | 0% | 0%
2015 | 2.56% | 2.56% | 3.01% | 2.54% | 0%
2016 | 2.56% | 2.56% | 3.01% | 2.54% | 0%
2017 | 2.56% | 2.56% | 3.01% | 2.55% | 0%
2018 | 2.56% | 2.56% | 3.01% | 2.55% | 0%
2019 | 2.56% | 2.56% | 3.01% | 2.55% | 0%

## DHP
[7 empty] | Ductless Heat Pumps: | Accelerate the adoption and market acceptance of inverter-driven ductless heat pumps in electrically heated homes. | [11 empty] | Source | RTF
Lookups | [6 empty] | Measure |  |  |  |  | Units |  |  |  |  | Savings Rate |  | aMW Savings
Measure Index | Initiative Index | Code | Standard | Duplicate? | IOU Savings Category | Reportable | Sector | Initiative | Product | Tier | Year | Total Regional | Gross Local Program | Council Baseline | Baseline Assumption | Funder Share: Puget Sound Energy Washington | kWh/ Unit-Year | Comments | Total Savings | Local Programs | Remaining Savings
RES_200804_P1T1 | RES_200804 | 0 | 0 | 1 | 1 | TRUE | Residential | Ductless Heat Pumps | DHP Zonal | Tier 1 | 2019 | 14341.0481 | 7505.311 | 0 | The baseline is 0% because this is a retrofit measure. | 14.2% | 2123.2058 | See below | 0.49358 | 0.25831 | 0.23527 | 1.8191
RES_200804_P2T1 | RES_200804 | 0 | 0 | 1 | 1 | TRUE | Residential | Ductless Heat Pumps | DHP FAF | Tier 1 | 2019 | 2226.2059 | 1366.7441 | 0 | The baseline is 0% because this is a retrofit measure. | 14.2% | 2364.7929 | See below | 0.085338 | 0.052392 | 0.032946 | 0.36896
RES_200804_P3T1 | RES_200804 | 0 | 0 | 1 | 1 | TRUE | Residential | Ductless Heat Pumps | DHP MH FAF | Tier 1 | 2019 | 2282.2337 | 1401.1415 | 0 | The baseline is 0% because this is a retrofit measure. | 14.2% | 2877.0549 | See below | 0.10644 | 0.065345 | 0.041092 | 0.46018
RES_200804_P1T1 | RES_200804 | 0 | 0 | 1 | 1 | TRUE | Residential | Ductless Heat Pumps | DHP Zonal | Tier 1 | 2018 | 13658.1411 | 10921.5456 | 0 | The baseline is 0% because this is a retrofit measure. | 14.2% | 2106.9146 | See below | 0.46647 | 0.37301 | 0.093463 | 2.6268
RES_200804_P2T1 | RES_200804 | 0 | 0 | 1 | 1 | TRUE | Residential | Ductless Heat Pumps | DHP FAF | Tier 1 | 2018 | 2461.3629 | 1754.2 | 0 | The baseline is 0% because this is a retrofit measure. | 14.2% | 2364.7929 | See below | 0.094352 | 0.067244 | 0.027108 | 0.47355
RES_200804_P3T1 | RES_200804 | 0 | 0 | 1 | 1 | TRUE | Residential | Ductless Heat Pumps | DHP MH FAF | Tier 1 | 2018 | 1196 | 1196 | 0 | The baseline is 0% because this is a retrofit measure. | 14.2% | 2877.0549 | See below | 0.055778 | 0.055778 | 0 | 0.3928
RES_200804_P1T1 | RES_200804 | 0 | 0 | 1 | 1 | TRUE | Residential | Ductless Heat Pumps | DHP Zonal | Tier 1 | 2020 | 14699.5743 | 7482.038 | 0 | The baseline is 0% because this is a retrofit measure. | 14.2% | 2123.2058 | See below | 0.50592 | 0.25751 | 0.24841 | 1.8135
RES_200804_P2T1 | RES_200804 | 0 | 0 | 1 | 1 | TRUE | Residential | Ductless Heat Pumps | DHP FAF | Tier 1 | 2020 | 2448.1125 | 979.245 | 0 | The baseline is 0% because this is a retrofit measure. | 14.2% | 2364.7929 | See below | 0.093844 | 0.037538 | 0.056307 | 0.26435
RES_200804_P3T1 | RES_200804 | 0 | 0 | 1 | 1 | TRUE | Residential | Ductless Heat Pumps | DHP MH FAF | Tier 1 | 2020 | 2229.2369 | 891.6948 | 0 | The baseline is 0% because this is a retrofit measure. | 14.2% | 2877.0549 | See below | 0.10397 | 0.041586 | 0.062379 | 0.29286
RES_200804_P1T1 | RES_200804 | 0 | 0 | 1 | 1 | TRUE | Residential | Ductless Heat Pumps | DHP Zonal | Tier 1 | 2021 | 15067.0637 | 7469.1666 | 0 | The baseline is 0% because this is a retrofit measure. | 14.2% | 2106.9146 | See below | 0.51459 | 0.2551 | 0.25949 | 1.7964
RES_200804_P2T1 | RES_200804 | 0 | 0 | 1 | 1 | TRUE | Residential | Ductless Heat Pumps | DHP FAF | Tier 1 | 2021 | 2597.0668 | 779.12 | 0 | The baseline is 0% because this is a retrofit measure. | 14.2% | 2364.7929 | See below | 0.099554 | 0.029866 | 0.069688 | 0.21033
RES_200804_P3T1 | RES_200804 | 0 | 0 | 1 | 1 | TRUE | Residential | Ductless Heat Pumps | DHP MH FAF | Tier 1 | 2021 | 2265.6665 | 679.7 | 0 | The baseline is 0% because this is a retrofit measure. | 14.2% | 2877.0549 | See below | 0.10566 | 0.031699 | 0.073965 | 0.22323
Track Units from:
In prior years, NEEA has used distributor data to estimate total DHP shipments to the region by state. In 2017, NEEA staff began a new data collection methodology that is still in its early stages, and does not yet provide full market data. During the transition, NEEA is relying on incented units reported by our utility partners through NEEA's Local Programs Survey and assuming a fixed volume of non-incented sales.
Savings Rate - SF Zonal
Since the 7th Power Plan was released and prior to NEEA setting targets for 2018-2019, the Regional Technical Forum approved a tiered savings structure in their measure workbook for the SF Zonal DHP measure. NEEA used these tiered savings rates. NEEA uses distributor data to weight the savings by tier to account for higher efficiency equipment that is being installed. The baseline is the same as the Power Plan analysis.
Measure Analysis
[7 empty] | Source: | RTF Workbook | ResSFExistingHVAC_v4_2.xls
[7 empty] | Heating Zone | Cooling Zone | Measure | Original Measure Name | Heat Savings (kWh) | Cool Savings (kWh) |  |  | Non Electric Savings (kWh/yr) | Non Electric Savings ($/year) | Cooling NEB | Net Savings
[7 empty] | 1 | 1 | Heat Pump:Zonal-DHP | Zonal to DHP_HSPF 9.0 and above_HZ1CZ1 | 2028.9644 | -32.1244 |  |  | 486.4909 | 45.0824 | 5.2361 | 1996.84
[7 empty] | 2 | 1 | Heat Pump:Zonal-DHP | Zonal to DHP_HSPF 9.0 and above_HZ2CZ1 | 2141.7877 | -32.1244 |  |  | 383.5019 | 35.5386 | 5.2361 | 2109.6633
[7 empty] | 3 | 1 | Heat Pump:Zonal-DHP | Zonal to DHP_HSPF 9.0 and above_HZ3CZ1 | 1548.1601 | -32.1244 |  |  | 1329.4925 | 123.2022 | 5.2361 | 1516.0356
[7 empty] | 1 | 2 | Heat Pump:Zonal-DHP | Zonal to DHP_HSPF 9.0 and above_HZ1CZ2 | 2028.9644 | 117.239 |  |  | 486.4909 | 45.0824 | 7.1334 | 2146.2034
[7 empty] | 2 | 2 | Heat Pump:Zonal-DHP | Zonal to DHP_HSPF 9.0 and above_HZ2CZ2 | 2141.7877 | 117.239 |  |  | 383.5019 | 35.5386 | 7.1334 | 2259.0268
[7 empty] | 3 | 2 | Heat Pump:Zonal-DHP | Zonal to DHP_HSPF 9.0 and above_HZ3CZ2 | 1548.1601 | 117.239 |  |  | 1329.4925 | 123.2022 | 7.1334 | 1665.3991
[7 empty] | 1 | 3 | Heat Pump:Zonal-DHP | Zonal to DHP_HSPF 9.0 and above_HZ1CZ3 | 2028.9644 | 412 |  |  | 486.4909 | 45.0824 | 0 | 2440.9644
[7 empty] | 2 | 3 | Heat Pump:Zonal-DHP | Zonal to DHP_HSPF 9.0 and above_HZ2CZ3 | 2141.7877 | 412 |  |  | 383.5019 | 35.5386 | 0 | 2553.7877
[7 empty] | 3 | 3 | Heat Pump:Zonal-DHP | Zonal to DHP_HSPF 9.0 and above_HZ3CZ3 | 1548.1601 | 412 |  |  | 1329.4925 | 123.2022 | 0 | 1960.1601
[7 empty] | 1 | 1 | Heat Pump:Zonal-DHP | Zonal to DHP_HSPF 9.0 to 11.0_HZ1CZ1 | 2028.9644 | -32.1244 |  |  | 486.4909 | 45.0824 | 5.2361 | 1996.84
[7 empty] | 2 | 1 | Heat Pump:Zonal-DHP | Zonal to DHP_HSPF 9.0 to 11.0_HZ2CZ1 | 2141.7877 | -32.1244 |  |  | 383.5019 | 35.5386 | 5.2361 | 2109.6633
[7 empty] | 3 | 1 | Heat Pump:Zonal-DHP | Zonal to DHP_HSPF 9.0 to 11.0_HZ3CZ1 | 1548.1601 | -32.1244 |  |  | 1329.4925 | 123.2022 | 5.2361 | 1516.0356
[7 empty] | 1 | 2 | Heat Pump:Zonal-DHP | Zonal to DHP_HSPF 9.0 to 11.0_HZ1CZ2 | 2028.9644 | 117.239 |  |  | 486.4909 | 45.0824 | 7.1334 | 2146.2034
[7 empty] | 2 | 2 | Heat Pump:Zonal-DHP | Zonal to DHP_HSPF 9.0 to 11.0_HZ2CZ2 | 2141.7877 | 117.239 |  |  | 383.5019 | 35.5386 | 7.1334 | 2259.0268
[7 empty] | 3 | 2 | Heat Pump:Zonal-DHP | Zonal to DHP_HSPF 9.0 to 11.0_HZ3CZ2 | 1548.1601 | 117.239 |  |  | 1329.4925 | 123.2022 | 7.1334 | 1665.3991
[7 empty] | 1 | 3 | Heat Pump:Zonal-DHP | Zonal to DHP_HSPF 9.0 to 11.0_HZ1CZ3 | 2028.9644 | 412 |  |  | 486.4909 | 45.0824 | 0 | 2440.9644
[7 empty] | 2 | 3 | Heat Pump:Zonal-DHP | Zonal to DHP_HSPF 9.0 to 11.0_HZ2CZ3 | 2141.7877 | 412 |  |  | 383.5019 | 35.5386 | 0 | 2553.7877
[7 empty] | 3 | 3 | Heat Pump:Zonal-DHP | Zonal to DHP_HSPF 9.0 to 11.0_HZ3CZ3 | 1548.1601 | 412 |  |  | 1329.4925 | 123.2022 | 0 | 1960.1601
[7 empty] | 1 | 1 | Heat Pump:Zonal-DHP | Zonal to DHP_HSPF 11.1 to 12.5_HZ1CZ1 | 2122.1008 | -32.1244 |  |  | 486.4909 | 45.0824 | 5.2361 | 2089.9764
[7 empty] | 2 | 1 | Heat Pump:Zonal-DHP | Zonal to DHP_HSPF 11.1 to 12.5_HZ2CZ1 | 2257.9373 | -32.1244 |  |  | 383.5019 | 35.5386 | 5.2361 | 2225.8129
[7 empty] | 3 | 1 | Heat Pump:Zonal-DHP | Zonal to DHP_HSPF 11.1 to 12.5_HZ3CZ1 | 1647.6451 | -32.1244 |  |  | 1329.4925 | 123.2022 | 5.2361 | 1615.5207
[7 empty] | 1 | 2 | Heat Pump:Zonal-DHP | Zonal to DHP_HSPF 11.1 to 12.5_HZ1CZ2 | 2122.1008 | 117.239 |  |  | 486.4909 | 45.0824 | 7.1334 | 2239.3398
[7 empty] | 2 | 2 | Heat Pump:Zonal-DHP | Zonal to DHP_HSPF 11.1 to 12.5_HZ2CZ2 | 2257.9373 | 117.239 |  |  | 383.5019 | 35.5386 | 7.1334 | 2375.1764
[7 empty] | 3 | 2 | Heat Pump:Zonal-DHP | Zonal to DHP_HSPF 11.1 to 12.5_HZ3CZ2 | 1647.6451 | 117.239 |  |  | 1329.4925 | 123.2022 | 7.1334 | 1764.8842
[7 empty] | 1 | 3 | Heat Pump:Zonal-DHP | Zonal to DHP_HSPF 11.1 to 12.5_HZ1CZ3 | 2122.1008 | 412 |  |  | 486.4909 | 45.0824 | 0 | 2534.1008
[7 empty] | 2 | 3 | Heat Pump:Zonal-DHP | Zonal to DHP_HSPF 11.1 to 12.5_HZ2CZ3 | 2257.9373 | 412 |  |  | 383.5019 | 35.5386 | 0 | 2669.9373
[7 empty] | 3 | 3 | Heat Pump:Zonal-DHP | Zonal to DHP_HSPF 11.1 to 12.5_HZ3CZ3 | 1647.6451 | 412 |  |  | 1329.4925 | 123.2022 | 0 | 2059.6451
[7 empty] | 1 | 1 | Heat Pump:Zonal-DHP | Zonal to DHP_HSPF 12.6 and above_HZ1CZ1 | 2223.3275 | -32.1244 |  |  | 486.4909 | 45.0824 | 5.2361 | 2191.2031
[7 empty] | 2 | 1 | Heat Pump:Zonal-DHP | Zonal to DHP_HSPF 12.6 and above_HZ2CZ1 | 2381.9708 | -32.1244 |  |  | 383.5019 | 35.5386 | 5.2361 | 2349.8464
[7 empty] | 3 | 1 | Heat Pump:Zonal-DHP | Zonal to DHP_HSPF 12.6 and above_HZ3CZ1 | 1750.1709 | -32.1244 |  |  | 1329.4925 | 123.2022 | 5.2361 | 1718.0465
[7 empty] | 1 | 2 | Heat Pump:Zonal-DHP | Zonal to DHP_HSPF 12.6 and above_HZ1CZ2 | 2223.3275 | 117.239 |  |  | 486.4909 | 45.0824 | 7.1334 | 2340.5666
[7 empty] | 2 | 2 | Heat Pump:Zonal-DHP | Zonal to DHP_HSPF 12.6 and above_HZ2CZ2 | 2381.9708 | 117.239 |  |  | 383.5019 | 35.5386 | 7.1334 | 2499.2099
[7 empty] | 3 | 2 | Heat Pump:Zonal-DHP | Zonal to DHP_HSPF 12.6 and above_HZ3CZ2 | 1750.1709 | 117.239 |  |  | 1329.4925 | 123.2022 | 7.1334 | 1867.41
[7 empty] | 1 | 3 | Heat Pump:Zonal-DHP | Zonal to DHP_HSPF 12.6 and above_HZ1CZ3 | 2223.3275 | 412 |  |  | 486.4909 | 45.0824 | 0 | 2635.3275
[7 empty] | 2 | 3 | Heat Pump:Zonal-DHP | Zonal to DHP_HSPF 12.6 and above_HZ2CZ3 | 2381.9708 | 412 |  |  | 383.5019 | 35.5386 | 0 | 2793.9708
[7 empty] | 3 | 3 | Heat Pump:Zonal-DHP | Zonal to DHP_HSPF 12.6 and above_HZ3CZ3 | 1750.1709 | 412 |  |  | 1329.4925 | 123.2022 | 0 | 2162.1709
Efficiency Tier Weighting
[8 empty] | Source: | CLEAResult Distributor Dataset
Available Data
[9 empty] | HSPF below 9 | HSPF 9.0 – 11.0 | HSPF 11.1 – 12.5 | HSPT 12.6+
[8 empty] | 2014-15 | 21% | 60% | 15% | 3% | 99%
[8 empty] | 2016 | 15.47% | 53.06% | 25.05% | 6.425% | 100%
[8 empty] | Forecast | HSPF Rating Bins
[8 empty] | RTF Tier Splits | <9 | 9-11.0 | 11.1-12.5 | 12.6+
[8 empty] | 2015 |  | 82% | 15% | 3% | 100%
[8 empty] | 2016 |  | 68.52% | 25.05% | 6.425% | 100%
[8 empty] | 2017 |  | 55.05% | 35.1% | 9.851% | 100%
[8 empty] | 2018 |  | 41.57% | 45.15% | 13.28% | 100%
[8 empty] | 2019 |  | 28.1% | 55.2% | 16.7% | 100%
Climate Zone Weighting
[8 empty] | Source: |  |  |  | RBSA 2016
Net Energy Savings (kWh/unit/year)
[8 empty] | Index ID (first digit is the heating zone, 2nd digit is the cooling zone) | Heating Zone | Cooling Zone |  | Weight by Market Size
[8 empty] | 11 | 1 | 1 |  | 75.67%
[8 empty] | 12 | 1 | 2 |  | 7.537%
[8 empty] | 13 | 1 | 3 |  | 7.144%
[8 empty] | 21 | 2 | 1 |  | 3.201%
[8 empty] | 22 | 2 | 2 |  | 3.036%
[8 empty] | 23 | 2 | 3 |  | 0%
[8 empty] | 31 | 3 | 1 |  | 1.467%
[8 empty] | 32 | 3 | 2 |  | 1.944%
[8 empty] | 33 | 3 | 3 |  | 0%
100%
Final Savings Value Calculation
Net Savings
[9 empty] | Heating Zone | Cooling Zone | 2016 | 2017 | 2018 | 2019
[8 empty] | 75.67% | 1 | 1 | 1538.1223 | 1550.2435 | 1562.3646 | 1574.4858
[8 empty] | 3.201% | 2 | 1 | 68.9562 | 69.5933 | 70.2303 | 70.8673
[8 empty] | 1.467% | 3 | 1 | 22.7997 | 23.0479 | 23.2961 | 23.5443
[8 empty] | 7.537% | 1 | 2 | 164.4579 | 165.6651 | 166.8724 | 168.0797
[8 empty] | 3.036% | 2 | 2 | 69.9261 | 70.5302 | 71.1343 | 71.7384
[8 empty] | 1.944% | 3 | 2 | 33.12 | 33.4489 | 33.7779 | 34.1069
[8 empty] | 7.144% | 1 | 3 | 176.9501 | 178.0945 | 179.2389 | 180.3833
[8 empty] | 0% | 2 | 3 | 0 | 0 | 0 | 0
[8 empty] | 0% | 3 | 3 | 0 | 0 | 0 | 0
[9 empty] | Regionalized |  | 2074.3323 | 2090.6234 | 2106.9146 | 2123.2058
Savings Rate - eFAF (SF and MH)
NEEA is using the 7th PP savings rate assumptions for both eFAF DHP measures.
Measure Analysis
[7 empty] | Source: | ResDHPonFAF_v2_1.xlsx
7th PP
[7 empty] | Measure Name |  | Savings (kwh/yr) | Life (yrs) | Capital Cost | Annual O&M | Shape Pointer | Non-E Val ($/yr) | Cost 1 ($) | Period 1 | Cost 2 ($) | Period 2 | Cost 3 ($) | Period 3 | Savings (therms/yr) | Shape Pointer
[7 empty] | Install Ductless Heat Pump in House with Existing FAF - Single Family Home - HZ1 |  | 2550 | 15 | 4039 | 0 | ResSpHtHPZ1 | 158 | 0 | 0 | 0 | 0 | 0 | 0 | 0 | 0
[7 empty] | Install Ductless Heat Pump in House with Existing FAF - Single Family Home - HZ2 |  | 2570 | 15 | 4039 | 0 | ResSpHtHPZ2 | 87 | 0 | 0 | 0 | 0 | 0 | 0 | 0 | 0
[7 empty] | Install Ductless Heat Pump in House with Existing FAF - Single Family Home - HZ3 |  | 0 | 0 | 0 | 0 | ResSpHtHPZ3 | 0 | 0 | 0 | 0 | 0 | 0 | 0 | 0 | 0
[7 empty] | Install Ductless Heat Pump in House with Existing FAF - Manufactured Home - HZ1 |  | 3054.5426 | 15 | 3895.1628 | 0 | ResSpHtHPZ1 | 60.6641 | 0 | 0 | 0 | 0 | 0 | 0 | 0 | 0
[7 empty] | Install Ductless Heat Pump in House with Existing FAF - Manufactured Home - HZ2 |  | 2824.9679 | 15 | 3895.1628 | 0 | ResSpHtHPZ2 | 94.2118 | 0 | 0 | 0 | 0 | 0 | 0 | 0 | 0
[7 empty] | Install Ductless Heat Pump in House with Existing FAF - Manufactured Home - HZ3 |  | 0 | 0 | 0 | 0 | ResSpHtHPZ3 | 0 | 0 | 0 | 0 | 0 | 0 | 0 | 0 | 0
Weighting
[7 empty] | Source: | Res-FAF_to_DHP-7P_v2.xlsx
Power Plan used all homes of that type to weight rather than electric forced air heated homes specifically
Single Family Homes
[8 empty] | Heating Zone |  |  |  | Weight by Market Size | Weighted Rate
[8 empty] | 1 |  |  |  | 77.12% | 1966.4901
[8 empty] | 2 |  |  |  | 15.5% | 398.3028
[8 empty] | 3 |  |  |  | 7.385% | 0 |  | Temp - 7th PP savings rate
[12 empty] | 100% | 2364.7929 |  | 3787.358
Manufactured homes
[8 empty] | Heating Zone |  |  |  | Weight by Market Size | Weighted Rate
[8 empty] | 1 |  |  |  | 71.6% | 2186.9786
[8 empty] | 2 |  |  |  | 24.43% | 690.0763
[8 empty] | 3 |  |  |  | 3.975% | 0 |  | Temp - 7th PP savings rate
[12 empty] | 100% | 2877.0549 |  | 5709.5283
Note on V1: Christina Steinhoff: -Select "RTF" to see RTF updates. -Select "7th PP" for no update.
Note on K4: Christina Steinhoff: efficiency level
Note on M4: Christina Steinhoff: Estimate of regional installs
Note on N4: Christina Steinhoff: The historical values are Local Program Units reported by Energy Trust of Oregon, Bonneville Power Administration, and local utilities. The forecast are based on historical trends, surveys of funders and program expectations.
Note on O4: Christina Steinhoff: The Power Plan incorporates baseline in the savings rate calculation. In many cases, it also attributes a percent of the savings to baseline. These Baseline Units represent those percentages.

## HPWH
Summary Page
[7 empty] | Heat Pump Water Heaters: | Influence the passage of a 2025 federal standard requiring HPWHs for all electric storage tanks greater than 40 gallons in size. | [8 empty] | Source | RTF
Lookups | [6 empty] | Measure |  |  |  |  | Units |  |  |  |  | Savings Rate |  | aMW Savings
Measure Index | Initiative Index | Code | Standard | Duplicate? | IOU Savings Category | Reportable | Sector | Initiative | Product | Tier | Year | Total Regional | Gross Local Program | Baseline | Baseline Assumption | Funder Share: Puget Sound Energy Washington | kWh/ Unit-Year | Comments | Total Savings | Local Programs | Remaining Savings
RES_201202_P1T1 | RES_201202 | 0 | 0 | 1 | 1 | TRUE | Residential | Heat Pump Water Heaters | HPWH (<=55 gallons) Existing Construction | Tier 1 | 2019 | 4550 | 3646.2659 | 0 | The savings rates for HPWHs are relative to the RTFs current practice baseline | 14.2% | 934.9158 | See below | 0.068955 | 0.055259 | 0.013696 |  | 4550
RES_201202_P2T1 | RES_201202 | 0 | 1 | 1 | 1 | TRUE | Residential | Heat Pump Water Heaters | HPWH (>55 gallons) Existing Construction | Tier 1 | 2019 | 2410 | 1947.0301 | 0 | The savings rates for HPWHs are relative to the RTFs current practice baseline | 14.2% | 934.9158 | See below | 0.036524 | 0.029507 | 0.0070163 |  | HPWH (>55 gallons) New Construction
RES_201202_P1T2 | RES_201202 | 0 | 0 | 1 | 1 | TRUE | Residential | Heat Pump Water Heaters | HPWH (<=55 gallons) Existing Construction | Tier 2 | 2019 | 4544 | 3626.0445 | 0 | The savings rates for HPWHs are relative to the RTFs current practice baseline | 14.2% | 270.9378 | See below | 0.019957 | 0.015925 | 0.0040316
RES_201202_P2T2 | RES_201202 | 0 | 0 | 1 | 1 | TRUE | Residential | Heat Pump Water Heaters | HPWH (>55 gallons) Existing Construction | Tier 2 | 2019 | 2408.4501 | 1938.4047 | 0 | The savings rates for HPWHs are relative to the RTFs current practice baseline | 14.2% | 270.9378 | See below | 0.010578 | 0.0085133 | 0.0020644
RES_201202_P2T3 | RES_201202 | 0 | 0 | 1 | 1 | TRUE | Residential | Heat Pump Water Heaters | HPWH (>55 gallons) Existing Construction | Tier 3 | 2019 | 2319.8806 | 1807.3488 | 0 | The savings rates for HPWHs are relative to the RTFs current practice baseline | 14.2% | 165.2617 | See below | 0.0062147 | 0.0048417 | 0.001373
RES_201202_P2T4 | RES_201202 | 0 | 0 | 1 | 1 | TRUE | Residential | Heat Pump Water Heaters | HPWH (>55 gallons) Existing Construction | Tier 4 | 2019 | 27.2733 | 0 | 0 | The savings rates for HPWHs are relative to the RTFs current practice baseline | 14.2% | 423.4707 | See below | 0.00018722 | 0 | 0.00018722
RES_201202_P3T1 | RES_201202 | 0 | 0 | 1 | 1 | TRUE | Residential | Heat Pump Water Heaters | HPWH (<=55 gallons) New Construction | Tier 1 | 2019 | 4180 | 831.5211 | 0 | The savings rates for HPWHs are relative to the RTFs current practice baseline | 14.2% | 485.28 | See below | 0.032882 | 0.0065411 | 0.026341
RES_201202_P3T2 | RES_201202 | 0 | 0 | 1 | 1 | TRUE | Residential | Heat Pump Water Heaters | HPWH (<=55 gallons) New Construction | Tier 2 | 2019 | 4175 | 826.8195 | 0 | The savings rates for HPWHs are relative to the RTFs current practice baseline | 14.2% | 140.6337 | See below | 0.0095177 | 0.0018849 | 0.0076328
RES_201202_P3T3 | RES_201202 | 0 | 0 | 1 | 1 | TRUE | Residential | Heat Pump Water Heaters | HPWH (<=55 gallons) New Construction | Tier 3 | 2019 | 3565 | 811.1568 | 0 | The savings rates for HPWHs are relative to the RTFs current practice baseline | 14.2% | 85.7812 | See below | 0.0049572 | 0.0011279 | 0.0038293
RES_201202_P3T4 | RES_201202 | 0 | 0 | 1 | 1 | TRUE | Residential | Heat Pump Water Heaters | HPWH (<=55 gallons) New Construction | Tier 4 | 2019 | 26 | 0 | 0 | The savings rates for HPWHs are relative to the RTFs current practice baseline | 14.2% | 219.8079 | See below | 9.2641e-05 | 0 | 9.2641e-05
RES_201202_P4T1 | RES_201202 | 0 | 0 | 1 | 1 | TRUE | Residential | Heat Pump Water Heaters | HPWH (>55 gallons) New Construction | Tier 1 | 2019 | 2213 | 580.4966 | 0 | The savings rates for HPWHs are relative to the RTFs current practice baseline | 14.2% | 355.0853 | See below | 0.012738 | 0.0033413 | 0.0093966
RES_201202_P4T2 | RES_201202 | 0 | 0 | 1 | 1 | TRUE | Residential | Heat Pump Water Heaters | HPWH (>55 gallons) New Construction | Tier 2 | 2019 | 2212 | 578.2407 | 0 | The savings rates for HPWHs are relative to the RTFs current practice baseline | 14.2% | 102.9034 | See below | 0.0036898 | 0.00096455 | 0.0027252
RES_201202_P4T3 | RES_201202 | 0 | 0 | 1 | 1 | TRUE | Residential | Heat Pump Water Heaters | HPWH (>55 gallons) New Construction | Tier 3 | 2019 | 2131 | 573.7749 | 0 | The savings rates for HPWHs are relative to the RTFs current practice baseline | 14.2% | 62.7671 | See below | 0.0021682 | 0.00058379 | 0.0015844
RES_201202_P4T4 | RES_201202 | 0 | 0 | 1 | 1 | TRUE | Residential | Heat Pump Water Heaters | HPWH (>55 gallons) New Construction | Tier 4 | 2019 | 25 | 10.2273 | 0 | The savings rates for HPWHs are relative to the RTFs current practice baseline | 14.2% | 160.8361 | See below | 6.5179e-05 | 2.6664e-05 | 3.8515e-05
RES_201202_P1T3 | RES_201202 | 0 | 0 | 1 | 1 | TRUE | Residential | Heat Pump Water Heaters | HPWH (<=55 gallons) Existing Construction | Tier 3 | 2019 | 3880.6084 | 3520.3781 | 0 | The savings rates for HPWHs are relative to the RTFs current practice baseline | 14.2% | 165.2617 | See below | 0.010396 | 0.0094307 | 0.00096502
RES_201202_P1T4 | RES_201202 | 0 | 0 | 1 | 1 | TRUE | Residential | Heat Pump Water Heaters | HPWH (<=55 gallons) Existing Construction | Tier 4 | 2019 | 28.0948 | 0 | 0 | The savings rates for HPWHs are relative to the RTFs current practice baseline | 14.2% | 423.4707 | See below | 0.00019286 | 0 | 0.00019286
RES_201202_P1T1 | RES_201202 | 0 | 0 | 1 | 1 | TRUE | Residential | Heat Pump Water Heaters | HPWH (<=55 gallons) Existing Construction | Tier 1 | 2018 | 3776 | 3026 | 0 | The savings rates for HPWHs are relative to the RTFs current practice baseline | 14.2% | 934.9158 | See below | 0.057225 | 0.045859 | 0.011366
RES_201202_P2T1 | RES_201202 | 0 | 1 | 1 | 1 | TRUE | Residential | Heat Pump Water Heaters | HPWH (>55 gallons) Existing Construction | Tier 1 | 2018 | 1697 | 1371 | 0 | The savings rates for HPWHs are relative to the RTFs current practice baseline | 14.2% | 934.9158 | See below | 0.025718 | 0.020778 | 0.0049405
RES_201202_P1T2 | RES_201202 | 0 | 0 | 1 | 1 | TRUE | Residential | Heat Pump Water Heaters | HPWH (<=55 gallons) Existing Construction | Tier 2 | 2018 | 3772 | 3010 | 0 | The savings rates for HPWHs are relative to the RTFs current practice baseline | 14.2% | 270.9378 | See below | 0.016566 | 0.01322 | 0.0033466
RES_201202_P2T2 | RES_201202 | 0 | 0 | 1 | 1 | TRUE | Residential | Heat Pump Water Heaters | HPWH (>55 gallons) Existing Construction | Tier 2 | 2018 | 1696 | 1365 | 0 | The savings rates for HPWHs are relative to the RTFs current practice baseline | 14.2% | 270.9378 | See below | 0.0074487 | 0.005995 | 0.0014537
RES_201202_P2T3 | RES_201202 | 0 | 0 | 1 | 1 | TRUE | Residential | Heat Pump Water Heaters | HPWH (>55 gallons) Existing Construction | Tier 3 | 2018 | 1634 | 1273 | 0 | The savings rates for HPWHs are relative to the RTFs current practice baseline | 14.2% | 165.2617 | See below | 0.0043773 | 0.0034102 | 0.00096708
RES_201202_P2T4 | RES_201202 | 0 | 0 | 1 | 1 | TRUE | Residential | Heat Pump Water Heaters | HPWH (>55 gallons) Existing Construction | Tier 4 | 2018 | 19 | 0 | 0 | The savings rates for HPWHs are relative to the RTFs current practice baseline | 14.2% | 423.4707 | See below | 0.00013043 | 0 | 0.00013043
RES_201202_P3T1 | RES_201202 | 0 | 0 | 1 | 1 | TRUE | Residential | Heat Pump Water Heaters | HPWH (<=55 gallons) New Construction | Tier 1 | 2018 | 4293 | 854 | 0 | The savings rates for HPWHs are relative to the RTFs current practice baseline | 14.2% | 531.8904 | See below | 0.037014 | 0.0073632 | 0.029651
RES_201202_P3T2 | RES_201202 | 0 | 0 | 1 | 1 | TRUE | Residential | Heat Pump Water Heaters | HPWH (<=55 gallons) New Construction | Tier 2 | 2018 | 4287 | 849 | 0 | The savings rates for HPWHs are relative to the RTFs current practice baseline | 14.2% | 154.1414 | See below | 0.010712 | 0.0021213 | 0.0085903
RES_201202_P3T3 | RES_201202 | 0 | 0 | 1 | 1 | TRUE | Residential | Heat Pump Water Heaters | HPWH (<=55 gallons) New Construction | Tier 3 | 2018 | 3661 | 833 | 0 | The savings rates for HPWHs are relative to the RTFs current practice baseline | 14.2% | 94.0203 | See below | 0.0055796 | 0.0012696 | 0.0043101
RES_201202_P3T4 | RES_201202 | 0 | 0 | 1 | 1 | TRUE | Residential | Heat Pump Water Heaters | HPWH (<=55 gallons) New Construction | Tier 4 | 2018 | 27 | 0 | 0 | The savings rates for HPWHs are relative to the RTFs current practice baseline | 14.2% | 240.9201 | See below | 0.00010544 | 0 | 0.00010544
RES_201202_P4T1 | RES_201202 | 0 | 0 | 1 | 1 | TRUE | Residential | Heat Pump Water Heaters | HPWH (>55 gallons) New Construction | Tier 1 | 2018 | 1929 | 506 | 0 | The savings rates for HPWHs are relative to the RTFs current practice baseline | 14.2% | 349.3887 | See below | 0.010925 | 0.0028658 | 0.0080593
RES_201202_P4T2 | RES_201202 | 0 | 0 | 1 | 1 | TRUE | Residential | Heat Pump Water Heaters | HPWH (>55 gallons) New Construction | Tier 2 | 2018 | 1928 | 504 | 0 | The savings rates for HPWHs are relative to the RTFs current practice baseline | 14.2% | 101.2526 | See below | 0.0031644 | 0.00082722 | 0.0023372
RES_201202_P4T3 | RES_201202 | 0 | 0 | 1 | 1 | TRUE | Residential | Heat Pump Water Heaters | HPWH (>55 gallons) New Construction | Tier 3 | 2018 | 1857 | 500 | 0 | The savings rates for HPWHs are relative to the RTFs current practice baseline | 14.2% | 61.7602 | See below | 0.0018591 | 0.00050057 | 0.0013585
RES_201202_P4T4 | RES_201202 | 0 | 0 | 1 | 1 | TRUE | Residential | Heat Pump Water Heaters | HPWH (>55 gallons) New Construction | Tier 4 | 2018 | 22 | 9 | 0 | The savings rates for HPWHs are relative to the RTFs current practice baseline | 14.2% | 158.2559 | See below | 5.6437e-05 | 2.3088e-05 | 3.3349e-05
RES_201202_P1T3 | RES_201202 | 0 | 0 | 1 | 1 | TRUE | Residential | Heat Pump Water Heaters | HPWH (<=55 gallons) Existing Construction | Tier 3 | 2018 | 3221 | 2922 | 0 | The savings rates for HPWHs are relative to the RTFs current practice baseline | 14.2% | 165.2617 | See below | 0.0086287 | 0.0078277 | 0.00080099
RES_201202_P1T4 | RES_201202 | 0 | 0 | 1 | 1 | TRUE | Residential | Heat Pump Water Heaters | HPWH (<=55 gallons) Existing Construction | Tier 4 | 2018 | 23 | 0 | 0 | The savings rates for HPWHs are relative to the RTFs current practice baseline | 14.2% | 423.4707 | See below | 0.00015788 | 0 | 0.00015788
RES_201202_P1T1 | RES_201202 | 0 | 0 | 1 | 1 | TRUE | Residential | Heat Pump Water Heaters | HPWH (<=55 gallons) Existing Construction | Tier 1 | 2020 | 5924 | 4747.3581 | 0 | The savings rates for HPWHs are relative to the RTFs current practice baseline | 13.99% | 934.9158 | Savings rate is incremental to a standard electric water heater. | 0.088423 | 0.07086 | 0.017563 |  | 5924
RES_201202_P2T1 | RES_201202 | 0 | 1 | 1 | 1 | TRUE | Residential | Heat Pump Water Heaters | HPWH (>55 gallons) Existing Construction | Tier 1 | 2020 | 3137 | 2534.3707 | 0 | The savings rates for HPWHs are relative to the RTFs current practice baseline | 13.99% | 934.9158 | Savings rate is incremental to a standard electric water heater. | 0.046824 | 0.037829 | 0.008995 |  | HPWH (>55 gallons) New Construction
RES_201202_P1T2 | RES_201202 | 0 | 0 | 1 | 1 | TRUE | Residential | Heat Pump Water Heaters | HPWH (<=55 gallons) Existing Construction | Tier 2 | 2020 | 5917 | 4721.6782 | 0 | The savings rates for HPWHs are relative to the RTFs current practice baseline | 13.99% | 270.9378 | Savings rate is incremental to Tier 1 | 0.025595 | 0.020424 | 0.0051705
RES_201202_P2T2 | RES_201202 | 0 | 0 | 1 | 1 | TRUE | Residential | Heat Pump Water Heaters | HPWH (>55 gallons) Existing Construction | Tier 2 | 2020 | 3135.9592 | 2523.9294 | 0 | The savings rates for HPWHs are relative to the RTFs current practice baseline | 13.99% | 270.9378 | Savings rate is incremental to Tier 1 | 0.013565 | 0.010918 | 0.0026474
RES_201202_P2T3 | RES_201202 | 0 | 0 | 1 | 1 | TRUE | Residential | Heat Pump Water Heaters | HPWH (>55 gallons) Existing Construction | Tier 3 | 2020 | 3020.7449 | 2353.371 | 0 | The savings rates for HPWHs are relative to the RTFs current practice baseline | 13.99% | 165.2617 | Savings rate is incremental to Tier 2 | 0.0079701 | 0.0062093 | 0.0017608
RES_201202_P2T4 | RES_201202 | 0 | 0 | 1 | 1 | TRUE | Residential | Heat Pump Water Heaters | HPWH (>55 gallons) Existing Construction | Tier 4 | 2020 | 35.3367 | 0 | 0 | The savings rates for HPWHs are relative to the RTFs current practice baseline | 13.99% | 423.4707 | Savings rate is incremental to Tier 3 | 0.00023891 | 0 | 0.00023891
RES_201202_P3T1 | RES_201202 | 0 | 0 | 1 | 1 | TRUE | Residential | Heat Pump Water Heaters | HPWH (<=55 gallons) New Construction | Tier 1 | 2020 | 4486 | 892.3932 | 0 | The savings rates for HPWHs are relative to the RTFs current practice baseline | 13.99% | 493.8258 | Savings rate is incremental to a standard electric water heater. | 0.035368 | 0.0070357 | 0.028332
RES_201202_P3T2 | RES_201202 | 0 | 0 | 1 | 1 | TRUE | Residential | Heat Pump Water Heaters | HPWH (<=55 gallons) New Construction | Tier 2 | 2020 | 4480 | 887.2218 | 0 | The savings rates for HPWHs are relative to the RTFs current practice baseline | 13.99% | 143.1103 | Savings rate is incremental to Tier 1 | 0.010236 | 0.0020271 | 0.0082088
RES_201202_P3T3 | RES_201202 | 0 | 0 | 1 | 1 | TRUE | Residential | Heat Pump Water Heaters | HPWH (<=55 gallons) New Construction | Tier 3 | 2020 | 3826 | 870.543 | 0 | The savings rates for HPWHs are relative to the RTFs current practice baseline | 13.99% | 87.2918 | Savings rate is incremental to Tier 2 | 0.0053321 | 0.0012132 | 0.0041188
RES_201202_P3T4 | RES_201202 | 0 | 0 | 1 | 1 | TRUE | Residential | Heat Pump Water Heaters | HPWH (<=55 gallons) New Construction | Tier 4 | 2020 | 28 | 0 | 0 | The savings rates for HPWHs are relative to the RTFs current practice baseline | 13.99% | 223.6787 | Savings rate is incremental to Tier 3 | 9.9991e-05 | 0 | 9.9991e-05
RES_201202_P4T1 | RES_201202 | 0 | 0 | 1 | 1 | TRUE | Residential | Heat Pump Water Heaters | HPWH (>55 gallons) New Construction | Tier 1 | 2020 | 2376 | 623.2535 | 0 | The savings rates for HPWHs are relative to the RTFs current practice baseline | 13.99% | 372.2498 | Savings rate is incremental to a standard electric water heater. | 0.014121 | 0.003704 | 0.010417
RES_201202_P4T2 | RES_201202 | 0 | 0 | 1 | 1 | TRUE | Residential | Heat Pump Water Heaters | HPWH (>55 gallons) New Construction | Tier 2 | 2020 | 2374 | 620.5892 | 0 | The savings rates for HPWHs are relative to the RTFs current practice baseline | 13.99% | 107.8777 | Savings rate is incremental to Tier 1 | 0.0040887 | 0.0010688 | 0.0030199 |  | 0.20929
RES_201202_P4T3 | RES_201202 | 0 | 0 | 1 | 1 | TRUE | Residential | Heat Pump Water Heaters | HPWH (>55 gallons) New Construction | Tier 3 | 2020 | 2287 | 615.7781 | 0 | The savings rates for HPWHs are relative to the RTFs current practice baseline | 13.99% | 65.8013 | Savings rate is incremental to Tier 2 | 0.0024026 | 0.0006469 | 0.0017557
RES_201202_P4T4 | RES_201202 | 0 | 0 | 1 | 1 | TRUE | Residential | Heat Pump Water Heaters | HPWH (>55 gallons) New Construction | Tier 4 | 2020 | 27 | 11.0455 | 0 | The savings rates for HPWHs are relative to the RTFs current practice baseline | 13.99% | 168.6108 | Savings rate is incremental to Tier 3 | 7.2682e-05 | 2.9734e-05 | 4.2948e-05
RES_201202_P1T3 | RES_201202 | 0 | 0 | 1 | 1 | TRUE | Residential | Heat Pump Water Heaters | HPWH (<=55 gallons) Existing Construction | Tier 3 | 2020 | 5052.54 | 4583.5212 | 0 | The savings rates for HPWHs are relative to the RTFs current practice baseline | 13.99% | 165.2617 | Savings rate is incremental to Tier 2 | 0.013331 | 0.012093 | 0.0012375
RES_201202_P1T4 | RES_201202 | 0 | 0 | 1 | 1 | TRUE | Residential | Heat Pump Water Heaters | HPWH (<=55 gallons) Existing Construction | Tier 4 | 2020 | 36.5055 | 0 | 0 | The savings rates for HPWHs are relative to the RTFs current practice baseline | 13.99% | 423.4707 | Savings rate is incremental to Tier 3 | 0.00024681 | 0 | 0.00024681
RES_201202_P1T1 | RES_201202 | 0 | 0 | 1 | 1 | TRUE | Residential | Heat Pump Water Heaters | HPWH (<=55 gallons) Existing Construction | Tier 1 | 2021 | 8494 | 6806.8972 | 0 | The savings rates for HPWHs are relative to the RTFs current practice baseline | 13.99% | 934.9158 | Savings rate is incremental to a standard electric water heater. | 0.12678 | 0.1016 | 0.025182
RES_201202_P2T1 | RES_201202 | 0 | 1 | 1 | 1 | TRUE | Residential | Heat Pump Water Heaters | HPWH (>55 gallons) Existing Construction | Tier 1 | 2021 | 3641 | 2941.5504 | 0 | The savings rates for HPWHs are relative to the RTFs current practice baseline | 13.99% | 934.9158 | Savings rate is incremental to a standard electric water heater. | 0.054346 | 0.043906 | 0.01044
RES_201202_P1T2 | RES_201202 | 0 | 0 | 1 | 1 | TRUE | Residential | Heat Pump Water Heaters | HPWH (<=55 gallons) Existing Construction | Tier 2 | 2021 | 8484 | 6770.106 | 0 | The savings rates for HPWHs are relative to the RTFs current practice baseline | 13.99% | 270.9378 | Savings rate is incremental to Tier 1 | 0.036698 | 0.029285 | 0.0074136
RES_201202_P2T2 | RES_201202 | 0 | 0 | 1 | 1 | TRUE | Residential | Heat Pump Water Heaters | HPWH (>55 gallons) Existing Construction | Tier 2 | 2021 | 3638.7198 | 2928.5687 | 0 | The savings rates for HPWHs are relative to the RTFs current practice baseline | 13.99% | 270.9378 | Savings rate is incremental to Tier 1 | 0.01574 | 0.012668 | 0.0030718
RES_201202_P2T3 | RES_201202 | 0 | 0 | 1 | 1 | TRUE | Residential | Heat Pump Water Heaters | HPWH (>55 gallons) Existing Construction | Tier 3 | 2021 | 3504.5866 | 2730.3175 | 0 | The savings rates for HPWHs are relative to the RTFs current practice baseline | 13.99% | 165.2617 | Savings rate is incremental to Tier 2 | 0.0092467 | 0.0072038 | 0.0020429
RES_201202_P2T4 | RES_201202 | 0 | 0 | 1 | 1 | TRUE | Residential | Heat Pump Water Heaters | HPWH (>55 gallons) Existing Construction | Tier 4 | 2021 | 41.2441 | 0 | 0 | The savings rates for HPWHs are relative to the RTFs current practice baseline | 13.99% | 423.4707 | Savings rate is incremental to Tier 3 | 0.00027884 | 0 | 0.00027884
RES_201202_P3T1 | RES_201202 | 0 | 0 | 1 | 1 | TRUE | Residential | Heat Pump Water Heaters | HPWH (<=55 gallons) New Construction | Tier 1 | 2021 | 5382 | 1070.6331 | 0 | The savings rates for HPWHs are relative to the RTFs current practice baseline | 13.99% | 508.848 | Savings rate is incremental to a standard electric water heater. | 0.043723 | 0.0086977 | 0.035025
RES_201202_P3T2 | RES_201202 | 0 | 0 | 1 | 1 | TRUE | Residential | Heat Pump Water Heaters | HPWH (<=55 gallons) New Construction | Tier 2 | 2021 | 5375 | 1064.4682 | 0 | The savings rates for HPWHs are relative to the RTFs current practice baseline | 13.99% | 147.4638 | Savings rate is incremental to Tier 1 | 0.012654 | 0.0025061 | 0.010148
RES_201202_P3T3 | RES_201202 | 0 | 0 | 1 | 1 | TRUE | Residential | Heat Pump Water Heaters | HPWH (<=55 gallons) New Construction | Tier 3 | 2021 | 4590 | 1044.3786 | 0 | The savings rates for HPWHs are relative to the RTFs current practice baseline | 13.99% | 89.9472 | Savings rate is incremental to Tier 2 | 0.0065914 | 0.0014998 | 0.0050916
RES_201202_P3T4 | RES_201202 | 0 | 0 | 1 | 1 | TRUE | Residential | Heat Pump Water Heaters | HPWH (<=55 gallons) New Construction | Tier 4 | 2021 | 33 | 0 | 0 | The savings rates for HPWHs are relative to the RTFs current practice baseline | 13.99% | 230.4831 | Savings rate is incremental to Tier 3 | 0.00012143 | 0 | 0.00012143
RES_201202_P4T1 | RES_201202 | 0 | 0 | 1 | 1 | TRUE | Residential | Heat Pump Water Heaters | HPWH (>55 gallons) New Construction | Tier 1 | 2021 | 2306 | 604.8917 | 0 | The savings rates for HPWHs are relative to the RTFs current practice baseline | 13.99% | 364.7484 | Savings rate is incremental to a standard electric water heater. | 0.013429 | 0.0035225 | 0.0099061
RES_201202_P4T2 | RES_201202 | 0 | 0 | 1 | 1 | TRUE | Residential | Heat Pump Water Heaters | HPWH (>55 gallons) New Construction | Tier 2 | 2021 | 2305 | 602.5519 | 0 | The savings rates for HPWHs are relative to the RTFs current practice baseline | 13.99% | 105.7038 | Savings rate is incremental to Tier 1 | 0.0038899 | 0.0010169 | 0.002873
RES_201202_P4T3 | RES_201202 | 0 | 0 | 1 | 1 | TRUE | Residential | Heat Pump Water Heaters | HPWH (>55 gallons) New Construction | Tier 3 | 2021 | 2221 | 598.0075 | 0 | The savings rates for HPWHs are relative to the RTFs current practice baseline | 13.99% | 64.4752 | Savings rate is incremental to Tier 2 | 0.0022862 | 0.00061557 | 0.0016707
RES_201202_P4T4 | RES_201202 | 0 | 0 | 1 | 1 | TRUE | Residential | Heat Pump Water Heaters | HPWH (>55 gallons) New Construction | Tier 4 | 2021 | 26 | 10.6364 | 0 | The savings rates for HPWHs are relative to the RTFs current practice baseline | 13.99% | 165.213 | Savings rate is incremental to Tier 3 | 6.858e-05 | 2.8055e-05 | 4.0524e-05
RES_201202_P1T3 | RES_201202 | 0 | 0 | 1 | 1 | TRUE | Residential | Heat Pump Water Heaters | HPWH (<=55 gallons) Existing Construction | Tier 3 | 2021 | 7244.9222 | 6572.3883 | 0 | The savings rates for HPWHs are relative to the RTFs current practice baseline | 13.99% | 165.2617 | Savings rate is incremental to Tier 2 | 0.019115 | 0.017341 | 0.0017744
RES_201202_P1T4 | RES_201202 | 0 | 0 | 1 | 1 | TRUE | Residential | Heat Pump Water Heaters | HPWH (<=55 gallons) Existing Construction | Tier 4 | 2021 | 52.9846 | 0 | 0 | The savings rates for HPWHs are relative to the RTFs current practice baseline | 13.99% | 423.4707 | Savings rate is incremental to Tier 3 | 0.00035822 | 0 | 0.00035822
RTF Calculation
The RTF analysis, NEEA uses the most recent RTF savings rates for all tiers. These savings are relative to the RTF's current practice baseline. Each tier is represented as incremental above the prior tier. Below is a summary table. Each cell is linked the calculation source.
Savings Rate Summary Table
[7 empty] | Application | Efficiency Level | Source | Any Size | 2018 |  | 2019 |  | 2020 |  | 2021
[7 empty] | Allpication | Efficiency Level |  |  | Small Tanks | Large Tanks | Small Tanks | Large Tanks | Small Tanks | Large Tanks | Small Tanks | Large Tanks
[7 empty] | Existing Construction | Tier 1 | RTF Measure Workbook | 934.9158
[7 empty] | Existing Construction | Tier 2 |  | 270.9378
[7 empty] | Existing Construction | Tier 3 |  | 165.2617
[7 empty] | Existing Construction | Tier 4 |  | 423.4707
[7 empty] | New Construction | Tier 1 | Adjusted from existing construction rate |  | 531.8904 | 349.3887 | 485.28 | 355.0853 | 493.8258 | 372.2498 | 508.848 | 364.7484
[7 empty] | New Construction | Tier 2 |  |  | 154.1414 | 101.2526 | 140.6337 | 102.9034 | 143.1103 | 107.8777 | 147.4638 | 105.7038
[7 empty] | New Construction | Tier 3 |  |  | 94.0203 | 61.7602 | 85.7812 | 62.7671 | 87.2918 | 65.8013 | 89.9472 | 64.4752
[7 empty] | New Construction | Tier 4 |  |  | 240.9201 | 158.2559 | 219.8079 | 160.8361 | 223.6787 | 168.6108 | 230.4831 | 165.213
[11 empty] | HPWH (<=55 gallons) New Construction2018 | HPWH (>55 gallons) New Construction2018 | HPWH (<=55 gallons) New Construction2019 | HPWH (>55 gallons) New Construction2019 | HPWH (<=55 gallons) New Construction2020 | HPWH (>55 gallons) New Construction2020 | HPWH (<=55 gallons) New Construction2021 | HPWH (>55 gallons) New Construction2021
Note: NEEA avoids double-counting savings from HPWH savings reported through its new construction programs (code and above-code). We do this by adjusting the savings rate to proportionally remove: A) all above-code home savings and B) code savings discounted for the differential in savings rates.
See below for more details about the new construction adjustments.
Savings Rate - RTF - Tiers 1-3 (Existing Construction)
Note: These savings rates utilize the RTF's current practice baseline that utilizes 2017 market data
[7 empty] | Source: | ResHPWH_v4_2.xlsm | RTF measure workbook from June2019
Savings By Measure
[7 empty] | RTF Measure | Savings Categories
[8 empty] | Water Heating | Heating | Cooling |  |  | Measure name to columns |  |  |  |  | Corrected Column identifiers |  |  |  |  | Weights to Conver to Regional Rate
[7 empty] | Tier1_garage_HZ1_AnySize | 911.8823 | 0 | 0 |  |  | Tier1 | garage | HZ1 | AnySize |  | Tier1 | garage | HZ1 | Any | AnySize | 17.8%
[7 empty] | Tier1_garage_HZ2_AnySize | 756.3741 | 0 | 0 |  |  | Tier1 | garage | HZ2 | AnySize |  | Tier1 | garage | HZ2 | Any | AnySize | 1.267%
[7 empty] | Tier1_garage_HZ3_AnySize | 574.5403 | 0 | 0 |  |  | Tier1 | garage | HZ3 | AnySize |  | Tier1 | garage | HZ3 | Any | AnySize | 0.2728%
[7 empty] | Tier1_basmnt_HZ1_AnySize | 958.5375 | 0 | 0 |  |  | Tier1 | basmnt | HZ1 | AnySize |  | Tier1 | Unheated Basement | HZ1 | Any | AnySize | 26.01%
[7 empty] | Tier1_basmnt_HZ2_AnySize | 933.7352 | 0 | 0 |  |  | Tier1 | basmnt | HZ2 | AnySize |  | Tier1 | Unheated Basement | HZ2 | Any | AnySize | 8.971%
[7 empty] | Tier1_basmnt_HZ3_AnySize | 865.1667 | 0 | 0 |  |  | Tier1 | basmnt | HZ3 | AnySize |  | Tier1 | Unheated Basement | HZ3 | Any | AnySize | 4.706%
[7 empty] | Tier1_indor2_HZ1_gas_AnySize | 1087.4309 | -16.6932 | 15.4877 |  |  | Tier1 | indor2 | HZ1 | gas | AnySize | Tier1 | Interior | HZ1 | gas | AnySize | 17.69%
[7 empty] | Tier1_indor2_HZ1_resistheat_AnySize | 1089.4768 | -406.131 | 0 |  |  | Tier1 | indor2 | HZ1 | resistheat | AnySize | Tier1 | Interior | HZ1 | Electric Resistance | AnySize | 8.886%
[7 empty] | Tier1_indor2_HZ1_hp85_AnySize | 1085.3378 | -198.0079 | 31.1883 |  |  | Tier1 | indor2 | HZ1 | hp85 | AnySize | Tier1 | Interior | HZ1 | Heat Pump HSPF 8.5 | AnySize | 5.678%
[7 empty] | Tier1_indor2_HZ2_gas_AnySize | 1085.0925 | -14.9173 | 18.2049 |  |  | Tier1 | indor2 | HZ2 | gas | AnySize | Tier1 | Interior | HZ2 | gas | AnySize | 3.774%
[7 empty] | Tier1_indor2_HZ2_resistheat_AnySize | 1087.1153 | -352.8481 | 0 |  |  | Tier1 | indor2 | HZ2 | resistheat | AnySize | Tier1 | Interior | HZ2 | Electric Resistance | AnySize | 1.896%
[7 empty] | Tier1_indor2_HZ2_hp85_AnySize | 1082.5549 | -226.3366 | 36.6471 |  |  | Tier1 | indor2 | HZ2 | hp85 | AnySize | Tier1 | Interior | HZ2 | Heat Pump HSPF 8.5 | AnySize | 1.212%
[7 empty] | Tier1_indor2_HZ3_gas_AnySize | 1030.5597 | -13.0961 | 17.4567 |  |  | Tier1 | indor2 | HZ3 | gas | AnySize | Tier1 | Interior | HZ3 | gas | AnySize | 1.01%
[7 empty] | Tier1_indor2_HZ3_resistheat_AnySize | 1033.8882 | -307.8097 | 0 |  |  | Tier1 | indor2 | HZ3 | resistheat | AnySize | Tier1 | Interior | HZ3 | Electric Resistance | AnySize | 0.5074%
[7 empty] | Tier1_indor2_HZ3_hp85_AnySize | 1027.1783 | -224.434 | 35.1341 |  |  | Tier1 | indor2 | HZ3 | hp85 | AnySize | Tier1 | Interior | HZ3 | Heat Pump HSPF 8.5 | AnySize | 0.3242%
[7 empty] | Tier2_garage_HZ1_AnySize | 1213.6987 | 0 | 0 |  |  | Tier2 | garage | HZ1 | AnySize |  | Tier2 | garage | HZ1 | Any | AnySize | 17.8%
[7 empty] | Tier2_garage_HZ2_AnySize | 1158.9394 | 0 | 0 |  |  | Tier2 | garage | HZ2 | AnySize |  | Tier2 | garage | HZ2 | Any | AnySize | 1.267%
[7 empty] | Tier2_garage_HZ3_AnySize | 1066.8038 | 0 | 0 |  |  | Tier2 | garage | HZ3 | AnySize |  | Tier2 | garage | HZ3 | Any | AnySize | 0.2728%
[7 empty] | Tier2_basmnt_HZ1_AnySize | 1229.9359 | 0 | 0 |  |  | Tier2 | basmnt | HZ1 | AnySize |  | Tier2 | Unheated Basement | HZ1 | Any | AnySize | 26.01%
[7 empty] | Tier2_basmnt_HZ2_AnySize | 1226.1215 | 0 | 0 |  |  | Tier2 | basmnt | HZ2 | AnySize |  | Tier2 | Unheated Basement | HZ2 | Any | AnySize | 8.971%
[7 empty] | Tier2_basmnt_HZ3_AnySize | 1207.3351 | 0 | 0 |  |  | Tier2 | basmnt | HZ3 | AnySize |  | Tier2 | Unheated Basement | HZ3 | Any | AnySize | 4.706%
[7 empty] | Tier2_indor2_HZ1_gas_AnySize | 1402.2956 | -26.094 | 20.0342 |  |  | Tier2 | indor2 | HZ1 | gas | AnySize | Tier2 | Interior | HZ1 | gas | AnySize | 16.98%
[7 empty] | Tier2_indor2_HZ1_resistheat_AnySize | 1404.2341 | -634.2436 | 0 |  |  | Tier2 | indor2 | HZ1 | resistheat | AnySize | Tier2 | Interior | HZ1 | Electric Resistance | AnySize | 8.531%
[7 empty] | Tier2_indor2_HZ1_hp85_AnySize | 1400.3385 | -312.2006 | 40.329 |  |  | Tier2 | indor2 | HZ1 | hp85 | AnySize | Tier2 | Interior | HZ1 | Heat Pump HSPF 8.5 | AnySize | 5.45%
[7 empty] | Tier2_indor2_HZ2_gas_AnySize | 1420.8652 | -23.9171 | 23.5684 |  |  | Tier2 | indor2 | HZ2 | gas | AnySize | Tier2 | Interior | HZ2 | gas | AnySize | 3.623%
[7 empty] | Tier2_indor2_HZ2_resistheat_AnySize | 1424.527 | -566.0637 | 0 |  |  | Tier2 | indor2 | HZ2 | resistheat | AnySize | Tier2 | Interior | HZ2 | Electric Resistance | AnySize | 1.82%
[7 empty] | Tier2_indor2_HZ2_hp85_AnySize | 1417.1907 | -363.8515 | 47.4405 |  |  | Tier2 | indor2 | HZ2 | hp85 | AnySize | Tier2 | Interior | HZ2 | Heat Pump HSPF 8.5 | AnySize | 1.163%
[7 empty] | Tier2_indor2_HZ3_gas_AnySize | 1425.4103 | -21.6705 | 25.6039 |  |  | Tier2 | indor2 | HZ3 | gas | AnySize | Tier2 | Interior | HZ3 | gas | AnySize | 0.9694%
[7 empty] | Tier2_indor2_HZ3_resistheat_AnySize | 1427.1389 | -509.0283 | 0 |  |  | Tier2 | indor2 | HZ3 | resistheat | AnySize | Tier2 | Interior | HZ3 | Electric Resistance | AnySize | 0.4871%
[7 empty] | Tier2_indor2_HZ3_hp85_AnySize | 1423.662 | -375.1874 | 51.5356 |  |  | Tier2 | indor2 | HZ3 | hp85 | AnySize | Tier2 | Interior | HZ3 | Heat Pump HSPF 8.5 | AnySize | 0.3112%
[7 empty] | Tier2_ducted_HZ1_gas_AnySize | 1405.282 | -20.4665 | -6.7011 |  |  | Tier2 | ducted | HZ1 | gas | AnySize | Tier2 | Interior - Exhaust Ducted | HZ1 | gas | AnySize | 0.7074%
[7 empty] | Tier2_ducted_HZ1_resistheat_AnySize | 1407.8693 | -488.9267 | 0 |  |  | Tier2 | ducted | HZ1 | resistheat | AnySize | Tier2 | Interior - Exhaust Ducted | HZ1 | Electric Resistance | AnySize | 0.3554%
[7 empty] | Tier2_ducted_HZ1_hp85_AnySize | 1402.6671 | -290.242 | -13.4654 |  |  | Tier2 | ducted | HZ1 | hp85 | AnySize | Tier2 | Interior - Exhaust Ducted | HZ1 | Heat Pump HSPF 8.5 | AnySize | 0.2271%
[7 empty] | Tier2_ducted_HZ2_gas_AnySize | 1424.0802 | -23.4932 | -7.0214 |  |  | Tier2 | ducted | HZ2 | gas | AnySize | Tier2 | Interior - Exhaust Ducted | HZ2 | gas | AnySize | 0.151%
[7 empty] | Tier2_ducted_HZ2_resistheat_AnySize | 1428.7681 | -551.3111 | 0 |  |  | Tier2 | ducted | HZ2 | resistheat | AnySize | Tier2 | Interior - Exhaust Ducted | HZ2 | Electric Resistance | AnySize | 0.07585%
[7 empty] | Tier2_ducted_HZ2_hp85_AnySize | 1419.3714 | -446.1495 | -14.1031 |  |  | Tier2 | ducted | HZ2 | hp85 | AnySize | Tier2 | Interior - Exhaust Ducted | HZ2 | Heat Pump HSPF 8.5 | AnySize | 0.04846%
[7 empty] | Tier2_ducted_HZ3_gas_AnySize | 1428.5389 | -24.5844 | -7.1 |  |  | Tier2 | ducted | HZ3 | gas | AnySize | Tier2 | Interior - Exhaust Ducted | HZ3 | gas | AnySize | 0.04039%
[7 empty] | Tier2_ducted_HZ3_resistheat_AnySize | 1431.0887 | -575.5993 | 0 |  |  | Tier2 | ducted | HZ3 | resistheat | AnySize | Tier2 | Interior - Exhaust Ducted | HZ3 | Electric Resistance | AnySize | 0.0203%
[7 empty] | Tier2_ducted_HZ3_hp85_AnySize | 1425.9786 | -537.0661 | -14.2579 |  |  | Tier2 | ducted | HZ3 | hp85 | AnySize | Tier2 | Interior - Exhaust Ducted | HZ3 | Heat Pump HSPF 8.5 | AnySize | 0.01297%
[7 empty] | Tier3_garage_HZ1_AnySize | 1386.4134 | 0 | 0 |  |  | Tier3 | garage | HZ1 | AnySize |  | Tier3 | garage | HZ1 | Any | AnySize | 17.8%
[7 empty] | Tier3_garage_HZ2_AnySize | 1352.3648 | 0 | 0 |  |  | Tier3 | garage | HZ2 | AnySize |  | Tier3 | garage | HZ2 | Any | AnySize | 1.267%
[7 empty] | Tier3_garage_HZ3_AnySize | 1285.2464 | 0 | 0 |  |  | Tier3 | garage | HZ3 | AnySize |  | Tier3 | garage | HZ3 | Any | AnySize | 0.2728%
[7 empty] | Tier3_basmnt_HZ1_AnySize | 1400.7152 | 0 | 0 |  |  | Tier3 | basmnt | HZ1 | AnySize |  | Tier3 | Unheated Basement | HZ1 | Any | AnySize | 26.01%
[7 empty] | Tier3_basmnt_HZ2_AnySize | 1410.7462 | 0 | 0 |  |  | Tier3 | basmnt | HZ2 | AnySize |  | Tier3 | Unheated Basement | HZ2 | Any | AnySize | 8.971%
[7 empty] | Tier3_basmnt_HZ3_AnySize | 1407.3104 | 0 | 0 |  |  | Tier3 | basmnt | HZ3 | AnySize |  | Tier3 | Unheated Basement | HZ3 | Any | AnySize | 4.706%
[7 empty] | Tier3_indor2_HZ1_gas_AnySize | 1548.5796 | -26.094 | 20.0342 |  |  | Tier3 | indor2 | HZ1 | gas | AnySize | Tier3 | Interior | HZ1 | gas | AnySize | 16.98%
[7 empty] | Tier3_indor2_HZ1_resistheat_AnySize | 1550.1832 | -634.2436 | 0 |  |  | Tier3 | indor2 | HZ1 | resistheat | AnySize | Tier3 | Interior | HZ1 | Electric Resistance | AnySize | 8.531%
[7 empty] | Tier3_indor2_HZ1_hp85_AnySize | 1546.9604 | -312.2006 | 40.329 |  |  | Tier3 | indor2 | HZ1 | hp85 | AnySize | Tier3 | Interior | HZ1 | Heat Pump HSPF 8.5 | AnySize | 5.45%
[7 empty] | Tier3_indor2_HZ2_gas_AnySize | 1577.8744 | -23.9171 | 23.5684 |  |  | Tier3 | indor2 | HZ2 | gas | AnySize | Tier3 | Interior | HZ2 | gas | AnySize | 3.623%
[7 empty] | Tier3_indor2_HZ2_resistheat_AnySize | 1580.9502 | -566.0637 | 0 |  |  | Tier3 | indor2 | HZ2 | resistheat | AnySize | Tier3 | Interior | HZ2 | Electric Resistance | AnySize | 1.82%
[7 empty] | Tier3_indor2_HZ2_hp85_AnySize | 1574.789 | -363.8515 | 47.4405 |  |  | Tier3 | indor2 | HZ2 | hp85 | AnySize | Tier3 | Interior | HZ2 | Heat Pump HSPF 8.5 | AnySize | 1.163%
[7 empty] | Tier3_indor2_HZ3_gas_AnySize | 1594.7371 | -21.6705 | 25.6039 |  |  | Tier3 | indor2 | HZ3 | gas | AnySize | Tier3 | Interior | HZ3 | gas | AnySize | 0.9694%
[7 empty] | Tier3_indor2_HZ3_resistheat_AnySize | 1596.1803 | -509.0283 | 0 |  |  | Tier3 | indor2 | HZ3 | resistheat | AnySize | Tier3 | Interior | HZ3 | Electric Resistance | AnySize | 0.4871%
[7 empty] | Tier3_indor2_HZ3_hp85_AnySize | 1593.2775 | -375.1874 | 51.5356 |  |  | Tier3 | indor2 | HZ3 | hp85 | AnySize | Tier3 | Interior | HZ3 | Heat Pump HSPF 8.5 | AnySize | 0.3112%
[7 empty] | Tier3_ducted_HZ1_gas_AnySize | 1551.219 | -20.4665 | -6.7011 |  |  | Tier3 | ducted | HZ1 | gas | AnySize | Tier3 | Interior - Exhaust Ducted | HZ1 | gas | AnySize | 0.7074%
[7 empty] | Tier3_ducted_HZ1_resistheat_AnySize | 1553.3962 | -488.9267 | 0 |  |  | Tier3 | ducted | HZ1 | resistheat | AnySize | Tier3 | Interior - Exhaust Ducted | HZ1 | Electric Resistance | AnySize | 0.3554%
[7 empty] | Tier3_ducted_HZ1_hp85_AnySize | 1549.0185 | -290.242 | -13.4654 |  |  | Tier3 | ducted | HZ1 | hp85 | AnySize | Tier3 | Interior - Exhaust Ducted | HZ1 | Heat Pump HSPF 8.5 | AnySize | 0.2271%
[7 empty] | Tier3_ducted_HZ2_gas_AnySize | 1580.7165 | -23.4932 | -7.0214 |  |  | Tier3 | ducted | HZ2 | gas | AnySize | Tier3 | Interior - Exhaust Ducted | HZ2 | gas | AnySize | 0.151%
[7 empty] | Tier3_ducted_HZ2_resistheat_AnySize | 1584.6993 | -551.3111 | 0 |  |  | Tier3 | ducted | HZ2 | resistheat | AnySize | Tier3 | Interior - Exhaust Ducted | HZ2 | Electric Resistance | AnySize | 0.07585%
[7 empty] | Tier3_ducted_HZ2_hp85_AnySize | 1576.7166 | -446.1495 | -14.1031 |  |  | Tier3 | ducted | HZ2 | hp85 | AnySize | Tier3 | Interior - Exhaust Ducted | HZ2 | Heat Pump HSPF 8.5 | AnySize | 0.04846%
[7 empty] | Tier3_ducted_HZ3_gas_AnySize | 1597.503 | -24.5844 | -7.1 |  |  | Tier3 | ducted | HZ3 | gas | AnySize | Tier3 | Interior - Exhaust Ducted | HZ3 | gas | AnySize | 0.04039%
[7 empty] | Tier3_ducted_HZ3_resistheat_AnySize | 1599.6721 | -575.5993 | 0 |  |  | Tier3 | ducted | HZ3 | resistheat | AnySize | Tier3 | Interior - Exhaust Ducted | HZ3 | Electric Resistance | AnySize | 0.0203%
[7 empty] | Tier3_ducted_HZ3_hp85_AnySize | 1595.3254 | -537.0661 | -14.2579 |  |  | Tier3 | ducted | HZ3 | hp85 | AnySize | Tier3 | Interior - Exhaust Ducted | HZ3 | Heat Pump HSPF 8.5 | AnySize | 0.01297%
Weighting Factors for Climate Zone and Heating Type
Installs Climate Zone Distribution
[9 empty] | All Installs | Interior | Garage | Unheated Basement
Overall
[8 empty] | HZ1 | 76.06% | 42.4% | 23.4% | 34.2%
[8 empty] | HZ2 | 17.12% | 40.2% | 7.4% | 52.4%
[8 empty] | HZ3 | 6.82% | 27% | 4% | 69%
[8 empty] | Source: | Ecotope. February 2013. Summary of RBSA data in OutputTablesWH_2012-12-13-1344b. Table 35: Water Heaters by heating zone and water heater location--SF. (adjusted to get at install space by HZ rather than HZ split by install space)
Existing Homes Heating System
[8 empty] | RTF HVAC Categories |  | Sources
[8 empty] | Gas | 54.84% | RBSA 2012 Database
[8 empty] | Electric Resistance | 27.55% | RBSA 2012 Database
[8 empty] | Heat Pump HSPF 8.5 | 17.61% | RBSA 2012 Database
[8 empty] | Interior | 96% | Smart Water Heat Program Data - Tier 2 Ducted Installs
[8 empty] | Interior - Exhaust Ducted | 4% | Smart Water Heat Program Data - Tier 2 Ducted Installs
[8 empty] | Gas Furnace | 48.29% | RBSA 2012 Database
[8 empty] | Gas Furnace w/ CAC | 51.71% | RBSA 2012 Database
[8 empty] | Location of the installation - Tier 1 | [7 empty] | Weights for Location of the installation - Tiers 2 & 3
[8 empty] | Heating Zone |  |  | HZ1 | HZ2 | HZ3 |  |  | Heating Zone |  |  | HZ1 | HZ2 | HZ3
[8 empty] | Location | Heating System | Index | [5 empty] | Location | Heating System | Index
[7 empty] | Interior | Interior | Gas | InteriorGas | 17.69% | 3.774% | 1.01% |  | Interior | Interior | Gas | InteriorGas | 16.98% | 3.623% | 0.9694%
[7 empty] | Interior | Interior | Electric Resistance | InteriorElectric Resistance | 8.886% | 1.896% | 0.5074% |  | Interior | Interior | Electric Resistance | InteriorElectric Resistance | 8.531% | 1.82% | 0.4871%
[7 empty] | Interior | Interior | Heat Pump HSPF 8.5 | InteriorHeat Pump HSPF 8.5 | 5.678% | 1.212% | 0.3242% |  | Interior | Interior | Heat Pump HSPF 8.5 | InteriorHeat Pump HSPF 8.5 | 5.45% | 1.163% | 0.3112%
[8 empty] | Garage | Any | GarageAny | 17.8% | 1.267% | 0.2728% |  | Interior | Interior - Exhaust Ducted | Gas | Interior - Exhaust DuctedGas | 0.7074% | 0.151% | 0.04039%
[8 empty] | Unheated Basement | Any | Unheated BasementAny | 26.01% | 8.971% | 4.706% |  | Interior | Interior - Exhaust Ducted | Electric Resistance | Interior - Exhaust DuctedElectric Resistance | 0.3554% | 0.07585% | 0.0203%
[13 empty] | 100% |  | Interior | Interior - Exhaust Ducted | Heat Pump HSPF 8.5 | Interior - Exhaust DuctedHeat Pump HSPF 8.5 | 0.2271% | 0.04846% | 0.01297%
[16 empty] | Garage | Any | GarageAny | 17.8% | 1.267% | 0.2728%
[16 empty] | Unheated Basement | Any | Unheated BasementAny | 26.01% | 8.971% | 4.706%
Regional Savings Rate for Tiers 1-3
RTF Savings Rates (Existing Construction Tiers 1-3)
[8 empty] | Tier | Baseline | Water Heating | Heating | Cooling |  |  |  | Site Savings Rate (kWh/ Unit-yr) | Heat (therms) | Heat (wood kWh)
[8 empty] | Tier_1 | Standard Electric Water Heater | 991.6862 | -62.7016 | 5.9312 |  |  | Total Savings for Tier 1 | 934.9158 | 0 | 0
[8 empty] | Tier_2 | Standard Electric Water Heater | 1296.7605 | -98.2207 | 7.3138 |  |  | Total Savings for Tier 2 | 1205.8536 | 0 | 0
[8 empty] | Tier_2 | Tier 1 HPWH | [5 empty] | Incremental to Tier 1 | 270.9378 | 0 | 0
[8 empty] | Tier_3 | Standard Electric Water Heater | 1462.0222 | -98.2207 | 7.3138 |  |  | Total Savings for Tier 3 | 1371.1153 | 0 | 0
[8 empty] | Tier_3 | Tier 2 HPWH | [5 empty] | Incremental to Tier 2 | 165.2617 | 0 | 0
Savings Rate - RTF- Tier 4 (Existing Construction)
Notes: - These savings rates utilize the RTF's current practice baseline that utilizes 2017 market data. - NEEA's model categorizes split systems as Tier 4, however in a recent update the RTF changed the category back to Tier 3 but does a separate calculation for the split systems. The difference in naming of the measures aside, NEEA is using the same data as the RTF in this report for split system HPWHs.
[7 empty] | Source: | Res_HPWH_v4_2.xlsm | RTF measure workbook from June 2019
[8 empty] | Category Name | Measure Name | Savings (kwh/yr)
[8 empty] | Tier3 NoResistance_SplitSystem_HZ1_AnySize | Water Heating | 1779
[8 empty] | Tier3 NoResistance_SplitSystem_HZ2_AnySize | Water Heating | 1831
[8 empty] | Tier3 NoResistance_SplitSystem_HZ3_AnySize | Water Heating | 1877
Installs Climate Zone Distribution
All Installs
Overall
[9 empty] | HZ1 | 76.06%
[9 empty] | HZ2 | 17.12%
[9 empty] | HZ3 | 6.82%
Source:
Ecotope. February 2013. Summary of RBSA data in OutputTablesWH_2012-12-13-1344b. Table 35: Water Heaters by heating zone and water heater location--SF. (adjusted to get at install space by HZ rather than HZ split by install space)
RTF Savings Rates (Existing Construction Tier 4)
[9 empty] | Regional Weighted Savings Rate | 1794.586
[9 empty] | Incremental to tier 3 | 423.4707
NEEA ADJUSTMENT TO NEW CONSTRUCTION SAVINGS RATES
[7 empty] | Reviewed: | Ecotope. 2019. HPWH/DHP ACE Model Review Memo.
All technical assumptions are consistent with those that went into the original target values NEEA sent. NEEA has however updated the split of HPWH installs between new- and existing-construction, the volume of code-built homes tracked in our homes model, as well as the volume of voluntary above-code homes NEEA has tracked with HPWHs. These updates to the units lead to a slight change in the savings rates applied to new-construction HPWHs.
Here NEEA is calculating the new construction savings rate factor to be applied to HPWHs in new construction. This rate is calculated in order to avoid any double-counting of savings with NEEA's new homes model. To do this we remove: A) all above-code home savings, and B) code savings discounted for the differential in savings rates.
NEEA Adjustment Factors
[10 empty] | Small HPWHs Existing | Large HPWHs Existing | Small Tank HPWHs New Construction | Large Tank HPWHs New Construction | Small Tank Voluntary New Construction | Large Tank Voluntary New Construction | Small Tank Code New Construction | Large Tank Code New Construction |  | Savings Rate Factor - Small | Savings Rate Factor - Large
[9 empty] | 2018 | 3776 | 1697 | 4293 | 1929 | 739 | 880 | 3554 | 1049 |  | 56.89% | 37.37%
[9 empty] | 2019 | 4550 | 2410 | 4180 | 2213 | 739 | 880 | 3441 | 1333 |  | 51.91% | 37.98%
[9 empty] | 2020 | 5924 | 3137 | 4486 | 2376 | 739 | 880 | 3747 | 1496 |  | 52.82% | 39.82%
[9 empty] | 2021 | 8494 | 3641 | 5382 | 2306 | 739 | 880 | 4643 | 1426 |  | 54.43% | 39.01%
[19 empty] | HPWH (<=55 gallons) New Construction | HPWH (>55 gallons) New Construction
[9 empty] | Notes | From Current HPWH Forecast |  |  |  | Hardcoded from HPWH Model Projection of HPWHs installed in voluntary above-code programs. These are removed entirely by reducing the savings rate proportionally. |  | Calculated difference |  |  | To de-rate the new construction HPWH savings rate to avoid double-counting with codes
[10 empty] | HPWH (<=55 gallons) Existing Construction | HPWH (>55 gallons) Existing Construction | HPWH (<=55 gallons) New Construction | HPWH (>55 gallons) New Construction
For code-built homes NEEA calculates the differential in savings rates we attribute to the code homes and HPWHs and then removes that proportion of the savings from our HPWH estimate. This avoids double-counting savings with our new homes model.
Code Homes with savings accounted for in NEEA New Homes Model
[11 empty] | All OR and WA code homes | Savings Rate Factor | OR Code | WA Code |  | Savings Rates pulled from NEEA's Savings Models 9/14/2018:
[13 empty] | Or. Specialty Code 2017 | WSEC 2015 |  | NEEA Savings Rate - Or. Specialty Code 2017 |  |  | 914
[10 empty] | 2018 | 26920 | 31.28% | 4142 | 22778 |  | NEEA Savings Rate - WSEC 2015 |  |  | 294.28
[10 empty] | 2019 | 29441 | 36.95% | 7884 | 21557 |  | NEEA Savings Rate - HPWH (Any tier) |  |  | 1245.69
[10 empty] | 2020 | 27339 | 36.76% | 7220 | 20119
[10 empty] | 2021 | 29304 | 36.91% | 7826 | 21478
7th Power Plan Calculation
For the Washington investor-owned utilities, NEEA uses the original 7th Power Plan assumptions for the tiers that were in the original plan (tiers 1 and 2). NEEA uses the RTF savings rates for all tiers that have come to market since the Power Plan analysis (tiers 3 and 4). These are all represented as incremental above the prior tier. Below is a summary table. Each cell is linked the calculation source.
Savings Rate Summary Table
[7 empty] | Application | Efficiency Level | Source | Any Size | 2018 |  | 2019 |  | 2020 |  | 2021
[7 empty] | Allpication | Efficiency Level |  |  | Small Tanks | Large Tanks | Small Tanks | Large Tanks | Small Tanks | Large Tanks | Small Tanks | Large Tanks
[7 empty] | Existing Construction | Tier 1 | 7th PP Conservation Supply Workbook | 1083.3729
[7 empty] | Existing Construction | Tier 2 |  | 148.21
[7 empty] | Existing Construction | Tier 3 | RTF Measure Workbook | 379.8839
[7 empty] | Existing Construction | Tier 4 |  | 328.4803
[7 empty] | New Construction | Tier 1 | Adjusted from existing construction rate | 0 | 616.3504 | 404.8689 | 562.3386 | 411.47 | 572.2414 | 431.3601 | 589.6491 | 422.6675
[7 empty] | New Construction | Tier 2 |  | 0 | 84.3193 | 55.3878 | 76.9303 | 56.2908 | 78.285 | 59.0119 | 80.6665 | 57.8227
[7 empty] | New Construction | Tier 3 |  | 0 | 216.1228 | 141.967 | 197.1836 | 144.2817 | 200.656 | 151.2561 | 206.76 | 148.2081
[7 empty] | New Construction | Tier 4 |  | 0 | 186.8784 | 122.7568 | 170.5019 | 124.7583 | 173.5045 | 130.789 | 178.7825 | 128.1534
[11 empty] | HPWH (<=55 gallons) New Construction2018 | HPWH (>55 gallons) New Construction2018 | HPWH (<=55 gallons) New Construction2019 | HPWH (>55 gallons) New Construction2019 | HPWH (<=55 gallons) New Construction2020 | HPWH (>55 gallons) New Construction2020 | HPWH (<=55 gallons) New Construction2021 | HPWH (>55 gallons) New Construction2021
Note: NEEA avoids double-counting savings from HPWH savings reported through its new construction programs (code and above-code). We do this by adjusting the savings rate to proportionally remove: A) all above-code home savings and B) code savings discounted for the differential in savings rates.
See below for more details about the new construction adjustments.
Savings Rate -7th Power Plan Original - Tier 1 and 2
[7 empty] | Source: | Res-HPWH-7P_v4.xlsx
Note: RTF savings rates used in the Council's analysis take into account the variation in tank sizes and impact of the standard so they are the same across tank sizes.
7th Power Plan Savings Rates (Existing Construction Tiers 1 & 2)
[7 empty] | Category |  | Measure Life | Site Savings (kWh) | Heating System Distribution |  | Weights for the Location of the Installs
[7 empty] | Single Family Tier1_buffered |  | 13 | 1044.4555
[7 empty] | Single Family Tier1_indor2_efaf |  | 13 | 919.5465 | 5.989%
[7 empty] | Single Family Tier1_indor2_gfac |  | 13 | 1265.4749 | 23.58% |  | 7th PP
[7 empty] | Single Family Tier1_indor2_gfnc |  | 13 | 1249.9938 | 38.47% |  | SF |  | Tier 1 | Tier 2
[7 empty] | Single Family Tier1_indor2_hp85 |  | 13 | 1097.3426 | 15.83% |  | Indoor | 33% | 1162.3872 | 63.5443
[7 empty] | Single Family Tier1_indor2_zonl |  | 13 | 956.7274 | 16.13% |  | Buffered | 67% | 1044.4555 | 189.911
[7 empty] | Single Family Tier2_buffered |  | 13 | 189.911
[7 empty] | Single Family Tier2_indor2_efaf |  | 13 | 22.9442 | 5.989% |  | Regional Weighted Savings Rate |  | 1083.3729 | 148.21
[7 empty] | Single Family Tier2_indor2_gfac |  | 13 | 80.7639 | 23.58%
[7 empty] | Single Family Tier2_indor2_gfnc |  | 13 | 80.5148 | 38.47% |  | Weights for Heating Systems
[7 empty] | Single Family Tier2_indor2_hp85 |  | 13 | 46.5255 | 15.83% |  |  | Single Family
[7 empty] | Single Family Tier2_indor2_zonl |  | 13 | 29.6709 | 16.13% |  | EFAF | 5.989%
[13 empty] | HP85 | 15.83%
[13 empty] | Zonl | 16.13%
[13 empty] | GFAC | 23.58%
[13 empty] | GFNC | 38.47%
Sing
Savings Rate - RTF - Tier 3 (Existing Construction)
[7 empty] | Source: | Res_HPWH_v3_4.xlsm | RTF measure workbook from April 2017
Savings By Measure
[7 empty] | RTF Measure | Savings Categories
[8 empty] | Water Heating | Heating | Cooling |  |  | Measure name to columns |  |  |  |  | Corrected Column identifiers |  |  |  |  | Weights to Conver to Regional Rate
[7 empty] | Tier3_garage_HZ1_AnySize | 1601.951 | 0 | 0 |  |  | Tier3 | garage | HZ1 | AnySize |  | Tier3 | garage | HZ1 | Any | AnySize | 17.8%
[7 empty] | Tier3_garage_HZ2_AnySize | 1606.9097 | 0 | 0 |  |  | Tier3 | garage | HZ2 | AnySize |  | Tier3 | garage | HZ2 | Any | AnySize | 1.267%
[7 empty] | Tier3_garage_HZ3_AnySize | 1560.984 | 0 | 0 |  |  | Tier3 | garage | HZ3 | AnySize |  | Tier3 | garage | HZ3 | Any | AnySize | 0.2728%
[7 empty] | Tier3_basmnt_HZ1_AnySize | 1623.6077 | 0 | 0 |  |  | Tier3 | basmnt | HZ1 | AnySize |  | Tier3 | Unheated Basement | HZ1 | Any | AnySize | 26.01%
[7 empty] | Tier3_basmnt_HZ2_AnySize | 1685.5237 | 0 | 0 |  |  | Tier3 | basmnt | HZ2 | AnySize |  | Tier3 | Unheated Basement | HZ2 | Any | AnySize | 8.971%
[7 empty] | Tier3_basmnt_HZ3_AnySize | 1749.3252 | 0 | 0 |  |  | Tier3 | basmnt | HZ3 | AnySize |  | Tier3 | Unheated Basement | HZ3 | Any | AnySize | 4.706%
[7 empty] | Tier3_indor2_HZ1_gas_AnySize | 1696.6625 | -19.7465 | 17.6769 |  |  | Tier3 | indor2 | HZ1 | gas | AnySize | Tier3 | Interior | HZ1 | gas | AnySize | 16.98%
[7 empty] | Tier3_indor2_HZ1_resistheat_AnySize | 1699.9727 | -476.1793 | 0 |  |  | Tier3 | indor2 | HZ1 | resistheat | AnySize | Tier3 | Interior | HZ1 | Electric Resistance | AnySize | 8.531%
[7 empty] | Tier3_indor2_HZ1_hp85_AnySize | 1693.3417 | -245.0171 | 35.5763 |  |  | Tier3 | indor2 | HZ1 | hp85 | AnySize | Tier3 | Interior | HZ1 | Heat Pump HSPF 8.5 | AnySize | 5.45%
[7 empty] | Tier3_indor2_HZ2_gas_AnySize | 1773.1587 | -18.7554 | 21.1627 |  |  | Tier3 | indor2 | HZ2 | gas | AnySize | Tier3 | Interior | HZ2 | gas | AnySize | 3.623%
[7 empty] | Tier3_indor2_HZ2_resistheat_AnySize | 1777.7759 | -441.1383 | 0 |  |  | Tier3 | indor2 | HZ2 | resistheat | AnySize | Tier3 | Interior | HZ2 | Electric Resistance | AnySize | 1.82%
[7 empty] | Tier3_indor2_HZ2_hp85_AnySize | 1768.5156 | -295.7197 | 42.5832 |  |  | Tier3 | indor2 | HZ2 | hp85 | AnySize | Tier3 | Interior | HZ2 | Heat Pump HSPF 8.5 | AnySize | 1.163%
[7 empty] | Tier3_indor2_HZ3_gas_AnySize | 1859.7912 | -17.6775 | 23.1397 |  |  | Tier3 | indor2 | HZ3 | gas | AnySize | Tier3 | Interior | HZ3 | gas | AnySize | 0.9694%
[7 empty] | Tier3_indor2_HZ3_resistheat_AnySize | 1863.0553 | -410.7364 | 0 |  |  | Tier3 | indor2 | HZ3 | resistheat | AnySize | Tier3 | Interior | HZ3 | Electric Resistance | AnySize | 0.4871%
[7 empty] | Tier3_indor2_HZ3_hp85_AnySize | 1856.4879 | -317.023 | 46.558 |  |  | Tier3 | indor2 | HZ3 | hp85 | AnySize | Tier3 | Interior | HZ3 | Heat Pump HSPF 8.5 | AnySize | 0.3112%
[7 empty] | Tier3_ducted_HZ1_gas_AnySize | 1640.2951 | -18.8599 | 0.66466 |  |  | Tier3 | ducted | HZ1 | gas | AnySize | Tier3 | Interior - Exhaust Ducted | HZ1 | gas | AnySize | 0.7074%
[7 empty] | Tier3_ducted_HZ1_resistheat_AnySize | 1644.1304 | -493.2533 | 0 |  |  | Tier3 | ducted | HZ1 | resistheat | AnySize | Tier3 | Interior - Exhaust Ducted | HZ1 | Electric Resistance | AnySize | 0.3554%
[7 empty] | Tier3_ducted_HZ1_hp85_AnySize | 1636.4263 | -196.6841 | 1.3642 |  |  | Tier3 | ducted | HZ1 | hp85 | AnySize | Tier3 | Interior - Exhaust Ducted | HZ1 | Heat Pump HSPF 8.5 | AnySize | 0.2271%
[7 empty] | Tier3_ducted_HZ2_gas_AnySize | 1711.1134 | -20.039 | 0.74464 |  |  | Tier3 | ducted | HZ2 | gas | AnySize | Tier3 | Interior - Exhaust Ducted | HZ2 | gas | AnySize | 0.151%
[7 empty] | Tier3_ducted_HZ2_resistheat_AnySize | 1716.2639 | -524.6126 | 0 |  |  | Tier3 | ducted | HZ2 | resistheat | AnySize | Tier3 | Interior - Exhaust Ducted | HZ2 | Electric Resistance | AnySize | 0.07585%
[7 empty] | Tier3_ducted_HZ2_hp85_AnySize | 1705.9436 | -259.5477 | 1.5283 |  |  | Tier3 | ducted | HZ2 | hp85 | AnySize | Tier3 | Interior - Exhaust Ducted | HZ2 | Heat Pump HSPF 8.5 | AnySize | 0.04846%
[7 empty] | Tier3_ducted_HZ3_gas_AnySize | 1790.5882 | -20.253 | 1.0517 |  |  | Tier3 | ducted | HZ3 | gas | AnySize | Tier3 | Interior - Exhaust Ducted | HZ3 | gas | AnySize | 0.04039%
[7 empty] | Tier3_ducted_HZ3_resistheat_AnySize | 1794.6668 | -533.7441 | 0 |  |  | Tier3 | ducted | HZ3 | resistheat | AnySize | Tier3 | Interior - Exhaust Ducted | HZ3 | Electric Resistance | AnySize | 0.0203%
[7 empty] | Tier3_ducted_HZ3_hp85_AnySize | 1786.5005 | -309.4481 | 2.1469 |  |  | Tier3 | ducted | HZ3 | hp85 | AnySize | Tier3 | Interior - Exhaust Ducted | HZ3 | Heat Pump HSPF 8.5 | AnySize | 0.01297%
Weighting Factors for Climate Zone and Heating Type
Installs Climate Zone Distribution
[9 empty] | All Installs | Interior | Garage | Unheated Basement
Overall
[8 empty] | HZ1 | 76.06% | 42.4% | 23.4% | 34.2%
[8 empty] | HZ2 | 17.12% | 40.2% | 7.4% | 52.4%
[8 empty] | HZ3 | 6.82% | 27% | 4% | 69%
[8 empty] | Source: | Ecotope. February 2013. Summary of RBSA data in OutputTablesWH_2012-12-13-1344b. Table 35: Water Heaters by heating zone and water heater location--SF. (adjusted to get at install space by HZ rather than HZ split by install space)
Existing Homes Heating System
[8 empty] | RTF HVAC Categories |  | Sources
[8 empty] | Gas | 54.84% | RBSA 2012 Database
[8 empty] | Electric Resistance | 27.55% | RBSA 2012 Database
[8 empty] | Heat Pump HSPF 8.5 | 17.61% | RBSA 2012 Database
[8 empty] | Interior | 96% | Smart Water Heat Program Data - Tier 2 Ducted Installs
[8 empty] | Interior - Exhaust Ducted | 4% | Smart Water Heat Program Data - Tier 2 Ducted Installs
[8 empty] | Gas Furnace | 48.29% | RBSA 2012 Database
[8 empty] | Gas Furnace w/ CAC | 51.71% | RBSA 2012 Database
Weights for Location of the installation - Tier 3
[9 empty] | Heating Zone |  |  | HZ1 | HZ2 | HZ3
[9 empty] | Location | Heating System | Index
[8 empty] | Interior | Interior | Gas | InteriorGas | 16.98% | 3.623% | 0.9694%
[8 empty] | Interior | Interior | Electric Resistance | InteriorElectric Resistance | 8.531% | 1.82% | 0.4871%
[8 empty] | Interior | Interior | Heat Pump HSPF 8.5 | InteriorHeat Pump HSPF 8.5 | 5.45% | 1.163% | 0.3112%
[8 empty] | Interior | Interior - Exhaust Ducted | Gas | Interior - Exhaust DuctedGas | 0.7074% | 0.151% | 0.04039%
[8 empty] | Interior | Interior - Exhaust Ducted | Electric Resistance | Interior - Exhaust DuctedElectric Resistance | 0.3554% | 0.07585% | 0.0203%
[8 empty] | Interior | Interior - Exhaust Ducted | Heat Pump HSPF 8.5 | Interior - Exhaust DuctedHeat Pump HSPF 8.5 | 0.2271% | 0.04846% | 0.01297%
[9 empty] | Garage | Any | GarageAny | 17.8% | 1.267% | 0.2728%
[9 empty] | Unheated Basement | Any | Unheated BasementAny | 26.01% | 8.971% | 4.706%
Regional Savings Rate for Tier 3
RTF Savings Rates (Existing Construction Tier 3)
[8 empty] | Tier | Baseline | Water Heating | Heating | Cooling | Costs | NON-E Val |  | Site Savings Rate (kWh/ Unit-yr) | Heat (therms) | Heat (wood kWh)
[8 empty] | Tier_3 | Standard Electric Water Heater | 1668.2373 | -62.7016 | 5.9312 | 0 | 0 | Total Savings for Tier 3 | 1611.4668 | 0 | 0
[8 empty] | Tier_3 | Tier 2 HPWH | [5 empty] | Incremental to Tier 2 | 379.8839 | 0 | 0
Savings Rate - RTF- Tier 4 (Existing Construction)
[7 empty] | Source: | Res_HPWH_v3_4.xlsm | RTF measure workbook from April 2017
[8 empty] | Category Name | Measure Name | Savings (kwh/yr)
[8 empty] | Tier4_splits_HZ1_AnySize | Water Heating | 1920.4573
[8 empty] | Tier4_splits_HZ2_AnySize | Water Heating | 1984.698
[8 empty] | Tier4_splits_HZ3_AnySize | Water Heating | 2044.9712
Installs Climate Zone Distribution
All Installs
Overall
[9 empty] | HZ1 | 76.06%
[9 empty] | HZ2 | 17.12%
[9 empty] | HZ3 | 6.82%
Source:
Ecotope. February 2013. Summary of RBSA data in OutputTablesWH_2012-12-13-1344b. Table 35: Water Heaters by heating zone and water heater location--SF. (adjusted to get at install space by HZ rather than HZ split by install space)
RTF Savings Rates (Existing Construction Tier 4)
[9 empty] | Regional Weighted Savings Rate | 1939.9472
[9 empty] | Incremental to tier 3 | 328.4803
NEEA ADJUSTMENT TO NEW CONSTRUCTION SAVINGS RATES
[7 empty] | Reviewed: | Ecotope. 2019. HPWH/DHP ACE Model Review Memo.
All technical assumptions are consistent with those that went into the original target values NEEA sent. NEEA has however updated the split of HPWH installs between new- and existing-construction, the volume of code-built homes tracked in our homes model, as well as the volume of voluntary above-code homes NEEA has tracked with HPWHs. These updates to the units lead to a slight change in the savings rates applied to new-construction HPWHs.
Here NEEA is calculating the new construction savings rate factor to be applied to HPWHs in new construction. This rate is calculated in order to avoid any double-counting of savings with NEEA's new homes model. To do this we remove: A) all above-code home savings, and B) code savings discounted for the differential in savings rates.
NEEA Adjustment Factors
[10 empty] | Small HPWHs Existing | Large HPWHs Existing | Small Tank HPWHs New Construction | Large Tank HPWHs New Construction | Small Tank Voluntary New Construction | Large Tank Voluntary New Construction | Small Tank Code New Construction | Large Tank Code New Construction |  | Savings Rate Factor - Small | Savings Rate Factor - Large
[9 empty] | 2018 | 3776 | 1697 | 4293 | 1929 | 739 | 880 | 3554 | 1049 |  | 56.89% | 37.37%
[9 empty] | 2019 | 4550 | 2410 | 4180 | 2213 | 739 | 880 | 3441 | 1333 |  | 51.91% | 37.98%
[9 empty] | 2020 | 5924 | 3137 | 4486 | 2376 | 739 | 880 | 3747 | 1496 |  | 52.82% | 39.82%
[9 empty] | 2021 | 8494 | 3641 | 5382 | 2306 | 739 | 880 | 4643 | 1426 |  | 54.43% | 39.01%
[9 empty] | Notes | From Current HPWH Forecast |  |  |  | Hardcoded from HPWH Model Projection of HPWHs installed in voluntary above-code programs. These are removed entirely by reducing the savings rate proportionally. |  | Calculated difference |  |  | To de-rate the new construction HPWH savings rate to avoid double-counting with codes
[10 empty] | HPWH (<=55 gallons) Existing Construction | HPWH (>55 gallons) Existing Construction | HPWH (<=55 gallons) New Construction | HPWH (>55 gallons) New Construction
For code-built homes NEEA calculates the differential in savings rates we attribute to the code homes and HPWHs and then removes that proportion of the savings from our HPWH estimate. This avoids double-counting savings with our new homes model.
Code Homes with savings accounted for in NEEA New Homes Model
[11 empty] | All OR and WA code homes | Savings Rate Factor | OR Code | WA Code |  | Savings Rates pulled from NEEA's Savings Models 9/14/2018:
[13 empty] | Or. Specialty Code 2017 | WSEC 2015 |  | NEEA Savings Rate - Or. Specialty Code 2017 |  |  | 914
[10 empty] | 2018 | 26920 | 31.28% | 4142 | 22778 |  | NEEA Savings Rate - WSEC 2015 |  |  | 294.28
[10 empty] | 2019 | 29441 | 36.95% | 7884 | 21557 |  | NEEA Savings Rate - HPWH (Any tier) |  |  | 1245.69
[10 empty] | 2020 | 27339 | 36.76% | 7220 | 20119
[10 empty] | 2021 | 29304 | 36.91% | 7826 | 21478
Note on S2: Christina Steinhoff: -Select "RTF" to see RTF updates. -Select "7th PP" for no update.
Note on M5: Christina Steinhoff: Units are subsets to the lower efficiency tier.
Note on N5: Christina Steinhoff: The historical values are Local Program Units reported by Energy Trust of Oregon, Bonneville Power Administration, and local utilities. The forecast are based on historical trends, surveys of funders and program expectations.
Note on O5: Christina Steinhoff: The Power Plan incorporates baseline in the savings rate calculation. In many cases, it also attributes a percent of the savings to baseline. These Baseline Units represent those percentages.
Note on F16: Christina Steinhoff: is this above baseline?
Note on F32: Christina Steinhoff: is this above baseline?
Note on F48: Christina Steinhoff: is this above baseline?
Note on F64: Christina Steinhoff: is this above baseline?
Note on L323: Christina Steinhoff: 7th PP

## Clothes_Dryers
Summary Page
[7 empty] | Super-Efficient Dryers: | Supporting manufacturer development and US market entry of super-efficient dryers; influencing improved federal test protocols and efficiency standards requiring heat pump technology for residential clothes dryers. | [12 empty] | RTF
Lookups | [6 empty] | Measure |  |  |  |  | Units |  |  |  |  | Savings Rate |  | aMW Savings
Measure Index | Initiative Index | Code | Standard | Duplicate? | IOU Savings Category | Reportable | Sector | Initiative | Product | Tier | Year | Total Regional Savings | Gross Local Program | Council Baseline | Baseline Assumption | Funder Share | kWh/ Unit-Year | Comments | Total Savings | Local Programs | Remaining Savings
RES_201101_P1T1 | RES_201101 | 0 | 0 | 1 | 1 | TRUE | Residential | Super-Efficient Dryers | Clothes Dryers | UCEF 3.00 to 3.39 | 2019 | 124683.0514 | 24491.3794 | 0 | 7th PP applies a 0% baseline saturation to units, the baseline is handled in the savings rate | 14.2% | 67.5658 |  | 0.13656 | 0.026824 | 0.10973
RES_201101_P1T2 | RES_201101 | 0 | 0 | 1 | 1 | TRUE | Residential | Super-Efficient Dryers | Clothes Dryers | UCEF 3.40 to 3.99 | 2019 | 1201.5828 | 600.7914 | 0 | 7th PP applies a 0% baseline saturation to units, the baseline is handled in the savings rate | 14.2% | 323.8895 |  | 0.0063086 | 0.0031543 | 0.0031543
RES_201101_P1T3 | RES_201101 | 0 | 0 | 1 | 1 | TRUE | Residential | Super-Efficient Dryers | Clothes Dryers | UCEF 4.00 to 4.99 | 2019 | 0 | 0 | 0 | 7th PP applies a 0% baseline saturation to units, the baseline is handled in the savings rate | 0% | 434.7986 |  | 0 | 0 | 0
RES_201101_P1T4 | RES_201101 | 0 | 0 | 1 | 1 | TRUE | Residential | Super-Efficient Dryers | Clothes Dryers | UCEF 5.00 to 5.99 | 2019 | 0 | 0 | 0 | 7th PP applies a 0% baseline saturation to units, the baseline is handled in the savings rate | 0% | 534.1499 |  | 0 | 0 | 0
RES_201101_P1T5 | RES_201101 | 0 | 0 | 1 | 1 | TRUE | Residential | Super-Efficient Dryers | Clothes Dryers | UCEF 6.00 to 6.99 | 2019 | 0 | 0 | 0 | 7th PP applies a 0% baseline saturation to units, the baseline is handled in the savings rate | 0% | 584.4996 |  | 0 | 0 | 0
RES_201101_P1T6 | RES_201101 | 0 | 0 | 1 | 1 | TRUE | Residential | Super-Efficient Dryers | Clothes Dryers | UCEF 7.00 to 7.99 | 2019 | 282.52 | 141.26 | 0 | 7th PP applies a 0% baseline saturation to units, the baseline is handled in the savings rate | 14.2% | 623.8714 |  | 0.0028571 | 0.0014286 | 0.0014286
RES_201101_P1T1 | RES_201101 | 0 | 0 | 1 | 1 | TRUE | Residential | Super-Efficient Dryers | Clothes Dryers | UCEF 3.00 to 3.39 | 2018 | 122170.3098 | 4625 | 0 | 7th PP applies a 0% baseline saturation to units, the baseline is handled in the savings rate | 14.2% | 67.5658 |  | 0.13381 | 0.0050655 | 0.12874
RES_201101_P1T2 | RES_201101 | 0 | 0 | 1 | 1 | TRUE | Residential | Super-Efficient Dryers | Clothes Dryers | UCEF 3.40 to 3.99 | 2018 | 472.4508 | 92 | 0 | 7th PP applies a 0% baseline saturation to units, the baseline is handled in the savings rate | 14.2% | 323.8895 |  | 0.0024805 | 0.00048302 | 0.0019975
RES_201101_P1T3 | RES_201101 | 0 | 0 | 1 | 1 | TRUE | Residential | Super-Efficient Dryers | Clothes Dryers | UCEF 4.00 to 4.99 | 2018 | 99 | 99 | 0 | 7th PP applies a 0% baseline saturation to units, the baseline is handled in the savings rate | 14.2% | 434.7986 |  | 0.00069776 | 0.00069776 | 0
RES_201101_P1T4 | RES_201101 | 0 | 0 | 1 | 1 | TRUE | Residential | Super-Efficient Dryers | Clothes Dryers | UCEF 5.00 to 5.99 | 2018 | 0 | 0 | 0 | 7th PP applies a 0% baseline saturation to units, the baseline is handled in the savings rate | 0% | 534.1499 |  | 0 | 0 | 0
RES_201101_P1T5 | RES_201101 | 0 | 0 | 1 | 1 | TRUE | Residential | Super-Efficient Dryers | Clothes Dryers | UCEF 6.00 to 6.99 | 2018 | 0 | 0 | 0 | 7th PP applies a 0% baseline saturation to units, the baseline is handled in the savings rate | 0% | 584.4996 |  | 0 | 0 | 0
RES_201101_P1T6 | RES_201101 | 0 | 0 | 1 | 1 | TRUE | Residential | Super-Efficient Dryers | Clothes Dryers | UCEF 7.00 to 7.99 | 2018 | 280 | 0 | 0 | 7th PP applies a 0% baseline saturation to units, the baseline is handled in the savings rate | 14.2% | 623.8714 |  | 0.0028316 | 0 | 0.0028316
RES_201101_P1T1 | RES_201101 | 0 | 0 | 1 | 1 | TRUE | Residential | Super-Efficient Dryers | Clothes Dryers | UCEF 3.00 to 3.39 | 2020 | 127113.0105 | 0 | 0 | No RTF Update, 7th PP applies a 0% baseline saturation to units. | 13.99% | 67.5658 | Incremental to the RTF's Current Practice Baseline using Q1 2017 data (See Below) | 0.13712 | 0 | 0.13712
RES_201101_P1T2 | RES_201101 | 0 | 0 | 1 | 1 | TRUE | Residential | Super-Efficient Dryers | Clothes Dryers | UCEF 3.40 to 3.99 | 2020 | 1961.1269 | 980.5634 | 0 | RTF Current Practice | 13.99% | 323.8895 | Incremental to the RTF's Current Practice Baseline using Q1 2017 data (See Below) | 0.010141 | 0.0050705 | 0.0050705
RES_201101_P1T3 | RES_201101 | 0 | 0 | 1 | 1 | TRUE | Residential | Super-Efficient Dryers | Clothes Dryers | UCEF 4.00 to 4.99 | 2020 | 0 | 0 | 0 | No RTF Update, 7th PP applies a 0% baseline saturation to units. | 0% | 434.7986 | Incremental to the RTF's Current Practice Baseline using Q1 2017 data (See Below) | 0 | 0 | 0
RES_201101_P1T4 | RES_201101 | 0 | 0 | 1 | 1 | TRUE | Residential | Super-Efficient Dryers | Clothes Dryers | UCEF 5.00 to 5.99 | 2020 | 0 | 0 | 0 | No RTF Update, 7th PP applies a 0% baseline saturation to units. | 0% | 534.1499 | Incremental to the RTF's Current Practice Baseline using Q1 2017 data (See Below) | 0 | 0 | 0
RES_201101_P1T5 | RES_201101 | 0 | 0 | 1 | 1 | TRUE | Residential | Super-Efficient Dryers | Clothes Dryers | UCEF 6.00 to 6.99 | 2020 | 0 | 0 | 0 | No RTF Update, 7th PP applies a 0% baseline saturation to units. | 0% | 584.4996 | Incremental to the RTF's Current Practice Baseline using Q1 2017 data (See Below) | 0 | 0 | 0
RES_201101_P1T6 | RES_201101 | 0 | 0 | 1 | 1 | TRUE | Residential | Super-Efficient Dryers | Clothes Dryers | UCEF 7.00 to 7.99 | 2020 | 285.0627 | 142.5313 | 0 | No RTF Update, 7th PP applies a 0% baseline saturation to units. | 13.99% | 623.8714 | Incremental to the RTF's Current Practice Baseline using Q1 2017 data (See Below) | 0.0028393 | 0.0014197 | 0.0014197
RES_201101_P1T1 | RES_201101 | 0 | 0 | 1 | 1 | TRUE | Residential | Super-Efficient Dryers | Clothes Dryers | UCEF 3.00 to 3.39 | 2021 | 125709.9457 | 0 | 0 | No RTF Update, 7th PP applies a 0% baseline saturation to units. | 13.99% | 67.5658 | Incremental to the RTF's Current Practice Baseline using Q1 2017 data (See Below) | 0.1356 | 0 | 0.1356
RES_201101_P1T2 | RES_201101 | 0 | 0 | 1 | 1 | TRUE | Residential | Super-Efficient Dryers | Clothes Dryers | UCEF 3.40 to 3.99 | 2021 | 2432.0581 | 1216.029 | 0 | RTF Current Practice | 13.99% | 323.8895 | Incremental to the RTF's Current Practice Baseline using Q1 2017 data (See Below) | 0.012576 | 0.0062881 | 0.0062881
RES_201101_P1T3 | RES_201101 | 0 | 0 | 1 | 1 | TRUE | Residential | Super-Efficient Dryers | Clothes Dryers | UCEF 4.00 to 4.99 | 2021 | 0 | 0 | 0 | No RTF Update, 7th PP applies a 0% baseline saturation to units. | 0% | 434.7986 | Incremental to the RTF's Current Practice Baseline using Q1 2017 data (See Below) | 0 | 0 | 0
RES_201101_P1T4 | RES_201101 | 0 | 0 | 1 | 1 | TRUE | Residential | Super-Efficient Dryers | Clothes Dryers | UCEF 5.00 to 5.99 | 2021 | 0 | 0 | 0 | No RTF Update, 7th PP applies a 0% baseline saturation to units. | 0% | 534.1499 | Incremental to the RTF's Current Practice Baseline using Q1 2017 data (See Below) | 0 | 0 | 0
RES_201101_P1T5 | RES_201101 | 0 | 0 | 1 | 1 | TRUE | Residential | Super-Efficient Dryers | Clothes Dryers | UCEF 6.00 to 6.99 | 2021 | 0 | 0 | 0 | No RTF Update, 7th PP applies a 0% baseline saturation to units. | 0% | 584.4996 | Incremental to the RTF's Current Practice Baseline using Q1 2017 data (See Below) | 0 | 0 | 0
RES_201101_P1T6 | RES_201101 | 0 | 0 | 1 | 1 | TRUE | Residential | Super-Efficient Dryers | Clothes Dryers | UCEF 7.00 to 7.99 | 2021 | 287.6282 | 143.8141 | 0 | No RTF Update, 7th PP applies a 0% baseline saturation to units. | 13.99% | 623.8714 | Incremental to the RTF's Current Practice Baseline using Q1 2017 data (See Below) | 0.0028649 | 0.0014324 | 0.0014324
Track Units from:
Total Regional Sales * Market Share = Tracked Units Market Share Analysis: -Energy Solutions. 2019. Consumer Products UES- Energy Solutions (dataset). -Data from: ICF. 2019. Retail Products Platform (dataset). Total Sales: -Association of Home Appliance Manufacturers. 2015-2017 County Sales Report. (dataset). Note AHAM discontinued its regional reports in 2018. As a result, NEEA used the 2017 values as a proxy for 2018.
Savings Rate
[7 empty] | Most Recent RTF Savings Rates | [9 empty] | Savings Rate in 7th PP
[7 empty] | Source: | ResClothesDryers_v3.1.xlsm | [8 empty] | Source: | Res-ClothesDryer-7P_v2.xlsx
[7 empty] | Savings rates come directly from the RTF's most recent dryer workbook. The RTF workbook contians more granular UEC tiers than NEEA tracks, so closest-matching RTF tiers are used for each NEEA tier (see mapping below). Note in particular that NEEA's tier named "UCEF 3.00 to 3.39" actually maps to the RTF Energy Star tier. These savings rates are then weighted by the share of vented and ventless dryer shipments in each tier. | [9 empty] | The original Power Plan only included a rough estimate for savings from a heat pump hybrid dryer.
[7 empty] | Input Data | [9 empty] | Input Data
[7 empty] | Measure Application |  | Savings Component | Savings for Period 1 | Measure Life | Capital Cost | Annual O&M | Shape Pointer | Non-E Val ($/yr) |  | Category Name |  | Measure Name | Savings (kwh/yr) | Life (yrs) | Capital Cost | Annual O&M | Shape Pointer | Non-E Val ($/yr)
[7 empty] | Vented_ENERGY STAR |  | Clothes Drying | 67.5658 | 12 | 20.4421 | 0 | R-All-Plug-Dryer-All-All-R | -0.077882 |  | Heat Pump Dryer |  | Heat Pump Dryer | 180 | 16 | 300 | 0 | R-All-Plug-Dryer-All-All-R | 0
[7 empty] | Vented_UCEF 3.00 to 3.19 |  | Clothes Drying | 192.273 | 12 | 386.4466 | 0 | R-All-Plug-Dryer-All-All-R | -0.23676
[7 empty] | Vented_UCEF 3.20 to 3.39 |  | Clothes Drying | 234.0668 | 12 | 386.4466 | 0 | R-All-Plug-Dryer-All-All-R | -0.23676
[7 empty] | Vented_UCEF 3.40 to 3.59 |  | Clothes Drying | 271.0717 | 12 | 386.4466 | 0 | R-All-Plug-Dryer-All-All-R | -0.23676
[7 empty] | Vented_UCEF 3.60 to 3.79 |  | Clothes Drying | 304.0668 | 12 | 386.4466 | 0 | R-All-Plug-Dryer-All-All-R | -0.23676
[7 empty] | Vented_UCEF 3.80 to 4.19 |  | Clothes Drying | 346.3581 | 12 | 386.4466 | 0 | R-All-Plug-Dryer-All-All-R | -0.23676
[7 empty] | Vented_UCEF 4.20 to 4.69 |  | Clothes Drying | 400.0629 | 12 | 386.4466 | 0 | R-All-Plug-Dryer-All-All-R | -0.23676
[7 empty] | Vented_UCEF 4.70 to 5.29 |  | Clothes Drying | 452.5465 | 12 | 386.4466 | 0 | R-All-Plug-Dryer-All-All-R | -0.25712
[7 empty] | Vented_UCEF 5.30 to 6.09 |  | Clothes Drying | 504.5883 | 12 | 386.4466 | 0 | R-All-Plug-Dryer-All-All-R | -0.25712
[7 empty] | Vented_UCEF 6.10 to 7.19 |  | Clothes Drying | 557.652 | 12 | 386.4466 | 0 | R-All-Plug-Dryer-All-All-R | -0.25712
[7 empty] | Vented_UCEF 7.20 to 8.00 |  | Clothes Drying | 599.146 | 12 | 386.4466 | 0 | R-All-Plug-Dryer-All-All-R | -0.25712
[7 empty] | Ventless_ENERGY STAR |  | Clothes Drying | 117.9665 | 12 | 184.8843 | 0 | R-All-Plug-Dryer-All-All-R | 4.4609
[7 empty] | Ventless_UCEF 3.00 to 3.19 |  | Clothes Drying | 237.6362 | 12 | 386.4466 | 0 | R-All-Plug-Dryer-All-All-R | 3.9077
[7 empty] | Ventless_UCEF 3.20 to 3.39 |  | Clothes Drying | 277.2924 | 12 | 386.4466 | 0 | R-All-Plug-Dryer-All-All-R | 3.7244
[7 empty] | Ventless_UCEF 3.40 to 3.59 |  | Clothes Drying | 312.4047 | 12 | 386.4466 | 0 | R-All-Plug-Dryer-All-All-R | 3.562
[7 empty] | Ventless_UCEF 3.60 to 3.79 |  | Clothes Drying | 343.7123 | 12 | 386.4466 | 0 | R-All-Plug-Dryer-All-All-R | 3.4173
[7 empty] | Ventless_UCEF 3.80 to 4.19 |  | Clothes Drying | 383.8406 | 12 | 386.4466 | 0 | R-All-Plug-Dryer-All-All-R | 3.2318
[7 empty] | Ventless_UCEF 4.20 to 4.69 |  | Clothes Drying | 434.7986 | 12 | 386.4466 | 0 | R-All-Plug-Dryer-All-All-R | 2.9962
[7 empty] | Ventless_UCEF 4.70 to 5.29 |  | Clothes Drying | 484.7698 | 12 | 386.4466 | 0 | R-All-Plug-Dryer-All-All-R | 2.7652
[7 empty] | Ventless_UCEF 5.30 to 6.09 |  | Clothes Drying | 534.1499 | 12 | 386.4466 | 0 | R-All-Plug-Dryer-All-All-R | 2.5369
[7 empty] | Ventless_UCEF 6.10 to 7.19 |  | Clothes Drying | 584.4996 | 12 | 386.4466 | 0 | R-All-Plug-Dryer-All-All-R | 2.3041
[7 empty] | Ventless_UCEF 7.20 to 8.00 |  | Clothes Drying | 623.8714 | 12 | 386.4466 | 0 | R-All-Plug-Dryer-All-All-R | 2.1221
RTF -> NEEA Measure Mapping
[7 empty] | Vented | Tier_1 | UCEF 3.00 to 3.39 |  |  | 67.5658
[7 empty] | Vented | Tier_2 | UCEF 3.40 to 3.99 |  |  | 304.0668
[7 empty] | Vented | Tier_3 | UCEF 4.00 to 4.99 |  |  | 400.0629
[7 empty] | Vented | Tier_4 | UCEF 5.00 to 5.99 |  |  | 504.5883
[7 empty] | Vented | Tier_5 | UCEF 6.00 to 6.99 |  |  | 557.652
[7 empty] | Vented | Tier_6 | UCEF 7.00 to 7.99 |  |  | 599.146
[7 empty] | Ventless | Tier_1 | UCEF 3.00 to 3.39 |  |  | 117.9665
[7 empty] | Ventless | Tier_2 | UCEF 3.40 to 3.99 |  |  | 343.7123
[7 empty] | Ventless | Tier_3 | UCEF 4.00 to 4.99 |  |  | 434.7986
[7 empty] | Ventless | Tier_4 | UCEF 5.00 to 5.99 |  |  | 534.1499
[7 empty] | Ventless | Tier_5 | UCEF 6.00 to 6.99 |  |  | 584.4996
[7 empty] | Ventless | Tier_6 | UCEF 7.00 to 7.99 |  |  | 623.8714
[7 empty] | 7th PP Venting Weighting | [8 empty] | 7th PP Savings KWh/yr | Incremental
[7 empty] | Vented | Tier_1 | UCEF 3.00 to 3.39 | 100% |  | 67.5658
[7 empty] | Vented | Tier_2 | UCEF 3.40 to 3.99 | 50% |  | 152.0334 |  | UCEF 3.00 to 3.39 |  | 67.5658 | 67.5658
[7 empty] | Vented | Tier_3 | UCEF 4.00 to 4.99 | 0% |  | 0 |  | UCEF 3.40 to 3.99 |  | 323.8895 | 256.3237
[7 empty] | Vented | Tier_4 | UCEF 5.00 to 5.99 | 0% |  | 0 |  | UCEF 4.00 to 4.99 |  | 434.7986 | 110.9091
[7 empty] | Vented | Tier_5 | UCEF 6.00 to 6.99 | 0% |  | 0 |  | UCEF 5.00 to 5.99 |  | 534.1499 | 99.3512
[7 empty] | Vented | Tier_6 | UCEF 7.00 to 7.99 | 0% |  | 0 |  | UCEF 6.00 to 6.99 |  | 584.4996 | 50.3497
[7 empty] | Ventless | Tier_1 | UCEF 3.00 to 3.39 | 0% |  | 0 |  | UCEF 7.00 to 7.99 |  | 623.8714 | 39.3718
[7 empty] | Ventless | Tier_2 | UCEF 3.40 to 3.99 | 50% |  | 171.8561
[7 empty] | Ventless | Tier_3 | UCEF 4.00 to 4.99 | 100% |  | 434.7986
[7 empty] | Ventless | Tier_4 | UCEF 5.00 to 5.99 | 100% |  | 534.1499
[7 empty] | Ventless | Tier_5 | UCEF 6.00 to 6.99 | 100% |  | 584.4996
[7 empty] | Ventless | Tier_6 | UCEF 7.00 to 7.99 | 100% |  | 623.8714
Note on V2: Christina Steinhoff: -Select "RTF" to see RTF updates. -Select "7th PP" for no update.
Note on M5: Christina Steinhoff: Units are additive
Note on N5: Christina Steinhoff: The historical values are Local Program Units reported by Energy Trust of Oregon, Bonneville Power Administration, and local utilities. The forecast are based on historical trends, surveys of funders and program expectations.
Note on O5: Christina Steinhoff: The Power Plan incorporates baseline in the savings rate calculation. In many cases, it also attributes a percent of the savings to baseline. These Baseline Units represent those percentages.
Note on R19: Christina Steinhoff: Note: the RTF rate is significantly larger than the Power Plan rate because it is based on 2018 lab testing.
Note on H48: :ProCost Category for the measure. Individual measures can be grouped into categories. ProCost output is reported by measure and by category. All measures must belong to at least one category. Category name can be the same as measure name. Example: Measures can be combined into one category if they have components with different load shapes or measure lives. On wash machines there may be one load shape for the electric motor savings component, a second load shape for the electric water heat savings component and a third shape for electric dryer savings component.
Note on J48: :ProCost Name of Measure. User-defined. For PTR measures, defined naming conventions apply.
Note on K48: :ProCost Annual electric savings for the measure in kWh at the site. May be positive, negative or zero. Savings are incremental to the baseline alternative.
Note on L48: :ProCost Physical life of the measure in years. Must be >=1.
Note on M48: :ProCost Initial cost to install the measure in dollars. Costs are incremental to the baseline alternative. Dollars must be denominated in the same year as 'Input Cost Reference Year' input on the ProData page.
Note on N48: :ProCost Annual operations and maintenance cost for the measure in dollars. Must be incremental cost over the baseline alternative. May be positive, negative or zero. Dollars must be denominated in the same year as 'Input Cost Reference Year' input on the ProData page. O&M costs are entered as positive values. Negative values represent O&M savings compared to the baseline alternative. Example: Annualized maintenance cost for a heat pump heating system compared to a baseline electric resistance heating system.
Note on O48: :ProCost Name of the pointer to the shape of the savings. The shapes represent the daily and monthly shape of the savings in four time segments for each month of the year. Shape of the savings is relative to the baseline alternative. These shapes are in the MC_AND_Loadshape file.
Note on P48: :ProCost Annual value of any non-energy benefits of the measure, relative to the baseline alternative. Expressed in dollars per year and denominated in dollars of the 'Cost Reference Year'. Positive value represents dollar savings. Negative value represents dollar cost. Example: Water, detergent and sewer savings from efficient clothes washer.
Note on R48: :ProCost Category for the measure. Individual measures can be grouped into categories. ProCost output is reported by measure and by category. All measures must belong to at least one category. Category name can be the same as measure name. Example: Measures can be combined into one category if they have components with different load shapes or measure lives. On wash machines there may be one load shape for the electric motor savings component, a second load shape for the electric water heat savings component and a third shape for electric dryer savings component.
Note on T48: :ProCost Name of Measure. User-defined. For PTR measures, defined naming conventions apply.
Note on U48: :ProCost Annual electric savings for the measure in kWh at the site. May be positive, negative or zero. Savings are incremental to the baseline alternative.
Note on V48: :ProCost Physical life of the measure in years. Must be >=1.
Note on W48: :ProCost Initial cost to install the measure in dollars. Costs are incremental to the baseline alternative. Dollars must be denominated in the same year as 'Input Cost Reference Year' input on the ProData page.
Note on X48: :ProCost Annual operations and maintenance cost for the measure in dollars. Must be incremental cost over the baseline alternative. May be positive, negative or zero. Dollars must be denominated in the same year as 'Input Cost Reference Year' input on the ProData page. O&M costs are entered as positive values. Negative values represent O&M savings compared to the baseline alternative. Example: Annualized maintenance cost for a heat pump heating system compared to a baseline electric resistance heating system.
Note on Y48: :ProCost Name of the pointer to the shape of the savings. The shapes represent the daily and monthly shape of the savings in four time segments for each month of the year. Shape of the savings is relative to the baseline alternative. These shapes are in the MC_AND_Loadshape file.
Note on Z48: :ProCost Annual value of any non-energy benefits of the measure, relative to the baseline alternative. Expressed in dollars per year and denominated in dollars of the 'Cost Reference Year'. Positive value represents dollar savings. Negative value represents dollar cost. Example: Water, detergent and sewer savings from efficient clothes washer.
Note on K89: Ryan Brown: Based upon current available products on markets. To be reviewed in future evaluation

## Codes
Summary Page
[7 empty] | Other Codes (Commercial): | Providing information and technical expertise to create new and more stringent building codes and providing technical support and training after code adoption.
[7 empty] | Residential New Construction/Next Step Homes: | The Next Step Homes initiative leverages the infrastructure created by prior Efficient Homes programs to develop and increase market adoption of energy efficient advanced building practices for single-family homes, aimed at influencing and accelerating code adoption.
[7 empty] | Other Codes (Multifamily): | Providing information and technical expertise to create new and more stringent building codes and providing technical support and training after code adoption.
Lookups | [6 empty] | Measure |  |  |  |  | Units |  |  |  |  | Savings Rate |  | aMW Savings
Measure Index | Initiative Index | Code | Standard | Duplicate? | IOU Savings Category | Reportable | Sector | Initiative | Product | Tier | Year | Total Regional Savings | Gross Local Program | Council Baseline | Baseline Assumption | Funder Share | kWh/ Unit-Yr. | Comments | Total Savings | Local Programs | Remaining Savings
COM_200202_P1T5 | COM_200202 | 1 | 0 | 1 | 3 | TRUE | Commercial | Other Codes (Commercial) | ID Commercial Codes | ID Code 2018-2021 | 2018 | 0 | 0 | 0 | Code Savings count against the 7th PP baseline if announced after December 31, 2015 | 0% | 0.17179 | Savings rate (kWh/sf) is incremental to prior code change, analyzed by Mike Kennedy. But it changes each year based on the building distribution of construction completed. | 0 | 0 | 0
COM_200202_P2T4 | COM_200202 | 1 | 0 | 1 | 3 | TRUE | Commercial | Other Codes (Commercial) | MT Commercial Codes | MT Code 2017-2020 | 2018 | 0 | 0 | 0 | Code Savings count against the 7th PP baseline if announced after December 31, 2015 | 0% | 0.27822 | Savings rate (kWh/sf) is incremental to prior code change, analyzed by Mike Kennedy. But it changes each year based on the building distribution of construction completed. | 0 | 0 | 0
COM_200202_P3T5 | COM_200202 | 1 | 0 | 1 | 3 | TRUE | Commercial | Other Codes (Commercial) | OR Commercial Codes | OR Code 2017-2020 | 2018 | 0 | 0 | 0 | Code Savings count against the 7th PP baseline if announced after December 31, 2015 | 0% | 0.23835 | Savings rate (kWh/sf) is incremental to prior code change, analyzed by Mike Kennedy. But it changes each year based on the building distribution of construction completed. | 0 | 0 | 0
COM_200202_P4T6 | COM_200202 | 1 | 0 | 1 | 3 | TRUE | Commercial | Other Codes (Commercial) | WA Commercial Codes | WA 2015 WSEC | 2018 | 30598407.8125 | 0 | 0 | Code Savings count against the 7th PP baseline if announced after December 31, 2015 | 14.2% | 0.19238 | See Below | 0.095418 | 0 | 0.095418 | 0.57918
COM_200202_P1T5 | COM_200202 | 1 | 0 | 1 | 3 | TRUE | Commercial | Other Codes (Commercial) | ID Commercial Codes | ID Code 2018-2021 | 2019 | 0 | 0 | 0 | Code Savings count against the 7th PP baseline if announced after December 31, 2015 | 0% | 0.17179 | Savings rate (kWh/sf) is incremental to prior code change, analyzed by Mike Kennedy. But it changes each year based on the building distribution of construction completed. | 0 | 0 | 0
COM_200202_P2T4 | COM_200202 | 1 | 0 | 1 | 3 | TRUE | Commercial | Other Codes (Commercial) | MT Commercial Codes | MT Code 2017-2020 | 2019 | 0 | 0 | 0 | Code Savings count against the 7th PP baseline if announced after December 31, 2015 | 0% | 0.27822 | Savings rate (kWh/sf) is incremental to prior code change, analyzed by Mike Kennedy. But it changes each year based on the building distribution of construction completed. | 0 | 0 | 0
COM_200202_P3T5 | COM_200202 | 1 | 0 | 1 | 3 | TRUE | Commercial | Other Codes (Commercial) | OR Commercial Codes | OR Code 2017-2020 | 2019 |  | 0 | 0 | Code Savings count against the 7th PP baseline if announced after December 31, 2015 | 0% | 0.23835 | See Below | 0 | 0 | 0 | 0.70429
COM_200202_P4T6 | COM_200202 | 1 | 0 | 1 | 3 | TRUE | Commercial | Other Codes (Commercial) | WA Commercial Codes | WA 2015 WSEC | 2019 | 45814033.3333 | 0 | 0 | Code Savings count against the 7th PP baseline if announced after December 31, 2015 | 14.2% | 0.19238 | See Below | 0.14287 | 0 | 0.14287
RES_200601_P3T4 | RES_200601 | 1 | 0 | 1 | 3 | TRUE | Residential | Other Codes (Multifamily) | OR Multifamily Code | OR Specialty Code 2017 | 2018 | 1347.729 | 0 | 0 | Code Savings count against the 7th PP baseline if announced after December 31, 2015 | 14.2% | 450 | See Below | 0.009831 | 0 | 0.009831
RES_201301_P2T4 | RES_201301 | 1 | 0 | 1 | 3 | TRUE | Residential | Residential New Construction/Next Step Homes | MT Code | IECC 2018 | 2019 | 0 | 0 | 0 | Code Savings count against the 7th PP baseline if announced after December 31, 2015 | 0% | 363 | Savings rate (kWh/sf) is incremental to prior code change, analyzed by Ecotope. | 0 | 0 | 0
RES_201301_P4T4 | RES_201301 | 1 | 0 | 1 | 3 | TRUE | Residential | Residential New Construction/Next Step Homes | WA Code | WSEC 2015 | 2019 | 17577 | 0 | 0 | Code Savings count against the 7th PP baseline if announced after December 31, 2015 | 14.2% | 225.3085 | See Below | 0.064196 | 0 | 0.064196
RES_200601_P1T4 | RES_200601 | 1 | 0 | 1 | 3 | TRUE | Residential | Other Codes (Multifamily) | ID Multifamily Code | IECC 2015 | 2020 | 2120.8641 | 0 | 0 | Code Savings count against the 7th PP baseline if announced after December 31, 2015 | 14.2% | 0 | Ecotope Calculation using SEEM. Baseline is prior code. | 0 | 0 | 0
RES_200601_P1T4 | RES_200601 | 1 | 0 | 1 | 3 | TRUE | Residential | Other Codes (Multifamily) | ID Multifamily Code | IECC 2015 | 2021 | 2142.0727 | 0 | 0 | Code Savings count against the 7th PP baseline if announced after December 31, 2015 | 14.2% | 0 | Ecotope Calculation using SEEM. Baseline is prior code. | 0 | 0 | 0
RES_200601_P2T4 | RES_200601 | 1 | 0 | 1 | 3 | TRUE | Residential | Other Codes (Multifamily) | MT Multifamily Code | IECC 2015 | 2020 | 706.8341 | 0 | 0 | Code Savings count against the 7th PP baseline if announced after December 31, 2015 | 14.2% | 0 | Ecotope Calculation using SEEM. Baseline is prior code. | 0 | 0 | 0
RES_200601_P2T4 | RES_200601 | 1 | 0 | 1 | 3 | TRUE | Residential | Other Codes (Multifamily) | MT Multifamily Code | IECC 2015 | 2021 | 713.9025 | 0 | 0 | Code Savings count against the 7th PP baseline if announced after December 31, 2015 | 14.2% | 0 | Ecotope Calculation using SEEM. Baseline is prior code. | 0 | 0 | 0
RES_200601_P1T5 | RES_200601 | 1 | 0 | 1 | 3 | TRUE | Residential | Other Codes (Multifamily) | ID Multifamily Code | IECC 2018 | 2020 | 0 | 0 | 0 | Code Savings count against the 7th PP baseline if announced after December 31, 2015 | 0% | 1045 | Ecotope Calculation using SEEM. Baseline is prior code. | 0 | 0 | 0
RES_200601_P1T5 | RES_200601 | 1 | 0 | 1 | 3 | TRUE | Residential | Other Codes (Multifamily) | ID Multifamily Code | IECC 2018 | 2021 | 1071.0364 | 0 | 0 | Code Savings count against the 7th PP baseline if announced after December 31, 2015 | 14.2% | 1045 | Ecotope Calculation using SEEM. Baseline is prior code. | 0.018143 | 0 | 0.018143
RES_201301_P3T3 | RES_201301 | 1 | 0 | 1 | 3 | TRUE | Residential | Residential New Construction/Next Step Homes | OR Code | Or. Specialty Code 2017 | 2019 | 6069 | 0 | 0 | Code Savings count against the 7th PP baseline if announced after December 31, 2015 | 14.2% | 485 | See Below | 0.047714 | 0 | 0.047714
RES_200601_P4T4 | RES_200601 | 1 | 0 | 1 | 3 | TRUE | Residential | Other Codes (Multifamily) | WA Multifamily Code | WSEC 2015 | 2018 | 4324.6931 | 0 | 0 | Code Savings count against the 7th PP baseline if announced after December 31, 2015 | 14.2% | 379.0419 | See Below | 0.026572 | 0 | 0.026572
RES_201301_P4T4 | RES_201301 | 1 | 0 | 1 | 3 | TRUE | Residential | Residential New Construction/Next Step Homes | WA Code | WSEC 2015 | 2018 | 22767 | 0 | 0 | Code Savings count against the 7th PP baseline if announced after December 31, 2015 | 14.2% | 225.3085 | See Below | 0.083151 | 0 | 0.083151
RES_201301_P3T3 | RES_201301 | 1 | 0 | 1 | 3 | TRUE | Residential | Residential New Construction/Next Step Homes | OR Code | Or. Specialty Code 2017 | 2018 | 4145 | 0 | 0 | Code Savings count against the 7th PP baseline if announced after December 31, 2015 | 14.2% | 485 | See Below | 0.032587 | 0 | 0.032587
RES_200601_P3T4 | RES_200601 | 1 | 0 | 1 | 3 | TRUE | Residential | Other Codes (Multifamily) | OR Multifamily Code | OR Specialty Code 2017 | 2019 | 3049.8373 | 0 | 0 | Code Savings count against the 7th PP baseline if announced after December 31, 2015 | 14.2% | 450 | See Below | 0.022247 | 0 | 0.022247
RES_200601_P4T4 | RES_200601 | 1 | 0 | 1 | 3 | TRUE | Residential | Other Codes (Multifamily) | WA Multifamily Code | WSEC 2015 | 2019 | 4483.2389 | 0 | 0 | Code Savings count against the 7th PP baseline if announced after December 31, 2015 | 14.2% | 379.0419 | See Below | 0.027546 | 0 | 0.027546
RES_200601_P2T5 | RES_200601 | 1 | 0 | 1 | 3 | TRUE | Residential | Other Codes (Multifamily) | MT Multifamily Code | IECC 2018 | 2020 | 235.6114 | 0 | 0 | Code Savings count against the 7th PP baseline if announced after December 31, 2015 | 14.2% | 579 | Ecotope Calculation using SEEM. Baseline is prior code. | 0.0022114 | 0 | 0.0022114
RES_200601_P2T5 | RES_200601 | 1 | 0 | 1 | 3 | TRUE | Residential | Other Codes (Multifamily) | MT Multifamily Code | IECC 2018 | 2021 | 713.9025 | 0 | 0 | Code Savings count against the 7th PP baseline if announced after December 31, 2015 | 14.2% | 579 | Ecotope Calculation using SEEM. Baseline is prior code. | 0.0067004 | 0 | 0.0067004
COM_200202_P1T5 | COM_200202 | 1 | 0 | 1 | 3 | TRUE | Commercial | Other Codes (Commercial) | ID Commercial Codes | ID Code 2018-2021 | 2020 | 0 | 0 | 0 | Code Savings count against the 7th PP baseline if announced after December 31, 2015 | 0% | 0.1694 | Mike Kennedy. | 0 | 0 | 0
COM_200202_P2T6 | COM_200202 | 1 | 0 | 1 | 3 | TRUE | Commercial | Other Codes (Commercial) | MT Commercial Codes | MT Code 2019 | 2020 | 430100 | 0 | 0 | Code Savings count against the 7th PP baseline if announced after December 31, 2015 | 13.99% | 0.44898 | Mike Kennedy. | 0.003083 | 0 | 0.003083
COM_200202_P3T5 | COM_200202 | 1 | 0 | 1 | 3 | TRUE | Commercial | Other Codes (Commercial) | OR Commercial Codes | OR Code 2017-2020 | 2020 | 3352837.5 | 0 | 0 | Code Savings count against the 7th PP baseline if announced after December 31, 2015 | 14.2% | 0.2589 | Mike Kennedy. | 0.014071 | 0 | 0.014071
COM_200202_P4T6 | COM_200202 | 1 | 0 | 1 | 3 | TRUE | Commercial | Other Codes (Commercial) | WA Commercial Codes | WA 2015 WSEC | 2020 | 46788800 | 0 | 0 | Code Savings count against the 7th PP baseline if announced after December 31, 2015 | 14.2% | 0.62415 | Mike Kennedy. | 0.47339 | 0 | 0.47339 | 1.4577
COM_200202_P4T8 | COM_200202 | 1 | 0 | 1 | 3 | TRUE | Commercial | Other Codes (Commercial) | WA Commercial Codes | WSEC 2018 | 2020 | 1462150 | 0 | 0 | Code Savings count against the 7th PP baseline if announced after December 31, 2015 | 13.99% | 0.27445 | Mike Kennedy. | 0.0064066 | 0 | 0.0064066 | 1.0245
COM_200202_P1T5 | COM_200202 | 1 | 0 | 1 | 3 | TRUE | Commercial | Other Codes (Commercial) | ID Commercial Codes | ID Code 2018-2021 | 2021 | 1161636.6667 | 0 | 0 | Code Savings count against the 7th PP baseline if announced after December 31, 2015 | 14.2% | 0.1694 | Mike Kennedy. | 0.0031898 | 0 | 0.0031898
COM_200202_P2T6 | COM_200202 | 1 | 0 | 1 | 3 | TRUE | Commercial | Other Codes (Commercial) | MT Commercial Codes | MT Code 2019 | 2021 | 1209656.25 | 0 | 0 | Code Savings count against the 7th PP baseline if announced after December 31, 2015 | 13.99% | 0.45122 | Mike Kennedy. | 0.0087142 | 0 | 0.0087142
COM_200202_P3T5 | COM_200202 | 1 | 0 | 1 | 3 | TRUE | Commercial | Other Codes (Commercial) | OR Commercial Codes | OR Code 2017-2020 | 2021 | 8754631.25 | 0 | 0 | Code Savings count against the 7th PP baseline if announced after December 31, 2015 | 14.2% | 0.2589 | Mike Kennedy. | 0.036741 | 0 | 0.036741 | 0
COM_200202_P4T6 | COM_200202 | 1 | 0 | 1 | 3 | TRUE | Commercial | Other Codes (Commercial) | WA Commercial Codes | WA 2015 WSEC | 2021 | 46788800 | 0 | 0 | Code Savings count against the 7th PP baseline if announced after December 31, 2015 | 14.2% | 0.62415 | Mike Kennedy. | 0.47339 | 0 | 0.47339
COM_200202_P4T8 | COM_200202 | 1 | 0 | 1 | 3 | TRUE | Commercial | Other Codes (Commercial) | WA Commercial Codes | WSEC 2018 | 2021 | 15206360 | 0 | 0 | Code Savings count against the 7th PP baseline if announced after December 31, 2015 | 13.99% | 0.27555 | Mike Kennedy. | 0.066897 | 0 | 0.066897
RES_201301_P2T4 | RES_201301 | 1 | 0 | 1 | 3 | TRUE | Residential | Residential New Construction/Next Step Homes | MT Code | IECC 2018 | 2021 | 1910 | 0 | 0 | Code Savings count against the 7th PP baseline if announced after December 31, 2015 | 14.2% | 363 | Ecotope Calculation using SEEM. Baseline is prior code. | 0.011239 | 0 | 0.011239
RES_201301_P2T4 | RES_201301 | 1 | 0 | 1 | 3 | TRUE | Residential | Residential New Construction/Next Step Homes | MT Code | IECC 2018 | 2020 | 1314 | 0 | 0 | Code Savings count against the 7th PP baseline if announced after December 31, 2015 | 14.2% | 363 | Ecotope Calculation using SEEM. Baseline is prior code. | 0.0077319 | 0 | 0.0077319
RES_201301_P1T5 | RES_201301 | 1 | 0 | 1 | 3 | TRUE | Residential | Residential New Construction/Next Step Homes | ID Code | IECC 2018 | 2021 | 7162 | 0 | 0 | Code Savings count against the 7th PP baseline if announced after December 31, 2015 | 14.2% | 1007 | Ecotope Calculation using SEEM. Baseline is prior code. | 0.11691 | 0 | 0.11691
RES_200601_P3T4 | RES_200601 | 1 | 0 | 1 | 3 | TRUE | Residential | Other Codes (Multifamily) | OR Multifamily Code | OR Specialty Code 2017 | 2020 | 3080.3357 | 0 | 0 | Code Savings count against the 7th PP baseline if announced after December 31, 2015 | 14.2% | 515 | Ecotope Calculation using SEEM. Baseline is prior code. | 0.025715 | 0 | 0.025715
RES_200601_P3T4 | RES_200601 | 1 | 0 | 1 | 3 | TRUE | Residential | Other Codes (Multifamily) | OR Multifamily Code | OR Specialty Code 2017 | 2021 | 3111.1391 | 0 | 0 | Code Savings count against the 7th PP baseline if announced after December 31, 2015 | 14.2% | 515 | Ecotope Calculation using SEEM. Baseline is prior code. | 0.025972 | 0 | 0.025972
RES_201301_P3T3 | RES_201301 | 1 | 0 | 1 | 3 | TRUE | Residential | Residential New Construction/Next Step Homes | OR Code | Or. Specialty Code 2017 | 2021 | 5522 | 0 | 0 | Code Savings count against the 7th PP baseline if announced after December 31, 2015 | 14.2% | 914 | Ecotope Calculation using SEEM. Baseline is prior code. | 0.081814 | 0 | 0.081814
RES_201301_P3T3 | RES_201301 | 1 | 0 | 1 | 3 | TRUE | Residential | Residential New Construction/Next Step Homes | OR Code | Or. Specialty Code 2017 | 2020 | 5388 | 0 | 0 | Code Savings count against the 7th PP baseline if announced after December 31, 2015 | 14.2% | 914 | Ecotope Calculation using SEEM. Baseline is prior code. | 0.079829 | 0 | 0.079829
RES_200601_P3T5 | RES_200601 | 1 | 0 | 1 | 3 | TRUE | Residential | Other Codes (Multifamily) | OR Multifamily Code | Or. Specialty Code 2020 | 2020 | 0 | 0 | 0 | Code Savings count against the 7th PP baseline if announced after December 31, 2016 | 0% | 0 | Ecotope Calculation using SEEM. Baseline is prior code. | 0 | 0 | 0
RES_200601_P3T5 | RES_200601 | 1 | 0 | 1 | 3 | TRUE | Residential | Other Codes (Multifamily) | OR Multifamily Code | Or. Specialty Code 2020 | 2021 | 1555.5695 | 0 | 0 | Code Savings count against the 7th PP baseline if announced after December 31, 2016 | 13.99% | 0 | Ecotope Calculation using SEEM. Baseline is prior code. | 0 | 0 | 0
RES_201301_P3T4 | RES_201301 | 1 | 0 | 1 | 3 | TRUE | Residential | Residential New Construction/Next Step Homes | OR Code | Or. Specialty Code 2020-2022 | 2020 | 0 | 0 | 0 | Code Savings count against the 7th PP baseline if announced after December 31, 2015 | 0% | 0 | Ecotope Calculation using SEEM. Baseline is prior code. | 0 | 0 | 0
RES_201301_P3T4 | RES_201301 | 1 | 0 | 1 | 3 | TRUE | Residential | Residential New Construction/Next Step Homes | OR Code | Or. Specialty Code 2020-2022 | 2021 | 2761 | 0 | 0 | Code Savings count against the 7th PP baseline if announced after December 31, 2015 | 13.99% | 0 | Ecotope Calculation using SEEM. Baseline is prior code. | 0 | 0 | 0
RES_200601_P4T4 | RES_200601 | 1 | 0 | 1 | 3 | TRUE | Residential | Other Codes (Multifamily) | WA Multifamily Code | WSEC 2015 | 2020 | 4528.0713 | 0 | 0 | Code Savings count against the 7th PP baseline if announced after December 31, 2015 | 14.2% | 542 | Ecotope Calculation using SEEM. Baseline is prior code. | 0.039783 | 0 | 0.039783
RES_200601_P4T4 | RES_200601 | 1 | 0 | 1 | 3 | TRUE | Residential | Other Codes (Multifamily) | WA Multifamily Code | WSEC 2015 | 2021 | 4573.352 | 0 | 0 | Code Savings count against the 7th PP baseline if announced after December 31, 2015 | 14.2% | 542 | Ecotope Calculation using SEEM. Baseline is prior code. | 0.040181 | 0 | 0.040181
RES_201301_P4T4 | RES_201301 | 1 | 0 | 1 | 3 | TRUE | Residential | Residential New Construction/Next Step Homes | WA Code | WSEC 2015 | 2021 | 16225 | 0 | 0 | Code Savings count against the 7th PP baseline if announced after December 31, 2015 | 14.2% | 294.28 | Ecotope Calculation using SEEM. Baseline is prior code. | 0.077398 | 0 | 0.077398
RES_201301_P4T4 | RES_201301 | 1 | 0 | 1 | 3 | TRUE | Residential | Residential New Construction/Next Step Homes | WA Code | WSEC 2015 | 2020 | 15878 | 0 | 0 | Code Savings count against the 7th PP baseline if announced after December 31, 2015 | 14.2% | 294.28 | Ecotope Calculation using SEEM. Baseline is prior code. | 0.075743 | 0 | 0.075743
RES_200601_P4T5 | RES_200601 | 1 | 0 | 1 | 3 | TRUE | Residential | Other Codes (Multifamily) | WA Multifamily Code | WSEC 2018 | 2021 | 4573.352 | 0 | 0 | Code Savings count against the 7th PP baseline if announced after December 31, 2016 | 14.2% | 1015.22 | Ecotope Calculation using SEEM. Baseline is prior code. | 0.075263 | 0 | 0.075263
RES_200601_P4T5 | RES_200601 | 1 | 0 | 1 | 3 | TRUE | Residential | Other Codes (Multifamily) | WA Multifamily Code | WSEC 2018 | 2020 | 0 | 0 | 0 | Code Savings count against the 7th PP baseline if announced after December 31, 2016 | 0% | 1015.22 | Ecotope Calculation using SEEM. Baseline is prior code. | 0 | 0 | 0
RES_201301_P4T5 | RES_201301 | 1 | 0 | 1 | 3 | TRUE | Residential | Residential New Construction/Next Step Homes | WA Code | WSEC 2018 | 2021 | 16225 | 0 | 0 | Code Savings count against the 7th PP baseline if announced after December 31, 2015 | 14.2% | 185 | See Below | 0.048656 | 0 | 0.048656
Tracked Units
Multifamily Codes
-U.S. Department of Housing and Urban Development. February 2018. Building Permits. 1-3 Unit, 4-5 Unit, and 5+ Unit building permits. (dataset). Compliance: -PNNL. 2019. Idaho Residential Energy Code Field Study. Calculated based on dataset from study.PNNL conducted simulations using a Monte Carlo selection process. The process generated an EUI estimate for 1,500 pseudo homes per climate zone. -PNNL. 2019. Idaho Residential Energy Code Field Study. Calculated based on dataset from study.PNNL conducted simulations using a Monte Carlo selection process. The process generated an EUI estimate for 1,500 pseudo homes. -Cadmus. 2013 Idaho Energy Code Compliance (Final), Table 1, p. 4 -Cadmus. 2012. Montana Energy Code Compliance, January 2012 (Final) - Table 18, p. 25. -Cadmus. 2014. Oregon Residential Energy Code Compliance. -Cadmus. 2013. Washington Energy Code Compliance- Table 1, p. 4.6.
Single-family Codes
-Single-family: U.S. Department of Housing and Urban Development. Nov. 20, 2018. Building Permits. Single Family and 2-Unit Multifamily. (dataset). Compliance Estimate: -PNNL. 2019. Idaho Residential Energy Code Field Study. Calculated based on dataset from study.PNNL conducted simulations using a Monte Carlo selection process. The process generated an EUI estimate for 1,500 pseudo homes per climate zone. -PNNL. 2019. Idaho Residential Energy Code Field Study. Calculated based on dataset from study.PNNL conducted simulations using a Monte Carlo selection process. The process generated an EUI estimate for 1,500 pseudo homes. -Cadmus. 2014. Oregon Residential Energy Code Compliance. -Cadmus. 2013. Washington Energy Code Compliance- Table 1, p. 4.6.
Commercial Codes
-Construction Start: Dodge Data & Analytics. 2019. Dodge2019Q1. (dataset). -Code Compliance Rate: An internal assumption until completion of code compliance study. -Code Permit Rate: Energy Trust of Oregon's New Buildings Program. 2012. PECI permit occupancy dates - 2-15-2012. (dataset).
Savings Rates
Residential Codes
NEEA uses Ecotope's SEEM modeling and technical assumptions from the Regional Technical Forum Savings are calculated as the difference between 2015 average energy use and 2018 average energy use for code-compliant homes. For Washington (2018), Ecotope provided estimated savings between the WSEC 2015 code and current WSEC 2018 code proposal (as of March 2019). Note that WSEC 2018 was modeled using a single Multifamily prototype with zonal heat, whereas Single Family homes included gas furnace, heat pump, as well as zonal scenarios. Final model will be available in Q1 2020.
Commercial Codes
The rate is incremental to prior code change that was analyzed by Mike Kennedy. It changes each year based on the building distribution of construction completed. The WA 2018 savings rate is an internal estimate of 4% savings over the prior code. This estimate is based on preliminary analysis by Mike Kennedy. The code is expected to spur lighting improvements, envelope improvements for certain building types, among others.
Note on K6: Christina Steinhoff: Note: OR, ID and MT code savings are included because NEEA reports savings using funding shares of the regional savings. This approach is consistent for all measures.
Note on N6: Christina Steinhoff: The historical values are Local Program Units reported by Energy Trust of Oregon, Bonneville Power Administration, and local utilities. The forecast are based on historical trends, surveys of funders and program expectations.
Note on O6: Christina Steinhoff: The Power Plan incorporates baseline in the savings rate calculation. In many cases, it also attributes a percent of the savings to baseline. These Baseline Units represent those percentages.
Note on M13: Christina Steinhoff: The OR commercial code was not adopted in time.

## Res_Lighting
[7 empty] | Summary Page | [10 empty] | Source | RTF
[7 empty] | Residential Lighting: | NEEA collaborated with the region to develop and implement strategic market interventions that accelerated the market adoption of ENERGY STAR compact fluorescent lamps.
Lookups | [6 empty] | Measure |  |  |  |  | Units | [5 empty] | Savings Rate |  | aMW Savings
Measure Index | Initiative Index | Code | Standard | Duplicate? | IOU Savings Category | Reportable | Sector | Initiative | Product | Tier | Year | Total Regional Savings | Gross Local Program | Replacements | Council Baseline | Baseline Assumption | Funder Share | kWh/ Unit-Year | Comments | Total Savings | Local Programs | Remaining Savings
RES_199703_P1T1 | RES_199703 | 0 | 0 | 1 | 1 | TRUE | Residential | Residential Lighting | CFL General Purpose | Tier 1 | 2018 | 1659190.1522 | 0 | 1659190.1522 | 0 | The savings rates for Residential Lighting are relative to the RTFs current practice baseline | 10.37% | 10.4783 | See Calculation below | -4.9097e-16 | 0 | -4.9097e-16
RES_199703_P2T1 | RES_199703 | 0 | 0 | 1 | 1 | TRUE | Residential | Residential Lighting | CFL Specialty | Tier 1 | 2018 | 62794.3996 | 0 | 11491.6573 | 0 | The savings rates for Residential Lighting are relative to the RTFs current practice baseline | 10.37% | 13.206 | See Calculation below | 0.0080202 | 0 | 0.0080202
RES_199703_P3T1 | RES_199703 | 0 | 0 | 1 | 2 | TRUE | Residential | Residential Lighting | LED General Purpose | Tier 1 | 2018 | 16980262.8812 | 10592497.11 | 0 | 0 | The savings rates for Residential Lighting are relative to the RTFs current practice baseline | 14.2% | 1.6587 | See Calculation below | 0.45656 | 0.28481 | 0.17175 | LED General PurposeES
RES_199703_P4T1 | RES_199703 | 0 | 0 | 1 | 2 | TRUE | Residential | Residential Lighting | LED Specialty | Tier 1 | 2018 | 11582968.3685 | 5328631.22 | 0 | 0 | The savings rates for Residential Lighting are relative to the RTFs current practice baseline | 14.2% | 1.115 | See Calculation below | 0.20936 | 0.096314 | 0.11305 | LED SpecialtyES
RES_199703_P1T1 | RES_199703 | 0 | 0 | 1 | 1 | TRUE | Residential | Residential Lighting | CFL General Purpose | Tier 1 | 2019 | 936383.084 | 0 | 936383.084 | 0 | The savings rates for Residential Lighting are relative to the RTFs current practice baseline | 10.37% | 10.4783 | See Calculation below | -1.444e-17 | 0 | -1.444e-17
RES_199703_P2T1 | RES_199703 | 0 | 0 | 1 | 1 | TRUE | Residential | Residential Lighting | CFL Specialty | Tier 1 | 2019 | 60402.7021 | 0 | 45120.3407 | 0 | The savings rates for Residential Lighting are relative to the RTFs current practice baseline | 10.37% | 13.206 | See Calculation below | 0.0023891 | 0 | 0.0023891
RES_199703_P3T1 | RES_199703 | 0 | 0 | 1 | 2 | TRUE | Residential | Residential Lighting | LED General Purpose | Tier 1 | 2019 | 17323087.054 | 10592497.11 | 0 | 0 | The savings rates for Residential Lighting are relative to the RTFs current practice baseline | 14.2% | 1.6587 | See Calculation below | 0.46578 | 0.28481 | 0.18097 | LED General PurposeES
RES_199703_P4T1 | RES_199703 | 0 | 0 | 1 | 2 | TRUE | Residential | Residential Lighting | LED Specialty | Tier 1 | 2019 | 11704788.55 | 5328631.22 | 0 | 0 | The savings rates for Residential Lighting are relative to the RTFs current practice baseline | 14.2% | 1.115 | See Calculation below | 0.21156 | 0.096314 | 0.11525 | LED SpecialtyES
RES_199703_P1T1 | RES_199703 | 0 | 0 | 1 | 1 | TRUE | Residential | Residential Lighting | CFL General Purpose | Tier 1 | 2020 | 441940.8784 | 0 | 441940.8784 | 0 | The savings rates for Residential Lighting are relative to the RTFs current practice baseline. | 10.37% | 10.4783 | See Calculation below | 0 | 0 | 0
RES_199703_P2T1 | RES_199703 | 0 | 0 | 1 | 1 | TRUE | Residential | Residential Lighting | CFL Specialty | Tier 1 | 2020 | 57016.0305 | 0 | 57016.0305 | 0 | The savings rates for Residential Lighting are relative to the RTFs current practice baseline. | 10.37% | 13.206 | See Calculation below | 0 | 0 | 0
RES_199703_P3T1 | RES_199703 | 0 | 0 | 1 | 2 | TRUE | Residential | Residential Lighting | LED General Purpose | Tier 1 | 2020 | 17235694.2576 | 10592497.11 | 0 | 0 | The savings rates for Residential Lighting are relative to the RTFs current practice baseline. | 14.2% | 1.6587 | See Calculation below | 0.46343 | 0.28481 | 0.17862 | LED General PurposeES
RES_199703_P4T1 | RES_199703 | 0 | 0 | 1 | 2 | TRUE | Residential | Residential Lighting | LED Specialty | Tier 1 | 2020 | 11490462.8384 | 5328631.22 | 0 | 0 | The savings rates for Residential Lighting are relative to the RTFs current practice baseline. | 14.2% | 1.115 | See Calculation below | 0.20769 | 0.096314 | 0.11137 | LED SpecialtyES
RES_199703_P1T1 | RES_199703 | 0 | 0 | 1 | 1 | TRUE | Residential | Residential Lighting | CFL General Purpose | Tier 1 | 2021 | 0 | 0 | 0 | 0 | The savings rates for Residential Lighting are relative to the RTFs current practice baseline. | 0% | 10.4783 | See Calculation below | 0 | 0 | 0
RES_199703_P2T1 | RES_199703 | 0 | 0 | 1 | 1 | TRUE | Residential | Residential Lighting | CFL Specialty | Tier 1 | 2021 | 0 | 0 | 0 | 0 | The savings rates for Residential Lighting are relative to the RTFs current practice baseline. | 0% | 13.206 | See Calculation below | 0 | 0 | 0
RES_199703_P3T1 | RES_199703 | 0 | 0 | 1 | 2 | TRUE | Residential | Residential Lighting | LED General Purpose | Tier 1 | 2021 | 18093685.0505 | 0 | 0 | 0 | The savings rates for Residential Lighting are relative to the RTFs current practice baseline. | 14.2% | 1.6587 | See Calculation below | 0.4865 | 0 | 0.4865 | LED General PurposeES
RES_199703_P4T1 | RES_199703 | 0 | 0 | 1 | 2 | TRUE | Residential | Residential Lighting | LED Specialty | Tier 1 | 2021 | 11915353.5699 | 5328631.22 | 0 | 0 | The savings rates for Residential Lighting are relative to the RTFs current practice baseline. | 14.2% | 1.115 | See Calculation below | 0.21537 | 0.096314 | 0.11905 | LED SpecialtyES
0
Units Forecast
[8 empty] | Source: | DNV-GL & APEX Analytics. NEEA 2018 Residential Lighting Long-Term Monitoring and Tracking Data Collection and Analysis. (2018 Market Share and Forecast)
Regional Momentum Savings Model (Overall Retail Market Size)
In order to estimate the totals of retail lamps sold NEEA utilizes stock turnover assumptions in the Regional Momentum Savings Model to arrive at the total size of the retail market. NEEA then removes 8% of the lamps, assuming those are going into commercial applications. From there NEEA applies the market share assumptions by technology and lumen bin for each individual year. Those are estimated using a combination of shelf survey and purchased sales data. This method has been vetted by regional stakeholders through the RTF's Market Analysis Subcommittee.
2018 Units (Retail sales of lamps)
[10 empty] | GP | SP | GP | SP | GP | SP
[7 empty] | Year | Application | Lumen Bin | LED General Purpose | LED Specialty | CFL General Purpose | CFL Specialty | Other General Purpose | Other Specialty
[7 empty] | 2018 | Decorative and Mini-Base | 250 to 1049 lumens | 0 | 3792773.3266 | 0 | 14205.5687 | 0 | 4145457.1576
[7 empty] | 2018 | Decorative and Mini-Base | 1050 to 1489 lumens | 0 | 0 | 0 | 0 | 0 | 0
[7 empty] | 2018 | Decorative and Mini-Base | 1490 to 2600 lumens | 0 | 0 | 0 | 0 | 0 | 1483.6385
[7 empty] | 2018 | General Purpose and Three-Way | 250 to 1049 lumens | 14748889.1249 | 0 | 872221.0862 | 0 | 6477548.4956 | 0
[7 empty] | 2018 | General Purpose and Three-Way | 1050 to 1489 lumens | 952926.4894 | 0 | 258048.2147 | 0 | 2089379.9561 | 0
[7 empty] | 2018 | General Purpose and Three-Way | 1490 to 2600 lumens | 1278447.2669 | 0 | 528920.8514 | 0 | 901136.5995 | 0
[7 empty] | 2018 | Globe | 250 to 1049 lumens | 0 | 1527915.7263 | 0 | 4238.2072 | 0 | 1461865.0537
[7 empty] | 2018 | Globe | 1050 to 1489 lumens | 0 | 0 | 0 | 0 | 0 | 37994.254
[7 empty] | 2018 | Globe | 1490 to 2600 lumens | 0 | 533.3303 | 0 | 536.3906 | 0 | 1898.7498
[7 empty] | 2018 | Reflectors and Outdoor | 250 to 1049 lumens | 0 | 5544082.5699 | 0 | 33080.9271 | 0 | 2803293.3688
[7 empty] | 2018 | Reflectors and Outdoor | 1050 to 1489 lumens | 0 | 651032.577 | 0 | 10730.4683 | 0 | 261686.1414
[7 empty] | 2018 | Reflectors and Outdoor | 1490 to 2600 lumens | 0 | 66630.8384 | 0 | 2.8377 | 0 | 206040.0637
[10 empty] | 16980262.8812 | 11582968.3685 | 1659190.1522 | 62794.3996 | 9468065.0512 | 8919718.4273
2019 Units (Retail sales of lamps)
[10 empty] | GP | SP | GP | SP | GP | SP
[7 empty] | Year | Application | Lumen Bin | LED General Purpose | LED Specialty | CFL General Purpose | CFL Specialty | Other General Purpose | Other Specialty
[7 empty] | 2019 | Decorative and Mini-Base | 250 to 1049 lumens | 0 | 3832662.6124 | 0 | 13664.5105 | 0 | 3572569.7216
[7 empty] | 2019 | Decorative and Mini-Base | 1050 to 1489 lumens | 0 | 0 | 0 | 0 | 0 | 0
[7 empty] | 2019 | Decorative and Mini-Base | 1490 to 2600 lumens | 0 | 0 | 0 | 0 | 0 | 1278.6049
[7 empty] | 2019 | General Purpose and Three-Way | 250 to 1049 lumens | 15046662.8255 | 0 | 492248.022 | 0 | 6230833.241 | 0
[7 empty] | 2019 | General Purpose and Three-Way | 1050 to 1489 lumens | 972165.6636 | 0 | 145632.4839 | 0 | 2009800.1724 | 0
[7 empty] | 2019 | General Purpose and Three-Way | 1490 to 2600 lumens | 1304258.5649 | 0 | 298502.5781 | 0 | 866814.3331 | 0
[7 empty] | 2019 | Globe | 250 to 1049 lumens | 0 | 1543985.0934 | 0 | 4076.7834 | 0 | 1259840.5023
[7 empty] | 2019 | Globe | 1050 to 1489 lumens | 0 | 0 | 0 | 0 | 0 | 32743.5832
[7 empty] | 2019 | Globe | 1490 to 2600 lumens | 0 | 538.9395 | 0 | 515.9607 | 0 | 1636.3493
[7 empty] | 2019 | Reflectors and Outdoor | 250 to 1049 lumens | 0 | 5602390.693 | 0 | 31820.9489 | 0 | 2415888.195
[7 empty] | 2019 | Reflectors and Outdoor | 1050 to 1489 lumens | 0 | 657879.6048 | 0 | 10321.7689 | 0 | 225522.0473
[7 empty] | 2019 | Reflectors and Outdoor | 1490 to 2600 lumens | 0 | 67331.607 | 0 | 2.7297 | 0 | 177566.0597
[10 empty] | 17323087.054 | 11704788.55 | 936383.084 | 60402.7021 | 9107447.7465 | 7687045.0634
2020 Units (Retail sales of lamps)
[10 empty] | GP | SP | GP | SP | GP | SP
[7 empty] | Year | Application | Lumen Bin | LED General Purpose | LED Specialty | CFL General Purpose | CFL Specialty | Other General Purpose | Other Specialty
[7 empty] | 2018 | Decorative and Mini-Base | 250 to 1049 lumens | 0 | 3762482.9471 | 0 | 12898.3658 | 0 | 3259788.3405
[7 empty] | 2018 | Decorative and Mini-Base | 1050 to 1489 lumens | 0 | 0 | 0 | 0 | 0 | 0
[7 empty] | 2018 | Decorative and Mini-Base | 1490 to 2600 lumens | 0 | 0 | 0 | 0 | 0 | 1166.662
[7 empty] | 2018 | General Purpose and Three-Way | 250 to 1049 lumens | 14970754.3031 | 0 | 232324.2773 | 0 | 5442345.6343 | 0
[7 empty] | 2018 | General Purpose and Three-Way | 1050 to 1489 lumens | 967261.21 | 0 | 68733.5653 | 0 | 1755467.8116 | 0
[7 empty] | 2018 | General Purpose and Three-Way | 1490 to 2600 lumens | 1297678.7444 | 0 | 140883.0358 | 0 | 757122.3653 | 0
[7 empty] | 2018 | Globe | 250 to 1049 lumens | 0 | 1515713.2709 | 0 | 3848.2055 | 0 | 1149540.443
[7 empty] | 2018 | Globe | 1050 to 1489 lumens | 0 | 0 | 0 | 0 | 0 | 29876.8559
[7 empty] | 2018 | Globe | 1490 to 2600 lumens | 0 | 529.071 | 0 | 487.0317 | 0 | 1493.0856
[7 empty] | 2018 | Reflectors and Outdoor | 250 to 1049 lumens | 0 | 5499805.6384 | 0 | 30036.8052 | 0 | 2204375.2211
[7 empty] | 2018 | Reflectors and Outdoor | 1050 to 1489 lumens | 0 | 645833.2091 | 0 | 9743.0457 | 0 | 205777.4089
[7 empty] | 2018 | Reflectors and Outdoor | 1490 to 2600 lumens | 0 | 66098.7018 | 0 | 2.5766 | 0 | 162020.0069
[10 empty] | 17235694.2576 | 11490462.8384 | 441940.8784 | 57016.0305 | 7954935.8112 | 7014038.0239 | 2018
2021 Units (Retail sales of lamps)
[10 empty] | GP | SP | GP | SP | GP | SP
[7 empty] | Year | Application | Lumen Bin | LED General Purpose | LED Specialty | CFL General Purpose | CFL Specialty | Other General Purpose | Other Specialty
[7 empty] | 2019 | Decorative and Mini-Base | 250 to 1049 lumens | 0 | 3901610.8617 | 0 | 0 | 0 | 3076491.4675
[7 empty] | 2019 | Decorative and Mini-Base | 1050 to 1489 lumens | 0 | 0 | 0 | 0 | 0 | 0
[7 empty] | 2019 | Decorative and Mini-Base | 1490 to 2600 lumens | 0 | 0 | 0 | 0 | 0 | 1101.061
[7 empty] | 2019 | General Purpose and Three-Way | 250 to 1049 lumens | 15715996.6568 | 0 | 0 | 0 | 5132648.5908 | 0
[7 empty] | 2019 | General Purpose and Three-Way | 1050 to 1489 lumens | 1015411.357 | 0 | 0 | 0 | 1655572.798 | 0
[7 empty] | 2019 | General Purpose and Three-Way | 1490 to 2600 lumens | 1362277.0367 | 0 | 0 | 0 | 714038.2663 | 0
[7 empty] | 2019 | Globe | 250 to 1049 lumens | 0 | 1571760.8409 | 0 | 0 | 0 | 1084902.1455
[7 empty] | 2019 | Globe | 1050 to 1489 lumens | 0 | 0 | 0 | 0 | 0 | 28196.8897
[7 empty] | 2019 | Globe | 1490 to 2600 lumens | 0 | 548.6348 | 0 | 0 | 0 | 1409.1299
[7 empty] | 2019 | Reflectors and Outdoor | 250 to 1049 lumens | 0 | 5703175.7266 | 0 | 0 | 0 | 2080423.8958
[7 empty] | 2019 | Reflectors and Outdoor | 1050 to 1489 lumens | 0 | 669714.627 | 0 | 0 | 0 | 194206.6099
[7 empty] | 2019 | Reflectors and Outdoor | 1490 to 2600 lumens | 0 | 68542.8789 | 0 | 0 | 0 | 152909.6729
[10 empty] | 18093685.0505 | 11915353.5699 | 0 | 0 | 7502259.6551 | 6619640.8721 | 2019
Regional Technical Forum
Savings Rates - CFLs
Note: The RTF analysis does not currently produce savings rates for CFL lamps however the data exists in the workbooks to estiamte the savings for CFLs.
Source:
ResLighting_v7_1.xlsm
[8 empty] | RTF Workbook | [6 empty] | CFL First Year Savings Rates
[15 empty] | GP | SP
[7 empty] | Bulb Type |  | Lamp Weight From 2017 Sales Data |  | 2019 Savings Rate From RTF Analysis |  | Weighted Savings |  | 10.4783 | 13.206
[7 empty] | Decorative and Mini-Base250 to 1049 lumens |  | 14.44% |  | 19.2381 | 33.8% | 6.5028 | SP | kWh/yr | kWh/yr
[7 empty] | Decorative and Mini-Base1050 to 1489 lumens |  | 0.01078% |  | 0 | 0.02522% | 0 | SP
[7 empty] | Decorative and Mini-Base1490 to 2600 lumens |  | 0.0158% |  | 0 | 0.03697% | 0 | SP
[7 empty] | General Purpose and Three-Way250 to 1049 lumens |  | 44.84% |  | 8.6448 | 78.3% | 6.7688 | GP
[7 empty] | General Purpose and Three-Way1050 to 1489 lumens |  | 6.202% |  | 23.5078 | 10.83% | 2.5457 | GP
[7 empty] | General Purpose and Three-Way1490 to 2600 lumens |  | 6.226% |  | 10.7051 | 10.87% | 1.1638 | GP
[7 empty] | Globe250 to 1049 lumens |  | 6.616% |  | 12.7939 | 15.48% | 1.9811 | SP
[7 empty] | Globe1050 to 1489 lumens |  | 0.06556% |  | 0 | 0.1535% | 0 | SP
[7 empty] | Globe1490 to 2600 lumens |  | 0.007274% |  | 0 | 0.01702% | 0 | SP
[7 empty] | Reflectors and Outdoor250 to 1049 lumens |  | 18.89% |  | 9.1449 | 44.21% | 4.0433 | SP
[7 empty] | Reflectors and Outdoor1050 to 1489 lumens |  | 2.026% |  | 0.29853 | 4.742% | 0.014155 | SP
[7 empty] | Reflectors and Outdoor1490 to 2600 lumens |  | 0.6519% |  | 43.5596 | 1.526% | 0.6646 | SP
[9 empty] | 100% |  |  | 200%
[20 empty] | These are inputs to the baseline replacement model | [29 empty] | Outputs from baseline replace model
[10 empty] | Lookups | [9 empty] | Market shares (add up to 100% per delivery mechanism) |  |  |  | Current Practice Market Shares (%) (add up to 100% per lamp type/lumen bin) For Direct Install, the initial installation only considers INC and HAL. |  |  |  | Wattage, adjusted for lumen normalization |  |  |  |  | Lifetime (hours) |  |  |  |  | Lamp cost (2012$) |  |  |  |  | Replace with EISA 2020? | [6 empty] | 2027 |  | 2030 |  | 2032 |  | End-use Savings
[7 empty] | Delivery Mechanism | Lamp Type | Lumen Category | Lookup - HOU and HVAC % | Lookup- Technology |  |  | Hours of Use | Conditioned Space % | HVAC Interaction (kWh_HVAC/kWh_ltg) | HVAC Interaction (therms_HVAC/kWh_ltg) | Modeled Initial source lumens |  | INC | HAL | CFL | LED | INC | HAL | CFL | LED | INC | HAL | CFL | LED | EISA 2020 | INC | HAL | CFL | LED | EISA 2020 | INC | HAL | CFL | LED | EISA 2020 | INC | HAL | CFL | LED | Storage Rate | Removal Rate | Initial Installation Rate | First Year (2019) | Average 2020- end of measure life | Third Year (2021) | Average 2022- end of measure life | Initially installed lamps | Lamps installed after storage | First Year Savings (kWh) | Average Annual Savings, 2020 - end of measure life (kWh)
[7 empty] | Retail | Decorative and Mini-Base | 250 to 1049 lumens | AnyDecorative and Mini-Base250 to 1049 lumens | Decorative and Mini-Base250 to 1049 lumens |  |  | 2.6242 | 94.49% | -0.1163 | -0.0078794 | 377.0436 |  | 10.52% | 0.2047% | 0% | 4.491% | 69.15% | 1.345% | 0% | 29.51% | 41.958 | 24.9011 | 6.5643 | 4.743 | 8.3787 | 1000 | 2000 | 5260 | 22631.7297 | 5260 | 1.8942 | 2.8825 | 4.4454 | 5.1419 | 4.4454 | X | X |  |  | 15% | 2% | 83% | 30.7469 | 5.8543 | 30.7469 | 8.7808 | 4.73 | 4.13 | 19.2381 | -0.24613
[56 empty] | 0 | 0
[56 empty] | 0 | 0
[7 empty] | Retail | General Purpose and Three-Way | 250 to 1049 lumens | AnyGeneral Purpose and Three-Way250 to 1049 lumens | General Purpose and Three-Way250 to 1049 lumens |  |  | 2.4428 | 90.16% | -0.11097 | -0.0075182 | 705.2315 |  | 0.452% | 16.18% | 0.452% | 28.12% | 1% | 35.8% | 1% | 62.2% | 76.3178 | 46.8134 | 11.2021 | 8.4278 | 15.6718 | 1000 | 2000 | 5260 | 22631.7297 | 5260 | 2.5513 | 3.1499 | 4.2018 | 4.7043 | 4.2018 | X | X |  |  | 15% | 2% | 83% | 22.8755 | 9.2004 | 22.8755 | 11.9419 | 1.6 | 1.47 | 8.6448 | -1.3834
[7 empty] | Retail | General Purpose and Three-Way | 1050 to 1489 lumens | AnyGeneral Purpose and Three-Way1050 to 1489 lumens | General Purpose and Three-Way1050 to 1489 lumens |  |  | 2.4659 | 87.52% | -0.10772 | -0.0072979 | 1112.9616 |  | 0.03092% | 4.802% | 0.1369% | 1.875% | 0.4517% | 70.15% | 2% | 27.4% | 91.3207 | 63.6931 | 17.6308 | 13.252 | 24.7325 | 1000 | 2000 | 5260 | 22631.7297 | 5260 | 3.7849 | 3.0749 | 5.6252 | 8.5948 | 5.6252 | X | X |  |  | 15% | 2% | 83% | 49.0773 | 18.541 | 49.0773 | 24.7958 | 5.28 | 4.88 | 23.5078 | 1.6485
[7 empty] | Retail | General Purpose and Three-Way | 1490 to 2600 lumens | AnyGeneral Purpose and Three-Way1490 to 2600 lumens | General Purpose and Three-Way1490 to 2600 lumens |  |  | 2.4963 | 83% | -0.10216 | -0.006921 | 1565.404 |  | 0.1372% | 1.865% | 0.1154% | 3.654% | 2.377% | 32.31% | 2% | 63.31% | 111.519 | 75.2247 | 22.8499 | 15.1366 | 34.7868 | 1000 | 2000 | 5260 | 22631.7297 | 5260 | 4.2846 | 3.1844 | 5.6006 | 9.2991 | 5.6006 | X | X |  |  | 15% | 2% | 83% | 36.9957 | 17.0542 | 36.9957 | 21.0309 | 2.64 | 2.44 | 10.7051 | -4.6348
[7 empty] | Retail | Globe | 250 to 1049 lumens | AnyGlobe250 to 1049 lumens | Globe250 to 1049 lumens |  |  | 1.918 | 97.67% | -0.12021 | -0.0081443 | 429.2356 |  | 2.789% | 1.22% | 0% | 2.29% | 44.28% | 19.37% | 0% | 36.35% | 51.8285 | 30.4313 | 8.8245 | 5.4586 | 9.5386 | 1000 | 2000 | 5260 | 22631.7297 | 5260 | 3.0206 | 5.0588 | 5.0339 | 5.9829 | 5.0339 | X | X |  |  | 15% | 2% | 83% | 30.8277 | 7.4554 | 30.8277 | 10.3081 | 3.98 | 3.08 | 12.7939 | -0.64019
[56 empty] | 0 | 0
[56 empty] | 0 | 0
[7 empty] | Retail | Reflectors and Outdoor | 250 to 1049 lumens | AnyReflectors and Outdoor250 to 1049 lumens | Reflectors and Outdoor250 to 1049 lumens |  |  | 2.9925 | 90.82% | -0.11178 | -0.0075728 | 673.924 |  | 3.468% | 0.67% | 0% | 13.73% | 19.41% | 3.75% | 0% | 76.84% | 85.8823 | 62.6199 | 16.4004 | 9.7148 | 14.9761 | 1000 | 2000 | 5260 | 22631.7297 | 5260 | 5.5765 | 7.8311 | 4.8956 | 8.2256 | 4.8956 | X | X | X |  | 15% | 2% | 83% | 26.481 | 9.8149 | 26.481 | 11.7559 | 1.84 | 1.54 | 9.1449 | -6.7358
[7 empty] | Retail | Reflectors and Outdoor | 1050 to 1489 lumens | AnyReflectors and Outdoor1050 to 1489 lumens | Reflectors and Outdoor1050 to 1489 lumens |  |  | 3.1439 | 80.77% | -0.099411 | -0.006735 | 1198.5385 |  | 0% | 0.3906% | 0.02024% | 1.613% | 0% | 19.3% | 1% | 79.7% | [no data] | 79.4766 | 27.4568 | 15.2498 | 26.6342 | 1000 | 2000 | 5260 | 22631.7297 | 5260 | [insufficient data] | 8.7682 | 5.4703 | 11.1042 | 5.4703 | [n/a] | X | X |  | 15% | 2% | 83% | 27.77 | 15.5673 | 27.77 | 18.0523 | 1.71 | 1.58 | 0.29853 | -12.9516
[7 empty] | Retail | Reflectors and Outdoor | 1490 to 2600 lumens | AnyReflectors and Outdoor1490 to 2600 lumens | Reflectors and Outdoor1490 to 2600 lumens |  |  | 3.1962 | 46.24% | -0.056918 | -0.0038561 | 1596.0803 |  | 0% | 0.3997% | -0.001312% | 0.1956% | 0% | 67.29% | -0.2209% | 32.93% | 161.998 | 92.6509 | 23.4092 | 18.4388 | 35.4685 | 1000 | 2000 | 5260 | 22631.7297 | 5260 | 12.7874 | 9.8281 | 4.9772 | 14.5299 | 4.9772 | X | X |  |  | 15% | 2% | 83% | 68.365 | 24.8545 | 68.365 | 33.8098 | 6.31 | 5.83 | 43.5596 | 3.2217
CFL RETIREMENTS SINCE 2015
Note: Becase the 7th PowerPlan resets the baseline using 2015 as the baseline year, NEEA subtracts burn outs of bulbs installed after December 31, 2014. The burn outs are based on the distributions in the tables below. NEEA assumes the new sales replace the burned out bulbs.
[8 empty] | General Purpose Burnout Schedule |  |  |  | Specialty Burnout Schedule
[8 empty] | Year | Cum. Burnout Rate | CFL Burnout Rate |  | Year | Cum. Burnout Rate | CFL Burnout Rate
[8 empty] | 16 | 100% | 1% |  | 15 | 100% | 0%
[8 empty] | 15 | 99% | 1% |  | 14 | 100% | 2.735%
[8 empty] | 14 | 98% | 1.108% |  | 13 | 97.26% | 1.954%
[8 empty] | 13 | 96.89% | 6.892% |  | 12 | 95.31% | 20.25%
[8 empty] | 12 | 90% | 5.541% |  | 11 | 75.06% | 2.222%
[8 empty] | 11 | 84.46% | 5.459% |  | 10 | 72.84% | 28.71%
[8 empty] | 10 | 79% | 5% |  | 9 | 44.13% | 9.641%
[8 empty] | 9 | 74% | 4.676% |  | 8 | 34.49% | 21.68%
[8 empty] | 8 | 69.32% | 4.324% |  | 7 | 12.8% | 3.233%
[8 empty] | 7 | 65% | 7% |  | 6 | 9.57% | 5.735%
[8 empty] | 6 | 58% | 13% |  | 5 | 3.835% | 1.762%
[8 empty] | 5 | 45% | 10.89% |  | 4 | 2.073% | 0.1885%
[8 empty] | 4 | 34.11% | 14.11% |  | 3 | 1.885% | 0.1885%
[8 empty] | 3 | 20% | 16.38% |  | 2 | 1.696% | 1.696%
[8 empty] | 2 | 3.625% | 3.25% |  | 1 | 0% | 0%
[8 empty] | 1 | 0.375% | 0.375%
[9 empty] | General |  | General |  | Specialty | Specialty
[9 empty] | Regional_Market |  | Retirements |  | Regional_Market | Retirements
[9 empty] | C1&C2 |  | C1&C2 |  | C3 | C3
[9 empty] | GeneralC1&C2Regional_Market |  | GeneralC1&C2Retirements |  | SpecialtyC3Regional_Market | SpecialtyC3Retirements
2014
[8 empty] | 2015 | 12772541.2183 |  | 47897.0296 |  | 2342087.6591 | 0
[8 empty] | 2016 | 7307790.7239 |  | 442511.8048 |  | 1192815.6827 | 39722.8487
[8 empty] | 2017 | 2128113.6923 |  | 2128113.6923 |  | 284674.8347 | 24645.621
[8 empty] | 2018 | 1659190.1522 |  | 1659190.1522 |  | 62794.3996 | 11491.6573
[8 empty] | 2019 | 936383.084 |  | 936383.084 |  | 60402.7021 | 45120.3407
[8 empty] | 2020 | 441940.8784 |  | 441940.8784 |  | 57016.0305 | 57016.0305
[8 empty] | 2021 |  |  | 0 |  |  | 0
[11 empty] | CFL General Purpose |  |  | CFL Specialty
Savings Rates - LEDs
Source:
ResLighting_v7_1.xlsm
[8 empty] | RTF Workbook | [6 empty] | LED Savings Rates - 2020 to end of useful life
RES_199703_P1T1 | [14 empty] | GP | SP
RES_199703_P1T1 | [6 empty] | Bulb Type |  | Lamp Weight From 2017 Sales Data |  | Savings Rate From RTF Analysis |  | Weighted Savings |  | 1.6587 | 1.115
RES_199703_P1T1 | RES_199703_P2T1 | [5 empty] | Decorative and Mini-Base250 to 1049 lumens |  | 14.44% |  | 1.4646 | 33.8% | 0.49506 | SP | kWh/yr | kWh/yr
RES_199703_P1T1 | RES_199703_P2T1 | [5 empty] | Decorative and Mini-Base1050 to 1489 lumens |  | 0.01078% |  | 0 | 0.02522% | 0 | SP
RES_199703_P1T1 | RES_199703_P2T1 | [5 empty] | Decorative and Mini-Base1490 to 2600 lumens |  | 0.0158% |  | 0 | 0.03697% | 0 | SP
RES_199703_P1T1 | RES_199703_P2T1 | [5 empty] | General Purpose and Three-Way250 to 1049 lumens |  | 44.84% |  | 1.0425 | 78.3% | 0.81625 | GP
RES_199703_P1T1 | RES_199703_P2T1 | [5 empty] | General Purpose and Three-Way1050 to 1489 lumens |  | 6.202% |  | 5.5133 | 10.83% | 0.59705 | GP
RES_199703_P1T1 | RES_199703_P2T1 | [5 empty] | General Purpose and Three-Way1490 to 2600 lumens |  | 6.226% |  | 2.2573 | 10.87% | 0.2454 | GP
[7 empty] | Globe250 to 1049 lumens |  | 6.616% |  | 1.6706 | 15.48% | 0.25869 | SP
[7 empty] | Globe1050 to 1489 lumens |  | 0.06556% |  | 0 | 0.1535% | 0 | SP
[7 empty] | Globe1490 to 2600 lumens |  | 0.007274% |  | 0 | 0.01702% | 0 | SP
[7 empty] | Reflectors and Outdoor250 to 1049 lumens |  | 18.89% |  | 0.4255 | 44.21% | 0.18813 | SP
[7 empty] | Reflectors and Outdoor1050 to 1489 lumens |  | 2.026% |  | 0.78533 | 4.742% | 0.037237 | SP
[7 empty] | Reflectors and Outdoor1490 to 2600 lumens |  | 0.6519% |  | 8.9081 | 1.526% | 0.13591 | SP
[9 empty] | 100% |  |  | 200%
[20 empty] | Market shares (add up to 100% per delivery mechanism) INC: These are inputs to the baseline replacement model | [18 empty] | Outputs from baseline replace model
[10 empty] | Lookups | [9 empty] | Market shares (add up to 100% per delivery mechanism) INC: Market shares (add up to 100% per delivery mechanism); Current Practice Market Shares (%) (add up to 100% per lamp type/lumen bin) For Direct Install, the initial installation only considers INC and HAL. INC: Current Practice Market Shares (%) (add up to 100% per lamp type/lumen bin) For Direct Install, the initial installation only considers INC and HAL.; Wattage, adjusted for lumen normalization INC: Wattage, adjusted for lumen normalization |  | Lifetime (hours) |  |  |  |  | Lamp cost (2012$) |  |  |  |  | Replace with EISA 2020? | [6 empty] | 0 |  | #REF! |  | total sockets that turn over at end of year |  | End-use Savings
[7 empty] | Delivery Mechanism | Lamp Type | Lumen Category | Lookup - HOU and HVAC % | Lookup- Technology |  |  | Hours of Use | Conditioned Space % | HVAC Interaction (kWh_HVAC/kWh_ltg) | HVAC Interaction (therms_HVAC/kWh_ltg) | Modeled Initial source lumens |  | INC | HAL | CFL | LED | INC | HAL | CFL | LED | INC | HAL | CFL | LED | EISA 2020 | INC | HAL | CFL | LED | EISA 2020 | INC | HAL | CFL | LED | EISA 2020 | INC | HAL | CFL | LED | Storage Rate | Removal Rate | Initial Installation Rate | First Year (2019) | Average 2020- end of measure life | Third Year (2021) | Average 2022- end of measure life | Initially installed lamps | Lamps installed after storage | First Year Savings (kWh) | Average Annual Savings, 2020 - end of measure life (kWh)
[7 empty] | Retail | Decorative and Mini-Base | 250 to 1049 lumens | AnyDecorative and Mini-Base250 to 1049 lumens | Decorative and Mini-Base250 to 1049 lumens |  |  | 2.6242 | 94.49% | -0.1163 | -0.0078794 | 377.0436 |  | 10.52% | 0.2047% | 0% | 4.491% | 69.15% | 1.345% | 0% | 29.51% | 41.958 | 24.9011 | 6.5643 | 4.743 | 8.3787 | 1000 | 2000 | 5260 | 22631.7297 | 5260 | 1.8942 | 2.8825 | 4.4454 | 5.1419 | 4.4454 | X | X |  |  | 15% | 2% | 83% | 30.7469 | 5.8543 | 30.7469 | 8.7808 | 4.73 | 4.13 | 20.687 | 1.4646
[56 empty] | 0 | 0
[56 empty] | 0 | 0
[7 empty] | Retail | General Purpose and Three-Way | 250 to 1049 lumens | AnyGeneral Purpose and Three-Way250 to 1049 lumens | General Purpose and Three-Way250 to 1049 lumens |  |  | 2.4428 | 90.16% | -0.11097 | -0.0075182 | 705.2315 |  | 0.452% | 16.18% | 0.452% | 28.12% | 1% | 35.8% | 1% | 62.2% | 76.3178 | 46.8134 | 11.2021 | 8.4278 | 15.6718 | 1000 | 2000 | 5260 | 22631.7297 | 5260 | 2.5513 | 3.1499 | 4.2018 | 4.7043 | 4.2018 | X | X |  |  | 15% | 2% | 83% | 22.8755 | 9.2004 | 22.8755 | 11.9419 | 1.6 | 1.47 | 10.6993 | 1.0425
[7 empty] | Retail | General Purpose and Three-Way | 1050 to 1489 lumens | AnyGeneral Purpose and Three-Way1050 to 1489 lumens | General Purpose and Three-Way1050 to 1489 lumens |  |  | 2.4659 | 87.52% | -0.10772 | -0.0072979 | 1112.9616 |  | 0.03092% | 4.802% | 0.1369% | 1.875% | 0.4517% | 70.15% | 2% | 27.4% | 91.3207 | 63.6931 | 17.6308 | 13.252 | 24.7325 | 1000 | 2000 | 5260 | 22631.7297 | 5260 | 3.7849 | 3.0749 | 5.6252 | 8.5948 | 5.6252 | X | X |  |  | 15% | 2% | 83% | 49.0773 | 18.541 | 49.0773 | 24.7958 | 5.28 | 4.88 | 26.7811 | 5.5133
[7 empty] | Retail | General Purpose and Three-Way | 1490 to 2600 lumens | AnyGeneral Purpose and Three-Way1490 to 2600 lumens | General Purpose and Three-Way1490 to 2600 lumens |  |  | 2.4963 | 83% | -0.10216 | -0.006921 | 1565.404 |  | 0.1372% | 1.865% | 0.1154% | 3.654% | 2.377% | 32.31% | 2% | 63.31% | 111.519 | 75.2247 | 22.8499 | 15.1366 | 34.7868 | 1000 | 2000 | 5260 | 22631.7297 | 5260 | 4.2846 | 3.1844 | 5.6006 | 9.2991 | 5.6006 | X | X |  |  | 15% | 2% | 83% | 36.9957 | 17.0542 | 36.9957 | 21.0309 | 2.64 | 2.44 | 16.5423 | 2.2573
[7 empty] | Retail | Globe | 250 to 1049 lumens | AnyGlobe250 to 1049 lumens | Globe250 to 1049 lumens |  |  | 1.918 | 97.67% | -0.12021 | -0.0081443 | 429.2356 |  | 2.789% | 1.22% | 0% | 2.29% | 44.28% | 19.37% | 0% | 36.35% | 51.8285 | 30.4313 | 8.8245 | 5.4586 | 9.5386 | 1000 | 2000 | 5260 | 22631.7297 | 5260 | 3.0206 | 5.0588 | 5.0339 | 5.9829 | 5.0339 | X | X |  |  | 15% | 2% | 83% | 30.8277 | 7.4554 | 30.8277 | 10.3081 | 3.98 | 3.08 | 14.751 | 1.6706
[56 empty] | 0 | 0
[56 empty] | 0 | 0
[7 empty] | Retail | Reflectors and Outdoor | 250 to 1049 lumens | AnyReflectors and Outdoor250 to 1049 lumens | Reflectors and Outdoor250 to 1049 lumens |  |  | 2.9925 | 90.82% | -0.11178 | -0.0075728 | 673.924 |  | 3.468% | 0.67% | 0% | 13.73% | 19.41% | 3.75% | 0% | 76.84% | 85.8823 | 62.6199 | 16.4004 | 9.7148 | 14.9761 | 1000 | 2000 | 5260 | 22631.7297 | 5260 | 5.5765 | 7.8311 | 4.8956 | 8.2256 | 4.8956 | X | X | X |  | 15% | 2% | 83% | 26.481 | 9.8149 | 26.481 | 11.7559 | 1.84 | 1.54 | 15.21 | 0.4255
[7 empty] | Retail | Reflectors and Outdoor | 1050 to 1489 lumens | AnyReflectors and Outdoor1050 to 1489 lumens | Reflectors and Outdoor1050 to 1489 lumens |  |  | 3.1439 | 80.77% | -0.099411 | -0.006735 | 1198.5385 |  | 0% | 0.3906% | 0.02024% | 1.613% | 0% | 19.3% | 1% | 79.7% | [no data] | 79.4766 | 27.4568 | 15.2498 | 26.6342 | 1000 | 2000 | 5260 | 22631.7297 | 5260 | [insufficient data] | 8.7682 | 5.4703 | 11.1042 | 5.4703 | [n/a] | X | X |  | 15% | 2% | 83% | 27.77 | 15.5673 | 27.77 | 18.0523 | 1.71 | 1.58 | 11.9329 | 0.78533
[7 empty] | Retail | Reflectors and Outdoor | 1490 to 2600 lumens | AnyReflectors and Outdoor1490 to 2600 lumens | Reflectors and Outdoor1490 to 2600 lumens |  |  | 3.1962 | 46.24% | -0.056918 | -0.0038561 | 1596.0803 |  | 0% | 0.3997% | -0.001312% | 0.1956% | 0% | 67.29% | -0.2209% | 32.93% | 161.998 | 92.6509 | 23.4092 | 18.4388 | 35.4685 | 1000 | 2000 | 5260 | 22631.7297 | 5260 | 12.7874 | 9.8281 | 4.9772 | 14.5299 | 4.9772 | X | X |  |  | 15% | 2% | 83% | 68.365 | 24.8545 | 68.365 | 33.8098 | 6.31 | 5.83 | 48.3757 | 8.9081
7th Power Plan
Savings Rates - CFLs
[8 empty] | Source: | DNV-GL & APEX Analytics. NEEA 2018 Residential Lighting Long-Term Monitoring and Tracking Data Collection and Analysis. (Market Share Forecast)
Regional Momentum Savings Model (Overall Retail Market Size)
In order to estimate the totals of retail lamps sold NEEA utilizes stock turnover assumptions in the Regional Momentum Savings Model to arrive at the total size of the retail market. NEEA then removes 8% of the lamps, assuming those are going into commercial applications. From there NEEA applies the market share assumptions by technology and lumen bin for each individual year. Those are estimated using a combination of shelf survey and purchased sales data. This method has been vetted by regional stakeholders through the RTF's Market Analysis Subcommittee.
2018 Units (Retail sales of lamps)
[10 empty] | GP | SP | GP | SP | GP | SP
[7 empty] | Year | Application | Lumen Bin | LED General Purpose | LED Specialty | CFL General Purpose | CFL Specialty | Other General Purpose | Other Specialty
[7 empty] | 2018 | Decorative and Mini-Base | 250 to 1049 lumens | 0 | 2417881.867 | 0 | 37238.2957 | 0 | 4082074.2136
[7 empty] | 2018 | Decorative and Mini-Base | 1050 to 1489 lumens | 0 | 6653.684 | 0 | 0 | 0 | 0
[7 empty] | 2018 | Decorative and Mini-Base | 1490 to 2600 lumens | 0 | 0 | 0 | 1276.0386 | 0 | 6147.2355
[7 empty] | 2018 | General Purpose and Three-Way | 250 to 1049 lumens | 13832901.5426 | 0 | 505324.9697 | 0 | 8790486.1599 | 0
[7 empty] | 2018 | General Purpose and Three-Way | 1050 to 1489 lumens | 642559.9472 | 0 | 154096.6568 | 0 | 2277698.1262 | 0
[7 empty] | 2018 | General Purpose and Three-Way | 1490 to 2600 lumens | 1493473.0565 | 0 | 314038.3591 | 0 | 875933.7957 | 0
[7 empty] | 2018 | Globe | 250 to 1049 lumens | 0 | 1213957.3783 | 0 | 8304.7453 | 0 | 1572966.6368
[7 empty] | 2018 | Globe | 1050 to 1489 lumens | 0 | 0 | 0 | 0 | 0 | 26477.5741
[7 empty] | 2018 | Globe | 1490 to 2600 lumens | 0 | 109.6761 | 0 | 556.6473 | 0 | 1669.3419
[7 empty] | 2018 | Reflectors and Outdoor | 250 to 1049 lumens | 0 | 6455794.0642 | 0 | 62001.9506 | 0 | 2590882.6114
[7 empty] | 2018 | Reflectors and Outdoor | 1050 to 1489 lumens | 0 | 799642.424 | 0 | 11955.642 | 0 | 244341.9268
[7 empty] | 2018 | Reflectors and Outdoor | 1490 to 2600 lumens | 0 | 70722.3307 | 0 | 2.0526 | 0 | 175830.3297
[10 empty] | 15968934.5464 | 10964761.4242 | 973459.9856 | 121335.3721 | 11944118.0818 | 8700389.8698 | 2018
2019 Units (Retail sales of lamps)
[10 empty] | GP | SP | GP | SP | GP | SP
[7 empty] | Year | Application | Lumen Bin | LED General Purpose | LED Specialty | CFL General Purpose | CFL Specialty | Other General Purpose | Other Specialty
[7 empty] | 2019 | Decorative and Mini-Base | 250 to 1049 lumens | 0 | 2168097.2083 | 0 | 31611.7555 | 0 | 4073358.1786
[7 empty] | 2019 | Decorative and Mini-Base | 1050 to 1489 lumens | 0 | 5966.3104 | 0 | 0 | 0 | 0
[7 empty] | 2019 | Decorative and Mini-Base | 1490 to 2600 lumens | 0 | 0 | 0 | 1083.2349 | 0 | 6134.1099
[7 empty] | 2019 | General Purpose and Three-Way | 250 to 1049 lumens | 13789223.9762 | 0 | 243039.139 | 0 | 8771716.735 | 0
[7 empty] | 2019 | General Purpose and Three-Way | 1050 to 1489 lumens | 640531.0558 | 0 | 74113.7308 | 0 | 2272834.7907 | 0
[7 empty] | 2019 | General Purpose and Three-Way | 1490 to 2600 lumens | 1488757.396 | 0 | 151038.6721 | 0 | 874063.504 | 0
[7 empty] | 2019 | Globe | 250 to 1049 lumens | 0 | 1088546.8139 | 0 | 7049.9354 | 0 | 1569608.0423
[7 empty] | 2019 | Globe | 1050 to 1489 lumens | 0 | 0 | 0 | 0 | 0 | 26421.0392
[7 empty] | 2019 | Globe | 1490 to 2600 lumens | 0 | 98.3458 | 0 | 472.5404 | 0 | 1665.7775
[7 empty] | 2019 | Reflectors and Outdoor | 250 to 1049 lumens | 0 | 5788863.9138 | 0 | 52633.7327 | 0 | 2585350.5651
[7 empty] | 2019 | Reflectors and Outdoor | 1050 to 1489 lumens | 0 | 717033.5866 | 0 | 10149.1979 | 0 | 243820.2085
[7 empty] | 2019 | Reflectors and Outdoor | 1490 to 2600 lumens | 0 | 63416.2032 | 0 | 1.7425 | 0 | 175454.8972
[10 empty] | 15918512.428 | 9832022.382 | 468191.542 | 103002.1392 | 11918615.0297 | 8681812.8183 | 2019
Savings Rates - CFLs
Note: The power plan dealt with lighting savings in 2 distinct time periods because of the upcoming EISA 2020 legislative backstop requiring General Service Lamps to acheive efficacy of 45 lumens/watt. Prior to 2020 the general service bulbs will receive savings from the current practice baseline to the efficient measure level of performance. After 2020 they will only receive savings above the 45 lumens/watt level. These increments are calculated separately below.
[10 empty] | Source: | Source: |  |  |  | 45 lm/w to CFL level | Current Practice Baseline to CFL level |  | Current Practice to 45 lm/w
[9 empty] | From RBSA | Res-Lighting_PPA-7P_v5.xlsx | Res-Lighting-7P_v5.xlsx |  |  |  | GP | SP |  | GP
[7 empty] | Bulb Type |  | Lamp Weight | Savings Rate (Pre-2020 EISA - Lighting PPA Model) | Savings Rate (Lighting Model) |  | Weighted Savings |  | 2.8102 | 10.2178 |  | 4.2336
[7 empty] | Compact FluorescentDecorative and Mini-Base250 to 664 lumens |  | 8.108% |  | 11.1706 | 22.66% | 2.5317 | SP | kWh/yr | kWh/yr |  | kWh/yr
[7 empty] | Compact FluorescentDecorative and Mini-Base665 to 1439 lumens |  | 2.224% |  | 7.3726 | 6.216% | 0.4583 | SP
[7 empty] | Compact FluorescentDecorative and Mini-Base1440 to 2600 lumens |  | 0.04369% |  |  | 0.1221% | 0 | SP
[7 empty] | Compact FluorescentGeneral Purpose and Dimmable250 to 664 lumens |  | 6.771% | 10.182 | 0.90186 | 10.54% | 0.095074 | GP
[7 empty] | Compact FluorescentGeneral Purpose and Dimmable665 to 1439 lumens |  | 52.25% | 3.9973 | 2.7155 | 81.35% | 2.209 | GP
[7 empty] | Compact FluorescentGeneral Purpose and Dimmable1440 to 2600 lumens |  | 5.209% | -1.1278 | 6.2405 | 8.11% | 0.50614 | GP
[7 empty] | Compact FluorescentGlobe250 to 664 lumens |  | 4.452% |  | 8.4702 | 12.44% | 1.0541 | SP
[7 empty] | Compact FluorescentGlobe665 to 1439 lumens |  | 2.715% |  | 4.9459 | 7.588% | 0.37531 | SP
[7 empty] | Compact FluorescentGlobe1440 to 2600 lumens |  | 0.2046% |  |  | 0.5718% | 0 | SP
[7 empty] | Compact FluorescentReflectors and Outdoor250 to 664 lumens |  | 1.416% |  | 11.6616 | 3.958% | 0.4616 | SP
[7 empty] | Compact FluorescentReflectors and Outdoor665 to 1439 lumens |  | 14.31% |  | 7.2792 | 40% | 2.9115 | SP
[7 empty] | Compact FluorescentReflectors and Outdoor1440 to 2600 lumens |  | 1.176% |  | 52.0635 | 3.287% | 1.7113 | SP
[7 empty] | Compact FluorescentThree-Way250 to 664 lumens |  | 0.01845% |  |  | 0.05158% | 0 | SP
[7 empty] | Compact FluorescentThree-Way665 to 1439 lumens |  | 0.2278% |  | 26.6637 | 0.6366% | 0.16975 | SP
[7 empty] | Compact FluorescentThree-Way1440 to 2600 lumens |  | 0.8807% |  | 22.1104 | 2.462% | 0.5443 | SP
[7 empty] | Source: | Res-Lighting_PPA-7P_v5.xlsx
[14 empty] | MARKET AVG BASELINE |  |  |  | 45 lm/Watt |  | Market shares (add up to 100% per delivery mechanism) INC: Using Cost & EUL of CFLs from RTF work
[14 empty] | Baseline |  |  |  | Efficient |  | Current Practice Market Shares (%) (add up to 100% per lamp type/lumen bin) For Direct Install, the initial installation only considers INC and HAL. INC: Storage/Takeback/Removal; Current Practice Market Shares (%) (add up to 100% per lamp type/lumen bin) For Direct Install, the initial installation only considers INC and HAL. LED: HVAC; Wattage, adjusted for lumen normalization CFL: Electric Savings |  |  |  |  | Gas Savings |  | Input Data
[7 empty] | Baseline Lookup Name | Efficient Lookup Name | Full Measure Name | HOU | Conditioned % | Lumens | x | Watts | Cost (2012$) | Lifetime (years) | x | Efficacy | Watts | Cost | Lifetime (Hours) | Lifetime (years) | x | Savings Adjustment | Lifetime Adjustment | x | Electric Adjustment | Gas (therms per kWh) | x | UEC baseline (kWh) | UEC efficient (kWh) | Savings - before adjustments (kWh) | Savings - adjusted for Storage/Takeback/Removal (kWh) | Savings - adjusted for HVAC (kWh) | x | Gas Savings (therms) | x | Category Name | Measure Name | Savings (kwh/yr)
[7 empty] | General Purpose and Dimmable250 to 664 lumens | 45lm/WGeneral Purpose and Dimmable250 to 664 lumens | 45lm/WGeneral Purpose and Dimmable250 to 664 lumensANY | 1.7465 | 0.91416 | 473.9897 |  | 30 | 2.2922 | 2.2213 |  | 45 | 10.5331 | 2.1592 | 5447.6374 | 8.5398 |  | 100% | 100% |  | 81.99% | 0.0089135 |  | 19.1374 | 6.7192 | 12.4182 | 12.4182 | 10.182 |  | -0.11069 |  | all45lm/WGeneral Purpose and Dimmable250 to 664 lumensANY | 45lm/WGeneral Purpose and Dimmable250 to 664 lumensANY | 10.182
[7 empty] | General Purpose and Dimmable665 to 1439 lumens | 45lm/WGeneral Purpose and Dimmable665 to 1439 lumens | 45lm/WGeneral Purpose and Dimmable665 to 1439 lumensANY | 1.8774 | 0.85792 | 949.2054 |  | 28.1085 | 1.8939 | 4.3221 |  | 45 | 21.0935 | 1.4523 | 5447.6374 | 7.9446 |  | 100% | 100% |  | 83.1% | 0.0089135 |  | 19.2742 | 14.4639 | 4.8102 | 4.8102 | 3.9973 |  | -0.042876 |  | all45lm/WGeneral Purpose and Dimmable665 to 1439 lumensANY | 45lm/WGeneral Purpose and Dimmable665 to 1439 lumensANY | 3.9973
[7 empty] | General Purpose and Dimmable1440 to 2600 lumens | 45lm/WGeneral Purpose and Dimmable1440 to 2600 lumens | 45lm/WGeneral Purpose and Dimmable1440 to 2600 lumensANY | 1.9919 | 0.78917 | 1747.5999 |  | 37 | 1.8248 | 3.8347 |  | 45 | 38.8356 | 1.8911 | 5447.6374 | 7.4879 |  | 100% | 100% |  | 84.45% | 0.0089135 |  | 26.9184 | 28.2538 | -1.3354 | -1.3354 | -1.1278 |  | 0.011903 |  | all45lm/WGeneral Purpose and Dimmable1440 to 2600 lumensANY | 45lm/WGeneral Purpose and Dimmable1440 to 2600 lumensANY | -1.1278
[7 empty] | Source: | Res-HPWH-7P_v4.xlsx
[14 empty] | Baseline |  |  |  | Efficient |  | Current Practice Market Shares (%) (add up to 100% per lamp type/lumen bin) For Direct Install, the initial installation only considers INC and HAL. INC: Storage/Takeback/Removal; Current Practice Market Shares (%) (add up to 100% per lamp type/lumen bin) For Direct Install, the initial installation only considers INC and HAL. LED: HVAC; Wattage, adjusted for lumen normalization CFL: Electric Savings |  |  |  |  | Gas Savings
[7 empty] | Baseline Lookup Name | Efficient Lookup Name | Full Measure Name | HOU | Conditioned % | Lumens |  | Watts | Cost (2012$) | Lifetime (years) |  | Efficacy | Watts | Cost | Lifetime (Hours) | Lifetime (years) |  | Savings Adjustment | Lifetime Adjustment |  | Electric Adjustment | Gas (therms per kWh) |  | UEC baseline (kWh) | UEC efficient (kWh) | Savings - before adjustments (kWh) | Savings - adjusted for Storage/Takeback/Removal (kWh) | Savings - adjusted for HVAC (kWh) |  | Gas Savings (therms)
[7 empty] | Decorative and Mini-Base250 to 664 lumens | Compact FluorescentDecorative and Mini-Base250 to 664 lumens | RetailCompact FluorescentDecorative and Mini-Base250 to 664 lumensANY | 1.7917 | 0.9504 | 416.6032 |  | 37 | 1.6402 | 1.7836 |  | 47.3265 | 8.8028 | 3.4099 | 5447.6374 | 8.3244 |  | 74.48% | 109.1% |  | 81.28% | 0.0095436 |  | 24.2134 | 5.7607 | 18.4527 | 13.7436 | 11.1706 |  | -0.13116
[7 empty] | Decorative and Mini-Base665 to 1439 lumens | Compact FluorescentDecorative and Mini-Base665 to 1439 lumens | RetailCompact FluorescentDecorative and Mini-Base665 to 1439 lumensANY | 1.879 | 0.91018 | 857.4363 |  | 31.1003 | 2.3573 | 1.7864 |  | 63.3937 | 13.5256 | 2.3873 | 5447.6374 | 7.9378 |  | 74.48% | 109.1% |  | 82.07% | 0.0091397 |  | 21.3437 | 9.2824 | 12.0613 | 8.9832 | 7.3726 |  | -0.082104
[7 empty] | Decorative and Mini-Base1440 to 2600 lumens | Compact FluorescentDecorative and Mini-Base1440 to 2600 lumens | RetailCompact FluorescentDecorative and Mini-Base1440 to 2600 lumensANY | 1.6305 | 0.92758 | 2095.7288 |  | 37 | 2.572 | 4.4345 |  | [no products] | #VALUE! | 3.4099 | 5447.6374 | 9.1473 |  | 74.48% | 109.1% |  | 81.73% | 0.0093145 |  | 22.0351 | #VALUE! | #VALUE! | #VALUE! | #VALUE! |  | #VALUE!
[7 empty] | General Purpose and Dimmable250 to 664 lumens | Compact FluorescentGeneral Purpose and Dimmable250 to 664 lumens | RetailCompact FluorescentGeneral Purpose and Dimmable250 to 664 lumensANY | 1.7465 | 0.91416 | 473.9897 |  | 10.5331 | 2.1592 | 8.5398 |  | 57.6767 | 8.218 | 2.1592 | 5447.6374 | 8.5398 |  | 74.48% | 109.1% |  | 81.99% | 0.0091797 |  | 6.7192 | 5.2424 | 1.4768 | 1.0999 | 0.90186 |  | -0.010097
[7 empty] | General Purpose and Dimmable665 to 1439 lumens | Compact FluorescentGeneral Purpose and Dimmable665 to 1439 lumens | RetailCompact FluorescentGeneral Purpose and Dimmable665 to 1439 lumensANY | 1.8774 | 0.85792 | 949.2054 |  | 21.0935 | 1.4523 | 7.9446 |  | 64.5935 | 14.6951 | 1.4523 | 5447.6374 | 7.9446 |  | 74.48% | 109.1% |  | 83.1% | 0.0086149 |  | 14.4639 | 10.0765 | 4.3874 | 3.2678 | 2.7155 |  | -0.028152
[7 empty] | General Purpose and Dimmable1440 to 2600 lumens | Compact FluorescentGeneral Purpose and Dimmable1440 to 2600 lumens | RetailCompact FluorescentGeneral Purpose and Dimmable1440 to 2600 lumensANY | 1.9919 | 0.78917 | 1747.5999 |  | 38.8356 | 1.8911 | 7.4879 |  | 69.3526 | 25.1988 | 1.8911 | 5447.6374 | 7.4879 |  | 74.48% | 109.1% |  | 84.45% | 0.0079246 |  | 28.2538 | 18.3327 | 9.9211 | 7.3892 | 6.2405 |  | -0.058557
[7 empty] | Globe250 to 664 lumens | Compact FluorescentGlobe250 to 664 lumens | RetailCompact FluorescentGlobe250 to 664 lumensANY | 1.3853 | 0.99303 | 474.2845 |  | 37 | 2.1738 | 2.2409 |  | 52.3575 | 9.0586 | 1.6907 | 5447.6374 | 10.7664 |  | 74.48% | 109.1% |  | 80.44% | 0.0099716 |  | 18.7215 | 4.5835 | 14.138 | 10.53 | 8.4702 |  | -0.105
[7 empty] | Globe665 to 1439 lumens | Compact FluorescentGlobe665 to 1439 lumens | RetailCompact FluorescentGlobe665 to 1439 lumensANY | 1.4133 | 0.97668 | 854.0139 |  | 31.1003 | 4.7456 | 2.7621 |  | 56.2887 | 15.172 | 5.0118 | 5447.6374 | 10.5528 |  | 74.48% | 109.1% |  | 80.76% | 0.0098075 |  | 16.0547 | 7.8322 | 8.2226 | 6.1242 | 4.9459 |  | -0.060063
[7 empty] | Globe1440 to 2600 lumens | Compact FluorescentGlobe1440 to 2600 lumens | RetailCompact FluorescentGlobe1440 to 2600 lumensANY | 1.8779 | 0.84855 | 1845.0029 |  | 37 | 5.4627 | 2.0492 |  | [no products] | #VALUE! | 5.0118 | 5447.6374 | 7.9422 |  | 74.48% | 109.1% |  | 83.29% | 0.0085208 |  | 25.3786 | #VALUE! | #VALUE! | #VALUE! | #VALUE! |  | #VALUE!
[7 empty] | Reflectors and Outdoor250 to 664 lumens | Compact FluorescentReflectors and Outdoor250 to 664 lumens | RetailCompact FluorescentReflectors and Outdoor250 to 664 lumensANY | 1.9507 | 0.94623 | 479.7317 |  | 38 | 4.635 | 2.1003 |  | 43.6523 | 10.9898 | 4.6039 | 5447.6374 | 7.646 |  | 74.48% | 109.1% |  | 81.36% | 0.0095017 |  | 27.0745 | 7.8301 | 19.2444 | 14.3332 | 11.6616 |  | -0.13619
[7 empty] | Reflectors and Outdoor665 to 1439 lumens | Compact FluorescentReflectors and Outdoor665 to 1439 lumens | RetailCompact FluorescentReflectors and Outdoor665 to 1439 lumensANY | 2.2113 | 0.82932 | 972.5545 |  | 33.8016 | 6.0026 | 2.7606 |  | 50.2916 | 19.3383 | 3.1115 | 5447.6374 | 6.7448 |  | 74.48% | 109.1% |  | 83.66% | 0.0083278 |  | 27.3008 | 15.6191 | 11.6817 | 8.7005 | 7.2792 |  | -0.072456
[7 empty] | Reflectors and Outdoor1440 to 2600 lumens | Compact FluorescentReflectors and Outdoor1440 to 2600 lumens | RetailCompact FluorescentReflectors and Outdoor1440 to 2600 lumensANY | 3.1412 | 0.29852 | 1835.2728 |  | 92 | 6.8379 | 1.8152 |  | 67.3077 | 27.2669 | 9.8501 | 5447.6374 | 4.7481 |  | 74.48% | 109.1% |  | 94.12% | 0.0029976 |  | 105.554 | 31.284 | 74.27 | 55.3163 | 52.0635 |  | -0.16582
[7 empty] | Three-Way250 to 664 lumens | Compact FluorescentThree-Way250 to 664 lumens | RetailCompact FluorescentThree-Way250 to 664 lumensANY | 1.6417 | 1 | 415.0645 |  | 91 | 2.5086 | 1.9665 |  | [no products] | #VALUE! | 12.376 | 5447.6374 | 9.0852 |  | 74.48% | 109.1% |  | 80.3% | 0.010042 |  | 54.5654 | #VALUE! | #VALUE! | #VALUE! | #VALUE! |  | #VALUE!
[7 empty] | Three-Way665 to 1439 lumens | Compact FluorescentThree-Way665 to 1439 lumens | RetailCompact FluorescentThree-Way665 to 1439 lumensANY | 1.9013 | 0.99779 | 1132.841 |  | 91 | 6.0204 | 3.7099 |  | 42.211 | 26.8376 | 10.6273 | 5447.6374 | 7.8445 |  | 74.48% | 109.1% |  | 80.35% | 0.010019 |  | 63.1949 | 18.6373 | 44.5576 | 33.1865 | 26.6637 |  | -0.33251
[7 empty] | Three-Way1440 to 2600 lumens | Compact FluorescentThree-Way1440 to 2600 lumens | RetailCompact FluorescentThree-Way1440 to 2600 lumensANY | 1.9748 | 0.99652 | 1994.6303 |  | 91 | 5.8124 | 1.7653 |  | 50.1268 | 39.7917 | 12.376 | 5447.6374 | 7.5524 |  | 74.48% | 109.1% |  | 80.37% | 0.010007 |  | 65.6392 | 28.7022 | 36.9371 | 27.5107 | 22.1104 |  | -0.27529
CFL RETIREMENTS SINCE 2015
Note: Becase the 7th PowerPlan resets the baseline using 2015 as the baseline year, NEEA subtracts burn outs of bulbs installed after December 31, 2014. The burn outs are based on the distributions in the tables below. NEEA assumes the new sales replace the burned out bulbs.
[8 empty] | General Purpose Burnout Schedule |  |  |  | Specialty Burnout Schedule
[8 empty] | Year | Cum. Burnout Rate | CFL Burnout Rate |  | Year | Cum. Burnout Rate | CFL Burnout Rate
[8 empty] | 16 | 100% | 1% |  | 15 | 100% | 0%
[8 empty] | 15 | 99% | 1% |  | 14 | 100% | 2.735%
[8 empty] | 14 | 98% | 1.108% |  | 13 | 97.26% | 1.954%
[8 empty] | 13 | 96.89% | 6.892% |  | 12 | 95.31% | 20.25%
[8 empty] | 12 | 90% | 5.541% |  | 11 | 75.06% | 2.222%
[8 empty] | 11 | 84.46% | 5.459% |  | 10 | 72.84% | 28.71%
[8 empty] | 10 | 79% | 5% |  | 9 | 44.13% | 9.641%
[8 empty] | 9 | 74% | 4.676% |  | 8 | 34.49% | 21.68%
[8 empty] | 8 | 69.32% | 4.324% |  | 7 | 12.8% | 3.233%
[8 empty] | 7 | 65% | 7% |  | 6 | 9.57% | 5.735%
[8 empty] | 6 | 58% | 13% |  | 5 | 3.835% | 1.762%
[8 empty] | 5 | 45% | 10.89% |  | 4 | 2.073% | 0.1885%
[8 empty] | 4 | 34.11% | 14.11% |  | 3 | 1.885% | 0.1885%
[8 empty] | 3 | 20% | 16.38% |  | 2 | 1.696% | 1.696%
[8 empty] | 2 | 3.625% | 3.25% |  | 1 | 0% | 0%
[8 empty] | 1 | 0.375% | 0.375%
[9 empty] | General | Specialty | CFL General Purpose | CFL Specialty
[9 empty] | Regional_Market | Regional_Market | Retirements | Retirements
[9 empty] | GeneralRegional_Market | SpecialtyRegional_Market | CFL General PurposeRetirements | CFL SpecialtyRetirements
RES_199703_P1T1 | [7 empty] | 2014
RES_199703_P1T1 | [7 empty] | 2015 | 12772541.2183 | 2342087.6591 | #REF! | #REF!
RES_199703_P1T1 | RES_199703_P2T1 | [6 empty] | 2016 | 7307790.7239 | 1192815.6827 | #REF! | #REF!
RES_199703_P1T1 | RES_199703_P2T1 | [6 empty] | 2017 | 2128113.6923 | 284674.8347 | #REF! | #REF!
RES_199703_P1T1 | RES_199703_P2T1 | [6 empty] | 2018 | 1659190.1522 | 62794.3996 | #REF! | #REF!
RES_199703_P1T1 | RES_199703_P2T1 | [6 empty] | 2019 | 936383.084 | 60402.7021 | #REF! | #REF!
RES_199703_P1T1 | RES_199703_P2T1 | [6 empty] | 2020 | 441940.8784 | 57016.0305 | #REF! | #REF!
RES_199703_P1T1 | RES_199703_P2T1 | [6 empty] | 2021 | 0 | 0 | #REF! | #REF!
Savings Rates - LEDs
Note: The power plan dealt with lighting savings in 2 distinct time periods because of the upcoming EISA 2020 legislative backstop requiring General Service Lamps to acheive efficacy of 45 lumens/watt. Prior to 2020 the general service bulbs will receive savings from the current practice baseline to the efficient measure level of performance. After 2020 they will only receive savings above the 45 lumens/watt level. These increments are calculated separately below.
[9 empty] | Source: | Source: | Source: |  |  |  | 45 lm/w to LED level | Current Practice Baseline to LED level |  | Current Practice to 45 lm/w
[9 empty] | 2011. Ecotope. Residential Building Stock Assessment. | Res-Lighting_PPA-7P_v5.xlsx | Res-Lighting-7P_v5.xlsx |  |  |  | GP | SP |  | GP
[7 empty] | Bulb Type |  | Lamp Weight | Savings Rate (Pre-2020 EISA - Lighting PPA Model) | Savings Rate (Lighting Model) |  | Weighted Savings |  | 6.5642 | 16.5669 |  | 4.2336
[7 empty] | Compact FluorescentDecorative and Mini-Base250 to 664 lumens |  | 8.108% |  | 16.217 | 22.66% | 3.6755 | SP | kWh/yr | kWh/yr |  | kWh/yr
[7 empty] | Compact FluorescentDecorative and Mini-Base665 to 1439 lumens |  | 2.224% |  | 12.524 | 6.216% | 0.77851 | SP
[7 empty] | Compact FluorescentDecorative and Mini-Base1440 to 2600 lumens |  | 0.04369% |  | 7.2659 | 0.1221% | 0.0088736 | SP
[7 empty] | Compact FluorescentGeneral Purpose and Dimmable250 to 664 lumens |  | 6.771% | 10.182 | 1.9613 | 10.54% | 0.20676 | GP
[7 empty] | Compact FluorescentGeneral Purpose and Dimmable665 to 1439 lumens |  | 52.25% | 3.9973 | 6.5744 | 81.35% | 5.3481 | GP
[7 empty] | Compact FluorescentGeneral Purpose and Dimmable1440 to 2600 lumens |  | 5.209% | -1.1278 | 12.444 | 8.11% | 1.0093 | GP
[7 empty] | Compact FluorescentGlobe250 to 664 lumens |  | 4.452% |  | 12.1295 | 12.44% | 1.5094 | SP
[7 empty] | Compact FluorescentGlobe665 to 1439 lumens |  | 2.715% |  | 8.6494 | 7.588% | 0.65634 | SP
[7 empty] | Compact FluorescentGlobe1440 to 2600 lumens |  | 0.2046% |  | 10.168 | 0.5718% | 0.058139 | SP
[7 empty] | Compact FluorescentReflectors and Outdoor250 to 664 lumens |  | 1.416% |  | 17.3116 | 3.958% | 0.68525 | SP
[7 empty] | Compact FluorescentReflectors and Outdoor665 to 1439 lumens |  | 14.31% |  | 13.8892 | 40% | 5.5553 | SP
[7 empty] | Compact FluorescentReflectors and Outdoor1440 to 2600 lumens |  | 1.176% |  | 71.7428 | 3.287% | 2.3581 | SP
[7 empty] | Compact FluorescentThree-Way250 to 664 lumens |  | 0.01845% |  | 40.1692 | 0.05158% | 0.020718 | SP
[7 empty] | Compact FluorescentThree-Way665 to 1439 lumens |  | 0.2278% |  | 43.6762 | 0.6366% | 0.27805 | SP
[7 empty] | Compact FluorescentThree-Way1440 to 2600 lumens |  | 0.8807% |  | 39.9177 | 2.462% | 0.98267 | SP
[7 empty] | Source: | Res-Lighting-7P_v5.xlsx
[14 empty] | Baseline |  |  |  | Efficient |  | Current Practice Market Shares (%) (add up to 100% per lamp type/lumen bin) For Direct Install, the initial installation only considers INC and HAL. INC: Storage/Takeback/Removal; Current Practice Market Shares (%) (add up to 100% per lamp type/lumen bin) For Direct Install, the initial installation only considers INC and HAL. LED: HVAC; Wattage, adjusted for lumen normalization CFL: Electric Savings |  |  |  |  | Gas Savings |  | Input Data
[7 empty] | Baseline Lookup Name | Efficient Lookup Name | Full Measure Name | HOU | Conditioned % | Lumens |  | Watts | Cost (2012$) | Lifetime (years) |  | Efficacy | Watts | Cost | Lifetime (Hours) | Lifetime (years) |  | Savings Adjustment | Lifetime Adjustment |  | Electric Adjustment | Gas (therms per kWh) |  | UEC baseline (kWh) | UEC efficient (kWh) | Savings - before adjustments (kWh) | Savings - adjusted for Storage/Takeback/Removal (kWh) | Savings - adjusted for HVAC (kWh) |  | Gas Savings (therms) |  | Category Name | Measure Name | Savings (kwh/yr)
[7 empty] | Decorative and Mini-Base250 to 664 lumens | LEDDecorative and Mini-Base250 to 664 lumens | RetailLEDDecorative and Mini-Base250 to 664 lumensANY | 1.7917 | 0.9504 | 416.6032 |  | 37 | 1.6402 | 1.7836 |  | 70.7429 | 5.889 | 9.9589 | 28708.4233 | 12 |  | 98% | 100% |  | 81.28% | 0.0095436 |  | 24.2134 | 3.8538 | 20.3595 | 19.9523 | 16.217 |  | -0.19042 |  | RetailLEDDecorative and Mini-Base250 to 664 lumensANY | RetailLEDDecorative and Mini-Base250 to 664 lumensANY | 16.217
[7 empty] | Decorative and Mini-Base665 to 1439 lumens | LEDDecorative and Mini-Base665 to 1439 lumens | RetailLEDDecorative and Mini-Base665 to 1439 lumensANY | 1.879 | 0.91018 | 857.4363 |  | 31.1003 | 2.3573 | 1.7864 |  | 101.9423 | 8.411 | 17.8273 | 28708.4233 | 12 |  | 98% | 100% |  | 82.07% | 0.0091397 |  | 21.3437 | 5.7724 | 15.5714 | 15.2599 | 12.524 |  | -0.13947 |  | RetailLEDDecorative and Mini-Base665 to 1439 lumensANY | RetailLEDDecorative and Mini-Base665 to 1439 lumensANY | 12.524
[7 empty] | Decorative and Mini-Base1440 to 2600 lumens | LEDDecorative and Mini-Base1440 to 2600 lumens | RetailLEDDecorative and Mini-Base1440 to 2600 lumensANY | 1.6305 | 0.92758 | 2095.7288 |  | 37 | 2.572 | 4.4345 |  | 96.2789 | 21.7673 | 43.384 | 28708.4233 | 12 |  | 98% | 100% |  | 81.73% | 0.0093145 |  | 22.0351 | 12.9633 | 9.0717 | 8.8903 | 7.2659 |  | -0.082808 |  | RetailLEDDecorative and Mini-Base1440 to 2600 lumensANY | RetailLEDDecorative and Mini-Base1440 to 2600 lumensANY | 7.2659
[7 empty] | General Purpose and Dimmable250 to 664 lumens | LEDGeneral Purpose and Dimmable250 to 664 lumens | RetailLEDGeneral Purpose and Dimmable250 to 664 lumensANY | 1.7465 | 0.91416 | 473.9897 |  | 10.5331 | 2.1592 | 8.5398 |  | 70.6733 | 6.7068 | 4.9794 | 28708.4233 | 12 |  | 98% | 100% |  | 81.99% | 0.0091797 |  | 6.7192 | 4.2783 | 2.4409 | 2.392 | 1.9613 |  | -0.021958 |  | RetailLEDGeneral Purpose and Dimmable250 to 664 lumensANY | RetailLEDGeneral Purpose and Dimmable250 to 664 lumensANY | 1.9613
[7 empty] | General Purpose and Dimmable665 to 1439 lumens | LEDGeneral Purpose and Dimmable665 to 1439 lumens | RetailLEDGeneral Purpose and Dimmable665 to 1439 lumensANY | 1.8774 | 0.85792 | 949.2054 |  | 21.0935 | 1.4523 | 7.9446 |  | 101.8421 | 9.3204 | 8.9137 | 28708.4233 | 12 |  | 98% | 100% |  | 83.1% | 0.0086149 |  | 14.4639 | 6.391 | 8.0729 | 7.9114 | 6.5744 |  | -0.068157 |  | RetailLEDGeneral Purpose and Dimmable665 to 1439 lumensANY | RetailLEDGeneral Purpose and Dimmable665 to 1439 lumensANY | 6.5744
[7 empty] | General Purpose and Dimmable1440 to 2600 lumens | LEDGeneral Purpose and Dimmable1440 to 2600 lumens | RetailLEDGeneral Purpose and Dimmable1440 to 2600 lumensANY | 1.9919 | 0.78917 | 1747.5999 |  | 38.8356 | 1.8911 | 7.4879 |  | 96.1842 | 18.1693 | 21.692 | 28708.4233 | 12 |  | 98% | 100% |  | 84.45% | 0.0079246 |  | 28.2538 | 13.2186 | 15.0352 | 14.7345 | 12.444 |  | -0.11676 |  | RetailLEDGeneral Purpose and Dimmable1440 to 2600 lumensANY | RetailLEDGeneral Purpose and Dimmable1440 to 2600 lumensANY | 12.444
[7 empty] | Globe250 to 664 lumens | LEDGlobe250 to 664 lumens | RetailLEDGlobe250 to 664 lumensANY | 1.3853 | 0.99303 | 474.2845 |  | 37 | 2.1738 | 2.2409 |  | 71.966 | 6.5904 | 6.5889 | 28708.4233 | 12 |  | 98% | 100% |  | 80.44% | 0.0099716 |  | 18.7215 | 3.3346 | 15.3868 | 15.0791 | 12.1295 |  | -0.15036 |  | RetailLEDGlobe250 to 664 lumensANY | RetailLEDGlobe250 to 664 lumensANY | 12.1295
[7 empty] | Globe665 to 1439 lumens | LEDGlobe665 to 1439 lumens | RetailLEDGlobe665 to 1439 lumensANY | 1.4133 | 0.97668 | 854.0139 |  | 31.1003 | 4.7456 | 2.7621 |  | 86 | 9.9304 | 8.9137 | 28708.4233 | 12 |  | 98% | 100% |  | 80.76% | 0.0098075 |  | 16.0547 | 5.1263 | 10.9284 | 10.7099 | 8.6494 |  | -0.10504 |  | RetailLEDGlobe665 to 1439 lumensANY | RetailLEDGlobe665 to 1439 lumensANY | 8.6494
[7 empty] | Globe1440 to 2600 lumens | LEDGlobe1440 to 2600 lumens | RetailLEDGlobe1440 to 2600 lumensANY | 1.8779 | 0.84855 | 1845.0029 |  | 37 | 5.4627 | 2.0492 |  | 97.9436 | 18.8374 | 21.692 | 28708.4233 | 12 |  | 98% | 100% |  | 83.29% | 0.0085208 |  | 25.3786 | 12.9207 | 12.4579 | 12.2087 | 10.168 |  | -0.10403 |  | RetailLEDGlobe1440 to 2600 lumensANY | RetailLEDGlobe1440 to 2600 lumensANY | 10.168
[7 empty] | Reflectors and Outdoor250 to 664 lumens | LEDReflectors and Outdoor250 to 664 lumens | RetailLEDReflectors and Outdoor250 to 664 lumensANY | 1.9507 | 0.94623 | 479.7317 |  | 38 | 4.635 | 2.1003 |  | 63.7372 | 7.5267 | 21.1954 | 28708.4233 | 12 |  | 98% | 100% |  | 81.36% | 0.0095017 |  | 27.0745 | 5.3627 | 21.7118 | 21.2776 | 17.3116 |  | -0.20217 |  | RetailLEDReflectors and Outdoor250 to 664 lumensANY | RetailLEDReflectors and Outdoor250 to 664 lumensANY | 17.3116
[7 empty] | Reflectors and Outdoor665 to 1439 lumens | LEDReflectors and Outdoor665 to 1439 lumens | RetailLEDReflectors and Outdoor665 to 1439 lumensANY | 2.2113 | 0.82932 | 972.5545 |  | 33.8016 | 6.0026 | 2.7606 |  | 75.8158 | 12.8279 | 17.9355 | 28708.4233 | 12 |  | 98% | 100% |  | 83.66% | 0.0083278 |  | 27.3008 | 10.3608 | 16.94 | 16.6012 | 13.8892 |  | -0.13825 |  | RetailLEDReflectors and Outdoor665 to 1439 lumensANY | RetailLEDReflectors and Outdoor665 to 1439 lumensANY | 13.8892
[7 empty] | Reflectors and Outdoor1440 to 2600 lumens | LEDReflectors and Outdoor1440 to 2600 lumens | RetailLEDReflectors and Outdoor1440 to 2600 lumensANY | 3.1412 | 0.29852 | 1835.2728 |  | 92 | 6.8379 | 1.8152 |  | 75.8158 | 24.207 | 32.538 | 28708.4233 | 12 |  | 98% | 100% |  | 94.12% | 0.0029976 |  | 105.554 | 27.7733 | 77.7807 | 76.2251 | 71.7428 |  | -0.22849 |  | RetailLEDReflectors and Outdoor1440 to 2600 lumensANY | RetailLEDReflectors and Outdoor1440 to 2600 lumensANY | 71.7428
[7 empty] | Three-Way250 to 664 lumens | LEDThree-Way250 to 664 lumens | RetailLEDThree-Way250 to 664 lumensANY | 1.6417 | 1 | 415.0645 |  | 91 | 2.5086 | 1.9665 |  | 70.6733 | 5.873 | 21.1954 | 28708.4233 | 12 |  | 98% | 100% |  | 80.3% | 0.010042 |  | 54.5654 | 3.5216 | 51.0438 | 50.0229 | 40.1692 |  | -0.50231 |  | RetailLEDThree-Way250 to 664 lumensANY | RetailLEDThree-Way250 to 664 lumensANY | 40.1692
[7 empty] | Three-Way665 to 1439 lumens | LEDThree-Way665 to 1439 lumens | RetailLEDThree-Way665 to 1439 lumensANY | 1.9013 | 0.99779 | 1132.841 |  | 91 | 6.0204 | 3.7099 |  | 101.8421 | 11.1235 | 17.9355 | 28708.4233 | 12 |  | 98% | 100% |  | 80.35% | 0.010019 |  | 63.1949 | 7.7247 | 55.4702 | 54.3608 | 43.6762 |  | -0.54467 |  | RetailLEDThree-Way665 to 1439 lumensANY | RetailLEDThree-Way665 to 1439 lumensANY | 43.6762
[7 empty] | Three-Way1440 to 2600 lumens | LEDThree-Way1440 to 2600 lumens | RetailLEDThree-Way1440 to 2600 lumensANY | 1.9748 | 0.99652 | 1994.6303 |  | 91 | 5.8124 | 1.7653 |  | 96.1842 | 20.7376 | 32.538 | 28708.4233 | 12 |  | 98% | 100% |  | 80.37% | 0.010007 |  | 65.6392 | 14.9582 | 50.681 | 49.6673 | 39.9177 |  | -0.49701 |  | RetailLEDThree-Way1440 to 2600 lumensANY | RetailLEDThree-Way1440 to 2600 lumensANY | 39.9177
Baseline set at 45 lumens/watt for general purpose post 2020
These units will be updated when the draft analysis results are available from Apex on 3/15
Note on N5: Christina Steinhoff: The historical values are Local Program Units reported by Energy Trust of Oregon, Bonneville Power Administration, and local utilities. The forecast are based on historical trends, surveys of funders and program expectations.
Note on O5: Ryan Brown: Replacements for CFLs installed during the power plan that burn out and are removed from sockets.
Note on P5: Christina Steinhoff: The Power Plan incorporates baseline in the savings rate calculation. In many cases, it also attributes a percent of the savings to baseline. These Baseline Units represent those percentages.
Note on AL125: Ryan: Assume EISA 2020 minimally compliant lamp has same lifetime as CFL
Note on AQ125: Ryan: Assume EISA 2020 minimally compliant lamp has same cost as CFL (or LED is less than CFL)
Note on AL200: Ryan: Assume EISA 2020 minimally compliant lamp has same lifetime as CFL
Note on AQ200: Ryan: Assume EISA 2020 minimally compliant lamp has same cost as CFL (or LED is less than CFL)
Note on AM286: :ProCost Category for the measure. Individual measures can be grouped into categories. ProCost output is reported by measure and by category. All measures must belong to at least one category. Category name can be the same as measure name. Example: Measures can be combined into one category if they have components with different load shapes or measure lives. On wash machines there may be one load shape for the electric motor savings component, a second load shape for the electric water heat savings component and a third shape for electric dryer savings component.
Note on AN286: :ProCost Name of Measure. User-defined. For PTR measures, defined naming conventions apply.
Note on AO286: :ProCost Annual electric savings for the measure in kWh at the site. May be positive, negative or zero. Savings are incremental to the baseline alternative.
Note on O297: Tina Jayaweera: If General Purpose, use 45 lm/W baseline. Else use current assumption
Note on P297: Tina Jayaweera: Use CFL cost for general purpose, else use rbsa measure mix
Note on Q297: Tina Jayaweera: For general purpose, use CFL baseline

## Homes_Vol
Summary Page
|  |  |  | 2019RES_201403_P8T1 |  | CHECKED | Residential New Construction/Next Step Homes: | The Next Step Homes initiative leverages the infrastructure created by prior Efficient Homes programs to develop and increase market adoption of energy efficient advanced building practices for single-family homes, aimed at influencing and accelerating code adoption.
|  |  |  | 2019RES_201403_P8T1 | TRUE
Lookups | [6 empty] | Measure |  |  |  |  | Units |  |  |  |  | Savings Rate |  | aMW Savings
Measure Index | Initiative Index | Code | Standard | Duplicate? | IOU Savings Category | Reportable | Sector | Initiative | Product | Tier | Year | Total Regional Savings | Gross Local Program | Council Baseline | Baseline Assumption | Funder Share | kWh/ Unit-Yr. | Comments | Total Savings | Local Programs | Remaining Savings
RES_201301_P10T1 | RES_201301 | 0 | 0 | 1 | 1 | TRUE | Residential | Residential New Construction/Next Step Homes | OR Homes (Next Step) | Next Step Home | 2018 | 0 | 0 | 0 | No equivalent 7th PP measure | 0% | 0 | Savings Rate is above the existing code. NEEA updates the rates with actual data using regional assumptions (e.g. RTF or the REM Rate tool adjusted for Northwest assumptions). | 0 | 0 | 0 | 0
RES_201301_P12T1 | RES_201301 | 0 | 0 | 1 | 1 | TRUE | Residential | Residential New Construction/Next Step Homes | WA Homes (Next Step) | Next Step Home | 2018 | 0 | 0 | 0 | No equivalent 7th PP measure | 0% | 0 | Savings Rate is above the existing code. NEEA updates the rates with actual data using regional assumptions (e.g. RTF or the REM Rate tool adjusted for Northwest assumptions). | 0 | 0 | 0 | 0
RES_201301_P8T1 | RES_201301 | 0 | 0 | 1 | 1 | TRUE | Residential | Residential New Construction/Next Step Homes | ID Homes (Next Step) | Next Step Home | 2018 | 0 | 0 | 0 | No equivalent 7th PP measure | 0% | 0 | Savings Rate is above the existing code. NEEA updates the rates with actual data using regional assumptions (e.g. RTF or the REM Rate tool adjusted for Northwest assumptions). | 0 | 0 | 0 | 0
RES_201301_P9T1 | RES_201301 | 0 | 0 | 1 | 1 | TRUE | Residential | Residential New Construction/Next Step Homes | MT Homes (Next Step) | Next Step Home | 2018 | 0 | 0 | 0 | No equivalent 7th PP measure | 0% | 0 | Savings Rate is above the existing code. NEEA updates the rates with actual data using regional assumptions (e.g. RTF or the REM Rate tool adjusted for Northwest assumptions). | 0 | 0 | 0 | 0
RES_201301_P14T1 | RES_201301 | 0 | 0 | 1 | 1 | TRUE | Residential | Residential New Construction/Next Step Homes | WA BuiltGreen Single-family | Above Code Building | 2018 | 1198 | 79 | 0 | No equivalent 7th PP measure | 14.2% | 1281.7755 | Savings Rate is above the existing code. NEEA updates the rates with actual data using regional assumptions (e.g. RTF or the REM Rate tool adjusted for Northwest assumptions). | 0.024892 | 0.0016414 | 0.02325 | 1119
RES_201301_P15T1 | RES_201301 | 0 | 0 | 1 | 1 | TRUE | Residential | Residential New Construction/Next Step Homes | ID HERS and National ENERGY STAR Homes | Above Code Building | 2018 | 1588.8 | 0 | 0 | No equivalent 7th PP measure | 14.2% | 2077.8402 | Savings Rate is above the existing code. NEEA updates the rates with actual data using regional assumptions (e.g. RTF or the REM Rate tool adjusted for Northwest assumptions). | 0.053514 | 0 | 0.053514 | 1588.8
RES_201301_P15T2 | RES_201301 | 0 | 0 | 1 | 1 | TRUE | Residential | Residential New Construction/Next Step Homes | MT HERS and National ENERGY STAR Homes | Above Code Building | 2018 | 205 | 0 | 0 | No equivalent 7th PP measure | 14.2% | 1854.7268 | Savings Rate is above the existing code. NEEA updates the rates with actual data using regional assumptions (e.g. RTF or the REM Rate tool adjusted for Northwest assumptions). | 0.0061634 | 0 | 0.0061634 | 205
RES_201301_P15T3 | RES_201301 | 0 | 0 | 1 | 1 | TRUE | Residential | Residential New Construction/Next Step Homes | OR HERS and National ENERGY STAR Homes | Above Code Building | 2018 | 93.1 | 0 | 0 | No equivalent 7th PP measure | 14.2% | 370.2258 | Savings Rate is above the existing code. NEEA updates the rates with actual data using regional assumptions (e.g. RTF or the REM Rate tool adjusted for Northwest assumptions). | 0.00055873 | 0 | 0.00055873 | 93.1
RES_201301_P15T4 | RES_201301 | 0 | 0 | 1 | 1 | TRUE | Residential | Residential New Construction/Next Step Homes | WA HERS and National ENERGY STAR Homes | Above Code Building | 2018 | 766.4 | 18 | 0 | No equivalent 7th PP measure | 14.2% | 1481.8668 | Savings Rate is above the existing code. NEEA updates the rates with actual data using regional assumptions (e.g. RTF or the REM Rate tool adjusted for Northwest assumptions). | 0.01841 | 0.00043238 | 0.017977 | 748.4
RES_201301_P13T1 | RES_201301 | 0 | 0 | 1 | 1 | TRUE | Residential | Residential New Construction/Next Step Homes | ID National Green Building Standard Single-family | Above Code Building | 2018 | 16 | 0 | 0 | No equivalent 7th PP measure | 14.2% | 1873 | Savings Rate is above the existing code. NEEA updates the rates with actual data using regional assumptions (e.g. RTF or the REM Rate tool adjusted for Northwest assumptions). | 0.00048578 | 0 | 0.00048578 | 16
RES_201301_P13T2 | RES_201301 | 0 | 0 | 1 | 1 | TRUE | Residential | Residential New Construction/Next Step Homes | MT National Green Building Standard Single-family | Above Code Building | 2018 | 0 | 0 | 0 | No equivalent 7th PP measure | 0% | 0 | Savings Rate is above the existing code. NEEA updates the rates with actual data using regional assumptions (e.g. RTF or the REM Rate tool adjusted for Northwest assumptions). | 0 | 0 | 0 | 0
RES_201301_P13T3 | RES_201301 | 0 | 0 | 1 | 1 | TRUE | Residential | Residential New Construction/Next Step Homes | OR National Green Building Standard Single-family | Above Code Building | 2018 | 0 | 0 | 0 | No equivalent 7th PP measure | 0% | 0 | Savings Rate is above the existing code. NEEA updates the rates with actual data using regional assumptions (e.g. RTF or the REM Rate tool adjusted for Northwest assumptions). | 0 | 0 | 0 | 0
RES_201301_P13T4 | RES_201301 | 0 | 0 | 1 | 1 | TRUE | Residential | Residential New Construction/Next Step Homes | WA National Green Building Standard Single-family | Above Code Building | 2018 | 36 | 4 | 0 | No equivalent 7th PP measure | 14.2% | 1034 | Savings Rate is above the existing code. NEEA updates the rates with actual data using regional assumptions (e.g. RTF or the REM Rate tool adjusted for Northwest assumptions). | 0.0006034 | 6.7045e-05 | 0.00053636 | 32
RES_201301_P17T1 | RES_201301 | 0 | 0 | 1 | 1 | TRUE | Residential | Residential New Construction/Next Step Homes | ID Multifamily Homes | Energy Star | 2018 | 0 | 0 | 0 | No equivalent 7th PP measure | 0% | 0 | Savings Rate is above the existing code. NEEA updates the rates with actual data using regional assumptions (e.g. RTF or the REM Rate tool adjusted for Northwest assumptions). | 0 | 0 | 0 | 0
RES_201301_P18T1 | RES_201301 | 0 | 0 | 1 | 1 | TRUE | Residential | Residential New Construction/Next Step Homes | WA Multifamily Homes | Energy Star | 2018 | 0 | 0 | 0 | No equivalent 7th PP measure | 0% | 0 | Savings Rate is above the existing code. NEEA updates the rates with actual data using regional assumptions (e.g. RTF or the REM Rate tool adjusted for Northwest assumptions). | 0 | 0 | 0 | 0
Res_201301_P19T1 | Res_201301 | 0 | 0 | 1 | 1 | TRUE | Residential | Residential New Construction/Next Step Homes | Energy Performance Score | Above Code Building | 2018 | 3466 | 3466 | 0 | No equivalent 7th PP measure | 14.2% | 1488.618 | Savings Rate is above the existing code. NEEA updates the rates with actual data using regional assumptions (e.g. RTF or the REM Rate tool adjusted for Northwest assumptions). | 0.083637 | 0.083637 | 0 | 0
RES_201301_P5T1 | RES_201301 | 0 | 0 | 1 | 1 | TRUE | Residential | Residential New Construction/Next Step Homes | ID Homes (ENERGY STAR Northwest Homes) | Energy Star | 2018 | 0 | 0 | 0 | No equivalent 7th PP measure | 0% | 0 | Savings Rate is above the existing code. NEEA updates the rates with actual data using regional assumptions (e.g. RTF or the REM Rate tool adjusted for Northwest assumptions). | 0 | 0 | 0 | 0
RES_201301_P6T1 | RES_201301 | 0 | 0 | 1 | 1 | TRUE | Residential | Residential New Construction/Next Step Homes | MT Homes (ENERGY STAR Northwest Homes) | Energy Star | 2018 | 0 | 0 | 0 | No equivalent 7th PP measure | 0% | 0 | Savings Rate is above the existing code. NEEA updates the rates with actual data using regional assumptions (e.g. RTF or the REM Rate tool adjusted for Northwest assumptions). | 0 | 0 | 0 | 0
RES_201301_P26T5 | RES_201301 | 0 | 0 | 1 | 1 | TRUE | Residential | Residential New Construction/Next Step Homes | OR Earth Advantage | Above Code Building | 2018 | 145 | 2 | 0 | No equivalent 7th PP measure | 14.2% | 991.3724 | Savings Rate is above the existing code. NEEA updates the rates with actual data using regional assumptions (e.g. RTF or the REM Rate tool adjusted for Northwest assumptions). | 0.0023302 | 3.214e-05 | 0.002298 | 143
RES_201301_P7T1 | RES_201301 | 0 | 0 | 1 | 1 | TRUE | Residential | Residential New Construction/Next Step Homes | OR Homes (ENERGY STAR Northwest Homes) | Energy Star | 2018 | 0 | 0 | 0 | No equivalent 7th PP measure | 0% | 0 | Savings Rate is above the existing code. NEEA updates the rates with actual data using regional assumptions (e.g. RTF or the REM Rate tool adjusted for Northwest assumptions). | 0 | 0 | 0 | 0
RES_201301_P21T1 | RES_201301 | 0 | 0 | 1 | 1 | TRUE | Residential | Residential New Construction/Next Step Homes | Utility Program Version 2 (Idaho) | Above Code Building | 2018 | 414 | 414 | 0 | No equivalent 7th PP measure | 14.2% | 2203.2271 | Savings Rate is above the existing code. NEEA updates the rates with actual data using regional assumptions (e.g. RTF or the REM Rate tool adjusted for Northwest assumptions). | 0.014786 | 0.014786 | 0 | 0
RES_201301_P22T1 | RES_201301 | 0 | 0 | 1 | 1 | TRUE | Residential | Residential New Construction/Next Step Homes | Utility Program Version 2 (Montana) | Above Code Building | 2018 | 0 | 0 | 0 | No equivalent 7th PP measure | 0% | 0 | Savings Rate is above the existing code. NEEA updates the rates with actual data using regional assumptions (e.g. RTF or the REM Rate tool adjusted for Northwest assumptions). | 0 | 0 | 0 | 0
RES_201301_P23T1 | RES_201301 | 0 | 0 | 1 | 1 | TRUE | Residential | Residential New Construction/Next Step Homes | Utility Program Version 2 (Oregon) | Above Code Building | 2018 | 17 | 0 | 0 | No equivalent 7th PP measure | 14.2% | 4032.1765 | Savings Rate is above the existing code. NEEA updates the rates with actual data using regional assumptions (e.g. RTF or the REM Rate tool adjusted for Northwest assumptions). | 0.0011112 | 0 | 0.0011112 | 17
RES_201301_P24T1 | RES_201301 | 0 | 0 | 1 | 1 | TRUE | Residential | Residential New Construction/Next Step Homes | Utility Program Version 2 (Washington) | Above Code Building | 2018 | 359 | 333 | 0 | No equivalent 7th PP measure | 14.2% | 856.6267 | Savings Rate is above the existing code. NEEA updates the rates with actual data using regional assumptions (e.g. RTF or the REM Rate tool adjusted for Northwest assumptions). | 0.0049851 | 0.004624 | 0.00036103 | 26
Res_201301_P20T3 | Res_201301 | 0 | 0 | 1 | 1 | TRUE | Residential | Residential New Construction/Next Step Homes | WA BuiltGreen Multifamily | Above Code Building | 2018 | 1401 | 268 | 0 | No equivalent 7th PP measure | 14.2% | 2696.6331 | Savings Rate is above the existing code. NEEA updates the rates with actual data using regional assumptions (e.g. RTF or the REM Rate tool adjusted for Northwest assumptions). | 0.061241 | 0.011715 | 0.049526 | 1133
RES_201301_P11T1 | RES_201301 | 0 | 0 | 1 | 1 | TRUE | Residential | Residential New Construction/Next Step Homes | WA Homes (ENERGY STAR Northwest Homes) | Energy Star | 2018 | 0 | 0 | 0 | No equivalent 7th PP measure | 0% | 0 | Savings Rate is above the existing code. NEEA updates the rates with actual data using regional assumptions (e.g. RTF or the REM Rate tool adjusted for Northwest assumptions). | 0 | 0 | 0 | 0
RES_201301_P25T1 | RES_201301 | 0 | 0 | 1 | 1 | TRUE | Residential | Residential New Construction/Next Step Homes | WA National Green Building Standard Multifamily | Above Code Building | 2018 | 301 | 0 | 0 | No equivalent 7th PP measure | 14.2% | 1661.2857 | Savings Rate is above the existing code. NEEA updates the rates with actual data using regional assumptions (e.g. RTF or the REM Rate tool adjusted for Northwest assumptions). | 0.0081058 | 0 | 0.0081058 | 301
RES_201301_P10T1 | RES_201301 | 0 | 0 | 1 | 1 | TRUE | Residential | Residential New Construction/Next Step Homes | OR Homes (Next Step) | Next Step Home | 2019 | 0 | 0 | 0 | No equivalent 7th PP measure | 0% | 710 | Savings Rate is above the existing code. NEEA updates the rates with actual data using regional assumptions (e.g. RTF or the REM Rate tool adjusted for Northwest assumptions). | 0 | 0 | 0
RES_201301_P12T1 | RES_201301 | 0 | 0 | 1 | 1 | TRUE | Residential | Residential New Construction/Next Step Homes | WA Homes (Next Step) | Next Step Home | 2019 | 0 | 0 | 0 | No equivalent 7th PP measure | 0% | 388 | Savings Rate is above the existing code. NEEA updates the rates with actual data using regional assumptions (e.g. RTF or the REM Rate tool adjusted for Northwest assumptions). | 0 | 0 | 0
RES_201301_P8T1 | RES_201301 | 0 | 0 | 1 | 1 | TRUE | Residential | Residential New Construction/Next Step Homes | ID Homes (Next Step) | Next Step Home | 2019 | 0 | 0 | 0 | No equivalent 7th PP measure | 0% | 685 | Savings Rate is above the existing code. NEEA updates the rates with actual data using regional assumptions (e.g. RTF or the REM Rate tool adjusted for Northwest assumptions). | 0 | 0 | 0
RES_201301_P9T1 | RES_201301 | 0 | 0 | 1 | 1 | TRUE | Residential | Residential New Construction/Next Step Homes | MT Homes (Next Step) | Next Step Home | 2019 | 0 | 0 | 0 | No equivalent 7th PP measure | 0% | 486 | Savings Rate is above the existing code. NEEA updates the rates with actual data using regional assumptions (e.g. RTF or the REM Rate tool adjusted for Northwest assumptions). | 0 | 0 | 0
RES_201301_P14T1 | RES_201301 | 0 | 0 | 1 | 1 | TRUE | Residential | Residential New Construction/Next Step Homes | WA BuiltGreen Single-family | Above Code Building | 2019 | 1200 | 144 | 0 | No equivalent 7th PP measure | 14.2% | 800 | Savings Rate is above the existing code. NEEA updates the rates with actual data using regional assumptions (e.g. RTF or the REM Rate tool adjusted for Northwest assumptions). | 0.015562 | 0.0018674 | 0.013694
RES_201301_P15T1 | RES_201301 | 0 | 0 | 1 | 1 | TRUE | Residential | Residential New Construction/Next Step Homes | ID HERS and National ENERGY STAR Homes | Above Code Building | 2019 | 1260 | 0 | 0 | No equivalent 7th PP measure | 14.2% | 2641 | Savings Rate is above the existing code. NEEA updates the rates with actual data using regional assumptions (e.g. RTF or the REM Rate tool adjusted for Northwest assumptions). | 0.053942 | 0 | 0.053942
RES_201301_P15T2 | RES_201301 | 0 | 0 | 1 | 1 | TRUE | Residential | Residential New Construction/Next Step Homes | MT HERS and National ENERGY STAR Homes | Above Code Building | 2019 | 94 | 0 | 0 | No equivalent 7th PP measure | 14.2% | 1763 | Savings Rate is above the existing code. NEEA updates the rates with actual data using regional assumptions (e.g. RTF or the REM Rate tool adjusted for Northwest assumptions). | 0.0026864 | 0 | 0.0026864
RES_201301_P15T3 | RES_201301 | 0 | 0 | 1 | 1 | TRUE | Residential | Residential New Construction/Next Step Homes | OR HERS and National ENERGY STAR Homes | Above Code Building | 2019 | 75 | 2 | 0 | No equivalent 7th PP measure | 14.2% | 437 | Savings Rate is above the existing code. NEEA updates the rates with actual data using regional assumptions (e.g. RTF or the REM Rate tool adjusted for Northwest assumptions). | 0.00053128 | 1.4168e-05 | 0.00051712
RES_201301_P15T4 | RES_201301 | 0 | 0 | 1 | 1 | TRUE | Residential | Residential New Construction/Next Step Homes | WA HERS and National ENERGY STAR Homes | Above Code Building | 2019 | 1074 | 107.4 | 0 | No equivalent 7th PP measure | 14.2% | 800 | Savings Rate is above the existing code. NEEA updates the rates with actual data using regional assumptions (e.g. RTF or the REM Rate tool adjusted for Northwest assumptions). | 0.013928 | 0.0013928 | 0.012535
RES_201301_P13T1 | RES_201301 | 0 | 0 | 1 | 1 | TRUE | Residential | Residential New Construction/Next Step Homes | ID National Green Building Standard Single-family | Above Code Building | 2019 | 9 | 0 | 0 | No equivalent 7th PP measure | 14.2% | 0 | Savings Rate is above the existing code. NEEA updates the rates with actual data using regional assumptions (e.g. RTF or the REM Rate tool adjusted for Northwest assumptions). | 0 | 0 | 0
RES_201301_P13T2 | RES_201301 | 0 | 0 | 1 | 1 | TRUE | Residential | Residential New Construction/Next Step Homes | MT National Green Building Standard Single-family | Above Code Building | 2019 | 0 | 0 | 0 | No equivalent 7th PP measure | 0% | 0 | Savings Rate is above the existing code. NEEA updates the rates with actual data using regional assumptions (e.g. RTF or the REM Rate tool adjusted for Northwest assumptions). | 0 | 0 | 0
RES_201301_P13T3 | RES_201301 | 0 | 0 | 1 | 1 | TRUE | Residential | Residential New Construction/Next Step Homes | OR National Green Building Standard Single-family | Above Code Building | 2019 | 0 | 0 | 0 | No equivalent 7th PP measure | 0% | 0 | Savings Rate is above the existing code. NEEA updates the rates with actual data using regional assumptions (e.g. RTF or the REM Rate tool adjusted for Northwest assumptions). | 0 | 0 | 0
RES_201301_P13T4 | RES_201301 | 0 | 0 | 1 | 1 | TRUE | Residential | Residential New Construction/Next Step Homes | WA National Green Building Standard Single-family | Above Code Building | 2019 | 86 | 0 | 0 | No equivalent 7th PP measure | 14.2% | 0 | Savings Rate is above the existing code. NEEA updates the rates with actual data using regional assumptions (e.g. RTF or the REM Rate tool adjusted for Northwest assumptions). | 0 | 0 | 0
RES_201301_P17T1 | RES_201301 | 0 | 0 | 1 | 1 | TRUE | Residential | Residential New Construction/Next Step Homes | ID Multifamily Homes | Energy Star | 2019 | 0 | 0 | 0 | No equivalent 7th PP measure | 0% | 506 | Savings Rate is above the existing code. NEEA updates the rates with actual data using regional assumptions (e.g. RTF or the REM Rate tool adjusted for Northwest assumptions). | 0 | 0 | 0
RES_201301_P18T1 | RES_201301 | 0 | 0 | 1 | 1 | TRUE | Residential | Residential New Construction/Next Step Homes | WA Multifamily Homes | Energy Star | 2019 | 0 | 0 | 0 | No equivalent 7th PP measure | 0% | 200 | Savings Rate is above the existing code. NEEA updates the rates with actual data using regional assumptions (e.g. RTF or the REM Rate tool adjusted for Northwest assumptions). | 0 | 0 | 0
Res_201301_P19T1 | Res_201301 | 0 | 0 | 1 | 1 | TRUE | Residential | Residential New Construction/Next Step Homes | Energy Performance Score | Above Code Building | 2019 | 3276 | 3276 | 0 | No equivalent 7th PP measure | 14.2% | 1500 | Savings Rate is above the existing code. NEEA updates the rates with actual data using regional assumptions (e.g. RTF or the REM Rate tool adjusted for Northwest assumptions). | 0.079656 | 0.079656 | 0
RES_201301_P5T1 | RES_201301 | 0 | 0 | 1 | 1 | TRUE | Residential | Residential New Construction/Next Step Homes | ID Homes (ENERGY STAR Northwest Homes) | Energy Star | 2019 | 0 | 0 | 0 | No equivalent 7th PP measure | 0% | 685 | Savings Rate is above the existing code. NEEA updates the rates with actual data using regional assumptions (e.g. RTF or the REM Rate tool adjusted for Northwest assumptions). | 0 | 0 | 0
RES_201301_P6T1 | RES_201301 | 0 | 0 | 1 | 1 | TRUE | Residential | Residential New Construction/Next Step Homes | MT Homes (ENERGY STAR Northwest Homes) | Energy Star | 2019 | 0 | 0 | 0 | No equivalent 7th PP measure | 0% | 486 | Savings Rate is above the existing code. NEEA updates the rates with actual data using regional assumptions (e.g. RTF or the REM Rate tool adjusted for Northwest assumptions). | 0 | 0 | 0
RES_201301_P26T5 | RES_201301 | 0 | 0 | 1 | 1 | TRUE | Residential | Residential New Construction/Next Step Homes | OR Earth Advantage | Above Code Building | 2019 | 85 | 2 | 0 | No equivalent 7th PP measure | 14.2% | 612.099 | Savings Rate is above the existing code. NEEA updates the rates with actual data using regional assumptions (e.g. RTF or the REM Rate tool adjusted for Northwest assumptions). | 0.00084338 | 1.9844e-05 | 0.00082354
RES_201301_P7T1 | RES_201301 | 0 | 0 | 1 | 1 | TRUE | Residential | Residential New Construction/Next Step Homes | OR Homes (ENERGY STAR Northwest Homes) | Energy Star | 2019 | 0 | 0 | 0 | No equivalent 7th PP measure | 0% | 525 | Savings Rate is above the existing code. NEEA updates the rates with actual data using regional assumptions (e.g. RTF or the REM Rate tool adjusted for Northwest assumptions). | 0 | 0 | 0
RES_201301_P21T1 | RES_201301 | 0 | 0 | 1 | 1 | TRUE | Residential | Residential New Construction/Next Step Homes | Utility Program Version 2 (Idaho) | Above Code Building | 2019 | 350 | 0 | 0 | No equivalent 7th PP measure | 14.2% | 6000 | Savings Rate is above the existing code. NEEA updates the rates with actual data using regional assumptions (e.g. RTF or the REM Rate tool adjusted for Northwest assumptions). | 0.034041 | 0 | 0.034041
RES_201301_P22T1 | RES_201301 | 0 | 0 | 1 | 1 | TRUE | Residential | Residential New Construction/Next Step Homes | Utility Program Version 2 (Montana) | Above Code Building | 2019 | 5 | 0 | 0 | No equivalent 7th PP measure | 14.2% | 3500 | Savings Rate is above the existing code. NEEA updates the rates with actual data using regional assumptions (e.g. RTF or the REM Rate tool adjusted for Northwest assumptions). | 0.00028368 | 0 | 0.00028368
RES_201301_P23T1 | RES_201301 | 0 | 0 | 1 | 1 | TRUE | Residential | Residential New Construction/Next Step Homes | Utility Program Version 2 (Oregon) | Above Code Building | 2019 | 40 | 0 | 0 | No equivalent 7th PP measure | 14.2% | 3610.5 | Savings Rate is above the existing code. NEEA updates the rates with actual data using regional assumptions (e.g. RTF or the REM Rate tool adjusted for Northwest assumptions). | 0.0023411 | 0 | 0.0023411
RES_201301_P24T1 | RES_201301 | 0 | 0 | 1 | 1 | TRUE | Residential | Residential New Construction/Next Step Homes | Utility Program Version 2 (Washington) | Above Code Building | 2019 | 450 | 0 | 0 | No equivalent 7th PP measure | 14.2% | 1815.5833 | Savings Rate is above the existing code. NEEA updates the rates with actual data using regional assumptions (e.g. RTF or the REM Rate tool adjusted for Northwest assumptions). | 0.013244 | 0 | 0.013244
Res_201301_P20T3 | Res_201301 | 0 | 0 | 1 | 1 | TRUE | Residential | Residential New Construction/Next Step Homes | WA BuiltGreen Multifamily | Above Code Building | 2019 | 698 | 698 | 0 | No equivalent 7th PP measure | 14.2% | 600 | Savings Rate is above the existing code. NEEA updates the rates with actual data using regional assumptions (e.g. RTF or the REM Rate tool adjusted for Northwest assumptions). | 0.0067888 | 0.0067888 | 0
RES_201301_P11T1 | RES_201301 | 0 | 0 | 1 | 1 | TRUE | Residential | Residential New Construction/Next Step Homes | WA Homes (ENERGY STAR Northwest Homes) | Energy Star | 2019 | 0 | 0 | 0 | No equivalent 7th PP measure | 0% | 388 | Savings Rate is above the existing code. NEEA updates the rates with actual data using regional assumptions (e.g. RTF or the REM Rate tool adjusted for Northwest assumptions). | 0 | 0 | 0
RES_201301_P25T1 | RES_201301 | 0 | 0 | 1 | 1 | TRUE | Residential | Residential New Construction/Next Step Homes | WA National Green Building Standard Multifamily | Above Code Building | 2019 | 137 | 0 | 0 | No equivalent 7th PP measure | 14.2% | 0 | Savings Rate is above the existing code. NEEA updates the rates with actual data using regional assumptions (e.g. RTF or the REM Rate tool adjusted for Northwest assumptions). | 0 | 0 | 0
RES_201301_P10T1 | RES_201301 | 0 | 0 | 1 | 1 | TRUE | Residential | Residential New Construction/Next Step Homes | OR Homes (Next Step) | Next Step Home | 2020 | 0 | 0 | 0 | No equivalent 7th PP measure | 0% | 710 | Savings Rate is above the existing code. NEEA updates the rates with actual data using regional assumptions (e.g. RTF or the REM Rate tool adjusted for Northwest assumptions). | 0 | 0 | 0
RES_201301_P12T1 | RES_201301 | 0 | 0 | 1 | 1 | TRUE | Residential | Residential New Construction/Next Step Homes | WA Homes (Next Step) | Next Step Home | 2020 | 0 | 0 | 0 | No equivalent 7th PP measure | 0% | 373 | Savings Rate is above the existing code. NEEA updates the rates with actual data using regional assumptions (e.g. RTF or the REM Rate tool adjusted for Northwest assumptions). | 0 | 0 | 0
RES_201301_P8T1 | RES_201301 | 0 | 0 | 1 | 1 | TRUE | Residential | Residential New Construction/Next Step Homes | ID Homes (Next Step) | Next Step Home | 2020 | 0 | 0 | 0 | No equivalent 7th PP measure | 0% | 685 | Savings Rate is above the existing code. NEEA updates the rates with actual data using regional assumptions (e.g. RTF or the REM Rate tool adjusted for Northwest assumptions). | 0 | 0 | 0
RES_201301_P9T1 | RES_201301 | 0 | 0 | 1 | 1 | TRUE | Residential | Residential New Construction/Next Step Homes | MT Homes (Next Step) | Next Step Home | 2020 | 0 | 0 | 0 | No equivalent 7th PP measure | 0% | 486 | Savings Rate is above the existing code. NEEA updates the rates with actual data using regional assumptions (e.g. RTF or the REM Rate tool adjusted for Northwest assumptions). | 0 | 0 | 0
RES_201301_P14T1 | RES_201301 | 0 | 0 | 1 | 1 | TRUE | Residential | Residential New Construction/Next Step Homes | WA BuiltGreen Single-family | Above Code Building | 2020 | 1000 | 140 | 0 | No equivalent 7th PP measure | 13.99% | 600 | Savings Rate is above the existing code. NEEA updates the rates with actual data using regional assumptions (e.g. RTF or the REM Rate tool adjusted for Northwest assumptions). | 0.0095792 | 0.0013411 | 0.0082381
RES_201301_P15T1 | RES_201301 | 0 | 0 | 1 | 1 | TRUE | Residential | Residential New Construction/Next Step Homes | ID HERS and National ENERGY STAR Homes | Above Code Building | 2020 | 1332 | 0 | 0 | No equivalent 7th PP measure | 13.99% | 2641 | Savings Rate is above the existing code. NEEA updates the rates with actual data using regional assumptions (e.g. RTF or the REM Rate tool adjusted for Northwest assumptions). | 0.056163 | 0 | 0.056163
RES_201301_P15T2 | RES_201301 | 0 | 0 | 1 | 1 | TRUE | Residential | Residential New Construction/Next Step Homes | MT HERS and National ENERGY STAR Homes | Above Code Building | 2020 | 99 | 0 | 0 | No equivalent 7th PP measure | 13.99% | 1763 | Savings Rate is above the existing code. NEEA updates the rates with actual data using regional assumptions (e.g. RTF or the REM Rate tool adjusted for Northwest assumptions). | 0.0027865 | 0 | 0.0027865
RES_201301_P15T3 | RES_201301 | 0 | 0 | 1 | 1 | TRUE | Residential | Residential New Construction/Next Step Homes | OR HERS and National ENERGY STAR Homes | Above Code Building | 2020 | 73 | 2 | 0 | No equivalent 7th PP measure | 13.99% | 437 | Savings Rate is above the existing code. NEEA updates the rates with actual data using regional assumptions (e.g. RTF or the REM Rate tool adjusted for Northwest assumptions). | 0.00050931 | 1.3954e-05 | 0.00049536
RES_201301_P15T4 | RES_201301 | 0 | 0 | 1 | 1 | TRUE | Residential | Residential New Construction/Next Step Homes | WA HERS and National ENERGY STAR Homes | Above Code Building | 2020 | 1193 | 178.95 | 0 | No equivalent 7th PP measure | 13.99% | 600 | Savings Rate is above the existing code. NEEA updates the rates with actual data using regional assumptions (e.g. RTF or the REM Rate tool adjusted for Northwest assumptions). | 0.011428 | 0.0017142 | 0.0097138
RES_201301_P13T1 | RES_201301 | 0 | 0 | 1 | 1 | TRUE | Residential | Residential New Construction/Next Step Homes | ID National Green Building Standard Single-family | Above Code Building | 2020 | 9.536 | 0 | 0 | No equivalent 7th PP measure | 13.99% | 0 | Savings Rate is above the existing code. NEEA updates the rates with actual data using regional assumptions (e.g. RTF or the REM Rate tool adjusted for Northwest assumptions). | 0 | 0 | 0
RES_201301_P13T2 | RES_201301 | 0 | 0 | 1 | 1 | TRUE | Residential | Residential New Construction/Next Step Homes | MT National Green Building Standard Single-family | Above Code Building | 2020 | 0 | 0 | 0 | No equivalent 7th PP measure | 0% | 0 | Savings Rate is above the existing code. NEEA updates the rates with actual data using regional assumptions (e.g. RTF or the REM Rate tool adjusted for Northwest assumptions). | 0 | 0 | 0
RES_201301_P13T3 | RES_201301 | 0 | 0 | 1 | 1 | TRUE | Residential | Residential New Construction/Next Step Homes | OR National Green Building Standard Single-family | Above Code Building | 2020 | 0 | 0 | 0 | No equivalent 7th PP measure | 0% | 0 | Savings Rate is above the existing code. NEEA updates the rates with actual data using regional assumptions (e.g. RTF or the REM Rate tool adjusted for Northwest assumptions). | 0 | 0 | 0
RES_201301_P13T4 | RES_201301 | 0 | 0 | 1 | 1 | TRUE | Residential | Residential New Construction/Next Step Homes | WA National Green Building Standard Single-family | Above Code Building | 2020 | 93.3847 | 0 | 0 | No equivalent 7th PP measure | 13.99% | 0 | Savings Rate is above the existing code. NEEA updates the rates with actual data using regional assumptions (e.g. RTF or the REM Rate tool adjusted for Northwest assumptions). | 0 | 0 | 0
RES_201301_P17T1 | RES_201301 | 0 | 0 | 1 | 1 | TRUE | Residential | Residential New Construction/Next Step Homes | ID Multifamily Homes | Energy Star | 2020 | 0 | 0 | 0 | No equivalent 7th PP measure | 0% | 506 | Savings Rate is above the existing code. NEEA updates the rates with actual data using regional assumptions (e.g. RTF or the REM Rate tool adjusted for Northwest assumptions). | 0 | 0 | 0
RES_201301_P18T1 | RES_201301 | 0 | 0 | 1 | 1 | TRUE | Residential | Residential New Construction/Next Step Homes | WA Multifamily Homes | Energy Star | 2020 | 0 | 0 | 0 | No equivalent 7th PP measure | 0% | 200 | Savings Rate is above the existing code. NEEA updates the rates with actual data using regional assumptions (e.g. RTF or the REM Rate tool adjusted for Northwest assumptions). | 0 | 0 | 0
Res_201301_P19T1 | Res_201301 | 0 | 0 | 1 | 1 | TRUE | Residential | Residential New Construction/Next Step Homes | Energy Performance Score | Above Code Building | 2020 | 3502 | 3502 | 0 | No equivalent 7th PP measure | 13.99% | 1500 | Savings Rate is above the existing code. NEEA updates the rates with actual data using regional assumptions (e.g. RTF or the REM Rate tool adjusted for Northwest assumptions). | 0.083866 | 0.083866 | 0
RES_201301_P5T1 | RES_201301 | 0 | 0 | 1 | 1 | TRUE | Residential | Residential New Construction/Next Step Homes | ID Homes (ENERGY STAR Northwest Homes) | Energy Star | 2020 | 0 | 0 | 0 | No equivalent 7th PP measure | 0% | 685 | Savings Rate is above the existing code. NEEA updates the rates with actual data using regional assumptions (e.g. RTF or the REM Rate tool adjusted for Northwest assumptions). | 0 | 0 | 0
RES_201301_P6T1 | RES_201301 | 0 | 0 | 1 | 1 | TRUE | Residential | Residential New Construction/Next Step Homes | MT Homes (ENERGY STAR Northwest Homes) | Energy Star | 2020 | 0 | 0 | 0 | No equivalent 7th PP measure | 0% | 486 | Savings Rate is above the existing code. NEEA updates the rates with actual data using regional assumptions (e.g. RTF or the REM Rate tool adjusted for Northwest assumptions). | 0 | 0 | 0
RES_201301_P26T5 | RES_201301 | 0 | 0 | 1 | 1 | TRUE | Residential | Residential New Construction/Next Step Homes | OR Earth Advantage | Above Code Building | 2020 | 89.082 | 2 | 0 | No equivalent 7th PP measure | 13.99% | 165.543 | Savings Rate is above the existing code. NEEA updates the rates with actual data using regional assumptions (e.g. RTF or the REM Rate tool adjusted for Northwest assumptions). | 0.00023544 | 5.2859e-06 | 0.00023015
RES_201301_P7T1 | RES_201301 | 0 | 0 | 1 | 1 | TRUE | Residential | Residential New Construction/Next Step Homes | OR Homes (ENERGY STAR Northwest Homes) | Energy Star | 2020 | 0 | 0 | 0 | No equivalent 7th PP measure | 0% | 525 | Savings Rate is above the existing code. NEEA updates the rates with actual data using regional assumptions (e.g. RTF or the REM Rate tool adjusted for Northwest assumptions). | 0 | 0 | 0
RES_201301_P21T1 | RES_201301 | 0 | 0 | 1 | 1 | TRUE | Residential | Residential New Construction/Next Step Homes | ID Performance Path | Above Code Building | 2020 | 400 | 0 | 0 | No equivalent 7th PP measure | 13.99% | 6000 | Savings Rate is above the existing code. NEEA updates the rates with actual data using regional assumptions (e.g. RTF or the REM Rate tool adjusted for Northwest assumptions). | 0.038317 | 0 | 0.038317
RES_201301_P22T1 | RES_201301 | 0 | 0 | 1 | 1 | TRUE | Residential | Residential New Construction/Next Step Homes | MT Performance Path | Above Code Building | 2020 | 10 | 0 | 0 | No equivalent 7th PP measure | 13.99% | 3500 | Savings Rate is above the existing code. NEEA updates the rates with actual data using regional assumptions (e.g. RTF or the REM Rate tool adjusted for Northwest assumptions). | 0.00055879 | 0 | 0.00055879
RES_201301_P23T1 | RES_201301 | 0 | 0 | 1 | 1 | TRUE | Residential | Residential New Construction/Next Step Homes | OR Performance Path | Above Code Building | 2020 | 50 | 0 | 0 | No equivalent 7th PP measure | 13.99% | 3429.6 | Savings Rate is above the existing code. NEEA updates the rates with actual data using regional assumptions (e.g. RTF or the REM Rate tool adjusted for Northwest assumptions). | 0.0027377 | 0 | 0.0027377
RES_201301_P24T1 | RES_201301 | 0 | 0 | 1 | 1 | TRUE | Residential | Residential New Construction/Next Step Homes | WA Performance Path | Above Code Building | 2020 | 500 | 0 | 0 | No equivalent 7th PP measure | 13.99% | 2021.3333 | Savings Rate is above the existing code. NEEA updates the rates with actual data using regional assumptions (e.g. RTF or the REM Rate tool adjusted for Northwest assumptions). | 0.016136 | 0 | 0.016136
Res_201301_P20T3 | Res_201301 | 0 | 0 | 1 | 1 | TRUE | Residential | Residential New Construction/Next Step Homes | WA BuiltGreen Multifamily | Above Code Building | 2020 | 757.3274 | 757.3274 | 0 | No equivalent 7th PP measure | 13.99% | 600 | Savings Rate is above the existing code. NEEA updates the rates with actual data using regional assumptions (e.g. RTF or the REM Rate tool adjusted for Northwest assumptions). | 0.0072546 | 0.0072546 | 0
RES_201301_P11T1 | RES_201301 | 0 | 0 | 1 | 1 | TRUE | Residential | Residential New Construction/Next Step Homes | WA Homes (ENERGY STAR Northwest Homes) | Energy Star | 2020 | 0 | 0 | 0 | No equivalent 7th PP measure | 0% | 373 | Savings Rate is above the existing code. NEEA updates the rates with actual data using regional assumptions (e.g. RTF or the REM Rate tool adjusted for Northwest assumptions). | 0 | 0 | 0
RES_201301_P25T1 | RES_201301 | 0 | 0 | 1 | 1 | TRUE | Residential | Residential New Construction/Next Step Homes | WA National Green Building Standard Multifamily | Above Code Building | 2020 | 143.5455 | 0 | 0 | No equivalent 7th PP measure | 13.99% | 0 | Savings Rate is above the existing code. NEEA updates the rates with actual data using regional assumptions (e.g. RTF or the REM Rate tool adjusted for Northwest assumptions). | 0 | 0 | 0
RES_201301_P10T1 | RES_201301 | 0 | 0 | 1 | 1 | TRUE | Residential | Residential New Construction/Next Step Homes | OR Homes (Next Step) | Next Step Home | 2021 | 0 | 0 | 0 | No equivalent 7th PP measure | 0% | 444 | Savings Rate is above the existing code. NEEA updates the rates with actual data using regional assumptions (e.g. RTF or the REM Rate tool adjusted for Northwest assumptions). | 0 | 0 | 0
RES_201301_P12T1 | RES_201301 | 0 | 0 | 1 | 1 | TRUE | Residential | Residential New Construction/Next Step Homes | WA Homes (Next Step) | Next Step Home | 2021 | 0 | 0 | 0 | No equivalent 7th PP measure | 0% | 373 | Savings Rate is above the existing code. NEEA updates the rates with actual data using regional assumptions (e.g. RTF or the REM Rate tool adjusted for Northwest assumptions). | 0 | 0 | 0
RES_201301_P8T1 | RES_201301 | 0 | 0 | 1 | 1 | TRUE | Residential | Residential New Construction/Next Step Homes | ID Homes (Next Step) | Next Step Home | 2021 | 0 | 0 | 0 | No equivalent 7th PP measure | 0% | 600 | Savings Rate is above the existing code. NEEA updates the rates with actual data using regional assumptions (e.g. RTF or the REM Rate tool adjusted for Northwest assumptions). | 0 | 0 | 0
RES_201301_P9T1 | RES_201301 | 0 | 0 | 1 | 1 | TRUE | Residential | Residential New Construction/Next Step Homes | MT Homes (Next Step) | Next Step Home | 2021 | 0 | 0 | 0 | No equivalent 7th PP measure | 0% | 486 | Savings Rate is above the existing code. NEEA updates the rates with actual data using regional assumptions (e.g. RTF or the REM Rate tool adjusted for Northwest assumptions). | 0 | 0 | 0
RES_201301_P14T1 | RES_201301 | 0 | 0 | 1 | 1 | TRUE | Residential | Residential New Construction/Next Step Homes | WA BuiltGreen Single-family | Above Code Building | 2021 | 428.2032 | 68.5125 | 0 | No equivalent 7th PP measure | 13.99% | 600 | Savings Rate is above the existing code. NEEA updates the rates with actual data using regional assumptions (e.g. RTF or the REM Rate tool adjusted for Northwest assumptions). | 0.0041018 | 0.00065629 | 0.0034455
RES_201301_P15T1 | RES_201301 | 0 | 0 | 1 | 1 | TRUE | Residential | Residential New Construction/Next Step Homes | ID HERS and National ENERGY STAR Homes | Above Code Building | 2021 | 667 | 0 | 0 | No equivalent 7th PP measure | 13.99% | 2641 | Savings Rate is above the existing code. NEEA updates the rates with actual data using regional assumptions (e.g. RTF or the REM Rate tool adjusted for Northwest assumptions). | 0.028124 | 0 | 0.028124
RES_201301_P15T2 | RES_201301 | 0 | 0 | 1 | 1 | TRUE | Residential | Residential New Construction/Next Step Homes | MT HERS and National ENERGY STAR Homes | Above Code Building | 2021 | 104 | 0 | 0 | No equivalent 7th PP measure | 13.99% | 1763 | Savings Rate is above the existing code. NEEA updates the rates with actual data using regional assumptions (e.g. RTF or the REM Rate tool adjusted for Northwest assumptions). | 0.0029273 | 0 | 0.0029273
RES_201301_P15T3 | RES_201301 | 0 | 0 | 1 | 1 | TRUE | Residential | Residential New Construction/Next Step Homes | OR HERS and National ENERGY STAR Homes | Above Code Building | 2021 | 36 | 2 | 0 | No equivalent 7th PP measure | 13.99% | 437 | Savings Rate is above the existing code. NEEA updates the rates with actual data using regional assumptions (e.g. RTF or the REM Rate tool adjusted for Northwest assumptions). | 0.00025117 | 1.3954e-05 | 0.00023721
RES_201301_P15T4 | RES_201301 | 0 | 0 | 1 | 1 | TRUE | Residential | Residential New Construction/Next Step Homes | WA HERS and National ENERGY STAR Homes | Above Code Building | 2021 | 596 | 89.4 | 0 | No equivalent 7th PP measure | 13.99% | 600 | Savings Rate is above the existing code. NEEA updates the rates with actual data using regional assumptions (e.g. RTF or the REM Rate tool adjusted for Northwest assumptions). | 0.0057092 | 0.00085638 | 0.0048528
RES_201301_P13T1 | RES_201301 | 0 | 0 | 1 | 1 | TRUE | Residential | Residential New Construction/Next Step Homes | ID National Green Building Standard Single-family | Above Code Building | 2021 | 4.768 | 0 | 0 | No equivalent 7th PP measure | 13.99% | 0 | Savings Rate is above the existing code. NEEA updates the rates with actual data using regional assumptions (e.g. RTF or the REM Rate tool adjusted for Northwest assumptions). | 0 | 0 | 0
RES_201301_P13T2 | RES_201301 | 0 | 0 | 1 | 1 | TRUE | Residential | Residential New Construction/Next Step Homes | MT National Green Building Standard Single-family | Above Code Building | 2021 | 0 | 0 | 0 | No equivalent 7th PP measure | 0% | 0 | Savings Rate is above the existing code. NEEA updates the rates with actual data using regional assumptions (e.g. RTF or the REM Rate tool adjusted for Northwest assumptions). | 0 | 0 | 0
RES_201301_P13T3 | RES_201301 | 0 | 0 | 1 | 1 | TRUE | Residential | Residential New Construction/Next Step Homes | OR National Green Building Standard Single-family | Above Code Building | 2021 | 0 | 0 | 0 | No equivalent 7th PP measure | 0% | 0 | Savings Rate is above the existing code. NEEA updates the rates with actual data using regional assumptions (e.g. RTF or the REM Rate tool adjusted for Northwest assumptions). | 0 | 0 | 0
RES_201301_P13T4 | RES_201301 | 0 | 0 | 1 | 1 | TRUE | Residential | Residential New Construction/Next Step Homes | WA National Green Building Standard Single-family | Above Code Building | 2021 | 46.6924 | 0 | 0 | No equivalent 7th PP measure | 13.99% | 0 | Savings Rate is above the existing code. NEEA updates the rates with actual data using regional assumptions (e.g. RTF or the REM Rate tool adjusted for Northwest assumptions). | 0 | 0 | 0
RES_201301_P17T1 | RES_201301 | 0 | 0 | 1 | 1 | TRUE | Residential | Residential New Construction/Next Step Homes | ID Multifamily Homes | Energy Star | 2021 | 0 | 0 | 0 | No equivalent 7th PP measure | 0% | 506 | Savings Rate is above the existing code. NEEA updates the rates with actual data using regional assumptions (e.g. RTF or the REM Rate tool adjusted for Northwest assumptions). | 0 | 0 | 0
RES_201301_P18T1 | RES_201301 | 0 | 0 | 1 | 1 | TRUE | Residential | Residential New Construction/Next Step Homes | WA Multifamily Homes | Energy Star | 2021 | 0 | 0 | 0 | No equivalent 7th PP measure | 0% | 200 | Savings Rate is above the existing code. NEEA updates the rates with actual data using regional assumptions (e.g. RTF or the REM Rate tool adjusted for Northwest assumptions). | 0 | 0 | 0
Res_201301_P19T1 | Res_201301 | 0 | 0 | 1 | 1 | TRUE | Residential | Residential New Construction/Next Step Homes | Energy Performance Score | Above Code Building | 2021 | 3694 | 3694 | 0 | No equivalent 7th PP measure | 13.99% | 1500 | Savings Rate is above the existing code. NEEA updates the rates with actual data using regional assumptions (e.g. RTF or the REM Rate tool adjusted for Northwest assumptions). | 0.088464 | 0.088464 | 0
RES_201301_P5T1 | RES_201301 | 0 | 0 | 1 | 1 | TRUE | Residential | Residential New Construction/Next Step Homes | ID Homes (ENERGY STAR Northwest Homes) | Energy Star | 2021 | 0 | 0 | 0 | No equivalent 7th PP measure | 0% | 685 | Savings Rate is above the existing code. NEEA updates the rates with actual data using regional assumptions (e.g. RTF or the REM Rate tool adjusted for Northwest assumptions). | 0 | 0 | 0
RES_201301_P6T1 | RES_201301 | 0 | 0 | 1 | 1 | TRUE | Residential | Residential New Construction/Next Step Homes | MT Homes (ENERGY STAR Northwest Homes) | Energy Star | 2021 | 0 | 0 | 0 | No equivalent 7th PP measure | 0% | 486 | Savings Rate is above the existing code. NEEA updates the rates with actual data using regional assumptions (e.g. RTF or the REM Rate tool adjusted for Northwest assumptions). | 0 | 0 | 0
RES_201301_P26T5 | RES_201301 | 0 | 0 | 1 | 1 | TRUE | Residential | Residential New Construction/Next Step Homes | OR Earth Advantage | Above Code Building | 2021 | 44.541 | 4 | 0 | No equivalent 7th PP measure | 13.99% | 165.543 | Savings Rate is above the existing code. NEEA updates the rates with actual data using regional assumptions (e.g. RTF or the REM Rate tool adjusted for Northwest assumptions). | 0.00011772 | 1.0572e-05 | 0.00010715
RES_201301_P7T1 | RES_201301 | 0 | 0 | 1 | 1 | TRUE | Residential | Residential New Construction/Next Step Homes | OR Homes (ENERGY STAR Northwest Homes) | Energy Star | 2021 | 0 | 0 | 0 | No equivalent 7th PP measure | 0% | 525 | Savings Rate is above the existing code. NEEA updates the rates with actual data using regional assumptions (e.g. RTF or the REM Rate tool adjusted for Northwest assumptions). | 0 | 0 | 0
RES_201301_P21T1 | RES_201301 | 0 | 0 | 1 | 1 | TRUE | Residential | Residential New Construction/Next Step Homes | Utility Program Version 2 (Idaho) | Above Code Building | 2021 | 0 | 0 | 0 | No equivalent 7th PP measure | 0% | 0 | Savings Rate is above the existing code. NEEA updates the rates with actual data using regional assumptions (e.g. RTF or the REM Rate tool adjusted for Northwest assumptions). | 0 | 0 | 0
RES_201301_P22T1 | RES_201301 | 0 | 0 | 1 | 1 | TRUE | Residential | Residential New Construction/Next Step Homes | Utility Program Version 2 (Montana) | Above Code Building | 2021 | 0 | 0 | 0 | No equivalent 7th PP measure | 0% | 0 | Savings Rate is above the existing code. NEEA updates the rates with actual data using regional assumptions (e.g. RTF or the REM Rate tool adjusted for Northwest assumptions). | 0 | 0 | 0
RES_201301_P23T1 | RES_201301 | 0 | 0 | 1 | 1 | TRUE | Residential | Residential New Construction/Next Step Homes | Utility Program Version 2 (Oregon) | Above Code Building | 2021 | 0 | 0 | 0 | No equivalent 7th PP measure | 0% | 0 | Savings Rate is above the existing code. NEEA updates the rates with actual data using regional assumptions (e.g. RTF or the REM Rate tool adjusted for Northwest assumptions). | 0 | 0 | 0
RES_201301_P24T1 | RES_201301 | 0 | 0 | 1 | 1 | TRUE | Residential | Residential New Construction/Next Step Homes | Utility Program Version 2 (Washington) | Above Code Building | 2021 | 0 | 0 | 0 | No equivalent 7th PP measure | 0% | 0 | Savings Rate is above the existing code. NEEA updates the rates with actual data using regional assumptions (e.g. RTF or the REM Rate tool adjusted for Northwest assumptions). | 0 | 0 | 0
Res_201301_P20T3 | Res_201301 | 0 | 0 | 1 | 1 | TRUE | Residential | Residential New Construction/Next Step Homes | WA BuiltGreen Multifamily | Above Code Building | 2021 | 378.6637 | 378.6637 | 0 | No equivalent 7th PP measure | 13.99% | 600 | Savings Rate is above the existing code. NEEA updates the rates with actual data using regional assumptions (e.g. RTF or the REM Rate tool adjusted for Northwest assumptions). | 0.0036273 | 0.0036273 | 0
RES_201301_P11T1 | RES_201301 | 0 | 0 | 1 | 1 | TRUE | Residential | Residential New Construction/Next Step Homes | WA Homes (ENERGY STAR Northwest Homes) | Energy Star | 2021 | 0 | 0 | 0 | No equivalent 7th PP measure | 0% | 373 | Savings Rate is above the existing code. NEEA updates the rates with actual data using regional assumptions (e.g. RTF or the REM Rate tool adjusted for Northwest assumptions). | 0 | 0 | 0
RES_201301_P25T1 | RES_201301 | 0 | 0 | 1 | 1 | TRUE | Residential | Residential New Construction/Next Step Homes | WA National Green Building Standard Multifamily | Above Code Building | 2021 | 71.7728 | 0 | 0 | No equivalent 7th PP measure | 13.99% | 0 | Savings Rate is above the existing code. NEEA updates the rates with actual data using regional assumptions (e.g. RTF or the REM Rate tool adjusted for Northwest assumptions). | 0 | 0 | 0
Savings Rate Source
-No equivalent Power Plan measure. The Council recommended NEEA use its savings rates. -For voluntary programs, NEEA uses TRC. Feb. 15, 2018. NewHomesCPC_TRC_2017ProgramSavingsReporting_2018-02-15. The analysis is evaluated by Energy 350.
Tracked Units
NEEA tracks above-code certifications through its Next Step Homes Program. -TRC. Feb. 15, 2019. NewHomesCPC_TRC_2018ProgramSavingsReporting_2019-02-15_FINAL.xlsx.
Note on M5: Christina Steinhoff: Pulling total sales
Note on N5: Christina Steinhoff: The historical values are Local Program Units reported by Energy Trust of Oregon, Bonneville Power Administration, and local utilities. The forecast are based on historical trends, surveys of funders and program expectations.
Note on O5: Christina Steinhoff: The Power Plan incorporates baseline in the savings rate calculation. In many cases, it also attributes a percent of the savings to baseline. These Baseline Units represent those percentages.
Note on K11: Christina Steinhoff: Home Energy Rating System and National ENERGY STAR homes.

## Room_AC
Summary Page
|  |  |  | 2019RES_201403_P8T1 |  |  | Retail Product Portfolio: | The Retail Product Portfolio initiative uses mid-stream incentives to influence retail stocking practices, ultimately driving manufacturing and standards for a portfolio of energy-efficient product sold through the retail channel. | [19 empty] | frozen
|  |  |  | 2019RES_201403_P8T1 | TRUE | [22 empty] | actual
Lookups | [6 empty] | Measure |  |  |  |  | Units |  |  |  |  | Savings Rate |  | aMW Savings
Measure Index | Initiative Index | Code | Standard | Duplicate? | IOU Savings Category | Reportable | Sector | Initiative | Product | Tier | Year | Total Regional Savings | Gross Local Program | Council Baseline | Baseline Assumption | Funder Share | kWh/ Unit-Year | Comments | Total Savings | Local Programs | Remaining Savings
RES_201403_P3t1 | RES_201403 | 0 | 0 | 1 | 1 | TRUE | Residential | Retail Product Portfolio | Room AC | Energy Star | 2019 | 17858.0476 | 0 | 0 | No equivalent measure. 2015 current practice baseline incorporated in the savings rate. | 14.2% | 76.9911 | NEEA calculation. See below for details. Update is based on sales data. | 0.022287 | 0 | 0.022287
RES_201403_P3t1 | RES_201403 | 0 | 0 | 1 | 1 | TRUE | Residential | Retail Product Portfolio | Room AC | Energy Star | 2018 | 21922 | 0 | 0 | No equivalent measure. 2015 current practice baseline incorporated in the savings rate. | 14.2% | 64.882 | NEEA calculation. See below for details. Update is based on sales data. | 0.023056 | 0 | 0.023056
RES_201403_P3t1 | RES_201403 | 0 | 0 | 1 | 1 | TRUE | Residential | Retail Product Portfolio | Room AC | ENERGY STAR V4 | 2020 | 20886.0529 | 0 | 0 | No equivalent measure. 2015 current practice baseline incorporated in the savings rate. | 13.99% | 10.4109 | NEEA calculation. See below. | 0.0034715 | 0 | 0.0034715
RES_201403_P3t1 | RES_201403 | 0 | 0 | 1 | 1 | TRUE | Residential | Retail Product Portfolio | Room AC | ENERGY STAR V4 | 2021 | 21092.2477 | 0 | 0 | No equivalent measure. 2015 current practice baseline incorporated in the savings rate. | 13.99% | 10.4109 | NEEA calculation. See below. | 0.0035058 | 0 | 0.0035058
Track Units from:
Total Regional Sales * Market Share = Tracked Units Market Share Analysis: -Energy Solutions. 2019. Consumer Products UES- Energy Solutions. (dataset). Total Sales: -Data from: ICF. 2019. Retail Products Platform. (dataset). Reported by Climate Zone.
Savings Rates
No equivalent Power Plan measure.
[11 empty] | Savings Rates (kWh/Unit) |  |  | Frozen Unit Energy Consumption Assumptions (kWh/Unit)
[10 empty] | 7th PP Savings Rate | 2018 | 2019 |  | Baseline UEC | ES UEC (2018)
[7 empty] | 1. Without reverse cycle, with louvered sides, and less than 6,000 Btu/h |  |  | ENERGY STAR Version 4 | 26.2391 | 26.2391 |  | 277.0888 | 250.8497 | 250.8497 | 26.2391
[7 empty] | 2. Without reverse cycle, with louvered sides, and 6,000 to 7,999 Btu/h |  |  | ENERGY STAR Version 4 | 47.4804 | 47.4804 |  | 333.3714 | 285.891 | 285.891 | 47.4804
[7 empty] | 3. Without reverse cycle, with louvered sides, and 8,000 to 9,999 Btu/h |  |  | ENERGY STAR Version 4 | 52.5721 | 52.5721 |  | 432.0339 | 379.4618 | 379.4618 | 52.5721
[7 empty] | 3. Without reverse cycle, with louvered sides, and 10,000 to 13,999 Btu/h |  |  | ENERGY STAR Version 4 | 79.048 | 79.048 |  | 594.1904 | 515.1424 | 515.1424 | 79.048
[7 empty] | 4. Without reverse cycle, with louvered sides, and 14,000 to 19,999 Btu/h |  |  | ENERGY STAR Version 4 | 113.1653 | 113.1653 |  | 863.8787 | 750.7135 | 750.7135 | 113.1653
[7 empty] | 5a. Without reverse cycle, with louvered sides, and 20,000 to 27,999 Btu/h |  |  | ENERGY STAR Version 4 | 149.5584 | 149.5584 |  | 1524.768 | 1375.2096 | 1375.2096 | 149.5584
[7 empty] | 8a. Without reverse cycle, without louvered sides, and 8,000 to 10,999 Btu/h |  |  | ENERGY STAR Version 4 | 67.1896 | 67.1896 |  | 507.0361 | 439.8465 | 439.8465 | 67.1896
[7 empty] | 8b. Without reverse cycle, without louvered sides, and 11,000 to 13,999 Btu/h |  |  | ENERGY STAR Version 4 | 50.3771 | 50.3771 |  | 743.5747 | 693.1976 | 693.1976 | 50.3771
[7 empty] | 16. Casement-Slider |  |  | ENERGY STAR Version 4 | 359.5281 | 359.5281 |  | 679.0444 | 319.5163 | 319.5163 | 359.5281
[10 empty] | Weights | Distribution of Tracked Units |  |  | Source: Calculated values using sales data and RTF asusmptions about cooling degree days from 2017. As requested from the Washington IOUs, the technical assumptions and baseline assumptions are frozen to match the values used in the targets.
[7 empty] | 1. Without reverse cycle, with louvered sides, and less than 6,000 Btu/h |  |  | ENERGY STAR Version 4 | 0% | 8.739% |  | 1.092% | 1.124%
[7 empty] | 2. Without reverse cycle, with louvered sides, and 6,000 to 7,999 Btu/h |  |  | ENERGY STAR Version 4 | 3.626% | 6.426% |  | 0.4853% | 0.4994%
[7 empty] | 3. Without reverse cycle, with louvered sides, and 8,000 to 9,999 Btu/h |  |  | ENERGY STAR Version 4 | 32.24% | 41.87% |  | 89.4% | 89.95%
[7 empty] | 3. Without reverse cycle, with louvered sides, and 10,000 to 13,999 Btu/h |  |  | ENERGY STAR Version 4 | 43.86% | 32.37%
[7 empty] | 4. Without reverse cycle, with louvered sides, and 14,000 to 19,999 Btu/h |  |  | ENERGY STAR Version 4 | 18.06% | 9.672% |  | 8.037% | 7.473%
[7 empty] | 5a. Without reverse cycle, with louvered sides, and 20,000 to 27,999 Btu/h |  |  | ENERGY STAR Version 4 | 2.094% | 0.2521% |  | 0.5139% | 0.4876%
[7 empty] | 8a. Without reverse cycle, without louvered sides, and 8,000 to 10,999 Btu/h |  |  | ENERGY STAR Version 4 | 0.1049% | 0.2527% |  | 0% | 0%
[7 empty] | 8b. Without reverse cycle, without louvered sides, and 11,000 to 13,999 Btu/h |  |  | ENERGY STAR Version 4 | 0.01368% | 0.3476% |  | 0.4661% | 0.4334%
[7 empty] | 16. Casement-Slider |  |  | ENERGY STAR Version 4 | 0% | 0.07618% |  | 0.006681% | 0.03106%
7th PP Savings Rate
[11 empty] | 76.9911 | 64.882
Source: Update based on program sales data collected by ICF and processed by Energy Solutions. See belo
2018 sales data to estimate distribution of tracked units
[7 empty] | Product Class(B) | RPP Tier(C) | Sales(5) | Share of Annual Sales
[7 empty] | 1. Without reverse cycle, with louvered sides, and less than 6,000 Btu/h | ENERGY STAR v4 | 0 | 0%
[7 empty] | 2. Without reverse cycle, with louvered sides, and 6,000 to 7,999 Btu/h | ENERGY STAR v4 | 795 | 1.453%
[7 empty] | 3. Without reverse cycle, with louvered sides, and 8,000 to 9,999 Btu/h | ENERGY STAR v4 | 7067 | 12.92%
[7 empty] | 3. Without reverse cycle, with louvered sides, and 10,000 to 13,999 Btu/h | ENERGY STAR v4 | 9615 | 17.58%
[7 empty] | 4. Without reverse cycle, with louvered sides, and 14,000 to 19,999 Btu/h | ENERGY STAR v4 | 3960 | 7.239%
[7 empty] | 5a. Without reverse cycle, with louvered sides, and 20,000 to 27,999 Btu/h | ENERGY STAR v4 | 459 | 0.8391%
[7 empty] | 5b. Without reverse cycle, with louvered sides, and 28,000 Btu/h or more | ENERGY STAR v4 | 0 | 0%
[7 empty] | 8a. Without reverse cycle, without louvered sides, and 8,000 to 10,999 Btu/h | ENERGY STAR v4 | 23 | 0.04205%
[7 empty] | 8b. Without reverse cycle, without louvered sides, and 11,000 to 13,999 Btu/h | ENERGY STAR v4 | 3 | 0.005484%
[7 empty] | 11. With reverse cycle, with louvered sides, and less than 20,000 Btu/h | ENERGY STAR v4 | 0 | 0%
[7 empty] | 16. Casement-Slider | ENERGY STAR v4 | 0 | 0%
-Analysis by: Energy Solutions. 2019. Consumer Products UES- Energy Solutions. (dataset).
-Data from: ICF. 2019. Retail Products Platform. (dataset).
[7 empty] | Product Class(B) | RPP Tier(C) | Sales-weighted On Power(1) (W) | Sales-weighted Off Power(2) (W) | Sales-weighted Cooling Capacity(3) (BTU/hr) | Sales-weighted CEER(4) | Sales(5) | Share of Annual Sales | Zone 1 Weighted UEC (kWh/yr) | Zone 2 Weighted UEC (kWh/yr) | Zone 3 Weighted UEC (kWh/yr) | Net UEC - All Zones (kWh/yr) | Year Table layout | Product Class | NEEA Tier | Share by category | Category | Baseline | ES V4 | Savings Rate | ES Weights
[7 empty] | 1. Without reverse cycle, with louvered sides, and less than 6,000 Btu/h | Not Qualified | 514.9124 | 0.85785 | 5000 | 9.6015 | 7252 | 14.23% | 32.1501 | 69.7839 | 125.0106 | 61.2249 | 2015 | 1 | 0 | 33.97%
[7 empty] | 1. Without reverse cycle, with louvered sides, and less than 6,000 Btu/h | ENERGY STAR v3 | 440.4373 | 0.25369 | 5000 | 11.0079 | 14098 | 27.67% | 23.3146 | 55.5403 | 102.8308 | 48.2112 | 2015 | 1 | 0 | 66.03% | 1 | 52.6316 | 0 |  | 0%
[7 empty] | 2. Without reverse cycle, with louvered sides, and 6,000 to 7,999 Btu/h | Not Qualified | 566.875 | 0.84098 | 6093.75 | 10.6283 | 32 | 0.0628% | 34.4928 | 75.9319 | 136.743 | 66.5074 | 2015 | 2 | 0 | 0.2739%
[7 empty] | 2. Without reverse cycle, with louvered sides, and 6,000 to 7,999 Btu/h | ENERGY STAR v3 | 530.0176 | 0.85795 | 6000.013 | 11.1968 | 11651 | 22.86% | 32.8747 | 71.6143 | 128.4638 | 62.8038 | 2015 | 2 | 0 | 99.73% | 2 | 62.8139 | 57.7623 | 5.0516 | 3.626%
[7 empty] | 3. Without reverse cycle, with louvered sides, and 8,000 to 9,999 Btu/h | Not Qualified | 813.0519 | 0.85795 | 8000 | 9.7714 | 231 | 0.4533% | 46.4359 | 105.8963 | 193.1532 | 92.3733 | 2015 | 3a | 0 | 2.205%
[7 empty] | 3. Without reverse cycle, with louvered sides, and 8,000 to 9,999 Btu/h | ENERGY STAR v3 | 701.5858 | 0.85794 | 8000.02 | 11.3087 | 10247 | 20.11% | 41.0951 | 92.3951 | 167.6768 | 80.728 | 2015 | 3a | 0 | 97.8% | 3a | 80.9847 | 76.9005 | 4.0843 | 32.24%
[7 empty] | 3. Without reverse cycle, with louvered sides, and 10,000 to 13,999 Btu/h | Not Qualified | 1186.8875 | 0.85795 | 11425 | 9.5901 | 320 | 0.628% | 64.3477 | 151.1765 | 278.5959 | 131.4291 | 2015 | 3b | 0 | 8.466%
[7 empty] | 3. Without reverse cycle, with louvered sides, and 10,000 to 13,999 Btu/h | ENERGY STAR v3 | 1036.2283 | 0.85795 | 11728.324 | 11.2541 | 3460 | 6.79% | 57.1291 | 132.9281 | 244.1617 | 115.6892 | 2015 | 3b | 0 | 91.53% | 3b | 117.0217 | 101.8196 | 15.2021 | 43.86%
[7 empty] | 4. Without reverse cycle, with louvered sides, and 14,000 to 19,999 Btu/h | Not Qualified | 1852.2727 | 0.85795 | 18500 | 9.9778 | 22 | 0.04317% | 96.2287 | 231.77 | 430.6742 | 200.944 | 2015 | 4 | 0 | 0.8349%
[7 empty] | 4. Without reverse cycle, with louvered sides, and 14,000 to 19,999 Btu/h | ENERGY STAR v3 | 1404.9407 | 0.85792 | 15812.821 | 11.2085 | 2613 | 5.128% | 74.7952 | 177.5875 | 328.4332 | 154.2095 | 2015 | 4 | 0 | 99.17% | 4 | 154.5997 | 144.0532 | 10.5466 | 18.06%
[7 empty] | 5a. Without reverse cycle, with louvered sides, and 20,000 to 27,999 Btu/h | Not Qualified | 2525 | 0.85795 | 23975 | 9.4764 | 8 | 0.0157% | 128.4615 | 313.2529 | 584.4306 | 271.226 | 2015 | 5a | 0 | 0.9852%
[7 empty] | 5a. Without reverse cycle, with louvered sides, and 20,000 to 27,999 Btu/h | ENERGY STAR v3 | 2508.3955 | 0.85795 | 24583.955 | 9.7778 | 804 | 1.578% | 127.6659 | 311.2417 | 580.6355 | 269.4913 | 2015 | 5a | 0 | 99.01% | 5a | 269.5084 | 252.9832 | 16.5252 | 2.094%
[7 empty] | 5b. Without reverse cycle, with louvered sides, and 28,000 Btu/h or more | Not Qualified | 3200.5 | 1.1132 | 28000 | 8.7478 | 2 | 0.003925% | 163.0528 | 397.2786 | 741.0002 | 344.0088 | 2015 | 5b | 0 | 100%
[7 empty] | 5b. Without reverse cycle, with louvered sides, and 28,000 Btu/h or more | ENERGY STAR v3 | NA | NA | NA | NA | 0 | 0% | NA | NA | NA | 0 | 2015 | 5b | 0 | 0% | 5b | 344.0088 | 0 |  | 0%
[7 empty] | 8a. Without reverse cycle, without louvered sides, and 8,000 to 10,999 Btu/h | Not Qualified | NA | NA | NA | NA | 0 | 0% | NA | NA | NA | 0 | 2015 | 8a | 0 | 0%
[7 empty] | 8a. Without reverse cycle, without louvered sides, and 8,000 to 10,999 Btu/h | ENERGY STAR v3 | 824.7619 | 0.85795 | 8095.238 | 9.7461 | 63 | 0.1236% | 46.997 | 107.3147 | 195.8296 | 93.5967 | 2015 | 8a | 0 | 100% | 8a | 93.5967 | 101.9549 | -8.3582 | 0.1049%
[7 empty] | 8b. Without reverse cycle, without louvered sides, and 11,000 to 13,999 Btu/h | Not Qualified | 1335 | 0.85795 | 12000 | 8.9495 | 1 | 0.001962% | 71.4443 | 169.1163 | 312.448 | 146.9029 | 2015 | 8b | 0 | 0.6494%
[7 empty] | 8b. Without reverse cycle, without louvered sides, and 11,000 to 13,999 Btu/h | ENERGY STAR v3 | 1220 | 0.85795 | 12000 | 9.7891 | 153 | 0.3002% | 65.9343 | 155.1872 | 286.164 | 134.8885 | 2015 | 8b | 0 | 99.35% | 8b | 134.9665 | 127.6933 | 7.2732 | 0.01368%
[7 empty] | 11. With reverse cycle, with louvered sides, and less than 20,000 Btu/h | Not Qualified | 815 | 0.85795 | 8000 | 9.746 | 1 | 0.001962% | 46.5292 | 106.1323 | 193.5985 | 92.5768 | 2015 | 11 | 0 | 100%
[7 empty] | 11. With reverse cycle, with louvered sides, and less than 20,000 Btu/h | ENERGY STAR v3 | NA | NA | NA | NA | 0 | 0% | NA | NA | NA | 0 | 2015 | 11 | 0 | 0% | 11 | 92.5768 | 0 |  | 0%
[7 empty] | 16. Casement-Slider | Not Qualified | NA | NA | NA | NA | 0 | 0% | NA | NA | NA | 0 | 2015 | 16 | 0 | 0%
[7 empty] | 16. Casement-Slider | ENERGY STAR v3 | NA | NA | NA | NA | 0 | 0% | NA | NA | NA | 0 | 2015 | 16 | 0 | 0% | 16 | 0 | 0 |  | 0%
[7 empty] | 1. Without reverse cycle, with louvered sides, and less than 6,000 Btu/h | Not Qualified | 451.7222 | 0.74701 | 5000 | 10.9601 | 54 | 0.09871% | 28.1561 | 61.1718 | 109.6217 | 53.3307 | 2018 | 1 | 0 | 0.3249%
[7 empty] | 1. Without reverse cycle, with louvered sides, and less than 6,000 Btu/h | ENERGY STAR v3 | 446.2505 | 0.58914 | 5021.511 | 11 | 16564 | 30.28% | 26.5176 | 59.1443 | 107.0233 | 51.3956 | 2018 | 1 | 0 | 99.68%
[7 empty] | 1. Without reverse cycle, with louvered sides, and less than 6,000 Btu/h | ENERGY STAR v4 | NA | NA | NA | NA | 0 | 0% | NA | NA | NA | 0 | 2018 | 1 | 1 | 0% |  |  |  |  | 10.4109
[7 empty] | 2. Without reverse cycle, with louvered sides, and 6,000 to 7,999 Btu/h | Not Qualified | 536.3979 | 0.97086 | 6000 | 10.9999 | 8381 | 15.32% | 34.1648 | 73.3632 | 130.8861 | 64.0538 | 2018 | 2 | 0 | 51.19%
[7 empty] | 2. Without reverse cycle, with louvered sides, and 6,000 to 7,999 Btu/h | ENERGY STAR v3 | 527.3432 | 0.84751 | 6046.712 | 11.1665 | 7196 | 13.15% | 32.6556 | 71.2001 | 127.7634 | 62.0459 | 2018 | 2 | 0 | 43.95%
[7 empty] | 2. Without reverse cycle, with louvered sides, and 6,000 to 7,999 Btu/h | ENERGY STAR v4 | 499.7623 | 0.68329 | 6112.642 | 12.1 | 795 | 1.453% | 29.9024 | 66.4398 | 120.0576 | 57.7623 | 2018 | 2 | 1 | 4.856%
[7 empty] | 3. Without reverse cycle, with louvered sides, and 8,000 to 9,999 Btu/h | Not Qualified | 710.2489 | 0.60267 | 8000 | 11.1954 | 442 | 0.808% | 39.2848 | 91.2377 | 167.4775 | 78.899 | 2018 | 3a | 0 | 5.882%
[7 empty] | 3. Without reverse cycle, with louvered sides, and 8,000 to 9,999 Btu/h | ENERGY STAR v3 | 703 | 0.97752 | 8051 | 11.05 | 6 | 0.01097% | 42.2053 | 93.6001 | 169.0209 | 81.3941 | 2018 | 3a | 0 | 0.07984%
[7 empty] | 3. Without reverse cycle, with louvered sides, and 8,000 to 9,999 Btu/h | ENERGY STAR v4 | 662.9767 | 0.93807 | 8001.367 | 12 | 7067 | 12.92% | 39.9438 | 88.4113 | 159.5365 | 76.9005 | 2018 | 3a | 1 | 94.04%
[7 empty] | 3. Without reverse cycle, with louvered sides, and 10,000 to 13,999 Btu/h | Not Qualified | 1042.8571 | 0.99921 | 11371.429 | 10.8551 | 7 | 0.0128% | 58.6783 | 134.9523 | 246.8828 | 116.8375 | 2018 | 3b | 0 | 0.07271%
[7 empty] | 3. Without reverse cycle, with louvered sides, and 10,000 to 13,999 Btu/h | ENERGY STAR v3 | 1024 | 0.99916 | 11600 | 11.2469 | 5 | 0.00914% | 57.7743 | 132.6678 | 242.5725 | 114.8809 | 2018 | 3b | 0 | 0.05194%
[7 empty] | 3. Without reverse cycle, with louvered sides, and 10,000 to 13,999 Btu/h | ENERGY STAR v4 | 893.5162 | 1.0539 | 10805.72 | 12 | 9615 | 17.58% | 52 | 117.3368 | 213.2172 | 101.8196 | 2018 | 3b | 1 | 99.88%
[7 empty] | 4. Without reverse cycle, with louvered sides, and 14,000 to 19,999 Btu/h | Not Qualified | 1525.625 | 0.97065 | 16687.5 | 10.9185 | 8 | 0.01462% | 81.5604 | 193.1797 | 356.9788 | 166.6705 | 2018 | 4 | 0 | 0.2016%
[7 empty] | 4. Without reverse cycle, with louvered sides, and 14,000 to 19,999 Btu/h | ENERGY STAR v3 | 1625 | 0.85795 | 18500 | 11.3438 | 1 | 0.001828% | 85.3393 | 204.2421 | 378.7295 | 176.0031 | 2018 | 4 | 0 | 0.0252%
[7 empty] | 4. Without reverse cycle, with louvered sides, and 14,000 to 19,999 Btu/h | ENERGY STAR v4 | 1291.8596 | 1.1591 | 15275.556 | 12.071 | 3960 | 7.239% | 72.0029 | 166.4946 | 305.1592 | 144.0532 | 2018 | 4 | 1 | 99.77%
[7 empty] | 5a. Without reverse cycle, with louvered sides, and 20,000 to 27,999 Btu/h | Not Qualified | 2470 | 0.85795 | 24200 | 9.7744 | 11 | 0.02011% | 125.8263 | 306.5912 | 571.86 | 263.6602 | 2018 | 5a | 0 | 2.321%
[7 empty] | 5a. Without reverse cycle, with louvered sides, and 20,000 to 27,999 Btu/h | ENERGY STAR v3 | 2420 | 0.91773 | 23750 | 9.6 | 4 | 0.007312% | 123.9518 | 301.0518 | 560.9425 | 258.9912 | 2018 | 5a | 0 | 0.8439%
[7 empty] | 5a. Without reverse cycle, with louvered sides, and 20,000 to 27,999 Btu/h | ENERGY STAR v4 | 2312.1351 | 1.5159 | 23995.643 | 10.3092 | 459 | 0.8391% | 123.9984 | 293.1579 | 541.3961 | 252.9832 | 2018 | 5a | 1 | 96.84%
[7 empty] | 5b. Without reverse cycle, with louvered sides, and 28,000 Btu/h or more | Not Qualified | NA | NA | NA | NA | 0 | 0% | NA | NA | NA | 0 | 2018 | 5b | 0 | 0%
[7 empty] | 5b. Without reverse cycle, with louvered sides, and 28,000 Btu/h or more | ENERGY STAR v3 | NA | NA | NA | NA | 0 | 0% | NA | NA | NA | 0 | 2018 | 5b | 0 | 0
[7 empty] | 5b. Without reverse cycle, with louvered sides, and 28,000 Btu/h or more | ENERGY STAR v4 | NA | NA | NA | NA | 0 | 0% | NA | NA | NA | 0 | 2018 | 5b | 1 | 0
[7 empty] | 8a. Without reverse cycle, without louvered sides, and 8,000 to 10,999 Btu/h | Not Qualified | NA | NA | NA | NA | 0 | 0% | NA | NA | NA | 0 | 2018 | 8a | 0 | 0%
[7 empty] | 8a. Without reverse cycle, without louvered sides, and 8,000 to 10,999 Btu/h | ENERGY STAR v3 | 859 | 0.85795 | 8477.333 | 9.6973 | 3 | 0.005484% | 48.6374 | 111.4617 | 203.655 | 96.5412 | 2018 | 8a | 0 | 11.54%
[7 empty] | 8a. Without reverse cycle, without louvered sides, and 8,000 to 10,999 Btu/h | ENERGY STAR v4 | 901.913 | 0.96902 | 9556.522 | 10.6 | 23 | 0.04205% | 51.6619 | 117.6196 | 214.4113 | 101.9549 | 2018 | 8a | 1 | 88.46%
[7 empty] | 8b. Without reverse cycle, without louvered sides, and 11,000 to 13,999 Btu/h | Not Qualified | NA | NA | NA | NA | 0 | 0% | NA | NA | NA | 0 | 2018 | 8b | 0 | 0%
[7 empty] | 8b. Without reverse cycle, without louvered sides, and 11,000 to 13,999 Btu/h | ENERGY STAR v3 | 1189 | 0.83264 | 11762 | 9.8182 | 3 | 0.005484% | 64.2283 | 151.2135 | 278.8626 | 130.5549 | 2018 | 8b | 0 | 50%
[7 empty] | 8b. Without reverse cycle, without louvered sides, and 11,000 to 13,999 Btu/h | ENERGY STAR v4 | 1116.6667 | 1.3685 | 11933.333 | 10.5 | 3 | 0.005484% | 65.4344 | 147.085 | 266.9055 | 127.6933 | 2018 | 8b | 1 | 50%
[7 empty] | 11. With reverse cycle, with louvered sides, and less than 20,000 Btu/h | Not Qualified | NA | NA | NA | NA | 0 | 0% | NA | NA | NA | 0 | 2018 | 11 | 0 | 0%
[7 empty] | 11. With reverse cycle, with louvered sides, and less than 20,000 Btu/h | ENERGY STAR v3 | NA | NA | NA | NA | 0 | 0% | NA | NA | NA | 0 | 2018 | 11 | 0 | 0%
[7 empty] | 11. With reverse cycle, with louvered sides, and less than 20,000 Btu/h | ENERGY STAR v4 | NA | NA | NA | NA | 0 | 0% | NA | NA | NA | 0 | 2018 | 11 | 1 | 0%
[7 empty] | 16. Casement-Slider | Not Qualified | 960 | 0.85795 | 10000 | 10.4 | 96 | 0.1755% | 53.4767 | 123.6951 | 226.7392 | 107.0185 | 2018 | 16 | 0 | 100%
[7 empty] | 16. Casement-Slider | ENERGY STAR v3 | NA | NA | NA | NA | 0 | 0% | NA | NA | NA | 0 | 2018 | 16 | 0 | 0%
[7 empty] | 16. Casement-Slider | ENERGY STAR v4 | NA | NA | NA | NA | 0 | 0% | NA | NA | NA | 0 | 2018 | 16 | 1 | 0%
Note on M5: Christina Steinhoff: Pulling total sales
Note on N5: Christina Steinhoff: The historical values are Local Program Units reported by Energy Trust of Oregon, Bonneville Power Administration, and local utilities. The forecast are based on historical trends, surveys of funders and program expectations.
Note on O5: Christina Steinhoff: The Power Plan incorporates baseline in the savings rate calculation. In many cases, it also attributes a percent of the savings to baseline. These Baseline Units represent those percentages.
Note on O29: Christina Steinhoff: target values

## Soundbars
|  |  |  | 2019RES_201403_P8T1 |  |  | Retail Product Portfolio: | The Retail Product Portfolio initiative uses mid-stream incentives to influence retail stocking practices, ultimately driving manufacturing and standards for a portfolio of energy-efficient product sold through the retail channel. | [13 empty] | frozen
|  |  |  | 2019RES_201403_P8T1 | TRUE | [16 empty] | actual
Lookups | [6 empty] | Measure |  |  |  |  | Units |  |  |  |  | Savings Rate |  | aMW Savings
Measure Index | Initiative Index | Code | Standard | Duplicate? | IOU Savings Category | Reportable | Sector | Initiative | Product | Tier | Year | Total Regional Savings | Gross Local Program | Council Baseline | Baseline Assumption | Funder Share | kWh/ Unit-Year | Comments | Total Savings | Local Programs | Remaining Savings
RES_201403_P4t1 | RES_201403 | 0 | 0 | 1 | 1 | TRUE | Residential | Retail Product Portfolio | Home Audio | Energy Star | 2018 | 24 | 0 | 0 | No equivalent measure. Baseline incorporated in the savings rate. | 14.2% | 0.4299 | See below | 1.6725e-07 | 0 | 1.6725e-07
RES_201403_P4t2 | RES_201403 | 0 | 0 | 1 | 1 | TRUE | Residential | Retail Product Portfolio | Home Audio | ENERGY STAR +15% | 2018 | 515 | 0 | 0 | No equivalent measure. Baseline incorporated in the savings rate. | 14.2% | -9.2879 | The ENERGY STAR spec allows products to be +15% while using more energy than the base tier. As a result, the savings rate is negative. | -7.7537e-05 | 0 | -7.7537e-05
RES_201403_P4t3 | RES_201403 | 0 | 0 | 1 | 1 | TRUE | Residential | Retail Product Portfolio | Home Audio | ENERGY STAR +50% | 2018 | 41468 | 0 | 0 | No equivalent measure. Baseline incorporated in the savings rate. | 14.2% | 10.2114 | See below | 0.0068641 | 0 | 0.0068641
RES_201403_P4t1 | RES_201403 | 0 | 0 | 1 | 1 | TRUE | Residential | Retail Product Portfolio | Home Audio | Energy Star | 2019 | 0 | 0 | 0 | No equivalent measure. Baseline incorporated in the savings rate. | 0% |  | TBD | 0 | 0 | 0
RES_201403_P4t2 | RES_201403 | 0 | 0 | 1 | 1 | TRUE | Residential | Retail Product Portfolio | Home Audio | ENERGY STAR +15% | 2019 | 535.227 | 0 | 0 | No equivalent measure. Baseline incorporated in the savings rate. | 14.2% |  | TBD | 0 | 0 | 0
RES_201403_P4t3 | RES_201403 | 0 | 0 | 1 | 1 | TRUE | Residential | Retail Product Portfolio | Home Audio | ENERGY STAR +50% | 2019 | 41177.724 | 0 | 0 | No equivalent measure. Baseline incorporated in the savings rate. | 14.2% |  | TBD | 0 | 0 | 0
RES_201403_P4t1 | RES_201403 | 0 | 0 | 1 | 1 | TRUE | Residential | Retail Product Portfolio | Home Audio | Energy Star | 2020 | 0 | 0 | 0 | No equivalent measure. Baseline incorporated in the savings rate. | 0% | 0 | See below | 0 | 0 | 0
RES_201403_P4t2 | RES_201403 | 0 | 0 | 1 | 1 | TRUE | Residential | Retail Product Portfolio | Soundbars | ENERGY STAR V4 (future spec) | 2020 | 21381.525 | 0 | 0 | No equivalent measure. Baseline incorporated in the savings rate. | 13.99% | 10.2114 | Based on ENERGY STAR v3 +50% | 0.0034858 | 0 | 0.0034858
RES_201403_P4t3 | RES_201403 | 0 | 0 | 1 | 1 | TRUE | Residential | Retail Product Portfolio | Soundbars | ENERGY STAR V4 ME (future spec) | 2020 | 7953.5045 | 0 | 0 | No equivalent measure. Baseline incorporated in the savings rate. | 13.99% | 10.2114 | Based on ENERGY STAR v3 +50% | 0.0012966 | 0 | 0.0012966
RES_201403_P4t1 | RES_201403 | 0 | 0 | 1 | 1 | TRUE | Residential | Retail Product Portfolio | Home Audio | Energy Star | 2021 | 0 | 0 | 0 | No equivalent measure. Baseline incorporated in the savings rate. | 0% |  | TBD | 0 | 0 | 0
RES_201403_P4t2 | RES_201403 | 0 | 0 | 1 | 1 | TRUE | Residential | Retail Product Portfolio | Soundbars | ENERGY STAR V4 (future spec) | 2021 | 19737.5432 | 0 | 0 | No equivalent measure. Baseline incorporated in the savings rate. | 13.99% | 10.2114 | Based on ENERGY STAR v3 +50% | 0.0032178 | 0 | 0.0032178
RES_201403_P4t3 | RES_201403 | 0 | 0 | 1 | 1 | TRUE | Residential | Retail Product Portfolio | Soundbars | ENERGY STAR V4 ME (future spec) | 2021 | 15351.4225 | 0 | 0 | No equivalent measure. Baseline incorporated in the savings rate. | 13.99% | 10.2114 | Based on ENERGY STAR v3 +50% | 0.0025027 | 0 | 0.0025027
Track Units from:
Total Regional Sales * Market Share = Tracked Units Market Share Analysis: -Energy Solutions. 2019. Consumer Products UES- Energy Solutions. (dataset). Total Sales: -Data from: ICF. 2019. Retail Products Platform. (dataset).
Savings Rates
Sound bars were not in the 7th PP. As a result, NEEA calculates the savings rate using program data and a 2015 baseline year.
Calculations Summary Table
[7 empty] | Year(A) | RPP Tier(B) | Sales-weighted On-Mode Power(1) (W) | Sales-weighted Idle Power(2) (W) | Sales-weighted Standby Power(3) (W) | Sales-weighted % Better than ESTAR(4) | Sales-weighted UEC(5) (kWh/yr) | Sales(6) | Share of Annual Sales | Year Table layout
[7 empty] | 2015 | Non-ENERGY STAR | 14.6409 | 8.4696 | 1.7846 | 0% | 40.8259 | 62808 | 53.61% | 2015
[8 empty] | ENERGY STAR v3 | 11.0494 | 2.9872 | 1.6765 | 2.506% | 30.4524 | 1458 | 1.244% | 2015
[8 empty] | ENERGY STAR v3 +15% | 10.9097 | 4.1395 | 0.60026 | 39.24% | 24.0829 | 936 | 0.7989% | 2015
[8 empty] | ENERGY STAR v3 +50% | 13.6262 | 3.433 | 0.37728 | 80.85% | 26.2285 | 51964 | 44.35% | 2015
[7 empty] | 2018 | Non-ENERGY STAR | 14.6409 | 8.4696 | 1.7846 | 0% | 40.8259 | 68419 | 61.96% | 2018
[8 empty] | ENERGY STAR v3 | 14.8875 | 3.0625 | 1.225 | 0.8333% | 33.6591 | 24 | 0.02173% | 2018
[8 empty] | ENERGY STAR v3 +15% | 13.2339 | 7.9625 | 2.5794 | 35.02% | 43.3769 | 515 | 0.4664% | 2018
[8 empty] | ENERGY STAR v3 +50% | 11.9615 | 1.5287 | 0.58637 | 75.25% | 23.8776 | 41468 | 37.55% | 2018
-Analysis by: Energy Solutions. 2019. Consumer Products UES- Energy Solutions. (dataset). -Data from: ICF. 2019. Retail Products Platform. (dataset). Evaluated by Research Into Action. (2016).
[8 empty] | Baseline | 34.089
Savings Rate (kWh/Units)
[8 empty] | ENERGY STAR v3 | 0.4299
[8 empty] | ENERGY STAR v3 +15% | -9.2879
[8 empty] | ENERGY STAR v3 +50% | 10.2114
Calculation for Future ENERGY STAR Specification (note the current specification is under revision)
[7 empty] | Year(A) | RPP Tier(B) | Sales-weighted On-Mode Power(1) (W) | Sales-weighted Idle Power(2) (W) | Sales-weighted Standby Power(3) (W) | Sales-weighted % Better than ESTAR(4) | Sales-weighted UEC(5) (kWh/yr) | Sales(6) | Share of Annual Sales | Year Table layout
[7 empty] | 2015 | Non-ENERGY STAR | 14.6409 | 8.4696 | 1.7846 | 0% | 40.8259 | 62808 | 53.61% | 2015
[8 empty] | ENERGY STAR v3 | 11.0494 | 2.9872 | 1.6765 | 2.506% | 30.4524 | 1458 | 1.244% | 2015
[8 empty] | ENERGY STAR v3 +15% | 10.9097 | 4.1395 | 0.60026 | 39.24% | 24.0829 | 936 | 0.7989% | 2015
[8 empty] | ENERGY STAR v3 +50% | 13.6262 | 3.433 | 0.37728 | 80.85% | 26.2285 | 51964 | 44.35% | 2015
[7 empty] | 2018 | Non-ENERGY STAR | 14.6409 | 8.4696 | 1.7846 | 0% | 40.8259 | 68419 | 61.96% | 2018
[8 empty] | ENERGY STAR v3 | 14.8875 | 3.0625 | 1.225 | 0.8333% | 33.6591 | 24 | 0.02173% | 2018
[8 empty] | ENERGY STAR v3 +15% | 13.2339 | 7.9625 | 2.5794 | 35.02% | 43.3769 | 515 | 0.4664% | 2018
[8 empty] | ENERGY STAR v3 +50% | 11.9615 | 1.5287 | 0.58637 | 75.25% | 23.8776 | 41468 | 37.55% | 2018
[7 empty] | (A) | Data range is from March 2015 to December 2018, no months excluded
[7 empty] | (B) | Determined based on the calculated % better than ESTAR | [5 empty] | Baseline |  | 34.089
[7 empty] | (1) | Sumproduct of on-mode power given by ESTAR and market share | [5 empty] | New ENERGY STAR Spec |  | 23.8776
[7 empty] | (2) | Sumproduct of idle power given by ESTAR and market share
[7 empty] | (3) | Sumproduct of standby power given by ESTAR and market share
[7 empty] | (4) | Minimum of the % differences between a unit's on-mode, idle, and standby power and the ESTAR requirements | [7 empty] | 10.2114
[7 empty] | (5) | Assumes 1580 hours on, 730 hours idle, and 6450 hours standby per year
[7 empty] | (6) | Any negative sales were excluded.
[7 empty] | (7) | The values for 2013 and 2014 were taken from the 2016 UES spreadsheet.
[7 empty] | (8) | For sound bars, all unmatched sales are categorized as non-qualifying.
Note on M4: Christina Steinhoff: Pulling total sales
Note on N4: Christina Steinhoff: The historical values are Local Program Units reported by Energy Trust of Oregon, Bonneville Power Administration, and local utilities. The forecast are based on historical trends, surveys of funders and program expectations.
Note on O4: Christina Steinhoff: The Power Plan incorporates baseline in the savings rate calculation. In many cases, it also attributes a percent of the savings to baseline. These Baseline Units represent those percentages.
Note on K12: Christina Steinhoff: Expect a spec revision
Note on S15: Christina Steinhoff: expect a specification revision

## Standards
Summary Page
[7 empty] | Other Non-Residential Standards: | NEEA and its utility partners leverage the market power of the Northwest’s 12 million energy consumers to accelerate the market adoption of more stringent appliance and equipment standards at a regional and national level. NEEA does this by collaborating with its regional partners to develop strategies for advancing higher standards for appliances and equipment.
Lookups | [6 empty] | Measure |  |  |  |  | Units |  |  |  |  | Savings Rate |  | aMW Savings
Measure Index | Initiative Index | Code | Standard | Duplicate? | IOU Savings Category | Reportable | Sector | Initiative | Product | Tier | Year | Total Regional Savings | Gross Local Program | Council Baseline | Baseline Assumption | Funder Share | kWh/ Unit-Year | Comments | Total Savings | Local Programs | Remaining Savings
COM_201304_P7T1 | COM_201304 | 0 | 1 | 1 | 3 | TRUE | Commercial | Other Non-Residential Standards | Rooftop Units | All Product Classes | 2018 | 2.3841 | 0 | 0 | See below for standard | 14.2% | 8760000 | Standards Savings count against the 7th PP baseline if announced after December 31, 2015 | 0.33855 | 0 | 0.33855
COM_201304_P7T1 | COM_201304 | 0 | 1 | 1 | 3 | TRUE | Commercial | Other Non-Residential Standards | Rooftop Units | All Product Classes | 2019 | 2.4887 | 0 | 0 | See below for standard | 14.2% | 8760000 | Standards Savings count against the 7th PP baseline if announced after December 31, 2015 | 0.35339 | 0 | 0.35339
COM_201304_P3T1 | COM_201304 | 0 | 1 | 1 | 3 | TRUE | Commercial | Other Non-Residential Standards | Fed. Std. Vending Machines | All Product Classes | 2018 | 0 | 0 | 0 | See below for standard | 0% | 0 | Standards Savings count against the 7th PP baseline if announced after December 31, 2016 | 0 | 0 | 0
COM_201304_P3T1 | COM_201304 | 0 | 1 | 1 | 3 | TRUE | Commercial | Other Non-Residential Standards | Fed. Std. Vending Machines | All Product Classes | 2019 | 3060.6781 | 0 | 0 | See below for standard | 14.2% | 248.8808 | Standards Savings count against the 7th PP baseline if announced after December 31, 2017 | 0.012348 | 0 | 0.012348
COM_201304_P12T1 | COM_201304 | 0 | 1 | 1 | 3 | TRUE | Commercial | Other Non-Residential Standards | Pre-rinse Spray Valves | All Product Classes | 2018 | 0 | 0 | 0 | See below for standard | 0% | 0 | Standards Savings count against the 7th PP baseline if announced after December 31, 2018 | 0 | 0 | 0
COM_201304_P12T1 | COM_201304 | 0 | 1 | 1 | 3 | TRUE | Commercial | Other Non-Residential Standards | Pre-rinse Spray Valves | All Product Classes | 2019 | 1649.1392 | 0 | 0 | See below for standard | 14.2% | 368.4397 | Standards Savings count against the 7th PP baseline if announced after December 31, 2019 | 0.0098494 | 0 | 0.0098494
COM_201304_P7T1 | COM_201304 | 0 | 1 | 1 | 3 | TRUE | Commercial | Other Non-Residential Standards | Rooftop Units | Federal Standard, Effective 2018 and 2023 | 2020 | 2.6539 | 0 | 0 | See below for standard | 14.2% | 8760000 | Standards Savings count against the 7th PP baseline if announced after December 31, 2015 | 0.37685 | 0 | 0.37685
COM_201304_P9T3 | COM_201304 | 0 | 1 | 1 | 3 | TRUE | Agriculture | Other Non-Residential Standards | Pumps | Federal Standard Effective 2020, Pumps in Agricultural Applications | 2020 | 3813.8229 | 0 | 0 | See below for standard | 14.2% | 162.0307 | Standards Savings count against the 7th PP baseline if announced after December 31, 2015 | 0.010017 | 0 | 0.010017
COM_201304_P9T1 | COM_201304 | 0 | 1 | 1 | 3 | TRUE | Commercial | Other Non-Residential Standards | Pumps | Federal Standard Effective 2020, Pumps in Commercial Applications | 2020 | 10419.0345 | 0 | 0 | See below for standard | 14.2% | 162.0307 | Standards Savings count against the 7th PP baseline if announced after December 31, 2016 | 0.027366 | 0 | 0.027366
COM_201304_P9T2 | COM_201304 | 0 | 1 | 1 | 3 | TRUE | Industrial | Other Non-Residential Standards | Pumps | Federal Standard Effective 2020, Pumps in Industrial Applications | 2020 | 10834.3373 | 0 | 0 | See below for standard | 14.2% | 162.0307 | Standards Savings count against the 7th PP baseline if announced after December 31, 2017 | 0.028457 | 0 | 0.028457
COM_201304_P3T1 | COM_201304 | 0 | 1 | 1 | 3 | TRUE | Commercial | Other Non-Residential Standards | Refrigerated Beverage Vending Machines | Federal Standard, Effective 2019, DOE Final Rule 2016, Refrigerated Beverage Vending Machine | 2020 | 2399.6735 | 0 | 0 | See below for standard | 14.2% | 248.8808 | Standards Savings count against the 7th PP baseline if announced after December 31, 2018 | 0.0096812 | 0 | 0.0096812
COM_201304_P6T2 | COM_201304 | 0 | 1 | 1 | 3 | TRUE | Commercial | Other Non-Residential Standards | Walk-In Coolers and Freezers | Federal Standard, Effective 2020, DOE Final Rule 2017 | 2020 | 6949.1863 | 0 | 0 | See below for standard | 14.2% | 1008.0959 | Standards Savings count against the 7th PP baseline if announced after December 31, 2019 | 0.11356 | 0 | 0.11356
COM_201304_P12T1 | COM_201304 | 0 | 1 | 1 | 2 | TRUE | Commercial | Other Non-Residential Standards | Pre-rinse Spray Valves | Federal Standard, Effective 2019, DOE Final Rule 2016, Pre-rinse Spray Valves | 2020 | 1665.6306 | 0 | 0 | See below for standard | 14.2% | 348.0083 | Standards Savings count against the 7th PP baseline if announced after December 31, 2020 | 0.0093962 | 0 | 0.0093962
COM_201304_P7T1 | COM_201304 | 0 | 1 | 1 | 3 | TRUE | Commercial | Other Non-Residential Standards | Rooftop Units | Federal Standard, Effective 2018 and 2023 | 2021 | 2.6749 | 0 | 0 | See below for standard | 14.2% | 8760000 | Standards Savings count against the 7th PP baseline if announced after December 31, 2015 | 0.37984 | 0 | 0.37984
COM_201304_P9T3 | COM_201304 | 0 | 1 | 1 | 3 | TRUE | Agriculture | Other Non-Residential Standards | Pumps | Federal Standard Effective 2020, Pumps in Agricultural Applications | 2021 | 3861.9967 | 0 | 0 | See below for standard | 14.2% | 161.9926 | Standards Savings count against the 7th PP baseline if announced after December 31, 2015 | 0.010141 | 0 | 0.010141
COM_201304_P9T1 | COM_201304 | 0 | 1 | 1 | 3 | TRUE | Commercial | Other Non-Residential Standards | Pumps | Federal Standard Effective 2020, Pumps in Commercial Applications | 2021 | 10550.641 | 0 | 0 | See below for standard | 14.2% | 161.9926 | Standards Savings count against the 7th PP baseline if announced after December 31, 2016 | 0.027705 | 0 | 0.027705
COM_201304_P9T2 | COM_201304 | 0 | 1 | 1 | 3 | TRUE | Commercial | Other Non-Residential Standards | Pumps | Federal Standard Effective 2020, Pumps in Industrial Applications | 2021 | 10971.1897 | 0 | 0 | See below for standard | 14.2% | 161.9926 | Standards Savings count against the 7th PP baseline if announced after December 31, 2017 | 0.028809 | 0 | 0.028809
COM_201304_P3T1 | COM_201304 | 0 | 1 | 1 | 3 | TRUE | Commercial | Other Non-Residential Standards | Refrigerated Beverage Vending Machines | Federal Standard, Effective 2019, DOE Final Rule 2016, Refrigerated Beverage Vending Machine | 2021 | 2267.9307 | 0 | 0 | See below for standard | 14.2% | 248.8808 | Standards Savings count against the 7th PP baseline if announced after December 31, 2018 | 0.0091497 | 0 | 0.0091497
COM_201304_P6T2 | COM_201304 | 0 | 1 | 1 | 3 | TRUE | Commercial | Other Non-Residential Standards | Walk-In Coolers and Freezers | Federal Standard, Effective 2020, DOE Final Rule 2017 | 2021 | 6959.1952 | 0 | 0 | See below for standard | 14.2% | 1008.0959 | Standards Savings count against the 7th PP baseline if announced after December 31, 2019 | 0.11372 | 0 | 0.11372
COM_201304_P12T1 | COM_201304 | 0 | 1 | 1 | 2 | TRUE | Commercial | Other Non-Residential Standards | Pre-rinse Spray Valves | Federal Standard, Effective 2019, DOE Final Rule 2016, Pre-rinse Spray Valves | 2021 | 1682.2869 | 0 | 0 | See below for standard | 14.2% | 336.6835 | Standards Savings count against the 7th PP baseline if announced after December 31, 2020 | 0.0091813 | 0 | 0.0091813
Savings Rate
Rooftop Units
The savings rate comes from Mike Kennedy. The units come from Cadeo Group, which uses regional assumptions (Commercial Building Stock and the 7th Power Plan) to estimate replacements or Roof Top Units.
Summary of NEEA's work
NEEA worked on a national level to achieve savings from Energy Conservation Standards for Small, Large, and Very Large Air-Cooled Commercial Package Air Conditioning and Heating Equipment that includes 5.5 ton to 63 ton equipment better known as RTU (Roof Top Units). This product was originally a ASHRAE product and their conservation standard levels were set by ASHRAE. NEEA along with advocates asserted that the efficiency metric to be used should be IEER (part load efficiency) instead of EER (full load) and that there was higher standard levels that were economical justified and technically feasible than was set by ASHRAE. In DOE’s (Department of Energy) review in 2014 of ASHRAE standard levels set in 90.1 -2013 they agreed on both accounts with advocates and set up a rulemaking to establish higher levels for this equipment and change the efficiency metric to IEER. DOE in their NOPR (Notice of Proposed Rule) set high conservation standard levels but industry pushed back hard and the threat of lawsuits from manufacturers and AHRI was very eminent. Energy and advocates sought middle ground and opted to set standards through a regulated negotiation process though the Appliance Standards and Rulemaking Federal Advisory Committee (ASRAC). Prior to DOE agreeing to this negotiated process energy and manufacturers met with DOE consultants concerning building modeling and equipment modeling necessary to determine if middle ground could be met in determining opportunity of energy savings in buildings and the capacity of equipment to achieve savings. The initial meetings indicated the basis for a negotiation were feasible and agreement was likely achievable. An ASRAC working group was establish for RTU’s, NEEA applied and was accepted on the working group. The working group met four times in Washington DC for two days at a time and was able to reach consensus on standards levels for equipment in June 2015. A large amount of energy savings form RTU’s was estimated (DOE estimated 11.7 quads over a 30 year period) but a larger savings was realized by recommended modifications of the analysis of the energy advocates to a final negotiated standard levels of 14.6 quads over a thirty year period. The recommend term sheet included the first standard level occurring in 2018 and matched AHSRAE 2013 equipment standard levels and the second standard level of TSL 3 originally proposed by DOE to occur in 2018 occurring in 2023. The final rule was publish January 15, 2016 and was entirely reflective of the term sheet developed by the working group. This was the largest savings from a DOE rule to date. NEEA provided technical expertise in application of equipment in the field that increased the estimated energy savings and kept the pricing of higher efficiency equipment from being over estimated. Advocates working with manufacturers provided a creative solution that achieve energy saving while provide predictability of efficiency requirements to help manufacturers plan their product conversions. The work of advocates help prevent lawsuits that DOE would have likely faced if not for the negotiated process which does not have a cost or energy savings associated with but is important in its own way in saving energy. The flexibility of the ASRAC process allows back and forth along with creative solutions that are not available in the typical DOE process. Without NEEA participation in this process a much weaker or no conservation standards would have been established for RTU’s and there would be 3 quads less of energy taken account in DOE analysis. A win for everybody involved, an untypical outcome from a DOE rulemaking and all thanks to the unwavering support of our funders to leverage and fund NW participation in DOE standard process.
Refrigerated Beverage Machines
The savings rate and units come from Cadeo Group, which uses information from the DOE's rulemaking proceedings.
Cadeo's model uses information from DOE's rulemaking proceedings to develop an estimate of energy saved in the Pacific Northwest due to the establishment of new and amended federal standards from the 2016 BVM Final Rule. Product class and efficiency level distribution information from the 2016 BVM Final Rule analyses is used to develop two weighted annual energy consumption values, one representative of the BVM market without the establishment of federal standards (No-New-Standards Case) and one representative of the BVM market with the establishment of federal standards (Standards Case). The difference between the two annual energy consumption values is the unit energy saving.
BVMs were included in the 6th Power Plan in the Packaged Refrigeration Equipment measure, but were dropped from the 7th Plan because of the development of Federal Standards. This means no 7th Plan Baseline exists for BVM.
Pre-Rinse Spray Valves
The savings rate and units come from Cadeo Group, which uses information from the DOE's rulemaking proceedings.
Cadeo's model uses information from DOE's rulemaking proceedings to develop an estimate of energy saved in the Pacific Northwest due to the establishment of the amended standard from the January 2016 Final Rule. Product class and efficiency level distribution information from the 2016 Final Rule analyses is used to develop two weighted annual energy consumption values, one representative of the PRSV market without the establishment of federal standards (No-New-Standards Case) and one representative of the PRSV market with the establishment of federal standards (Standards Case). The difference between the two annual energy consumption values is the unit energy saving.
Walk-In Coolers and Freezers
The savings rate and units come from Cadeo Group, which uses information from the DOE's rulemaking proceedings.
Cadeo's model uses information from DOE's rulemaking proceedings to develop an estimate of energy saved in the Pacific Northwest due to the establishment of the amended standard from the 2017 Final Rule. Product class and efficiency level distribution information from the 2017 Final Rule analyses is used to develop two weighted annual energy consumption values, one representative of the WICF market without the establishment of federal standards (No-New-Standards Case) and one representative of the WICF market with the establishment of federal standards (Standards Case). The difference between the two annual energy consumption values is the unit energy saving. Note the 2017 standard is a result of lawsuits against the 2014 standard for WICF being resolved.
Pumps
The savings rate and units come from Cadeo Group, which uses information from the DOE's rulemaking proceedings.
Cadeo's model uses information from DOE's rulemaking proceedings to develop an estimate of energy saved in the Pacific Northwest due to the establishment of the amended standard from the 2015 Final Rule. Product class and efficiency level distribution information from the 2015 Final Rule analyses is used to develop two weighted annual energy consumption values, one representative of the Pump market without the establishment of federal standards (No-New-Standards Case) and one representative of the Pump market with the establishment of federal standards (Standards Case). The difference between the two annual energy consumption values is the unit energy saving. The analysis splits shipments by application (industrial, commercial, agricultural), and so NEEA tracks units for three separate measures.
Note on N5: Christina Steinhoff: The historical values are Local Program Units reported by Energy Trust of Oregon, Bonneville Power Administration, and local utilities. The forecast are based on historical trends, surveys of funders and program expectations.
Note on O5: Christina Steinhoff: The Power Plan incorporates baseline in the savings rate calculation. In many cases, it also attributes a percent of the savings to baseline. These Baseline Units represent those percentages.

## Clothes_Washers
Summary Page
|  |  |  | 2019RES_201403_P8T1 |  |  | Retail Product Portfolio: | The Retail Product Portfolio initiative uses mid-stream incentives to influence retail stocking practices, ultimately driving manufacturing and standards for a portfolio of energy-efficient product sold through the retail channel. | [8 empty] | Source | RTF |  |  |  |  | Savings Rate | frozen | frozen
|  |  |  | 2019RES_201403_P8T1 | TRUE | [19 empty] | actual
Lookups | [6 empty] | Measure |  |  |  |  | Units |  |  |  |  | Savings Rate |  | aMW Savings
Measure Index | Initiative Index | Code | Standard | Duplicate? | IOU Savings Category | Reportable | Sector | Initiative | Product | Tier | Year | Total Regional Savings | Gross Local Program | Council Baseline | Baseline Assumption | Funder Share | kWh/ Unit-Year | Comments | Total Savings | Local Programs | Remaining Savings
RES_201403_P8T1 | RES_201403 | 0 | 0 | 1 | 1 | TRUE | Residential | Retail Product Portfolio | Clothes Washers Front Loading | Energy Star | 2019 | 0 | 0 | 0 | 7th PP assumes 0% baseline saturation. However, the recent standard is incorporated in the baseline unit energy consumption. | 0% | 49.757 | 7thPP savings rate. See below for details. | 0 | 0 | 0
RES_201403_P8T2 | RES_201403 | 0 | 0 | 1 | 1 | TRUE | Residential | Retail Product Portfolio | Clothes Washers Front Loading | ENERGY STAR Most Efficient | 2019 | 7569.7134 | 1946.0661 | 0 | 7th PP assumes 0% baseline saturation. However, the recent standard is incorporated in the baseline unit energy consumption. | 14.2% | 79.2148 | 7thPP savings rate. See below for details. | 0.0097201 | 0.0024989 | 0.0072212
RES_201403_P8T3 | RES_201403 | 0 | 0 | 1 | 1 | TRUE | Residential | Retail Product Portfolio | Clothes Washers Front Loading | ENERGY STAR Most Efficient +5% | 2019 | 95372.7705 | 10842.6455 | 0 | 7th PP assumes 0% baseline saturation. However, the recent standard is incorporated in the baseline unit energy consumption. | 14.2% | 94.4616 | 7thPP savings rate. See below for details. | 0.14604 | 0.016603 | 0.12943
RES_201403_P8T1 | RES_201403 | 0 | 0 | 1 | 1 | TRUE | Residential | Retail Product Portfolio | Clothes Washers Front Loading | Energy Star | 2018 | 6527.7661 | 4581.7 | 0 | 7th PP assumes 0% baseline saturation. However, the recent standard is incorporated in the baseline unit energy consumption. | 14.2% | 49.757 | 7thPP savings rate. See below for details. | 0.0052651 | 0.0036954 | 0.0015696
RES_201403_P8T2 | RES_201403 | 0 | 0 | 1 | 1 | TRUE | Residential | Retail Product Portfolio | Clothes Washers Front Loading | ENERGY STAR Most Efficient | 2018 | 18218.1474 | 1946.0661 | 0 | 7th PP assumes 0% baseline saturation. However, the recent standard is incorporated in the baseline unit energy consumption. | 14.2% | 79.2148 | 7thPP savings rate. See below for details. | 0.023393 | 0.0024989 | 0.020895
RES_201403_P8T3 | RES_201403 | 0 | 0 | 1 | 1 | TRUE | Residential | Retail Product Portfolio | Clothes Washers Front Loading | ENERGY STAR Most Efficient +5% | 2018 | 78196.5704 | 10842.6455 | 0 | 7th PP assumes 0% baseline saturation. However, the recent standard is incorporated in the baseline unit energy consumption. | 14.2% | 94.4616 | 7thPP savings rate. See below for details. | 0.11974 | 0.016603 | 0.10313
RES_201403_P11T1 | RES_201403 | 0 | 0 | 1 | 1 | TRUE | Residential | Retail Product Portfolio | Clothes Washers Top Loading | Energy Star | 2019 | 113193.8779 | 2042.5884 | 0 | 7th PP assumes 0% baseline saturation. However, the recent standard is incorporated in the baseline unit energy consumption. | 14.2% | 49.757 | 7thPP savings rate. See below for details. | 0.091298 | 0.0016475 | 0.089651
RES_201403_P11T2 | RES_201403 | 0 | 0 | 1 | 1 | TRUE | Residential | Retail Product Portfolio | Clothes Washers Top Loading | ENERGY STAR Most Efficient | 2019 | 1099.442 | 0 | 0 | 7th PP assumes 0% baseline saturation. However, the recent standard is incorporated in the baseline unit energy consumption. | 14.2% | 79.2148 | 7thPP savings rate. See below for details. | 0.0014118 | 0 | 0.0014118
RES_201403_P11T3 | RES_201403 | 0 | 0 | 1 | 1 | TRUE | Residential | Retail Product Portfolio | Clothes Washers Top Loading | ENERGY STAR Most Efficient +5% | 2019 | 0 | 0 | 0 | 7th PP assumes 0% baseline saturation. However, the recent standard is incorporated in the baseline unit energy consumption. | 0% | 94.4616 | 7thPP savings rate. See below for details. | 0 | 0 | 0
RES_201403_P11T1 | RES_201403 | 0 | 0 | 1 | 1 | TRUE | Residential | Retail Product Portfolio | Clothes Washers Top Loading | Energy Star | 2018 | 105643.6731 | 2042.5884 | 0 | 7th PP assumes 0% baseline saturation. However, the recent standard is incorporated in the baseline unit energy consumption. | 14.2% | 49.757 | 7thPP savings rate. See below for details. | 0.085208 | 0.0016475 | 0.083561
RES_201403_P11T2 | RES_201403 | 0 | 0 | 1 | 1 | TRUE | Residential | Retail Product Portfolio | Clothes Washers Top Loading | ENERGY STAR Most Efficient | 2018 | 281.3208 | 0 | 0 | 7th PP assumes 0% baseline saturation. However, the recent standard is incorporated in the baseline unit energy consumption. | 14.2% | 79.2148 | 7thPP savings rate. See below for details. | 0.00036124 | 0 | 0.00036124
RES_201403_P11T3 | RES_201403 | 0 | 0 | 1 | 1 | TRUE | Residential | Retail Product Portfolio | Clothes Washers Top Loading | ENERGY STAR Most Efficient +5% | 2018 | 0 | 0 | 0 | 7th PP assumes 0% baseline saturation. However, the recent standard is incorporated in the baseline unit energy consumption. | 0% | 94.4616 | 7thPP savings rate. See below for details. | 0 | 0 | 0
RES_201403_P8T1 | RES_201403 | 0 | 0 | 1 | 1 | TRUE | Residential | Retail Product Portfolio | Clothes Washers Front Loading | ENERGY STAR 7 | 2020 | 0 | 0 | 0 | 7th PP assumes 0% baseline saturation. However, the recent standard is incorporated in the baseline unit energy consumption. | 0% | 0 | Savings rate from: RTF | 0 | 0 | 0 | 0
RES_201403_P8T2 | RES_201403 | 0 | 0 | 1 | 1 | TRUE | Residential | Retail Product Portfolio | Clothes Washers Front Loading | ENERGY STAR Most Efficient 2017 | 2020 | 1825.8834 | 0 | 0 | 7th PP assumes 0% baseline saturation. However, the recent standard is incorporated in the baseline unit energy consumption. | 13.99% | 135.3618 | Savings rate from: RTF | 0.0039459 | 0 | 0.0039459
RES_201403_P8T3 | RES_201403 | 0 | 0 | 1 | 1 | TRUE | Residential | Retail Product Portfolio | Clothes Washers Front Loading | ENERGY STAR Most Efficient 2018 | 2020 | 80893.2803 | 12000 | 0 | RTF current practice, incorporated in the Savings Rate | 13.99% | 152.1259 | Savings rate from: RTF | 0.19647 | 0.029145 | 0.16732
RES_201403_P8T1 | RES_201403 | 0 | 0 | 1 | 1 | TRUE | Residential | Retail Product Portfolio | Clothes Washers Front Loading | ENERGY STAR 7 | 2021 | 0 | 0 | 0 | 7th PP assumes 0% baseline saturation. However, the recent standard is incorporated in the baseline unit energy consumption. | 0% | 0 | Savings rate from: RTF | 0 | 0 | 0 | 0
RES_201403_P8T2 | RES_201403 | 0 | 0 | 1 | 1 | TRUE | Residential | Retail Product Portfolio | Clothes Washers Front Loading | ENERGY STAR Most Efficient 2017 | 2021 | 359.568 | 0 | 0 | 7th PP assumes 0% baseline saturation. However, the recent standard is incorporated in the baseline unit energy consumption. | 13.99% | 135.3618 | Savings rate from: RTF | 0.00077706 | 0 | 0.00077706
RES_201403_P8T3 | RES_201403 | 0 | 0 | 1 | 1 | TRUE | Residential | Retail Product Portfolio | Clothes Washers Front Loading | ENERGY STAR Most Efficient 2018 | 2021 | 82066.3327 | 0 | 0 | RTF current practice, incorporated in the Savings Rate | 13.99% | 152.1259 | Savings rate from: RTF | 0.19932 | 0 | 0.19932
RES_201403_P11T1 | RES_201403 | 0 | 0 | 1 | 1 | TRUE | Residential | Retail Product Portfolio | Clothes Washers Top Loading | ENERGY STAR 7 | 2020 | 117579.4243 | 12477.0048 | 0 | RTF current practice, incorporated in the Savings Rate | 13.99% | 26.0872 | Savings rate from: RTF | 0.048971 | 0.0051965 | 0.043774
RES_201403_P11T2 | RES_201403 | 0 | 0 | 1 | 1 | TRUE | Residential | Retail Product Portfolio | Clothes Washers Top Loading | ENERGY STAR Most Efficient 2017 | 2020 | 1437.4957 | 332.7021 | 0 | RTF current practice, incorporated in the Savings Rate | 13.99% | 118.9252 | Savings rate from: RTF | 0.0027293 | 0.00063169 | 0.0020976
RES_201403_P11T3 | RES_201403 | 0 | 0 | 1 | 1 | TRUE | Residential | Retail Product Portfolio | Clothes Washers Top Loading | ENERGY STAR Most Efficient +5% | 2020 | 0 | 0 | 0 | 7th PP assumes 0% baseline saturation. However, the recent standard is incorporated in the baseline unit energy consumption. | 0% | 118.9252 | Savings rate from: RTF | 0 | 0 | 0 | 0
RES_201403_P11T1 | RES_201403 | 0 | 0 | 1 | 1 | TRUE | Residential | Retail Product Portfolio | Clothes Washers Top Loading | ENERGY STAR 7 | 2021 | 123100.7731 | 18749.7251 | 0 | RTF current practice, incorporated in the Savings Rate | 13.99% | 26.0872 | Savings rate from: RTF | 0.05127 | 0.0078091 | 0.043461
RES_201403_P11T2 | RES_201403 | 0 | 0 | 1 | 1 | TRUE | Residential | Retail Product Portfolio | Clothes Washers Top Loading | ENERGY STAR Most Efficient 2017 | 2021 | 1544.8026 | 281.3208 | 0 | RTF current practice, incorporated in the Savings Rate | 13.99% | 118.9252 | Savings rate from: RTF | 0.0029331 | 0.00053414 | 0.0023989
RES_201403_P11T3 | RES_201403 | 0 | 0 | 1 | 1 | TRUE | Residential | Retail Product Portfolio | Clothes Washers Top Loading | ENERGY STAR Most Efficient +5% | 2021 | 592.6833 | 0 | 0 | RTF current practice, incorporated in the Savings Rate | 13.99% | 118.9252 | Savings rate from: RTF (assumes it matches lower teir) | 0.0011253 | 0 | 0.0011253
Track Units from:
Total Regional Sales * Market Share = Tracked Units Market Share Analysis: -Energy Solutions. 2019. Consumer Products UES- Energy Solutions. (dataset). -Data from: ICF. 2019. Retail Products Platform. (dataset). Total Sales: -Association of Home Appliance Manufacturers. 2015-2017 County Sales Report. (dataset). Note AHAM discontinued its regional reports in 2018. As a result, NEEA used the 2017 values as a proxy for 2018.
Savings Rates
7th Power Plan
Current Practice Baseline Using 54% ENERGY STAR Penetration
[7 empty] | Measure |  | Site Savings (kWh) | Weights | Weighted Savings Rate (Incremental) | Weighted Savings Rate (above 7th PP baseline) | NEEA Efficiency Tier
[7 empty] | Single Family CEE Tier 3 Clothes Washer - Any DHW, Any Dryer - 54% ENERGY STAR Baseline |  | 15.2579 | 79.28%
[7 empty] | Multifamily - Low Rise CEE Tier 3 Clothes Washer - Any DHW, Any Dryer - 54% ENERGY STAR Baseline |  | 15.2021 | 8.197%
[7 empty] | Manufactured CEE Tier 3 Clothes Washer - Any DHW, Any Dryer - 54% ENERGY STAR Baseline |  | 15.2071 | 10.66%
[7 empty] | Multifamily - High Rise CEE Tier 3 Clothes Washer - Any DHW, Any Dryer - 54% ENERGY STAR Baseline |  | 15.2021 | 1.862% | 15.2469 | 94.4616 | ENERGY STAR Most Efficient +5% | ENERGY STAR Most Efficient 2018
[7 empty] | Single Family CEE Tier 2 Clothes Washer - Any DHW, Any Dryer - 54% ENERGY STAR Baseline |  | 29.5162 | 79.28%
[7 empty] | Manufactured CEE Tier 2 Clothes Washer - Any DHW, Any Dryer - 54% ENERGY STAR Baseline |  | 29.2469 | 10.66%
[7 empty] | Multifamily - Low Rise CEE Tier 2 Clothes Washer - Any DHW, Any Dryer - 54% ENERGY STAR Baseline |  | 29.2209 | 8.197%
[7 empty] | Multifamily - High Rise CEE Tier 2 Clothes Washer - Any DHW, Any Dryer - 54% ENERGY STAR Baseline |  | 29.2209 | 1.862% | 29.4578 | 79.2148 | ENERGY STAR Most Efficient | ENERGY STAR Most Efficient 2017
[7 empty] | Manufactured CEE Tier 1 Clothes Washer - Any DHW, Any Dryer - 54% ENERGY STAR Baseline |  | 49.3534 | 10.66%
[7 empty] | Multifamily - Low Rise CEE Tier 1 Clothes Washer - Any DHW, Any Dryer - 54% ENERGY STAR Baseline |  | 49.3039 | 8.197%
[7 empty] | Multifamily - High Rise CEE Tier 1 Clothes Washer - Any DHW, Any Dryer - 54% ENERGY STAR Baseline |  | 49.3039 | 1.862%
[7 empty] | Single Family CEE Tier 1 Clothes Washer - Any DHW, Any Dryer - 54% ENERGY STAR Baseline |  | 49.8687 | 79.28% | 49.757 | 49.757 | ENERGY STAR | ENERGY STAR 7
Split
[8 empty] | Single Family | Multifamily - Low Rise | Multifamily - High Rise | Manufactured
[7 empty] | % of region | 71.02% | 15.57% | 3.536% | 9.868%
[7 empty] | Clothes Washer Saturation | 98.55% | 46.48% | 46.48% | 95.37%
[7 empty] | Source: Res_Master. 7th PP | 69.99% | 7.237% | 1.644% | 9.411%
[8 empty] | 79.28% | 8.197% | 1.862% | 10.66%
7th PP Summary Table
[8 empty] | Baseline |  |  | Measure Cases
[11 empty] | ENERGY STAR - Top-Load | ENERGY STAR - Front-Load | Any ENERGY STAR (Top- or Front-Load) | CEE Tier 1 | CEE Tier 2 | CEE Tier 3
[8 empty] | Current Practice Baseline Using 31% ENERGY STAR Penetration | Current Practice Baseline Using 54% ENERGY STAR Penetration |  | ENERGY STAR - Top-Load | ENERGY STAR - Front-Load | Any ENERGY STAR (Top- or Front-Load) | CEE Tier 1 | CEE Tier 2 | CEE Tier 3
[7 empty] | MEF | 2.1768 | 2.3161 |  | 2.3112 | 2.6988 | 2.5894 | 2.5857 | 2.8331 | 2.9762
[7 empty] | WF | 4.1748 | 3.9217 |  | 4.0923 | 3.1629 | 3.4253 | 3.2865 | 2.9901 | 2.9645
[7 empty] | Tub Volume (cubic feet) | 3.777 | 3.9258 |  | 4.5917 | 4.0705 | 4.2176 | 3.9639 | 4.085 | 4.78
[7 empty] | % Moisture Remaining | 36.1137 | 34.9239 |  | 34.3 | 32.0295 | 32.5901 | 32.6389 | 31.445 | 29.98
[7 empty] | Normalized kWh/Year (@ 3.78 cubic foot tub volume) | 461.0751 | 433.1013 |  | 422.6445 | 360.754 | 378.229 | 375.8348 | 342.3277 | 325.878
[7 empty] | Normalized Gallons/Year (@ 3.78 cubic foot tub volume) | 4047.8861 | 3802.5241 |  | 3967.8885 | 3066.8078 | 3321.2306 | 3186.6458 | 2899.2065 | 2874.3797
[7 empty] | Normalized Cost ($2006 @ 3.78 cubic foot tub volume) | 776.316 | 825.2346 |  | 754.736 | 969.8189 | 921.1914 | 951.4991 | 1001.0826 | 996.0481
[7 empty] | Detergent Cost (2006$/year) | 47.5583 | 44.6755 |  | 46.6184 | 36.0317 | 39.0208 | 37.4396 | 34.0625 | 33.7708
ENERGY DISAGGREGATION
[7 empty] | dryer energy (kWh/load) | 1.3096 | 1.2653 |  | 1.242 | 1.1575 | 1.1783 | 1.1802 | 1.1357 | 1.0811
[7 empty] | dryer energy (kWh/year) | 299.8846 | 289.7352 |  | 284.413 | 265.0442 | 269.8266 | 270.2426 | 260.0579 | 247.5605
[7 empty] | machine energy (kWh/load) | 0.2 | 0.2 |  | 0.2 | 0.2 | 0.2 | 0.2 | 0.2 | 0.2
[7 empty] | machine energy (kWh/year) | 51.3427 | 51.3427 |  | 51.3427 | 51.3427 | 51.3427 | 51.3427 | 51.3427 | 51.3427
[7 empty] | hot water fraction | 13% | 13% |  | 13% | 13% | 13% | 13% | 13% | 13%
[7 empty] | hot water gallons/year | 526.2252 | 494.3281 |  | 515.8255 | 398.685 | 431.76 | 414.264 | 376.8968 | 373.6694
[7 empty] | hot water kWh | 85.4266 | 80.2485 |  | 83.7383 | 64.7219 | 70.0913 | 67.251 | 61.1849 | 60.6609
[7 empty] | total energy | 436.6539 | 421.3264 |  | 419.494 | 381.1088 | 391.2605 | 388.8363 | 372.5855 | 359.5641
[7 empty] | % energy to machine | 11.76% | 12.19% |  | 12.24% | 13.47% | 13.12% | 13.2% | 13.78% | 14.28%
[7 empty] | % energy to dryer | 68.68% | 68.77% |  | 67.8% | 69.55% | 68.96% | 69.5% | 69.8% | 68.85%
[7 empty] | % energy to hot water | 19.56% | 19.05% |  | 19.96% | 16.98% | 17.91% | 17.3% | 16.42% | 16.87%
FOR ELECTRIC FUEL
[7 empty] | kWh machine | 54.2142 | 52.7775 |  | 51.7283 | 48.6005 | 49.6326 | 49.6259 | 47.1731 | 46.5326
[7 empty] | kWh dryer | 316.6566 | 297.8326 |  | 286.549 | 250.8884 | 260.8396 | 261.2065 | 238.9385 | 224.3676
[7 empty] | kWh hot water | 90.2044 | 82.4912 |  | 84.3672 | 61.2652 | 67.7568 | 65.0023 | 56.216 | 54.9778
FOR GAS FUEL
[7 empty] | therms machine | 0 | 0 |  | 0 | 0 | 0 | 0 | 0 | 0
[7 empty] | therms dryer | 12.1044 | 11.3848 |  | 10.9535 | 9.5904 | 9.9707 | 9.9848 | 9.1336 | 8.5766
[7 empty] | therms hot water | 4.1049 | 3.7539 |  | 3.8393 | 2.788 | 3.0834 | 2.958 | 2.5582 | 2.5019
[7 empty] | Below is NEEA's Calculation of savings against the 7th PP Baseline |  |  | Sales Weighted Unit Energy Consumption
NEEA did the following to align the Council's original baseline with NEEA's sales data.
1) Adjusted NEEA's loads/per year assumption to match the Councils
Council's Loads per year
[7 empty] | Single family | 257 | 89.94%
[7 empty] | Multifamily | 231 | 10.06%
254.3846
2) Forecast the Measure UEC using the Council's Loads Per Year.
3) Matched the Council's assumption based on Configeration
4) Normalizes the Council's baseline to match the tub capacity with the sales data
Tub Cubic Feet
[7 empty] | Council's capacity | 3.9258
[7 empty] | NEEA Front-Loading Capacity | 4.38
[7 empty] | NEEA Top-Loading Capacity | 4.34
[10 empty] | Measure Data Collected through NEEA |  | Council Baseline
[10 empty] | 2018 | 2019 | By Configeration | weighted | Adjusted for Capacity Assumptions | Savings Rate
[7 empty] | Non-Program Change | RES_201403_P11T0 | Top Loading | 774 | 774 | 498 | 433.1013 | 550.5435 | -223.4565
[7 empty] | ENERGY STAR | RES_201403_P11T1 | Top Loading | 522.2261 | 522.2261 | 498 | 433.1013 | 550.5435 | 28.3174
[7 empty] | ENERGY STAR Most Efficient | RES_201403_P11T2 | Top Loading | 410.0974 | 410.0974 | 498 | 433.1013 | 550.5435 | 140.4461
[7 empty] | ENERGY STAR Most Efficient +5% | RES_201403_P11T3 | Top Loading | 389.5926 | 389.5926 | 498 | 433.1013 | 550.5435 | 160.9509
[7 empty] | Non-Program Change | RES_201403_P8T0 | Front Loading | 669.7314 | 669.7314 | 378 | 433.1013 | 421.7339 | -247.9976
[7 empty] | ENERGY STAR | RES_201403_P8T1 | Front Loading | 477.3136 | 477.3136 | 378 | 433.1013 | 421.7339 | -55.5797
[7 empty] | ENERGY STAR Most Efficient | RES_201403_P8T2 | Front Loading | 437.9799 | 437.9799 | 378 | 433.1013 | 421.7339 | -16.246
[7 empty] | ENERGY STAR Most Efficient +5% | RES_201403_P8T3 | Front Loading | 421.4352 | 421.4352 | 378 | 433.1013 | 421.7339 | 0.29861
Regional Technical Forum
Input Data
[7 empty] | Measure Application | Savings Component | Savings for Period 1 (kwh/yr) | Measure Life (yrs) | NEEA Index
[7 empty] | Starting February 2018_Top Load_Any ENERGY STAR_Electric DHW_Electric Dryer | Washer Savings | 40.4498 | 14.2
[7 empty] | Starting February 2018_Top Load_Any ENERGY STAR_Electric DHW_Gas Dryer | Washer Savings | 51.8037 | 14.2
[7 empty] | Starting February 2018_Top Load_Any ENERGY STAR_Gas DHW_Electric Dryer | Washer Savings | -4.5279 | 14.2
[7 empty] | Starting February 2018_Top Load_Any ENERGY STAR_Gas DHW_Gas Dryer | Washer Savings | 6.826 | 14.2
[7 empty] | Starting February 2018_Top Load_Any ENERGY STAR_Any fuel type | Washer Savings | 23.4508 | 14.2 | RES_201403_P11T1
[7 empty] | Starting February 2018_Top Load_ENERGY STAR but not CEE_Electric DHW_Electric Dryer | Washer Savings | 27.0886 | 14.2
[7 empty] | Starting February 2018_Top Load_ENERGY STAR but not CEE_Electric DHW_Gas Dryer | Washer Savings | 46.0546 | 14.2
[7 empty] | Starting February 2018_Top Load_ENERGY STAR but not CEE_Gas DHW_Electric Dryer | Washer Savings | -12.1402 | 14.2
[7 empty] | Starting February 2018_Top Load_ENERGY STAR but not CEE_Gas DHW_Gas Dryer | Washer Savings | 6.8259 | 14.2
[7 empty] | Starting February 2018_Top Load_ENERGY STAR but not CEE_Any fuel type | Washer Savings | 12.6887 | 14.2
[7 empty] | Starting February 2018_Top Load_CEE Tier 1_Electric DHW_Electric Dryer | Washer Savings | 153.593 | 14.2
[7 empty] | Starting February 2018_Top Load_CEE Tier 1_Electric DHW_Gas Dryer | Washer Savings | 100.4864 | 14.2
[7 empty] | Starting February 2018_Top Load_CEE Tier 1_Gas DHW_Electric Dryer | Washer Savings | 59.9332 | 14.2
[7 empty] | Starting February 2018_Top Load_CEE Tier 1_Gas DHW_Gas Dryer | Washer Savings | 6.8267 | 14.2
[7 empty] | Starting February 2018_Top Load_CEE Tier 1_Any fuel type | Washer Savings | 114.584 | 14.2 | RES_201403_P11T2
[7 empty] | Starting February 2018_Front Load_not-ENERGY STAR_Electric DHW_Electric Dryer | Washer Savings | 131.6369 | 14.2
[7 empty] | Starting February 2018_Front Load_not-ENERGY STAR_Electric DHW_Gas Dryer | Washer Savings | 64.483 | 14.2
[7 empty] | Starting February 2018_Front Load_not-ENERGY STAR_Gas DHW_Electric Dryer | Washer Savings | 49.2755 | 14.2
[7 empty] | Starting February 2018_Front Load_not-ENERGY STAR_Gas DHW_Gas Dryer | Washer Savings | -17.8783 | 14.2
[7 empty] | Starting February 2018_Front Load_not-ENERGY STAR_Any fuel type | Washer Savings | 96.3714 | 14.2
[7 empty] | Starting February 2018_Front Load_Any ENERGY STAR_Electric DHW_Electric Dryer | Washer Savings | 181.1471 | 14.2
[7 empty] | Starting February 2018_Front Load_Any ENERGY STAR_Electric DHW_Gas Dryer | Washer Savings | 85.5619 | 14.2
[7 empty] | Starting February 2018_Front Load_Any ENERGY STAR_Gas DHW_Electric Dryer | Washer Savings | 77.7071 | 14.2
[7 empty] | Starting February 2018_Front Load_Any ENERGY STAR_Gas DHW_Gas Dryer | Washer Savings | -17.8781 | 14.2
[7 empty] | Starting February 2018_Front Load_Any ENERGY STAR_Any fuel type | Washer Savings | 136.3271 | 14.2
[7 empty] | Starting February 2018_Front Load_CEE Tier 1_Electric DHW_Electric Dryer | Washer Savings | 173.4087 | 14.2
[7 empty] | Starting February 2018_Front Load_CEE Tier 1_Electric DHW_Gas Dryer | Washer Savings | 84.679 | 14.2
[7 empty] | Starting February 2018_Front Load_CEE Tier 1_Gas DHW_Electric Dryer | Washer Savings | 70.8514 | 14.2
[7 empty] | Starting February 2018_Front Load_CEE Tier 1_Gas DHW_Gas Dryer | Washer Savings | -17.8783 | 14.2
[7 empty] | Starting February 2018_Front Load_CEE Tier 1_Any fuel type | Washer Savings | 129.2554 | 14.2 | RES_201403_P8T2
[7 empty] | Starting February 2018_Front Load_CEE Tier 2_Electric DHW_Electric Dryer | Washer Savings | 191.9504 | 14.2
[7 empty] | Starting February 2018_Front Load_CEE Tier 2_Electric DHW_Gas Dryer | Washer Savings | 86.2641 | 14.2
[7 empty] | Starting February 2018_Front Load_CEE Tier 2_Gas DHW_Electric Dryer | Washer Savings | 87.8083 | 14.2
[7 empty] | Starting February 2018_Front Load_CEE Tier 2_Gas DHW_Gas Dryer | Washer Savings | -17.878 | 14.2
[7 empty] | Starting February 2018_Front Load_CEE Tier 2_Any fuel type | Washer Savings | 146.3816 | 14.2 | RES_201403_P8T3
[7 empty] | Starting February 2018_Front Load_CEE Advanced Tier_Electric DHW_Electric Dryer | Washer Savings | 185.8866 | 14.2
[7 empty] | Starting February 2018_Front Load_CEE Advanced Tier_Electric DHW_Gas Dryer | Washer Savings | 109.0006 | 14.2
[7 empty] | Starting February 2018_Front Load_CEE Advanced Tier_Gas DHW_Electric Dryer | Washer Savings | 59.0089 | 14.2
[7 empty] | Starting February 2018_Front Load_CEE Advanced Tier_Gas DHW_Gas Dryer | Washer Savings | -17.8771 | 14.2
[7 empty] | Starting February 2018_Front Load_CEE Advanced Tier_Any fuel type | Washer Savings | 132.8098 | 14.2
[7 empty] | Starting February 2018_Top Load_Any ENERGY STAR_Electric DHW_Electric Dryer | Waste Water Energy | 2.6364 | 14.2
[7 empty] | Starting February 2018_Top Load_Any ENERGY STAR_Electric DHW_Gas Dryer | Waste Water Energy | 2.6364 | 14.2
[7 empty] | Starting February 2018_Top Load_Any ENERGY STAR_Gas DHW_Electric Dryer | Waste Water Energy | 2.6364 | 14.2
[7 empty] | Starting February 2018_Top Load_Any ENERGY STAR_Gas DHW_Gas Dryer | Waste Water Energy | 2.6364 | 14.2
[7 empty] | Starting February 2018_Top Load_Any ENERGY STAR_Any fuel type | Waste Water Energy | 2.6364 | 14.2 | RES_201403_P11T1
[7 empty] | Starting February 2018_Top Load_ENERGY STAR but not CEE_Electric DHW_Electric Dryer | Waste Water Energy | 2.4351 | 14.2
[7 empty] | Starting February 2018_Top Load_ENERGY STAR but not CEE_Electric DHW_Gas Dryer | Waste Water Energy | 2.4351 | 14.2
[7 empty] | Starting February 2018_Top Load_ENERGY STAR but not CEE_Gas DHW_Electric Dryer | Waste Water Energy | 2.4351 | 14.2
[7 empty] | Starting February 2018_Top Load_ENERGY STAR but not CEE_Gas DHW_Gas Dryer | Waste Water Energy | 2.4351 | 14.2
[7 empty] | Starting February 2018_Top Load_ENERGY STAR but not CEE_Any fuel type | Waste Water Energy | 2.4351 | 14.2
[7 empty] | Starting February 2018_Top Load_CEE Tier 1_Electric DHW_Electric Dryer | Waste Water Energy | 4.3412 | 14.2
[7 empty] | Starting February 2018_Top Load_CEE Tier 1_Electric DHW_Gas Dryer | Waste Water Energy | 4.3412 | 14.2
[7 empty] | Starting February 2018_Top Load_CEE Tier 1_Gas DHW_Electric Dryer | Waste Water Energy | 4.3412 | 14.2
[7 empty] | Starting February 2018_Top Load_CEE Tier 1_Gas DHW_Gas Dryer | Waste Water Energy | 4.3412 | 14.2
[7 empty] | Starting February 2018_Top Load_CEE Tier 1_Any fuel type | Waste Water Energy | 4.3412 | 14.2 | RES_201403_P11T2
[7 empty] | Starting February 2018_Front Load_not-ENERGY STAR_Electric DHW_Electric Dryer | Waste Water Energy | 5.3571 | 14.2
[7 empty] | Starting February 2018_Front Load_not-ENERGY STAR_Electric DHW_Gas Dryer | Waste Water Energy | 5.3571 | 14.2
[7 empty] | Starting February 2018_Front Load_not-ENERGY STAR_Gas DHW_Electric Dryer | Waste Water Energy | 5.3571 | 14.2
[7 empty] | Starting February 2018_Front Load_not-ENERGY STAR_Gas DHW_Gas Dryer | Waste Water Energy | 5.3571 | 14.2
[7 empty] | Starting February 2018_Front Load_not-ENERGY STAR_Any fuel type | Waste Water Energy | 5.3571 | 14.2
[7 empty] | Starting February 2018_Front Load_Any ENERGY STAR_Electric DHW_Electric Dryer | Waste Water Energy | 5.9673 | 14.2
[7 empty] | Starting February 2018_Front Load_Any ENERGY STAR_Electric DHW_Gas Dryer | Waste Water Energy | 5.9673 | 14.2
[7 empty] | Starting February 2018_Front Load_Any ENERGY STAR_Gas DHW_Electric Dryer | Waste Water Energy | 5.9673 | 14.2
[7 empty] | Starting February 2018_Front Load_Any ENERGY STAR_Gas DHW_Gas Dryer | Waste Water Energy | 5.9673 | 14.2
[7 empty] | Starting February 2018_Front Load_Any ENERGY STAR_Any fuel type | Waste Water Energy | 5.9673 | 14.2
[7 empty] | Starting February 2018_Front Load_CEE Tier 1_Electric DHW_Electric Dryer | Waste Water Energy | 6.1064 | 14.2
[7 empty] | Starting February 2018_Front Load_CEE Tier 1_Electric DHW_Gas Dryer | Waste Water Energy | 6.1064 | 14.2
[7 empty] | Starting February 2018_Front Load_CEE Tier 1_Gas DHW_Electric Dryer | Waste Water Energy | 6.1064 | 14.2
[7 empty] | Starting February 2018_Front Load_CEE Tier 1_Gas DHW_Gas Dryer | Waste Water Energy | 6.1064 | 14.2
[7 empty] | Starting February 2018_Front Load_CEE Tier 1_Any fuel type | Waste Water Energy | 6.1064 | 14.2 | RES_201403_P8T2
[7 empty] | Starting February 2018_Front Load_CEE Tier 2_Electric DHW_Electric Dryer | Waste Water Energy | 5.7443 | 14.2
[7 empty] | Starting February 2018_Front Load_CEE Tier 2_Electric DHW_Gas Dryer | Waste Water Energy | 5.7443 | 14.2
[7 empty] | Starting February 2018_Front Load_CEE Tier 2_Gas DHW_Electric Dryer | Waste Water Energy | 5.7443 | 14.2
[7 empty] | Starting February 2018_Front Load_CEE Tier 2_Gas DHW_Gas Dryer | Waste Water Energy | 5.7443 | 14.2
[7 empty] | Starting February 2018_Front Load_CEE Tier 2_Any fuel type | Waste Water Energy | 5.7443 | 14.2 | RES_201403_P8T3
[7 empty] | Starting February 2018_Front Load_CEE Advanced Tier_Electric DHW_Electric Dryer | Waste Water Energy | 7.1252 | 14.2
[7 empty] | Starting February 2018_Front Load_CEE Advanced Tier_Electric DHW_Gas Dryer | Waste Water Energy | 7.1252 | 14.2
[7 empty] | Starting February 2018_Front Load_CEE Advanced Tier_Gas DHW_Electric Dryer | Waste Water Energy | 7.1252 | 14.2
[7 empty] | Starting February 2018_Front Load_CEE Advanced Tier_Gas DHW_Gas Dryer | Waste Water Energy | 7.1252 | 14.2
[7 empty] | Starting February 2018_Front Load_CEE Advanced Tier_Any fuel type | Waste Water Energy | 7.1252 | 14.2
Measure Lookup Table
[7 empty] | Configeration | NEEA Measures Name | ENERGY STAR Effective Date | ENERGY STAR Specification | Equiv. CEE Tier | CEE Effective Date | CEE Specification
[7 empty] | Clothes Washers Front Loading | Energy Star v7 | 2015-03-07 | https://www.energystar.gov/products/spec/clothes_washers_specification_version_7_0_pd | N/A | N/A | N/A
[7 empty] | Clothes Washers Front Loading | ENERGY STAR Most Efficient 2017 | 2017-01-01 | https://www.energystar.gov/sites/default/files/Clothes%20Washers%20ENERGY%20STAR%20Most%20Efficient%202017%20Criteria.pdf | Tier 1 | N/A | N/A
[7 empty] | Clothes Washers Front Loading | ENERGY STAR Most Efficient 2017 +5% | 2017-01-01 | https://www.energystar.gov/sites/default/files/Clothes%20Washers%20ENERGY%20STAR%20Most%20Efficient%202017%20Criteria.pdf | Tier 2 | N/A | N/A
[7 empty] | Clothes Washers Front Loading | ENERGY STAR v8 | 2018-02-05 | https://www.energystar.gov/products/clothes_washer_specification_version_8_0 | Tier 1 | 2018-02-05 | https://library.cee1.org/system/files/library/13445/CEE_ResidentialClothesWasherSpecification_05Feb2018.pdf
[7 empty] | Clothes Washers Front Loading | ENERGY STAR Most Efficient 2018 | 2018-02-05 | https://www.energystar.gov/sites/default/files/Clothes%20Washers%20ENERGY%20STAR%20Most%20Efficient%202018%20Final%20Criteria.pdf | Tier 2 | 2018-02-05 | https://library.cee1.org/system/files/library/13445/CEE_ResidentialClothesWasherSpecification_05Feb2018.pdf
[7 empty] | Clothes Washers Front Loading | ENERGY STAR Most Efficient 2018 +5% | 2018-02-05 | https://www.energystar.gov/sites/default/files/Clothes%20Washers%20ENERGY%20STAR%20Most%20Efficient%202018%20Final%20Criteria.pdf | Tier 2 | 2018-02-05 | https://library.cee1.org/system/files/library/13445/CEE_ResidentialClothesWasherSpecification_05Feb2018.pdf
[7 empty] | Clothes Washers Top Loading | Energy Star v7 | 2015-03-07 | https://www.energystar.gov/products/spec/clothes_washers_specification_version_7_0_pd | N/A | N/A | N/A
[7 empty] | Clothes Washers Top Loading | ENERGY STAR Most Efficient 2017 | 2017-01-01 | https://www.energystar.gov/sites/default/files/Clothes%20Washers%20ENERGY%20STAR%20Most%20Efficient%202017%20Criteria.pdf | Tier 1 | N/A | N/A
[7 empty] | Clothes Washers Top Loading | ENERGY STAR Most Efficient 2017 +5% | 2017-01-01 | https://www.energystar.gov/sites/default/files/Clothes%20Washers%20ENERGY%20STAR%20Most%20Efficient%202017%20Criteria.pdf | Tier 1 | N/A | N/A
[7 empty] | Clothes Washers Top Loading | ENERGY STAR v8 | 2018-02-05 | https://www.energystar.gov/products/clothes_washer_specification_version_8_0 | N/A | N/A | N/A
[7 empty] | Clothes Washers Top Loading | ENERGY STAR Most Efficient 2018 | 2018-02-05 | https://www.energystar.gov/sites/default/files/Clothes%20Washers%20ENERGY%20STAR%20Most%20Efficient%202018%20Final%20Criteria.pdf | Tier 1 | N/A | N/A
[7 empty] | Clothes Washers Top Loading | ENERGY STAR Most Efficient 2018 +5% | 2018-02-05 | https://www.energystar.gov/sites/default/files/Clothes%20Washers%20ENERGY%20STAR%20Most%20Efficient%202018%20Final%20Criteria.pdf | Tier 1 | N/A | N/A
Note on S2: Christina Steinhoff: -Select "RTF" to see RTF updates. -Select "7th PP" for no update.
Note on M5: Christina Steinhoff: total sales by measure values are additive
Note on N5: Christina Steinhoff: The historical values are Local Program Units reported by Energy Trust of Oregon, Bonneville Power Administration, and local utilities. The forecast are based on historical trends, surveys of funders and program expectations.
Note on O5: Christina Steinhoff: The Power Plan incorporates baseline in the savings rate calculation. In many cases, it also attributes a percent of the savings to baseline. These Baseline Units represent those percentages.
Note on K18: Christina Steinhoff: include ES 8
Note on K21: Christina Steinhoff: Includes ES 8
Note on K115: Christina Steinhoff: Forecast is based on 2016 sales data and consideration of the 2018 Federal Standard.
Note on K116: Christina Steinhoff: NEEA will update these values with actual data. The values below are based on 2016 data and the 2018 Federal Standard.
Note on L227: Christina Steinhoff: <=2.5 ft3, 2.07 IMEF >2.5 ft3, 2.76 IMEF

## Frig_Freezers
Summary Page
|  |  |  | 2019RES_201403_P8T1 |  |  | Retail Product Portfolio: | The Retail Product Portfolio initiative uses mid-stream incentives to influence retail stocking practices, ultimately driving manufacturing and standards for a portfolio of energy-efficient product sold through the retail channel. | [8 empty] | Source | RTF |  |  |  |  | frozen
|  |  |  | 2019RES_201403_P8T1 | TRUE | [17 empty] | actual
Lookups | [6 empty] | Measure |  |  |  |  | Units |  |  |  |  | Savings Rate |  | aMW Savings
Measure Index | Initiative Index | Code | Standard | Duplicate? | IOU Savings Category | Reportable | Sector | Initiative | Product | Tier | Year | Total Regional Savings | Gross Local Program | Council Baseline | Baseline Assumption | Funder Share | kWh/ Unit-Year | Comments | Total Savings | Local Programs | Remaining Savings
RES_201403_P10t1 | RES_201403 | 0 | 0 | 1 | 1 | TRUE | Residential | Retail Product Portfolio | Compact Freezers | Energy Star | 2019 | 26.294 | 0 | 0 | 7th PP assumes 0% baseline saturation. Current practice baseline incorporated in the savings rate. | 14.2% | 10.0033 | 7thPP savings rate. See below for details. | 4.2637e-06 | 0 | 4.2637e-06
RES_201403_P10t2 | RES_201403 | 0 | 0 | 1 | 1 | TRUE | Residential | Retail Product Portfolio | Compact Freezers | ENERGY STAR +5% | 2019 | 304.441 | 0 | 0 | 7th PP assumes 0% baseline saturation. Current practice baseline incorporated in the savings rate. | 14.2% | 0 | No Sales | 0 | 0 | 0
RES_201403_P10t1 | RES_201403 | 0 | 0 | 1 | 1 | TRUE | Residential | Retail Product Portfolio | Compact Freezers | Energy Star | 2018 | 973.4198 | 0 | 0 | 7th PP assumes 0% baseline saturation. Current practice baseline incorporated in the savings rate. | 14.2% | 10.0033 | 7thPP savings rate. See below for details. | 0.00015784 | 0 | 0.00015784
RES_201403_P10t2 | RES_201403 | 0 | 0 | 1 | 1 | TRUE | Residential | Retail Product Portfolio | Compact Freezers | ENERGY STAR +5% | 2018 | 0 | 0 | 0 | 7th PP assumes 0% baseline saturation. Current practice baseline incorporated in the savings rate. | 0% | 0 | No Sales | 0 | 0 | 0
RES_201403_P5t1 | RES_201403 | 0 | 0 | 1 | 1 | TRUE | Residential | Retail Product Portfolio | Upright Freezers | Energy Star | 2018 | 17457.098 | 0 | 0 | 7th PP assumes 0% baseline saturation. Current practice baseline incorporated in the savings rate. | 14.2% | 22.8663 | 7thPP savings rate. See below for details. | 0.0064707 | 0 | 0.0064707
RES_201403_P5t2 | RES_201403 | 0 | 0 | 1 | 1 | TRUE | Residential | Retail Product Portfolio | Upright Freezers | ENERGY STAR +5% | 2018 | 0 | 0 | 0 | 7th PP assumes 0% baseline saturation. Current practice baseline incorporated in the savings rate. | 0% | 0 | No Sales | 0 | 0 | 0
RES_201403_P5t1 | RES_201403 | 0 | 0 | 1 | 1 | TRUE | Residential | Retail Product Portfolio | Upright Freezers | Energy Star | 2019 | 16613.7549 | 0 | 0 | 7th PP assumes 0% baseline saturation. Current practice baseline incorporated in the savings rate. | 14.2% | 22.8663 | 7thPP savings rate. See below for details. | 0.0061581 | 0 | 0.0061581
RES_201403_P5t2 | RES_201403 | 0 | 0 | 1 | 1 | TRUE | Residential | Retail Product Portfolio | Upright Freezers | ENERGY STAR +5% | 2019 | 0 | 0 | 0 | 7th PP assumes 0% baseline saturation. Current practice baseline incorporated in the savings rate. | 0% | 0 | No Sales | 0 | 0 | 0
RES_201403_P9t1 | RES_201403 | 0 | 0 | 1 | 1 | TRUE | Residential | Retail Product Portfolio | Chest Freezers | Energy Star | 2018 | 1542.032 | 0 | 0 | 7th PP assumes 0% baseline saturation. Current practice baseline incorporated in the savings rate. | 14.2% | 22.8663 | 7thPP savings rate. See below for details. | 0.00057158 | 0 | 0.00057158
RES_201403_P9t2 | RES_201403 | 0 | 0 | 1 | 1 | TRUE | Residential | Retail Product Portfolio | Chest Freezers | ENERGY STAR +5% | 2018 | 196.1062 | 0 | 0 | 7th PP assumes 0% baseline saturation. Current practice baseline incorporated in the savings rate. | 14.2% | 44.2548 | NEEA Calculation below. | 0.00014068 | 0 | 0.00014068
RES_201403_P9t1 | RES_201403 | 0 | 0 | 1 | 1 | TRUE | Residential | Retail Product Portfolio | Chest Freezers | Energy Star | 2019 | 1801.7091 | 0 | 0 | 7th PP assumes 0% baseline saturation. Current practice baseline incorporated in the savings rate. | 14.2% | 22.8663 | 7thPP savings rate. See below for details. | 0.00066783 | 0 | 0.00066783
RES_201403_P9t2 | RES_201403 | 0 | 0 | 1 | 1 | TRUE | Residential | Retail Product Portfolio | Chest Freezers | ENERGY STAR +5% | 2019 | 23.7628 | 0 | 0 | 7th PP assumes 0% baseline saturation. Current practice baseline incorporated in the savings rate. | 14.2% | 44.2548 | NEEA Calculation below. | 1.7047e-05 | 0 | 1.7047e-05
RES_201403_P6T1 | RES_201403 | 0 | 0 | 1 | 1 | TRUE | Residential | Retail Product Portfolio | Refrigerators- Other | ENERGY STAR +10% | 2018 | 3080.8612 | 101 | 0 | 7th PP assumes 0% baseline saturation. Current practice baseline incorporated in the savings rate. | 14.2% | 9.1857 | 7thPP savings rate. See below for details. | 0.00045874 | 1.5039e-05 | 0.0004437
RES_201403_P6T2 | RES_201403 | 0 | 0 | 1 | 1 | TRUE | Residential | Retail Product Portfolio | Refrigerators- Other | ENERGY STAR +15% | 2018 | 33451.8407 | 0 | 0 | 7th PP assumes 0% baseline saturation. Current practice baseline incorporated in the savings rate. | 14.2% | 40.5516 | 7thPP savings rate. See below for details. | 0.021989 | 0 | 0.021989
RES_201403_P13T1 | RES_201403 | 0 | 0 | 1 | 1 | TRUE | Residential | Retail Product Portfolio | Refrigerators- Side Freezers | ENERGY STAR +10% | 2018 | 11460.6867 | 425.2789 | 0 | 7th PP assumes 0% baseline saturation. Current practice baseline incorporated in the savings rate. | 14.2% | 9.1857 | 7thPP savings rate. See below for details. | 0.0017065 | 6.3324e-05 | 0.0016432
RES_201403_P13T2 | RES_201403 | 0 | 0 | 1 | 1 | TRUE | Residential | Retail Product Portfolio | Refrigerators- Side Freezers | ENERGY STAR +15% | 2018 | 250.3809 | 0 | 0 | 7th PP assumes 0% baseline saturation. Current practice baseline incorporated in the savings rate. | 14.2% | 40.5516 | 7thPP savings rate. See below for details. | 0.00016459 | 0 | 0.00016459
RES_201403_P12T1 | RES_201403 | 0 | 0 | 1 | 1 | TRUE | Residential | Retail Product Portfolio | Refrigerators- Bottom Freezers | ENERGY STAR +10% | 2018 | 117231.8692 | 5402.0017 | 0 | 7th PP assumes 0% baseline saturation. Current practice baseline incorporated in the savings rate. | 14.2% | 9.1857 | 7thPP savings rate. See below for details. | 0.017456 | 0.00080436 | 0.016652
RES_201403_P12T2 | RES_201403 | 0 | 0 | 1 | 1 | TRUE | Residential | Retail Product Portfolio | Refrigerators- Bottom Freezers | ENERGY STAR +15% | 2018 | 1818.7184 | 1 | 0 | 7th PP assumes 0% baseline saturation. Current practice baseline incorporated in the savings rate. | 14.2% | 40.5516 | 7thPP savings rate. See below for details. | 0.0011955 | 6.5734e-07 | 0.0011949
RES_201403_P12T3 | RES_201403 | 0 | 0 | 1 | 1 | TRUE | Residential | Retail Product Portfolio | Refrigerators- Compact Freezers | ENERGY STAR +10% | 2018 | 0 | 0 | 0 | 7th PP assumes 0% baseline saturation. Current practice baseline incorporated in the savings rate. | 0% | 2.4761 | 7thPP savings rate. See below for details. |  |  |  | TBD
RES_201403_P12T4 | RES_201403 | 0 | 0 | 1 | 1 | TRUE | Residential | Retail Product Portfolio | Refrigerators- Compact Freezers | ENERGY STAR +15% | 2018 | 0 | 0 | 0 | 7th PP assumes 0% baseline saturation. Current practice baseline incorporated in the savings rate. | 0% | 12.9953 | 7thPP savings rate. See below for details. |  |  |  | TBD
RES_201403_P6T1 | RES_201403 | 0 | 0 | 1 | 1 | TRUE | Residential | Retail Product Portfolio | Refrigerators- Other | ENERGY STAR +10% | 2019 | 1452.1284 | 101 | 0 | 7th PP assumes 0% baseline saturation. Current practice baseline incorporated in the savings rate. | 14.2% | 9.1857 | 7thPP savings rate. See below for details. | 0.00021622 | 1.5039e-05 | 0.00020118
RES_201403_P6T2 | RES_201403 | 0 | 0 | 1 | 1 | TRUE | Residential | Retail Product Portfolio | Refrigerators- Other | ENERGY STAR +15% | 2019 | 35080.5735 | 0 | 0 | 7th PP assumes 0% baseline saturation. Current practice baseline incorporated in the savings rate. | 14.2% | 40.5516 | 7thPP savings rate. See below for details. | 0.02306 | 0 | 0.02306
RES_201403_P13T1 | RES_201403 | 0 | 0 | 1 | 1 | TRUE | Residential | Retail Product Portfolio | Refrigerators- Side Freezers | ENERGY STAR +10% | 2019 | 13690.1968 | 425.2789 | 0 | 7th PP assumes 0% baseline saturation. Current practice baseline incorporated in the savings rate. | 14.2% | 9.1857 | 7thPP savings rate. See below for details. | 0.0020385 | 6.3324e-05 | 0.0019752
RES_201403_P13T2 | RES_201403 | 0 | 0 | 1 | 1 | TRUE | Residential | Retail Product Portfolio | Refrigerators- Side Freezers | ENERGY STAR +15% | 2019 | 9349.3812 | 0 | 0 | 7th PP assumes 0% baseline saturation. Current practice baseline incorporated in the savings rate. | 14.2% | 40.5516 | 7thPP savings rate. See below for details. | 0.0061457 | 0 | 0.0061457
RES_201403_P12T1 | RES_201403 | 0 | 0 | 1 | 1 | TRUE | Residential | Retail Product Portfolio | Refrigerators- Bottom Freezers | ENERGY STAR +10% | 2019 | 139697.6997 | 6494.2151 | 0 | 7th PP assumes 0% baseline saturation. Current practice baseline incorporated in the savings rate. | 14.2% | 9.1857 | 7thPP savings rate. See below for details. | 0.020801 | 0.00096699 | 0.019834
RES_201403_P12T2 | RES_201403 | 0 | 0 | 1 | 1 | TRUE | Residential | Retail Product Portfolio | Refrigerators- Bottom Freezers | ENERGY STAR +15% | 2019 | 3990.79 | 534.22 | 0 | 7th PP assumes 0% baseline saturation. Current practice baseline incorporated in the savings rate. | 14.2% | 40.5516 | 7thPP savings rate. See below for details. | 0.0026233 | 0.00035117 | 0.0022722
RES_201403_P12T3 | RES_201403 | 0 | 0 | 1 | 1 | TRUE | Residential | Retail Product Portfolio | Refrigerators- Compact Freezers | ENERGY STAR +10% | 2019 | 0 | 0 | 0 | 7th PP assumes 0% baseline saturation. Current practice baseline incorporated in the savings rate. | 0% | 2.4761 | 7thPP savings rate. See below for details.
RES_201403_P12T4 | RES_201403 | 0 | 0 | 1 | 1 | TRUE | Residential | Retail Product Portfolio | Refrigerators- Compact Freezers | ENERGY STAR +15% | 2019 | 0 | 0 | 0 | 7th PP assumes 0% baseline saturation. Current practice baseline incorporated in the savings rate. | 0% | 12.9953 | 7thPP savings rate. See below for details.
RES_201403_P10t1 | RES_201403 | 0 | 0 | 1 | 1 | TRUE | Residential | Retail Product Portfolio | Freezers- Compact | ENERGY STAR 5.0 | 2020 | 25.9522 | 0 | 0 | Updated to RTF baseline | 13.99% | 10.5614 | Source: RTF | 4.3759e-06 | 0 | 4.3759e-06
RES_201403_P10t2 | RES_201403 | 0 | 0 | 1 | 1 | TRUE | Residential | Retail Product Portfolio | Freezers- Compact | ENERGY STAR V5.0 +5% | 2020 | 618.5616 | 0 | 0 | Updated to RTF Baseline | 13.99% | 32.706 | Source: RTF (not a 7th PP measure and NEEA does not have new data to update RTF value). Using the RTF current practice baseline, which is likely similar to 2015. | 0.00032299 | 0 | 0.00032299
RES_201403_P10t1 | RES_201403 | 0 | 0 | 1 | 1 | TRUE | Residential | Retail Product Portfolio | Compact Freezers | Energy Star | 2021 | 25.2688 | 0 | 0 | Updated to RTF baseline | 13.99% | 10.5614 | Source: RTF | 4.2607e-06 | 0 | 4.2607e-06
RES_201403_P10t2 | RES_201403 | 0 | 0 | 1 | 1 | TRUE | Residential | Retail Product Portfolio | Compact Freezers | ENERGY STAR +5% | 2021 | 1246.4837 | 0 | 0 | Updated to RTF Baseline | 13.99% | 32.706 | Source: RTF (not a 7th PP measure and NEEA does not have new data to update RTF value) | 0.00065086 | 0 | 0.00065086
RES_201403_P5t1 | RES_201403 | 0 | 0 | 1 | 1 | TRUE | Residential | Retail Product Portfolio | Freezers- Upright | ENERGY STAR 5.0 | 2020 | 16294.4185 | 0 | 0 | Updated to RTF Baseline | 13.99% | 17.8607 | Source: RTF | 0.0046464 | 0 | 0.0046464
RES_201403_P5t2 | RES_201403 | 0 | 0 | 1 | 1 | TRUE | Residential | Retail Product Portfolio | Freezers- Upright | ENERGY STAR V5.0 +5% | 2020 | 388.4802 | 0 | 0 | Updated to RTF Baseline | 13.99% | 66.5767 | Source: RTF (not a 7th PP measure and NEEA does not have new data to update RTF value). Using the RTF current practice baseline, which is likely similar to 2015. | 0.00041292 | 0 | 0.00041292
RES_201403_P5t1 | RES_201403 | 0 | 0 | 1 | 1 | TRUE | Residential | Retail Product Portfolio | Upright Freezers | Energy Star | 2021 | 16177.4106 | 0 | 0 | Updated to RTF baseline | 13.99% | 17.8607 | Source: RTF | 0.004613 | 0 | 0.004613
RES_201403_P5t2 | RES_201403 | 0 | 0 | 1 | 1 | TRUE | Residential | Retail Product Portfolio | Upright Freezers | ENERGY STAR +5% | 2021 | 797.5661 | 600 | 0 | Updated to RTF Baseline | 13.99% | 66.5767 | Source: RTF (not a 7th PP measure and NEEA does not have new data to update RTF value) | 0.00084775 | 0.00063775 | 0.00021
RES_201403_P9t1 | RES_201403 | 0 | 0 | 1 | 1 | TRUE | Residential | Retail Product Portfolio | Freezers- Chest | ENERGY STAR 5.0 | 2020 | 1977.9023 | 0 | 0 | Updated to RTF baseline | 13.99% | 25.5713 | Source: RTF | 0.00080748 | 0 | 0.00080748
RES_201403_P9t2 | RES_201403 | 0 | 0 | 1 | 1 | TRUE | Residential | Retail Product Portfolio | Freezers- Chest | ENERGY STAR V5.0 +5% | 2020 | 49.3556 | 0 | 0 | Updated to RTF baseline | 13.99% | 53.2097 | Source: RTF | 4.1928e-05 | 0 | 4.1928e-05
RES_201403_P9t1 | RES_201403 | 0 | 0 | 1 | 1 | TRUE | Residential | Retail Product Portfolio | Chest Freezers | Energy Star | 2021 | 2328.2756 | 0 | 0 | Updated to RTF baseline | 13.99% | 25.5713 | Source: RTF | 0.00095052 | 0 | 0.00095052
RES_201403_P9t2 | RES_201403 | 0 | 0 | 1 | 1 | TRUE | Residential | Retail Product Portfolio | Chest Freezers | ENERGY STAR +5% | 2021 | 85.4113 | 0 | 0 | Updated to RTF Baseline | 13.99% | 53.2097 | Source: RTF | 7.2558e-05 | 0 | 7.2558e-05
RES_201403_P6T1 | RES_201403 | 0 | 0 | 1 | 1 | TRUE | Residential | Retail Product Portfolio | Refrigerators- Other | ENERGY STAR 5.0 | 2020 | 57.3695 | 57.3695 | 0 | Updated to RTF baseline | 13.99% | 21.0338 | Source: RTF | 1.9265e-05 | 1.9265e-05 | 0
RES_201403_P6T2 | RES_201403 | 0 | 0 | 1 | 1 | TRUE | Residential | Retail Product Portfolio | Refrigerators- Other | ENERGY STAR Most Efficient 2017 | 2020 | 36475.3324 | 3838.9051 | 0 | Updated to RTF baseline | 13.99% | 26.0781 | Source: RTF | 0.015186 | 0.0015983 | 0.013588
RES_201403_P13T1 | RES_201403 | 0 | 0 | 1 | 1 | TRUE | Residential | Retail Product Portfolio | Refrigerators- Side Freezers | ENERGY STAR 5.0 | 2020 | 13542.5478 | 1823.3221 | 0 | Updated to RTF baseline | 13.99% | 44.5888 | Source: RTF | 0.0096406 | 0.001298 | 0.0083426
RES_201403_P13T2 | RES_201403 | 0 | 0 | 1 | 1 | TRUE | Residential | Retail Product Portfolio | Refrigerators- Side Freezers | ENERGY STAR Most Efficient 2017 | 2020 | 9775.896 | 1763.7649 | 0 | Updated to RTF baseline | 13.99% | 124.0959 | Source: RTF | 0.019368 | 0.0034944 | 0.015874
RES_201403_P12T1 | RES_201403 | 0 | 0 | 1 | 1 | TRUE | Residential | Retail Product Portfolio | Refrigerators- Bottom Freezers | ENERGY STAR 5.0 | 2020 | 144403.4641 | 6494.2151 | 0 | Updated to RTF baseline | 13.99% | 7.0578 | Source: RTF | 0.016271 | 0.00073176 | 0.01554
RES_201403_P12T2 | RES_201403 | 0 | 0 | 1 | 1 | TRUE | Residential | Retail Product Portfolio | Refrigerators- Bottom Freezers | ENERGY STAR Most Efficient 2017 | 2020 | 4198.4273 | 3241.8196 | 0 | Updated to RTF baseline | 13.99% | 58.2617 | Source: RTF | 0.0039052 | 0.0030154 | 0.0008898
RES_201403_P12T3 | RES_201403 | 0 | 0 | 1 | 1 | TRUE | Residential | Retail Product Portfolio | Refrigerators- Compact Freezers | ENERGY STAR +10% | 2020 | 0 | 0 | 0 | Updated to RTF baseline | 0% | 0 | Source: RTF |  |  |  | TBD
RES_201403_P12T4 | RES_201403 | 0 | 0 | 1 | 1 | TRUE | Residential | Retail Product Portfolio | Refrigerators- Compact Freezers | ENERGY STAR +15% | 2020 | 0 | 0 | 0 | Updated to RTF baseline | 0% | 0 | Source: RTF |  |  |  | TBD
RES_201403_P6T1 | RES_201403 | 0 | 0 | 1 | 1 | TRUE | Residential | Retail Product Portfolio | Refrigerators- Other | ENERGY STAR +10% | 2021 | 1133.1266 | 1133.1266 | 0 | Updated to RTF baseline | 13.99% | 21.0338 | Source: RTF | 0.00038052 | 0.00038052 | 0
RES_201403_P6T2 | RES_201403 | 0 | 0 | 1 | 1 | TRUE | Residential | Retail Product Portfolio | Refrigerators- Other | ENERGY STAR +15% | 2021 | 40586.1825 | 3838.9051 | 0 | Updated to RTF baseline | 13.99% | 26.0781 | Source: RTF | 0.016898 | 0.0015983 | 0.0153
RES_201403_P13T1 | RES_201403 | 0 | 0 | 1 | 1 | TRUE | Residential | Retail Product Portfolio | Refrigerators- Side Freezers | ENERGY STAR +10% | 2021 | 13319.1923 | 1823.3221 | 0 | Updated to RTF baseline | 13.99% | 44.5888 | Source: RTF | 0.0094816 | 0.001298 | 0.0081836
RES_201403_P13T2 | RES_201403 | 0 | 0 | 1 | 1 | TRUE | Residential | Retail Product Portfolio | Refrigerators- Side Freezers | ENERGY STAR +15% | 2021 | 11159.2781 | 1763.7649 | 0 | Updated to RTF baseline | 13.99% | 124.0959 | Source: RTF | 0.022109 | 0.0034944 | 0.018615
RES_201403_P12T1 | RES_201403 | 0 | 0 | 1 | 1 | TRUE | Residential | Retail Product Portfolio | Refrigerators- Bottom Freezers | ENERGY STAR +10% | 2021 | 146931.2729 | 6494.2151 | 0 | Updated to RTF baseline | 13.99% | 7.0578 | Source: RTF | 0.016556 | 0.00073176 | 0.015824
RES_201403_P12T2 | RES_201403 | 0 | 0 | 1 | 1 | TRUE | Residential | Retail Product Portfolio | Refrigerators- Bottom Freezers | ENERGY STAR +15% | 2021 | 4885.1087 | 3241.8196 | 0 | Updated to RTF baseline | 13.99% | 58.2617 | Source: RTF | 0.004544 | 0.0030154 | 0.0015285
RES_201403_P12T3 | RES_201403 | 0 | 0 | 1 | 1 | TRUE | Residential | Retail Product Portfolio | Refrigerators- Compact Freezers | ENERGY STAR +10% | 2021 | 0 | 0 | 0 | Updated to RTF baseline | 0% | 0 | Source: RTF
RES_201403_P12T4 | RES_201403 | 0 | 0 | 1 | 1 | TRUE | Residential | Retail Product Portfolio | Refrigerators- Compact Freezers | ENERGY STAR +15% | 2021 | 0 | 0 | 0 | Updated to RTF baseline | 0% | 0 | Source: RTF
Freezer Track Units from:
Total Regional Sales * Market Share = Tracked Units Market Share Analysis: -Energy Solutions. 2019. Consumer Products UES- Energy Solutions. (dataset). Total Sales: -Data from: ICF. 2019. Retail Products Platform. (dataset).
Refrigerator Track Units From:
Total Regional Sales * Market Share = Tracked Units Market Share Analysis: -Energy Solutions. 2019. Consumer Products UES- Energy Solutions. (dataset). -Data from: ICF. 2019. Retail Products Platform. (dataset). Total Sales: -Association of Home Appliance Manufacturers. 2015-2017 County Sales Report. (dataset). Note AHAM discontinued its regional reports in 2018. As a result, NEEA used the 2017 values as a proxy for 2018.
Savings Rates
The savings rate is frozen based on the 7th PP analysis
Freezers and Refrigerators
ENERGY STAR Refrigerators and Freezers 7th PP values
Input Data
[7 empty] | Category Name | Measure Name | Savings (kwh/yr.) (incremental to baseline) | Life (yrs.)
[7 empty] | Standard Size Refrigerator and Refrigerator-freezer - CEE Tier 1 | Standard Size Refrigerator and Refrigerator-freezer - CEE Tier 1 | 10.8428 | 15.18 | Energy Star +10%
[7 empty] | Standard Size Refrigerator and Refrigerator-freezer - CEE Tier 2 | Standard Size Refrigerator and Refrigerator-freezer - CEE Tier 2 | 47.867 | 15.18 | ENERGY STAR +15%
[7 empty] | Standard Size Refrigerator and Refrigerator-freezer - CEE Tier 3 | Standard Size Refrigerator and Refrigerator-freezer - CEE Tier 3 | 112.4257 | 15.18
[7 empty] | Standard Size Refrigerator and Refrigerator-freezer - Energy Star | Standard Size Refrigerator and Refrigerator-freezer - Energy Star | 45.1812 | 15.18 | any ENERGY STAR
[7 empty] | Standard Size Freezer - Energy Star | Standard Size Freezer - Energy Star | 24.8418 | 21.7347
[7 empty] | Compact Refrigerator and Refrigerator-freezer - CEE Tier 1 | Compact Refrigerator and Refrigerator-freezer - CEE Tier 1 | 2.86 | 4.6742
[7 empty] | Compact Refrigerator and Refrigerator-freezer - CEE Tier 2 | Compact Refrigerator and Refrigerator-freezer - CEE Tier 2 | 15.01 | 4.6742
[7 empty] | Compact Refrigerator and Refrigerator-freezer - CEE Tier 3 | Compact Refrigerator and Refrigerator-freezer - CEE Tier 3 | 35.6987 | 4.6742
[7 empty] | Compact Refrigerator and Refrigerator-freezer - Energy Star | Compact Refrigerator and Refrigerator-freezer - Energy Star | 10.4128 | 4.6742
[7 empty] | Compact Freezer - Energy Star | Compact Freezer - Energy Star | 10.8191 | 6.5377
[7 empty] | Standard Size Refrigerator and Refrigerator-freezer - CEE Tier 1 | Standard Size Refrigerator and Refrigerator-freezer - CEE Tier 1 _HVAC | -1.6571 | 15.18
[7 empty] | Standard Size Refrigerator and Refrigerator-freezer - CEE Tier 2 | Standard Size Refrigerator and Refrigerator-freezer - CEE Tier 2 _HVAC | -7.3154 | 15.18
[7 empty] | Standard Size Refrigerator and Refrigerator-freezer - CEE Tier 3 | Standard Size Refrigerator and Refrigerator-freezer - CEE Tier 3 _HVAC | -17.1819 | 15.18
[7 empty] | Standard Size Refrigerator and Refrigerator-freezer - Energy Star | Standard Size Refrigerator and Refrigerator-freezer - Energy Star _HVAC | -6.905 | 15.18
[7 empty] | Standard Size Freezer - Energy Star | Standard Size Freezer - Energy Star _HVAC | -1.9755 | 21.7347
[7 empty] | Compact Refrigerator and Refrigerator-freezer - CEE Tier 1 | Compact Refrigerator and Refrigerator-freezer - CEE Tier 1 _HVAC | -0.38389 | 4.6742
[7 empty] | Compact Refrigerator and Refrigerator-freezer - CEE Tier 2 | Compact Refrigerator and Refrigerator-freezer - CEE Tier 2 _HVAC | -2.0148 | 4.6742
[7 empty] | Compact Refrigerator and Refrigerator-freezer - CEE Tier 3 | Compact Refrigerator and Refrigerator-freezer - CEE Tier 3 _HVAC | -4.7918 | 4.6742
[7 empty] | Compact Refrigerator and Refrigerator-freezer - Energy Star | Compact Refrigerator and Refrigerator-freezer - Energy Star _HVAC | -1.3977 | 4.6742
[7 empty] | Compact Freezer - Energy Star | Compact Freezer - Energy Star _HVAC | -0.81576 | 6.5377
Interaction factors for analysis
[8 empty] | % in Conditioned Space (from RBSA) | Electric HVAC Interaction (%) | HVAC Interaction (therms/kWh)
[7 empty] | Std Fridge/Freezer | 87.83% | 15.28% | 0.0086472
[7 empty] | Compact Fridge | 45.7% | 7.952% | 0.0044994
[7 empty] | Freezer | 77.14% | 13.42% | 0.0075948
[7 empty] | Compact Freezer | 43.33% | 7.54% | 0.0042662
HVAC Interaction (updated - using same as 7P lighting)
[8 empty] | HVAC Interaction Type | Electric Interaction Factor (%) | Gas Interaction Factor (therms/kWh)
[8 empty] | Interior Lighting / General Interior Load | 17.4% | 0.0098451
Note: these factors were updated by the RTF in 2018. However, this report freezes the technical assumptions based on what NEEA used to set the targets.
Above ENERGY STAR Freezers
This measure is not in the 7th PP
As a result, NEEA uses its sales data and the savings are incremental to the Power Plan Baseline.
Values are updated based on sales.
[9 empty] | Baseline Unit Energy Consumption (kWh/Unit) | ES+ Unit Energy Consumption (kWh/Unit) | ES + Savings Rate | ES + Savings Rate w/ HVAC Interaction
[8 empty] | Chest | 281.7538 | 230.6378 | 51.116 | 44.2548
[9 empty] | RPP Tier(3) | Sales-weighted AEC(4) (kWh/yr) | Sales-weighted Volume(5) (ft^3) | Sales-weighted % Better Than Fed(6) | Sales(7) | Adjusted Sales | Normalized Within the Year AEC(8C) (kWh/yr) | Percent of Annual Market Share | Year Table layout | Category | Baseline UEC
[7 empty] | 10 | 10. Chest freezers and all other freezers except compact freezers. | Not Qualified | 299.6188 | 15.0394 | -0.62% | 3452 | 3401.6961 | 288.6206 | 10.22% | 2015 | Chest | 281.7538
[9 empty] | ESTAR v5 | 218.1959 | 10.6172 | 10.59% | 873 | 923.3039 | 256.4545 | 2.584% | 2015 | Chest
[9 empty] | ESTAR v5 +5% | NA | NA | NA | 0 | 0 | NA | 0% | 2015 | Chest
[7 empty] | 10A | 10A. Chest freezers with automatic defrost. | Not Qualified | NA | NA | NA | 0 | 0 | NA | 0% | 2015 | Chest | 0
[9 empty] | ESTAR v5 | NA | NA | NA | 0 | 0 | NA | 0% | 2015 | Chest
[9 empty] | ESTAR v5 +5% | NA | NA | NA | 0 | 0 | NA | 0% | 2015 | Chest
[7 empty] | 16 | 16. Compact upright freezers with manual defrost. | Not Qualified | 314 | 5.8 | 0.005255% | 61 | 61 | 313.0918 | 0.1806% | 2015 | Compact | 312.3336
[9 empty] | ESTAR v5 | NA | NA | NA | 0 | 0 | NA | 0% | 2015 | Compact
[9 empty] | ESTAR v5 +5% | 219 | 2.1 | 15.02% | 1 | 1 | 266.0822 | 0.00296% | 2015 | Compact
[7 empty] | 17 | 17. Compact upright freezers with automatic defrost. | Not Qualified | NA | NA | NA | 0 | 0 | NA | 0% | 2015 | Compact | 0
[9 empty] | ESTAR v5 | NA | NA | NA | 0 | 0 | NA | 0% | 2015 | Compact
[9 empty] | ESTAR v5 +5% | NA | NA | NA | 0 | 0 | NA | 0% | 2015 | Compact
[7 empty] | 18 | 18. Compact chest freezers. | Not Qualified | 237.4565 | 5.9992 | -1.97% | 16511 | 16511 | 237.9057 | 48.88% | 2015 | Compact | 233.3033
[9 empty] | ESTAR v5 | NA | NA | NA | 0 | 0 | NA | 0% | 2015 | Compact
[9 empty] | ESTAR v5 +5% | 178.7253 | 5.6173 | 21.72% | 1500 | 1500 | 182.6439 | 4.44% | 2015 | Compact
[7 empty] | 10 | 10. Chest freezers and all other freezers except compact freezers. | Not Qualified | 294.8354 | 14.6572 | -0.06058% | 9973 | 9973 | 291.4843 | 12.45% | 2018 | Chest
[9 empty] | ESTAR v5 | 223.9 | 11.11 | 10.57% | 920 | 920 | 260.5157 | 1.148% | 2018 | Chest
[9 empty] | ESTAR v5 +5% | 346 | 25.66 | 20.83% | 117 | 117 | 230.6378 | 0.146% | 2018 | Chest
[7 empty] | 10A | 10A. Chest freezers with automatic defrost. | Not Qualified | NA | NA | NA | 0 | 0 | NA | 0% | 2018 | Chest
[9 empty] | ESTAR v5 | NA | NA | NA | 0 | 0 | NA | 0% | 2018 | Chest
[9 empty] | ESTAR v5 +5% | NA | NA | NA | 0 | 0 | NA | 0% | 2018 | Chest
[7 empty] | 16 | 16. Compact upright freezers with manual defrost. | Not Qualified | 303.9273 | 5.3422 | 1.018% | 344 | 344 | 308.0016 | 0.4294% | 2018 | Compact
[9 empty] | ESTAR v5 | 280.8422 | 5.7892 | 10.52% | 1299 | 1299 | 278.4393 | 1.621% | 2018 | Compact
[9 empty] | ESTAR v5 +5% | NA | NA | NA | 0 | 0 | NA | 0% | 2018 | Compact
[7 empty] | 17 | 17. Compact upright freezers with automatic defrost. | Not Qualified | NA | NA | NA | 0 | 0 | NA | 0% | 2018 | Compact
[9 empty] | ESTAR v5 | NA | NA | NA | 0 | 0 | NA | 0% | 2018 | Compact
[9 empty] | ESTAR v5 +5% | NA | NA | NA | 0 | 0 | NA | 0% | 2018 | Compact
[7 empty] | 18 | 18. Compact chest freezers. | Not Qualified | 233.861 | 6.0446 | 0.1214% | 33091 | 33091 | 233.3791 | 41.31% | 2018 | Compact
[9 empty] | ESTAR v5 | NA | NA | NA | 0 | 0 | NA | 0% | 2018 | Compact
[9 empty] | ESTAR v5 +5% | NA | NA | NA | 0 | 0 | NA | 0% | 2018 | Compact
Regional Technical Forum
ResRefrigeratorsAndFreezers_v5_1.xlsm
Input Data
[7 empty] | Measure Application | Savings Component | Savings for Period 1 | NEEA Lookup
[7 empty] | Standard Size Refrigerator and Refrigerator-Freezer - Bottom-mounted Freezer - ENERGY STAR | Refrigeration | 8.2944 | RES_201403_P12T1
[7 empty] | Standard Size Refrigerator and Refrigerator-Freezer - Side-mounted Freezer - ENERGY STAR | Refrigeration | 52.4015 | RES_201403_P13T1
[7 empty] | Standard Size Refrigerator and Refrigerator-Freezer - Other - ENERGY STAR | Refrigeration | 24.7193 | RES_201403_P6T1
[7 empty] | Compact Size Refrigerator and Refrigerator-Freezer - ENERGY STAR | Refrigeration | 1.5834
[7 empty] | Standard Size Freezer - Upright - ENERGY STAR | Refrigeration | 19.3004 | RES_201403_P5t1
[7 empty] | Standard Size Freezer - Chest - ENERGY STAR | Refrigeration | 27.6325 | RES_201403_P9t1
[7 empty] | Compact Standard Size Freezer - ENERGY STAR | Refrigeration | 11.4098 | RES_201403_P10t1
[7 empty] | Standard Size Refrigerator and Refrigerator-Freezer - Bottom-mounted Freezer - ESME | Refrigeration | 68.47 | RES_201403_P12T2
[7 empty] | Standard Size Refrigerator and Refrigerator-Freezer - Side-mounted Freezer - ESME | Refrigeration | 145.8394 | RES_201403_P13T2
[7 empty] | Standard Size Refrigerator and Refrigerator-Freezer - Other - ESME | Refrigeration | 30.6474 | RES_201403_P6T2
[7 empty] | Compact Size Refrigerator and Refrigerator-Freezer - ESME | Refrigeration | 43.7986
[7 empty] | Standard Size Freezer - Upright - ESME | Refrigeration | 71.9432 | RES_201403_P5t2
[7 empty] | Standard Size Freezer - Chest - ESME | Refrigeration | 57.4987 | RES_201403_P9t2
[7 empty] | Compact Standard Size Freezer - ESME | Refrigeration | 35.3334 | RES_201403_P10t2
[7 empty] | Standard Size Refrigerator and Refrigerator-Freezer - Bottom-mounted Freezer - ENERGY STAR | Heating and Cooling | -1.2366 | RES_201403_P12T1
[7 empty] | Standard Size Refrigerator and Refrigerator-Freezer - Side-mounted Freezer - ENERGY STAR | Heating and Cooling | -7.8126 | RES_201403_P13T1
[7 empty] | Standard Size Refrigerator and Refrigerator-Freezer - Other - ENERGY STAR | Heating and Cooling | -3.6854 | RES_201403_P6T1
[7 empty] | Compact Size Refrigerator and Refrigerator-Freezer - ENERGY STAR | Heating and Cooling | -0.2282
[7 empty] | Standard Size Freezer - Upright - ENERGY STAR | Heating and Cooling | -1.4397 | RES_201403_P5t1
[7 empty] | Standard Size Freezer - Chest - ENERGY STAR | Heating and Cooling | -2.0612 | RES_201403_P9t1
[7 empty] | Compact Standard Size Freezer - ENERGY STAR | Heating and Cooling | -0.84844 | RES_201403_P10t1
[7 empty] | Standard Size Refrigerator and Refrigerator-Freezer - Bottom-mounted Freezer - ESME | Heating and Cooling | -10.2083 | RES_201403_P12T2
[7 empty] | Standard Size Refrigerator and Refrigerator-Freezer - Side-mounted Freezer - ESME | Heating and Cooling | -21.7435 | RES_201403_P13T2
[7 empty] | Standard Size Refrigerator and Refrigerator-Freezer - Other - ESME | Heating and Cooling | -4.5693 | RES_201403_P6T2
[7 empty] | Compact Size Refrigerator and Refrigerator-Freezer - ESME | Heating and Cooling | -6.3123
[7 empty] | Standard Size Freezer - Upright - ESME | Heating and Cooling | -5.3665 | RES_201403_P5t2
[7 empty] | Standard Size Freezer - Chest - ESME | Heating and Cooling | -4.289 | RES_201403_P9t2
[7 empty] | Compact Standard Size Freezer - ESME | Heating and Cooling | -2.6274 | RES_201403_P10t2
2020-2021 NEEA Calc for ES +5%
[7 empty] | Product Class(B) |  | RPP Tier(3) | Sales-weighted AEC(4) (kWh/yr) | Sales-weighted Volume(5) (ft^3) | Sales-weighted % Better Than Fed(6) | Sales(7) | Adjusted Sales | Normalized Across All Years AEC(8A) (kWh/yr) | Normalized to 2015 AEC(8B) (kWh/yr) | Normalized Within the Year AEC(8C) (kWh/yr) | Percent of Annual Market Share | Year Table layout | Category | Share by category
[7 empty] | 10 | 10. Chest freezers and all other freezers except compact freezers. | Not Qualified | 299.6188 | 15.0394 | -0.0061996 | 3452 | 3401.6961 | 288.555 | 288.6206 | 288.6206 | 10.22% | 2015 | Chest | 78.65%
[9 empty] | ESTAR v5 | 218.1959 | 10.6172 | 0.10594 | 873 | 923.3039 | 256.3961 | 256.4545 | 256.4545 | 2.584% | 2015 | Chest | 21.35%
[9 empty] | ESTAR v5 +5% | NA | NA | NA | 0 | 0 | NA | NA | NA | 0% | 2015 | Chest | 0%
[7 empty] | 10A | 10A. Chest freezers with automatic defrost. | Not Qualified | NA | NA | NA | 0 | 0 | NA | NA | NA | 0% | 2015 | Chest | 0%
[9 empty] | ESTAR v5 | NA | NA | NA | 0 | 0 | NA | NA | NA | 0% | 2015 | Chest | 0%
[9 empty] | ESTAR v5 +5% | NA | NA | NA | 0 | 0 | NA | NA | NA | 0% | 2015 | Chest | 0%
[7 empty] | 10 | 10. Chest freezers and all other freezers except compact freezers. | Not Qualified | 294.8354 | 14.6572 | -0.00060578 | 9973 | 9973 | 286.9508 | 287.0161 | 291.4843 | 12.45% | 2018 | Chest | 90.58%
[9 empty] | ESTAR v5 | 223.9 | 11.11 | 0.1057 | 920 | 920 | 256.4639 | 256.5223 | 260.5157 | 1.148% | 2018 | Chest | 8.356%
[9 empty] | ESTAR v5 +5% | 346 | 25.66 | 0.20827 | 117 | 117 | 227.0507 | 227.1023 | 230.6378 | 0.146% | 2018 | Chest | 1.063%
[7 empty] | 10A | 10A. Chest freezers with automatic defrost. | Not Qualified | NA | NA | NA | 0 | 0 | NA | NA | NA | 0% | 2018 | Chest | 0%
[9 empty] | ESTAR v5 | NA | NA | NA | 0 | 0 | NA | NA | NA | 0% | 2018 | Chest | 0%
[9 empty] | ESTAR v5 +5% | NA | NA | NA | 0 | 0 | NA | NA | NA | 0% | 2018 | Chest | 0%
Source: RPP Program Data. February 2019.
[7 empty] | (A) | Data range is from March 2015 to December 2018, no months excluded
[7 empty] | (B) | DOE product class, "compact" defined as total volume less than or equal to 7.75 cubic feet | [10 empty] | Baseline |  | 281.7538
[7 empty] | (1A) | Product of freezer internal volume and DOE-specified adjustment factor of 1.73, sales-weighted average over all years | [10 empty] | ENERGY STAR v5 +5% |  | 230.6378
[7 empty] | (1B) | Product of freezer internal volume, sales-weighted for 2015, and DOE-specified adjustment factor of 1.73 - note that this gives "NA" values for product classes that had no sales in 2015 | [12 empty] | 51.116
[7 empty] | (1C) | Product of freezer internal volume, sales-weighted within the year, and DOE-specified adjustment factor of 1.73
[7 empty] | (2A) | Calculated from DOE 4th Standard (effective 2014) coefficients listed to the right of this table and product class sales-weighted (across all years) adjusted volume
[7 empty] | (2B) | Calculated from DOE 4th Standard (effective 2014) coefficients listed to the right of this table and product class sales-weighted (for 2015) adjusted volume - note that this gives "NA" values for product classes that had no sales in 2015
[7 empty] | (2C) | Calculated from DOE 4th Standard (effective 2014) coefficients listed to the right of this table and product class sales-weighted (within the year) adjusted volume
[7 empty] | (3) | Portal tiers are advanced if calculated % better than ESTAR is 5 or more, Basic if calculated % better than ESTAR is between 0 and 5, Not Qualified otherwise
[7 empty] | (4) | Sumproduct of unit annual energy consumption and market share
[7 empty] | (5) | Sumproduct of per-unit total volume and market share
[7 empty] | (6) | Difference between unit AEC and federal maximum for the unit's class/size, as a percent of the federal maximum
[7 empty] | (7) | Any negative sales were excluded.
[7 empty] | (8A) | Representative Federal Minimum AEC (which is volume-normalized across all years) adjusted by the calculated "% Better than Fed"
[7 empty] | (8B) | Representative Federal Minimum AEC (which is volume-normalized for 2015) adjusted by the calculated "% Better than Fed"
[7 empty] | (8C) | Representative Federal Minimum AEC (which is volume-normalized within the year) adjusted by the calculated "% Better than Fed"
[7 empty] | (9) | "NA" means no NEEA RPP sales for the category/tier.
Measure Lookup
[7 empty] | Configeration | NEEA Measures Name | ENERGY STAR Effective Date | ENERGY STAR Specification | Equiv. CEE Tier | CEE Effective Date | CEE Specification
[7 empty] | Refrigerators- Bottom Freezers | ENERGY STAR v5 | 2014-09-15 | https://www.energystar.gov/products/spec/residential_refrigerators_and_freezers_specification_version_5_0_pd | Tier 1 | 2014-09-15 | https://library.cee1.org/system/files/library/9563/CEE_ResidentialRefrigeratorSpecification_15Sep2014.pdf
[7 empty] | Refrigerators- Bottom Freezers | ENERGY STAR Most Efficient 2017 | 2014-09-15 | https://www.energystar.gov/sites/default/files/Refrigerator-Freezers%20ENERGY%20STAR%20Most%20Efficient%202017%20Criteria.pdf | Tier 2 | 2014-09-15 | https://library.cee1.org/system/files/library/9563/CEE_ResidentialRefrigeratorSpecification_15Sep2014.pdf
[7 empty] | Refrigerators- Bottom Freezers | ENERGY STAR Most Efficient 2018 | 2014-09-15 | https://www.energystar.gov/sites/default/files/Refrigerator-Freezers%20ENERGY%20STAR%20Most%20Efficient%202018%20Final%20Criteria.pdf | Tier 2 | 2014-09-15 | https://library.cee1.org/system/files/library/9563/CEE_ResidentialRefrigeratorSpecification_15Sep2014.pdf
[7 empty] | Refrigerators- Other (Mostly top-mount freezers, compacts.) | ENERGY STAR v5 | 2014-09-15 | https://www.energystar.gov/products/spec/residential_refrigerators_and_freezers_specification_version_5_0_pd | Tier 1 | 2014-09-15 | https://library.cee1.org/system/files/library/9563/CEE_ResidentialRefrigeratorSpecification_15Sep2014.pdf
[7 empty] | Refrigerators- Other (Mostly top-mount freezers, compacts.) | ENERGY STAR Most Efficient 2017 | 2014-09-15 | https://www.energystar.gov/sites/default/files/Refrigerator-Freezers%20ENERGY%20STAR%20Most%20Efficient%202017%20Criteria.pdf | Tier 2 | 2014-09-15 | https://library.cee1.org/system/files/library/9563/CEE_ResidentialRefrigeratorSpecification_15Sep2014.pdf
[7 empty] | Refrigerators- Other (Mostly top-mount freezers, compacts.) | ENERGY STAR Most Efficient 2018 | 2014-09-15 | https://www.energystar.gov/sites/default/files/Refrigerator-Freezers%20ENERGY%20STAR%20Most%20Efficient%202018%20Final%20Criteria.pdf | Tier 2 | 2014-09-15 | https://library.cee1.org/system/files/library/9563/CEE_ResidentialRefrigeratorSpecification_15Sep2014.pdf
[7 empty] | Refrigerators- Side Freezers | ENERGY STAR v5 | 2014-09-15 | https://www.energystar.gov/products/spec/residential_refrigerators_and_freezers_specification_version_5_0_pd | Tier 1 | 2014-09-15 | https://library.cee1.org/system/files/library/9563/CEE_ResidentialRefrigeratorSpecification_15Sep2014.pdf
[7 empty] | Refrigerators- Side Freezers | ENERGY STAR Most Efficient 2017 | 2014-09-15 | https://www.energystar.gov/sites/default/files/Refrigerator-Freezers%20ENERGY%20STAR%20Most%20Efficient%202017%20Criteria.pdf | Tier 2 | 2014-09-15 | https://library.cee1.org/system/files/library/9563/CEE_ResidentialRefrigeratorSpecification_15Sep2014.pdf
[7 empty] | Refrigerators- Side Freezers | ENERGY STAR Most Efficient 2018 | 2014-09-15 | https://www.energystar.gov/sites/default/files/Refrigerator-Freezers%20ENERGY%20STAR%20Most%20Efficient%202018%20Final%20Criteria.pdf | Tier 2 | 2014-09-15 | https://library.cee1.org/system/files/library/9563/CEE_ResidentialRefrigeratorSpecification_15Sep2014.pdf
Note on S2: Christina Steinhoff: -Select "RTF" to see RTF updates. -Select "7th PP" for no update.
Note on M5: Christina Steinhoff: Pulling total sales values are additive
Note on N5: Christina Steinhoff: The historical values are Local Program Units reported by Energy Trust of Oregon, Bonneville Power Administration, and local utilities. The forecast are based on historical trends, surveys of funders and program expectations.
Note on O5: Christina Steinhoff: The Power Plan incorporates baseline in the savings rate calculation. In many cases, it also attributes a percent of the savings to baseline. These Baseline Units represent those percentages.
Note on R11: Christina Steinhoff: TBD savings rate
Note on W24: Christina Steinhoff: will add in future reports
Note on W52: Christina Steinhoff: will add in future reports
Note on J160: Christina Steinhoff: incremental to current practice baseline

## BOC
Summary Page
[7 empty] | Building Operator Certification Expansion: | Achieve lasting improvement in the energy efficient and maintenance (O&M) of commercial buildings by developing market demand for and increasing the supply of educated and credentialed building operators.
Lookups | [6 empty] | Measure |  |  |  |  | Units |  |  |  |  | Savings Rate |  | aMW Savings
Measure Index | Initiative Index | Code | Standard | Duplicate? | IOU Savings Category | Reportable | Sector | Initiative | Product | Tier | Year | Total Regional Savings | Gross Local Program | Council Baseline | Baseline Assumption | Funder Share | kWh/ Unit-Yr. | Comments | Total Savings | Local Programs | Remaining Savings
COM_201201_P1T1 | COM_201201 | 0 | 0 | 1 | 1 | TRUE | Commercial | Building Operator Certification Expansion | BOC_Expansion | Single Tier | 2018 | 169 | 5.823 | 32.11 | 19% of the savings are baseline according to the original 7thPP (Source: com_master_7p.xlsm. Baseline assumption for the commercial energy management measure is found on row 34 of 'BASE' worksheet.) | 13.9% | 39875.2058 | The savings rate is not broken into individual measures. Council recommended using NEEA's assumptions. See calculation below. | 0.086613 | 0.0029843 | 0.083629
COM_201201_P1T1 | COM_201201 | 0 | 0 | 1 | 1 | TRUE | Commercial | Building Operator Certification Expansion | BOC_Expansion | Single Tier | 2019 | 155 | 40.2391 | 29.45 | 19% of the savings are baseline according to the original 7thPP (Source: com_master_7p.xlsm. Baseline assumption for the commercial energy management measure is found on row 34 of 'BASE' worksheet.) | 13.9% | 38861.9284 | The savings rate is not broken into individual measures. Council recommended using NEEA's assumptions. See calculation below. | 0.07742 | 0.020099 | 0.057321
COM_201201_P1T1 | COM_201201 | 0 | 0 | 1 | 1 | TRUE | Commercial | Building Operator Certification Expansion | BOC_Expansion | Single Tier | 2020 | 165 | 40.2386 | 31.35 | 19% of the savings are baseline according to the original 7thPP (Source: com_master_7p.xlsm. Baseline assumption for the commercial energy management measure is found on row 34 of 'BASE' worksheet.) | 13.9% | 39368.5671 | The savings rate is not broken into individual measures. Council recommended using NEEA's assumptions. See calculation below. | 0.083489 | 0.020361 | 0.063128
COM_201201_P1T1 | COM_201201 | 0 | 0 | 1 | 1 | TRUE | Commercial | Building Operator Certification Expansion | BOC_Expansion | Single Tier | 2021 | 165 | 40.2386 | 31.35 | 19% of the savings are baseline according to the original 7thPP (Source: com_master_7p.xlsm. Baseline assumption for the commercial energy management measure is found on row 34 of 'BASE' worksheet.) | 13.9% | 39368.5671 | The savings rate is not broken into individual measures. Council recommended using NEEA's assumptions. See calculation below. | 0.083489 | 0.020361 | 0.063128
Track Units from:
NEEA collects detailed certificant data from NEEC, the certifying organization, each year. The database provided is analyzed by a contractor and summarized to arrive at new certificant counts for the year. -Research Into Action. 2019. Combined BOC data for PNW (dataset).
Savings Rate
The savings rate is not broken into individual measures. Council recommended using NEEA's assumptions.
Savings per certified operator in Oregon and Washington is the product of EUI, % savings from certified building operator, and square footage covered per operator.
From NEEA's MPER #2, published February 2015:
[10 empty] | OR/WA | ID/MT
[7 empty] | EUI (from CBECS) |  |  | 15.51 | 11.1 | kWh/sf
[7 empty] | % Savings |  |  | 2.03% | 2.29%
[7 empty] | Square footage covered per operator |  |  | 432768 | 87931 | sf
[10 empty] | 136258.3031 | 22351.1809 | kWh/operator
Replacing NEEA's EUI assumption with the 7th Plan assumption (see table below for details):
[10 empty] | OR/WA | ID/MT
[7 empty] | EUI |  |  | 5.4905 | 5.4905 | kWh/sf | [5 empty] | Annual New Certificates |  | Region Wtd. 7P Sav. Rate
[7 empty] | % Savings |  |  | 2.03% | 2.29% | [6 empty] | OR/WA | ID/MT
[7 empty] | Square footage covered per operator |  |  | 432768 | 87931 | sf |  |  |  |  | 2018 | 131 | 38 | 39875.2058
[10 empty] | 48235.0423 | 11055.7696 | kWh/operator |  |  |  |  | 2019 | 115.9236 | 39.0764 | 38861.9284
[7 empty] | From com-em-70_v4p.xlsm 'Savings' worksheet |  |  |  | Stock Characteristics from com_master_7p.xlsm
Existing Buildings
[8 empty] | HVACElecHt | HVACGasHt | HVACHtPmpHt | V_Pre2013
[7 empty] | BType | HVAC Electric EUI - Electric Heat | HVAC Electric EUI - Gas Heat | HVAC Electric EUI - HP Heat | FloorA%REG | ElecHt%TYP | GasHt%TYP | HtPmpHt%TYP | Avg EUI kWh/sf
[7 empty] | Large Off | 7.08 | 5.18 | 6.08 | 15.07% | 9.379% | 80.87% | 9.748% | 5.4459
[7 empty] | Medium Off | 6.08 | 4.18 | 5.08 | 12.01% | 5.714% | 93.11% | 1.177% | 4.2992
[7 empty] | Small Off | 5.28 | 3.38 | 4.28 | 3.154% | 6.354% | 65.88% | 27.77% | 3.7506
[7 empty] | Xlarge Ret | 6.08 | 4.18 | 5.08 | 2.682% | 52.11% | 30.36% | 17.52% | 5.3279
[7 empty] | Large Ret | 6.7 | 4.6 | 5.6 | 1.084% | 64.09% | 20.98% | 14.93% | 6.0952
[7 empty] | Medium Ret | 9.3 | 6.4 | 7.8 | 4.089% | 56.16% | 42.42% | 1.418% | 8.0485
[7 empty] | Small Ret | 9.6 | 6.7 | 8.1 | 1.302% | 19.95% | 44.75% | 35.3% | 7.7728
[7 empty] | School K-12 | 6 | 3.1 | 4.5 | 3.089% | 22.29% | 53.09% | 24.62% | 4.091
[7 empty] | University | 9 | 5.1 | 7 | 2.233% | 15.89% | 73.04% | 11.08% | 5.93
[7 empty] | Warehouse | 3 | 1.1 | 2 | 10.09% | 52.11% | 30.36% | 17.52% | 2.2479
[7 empty] | Supermarket | 12.5 | 7.6 | 10 | 0.6168% | 1.538% | 88.46% | 10.01% | 7.9155
[7 empty] | MiniMart | 14 | 10.1 | 12 | 0.2548% | 0% | 99.62% | 0.3792% | 10.1072
[7 empty] | Restaurant | 14 | 10.1 | 12 | 1.169% | 5.521% | 88.37% | 6.112% | 10.4315
[7 empty] | Lodging | 9 | 5.1 | 7 | 2.396% | 34.34% | 53.62% | 12.04% | 6.6681
[7 empty] | Hospital | 15 | 9.2 | 12 | 4.497% | 10.31% | 74.19% | 15.5% | 10.2319
[7 empty] | Residential Care | 12.7 | 7.8 | 10.2 | 5.828% | 0.5608% | 98.58% | 0.8634% | 7.8482
[7 empty] | Assembly | 8.5 | 4.6 | 6.5 | 9.098% | 0.5608% | 98.58% | 0.8634% | 4.6383
[7 empty] | Other | 8.5 | 4.6 | 6.5 | 21.33% | 24.03% | 67.84% | 8.133% | 5.6917
Come up with weighted average based on units forecast
Note on N5: Christina Steinhoff: The historical values are Local Program Units reported by Energy Trust of Oregon, Bonneville Power Administration, and local utilities. The forecast are based on historical trends, surveys of funders and program expectations.
Note on O5: Christina Steinhoff: The Power Plan incorporates baseline in the savings rate calculation. In many cases, it also attributes a percent of the savings to baseline. These Baseline Units represent those percentages.

## Com_Lighting
Summary Page
[7 empty] | Luminaire Level Lighting Controls: | The Luminaire Level Lighting Controls (LLLC) initiative works to bring clarity to the controls market by developing best practice specifications for LLLC, aiming to have the technology adopted as standard industry practice by the commercial office lighting market. | [11 empty] | 7th Plan
[7 empty] | Reduced Wattage Lamp Replacement: | Develop an upstream platform with distributors and manufacturers that influences the stocking and sales practices of efficient lighting products that can be leveraged for lighting initiatives. | [7 empty] | Source | RTF |  |  | RTF
Lookups | [6 empty] | Measure |  |  |  |  | Units |  |  |  |  | Savings Rate |  | aMW Savings
Measure Index | Initiative Index | Code | Standard | Duplicate? | IOU Savings Category | Reportable | Sector | Initiative | Product | Tier | Year | Total Regional Savings | Gross Local Program | Council Baseline | Baseline Assumption | Funder Share | kWh/ Unit-Yr. | Comments | Total Savings | Local Programs | Remaining Savings
COM_201401_P1T1 | COM_201401 | 0 | 0 | 1 | 1 | TRUE | Commercial | Luminaire Level Lighting Controls | Lighting Controls | LLC | 2018 | 0 | 0 | 0 | NEEA is a assuming a 0% baseline. | 0% | 8760000 | Anticipating site-based savings. | 0 | 0 | 0
COM_201401_P1T1 | COM_201401 | 0 | 0 | 1 | 1 | TRUE | Commercial | Luminaire Level Lighting Controls | Lighting Controls | LLC | 2019 | 0.025351 | 0.019013 | 0 | NEEA is a assuming a 0% baseline. | 14.2% | 8760000 | Anticipating site-based savings. | 0.0035998 | 0.0026999 | 0.00089996
COM_201403_P1T1 | COM_201403 | 0 | 0 | 1 | 1 | TRUE | Commercial | Reduced Wattage Lamp Replacement | T8 Fluorescent 28W- Commercial | Tier 1 | 2018 | 818535.4515 | 7132.1689 | 0 | The current practice baseline is incorporated in the savings rate analysis | 14.2% | 5.9158 | RTF Analysis of Non-residential midstream lighting measures. | 0.078493 | 0.00068394 | 0.077809
COM_201403_P2T1 | COM_201403 | 0 | 0 | 1 | 1 | TRUE | Commercial | Reduced Wattage Lamp Replacement | T8 Fluorescent 25W- Commercial | Tier 1 | 2018 | 44059.1231 | 37.0055 | 0 | The current practice baseline is incorporated in the savings rate analysis | 14.2% | 5.9158 | RTF Analysis of Non-residential midstream lighting measures. | 0.004225 | 3.5486e-06 | 0.0042215
COM_201403_P1T1 | COM_201403 | 0 | 0 | 1 | 1 | TRUE | Commercial | Reduced Wattage Lamp Replacement | T8 Fluorescent 28W- Commercial | Tier 1 | 2019 | 725017.6111 | 7132.1689 | 0 | The current practice baseline is incorporated in the savings rate analysis | 14.2% | 5.9158 | RTF Analysis of Non-residential midstream lighting measures. | 0.069525 | 0.00068394 | 0.068842
COM_201403_P2T1 | COM_201403 | 0 | 0 | 1 | 1 | TRUE | Commercial | Reduced Wattage Lamp Replacement | T8 Fluorescent 25W- Commercial | Tier 1 | 2019 | 36240.1818 | 37.0055 | 0 | The current practice baseline is incorporated in the savings rate analysis | 14.2% | 5.9158 | RTF Analysis of Non-residential midstream lighting measures. | 0.0034752 | 3.5486e-06 | 0.0034717
COM_201401_P1T1 | COM_201401 | 0 | 0 | 1 | 1 | TRUE | Commercial | Luminaire Level Lighting Controls | Lighting Controls | LLC | 2020 | 0.0038788 | 0.0027151 | 0 | NEEA is a assuming a 0% baseline. | 13.99% | 8760000 | Anticipating site-based savings. | 0.00054247 | 0.00037973 | 0.00016274
COM_201401_P1T1 | COM_201401 | 0 | 0 | 1 | 1 | TRUE | Commercial | Luminaire Level Lighting Controls | Lighting Controls | LLC | 2021 | 0.56867 | 0.39807 | 0 | NEEA is a assuming a 0% baseline. | 13.99% | 8760000 | Anticipating site-based savings. | 0.079532 | 0.055672 | 0.02386
COM_201403_P1T1 | COM_201403 | 0 | 0 | 1 | 1 | TRUE | Commercial | Reduced Wattage Lamp Replacement | T8 Fluorescent 28W- Commercial | Tier 1 | 2020 | 596352.5415 | 7132.1689 | 0 | The current practice baseline is incorporated in the savings rate analysis | 14.2% | 6.5825 | RTF Analysis of Non-residential midstream lighting measures. | 0.063632 | 0.00076102 | 0.062871
COM_201403_P2T1 | COM_201403 | 0 | 0 | 1 | 1 | TRUE | Commercial | Reduced Wattage Lamp Replacement | T8 Fluorescent 25W- Commercial | Tier 1 | 2020 | 29808.827 | 37.0055 | 0 | The current practice baseline is incorporated in the savings rate analysis | 14.2% | 4.8862 | RTF Analysis of Non-residential midstream lighting measures. | 0.002361 | 2.931e-06 | 0.0023581
COM_201403_P1T1 | COM_201403 | 0 | 0 | 1 | 1 | TRUE | Commercial | Reduced Wattage Lamp Replacement | T8 Fluorescent 28W- Commercial | Tier 1 | 2021 | 490520.9864 | 7132.1689 | 0 | The current practice baseline is incorporated in the savings rate analysis | 14.2% | 6.5825 | RTF Analysis of Non-residential midstream lighting measures. | 0.052339 | 0.00076102 | 0.051578
COM_201403_P2T1 | COM_201403 | 0 | 0 | 1 | 1 | TRUE | Commercial | Reduced Wattage Lamp Replacement | T8 Fluorescent 25W- Commercial | Tier 1 | 2021 | 24518.811 | 37.0055 | 0 | The current practice baseline is incorporated in the savings rate analysis | 14.2% | 4.8862 | RTF Analysis of Non-residential midstream lighting measures. | 0.001942 | 2.931e-06 | 0.0019391
Baseline Assumption - Luminaire Lighting Controls
[7 empty] | Source File: | Com-InteriorLightingControls-7P_V10.xlsx
From 7th Power Plan SavingsNew worksheet:
[8 empty] | Office |  |  | Retail |  |  |  | School |  | Warehouse | Grocery |  | Restaurant | Lodging | Health |  | Assembly | Other
[8 empty] | Large Off | Medium Off | Small Off | Xlarge Ret | Large Ret | Medium Ret | Small Ret | School K-12 | University | Warehouse | Supermarket | MiniMart | Restaurant | Lodging | Hospital | Residential Care | Assembly | Other
[7 empty] | Baseline Lighting EUI (After LPD measures) | 1.6924 | 1.2193 | 1.1322 | 2.9576 | 1.7102 | 1.8127 | 1.3357 | 1.0493 | 1.0493 | 0.63055 | [7 empty] | 1.3486
[7 empty] | Control Factor (Integrated) | 0.35 | 0.35 | 0.35 | 0.35 | 0.35 | 0.35 | 0.35 | 0.35 | 0.35 | 0.4 | [7 empty] | 0.35
Savings Rate - T8 Linear Fluorescent Lamp Measures
[7 empty] | The 7th Plan uses market average approach to calculate savings for the low watt lamps. See details below. | The 7th Plan uses market average approach to calculate savings for the low watt lamps. See details below.
[7 empty] | Source File: | Com-HPLowPowerGSFL-7P_V8.xlsx
From 7th Power Plan SavingsNew worksheet:
[9 empty] | 32W | 28W | 25W
[8 empty] | UEC (kWh/Lamp) | 99.54 | 89.46 | 83.34
[8 empty] | Wattage Mix | 32W | 28W | 25W |  | Avg. Lamp UEC
[8 empty] | Baseline | 80% | 15% | 5% |  | 96.5289
[8 empty] | Max Shift to Low W | 30% | 50% | 20% |  | 90.6131
[12 empty] | Per-Lamp Savings (kWh/Lamp) | 5.9158
From GSFL Final Rule worksheet:
[9 empty] | CBSA Hrs_Light | GSFL Hrs_Light
[7 empty] | Hours | 3600 | 3600 | 4058
With Existing Ballast (Standard Electronic)
[7 empty] | From GSFL Final Rule |  |  |  | Lamps | System Watts |  |  |  | system watts per lamp | Annual System Energy (kWh) |  | Base Sales Mix (fc 2016) | Weighted Average Annual System Energy (kWh) | kWh/lamp savings | WT HVAC Elec Yield
Table 5.3.8 Lamp Replacement Engineering Analysis for a Two-Lamp Instant Start 32 W T8, 4,100 K System in the Commercial and Industrial Sectors
[7 empty] | Efficacy Level | Lamp Diameter | Nominal Wattage | Rated Wattage | Number of Lamps
[7 empty] | Baseline | T8 | 32 | 32.5 | 2 | 55.3 | 2-Lamp | Baseline | T8 32 | 27.65
[7 empty] | EL 1 | T8 | 32 | 32.5 | 2 | 55.3 |  | EL 1 | T8 32 | 27.65 | 199.08 | Base SP32W
[7 empty] | EL 2 | T8 | 25 | 26.6 | 2 | 46.3 |  | EL 2 | T8 25 | 23.15 | 166.68 | HP25W | 5% | 194.436 | 13.878 | 99.29%
[7 empty] | EL 2 | T8 | 32 | 32.5 | 2 | 55.3 |  | EL 2 | T8 32 | 27.65 | 199.08 | HP32W | 80%
[7 empty] | EL 2 | T8 | 28 | 28.4 | 2 | 49.7 |  | EL 2 | T8 28 | 24.85 | 178.92 | HP28W | 15% |  | 7.758
Table 5.3.10 Lamp Replacement Engineering Analysis for a Four-Lamp Instant Start 32 W T8, 4,100 K System in the Commercial and Industrial Sectors
[7 empty] | Baseline | T8 | 32 | 32.5 | 4 | 109 | 4-Lamp | Baseline | T8 32 | 27.25
[7 empty] | EL 1 | T8 | 32 | 32.5 | 4 | 109 |  | EL 1 | T8 32 | 27.25 | 392.4 | Base SP32W
[7 empty] | EL 2 | T8 | 25 | 26.6 | 4 | 91.2 |  | EL 2 | T8 25 | 22.8 | 328.32 | HP25W | 5% | 383.202 | 13.7205
[7 empty] | EL 2 | T8 | 32 | 32.5 | 4 | 109 |  | EL 2 | T8 32 | 27.25 | 392.4 | HP32W | 80%
[7 empty] | EL 2 | T8 | 28 | 28.4 | 4 | 97.9 |  | EL 2 | T8 28 | 24.475 | 352.44 | HP28W | 15% |  | 7.6905
[7 empty] | Source File: | NonResLightingMidstream_v2_1.xlsm
From the RTF Non-Residential Midstream Lighting UES Workbook
[7 empty] | The current practice baseline is incorporated in the savings rate analysis | RTF Analysis of Non-residential midstream lighting measures.
[7 empty] | Measure Application |  | Savings Component | Savings for Period 1 (kwh/yr)
[7 empty] | Retail_RWLF25_2200 to 3999 lumens |  | Lighting | 4.9353
[7 empty] | Retail_RWLF28_2200 to 3999 lumens |  | Lighting | 6.6486
[7 empty] | Retail_RWLF25_2200 to 3999 lumens |  | HVAC | -0.049122
[7 empty] | Retail_RWLF28_2200 to 3999 lumens |  | HVAC | -0.066175
[7 empty] | Retail_RWLF25_2200 to 3999 lumens |  | Lighting & HVAC Combined | 4.8862
[7 empty] | Retail_RWLF28_2200 to 3999 lumens |  | Lighting & HVAC Combined | 6.5825
Baseline Assumption
Note on N6: Christina Steinhoff: The historical values are Local Program Units reported by Energy Trust of Oregon, Bonneville Power Administration, and local utilities. The forecast are based on historical trends, surveys of funders and program expectations.
Note on O6: Christina Steinhoff: The Power Plan incorporates baseline in the savings rate calculation. In many cases, it also attributes a percent of the savings to baseline. These Baseline Units represent those percentages.
Note on R7: Christina Steinhoff: savings are reported in aMW
Note on R13: Christina Steinhoff: savings are reported in aMW
Note on H27: Charlie Grist: LF wattage only, after application of LPD measures. From Com-InteriorLighting. Conservative estimate. Data are in worksheet 'PivotBtype' in workbook 'ComLighitngInterior'.
Note on I27: Charlie Grist: LF wattage only, after application of LPD measures. From Com-InteriorLighting. Conservative estimate. Data are in worksheet 'PivotBtype' in workbook 'ComLighitngInterior'.
Note on J27: Charlie Grist: LF wattage only, after application of LPD measures. From Com-Interior Lighting
Note on K27: Charlie Grist: LF wattage only, after application of LPD measures. From Com-Interior Lighting
Note on L27: Charlie Grist: LF and HID wattage only, after application of LPD measures. From Com-Interior Lighting
Note on M27: Charlie Grist: LF and HID wattage only, after application of LPD measures. From Com-Interior Lighting
Note on N27: Charlie Grist: LF and HID wattage only, after application of LPD measures. From Com-Interior Lighting
Note on O27: Charlie Grist: LF and HID wattage only, after application of LPD measures. From Com-Interior Lighting
Note on P27: Charlie Grist: LF wattage only, after application of LPD measures. From Com-InteriorLighting. Conservative estimate. Data are in worksheet 'PivotBtype' in workbook 'ComLighitngInterior'.
Note on Q27: Charlie Grist: LF wattage only, after application of LPD measures. From Com-InteriorLighting. Conservative estimate. Data are in worksheet 'PivotBtype' in workbook 'ComLighitngInterior'.
Note on R27: Charlie Grist: LF and HID wattage only, after application of LPD measures. From Com-Interior Lighting
Note on Z27: Charlie Grist: LF and HID wattage only, after application of LPD measures. From Com-Interior Lighting

## Commissioning
Summary Page
[7 empty] | Commissioning Buildings: | NEEA helped make commissioning standard practice in public buildings in the Northwest by educating and building awareness of the value of commissioning, supporting the Building Commissioning Association and supporting projects like the commissioning certification.
Lookups | [6 empty] | Measure |  |  |  |  | Units |  |  |  |  | Savings Rate |  | aMW Savings
Measure Index | Initiative Index | Code | Standard | Duplicate? | IOU Savings Category | Reportable | Sector | Initiative | Product | Tier | Year | Total Regional Savings | Gross Local Program | Council Baseline | Baseline Assumption | Funder Share | kWh/ Unit-Yr. | Comments | Total Savings | Local Programs | Remaining Savings
COM_200002_P1T1 | COM_200002 | 0 | 0 | 1 | 1 | TRUE | Commercial | Commissioning Buildings | Cx | Single Tier | 2018 | 8721132 | 4978506.0636 | 1657015.08 | 19% of the savings are baseline according to the original 7thPP (Source: com_master_7p.xlsm. Baseline assumption for the commercial energy management measure is found on row 34 of 'BASE' worksheet.) | 10.37% | 0.43438 | The savings rate is not broken into individual measures. Council recommended using NEEA's assumptions. See calculation below. | 0.036324 | 0.020736 | 0.015588
COM_200002_P2T1 | COM_200002 | 0 | 0 | 1 | 1 | TRUE | Commercial | Commissioning Buildings | rCx | Single Tier | 2018 | 13478065.9588 | 2885908.8316 | 2560832.5322 | 19% of the savings are baseline according to the original 7thPP (Source: com_master_7p.xlsm. Baseline assumption for the commercial energy management measure is found on row 34 of 'BASE' worksheet.) | 10.37% | 0.41337 | The savings rate is not broken into individual measures. Council recommended using NEEA's assumptions. See calculation below. | 0.053423 | 0.011439 | 0.041984
COM_200002_P1T1 | COM_200002 | 0 | 0 | 1 | 1 | TRUE | Commercial | Commissioning Buildings | Cx | Single Tier | 2019 | 8721132 | 4602222.3581 | 1657015.08 | 19% of the savings are baseline according to the original 7thPP (Source: com_master_7p.xlsm. Baseline assumption for the commercial energy management measure is found on row 34 of 'BASE' worksheet.) | 10.37% | 0.43438 | The savings rate is not broken into individual measures. Council recommended using NEEA's assumptions. See calculation below. | 0.036324 | 0.019169 | 0.017156
COM_200002_P2T1 | COM_200002 | 0 | 0 | 1 | 1 | TRUE | Commercial | Commissioning Buildings | rCx | Single Tier | 2019 | 13478065.9588 | 2885908.8316 | 2560832.5322 | 19% of the savings are baseline according to the original 7thPP (Source: com_master_7p.xlsm. Baseline assumption for the commercial energy management measure is found on row 34 of 'BASE' worksheet.) | 10.37% | 0.41337 | The savings rate is not broken into individual measures. Council recommended using NEEA's assumptions. See calculation below. | 0.053423 | 0.011439 | 0.041984
COM_200002_P1T1 | COM_200002 | 0 | 0 | 1 | 1 | TRUE | Commercial | Commissioning Buildings | Cx | Single Tier | 2020 | 8721132 | 4201872.2238 | 1512870.326 | 19% of the savings are baseline according to the original 7thPP (Source: com_master_7p.xlsm. Baseline assumption for the commercial energy management measure is found on row 34 of 'BASE' worksheet.) | 10.37% | 0.43438 | The savings rate is not broken into individual measures. Council recommended using NEEA's assumptions. See calculation below. | 0.037066 | 0.017858 | 0.019207
COM_200002_P2T1 | COM_200002 | 0 | 0 | 1 | 1 | TRUE | Commercial | Commissioning Buildings | rCx | Single Tier | 2020 | 12305600.7679 | 2654952.8605 | 2338064.1459 | 19% of the savings are baseline according to the original 7thPP (Source: com_master_7p.xlsm. Baseline assumption for the commercial energy management measure is found on row 34 of 'BASE' worksheet.) | 10.37% | 0.41337 | The savings rate is not broken into individual measures. Council recommended using NEEA's assumptions. See calculation below. | 0.048776 | 0.010523 | 0.038252
COM_200002_P1T1 | COM_200002 | 0 | 0 | 1 | 1 | TRUE | Commercial | Commissioning Buildings | Cx | Single Tier | 2021 | 7962475.4 | 4201872.2238 | 1512870.326 | 19% of the savings are baseline according to the original 7thPP (Source: com_master_7p.xlsm. Baseline assumption for the commercial energy management measure is found on row 34 of 'BASE' worksheet.) | 10.37% | 0.43438 | The savings rate is not broken into individual measures. Council recommended using NEEA's assumptions. See calculation below. | 0.033165 | 0.017501 | 0.015663
COM_200002_P2T1 | COM_200002 | 0 | 0 | 1 | 1 | TRUE | Commercial | Commissioning Buildings | rCx | Single Tier | 2021 | 12305600.7679 | 2654952.8605 | 2338064.1459 | 19% of the savings are baseline according to the original 7thPP (Source: com_master_7p.xlsm. Baseline assumption for the commercial energy management measure is found on row 34 of 'BASE' worksheet.) | 10.37% | 0.41337 | The savings rate is not broken into individual measures. Council recommended using NEEA's assumptions. See calculation below. | 0.048776 | 0.010523 | 0.038252
COM_200002_P3T1 | [6 empty] | Track Units from:
COM_200002_P4T1 | [6 empty] | 2018 Commissioning Floor area: NEEA tracks commissioned floor area by surveying regional commissioning firms. -Cadmus. 2019. NEEA Cx 2018-2019 Analysis_20190214 (dataset). Forecast: NEEA uses building market penetration and a conservative construction growth forecast to forecast new building Cx. For rCx, which is in existing buildings, NEEA assumes no growth as a conservative assumption. -Dodge. 2019. 2018 Residential and Commercial New Construction (dataset).
Savings Rate
The savings rate is not broken into individual measures. Council recommended using NEEA's assumptions.
NEEA assumes 9% electricity savings for retro-commissioning and 8% for new building commissioning (LTMT 2009, 2011).
While using the % savings assumption from NEEA LTMT work, NEEA used the 7th Plan's annual energy consumption (EUI in kWh/sf) to align with the 7th Plan assumptions.
The difference in savings are shown below.
The savings rate does not change in the forecast, however.
[7 empty] | Savings Rates |  | Using 7th Plan EUI |  |  | Comm/Indy Blended using 7th Plan EUI |  | Using NEEA's EUI from LTMT 2009/2011 |  | Industrial Savings Rates |  | Industrial Share in 2018 |  | Blended Rate |  | Ratio of Comm. to Blended Rate
[7 empty] | Re-commissioning | Cx | 0.43924 | kWh/sf |  | 0.42798 | kWh/sf | 0.55 | kWh/sf | 0.48 | kWh/sf | 20.14% |  | 0.5359 | kWh/sf | 97.44%
[7 empty] | Ongoing Commissioning | Cx | 0.43924 | kWh/sf |  | 0.43765 | kWh/sf | 0.55 | kWh/sf | 0.48 | kWh/sf | 2.847% |  | 0.54801 | kWh/sf | 99.64%
[7 empty] | Retro-Commissioning | rCx | 0.49414 | kWh/sf |  | 0.41337 | kWh/sf | 1.7 | kWh/sf | 0.59 | kWh/sf | 25.03% |  | 1.4221 | kWh/sf | 83.65%
[9 empty] | 2018 Units |  |  | Weighted Savings Rate
[7 empty] | Re-commissioning | Cx | 2950949.6471 |  | Cx | 0.43438
[7 empty] | Ongoing Commissioning | Cx | 5770182.3529
[7 empty] | Retro-Commissioning | rCx | 13478065.9588 |  | rCx | 0.41337
From com-em-70_v4p.xlsm 'Savings' worksheet
[7 empty] | Existing Buildings |  |  |  | Savings from Re-commissioning & Ongoing Commissioning | [8 empty] | Stock Characteristics from com_master_7p.xlsm
[8 empty] | HVACElecHt | HVACGasHt | HVACHtPmpHt |  | SaveElecHt | SaveGasHt | SaveHtPmpHt | ElecHtEUITYPHeat | ThermsTYPHeat | Gas Save | Cost $/sf |  | V_Pre2013
[7 empty] | BType | HVAC Electric EUI - Electric Heat | HVAC Electric EUI - Gas Heat | HVAC Electric EUI - HP Heat | Controls Savings Fraction | ElecHt Savings kWh/sf | GasHt Savings kWh/sf | Heat Pump Savings kWh/sf | Gas Heating EUI (kWh/sf) | Gas Heating therms/sf | Gas Savings Therms | Cost $/sf | Gas heat Savings Fraction | FloorA%REG | ElecHt%TYP | GasHt%TYP | HtPmpHt%TYP | Avg Savings kWh/sf
[7 empty] | Large Off | 7.08 | 5.18 | 6.08 | 8% | 0.5664 | 0.4144 | 0.4864 | 2 | 0.27 | 0.03975 | 0.25096 | 14.72% | 15.07% | 9.379% | 80.87% | 9.748% | 0.43567
[7 empty] | Medium Off | 6.08 | 4.18 | 5.08 | 8% | 0.4864 | 0.3344 | 0.4064 | 2 | 0.27 | 0.03975 | 0.25096 | 14.72% | 12.01% | 5.714% | 93.11% | 1.177% | 0.34393
[7 empty] | Small Off | 5.28 | 3.38 | 4.28 | 8% | 0.4224 | 0.2704 | 0.3424 | 2 | 0.27 | 0.03975 | 0.55769 | 14.72% | 3.154% | 6.354% | 65.88% | 27.77% | 0.30005
[7 empty] | Xlarge Ret | 6.08 | 4.18 | 5.08 | 8% | 0.4864 | 0.3344 | 0.4064 | 2 | 0.29 | 0.042694 | 0.25096 | 14.72% | 2.682% | 52.11% | 30.36% | 17.52% | 0.42623
[7 empty] | Large Ret | 6.7 | 4.6 | 5.6 | 8% | 0.536 | 0.368 | 0.448 | 2.2 | 0.29 | 0.042694 | 0.55769 | 14.72% | 1.084% | 64.09% | 20.98% | 14.93% | 0.48762
[7 empty] | Medium Ret | 9.3 | 6.4 | 7.8 | 8% | 0.744 | 0.512 | 0.624 | 3 | 0.29 | 0.042694 | 0.55769 | 14.72% | 4.089% | 56.16% | 42.42% | 1.418% | 0.64388
[7 empty] | Small Ret | 9.6 | 6.7 | 8.1 | 8% | 0.768 | 0.536 | 0.648 | 3 | 0.29 | 0.042694 | 0.25096 | 14.72% | 1.302% | 19.95% | 44.75% | 35.3% | 0.62183
[7 empty] | School K-12 | 6 | 3.1 | 4.5 | 8% | 0.48 | 0.248 | 0.36 | 3 | 0.29 | 0.042694 | 0.27885 | 14.72% | 3.089% | 22.29% | 53.09% | 24.62% | 0.32728
[7 empty] | University | 9 | 5.1 | 7 | 8% | 0.72 | 0.408 | 0.56 | 4 | 0.29 | 0.042694 | 0.27885 | 14.72% | 2.233% | 15.89% | 73.04% | 11.08% | 0.4744
[7 empty] | Warehouse | 3 | 1.1 | 2 | 8% | 0.24 | 0.088 | 0.16 | 2 | 0.17 | 0.025028 | 0.11154 | 14.72% | 10.09% | 52.11% | 30.36% | 17.52% | 0.17983
[7 empty] | Supermarket | 12.5 | 7.6 | 10 | 8% | 1 | 0.608 | 0.8 | 5 | 0.5 | 0.073611 | 0.33462 | 14.72% | 0.6168% | 1.538% | 88.46% | 10.01% | 0.63324
[7 empty] | MiniMart | 14 | 10.1 | 12 | 8% | 1.12 | 0.808 | 0.96 | 4 | 0.5 | 0.073611 | 0.55769 | 14.72% | 0.2548% | 0% | 99.62% | 0.3792% | 0.80858
[7 empty] | Restaurant | 14 | 10.1 | 12 | 8% | 1.12 | 0.808 | 0.96 | 4 | 0.5 | 0.073611 | 0.55769 | 14.72% | 1.169% | 5.521% | 88.37% | 6.112% | 0.83452
[7 empty] | Lodging | 9 | 5.1 | 7 | 8% | 0.72 | 0.408 | 0.56 | 4 | 0.3 | 0.044167 | 0.25096 | 14.72% | 2.396% | 34.34% | 53.62% | 12.04% | 0.53345
[7 empty] | Hospital | 15 | 9.2 | 12 | 8% | 1.2 | 0.736 | 0.96 | 6 | 0.5 | 0.073611 | 0.27885 | 14.72% | 4.497% | 10.31% | 74.19% | 15.5% | 0.81856
[7 empty] | Residential Care | 12.7 | 7.8 | 10.2 | 8% | 1.016 | 0.624 | 0.816 | 5 | 0.5 | 0.073611 | 0.27885 | 14.72% | 5.828% | 0.5608% | 98.58% | 0.8634% | 0.62786
[7 empty] | Assembly | 8.5 | 4.6 | 6.5 | 8% | 0.68 | 0.368 | 0.52 | 4 | 0.4 | 0.058889 | 0.25096 | 14.72% | 9.098% | 0.5608% | 98.58% | 0.8634% | 0.37106
[7 empty] | Other | 8.5 | 4.6 | 6.5 | 8% | 0.68 | 0.368 | 0.52 | 4 | 0.6 | 0.088333 | 0.25096 | 14.72% | 21.33% | 24.03% | 67.84% | 8.133% | 0.45534
[11 empty] | Retrocommissioning | [8 empty] | Stock Characteristics from com_master_7p.xlsm
[8 empty] | HVACElecHt | HVACGasHt | HVACHtPmpHt |  | SaveElecHt | SaveGasHt | SaveHtPmpHt | ElecHtEUITYPHeat | ThermsTYPHeat | Gas Save | Cost $/sf |  | V_Pre2013
[7 empty] | BType | HVAC Electric EUI - Electric Heat | HVAC Electric EUI - Gas Heat | HVAC Electric EUI - HP Heat | Controls Savings Fraction | ElecHt Savings kWh/sf | GasHt Savings kWh/sf | Heat Pump Savings kWh/sf | Gas Heating EUI (kWh/sf) | Gas Heating therms/sf | Gas Savings Therms | Cost $/sf | Gas heat Savings Fraction | FloorA%REG | ElecHt%TYP | GasHt%TYP | HtPmpHt%TYP | Avg Savings kWh/sf
[7 empty] | Large Off | 7.08 | 5.18 | 6.08 | 9% | 0.6372 | 0.4662 | 0.5472 | 2 | 0.27 | 0.03975 | 0.25096 | 14.72% | 15.07% | 9.379% | 80.87% | 9.748% | 0.49013
[7 empty] | Medium Off | 6.08 | 4.18 | 5.08 | 9% | 0.5472 | 0.3762 | 0.4572 | 2 | 0.27 | 0.03975 | 0.25096 | 14.72% | 12.01% | 5.714% | 93.11% | 1.177% | 0.38692
[7 empty] | Small Off | 5.28 | 3.38 | 4.28 | 9% | 0.4752 | 0.3042 | 0.3852 | 2 | 0.27 | 0.03975 | 0.55769 | 14.72% | 3.154% | 6.354% | 65.88% | 27.77% | 0.33756
[7 empty] | Xlarge Ret | 6.08 | 4.18 | 5.08 | 9% | 0.5472 | 0.3762 | 0.4572 | 2 | 0.29 | 0.042694 | 0.25096 | 14.72% | 2.682% | 52.11% | 30.36% | 17.52% | 0.47951
[7 empty] | Large Ret | 6.7 | 4.6 | 5.6 | 9% | 0.603 | 0.414 | 0.504 | 2.2 | 0.29 | 0.042694 | 0.55769 | 14.72% | 1.084% | 64.09% | 20.98% | 14.93% | 0.54857
[7 empty] | Medium Ret | 9.3 | 6.4 | 7.8 | 9% | 0.837 | 0.576 | 0.702 | 3 | 0.29 | 0.042694 | 0.55769 | 14.72% | 4.089% | 56.16% | 42.42% | 1.418% | 0.72436
[7 empty] | Small Ret | 9.6 | 6.7 | 8.1 | 9% | 0.864 | 0.603 | 0.729 | 3 | 0.29 | 0.042694 | 0.25096 | 14.72% | 1.302% | 19.95% | 44.75% | 35.3% | 0.69955
[7 empty] | School K-12 | 6 | 3.1 | 4.5 | 9% | 0.54 | 0.279 | 0.405 | 3 | 0.29 | 0.042694 | 0.27885 | 14.72% | 3.089% | 22.29% | 53.09% | 24.62% | 0.36819
[7 empty] | University | 9 | 5.1 | 7 | 9% | 0.81 | 0.459 | 0.63 | 4 | 0.29 | 0.042694 | 0.27885 | 14.72% | 2.233% | 15.89% | 73.04% | 11.08% | 0.5337
[7 empty] | Warehouse | 3 | 1.1 | 2 | 9% | 0.27 | 0.099 | 0.18 | 2 | 0.17 | 0.025028 | 0.11154 | 14.72% | 10.09% | 52.11% | 30.36% | 17.52% | 0.20231
[7 empty] | Supermarket | 12.5 | 7.6 | 10 | 9% | 1.125 | 0.684 | 0.9 | 5 | 0.5 | 0.073611 | 0.33462 | 14.72% | 0.6168% | 1.538% | 88.46% | 10.01% | 0.7124
[7 empty] | MiniMart | 14 | 10.1 | 12 | 9% | 1.26 | 0.909 | 1.08 | 4 | 0.5 | 0.073611 | 0.55769 | 14.72% | 0.2548% | 0% | 99.62% | 0.3792% | 0.90965
[7 empty] | Restaurant | 14 | 10.1 | 12 | 9% | 1.26 | 0.909 | 1.08 | 4 | 0.5 | 0.073611 | 0.55769 | 14.72% | 1.169% | 5.521% | 88.37% | 6.112% | 0.93883
[7 empty] | Lodging | 9 | 5.1 | 7 | 9% | 0.81 | 0.459 | 0.63 | 4 | 0.3 | 0.044167 | 0.25096 | 14.72% | 2.396% | 34.34% | 53.62% | 12.04% | 0.60013
[7 empty] | Hospital | 15 | 9.2 | 12 | 9% | 1.35 | 0.828 | 1.08 | 6 | 0.5 | 0.073611 | 0.27885 | 14.72% | 4.497% | 10.31% | 74.19% | 15.5% | 0.92088
[7 empty] | Residential Care | 12.7 | 7.8 | 10.2 | 9% | 1.143 | 0.702 | 0.918 | 5 | 0.5 | 0.073611 | 0.27885 | 14.72% | 5.828% | 0.5608% | 98.58% | 0.8634% | 0.70634
[7 empty] | Assembly | 8.5 | 4.6 | 6.5 | 9% | 0.765 | 0.414 | 0.585 | 4 | 0.4 | 0.058889 | 0.25096 | 14.72% | 9.098% | 0.5608% | 98.58% | 0.8634% | 0.41745
[7 empty] | Other | 8.5 | 4.6 | 6.5 | 9% | 0.765 | 0.414 | 0.585 | 4 | 0.6 | 0.088333 | 0.25096 | 14.72% | 21.33% | 24.03% | 67.84% | 8.133% | 0.51226
Note on N5: Christina Steinhoff: The historical values are Local Program Units reported by Energy Trust of Oregon, Bonneville Power Administration, and local utilities. The forecast are based on historical trends, surveys of funders and program expectations.
Note on O5: Christina Steinhoff: The Power Plan incorporates baseline in the savings rate calculation. In many cases, it also attributes a percent of the savings to baseline. These Baseline Units represent those percentages.
Note on L40: Kathryn Bae: LTMT 2009 & 2011.
Note on L62: Kathryn Bae: LTMT 2009 & 2011.

## Commercial_Desktops
Summary Page
[7 empty] | Desktop Power Supplies: | NEEA engaged with computer manufacturers to expedite the adoption of highly efficient power supplies while also developing and advocating for a standard thereby dramatically improving the energy efficiency of commercial desktops.
Lookups | [6 empty] | Measure |  |  |  |  | Units | [5 empty] | Savings Rate |  | aMW Savings
Measure Index | Initiative Index | Code | Standard | Duplicate? | IOU Savings Category | Reportable | Sector | Initiative | Product | Tier | Year | Total Regional Savings | Gross Local Program | Replacements | Council Baseline | Baseline Assumption | Funder Share | kWh/ Unit-Yr. | Comments | Total Savings | Local Programs | Remaining Savings | TRS
COM_200701_P1T3 | COM_200701 | 0 | 0 | 1 | 2 | TRUE | Commercial | Desktop Power Supplies | Commercial Desktops | ENERGY STAR 6.0 | 2018 | 437077.2579 | 0 | 0 | 0 | 75% of the savings are baseline according to the original 7th Power Plan. Source: Com_Master_7P.xlsm. Incorporated in the savings rate. | 13.8% | 30.8789 | The savings rate is based on the 7th Power Plan workbook "COM-Computers-7P_V3.xlsx", and incorporates the 7th Power Plan baseline. | 0.21262 | 0 | 0.21262 | 437077.2579
COM_200701_P1T3 | COM_200701 | 0 | 0 | 1 | 2 | TRUE | Commercial | Desktop Power Supplies | Commercial Desktops | ENERGY STAR 6.0 | 2019 | 325377.2933 | 0 | 0 | 0 | 75% of the savings are baseline according to the original 7th Power Plan. Source: Com_Master_7P.xlsm. Incorporated in the savings rate. | 13.8% | 30.8789 | The savings rate is based on the 7th Power Plan workbook "COM-Computers-7P_V3.xlsx", and incorporates the 7th Power Plan baseline. | 0.15828 | 0 | 0.15828 | 406721.6166
COM_200701_P1T3 | COM_200701 | 0 | 0 | 1 | 1 | TRUE | Commercial | Desktop Power Supplies | Commercial Desktops | ENERGY STAR 6.0 | 2020 | 298573.3652 | 0 | 0 | 0 | 75% of the savings are baseline according to the original 7th Power Plan. Source: Com_Master_7P.xlsm. Incorporated in the savings rate. | 13.8% | 30.8789 | The savings rate is based on the 7th Power Plan workbook "COM-Computers-7P_V3.xlsx", and incorporates the 7th Power Plan baseline. | 0.14524 | 0 | 0.14524 | 373216.7065
COM_200701_P1T3 | COM_200701 | 0 | 0 | 1 | 1 | TRUE | Commercial | Desktop Power Supplies | Commercial Desktops | ENERGY STAR 6.0 | 2021 | 344884.0677 | 0 | 464278.7653 | 0 | 75% of the savings are baseline according to the original 7th Power Plan. Source: Com_Master_7P.xlsm. Incorporated in the savings rate. | 13.8% | 0 | The savings rate is based on the 7th Power Plan workbook "COM-Computers-7P_V3.xlsx", and incorporates the 7th Power Plan baseline. | 0 | 0 | 0 | 344884.0677
COM_200701_P1T4 | COM_200701 | 0 | 0 | 1 | 2 | TRUE | Commercial | Desktop Power Supplies | Commercial Desktops | ENERGY STAR 7.0 | 2019 | 81344.3233 | 0 | 0 | 0 | 75% of the savings are baseline according to the original 7th Power Plan. Source: Com_Master_7P.xlsm. Incorporated in the savings rate. | 13.8% | 58.0059 | The savings rate is based on the difference between a Version 7 UEC and a weighted baseline UEC. | 0.074332 | 0 | 0.074332
COM_200701_P1T4 | COM_200701 | 0 | 0 | 1 | 1 | TRUE | Commercial | Desktop Power Supplies | Commercial Desktops | ENERGY STAR 7.0 | 2020 | 74643.3413 | 0 | 0 | 0 | 75% of the savings are baseline according to the original 7th Power Plan. Source: Com_Master_7P.xlsm. Incorporated in the savings rate. | 13.8% | 58.0059 | The savings rate is based on the difference between a Version 7 UEC and a weighted baseline UEC. | 0.068208 | 0 | 0.068208
COM_200701_P1T4 | COM_200701 | 0 | 0 | 1 | 1 | TRUE | Commercial | Desktop Power Supplies | Commercial Desktops | ENERGY STAR 7.0 | 2021 | 0 | 0 | 0 | 0 | 75% of the savings are baseline according to the original 7th Power Plan. Source: Com_Master_7P.xlsm. Incorporated in the savings rate. | 13.8% | 58.0059 | The savings rate is based on the difference between a Version 7 UEC and a weighted baseline UEC. | 0 | 0 | 0
-Apex Analytics, LLC. 2019. Desktop Power Supplies ENERGY STAR Version 6 Baseline Methodology and Specification Influence Review.
Data Source
Source:
The program receives national commercial desktop computer shipment data on an annual basis. The share of these shipments sent to the Northwest is estimated using employment data from the Bureau of Labor and Statistics monthly establishment data: "Table D-2: Employees on non farm payrolls in States and selected areas by major industry". Selected industries: Education and health services, Financial Activities, Government, Information, and Professional and Business Services.
Bureau of Labor and Statistics, Table D-2. 2018.
Employees
[8 empty] | US Total | 78512333.3333
[8 empty] | Idaho | 370966.6667
[8 empty] | Montana | 242408.3333
[8 empty] | Oregon | 973550
[8 empty] | Washington | 1809716.6667
[8 empty] | NW share of Total U.S. Employment | 4.326%
Savings Rate Calculations
The savings rate for ENERGY STAR Version 6 Commercial Desktops is sourced from the ENERGY STAR Office Equipment Calculator (which utilizes the Version 6 specification) and is based on the difference in annual EUI for qualifying and non-qualifying desktops.
[8 empty] | Conventional | ENERGY STAR | Savings
[8 empty] | 284.9901 | 161.4747 | 123.5154
This savings rate is then adjusted downward based on the 7th Power Plan baseline of 75%, yielding the savings rate above the baseline market mix of desktops, rather than above the non-qualifying conventional desktop.
[8 empty] | Savings | Baseline | Rate
[8 empty] | 123.5154 | 75% | 30.8789
The 7th Power Plan does not provide a savings rate for ENERGY STAR Version 7 commercial desktop computers. When a rate is not provided by the Plan, NEEA will calculate one using the best and most recent data and information available. For ENERGY STAR Version 7 commercial desktop computers, NEEA utilizes a product efficiency analysis performed by Xergy Consulting in early 2019. The savings rate for ENERGY STAR Version 7 Commercial Desktops is based on the difference between a calculated unit energy consumption of Version 7 units and a weighted baseline. Xergy Consulting developed UECs for 80 PLUS, ENERGY STAR Versions 5, 6, and 7, as well as an initial baseline product (shown below) using commercial desktop hours of use and the wattage of units on the ENERGY STAR Qualified Products list (existing lists near the time of each tier's effective date). The 7th Power Plan 2015 market share of 75% is used as the efficient baseline. The remaining 25% of the market is divided among less efficient tiers based on their calculated share in 2015.
[8 empty] | Tier | Unit Energy Consumption (kWh) | 2015 7th Power Plan Baseline Market Share
[8 empty] | Baseline | 381.1494 | 5.375%
[8 empty] | 80 PLUS | 297.9407 | 0%
[8 empty] | ENERGY STAR 5 | 269.644 | 19.62%
[8 empty] | ENERGY STAR 6 | 137.9353 | 75%
[8 empty] | ENERGY STAR 7 | 118.85 | 0%
[8 empty] | Baseline UEC | 176.8559
[8 empty] | ENERGY STAR 7 Savings Rate | 58.0059
[8 empty] | ENERGY STAR 6 Savings Rate | 38.9206
Note on M5: Christina Steinhoff: Values are additive
Note on N5: Christina Steinhoff: The historical values are Local Program Units reported by Energy Trust of Oregon, Bonneville Power Administration, and local utilities. The forecast are based on historical trends, surveys of funders and program expectations.
Note on O5: Ryan Brown: Replacements for desktops sold during the power plan.
Note on P5: Christina Steinhoff: The Power Plan incorporates baseline in the savings rate calculation. In many cases, it also attributes a percent of the savings to baseline. These Baseline Units represent those percentages.
Note on J52: Katie Nichols: Per Xergy Consulting analyses.
Note on K56: Katie Nichols: Per 7th Power Plan.

## Other_ES_Products
Summary Page
[7 empty] | Other ENERGY STAR Products (Computers): | This is a placefholder for Other Energy Star products associated with Desktop Power supplies. This will be tracking desktops and laptops influenced by NEEA, but not directly tied to 80+ efforts.
Lookups | [6 empty] | Measure |  |  |  |  | Units | [5 empty] | Savings Rate |  | aMW Savings
Measure Index | Initiative Index | Code | Standard | Duplicate? | IOU Savings Category | Reportable | Sector | Initiative | Product | Tier | Year | Total Regional Savings | Gross Local Program | Replacements | Council Baseline | Baseline Assumption | Funder Share | kWh/ Unit-Yr. | Comments | Total Savings | Local Programs | Remaining Savings
OTH_201601_P1T1 | OTH_201601 | 0 | 0 | 1 | 2 | TRUE | Commercial | Other ENERGY STAR Products | Commercial Laptops | ENERGY STAR 6.0 | 2019 | 1260020.6653 | 0 | 0 | 0 | 90% of the savings are baseline according to the original 7th Power Plan. Source: Com_Master_7P.xlsm. | 13.8% | 3.6858 | The savings rate is based on the 7th Power Plan workbook "COM-Computers-7P_V3.xlsx", and incorporates the 7th Power Plan baseline. | 0.073162 | 0 | 0.073162
OTH_201601_P1T1 | OTH_201601 | 0 | 0 | 1 | 2 | TRUE | Commercial | Other ENERGY STAR Products | Commercial Laptops | ENERGY STAR 6.0 | 2018 | 1195654.2879 | 0 | 0 | 0 | 90% of the savings are baseline according to the original 7th Power Plan. Source: Com_Master_7P.xlsm. | 13.8% | 3.6858 | The savings rate is based on the 7th Power Plan workbook "COM-Computers-7P_V3.xlsx", and incorporates the 7th Power Plan baseline. | 0.069425 | 0 | 0.069425
OTH_201601_P2T1 | OTH_201601 | 0 | 0 | 1 | 2 | TRUE | Residential | Other ENERGY STAR Products | Residential Desktops | ENERGY STAR 6.0 | 2019 | 78742.2806 | 0 | 0 | 0 | 25% of the savings are baseline according to the original 7th Power Plan. Source: Res_Master.xlsm. | 13.8% | 47.6812 | The savings rate is based on the 7th Power Plan workbook "Res-Computers-7P_v4.xlsx", and incorporates the 7th Power Plan baseline. | 0.059147 | 0 | 0.059147
OTH_201601_P2T1 | OTH_201601 | 0 | 0 | 1 | 2 | TRUE | Residential | Other ENERGY STAR Products | Residential Desktops | ENERGY STAR 6.0 | 2018 | 87818.8431 | 0 | 0 | 0 | 25% of the savings are baseline according to the original 7th Power Plan. Source: Res_Master.xlsm. | 13.8% | 47.6812 | The savings rate is based on the 7th Power Plan workbook "Res-Computers-7P_v4.xlsx", and incorporates the 7th Power Plan baseline. | 0.065964 | 0 | 0.065964
OTH_201601_P3T1 | OTH_201601 | 0 | 0 | 1 | 2 | TRUE | Residential | Other ENERGY STAR Products | Residential Laptops | ENERGY STAR 6.0 | 2019 | 900874.3533 | 0 | 0 | 0 | 74% of the savings are baseline according to the original 7th Power Plan. Source: Res_Master.xlsm. | 13.8% | 4.7763 | The savings rate is based on the 7th Power Plan workbook "Res-Computers-7P_v4.xlsx", and incorporates the 7th Power Plan baseline. | 0.067785 | 0 | 0.067785
OTH_201601_P3T1 | OTH_201601 | 0 | 0 | 1 | 2 | TRUE | Residential | Other ENERGY STAR Products | Residential Laptops | ENERGY STAR 6.0 | 2018 | 910717.076 | 0 | 0 | 0 | 74% of the savings are baseline according to the original 7th Power Plan. Source: Res_Master.xlsm. | 13.8% | 4.7763 | The savings rate is based on the 7th Power Plan workbook "Res-Computers-7P_v4.xlsx", and incorporates the 7th Power Plan baseline. | 0.068525 | 0 | 0.068525
OTH_201601_P1T1 | OTH_201601 | 0 | 0 | 1 | 2 | TRUE | Commercial | Other ENERGY STAR Products | Commercial Laptops | ENERGY STAR 6.0 | 2021 | 1429282.2841 | 0 | 1084186.1316 | 0 | 90% of the savings are baseline according to the original 7th Power Plan. Source: Com_Master_7P.xlsm. | 13.8% | 3.6858 | The savings rate is based on the 7th Power Plan workbook "COM-Computers-7P_V3.xlsx", and incorporates the 7th Power Plan baseline. | 0.020038 | 0 | 0.020038
OTH_201601_P1T1 | OTH_201601 | 0 | 0 | 1 | 2 | TRUE | Commercial | Other ENERGY STAR Products | Commercial Laptops | ENERGY STAR 6.0 | 2020 | 1346707.7323 | 0 | 1050017.2392 | 0 | 90% of the savings are baseline according to the original 7th Power Plan. Source: Com_Master_7P.xlsm. | 13.8% | 3.6858 | The savings rate is based on the 7th Power Plan workbook "COM-Computers-7P_V3.xlsx", and incorporates the 7th Power Plan baseline. | 0.017227 | 0 | 0.017227
OTH_201601_P2T1 | OTH_201601 | 0 | 0 | 1 | 2 | TRUE | Residential | Other ENERGY STAR Products | Residential Desktops | ENERGY STAR 6.0 | 2021 | 63484.3305 | 0 | 92102.828 | 0 | 25% of the savings are baseline according to the original 7th Power Plan. Source: Res_Master.xlsm. | 13.8% | 0 | The savings rate is based on the 7th Power Plan workbook "Res-Computers-7P_v4.xlsx", and incorporates the 7th Power Plan baseline. | 0 | 0 | 0
OTH_201601_P2T1 | OTH_201601 | 0 | 0 | 1 | 2 | TRUE | Residential | Other ENERGY STAR Products | Residential Desktops | ENERGY STAR 6.0 | 2020 | 70735.9418 | 0 | 0 | 0 | 25% of the savings are baseline according to the original 7th Power Plan. Source: Res_Master.xlsm. | 13.8% | 47.6812 | The savings rate is based on the 7th Power Plan workbook "Res-Computers-7P_v4.xlsx", and incorporates the 7th Power Plan baseline. | 0.053133 | 0 | 0.053133
OTH_201601_P3T1 | OTH_201601 | 0 | 0 | 1 | 2 | TRUE | Residential | Other ENERGY STAR Products | Residential Laptops | ENERGY STAR 6.0 | 2021 | 892360.1598 | 0 | 901873.3101 | 0 | 74% of the savings are baseline according to the original 7th Power Plan. Source: Res_Master.xlsm. | 13.8% | 0 | The savings rate is based on the 7th Power Plan workbook "Res-Computers-7P_v4.xlsx", and incorporates the 7th Power Plan baseline. | 0 | 0 | 0
OTH_201601_P3T1 | OTH_201601 | 0 | 0 | 1 | 2 | TRUE | Residential | Other ENERGY STAR Products | Residential Laptops | ENERGY STAR 6.0 | 2020 | 898432.6707 | 0 | 933805.2413 | 0 | 74% of the savings are baseline according to the original 7th Power Plan. Source: Res_Master.xlsm. | 13.8% | 0 | The savings rate is based on the 7th Power Plan workbook "Res-Computers-7P_v4.xlsx", and incorporates the 7th Power Plan baseline. | 0 | 0 | 0
-Apex Analytics, LLC. 2019. Desktop Power Supplies ENERGY STAR Version 6 Baseline Methodology and Specification Influence Review.
Data Source
The program receives national commercial desktop computer shipment data on an annual basis. For commercial laptops. the share of these shipments sent to the Northwest is estimated using employment data from the Bureau of Labor and Statistics monthly establishment data: Table D-2: "Employees on non farm payrolls in States and selected areas by major industry". Selected industries: Education and health services, Financial Activities, Government, Information, and Professional and Business Services. For residential desktops and laptops, the share of these shipments sent to the Northwest is estimated using the number of households with a desktop or laptop computer, available from the U.S. Census Bureau. Table B28010: "Computers in Household".
Bureau of Labor and Statistics, Table D-2. 2018.
Employees
[8 empty] | US Total | 78512333.3333
[8 empty] | Idaho | 370966.6667
[8 empty] | Montana | 242408.3333
[8 empty] | Oregon | 973550
[8 empty] | Washington | 1809716.6667
[8 empty] | NW share of Total U.S. Employment | 4.326%
U.S. Census, Table B28010. 2016.
Households with a Desktop or Laptop
[8 empty] | US Total | 91941841
[8 empty] | Idaho | 489548
[8 empty] | Montana | 325736
[8 empty] | Oregon | 1288600
[8 empty] | Washington | 2333072
[8 empty] | NW share of Total U.S. Employment | 4.826%
Savings Rate Calculations
The savings rate for ENERGY STAR Version 6 commercial laptops is based on the difference in annual EUI for qualifying and non-qualifying computers. These values are found in the 7th Power Plan Residential Computers workbook and are taken directly from the ENERGY STAR Office Equipment Calculator.
[7 empty] | Product | Conventional | ENERGY STAR | Savings
[7 empty] | Commercial Laptop | 88.774 | 51.9158 | 36.8582
The savings rate for ENERGY STAR Version 6 residential desktops and laptops is based on the 7th Power Plan's analysis of qualifying and non-qualifying computers, which utilizes the ENERGY STAR Office Equipment Calculator as well as the product availability at various performance levels on the ENERGY STAR Qualified Products List. Please see the 7th Power Plan Residential Computers workbook, Summary tab, for details.
Desktops
Annual electricity consumption per desktop computer (kWh) - Residential
[7 empty] | Performance Level | Conventional | ENERGY STAR | Weight* | Savings | *Weighting is based on availability of machines per Energy Star's product list
[7 empty] | Low budget/ grade model | 108.3468 | 51.3612 | 25.32% | 56.9856
[7 empty] | Medium budget/ grade model | 151.4376 | 86.9686 | 14.71% | 64.4689
[7 empty] | High budget/ grade model | 167.0781 | 100.9404 | 59.97% | 66.1377
63.575
Laptops
Annual electricity consumption per computer (kWh) - Residential
[7 empty] | Performance Level | Conventional | ENERGY STAR | Weight* | Savings | *Weighting is based on availability of machines per Energy Star's product list
[7 empty] | Low budget/ grade model | 36.7829 | 21.6929 | 46.09% | 15.09
[7 empty] | Medium budget/ grade model | 48.5035 | 28.813 | 14.49% | 19.6905
[7 empty] | High budget/ grade model | 55.9377 | 34.2164 | 39.42% | 21.7213
18.3704
This savings rate is then adjusted downward based on the 7th Power Plan baselines for each product.
[7 empty] | Product | Savings | Baseline | Rate
[7 empty] | Commercial Laptop | 36.8582 | 90% | 3.6858
[7 empty] | Residential Desktop | 63.575 | 25% | 47.6812
[7 empty] | Residential Laptop | 18.3704 | 74% | 4.7763
Note on N5: Christina Steinhoff: The historical values are Local Program Units reported by Energy Trust of Oregon, Bonneville Power Administration, and local utilities. The forecast are based on historical trends, surveys of funders and program expectations.
Note on O5: Ryan Brown: Replacements for computers sold during the power plan.
Note on P5: Christina Steinhoff: The Power Plan incorporates baseline in the savings rate calculation. In many cases, it also attributes a percent of the savings to baseline. These Baseline Units represent those percentages.

## Motor_Rewinds
Summary Page
[7 empty] | Drive Power: | NEEA partnered with the League of the Pacific Northwest to increase the region’s motor fleet efficiency by influencing end-users to incorporate life-cycle analysis in investment decisions and helping motor service centers improve repair and motor management services. | [9 empty] | RTF
Lookups | [6 empty] | Measure |  |  |  |  | Units |  |  |  |  | Savings Rate |  | aMW Savings
Measure Index | Initiative Index | Code | Standard | Duplicate? | IOU Savings Category | Reportable | Sector | Initiative | Product | Tier | Year | Total Regional Savings | Gross Local Program | Council Baseline | Baseline Assumption | Funder Share | kWh/ Unit-Yr. | Comments | Total Savings | Local Programs | Remaining Savings
IND_200402_P2T1 | IND_200402 | 0 | 0 | 1 | 1 | TRUE | industrial | Drive Power | Efficient Motor Rewinds | Single Tier | 2018 | 341.5846 | 50.792 | 102.4754 | 7th PP assume a 30% baseline (motor calculation workbook, MotorCalc.xlsx, for the baseline assumption: Details!AH46) | 10.37% | 4388.6558 | The savings rate for motor rewinds is a weighted savings rate based on the HP sizes of motors rewound. The weighted average kWh savings per rewind changes each year due to the changes in the mix of the motor horsepower. | 0.012422 | 0.0018471 | 0.010575
IND_200402_P2T1 | IND_200402 | 0 | 0 | 1 | 1 | TRUE | industrial | Drive Power | Efficient Motor Rewinds | Single Tier | 2019 | 341.5846 | 50.792 | 102.4754 | 7th PP assume a 30% baseline (motor calculation workbook, MotorCalc.xlsx, for the baseline assumption: Details!AH46) | 10.37% | 4388.6558 | The savings rate for motor rewinds is a weighted savings rate based on the HP sizes of motors rewound. The weighted average kWh savings per rewind changes each year due to the changes in the mix of the motor horsepower. | 0.012422 | 0.0018471 | 0.010575
IND_200402_P2T1 | IND_200402 | 0 | 0 | 1 | 1 | TRUE | industrial | Drive Power | Efficient Motor Rewinds | Single Tier | 2020 | 341.5846 | 50.792 | 0 | Baseline assumption is incorporated in the savings rate calculation | 10.37% | 2853.8714 | The savings rate for motor rewinds is a weighted savings rate based on the HP sizes of motors rewound. The weighted average kWh savings per rewind changes each year due to the changes in the mix of the motor horsepower. | 0.01154 | 0.0017159 | 0.0098241
IND_200402_P2T1 | IND_200402 | 0 | 0 | 1 | 1 | TRUE | industrial | Drive Power | Efficient Motor Rewinds | Single Tier | 2021 | 341.5846 | 50.792 | 0 | Baseline assumption is incorporated in the savings rate calculation | 10.37% | 2853.8714 | The savings rate for motor rewinds is a weighted savings rate based on the HP sizes of motors rewound. The weighted average kWh savings per rewind changes each year due to the changes in the mix of the motor horsepower. | 0.01154 | 0.0017159 | 0.0098241
Track Units from:
NEEA tracks green motor rewinds through a survey of motor rewind firms in the region. These are broken out by motor size (in HP), sector (Industrial or Agricultural), and whether the rewind firm is a Green Motor Practices Group member. - Cadmus. 2019. 2018 GMR Savings Calculations (dataset).
Savings Rate
The savings rate changes based on motor horsepower.
7th Power Plan - For 2018-2019 Assumptions
PP Model Source:
Industrial_tool_7thPlan v05p.xlsm
ECM No. & Conservation Measures:
7th PP assume a 30% baseline (motor calculation workbook, MotorCalc.xlsx, for the baseline assumption: Details!AH46)
[7 empty] | 12 | Motors: Rewind 20-50 HP |  |  | The 7th Power Plan assumes baseline market share of efficient motor rewinds:
[7 empty] | 13 | Motors: Rewind 51-100 HP |  |  | See Details!AH46 of Motor calculation workbook, MotorCalc.xlsx
[7 empty] | 14 | Motors: Rewind 101-200 HP |  |  | Baseline | 30%
[7 empty] | 15 | Motors: Rewind 201-500 HP
[7 empty] | 16 | Motors: Rewind 501-5000 HP
NEEA uses the RTF savings rate then calculates the weighted average kWh savings per rewind.
[7 empty] | RTF workbook source (June 2013): |  |  | AgGreenMotorRewind_v2_0.xlsm
IndGreenMotorRewind_v2_0.xlsm
[11 empty] | Efficient Motor Rewinds | kWh Savings
[7 empty] | Year | Member/Non | Industrial/Ag | State | Extrapolated | Extrapolated |  |  | % Savings from <20 HP | PP Savings Rate
[7 empty] | 2016 | Member | Industrial | ID | 45 | 131501.3658 |  | 2016 | 1.678% | 2706.7
[7 empty] | 2016 | Member | Industrial | MT | 5.3333 | 26661.6839 |  | 2017 | 0.8307% | 4953.7022
[7 empty] | 2016 | Member | Industrial | OR | 185.7143 | 452721.9189 |  | 2018 | 0.6509% | 4388.6558
[7 empty] | 2016 | Member | Industrial | WA | 72.5 | 282289.5849
[7 empty] | 2016 | Member | Agricultural | ID | 115.7143 | 250283.1174
[7 empty] | 2016 | Member | Agricultural | MT | 2.6667 | 9098.3506
[7 empty] | 2016 | Member | Agricultural | OR | 65.7143 | 81352.373
[7 empty] | 2016 | Member | Agricultural | WA | 137.5 | 500799.9619
[7 empty] | 2016 | Non-Member | Industrial | ID | 0 | 0
[7 empty] | 2016 | Non-Member | Industrial | MT | 0 | 0
[7 empty] | 2016 | Non-Member | Industrial | OR | 0 | 0
[7 empty] | 2016 | Non-Member | Industrial | WA | 0 | 0
[7 empty] | 2016 | Non-Member | Agricultural | ID | 0 | 0
[7 empty] | 2016 | Non-Member | Agricultural | MT | 0 | 0
[7 empty] | 2016 | Non-Member | Agricultural | OR | 0 | 0
[7 empty] | 2016 | Non-Member | Agricultural | WA | 0 | 0
[7 empty] | 2017 | Member | Industrial | ID | 54 | 423531
[7 empty] | 2017 | Member | Industrial | MT | 4 | 32846
[7 empty] | 2017 | Member | Industrial | OR | 98 | 342810
[7 empty] | 2017 | Member | Industrial | WA | 74 | 608870
[7 empty] | 2017 | Member | Agricultural | ID | 54 | 152405
[7 empty] | 2017 | Member | Agricultural | MT | 1 | 6671
[7 empty] | 2017 | Member | Agricultural | OR | 43 | 128921
[7 empty] | 2017 | Member | Agricultural | WA | 43 | 157165
[7 empty] | 2017 | Non-Member | Industrial | ID | 0 | 0
[7 empty] | 2017 | Non-Member | Industrial | MT | 0 | 0
[7 empty] | 2017 | Non-Member | Industrial | OR | 0 | 0
[7 empty] | 2017 | Non-Member | Industrial | WA | 0 | 0
[7 empty] | 2017 | Non-Member | Agricultural | ID | 0 | 0
[7 empty] | 2017 | Non-Member | Agricultural | MT | 0 | 0
[7 empty] | 2017 | Non-Member | Agricultural | OR | 0 | 0
[7 empty] | 2017 | Non-Member | Agricultural | WA | 0 | 0
[7 empty] | 2018 | Member | Industrial | ID | 53.7143 | 315329.5843
[7 empty] | 2018 | Member | Industrial | MT | 0 | 0
[7 empty] | 2018 | Member | Industrial | OR | 80 | 310718.9094
[7 empty] | 2018 | Member | Industrial | WA | 60 | 483174.8216
[7 empty] | 2018 | Member | Agricultural | ID | 123.4286 | 252426.4889
[7 empty] | 2018 | Member | Agricultural | MT | 0 | 0
[7 empty] | 2018 | Member | Agricultural | OR | 4.2857 | 6219.2182
[7 empty] | 2018 | Member | Agricultural | WA | 30 | 182032.487
[7 empty] | 2018 | Non-Member | Industrial | ID | 0 | 0
[7 empty] | 2018 | Non-Member | Industrial | MT | 1 | 6919.0868
[7 empty] | 2018 | Non-Member | Industrial | OR | 0 | 0
[7 empty] | 2018 | Non-Member | Industrial | WA | 0 | 0
[7 empty] | 2018 | Non-Member | Agricultural | ID | 0 | 0
[7 empty] | 2018 | Non-Member | Agricultural | MT | 0 | 0
[7 empty] | 2018 | Non-Member | Agricultural | OR | 0 | 0
[7 empty] | 2018 | Non-Member | Agricultural | WA | 0 | 0
7th Power Plan - For 2020-2021 Assumptions
[7 empty] | RTF workbook source (Approved Dec 2017): |  |  | Ind_and_Ag_GreenMotorRewind_v3_1.xlsm |  |  | The RTF updated operating hours and introduced current practice baseline assumption from the previous workbook
Note the Green Rewind current pratice assumptions come from NEEA's 2015 Long-Term Monitoring and Tracking Report.
[8 empty] | Industrial | [6 empty] | Agricultural
[7 empty] | HP | Current practice % standard rewind | Current practice % green rewind | UEC (kWh/yr) - Standard | UEC (kWh/yr) - Green | UEC Difference | UEC Current Practice Baseline (kWh/yr) | Savings - Current Practice (kWh/yr) | Current practice % standard rewind | Current practice % green rewind | UEC (kWh/yr) - Standard | UEC (kWh/yr) - Green | UEC Difference | UEC Current Practice Baseline (kWh/yr) | Savings - Current Practice (kWh/yr)
[7 empty] | 15 | 92.39% | 7.611% | 55858.723 | 55230.816 | 627.907 | 55810.9303 | 580.1143 | 97.86% | 2.139% | 25698.0972 | 25409.2253 | 288.8719 | 25691.9176 | 282.6923
[7 empty] | 20 | 85.34% | 14.66% | 74612.2261 | 73772.0201 | 840.206 | 74489.0682 | 717.0482 | 100% | 0% | 34325.7442 | 33939.2031 | 386.5412 | 34325.7442 | 386.5412
[7 empty] | 25 | 91.23% | 8.765% | 95663.3202 | 94595.118 | 1068.2023 | 95569.6881 | 974.5702 | 97.66% | 2.336% | 52111.335 | 51529.4459 | 581.8891 | 52097.7445 | 568.2986
[7 empty] | 30 | 93.76% | 6.242% | 114579.8675 | 113429.2422 | 1150.6253 | 114508.0427 | 1078.8005 | 94.53% | 5.466% | 62415.8752 | 61789.0872 | 626.788 | 62381.6154 | 592.5282
[7 empty] | 40 | 94.17% | 5.826% | 151345.4608 | 150005.5189 | 1339.9419 | 151267.39 | 1261.8711 | 97.32% | 2.676% | 82443.4484 | 81713.5327 | 729.9157 | 82423.9179 | 710.3852
[7 empty] | 50 | 94.82% | 5.176% | 187548.1091 | 186106.0583 | 1442.0508 | 187473.4741 | 1367.4158 | 94.88% | 5.119% | 102164.3647 | 101378.8265 | 785.5382 | 102124.1535 | 745.327
[7 empty] | 60 | 95.42% | 4.582% | 230609.3412 | 229092.7764 | 1516.5648 | 230539.8564 | 1447.08 | 88.32% | 11.68% | 109356.073 | 108636.9106 | 719.1624 | 109272.0411 | 635.1305
[7 empty] | 75 | 90.72% | 9.276% | 286363.7415 | 284802.9534 | 1560.7881 | 286218.9631 | 1416.0097 | 82.82% | 17.18% | 135795.0812 | 135054.9479 | 740.1333 | 135667.8938 | 612.9459
[7 empty] | 100 | 84.13% | 15.87% | 379879.9895 | 377819.9574 | 2060.0321 | 379553.1255 | 1733.1681 | 88.87% | 11.13% | 180140.9416 | 179164.0643 | 976.8773 | 180032.2268 | 868.1625 | Weighted Average UES Current Practice (without 15 HP)
[7 empty] | 125 | 90.87% | 9.134% | 495724.0905 | 493042.8585 | 2681.2321 | 495479.179 | 2436.3206 | 85.92% | 14.08% | 207207.8853 | 206087.1562 | 1120.7291 | 207050.0913 | 962.9351 | 2018
[7 empty] | 150 | 61.93% | 38.07% | 592059.9201 | 588872.6746 | 3187.2456 | 590846.458 | 1973.7834 | 71.81% | 28.19% | 247475.3323 | 246143.0944 | 1332.2379 | 247099.7643 | 956.6699 | Industrial | Agricultural
[7 empty] | 200 | 77.26% | 22.74% | 787358.7435 | 783131.1146 | 4227.6289 | 786397.3844 | 3266.2699 | 74.74% | 25.26% | 329108.3555 | 327341.2474 | 1767.1081 | 328662.0448 | 1320.7974 | 3731.0997 | 1946.0713
[7 empty] | 250 | 63.75% | 36.25% | 964377.7705 | 959260.8012 | 5116.9693 | 962522.7978 | 3261.9966 | 73.68% | 26.32% | 515804.5344 | 513067.6858 | 2736.8486 | 515084.3111 | 2016.6253 | Combined
[7 empty] | 300 | 72.21% | 27.79% | 1154248.6554 | 1148140.0521 | 6108.6033 | 1152551.0524 | 4411.0003 | 71.26% | 28.74% | 617358.3719 | 614091.1406 | 3267.2313 | 616419.2704 | 2328.1298 | 2859.8359
[7 empty] | 350 | 42.86% | 57.14% | 1346128.4851 | 1339007.0053 | 7121.4799 | 1342059.0681 | 3052.0628 | 50% | 50% | 719986.7083 | 716177.7325 | 3808.9758 | 718082.2204 | 1904.4879
[7 empty] | 400 | 82.63% | 17.37% | 1532339.9286 | 1524265.2618 | 8074.6668 | 1530937.6401 | 6672.3784 | 71.76% | 28.24% | 819583.2667 | 815264.4718 | 4318.7949 | 818363.8111 | 3099.3393
[7 empty] | 450 | 25% | 75% | 1722433.0739 | 1713364.3017 | 9068.7721 | 1715631.4948 | 2267.193 | 75% | 25% | 921255.9817 | 916405.4824 | 4850.4994 | 920043.3569 | 3637.8745
[7 empty] | 500 | 70.58% | 29.42% | 1915152.1413 | 1905061.6747 | 10090.4666 | 1912183.2385 | 7121.5638 | 85.52% | 14.48% | 1024333.1906 | 1018936.2304 | 5396.9602 | 1023551.8294 | 4615.599
[7 empty] | 600 | 79.86% | 20.14% | 2519300.4397 | 2505928.3567 | 13372.083 | 2516607.2637 | 10678.907 | 73.21% | 26.79% | 1166191.6073 | 1160001.6306 | 6189.9767 | 1164533.2459 | 4531.6153
[7 empty] | 700 | 50% | 50% | 2932923.6038 | 2917389.0508 | 15534.553 | 2925156.3273 | 7767.2765 | 66.67% | 33.33% | 1357658.9904 | 1350468 | 7190.9904 | 1355261.9936 | 4793.9936
[7 empty] | 800 | 33.33% | 66.67% | 3348346.8255 | 3330630.7048 | 17716.1208 | 3336536.0784 | 5905.3736 | 50% | 50% | 1549959.6255 | 1541758.781 | 8200.8446 | 1545859.2032 | 4100.4223
[7 empty] | 900 | 100% | 0% | 3762887.1073 | 3742998.6977 | 19888.4097 | 3762887.1073 | 19888.4097 | 100% | 0% | 1741851.5452 | 1732645.1416 | 9206.4035 | 1741851.5452 | 9206.4035
[7 empty] | 1000 | 100% | 0% | 4172118.2609 | 4150113.4177 | 22004.8431 | 4172118.2609 | 22004.8431 | 0% | 100% | 1931285.8537 | 1921099.7468 | 10186.1068 | 1921099.7468 | 0
[7 empty] | 1250 | 100% | 0% | 4464132.0635 | 4440636.6316 | 23495.4319 | 4464132.0635 | 23495.4319 | 100% | 0% | 2010989.7143 | 2000405.5579 | 10584.1564 | 2010989.7143 | 10584.1564
[7 empty] | 1500 | 60% | 40% | 5351295.7294 | 5323160.6309 | 28135.0985 | 5340041.69 | 16881.0591 | 66.67% | 33.33% | 2410636.7188 | 2397962.4984 | 12674.2204 | 2406411.9787 | 8449.4803
[7 empty] | 1750 | 100% | 0% | 6230007.0886 | 6197320.7975 | 32686.2911 | 6230007.0886 | 32686.2911 | 100% | 0% | 2806476.1519 | 2791751.723 | 14724.4289 | 2806476.1519 | 14724.4289
[7 empty] | 2000 | 100% | 0% | 7105018.6105 | 7067819.5602 | 37199.0503 | 7105018.6105 | 37199.0503 | 100% | 0% | 3200648.8926 | 3183891.5686 | 16757.324 | 3200648.8926 | 16757.324
[7 empty] | 2250 | 100% | 0% | 7967983.8825 | 7926397.3278 | 41586.5547 | 7967983.8825 | 41586.5547 | 100% | 0% | 3589395.0724 | 3570661.2777 | 18733.7947 | 3589395.0724 | 18733.7947
[7 empty] | 2500 | 100% | 0% | 8844035.2201 | 8797924.5047 | 46110.7154 | 8844035.2201 | 46110.7154 | 100% | 0% | 3984036.2264 | 3963264.4004 | 20771.826 | 3984036.2264 | 20771.826
[7 empty] | 3000 | 100% | 0% | 10579573.1661 | 10524585.7796 | 54987.3865 | 10579573.1661 | 54987.3865 | 100% | 0% | 4765856.5016 | 4741085.9376 | 24770.5639 | 4765856.5016 | 24770.5639
[7 empty] | 3500 | 100% | 0% | 12329951.3987 | 12265932.9595 | 64018.4392 | 12329951.3987 | 64018.4392 | 100% | 0% | 5554361.9875 | 5525523.1402 | 28838.8473 | 5554361.9875 | 28838.8473
[7 empty] | 4000 | 100% | 0% | 14091373.0271 | 14018209.0966 | 73163.9306 | 14091373.0271 | 73163.9306 | 100% | 0% | 6347842.2714 | 6314883.5888 | 32958.6826 | 6347842.2714 | 32958.6826
[7 empty] | 4500 | 100% | 0% | 15836264.1084 | 15754125.8091 | 82138.2993 | 15836264.1084 | 82138.2993 | 100% | 0% | 7133875.9208 | 7096874.4896 | 37001.4311 | 7133875.9208 | 37001.4311
[7 empty] | 5000 | 100% | 0% | 17577520 | 17486444.7668 | 91075.2332 | 17577520 | 91075.2332 | 100% | 0% | 7918272 | 7877244.6839 | 41027.3161 | 7918272 | 41027.3161
Regional Technical Forum Update
[7 empty] | RTF workbook source (Approved Dec 2017): |  |  | Ind_and_Ag_GreenMotorRewind_v3_1.xlsm |  |  | The RTF updated operating hours and introduced current practice baseline assumption from the previous workbook
[8 empty] | Industrial | [6 empty] | Agricultural
[7 empty] | HP | Current practice % standard rewind | Current practice % green rewind | UEC (kWh/yr) - Standard | UEC (kWh/yr) - Green | UEC Difference | UEC Current Practice Baseline (kWh/yr) | Savings - Current Practice (kWh/yr) | Current practice % standard rewind | Current practice % green rewind | UEC (kWh/yr) - Standard | UEC (kWh/yr) - Green | UEC Difference | UEC Current Practice Baseline (kWh/yr) | Savings - Current Practice (kWh/yr)
[7 empty] | 15 | 83.64% | 16.36% | 55858.723 | 55230.816 | 627.907 | 55756.0169 | 525.201 | 76.92% | 23.08% | 25698.0972 | 25409.2253 | 288.8719 | 25631.4173 | 222.192
[7 empty] | 20 | 83.64% | 16.36% | 74612.2261 | 73772.0201 | 840.206 | 74474.7945 | 702.7745 | 76.92% | 23.08% | 34325.7442 | 33939.2031 | 386.5412 | 34236.5195 | 297.3165
[7 empty] | 25 | 83.64% | 16.36% | 95663.3202 | 94595.118 | 1068.2023 | 95488.5956 | 893.4776 | 76.92% | 23.08% | 52111.335 | 51529.4459 | 581.8891 | 51977.0184 | 447.5726
[7 empty] | 30 | 83.64% | 16.36% | 114579.8675 | 113429.2422 | 1150.6253 | 114391.661 | 962.4188 | 76.92% | 23.08% | 62415.8752 | 61789.0872 | 626.788 | 62271.1947 | 482.1075
[7 empty] | 40 | 83.64% | 16.36% | 151345.4608 | 150005.5189 | 1339.9419 | 151126.288 | 1120.7691 | 76.92% | 23.08% | 82443.4484 | 81713.5327 | 729.9157 | 82274.9631 | 561.4304
[7 empty] | 50 | 83.64% | 16.36% | 187548.1091 | 186106.0583 | 1442.0508 | 187312.2345 | 1206.1762 | 76.92% | 23.08% | 102164.3647 | 101378.8265 | 785.5382 | 101983.0401 | 604.2136
[7 empty] | 60 | 83.64% | 16.36% | 230609.3412 | 229092.7764 | 1516.5648 | 230361.2784 | 1268.502 | 76.92% | 23.08% | 109356.073 | 108636.9106 | 719.1624 | 109190.0698 | 553.1593
[7 empty] | 75 | 83.64% | 16.36% | 286363.7415 | 284802.9534 | 1560.7881 | 286108.4452 | 1305.4917 | 76.92% | 23.08% | 135795.0812 | 135054.9479 | 740.1333 | 135624.2374 | 569.2895
[7 empty] | 100 | 83.64% | 16.36% | 379879.9895 | 377819.9574 | 2060.0321 | 379543.0324 | 1723.075 | 76.92% | 23.08% | 180140.9416 | 179164.0643 | 976.8773 | 179915.4505 | 751.3862 | Weighted Average UES Current Practice (without 15 HP)
[7 empty] | 125 | 74.23% | 25.77% | 495724.0905 | 493042.8585 | 2681.2321 | 495033.2462 | 1990.3878 | 49.58% | 50.42% | 207207.8853 | 206087.1562 | 1120.7291 | 206642.8586 | 555.7024 | 2018
[7 empty] | 150 | 74.23% | 25.77% | 592059.9201 | 588872.6746 | 3187.2456 | 591238.6968 | 2366.0222 | 49.58% | 50.42% | 247475.3323 | 246143.0944 | 1332.2379 | 246803.6713 | 660.5769 | Industrial | Agricultural
[7 empty] | 200 | 74.23% | 25.77% | 787358.7435 | 783131.1146 | 4227.6289 | 786269.4557 | 3138.3411 | 49.58% | 50.42% | 329108.3555 | 327341.2474 | 1767.1081 | 328217.4504 | 876.2029 | 4120.7633 | 1525.1799
[7 empty] | 250 | 74.23% | 25.77% | 964377.7705 | 959260.8012 | 5116.9693 | 963059.336 | 3798.5347 | 49.58% | 50.42% | 515804.5344 | 513067.6858 | 2736.8486 | 514424.7249 | 1357.0391 | Combined
[7 empty] | 300 | 74.23% | 25.77% | 1154248.6554 | 1148140.0521 | 6108.6033 | 1152674.7172 | 4534.665 | 49.58% | 50.42% | 617358.3719 | 614091.1406 | 3267.2313 | 615711.1647 | 1620.0241 | 2853.8714
[7 empty] | 350 | 74.23% | 25.77% | 1346128.4851 | 1339007.0053 | 7121.4799 | 1344293.5698 | 5286.5646 | 49.58% | 50.42% | 719986.7083 | 716177.7325 | 3808.9758 | 718066.3751 | 1888.6427
[7 empty] | 400 | 74.23% | 25.77% | 1532339.9286 | 1524265.2618 | 8074.6668 | 1530259.4159 | 5994.1541 | 49.58% | 50.42% | 819583.2667 | 815264.4718 | 4318.7949 | 817405.9032 | 2141.4314
[7 empty] | 450 | 74.23% | 25.77% | 1722433.0739 | 1713364.3017 | 9068.7721 | 1720096.4207 | 6732.1189 | 49.58% | 50.42% | 921255.9817 | 916405.4824 | 4850.4994 | 918810.5541 | 2405.0717
[7 empty] | 500 | 74.23% | 25.77% | 1915152.1413 | 1905061.6747 | 10090.4666 | 1912552.2391 | 7490.5643 | 49.58% | 50.42% | 1024333.1906 | 1018936.2304 | 5396.9602 | 1021612.2593 | 2676.0289
[7 empty] | 600 | 75.81% | 24.19% | 2519300.4397 | 2505928.3567 | 13372.083 | 2516065.7242 | 10137.3675 | 66.46% | 33.54% | 1166191.6073 | 1160001.6306 | 6189.9767 | 1164115.5608 | 4113.9302
[7 empty] | 700 | 75.81% | 24.19% | 2932923.6038 | 2917389.0508 | 15534.553 | 2929165.7854 | 11776.7346 | 66.46% | 33.54% | 1357658.9904 | 1350468 | 7190.9904 | 1355247.2156 | 4779.2156
[7 empty] | 800 | 75.81% | 24.19% | 3348346.8255 | 3330630.7048 | 17716.1208 | 3344061.2844 | 13430.5797 | 66.46% | 33.54% | 1549959.6255 | 1541758.781 | 8200.8446 | 1547209.1573 | 5450.3764
[7 empty] | 900 | 75.81% | 24.19% | 3762887.1073 | 3742998.6977 | 19888.4097 | 3758076.0881 | 15077.3905 | 66.46% | 33.54% | 1741851.5452 | 1732645.1416 | 9206.4035 | 1738763.8241 | 6118.6825
[7 empty] | 1000 | 75.81% | 24.19% | 4172118.2609 | 4150113.4177 | 22004.8431 | 4166795.2751 | 16681.8573 | 66.46% | 33.54% | 1931285.8537 | 1921099.7468 | 10186.1068 | 1927869.5515 | 6769.8047
[7 empty] | 1250 | 75.81% | 24.19% | 4464132.0635 | 4440636.6316 | 23495.4319 | 4458448.5033 | 17811.8717 | 66.46% | 33.54% | 2010989.7143 | 2000405.5579 | 10584.1564 | 2007439.9109 | 7034.353
[7 empty] | 1500 | 75.81% | 24.19% | 5351295.7294 | 5323160.6309 | 28135.0985 | 5344489.8308 | 21329.1999 | 66.46% | 33.54% | 2410636.7188 | 2397962.4984 | 12674.2204 | 2406385.9322 | 8423.4338
[7 empty] | 1750 | 75.81% | 24.19% | 6230007.0886 | 6197320.7975 | 32686.2911 | 6222100.2536 | 24779.4561 | 66.46% | 33.54% | 2806476.1519 | 2791751.723 | 14724.4289 | 2801537.7491 | 9786.0261
[7 empty] | 2000 | 75.81% | 24.19% | 7105018.6105 | 7067819.5602 | 37199.0503 | 7096020.1362 | 28200.5759 | 66.46% | 33.54% | 3200648.8926 | 3183891.5686 | 16757.324 | 3195028.6804 | 11137.1118
[7 empty] | 2250 | 75.81% | 24.19% | 7967983.8825 | 7926397.3278 | 41586.5547 | 7957924.0679 | 31526.7402 | 66.46% | 33.54% | 3589395.0724 | 3570661.2777 | 18733.7947 | 3583111.9748 | 12450.6971
[7 empty] | 2500 | 75.81% | 24.19% | 8844035.2201 | 8797924.5047 | 46110.7154 | 8832881.0082 | 34956.5035 | 66.46% | 33.54% | 3984036.2264 | 3963264.4004 | 20771.826 | 3977069.5967 | 13805.1963
[7 empty] | 3000 | 75.81% | 24.19% | 10579573.1661 | 10524585.7796 | 54987.3865 | 10566271.6817 | 41685.9021 | 66.46% | 33.54% | 4765856.5016 | 4741085.9376 | 24770.5639 | 4757548.7415 | 16462.8039
[7 empty] | 3500 | 75.81% | 24.19% | 12329951.3987 | 12265932.9595 | 64018.4392 | 12314465.2968 | 48532.3373 | 66.46% | 33.54% | 5554361.9875 | 5525523.1402 | 28838.8473 | 5544689.7724 | 19166.6322
[7 empty] | 4000 | 75.81% | 24.19% | 14091373.0271 | 14018209.0966 | 73163.9306 | 14073674.6249 | 55465.5284 | 66.46% | 33.54% | 6347842.2714 | 6314883.5888 | 32958.6826 | 6336788.3113 | 21904.7225
[7 empty] | 4500 | 75.81% | 24.19% | 15836264.1084 | 15754125.8091 | 82138.2993 | 15816394.8006 | 62268.9915 | 66.46% | 33.54% | 7133875.9208 | 7096874.4896 | 37001.4311 | 7121466.0696 | 24591.58
[7 empty] | 5000 | 75.81% | 24.19% | 17577520 | 17486444.7668 | 91075.2332 | 17555488.8421 | 69044.0752 | 66.46% | 33.54% | 7918272 | 7877244.6839 | 41027.3161 | 7904511.9137 | 27267.2298
Units by HP
2018
Extrapolation
[12 empty] | N | n
[12 empty] | 352.4286 | 260
Distribution of All GMR
[7 empty] | HP | Sample Qty |  |  |  | Extrapolated Qty
[8 empty] | Member |  | Non-Member |  | Member |  | Non-Member |  | Total
[8 empty] | Industrial | Agricultural | Industrial | Agricultural | Industrial | Agricultural | Industrial | Agricultural | Industrial | Agricultural
[7 empty] | 15 | 5 | 3 |  |  | 6.7775 | 4.0665 | 0 | 0 | 6.7775 | 4.0665
[7 empty] | 20 | 1 | 5 |  |  | 1.3555 | 6.7775 | 0 | 0 | 1.3555 | 6.7775
[7 empty] | 25 | 1 | 4 |  |  | 1.3555 | 5.422 | 0 | 0 | 1.3555 | 5.422
[7 empty] | 30 | 8 | 3 |  |  | 10.844 | 4.0665 | 0 | 0 | 10.844 | 4.0665
[7 empty] | 40 | 5 | 8 |  |  | 6.7775 | 10.844 | 0 | 0 | 6.7775 | 10.844
[7 empty] | 50 | 3 | 9 |  |  | 4.0665 | 12.1995 | 0 | 0 | 4.0665 | 12.1995
[7 empty] | 60 | 6 | 8 |  |  | 8.133 | 10.844 | 0 | 0 | 8.133 | 10.844
[7 empty] | 75 | 14 | 6 |  |  | 18.9769 | 8.133 | 0 | 0 | 18.9769 | 8.133
[7 empty] | 100 | 12 | 14 |  |  | 16.2659 | 18.9769 | 0 | 0 | 16.2659 | 18.9769
[7 empty] | 125 | 9 | 9 |  |  | 12.1995 | 12.1995 | 0 | 0 | 12.1995 | 12.1995
[7 empty] | 150 | 11 | 8 |  |  | 14.9104 | 10.844 | 0 | 0 | 14.9104 | 10.844
[7 empty] | 200 | 9 | 10 |  |  | 12.1995 | 13.5549 | 0 | 0 | 12.1995 | 13.5549
[7 empty] | 250 | 8 | 6 |  |  | 10.844 | 8.133 | 0 | 0 | 10.844 | 8.133
[7 empty] | 300 | 11 | 7 |  |  | 14.9104 | 9.4885 | 0 | 0 | 14.9104 | 9.4885
[7 empty] | 350 | 7 | 3 | 1 |  | 9.4885 | 4.0665 | 1.3555 | 0 | 10.844 | 4.0665
[7 empty] | 400 | 4 | 5 |  |  | 5.422 | 6.7775 | 0 | 0 | 5.422 | 6.7775
[7 empty] | 450 | 6 | 1 |  |  | 8.133 | 1.3555 | 0 | 0 | 8.133 | 1.3555
[7 empty] | 500 | 1 | 3 |  |  | 1.3555 | 4.0665 | 0 | 0 | 1.3555 | 4.0665
[7 empty] | 600 | 4 | 6 |  |  | 5.422 | 8.133 | 0 | 0 | 5.422 | 8.133
[7 empty] | 700 | 2 |  |  |  | 2.711 | 0 | 0 | 0 | 2.711 | 0
[7 empty] | 800 | 1 | 2 |  |  | 1.3555 | 2.711 | 0 | 0 | 1.3555 | 2.711
[7 empty] | 900 |  | 1 |  |  | 0 | 1.3555 | 0 | 0 | 0 | 1.3555
[7 empty] | 1000 | 1 |  |  |  | 1.3555 | 0 | 0 | 0 | 1.3555 | 0
[7 empty] | 1250 |  |  |  |  | 0 | 0 | 0 | 0 | 0 | 0
[7 empty] | 1500 | 3 | 3 |  |  | 4.0665 | 4.0665 | 0 | 0 | 4.0665 | 4.0665
[7 empty] | 1750 |  |  |  |  | 0 | 0 | 0 | 0
[7 empty] | 2000 |  | 2 |  |  | 0 | 2.711 | 0 | 0 | 0 | 2.711
[7 empty] | 2250 |  |  |  |  | 0 | 0 | 0 | 0
[7 empty] | 2500 |  |  |  |  | 0 | 0 | 0 | 0
[7 empty] | 3000 | 1 |  |  |  | 1.3555 | 0 | 0 | 0 | 1.3555 | 0
[7 empty] | 3500 |  |  |  |  | 0 | 0 | 0 | 0
[7 empty] | 4000 |  |  |  |  | 0 | 0 | 0 | 0
[7 empty] | 4500 |  |  |  |  | 0 | 0 | 0 | 0 | 0 | 0
[7 empty] | 5000 |  |  |  |  | 0 | 0 | 0 | 0
[7 empty] | Total | 133 | 126 | 1 | 0 | 180.2808 | 170.7923 | 1.3555 | 0 | 181.6363 | 170.7923
[7 empty] | Total (20HP and above) | 128 | 123 | 1 | 0 | 173.5033 | 166.7258 | 1.3555 | 0 | 174.8588 | 166.7258
Note on S2: Christina Steinhoff: -Select "RTF" to see RTF updates. -Select "7th PP" for no update.
Note on N5: Christina Steinhoff: The historical values are Local Program Units reported by Energy Trust of Oregon, Bonneville Power Administration, and local utilities. The forecast are based on historical trends, surveys of funders and program expectations.
Note on O5: Christina Steinhoff: The Power Plan incorporates baseline in the savings rate calculation. In many cases, it also attributes a percent of the savings to baseline. These Baseline Units represent those percentages.

## CRES
Summary Page
[7 empty] | Certified Refrigeration Energy Specialist (CRES): | CRES certification becomes a required credential to work as a refrigeration operator in the Industrial Refrigeration Market.
Lookups | [6 empty] | Measure |  |  |  |  | Units |  |  |  |  | Savings Rate |  | aMW Savings
Measure Index | Initiative Index | Code | Standard | Duplicate? | IOU Savings Category | Reportable | Sector | Initiative | Product | Tier | Year | Total Regional Savings | Gross Local Program | Council Baseline | Baseline Assumption | Funder Share | kWh/ Unit-Yr. | Comments | Total Savings | Local Programs | Remaining Savings
IND_201301_P1T1 | IND_201301 | 0 | 0 | 1 | 1 | TRUE | industrial | Certified Refrigeration Energy Specialist (CRES) | CRES Certified Operator | Single Tier | 2018 | 0.093984 | 0.04432 | 0 | 0% of the annual savings. Proxy measures used are the tune up measures in Food, Cold Storage and Fruit Storage sectors. (Energy Conservation Measure numbers: 34, 35, 53, 54, 55, 58). | 14.2% | 8760000 | Savings are site based (e.g. reported in aMW) | 0.013346 | 0.0062935 | 0.0070522
IND_201301_P1T1 | IND_201301 | 0 | 0 | 1 | 1 | TRUE | industrial | Certified Refrigeration Energy Specialist (CRES) | CRES Certified Operator | Single Tier | 2019 | 0.1579 | 0.07895 | 0 | 0% of the annual savings. Proxy measures used are the tune up measures in Food, Cold Storage and Fruit Storage sectors. (Energy Conservation Measure numbers: 34, 35, 53, 54, 55, 58). | 14.2% | 8760000 | Savings are site based (e.g. reported in aMW) | 0.022422 | 0.011211 | 0.011211
IND_201301_P1T1 | IND_201301 | 0 | 0 | 1 | 1 | TRUE | industrial | Certified Refrigeration Energy Specialist (CRES) | CRES Certified Operator | Single Tier | 2020 | 0.077653 | 0.038826 | 0 | 0% of the annual savings. Proxy measures used are the tune up measures in Food, Cold Storage and Fruit Storage sectors. (Energy Conservation Measure numbers: 34, 35, 53, 54, 55, 58). | 14.2% | 8760000 | Savings are site based (e.g. reported in aMW) | 0.011027 | 0.0055134 | 0.0055134
IND_201301_P1T1 | IND_201301 | 0 | 0 | 1 | 1 | TRUE | industrial | Certified Refrigeration Energy Specialist (CRES) | CRES Certified Operator | Single Tier | 2021 | 0.097066 | 0.048533 | 0 | 0% of the annual savings. Proxy measures used are the tune up measures in Food, Cold Storage and Fruit Storage sectors. (Energy Conservation Measure numbers: 34, 35, 53, 54, 55, 58). | 14.2% | 8760000 | Savings are site based (e.g. reported in aMW) | 0.013783 | 0.0068917 | 0.0068917
Track Units from:
Approximate site-based savings for RETA CRES certified projects in through energy savings validation provided by Energy350 and documented RETA projects through RETA CRES RCD database.
Note on N5: Christina Steinhoff: The historical values are Local Program Units reported by Energy Trust of Oregon, Bonneville Power Administration, and local utilities. The forecast are based on historical trends, surveys of funders and program expectations.
Note on O5: Christina Steinhoff: The Power Plan incorporates baseline in the savings rate calculation. In many cases, it also attributes a percent of the savings to baseline. These Baseline Units represent those percentages.

## Market Adoption Units (hidden)
| Is Current | Yes
| Snapshot Name | Current Data
| Year | Measure Index | Initiative | Product | Tier | Market Adoption Stock Units | Market Adoption Units | Market Share | Local Programs Units NEEA
2018AGR_200201_P1T1 | 2018 | AGR_200201_P1T1 | AM400 Data Logger | Ag Data Logger | AM 400 |  |  |  | 0
2018AGR_201401_P1T1 | 2018 | AGR_201401_P1T1 | Irrigation | Ag Irrigation | Level 1 |  |  |  | 0
2018COM_199701_P1T1 | 2018 | COM_199701_P1T1 | Building Operator Certification | BOC | Single Tier | 1570 |  |  | 1.6359
2018COM_200002_P1T1 | 2018 | COM_200002_P1T1 | Commissioning Buildings | Cx | Single Tier |  | 63.0598 | 30.86% | 31186139.5547
2018COM_200002_P2T1 | 2018 | COM_200002_P2T1 | Commissioning Buildings | rCx | Single Tier | 129.8091 |  |  | 2654952.8605
2018COM_200002_P3T1 | 2018 | COM_200002_P3T1 | Commissioning Buildings | Cx-Industrial | Single Tier |  |  |  | 4223097.4453
2018COM_200002_P4T1 | 2018 | COM_200002_P4T1 | Commissioning Buildings | rCx-Industrial | Single Tier |  |  |  | 429011.2595
2018COM_200202_P1T1 | 2018 | COM_200202_P1T1 | Other Codes (Commercial) | ID Commercial Codes | ID 2000 & 2003 IECC |  | 5215625 | 100%
2018COM_200202_P1T10 | 2018 | COM_200202_P1T10 | Other Codes (Commercial) | ID Commercial Codes | IECC 2030 |  | 0 | 0%
2018COM_200202_P1T2 | 2018 | COM_200202_P1T2 | Other Codes (Commercial) | ID Commercial Codes | ID 2006 IECC |  | 5215625 | 100%
2018COM_200202_P1T3 | 2018 | COM_200202_P1T3 | Other Codes (Commercial) | ID Commercial Codes | ID 2009 IECC |  | 5215625 | 100%
2018COM_200202_P1T4 | 2018 | COM_200202_P1T4 | Other Codes (Commercial) | ID Commercial Codes | ID 2012 IECC |  | 5215625 | 100%
2018COM_200202_P1T5 | 2018 | COM_200202_P1T5 | Other Codes (Commercial) | ID Commercial Codes | ID Code 2018-2021 |  | 0 | 0%
2018COM_200202_P1T7 | 2018 | COM_200202_P1T7 | Other Codes (Commercial) | ID Commercial Codes | IECC 2021 |  | 0 | 0%
2018COM_200202_P1T8 | 2018 | COM_200202_P1T8 | Other Codes (Commercial) | ID Commercial Codes | IECC 2024 |  | 0 | 0%
2018COM_200202_P1T9 | 2018 | COM_200202_P1T9 | Other Codes (Commercial) | ID Commercial Codes | IECC 2027 |  | 0 | 0%
2018COM_200202_P2T1 | 2018 | COM_200202_P2T1 | Other Codes (Commercial) | MT Commercial Codes | MT 2003 IECC w/ Amend |  | 1951975 | 100%
2018COM_200202_P2T10 | 2018 | COM_200202_P2T10 | Other Codes (Commercial) | MT Commercial Codes | IECC 2030 |  | 0 | 0%
2018COM_200202_P2T2 | 2018 | COM_200202_P2T2 | Other Codes (Commercial) | MT Commercial Codes | MT 2009 IECC w/ Amend |  | 1951975 | 100%
2018COM_200202_P2T3 | 2018 | COM_200202_P2T3 | Other Codes (Commercial) | MT Commercial Codes | MT 2012 IECC |  | 1951975 | 100%
2018COM_200202_P2T6 | 2018 | COM_200202_P2T6 | Other Codes (Commercial) | MT Commercial Codes | IECC 2018 |  | 0 | 0%
2018COM_200202_P2T7 | 2018 | COM_200202_P2T7 | Other Codes (Commercial) | MT Commercial Codes | IECC 2021 |  | 0 | 0%
2018COM_200202_P2T8 | 2018 | COM_200202_P2T8 | Other Codes (Commercial) | MT Commercial Codes | IECC 2024 |  | 0 | 0%
2018COM_200202_P2T9 | 2018 | COM_200202_P2T9 | Other Codes (Commercial) | MT Commercial Codes | IECC 2027 |  | 0 | 0%
2018COM_200202_P3T1 | 2018 | COM_200202_P3T1 | Other Codes (Commercial) | OR Commercial Codes | OR 2004 OSSC |  | 17907875 | 100%
2018COM_200202_P3T10 | 2018 | COM_200202_P3T10 | Other Codes (Commercial) | OR Commercial Codes | OEESC 2029 |  | 0 | 0%
2018COM_200202_P3T2 | 2018 | COM_200202_P3T2 | Other Codes (Commercial) | OR Commercial Codes | OR 2007 OSSC |  | 17907875 | 100%
2018COM_200202_P3T3 | 2018 | COM_200202_P3T3 | Other Codes (Commercial) | OR Commercial Codes | OR 2009 OEESC |  | 17907875 | 100%
2018COM_200202_P3T4 | 2018 | COM_200202_P3T4 | Other Codes (Commercial) | OR Commercial Codes | OR 2014 OEESC |  | 17907875 | 100%
2018COM_200202_P3T5 | 2018 | COM_200202_P3T5 | Other Codes (Commercial) | OR Commercial Codes | OR Code 2017-2020 |  | 0 | 0%
2018COM_200202_P3T8 | 2018 | COM_200202_P3T8 | Other Codes (Commercial) | OR Commercial Codes | OEESC 2023 |  | 0 | 0%
2018COM_200202_P4T1 | 2018 | COM_200202_P4T1 | Other Codes (Commercial) | WA Commercial Codes | WA 2000 & 2003 WSEC |  | 44506775 | 100%
2018COM_200202_P4T2 | 2018 | COM_200202_P4T2 | Other Codes (Commercial) | WA Commercial Codes | WA 2004 WSEC |  | 44506775 | 100%
2018COM_200202_P4T3 | 2018 | COM_200202_P4T3 | Other Codes (Commercial) | WA Commercial Codes | WA 2006 WSEC |  | 44506775 | 100%
2018COM_200202_P4T4 | 2018 | COM_200202_P4T4 | Other Codes (Commercial) | WA Commercial Codes | WA 2009 WSEC |  | 44506775 | 100%
2018COM_200202_P4T5 | 2018 | COM_200202_P4T5 | Other Codes (Commercial) | WA Commercial Codes | WA 2012 WSEC |  | 44506775 | 100%
2018COM_200202_P4T6 | 2018 | COM_200202_P4T6 | Other Codes (Commercial) | WA Commercial Codes | WA 2015 WSEC |  | 30598407.8125 | 68.75%
2018COM_200202_P4T8 | 2018 | COM_200202_P4T8 | Other Codes (Commercial) | WA Commercial Codes | WSEC 2018 |  | 0 | 0%
2018COM_200202_P4T9 | 2018 | COM_200202_P4T9 | Other Codes (Commercial) | WA Commercial Codes | WSEC 2021 |  | 0 | 0%
2018COM_200203_P1T1 | 2018 | COM_200203_P1T1 | Verdiem Network Energy Management | Verdiem | Single Tier |  |  |  | 0
2018COM_200701_P1T1 | 2018 | COM_200701_P1T1 | Desktop Power Supplies | Commercial Desktops | 80 PLUS |  | 437077.2579 | 85.98% | 0
2018COM_200701_P1T2 | 2018 | COM_200701_P1T2 | Desktop Power Supplies | Commercial Desktops | ENERGY STAR 5.0 |  | 437077.2579 | 85.98% | 0
2018COM_200701_P1T3 | 2018 | COM_200701_P1T3 | Desktop Power Supplies | Commercial Desktops | ENERGY STAR 6.0 |  | 437077.2579 | 85.98% | 0
2018COM_200701_P1T4 | 2018 | COM_200701_P1T4 | Desktop Power Supplies | Commercial Desktops | ENERGY STAR 7.0 |  | 0 | 0% | 0
2018COM_200702_P1T1 | 2018 | COM_200702_P1T1 | Grocery | Groceries | Tier 1 |  |  |  | 0
2018COM_200801_P1T1 | 2018 | COM_200801_P1T1 | Building Operations (Non-target Markets) | Building Operations | Tier 1 |  |  |  | 0
2018COM_200802_P1T1 | 2018 | COM_200802_P1T1 | Healthcare | Healthcare SEM | Single Tier |  |  |  | 0
2018COM_200803_P1T1 | 2018 | COM_200803_P1T1 | Commercial Real Estate | CRE SEM | Single Tier |  |  |  | 0
2018COM_200803_P2T1 | 2018 | COM_200803_P2T1 | Commercial Real Estate | WA CRE SEM | Single Tier |  |  |  | 0
2018COM_200803_P3T1 | 2018 | COM_200803_P3T1 | Commercial Real Estate | OR CRE SEM | Single Tier |  |  |  | 0
2018COM_200803_P4T1 | 2018 | COM_200803_P4T1 | Commercial Real Estate | ID CRE SEM | Single Tier |  |  |  | 0
2018COM_200901_P1T1 | 2018 | COM_200901_P1T1 | New Construction (Commercial) | New Commercial Construction | Tier 1 |  |  |  | 0
2018COM_201101_P1T1 | 2018 | COM_201101_P1T1 | Commercial Lighting Solutions | Commercial Lighting | Pilot |  |  |  | 0
2018COM_201201_P1T1 | 2018 | COM_201201_P1T1 | Building Operator Certification Expansion | BOC_Expansion | Single Tier | 1570 |  |  | 4.1871
2018COM_201304_P12T1 | 2018 | COM_201304_P12T1 | Other Non-Residential Standards | Pre-rinse Spray Valves | All Product Classes |  | 0
2018COM_201304_P2T1 | 2018 | COM_201304_P2T1 | Other Non-Residential Standards | Fluorescent Lamp Ballasts | All Product Classes |  | 3809013.4822 | 100%
2018COM_201304_P4T1 | 2018 | COM_201304_P4T1 | Other Non-Residential Standards | Small Electric Motors | All Product Classes |  | 192371.9118 | 100%
2018COM_201304_P7T1 | 2018 | COM_201304_P7T1 | Other Non-Residential Standards | Rooftop Units | All Product Classes |  | 2.3841
2018COM_201305_P1T1 | 2018 | COM_201305_P1T1 | Existing Building Renewal | Deep Energy Retrofits | Single Tier |  |  |  | 0
2018COM_201401_P1T1 | 2018 | COM_201401_P1T1 | Luminaire Level Lighting Controls | Lighting Controls | LLC |  | 3.4754 | 3.147% | 0
2018COM_201403_P1T1 | 2018 | COM_201403_P1T1 | Reduced Wattage Lamp Replacement | T8 Fluorescent 28W- Commercial | Tier 1 |  | 818535.4515 | 43.73% | 7132.1689
2018COM_201403_P2T1 | 2018 | COM_201403_P2T1 | Reduced Wattage Lamp Replacement | T8 Fluorescent 25W- Commercial | Tier 1 |  | 44059.1231 | 2.354% | 37.0055
2018COM_201403_P3T1 | 2018 | COM_201403_P3T1 | Reduced Wattage Lamp Replacement | T8 Fluorescent 28W- Industrial | Tier 1 |  | 203002.9038 | 45.03% | 1768.8311
2018COM_201403_P4T1 | 2018 | COM_201403_P4T1 | Reduced Wattage Lamp Replacement | T8 Fluorescent 25W- Industrial | Tier 1 |  | 3565.2544 | 0.7908% | 2.9945
2018COM_201405_P1T1 | 2018 | COM_201405_P1T1 | Other Strategic Energy Management | Industrial SEM | Single Tier | 28.4497 | 5.177 | 0.1228% | 5.177
2018COM_201405_P2T1 | 2018 | COM_201405_P2T1 | Other Strategic Energy Management | Commercial SEM | Single Tier | 6.6242 | 3.0587 | 0.04565% | 3.0587
2018COM_201602_P1T1 | 2018 | COM_201602_P1T1 | Commercial Code Enhancement | ID Commercial Codes | IECC 2021 |  | 0 | 0%
2018COM_201602_P1T2 | 2018 | COM_201602_P1T2 | Commercial Code Enhancement | ID Commercial Codes | IECC 2024 |  | 0 | 0%
2018COM_201602_P1T3 | 2018 | COM_201602_P1T3 | Commercial Code Enhancement | ID Commercial Codes | IECC 2027 |  | 0 | 0%
2018COM_201602_P1T4 | 2018 | COM_201602_P1T4 | Commercial Code Enhancement | ID Commercial Codes | IECC 2030 |  | 0 | 0%
2018COM_201602_P2T1 | 2018 | COM_201602_P2T1 | Commercial Code Enhancement | MT Commercial Codes | IECC 2018 |  | 0 | 0%
2018COM_201602_P2T2 | 2018 | COM_201602_P2T2 | Commercial Code Enhancement | MT Commercial Codes | IECC 2021 |  | 0 | 0%
2018COM_201602_P2T3 | 2018 | COM_201602_P2T3 | Commercial Code Enhancement | MT Commercial Codes | IECC 2024 |  | 0 | 0%
2018COM_201602_P2T4 | 2018 | COM_201602_P2T4 | Commercial Code Enhancement | MT Commercial Codes | IECC 2027 |  | 0 | 0%
2018COM_201602_P2T5 | 2018 | COM_201602_P2T5 | Commercial Code Enhancement | MT Commercial Codes | IECC 2030 |  | 0 | 0%
2018COM_201602_P3T2 | 2018 | COM_201602_P3T2 | Commercial Code Enhancement | OR Commercial Codes | OEESC 2023 |  | 0 | 0%
2018COM_201602_P3T4 | 2018 | COM_201602_P3T4 | Commercial Code Enhancement | OR Commercial Codes | OEESC 2029 |  | 0 | 0%
2018COM_201602_P4T1 | 2018 | COM_201602_P4T1 | Commercial Code Enhancement | WA Commercial Codes | WSEC 2018 |  | 0 | 0%
2018COM_201602_P4T10 | 2018 | COM_201602_P4T10 | Other Codes (Commercial) | WA Commercial Codes | WSEC 2024 |  | 0 | 0%
2018COM_201602_P4T11 | 2018 | COM_201602_P4T11 | Other Codes (Commercial) | WA Commercial Codes | WSEC 2027 |  | 0 | 0%
2018COM_201602_P4T12 | 2018 | COM_201602_P4T12 | Other Codes (Commercial) | WA Commercial Codes | WSEC 2030 |  | 0 | 0%
2018COM_201602_P4T2 | 2018 | COM_201602_P4T2 | Commercial Code Enhancement | WA Commercial Codes | WSEC 2021 |  | 0 | 0%
2018COM_201602_P4T3 | 2018 | COM_201602_P4T3 | Commercial Code Enhancement | WA Commercial Codes | WSEC 2024 |  | 0 | 0%
2018COM_201602_P4T4 | 2018 | COM_201602_P4T4 | Commercial Code Enhancement | WA Commercial Codes | WSEC 2027 |  | 0 | 0%
2018COM_201602_P4T5 | 2018 | COM_201602_P4T5 | Commercial Code Enhancement | WA Commercial Codes | WSEC 2030 |  | 0 | 0%
2018IND_199801_P1T1 | 2018 | IND_199801_P1T1 | Variable Frequency Drives | VFD | Single Tier |  |  |  | 1058
2018IND_199802_P1T1 | 2018 | IND_199802_P1T1 | Microelectronics (Asimi, Silicon Crystal Growing Facilities) | ASiMI And Silicon | Tier 1 |  |  |  | 0
2018IND_199901_P1T1 | 2018 | IND_199901_P1T1 | BacGen Waste Water Optimization Service | BacGen | Tier 1 |  |  |  | 0
2018IND_199902_P1T1 | 2018 | IND_199902_P1T1 | MagnaDrive Innovative Industrial Speed Control | MagnaDrive ASD | Single Tier |  |  |  | 0
2018IND_199902_P2T1 | 2018 | IND_199902_P2T1 | MagnaDrive Innovative Industrial Speed Control | MagnaDrive Couplings | Single Tier |  |  |  | 0
2018IND_200004_P1T1 | 2018 | IND_200004_P1T1 | Pneu-Logic (Sav-Air) | Pneu-Logic | Single Tier |  |  |  | 0
2018IND_200402_P1T1 | 2018 | IND_200402_P1T1 | Drive Power | NEMA Premium Motors (Non-Standard) | Single Tier | 74669.7837 | 285.1734 | 48% | 0
2018IND_200402_P2T1 | 2018 | IND_200402_P2T1 | Drive Power | Efficient Motor Rewinds | Single Tier | 2564.1619 | 352.4286 | 13.74% | 50.792
2018IND_200402_P3T1 | 2018 | IND_200402_P3T1 | Drive Power | Motors Federal Standard | Single Tier | 74669.7837 | 74077.2017 | 100% | 0
2018IND_200602_P1T1 | 2018 | IND_200602_P1T1 | Food Processors | Food Processors SEM | Single Tier |  |  |  | 0
2018IND_200603_P1T1 | 2018 | IND_200603_P1T1 | Pulp and Paper | Pulp and Paper Sem | Tier 1 |  |  |  | 0
2018IND_200702_P1T1 | 2018 | IND_200702_P1T1 | Distribution Efficiency | DEI | Tier 1 |  |  |  | 0
2018IND_201301_P1T1 | 2018 | IND_201301_P1T1 | Certified Refrigeration Energy Specialist (CRES) | CRES Certified Operator | Single Tier | 14.5 | 5 |  | 0.04432
2018IND_201302_P1T1 | 2018 | IND_201302_P1T1 | Small/Medium Industrials | Small Medium Industrial SEM | Single Tier |  |  |  | 0
2018OTH_201601_P1T0 | 2018 | OTH_201601_P1T0 | Other ENERGY STAR Products | Commercial Laptops | Non-Qualifying |  | 1240848.1433 | 100%
2018OTH_201601_P1T1 | 2018 | OTH_201601_P1T1 | Other ENERGY STAR Products | Commercial Laptops | ENERGY STAR 6.0 |  | 1195654.2879 | 96.36%
2018OTH_201601_P2T0 | 2018 | OTH_201601_P2T0 | Other ENERGY STAR Products | Residential Desktops | Non-Qualifying |  | 245271.4062 | 100%
2018OTH_201601_P2T1 | 2018 | OTH_201601_P2T1 | Other ENERGY STAR Products | Residential Desktops | ENERGY STAR 6.0 |  | 87818.8431 | 35.8%
2018OTH_201601_P3T0 | 2018 | OTH_201601_P3T0 | Other ENERGY STAR Products | Residential Laptops | Non-Qualifying |  | 947836.4838 | 100%
2018OTH_201601_P3T1 | 2018 | OTH_201601_P3T1 | Other ENERGY STAR Products | Residential Laptops | ENERGY STAR 6.0 |  | 910717.076 | 96.08%
2018RES_199702_P1T1 | 2018 | RES_199702_P1T1 | Clothes Washers | Clothes Washers | Below Fed Stnd (IMEF 0.88-1.02) | 4387821.5709 | 399982.3128 | 100% | 0
2018RES_199702_P1T2 | 2018 | RES_199702_P1T2 | Clothes Washers | Clothes Washers | Below Fed Stnd (IMEF 1.03-1.31) | 4388340.1945 | 399982.3128 | 100% | 0
2018RES_199702_P1T3 | 2018 | RES_199702_P1T3 | Clothes Washers | Clothes Washers | Fed Standard (IMEF 1.32-1.58) | 3050539.3096 | 399982.3128 | 100% | 0
2018RES_199702_P1T4 | 2018 | RES_199702_P1T4 | Clothes Washers | Clothes Washers | Fed Standard (IMEF 1.59-2.05) | 2131396.3611 | 223457.8889 | 55.87% | 0
2018RES_199702_P1T5 | 2018 | RES_199702_P1T5 | Clothes Washers | Clothes Washers | Energy Star (IMEF 2.06-2.37) | 868715.7584 | 223457.8889 | 55.87% | 0
2018RES_199702_P1T6 | 2018 | RES_199702_P1T6 | Clothes Washers | Clothes Washers | CEE Tier 1 | 411981.9898 | 67611.454 | 16.9% | 0
2018RES_199702_P1T7 | 2018 | RES_199702_P1T7 | Clothes Washers | Clothes Washers | CEE Tier 2 | 329956.5241 | 67611.454 | 16.9% | 0
2018RES_199702_P1T8 | 2018 | RES_199702_P1T8 | Clothes Washers | Clothes Washers | CEE Tier 3 | 173887.7709 | 39428.2645 | 9.858% | 0
2018RES_199703_P1T1 | 2018 | RES_199703_P1T1 | Residential Lighting | CFL General Purpose | Tier 1 | 172016868.1322 | 1659190.1522 | 5.903% | 0
2018RES_199703_P2T1 | 2018 | RES_199703_P2T1 | Residential Lighting | CFL Specialty | Tier 1 | 36097982.2584 | 62794.3996 | 0.3053% | 0
2018RES_199703_P3T1 | 2018 | RES_199703_P3T1 | Residential Lighting | LED General Purpose | Tier 1 | 49085841.4721 | 16980262.8812 | 60.41% | 10592497.11
2018RES_199703_P4T1 | 2018 | RES_199703_P4T1 | Residential Lighting | LED Specialty | Tier 1 | 34019034.2523 | 11582968.3685 | 56.32% | 5328631.22
2018RES_199703_P5T1 | 2018 | RES_199703_P5T1 | Residential Lighting | Other General Purpose | Tier 1 | 60328022.5975 | 9468065.0512 | 33.69%
2018RES_199703_P6T1 | 2018 | RES_199703_P6T1 | Residential Lighting | Other Specialty | Tier 1 | 48867229.5174 | 8919718.4273 | 43.37%
2018RES_199705_P1T1 | 2018 | RES_199705_P1T1 | Windows | Residential Windows (New and Existing Construction) | U Factor 0.35 |  |  |  | 0
2018RES_199706_P1T1 | 2018 | RES_199706_P1T1 | Super Good Cents Manufactured Homes | Super Good Cents Manufactured Homes | Tier 1 |  |  |  | 0
2018RES_199802_P1T1 | 2018 | RES_199802_P1T1 | Lighting Fixtures | Residential Fixtures | Tier 1 |  |  |  | 0
2018RES_200005_P1T1 | 2018 | RES_200005_P1T1 | Dishwashers | Dishwashers | Energy Factor 52 | 2938407.9464 | 374356.81 | 95% | 0
2018RES_200005_P1T2 | 2018 | RES_200005_P1T2 | Dishwashers | Dishwashers | Energy Factor 58 | 4902203.4538 | 374356.81 | 95% | 0
2018RES_200005_P1T3 | 2018 | RES_200005_P1T3 | Dishwashers | Dishwashers | Energy Factor 65 | 2725042.6585 | 374356.81 | 95% | 0
2018RES_200005_P1T4 | 2018 | RES_200005_P1T4 | Dishwashers | Dishwashers | Energy Factor 68 | 2681349.1585 | 374356.81 | 95% | 0
2018RES_200006_P1T1 | 2018 | RES_200006_P1T1 | Refrigerators | Refrigerators | ENERGY STAR 2003 | 4079204.7718 | 435019 | 100% | 0
2018RES_200006_P1T2 | 2018 | RES_200006_P1T2 | Refrigerators | Refrigerators | ENERGY STAR 2008 | 2880229.7932 | 435019 | 100% | 5726
2018RES_200006_P1T3 | 2018 | RES_200006_P1T3 | Refrigerators | Refrigerators | ENERGY STAR +10-15% above Standard (CEE Tier 1) | 0 | 0 | 0% | 10680
2018RES_200006_P1T4 | 2018 | RES_200006_P1T4 | Refrigerators | Refrigerators | ENERGY STAR +15-20% above Standard (CEE Tier 2; 2016 and 2017 ENERGY STAR Most Efficient) | 0 | 0 | 0% | 277
2018RES_200006_P1T5 | 2018 | RES_200006_P1T5 | Refrigerators | Refrigerators | ENERGY STAR +20% or better above Standard (CEE Tier 3) | 0 | 0 | 0% | 124
2018RES_200401_P11T1 | 2018 | RES_200401_P11T1 | Efficient Homes | WA Homes (ENERGY STAR Northwest Homes) | Energy Star |  | 0 | 0% | 0
2018RES_200401_P12T1 | 2018 | RES_200401_P12T1 | Efficient Homes | ID Multifamily Homes | Energy Star |  |  |  | 0
2018RES_200401_P13T1 | 2018 | RES_200401_P13T1 | Efficient Homes | Northwest | Energy Star |  | 0 |  | 0
2018RES_200401_P15T1 | 2018 | RES_200401_P15T1 | Efficient Homes | WA Multifamily Homes | Energy Star |  |  |  | 0
2018RES_200401_P1T1 | 2018 | RES_200401_P1T1 | Efficient Homes | ID Code | IECC 2006 |  | 10275.8458 | 97.35% | 0
2018RES_200401_P1T2 | 2018 | RES_200401_P1T2 | Efficient Homes | ID Code | IECC 2009 |  | 10275.8458 | 97.35% | 0
2018RES_200401_P1T3 | 2018 | RES_200401_P1T3 | Efficient Homes | ID Code | IECC 2012 w ID amend. |  | 10275.8458 | 97.35% | 0
2018RES_200401_P2T1 | 2018 | RES_200401_P2T1 | Efficient Homes | MT Code | IECC 2003 w MT amend. |  | 2404.2037 | 94.5% | 0
2018RES_200401_P2T2 | 2018 | RES_200401_P2T2 | Efficient Homes | MT Code | IECC 2009 w MT amend. |  | 2404.2037 | 94.5% | 0
2018RES_200401_P2T3 | 2018 | RES_200401_P2T3 | Efficient Homes | MT Code | IECC 2012 w MT amend. |  | 2404.2037 | 94.5% | 0
2018RES_200401_P3T1 | 2018 | RES_200401_P3T1 | Efficient Homes | OR Code | Or. Res Specialty 2008 |  | 8318.31 | 91% | 0
2018RES_200401_P3T2 | 2018 | RES_200401_P3T2 | Efficient Homes | OR Code | Or. Res Specialty 2012 |  | 8318.31 | 91% | 0
2018RES_200401_P4T1 | 2018 | RES_200401_P4T1 | Efficient Homes | WA Code | WSEC 2006 |  | 22739.52 | 96% | 0
2018RES_200401_P4T2 | 2018 | RES_200401_P4T2 | Efficient Homes | WA Code | WSEC 2009 |  | 22739.52 | 96% | 0
2018RES_200401_P4T3 | 2018 | RES_200401_P4T3 | Efficient Homes | WA Code | WSEC 2012 |  | 22739.52 | 96% | 0
2018RES_200401_P5T1 | 2018 | RES_200401_P5T1 | Efficient Homes | ID Homes (ENERGY STAR Northwest Homes) | Energy Star |  | 0 | 0% | 0
2018RES_200401_P6T1 | 2018 | RES_200401_P6T1 | Efficient Homes | MT Homes (ENERGY STAR Northwest Homes) | Energy Star |  | 0 | 0% | 0
2018RES_200401_P7T1 | 2018 | RES_200401_P7T1 | Efficient Homes | OR Homes (ENERGY STAR Northwest Homes) | Energy Star |  | 0 | 0% | 0
2018RES_200601_P1T1 | 2018 | RES_200601_P1T1 | Other Codes (Multifamily) | ID Multifamily Code | IECC 2006 |  | 593.8053 | 22.7%
2018RES_200601_P1T2 | 2018 | RES_200601_P1T2 | Other Codes (Multifamily) | ID Multifamily Code | IECC 2009 |  | 593.8053 | 22.7%
2018RES_200601_P1T3 | 2018 | RES_200601_P1T3 | Other Codes (Multifamily) | ID Multifamily Code | IECC 2012 w ID amend. |  | 560.8161 | 21.44%
2018RES_200601_P2T1 | 2018 | RES_200601_P2T1 | Other Codes (Multifamily) | MT Multifamily Code | IECC 2003 w MT amend. |  | 449.8105 | 47.56%
2018RES_200601_P2T2 | 2018 | RES_200601_P2T2 | Other Codes (Multifamily) | MT Multifamily Code | IECC 2009 w MT amend. |  | 449.8105 | 47.56%
2018RES_200601_P2T3 | 2018 | RES_200601_P2T3 | Other Codes (Multifamily) | MT Multifamily Code | IECC 2012 w MT amend. |  | 449.8105 | 47.56%
2018RES_200601_P3T1 | 2018 | RES_200601_P3T1 | Other Codes (Multifamily) | OR Multifamily Code | Or. Res Specialty 2008 |  | 1200.7863 | 40.54%
2018RES_200601_P4T1 | 2018 | RES_200601_P4T1 | Other Codes (Multifamily) | WA Multifamily Code | WSEC 2006 |  | 12320.3099 | 273.5%
2018RES_200601_P4T2 | 2018 | RES_200601_P4T2 | Other Codes (Multifamily) | WA Multifamily Code | WSEC 2009 |  | 0 | 0%
2018RES_200601_P4T3 | 2018 | RES_200601_P4T3 | Other Codes (Multifamily) | WA Multifamily Code | WSEC 2012 |  | 2217.6558 | 49.23%
2018RES_200804_P1T1 | 2018 | RES_200804_P1T1 | Ductless Heat Pumps | DHP Zonal | Tier 1 | 85632.2715 |  |  | 10921.5456
2018RES_200804_P2T1 | 2018 | RES_200804_P2T1 | Ductless Heat Pumps | DHP FAF | Tier 1 | 10929.6731 |  |  | 1754.2
2018RES_200804_P3T1 | 2018 | RES_200804_P3T1 | Ductless Heat Pumps | DHP MH FAF | Tier 1 | 4458.3622 |  |  | 1196
2018RES_201101_P1T1 | 2018 | RES_201101_P1T1 | Super-Efficient Dryers | Clothes Dryers | UCEF 3.00 to 3.39 | 382238.8146 | 123021.7606 | 41.82% | 4816
2018RES_201101_P1T2 | 2018 | RES_201101_P1T2 | Super-Efficient Dryers | Clothes Dryers | UCEF 3.40 to 3.99 | 3283.231 | 851.4508 | 0.2894% | 191
2018RES_201101_P1T3 | 2018 | RES_201101_P1T3 | Super-Efficient Dryers | Clothes Dryers | UCEF 4.00 to 4.99 | 1843 | 280 | 0.09518% | 99
2018RES_201101_P1T4 | 2018 | RES_201101_P1T4 | Super-Efficient Dryers | Clothes Dryers | UCEF 5.00 to 5.99 | 1346 | 280 | 0.09518% | 0
2018RES_201101_P1T5 | 2018 | RES_201101_P1T5 | Super-Efficient Dryers | Clothes Dryers | UCEF 6.00 to 6.99 | 942 | 280 | 0.09518% | 0
2018RES_201101_P1T6 | 2018 | RES_201101_P1T6 | Super-Efficient Dryers | Clothes Dryers | UCEF 7.00 to 7.99 | 942 | 280 | 0.09518% | 0
2018RES_201202_P1T1 | 2018 | RES_201202_P1T1 | Heat Pump Water Heaters | HPWH (<=55 gallons) Existing Construction | Tier 1 | 21782 | 3776 | 2.415% | 3026
2018RES_201202_P1T2 | 2018 | RES_201202_P1T2 | Heat Pump Water Heaters | HPWH (<=55 gallons) Existing Construction | Tier 2 | 14100 | 3772 | 2.413% | 3010
2018RES_201202_P1T3 | 2018 | RES_201202_P1T3 | Heat Pump Water Heaters | HPWH (<=55 gallons) Existing Construction | Tier 3 | 7167 | 3221 | 2.06% | 2922
2018RES_201202_P1T4 | 2018 | RES_201202_P1T4 | Heat Pump Water Heaters | HPWH (<=55 gallons) Existing Construction | Tier 4 | 31 | 23 | 0.01471% | 0
2018RES_201202_P1T5 | 2018 | RES_201202_P1T5 | Heat Pump Water Heaters | HPWH (<=55 gallons) Existing Construction | Tier 5 | 0 | 0 | 0% | 0
2018RES_201202_P2T1 | 2018 | RES_201202_P2T1 | Heat Pump Water Heaters | HPWH (>55 gallons) Existing Construction | Tier 1 | 6911 | 1697 | 9.736% | 1371
2018RES_201202_P2T2 | 2018 | RES_201202_P2T2 | Heat Pump Water Heaters | HPWH (>55 gallons) Existing Construction | Tier 2 | 6360 | 1696 | 9.73% | 1365
2018RES_201202_P2T3 | 2018 | RES_201202_P2T3 | Heat Pump Water Heaters | HPWH (>55 gallons) Existing Construction | Tier 3 | 3427 | 1634 | 9.374% | 1273
2018RES_201202_P2T4 | 2018 | RES_201202_P2T4 | Heat Pump Water Heaters | HPWH (>55 gallons) Existing Construction | Tier 4 | 24 | 19 | 0.109% | 0
2018RES_201202_P2T5 | 2018 | RES_201202_P2T5 | Heat Pump Water Heaters | HPWH (>55 gallons) Existing Construction | Tier 5 | 0 | 0 | 0% | 0
2018RES_201202_P3T1 | 2018 | RES_201202_P3T1 | Heat Pump Water Heaters | HPWH (<=55 gallons) New Construction | Tier 1 | 13290 | 4293 | 39.44% | 854
2018RES_201202_P3T2 | 2018 | RES_201202_P3T2 | Heat Pump Water Heaters | HPWH (<=55 gallons) New Construction | Tier 2 | 12062 | 4287 | 39.39% | 849
2018RES_201202_P3T3 | 2018 | RES_201202_P3T3 | Heat Pump Water Heaters | HPWH (<=55 gallons) New Construction | Tier 3 | 8432 | 3661 | 33.64% | 833
2018RES_201202_P3T4 | 2018 | RES_201202_P3T4 | Heat Pump Water Heaters | HPWH (<=55 gallons) New Construction | Tier 4 | 38 | 27 | 0.2481% | 0
2018RES_201202_P3T5 | 2018 | RES_201202_P3T5 | Heat Pump Water Heaters | HPWH (<=55 gallons) New Construction | Tier 5 | 0 | 0 | 0% | 0
2018RES_201202_P4T1 | 2018 | RES_201202_P4T1 | Heat Pump Water Heaters | HPWH (>55 gallons) New Construction | Tier 1 | 5250 | 1929 | 35.98% | 506
2018RES_201202_P4T2 | 2018 | RES_201202_P4T2 | Heat Pump Water Heaters | HPWH (>55 gallons) New Construction | Tier 2 | 5049 | 1928 | 35.97% | 504
2018RES_201202_P4T3 | 2018 | RES_201202_P4T3 | Heat Pump Water Heaters | HPWH (>55 gallons) New Construction | Tier 3 | 4023 | 1857 | 34.64% | 500
2018RES_201202_P4T4 | 2018 | RES_201202_P4T4 | Heat Pump Water Heaters | HPWH (>55 gallons) New Construction | Tier 4 | 28 | 22 | 0.4104% | 9
2018RES_201202_P4T5 | 2018 | RES_201202_P4T5 | Heat Pump Water Heaters | HPWH (>55 gallons) New Construction | Tier 5 | 0 | 0 | 0% | 0
2018RES_201301_P10T1 | 2018 | RES_201301_P10T1 | Residential New Construction/Next Step Homes | OR Homes (Next Step) | Next Step Home |  | 0 | 0% | 0
2018RES_201301_P11T1 | 2018 | RES_201301_P11T1 | Residential New Construction/Next Step Homes | WA Homes (ENERGY STAR Northwest Homes) | Energy Star |  | 0 | 0% | 0
2018RES_201301_P12T1 | 2018 | RES_201301_P12T1 | Residential New Construction/Next Step Homes | WA Homes (Next Step) | Next Step Home |  | 0 | 0% | 0
2018RES_201301_P13T1 | 2018 | RES_201301_P13T1 | Residential New Construction/Next Step Homes | ID National Green Building Standard Single-family | Above Code Building |  | 16 | 0.1516% | 0
2018RES_201301_P13T2 | 2018 | RES_201301_P13T2 | Residential New Construction/Next Step Homes | MT National Green Building Standard Single-family | Above Code Building |  | 0 | 0% | 0
2018RES_201301_P13T3 | 2018 | RES_201301_P13T3 | Residential New Construction/Next Step Homes | OR National Green Building Standard Single-family | Above Code Building |  | 0 | 0% | 0
2018RES_201301_P13T4 | 2018 | RES_201301_P13T4 | Residential New Construction/Next Step Homes | WA National Green Building Standard Single-family | Above Code Building |  | 36 | 0.1518% | 4
2018RES_201301_P14T1 | 2018 | RES_201301_P14T1 | Residential New Construction/Next Step Homes | WA BuiltGreen Single-family | Above Code Building |  | 1198 | 5.051% | 79
2018RES_201301_P15T1 | 2018 | RES_201301_P15T1 | Residential New Construction/Next Step Homes | ID HERS and National ENERGY STAR Homes | Above Code Building |  | 1588.8 | 15.05% | 0
2018RES_201301_P15T2 | 2018 | RES_201301_P15T2 | Residential New Construction/Next Step Homes | MT HERS and National ENERGY STAR Homes | Above Code Building |  | 205 | 8.058% | 0
2018RES_201301_P15T3 | 2018 | RES_201301_P15T3 | Residential New Construction/Next Step Homes | OR HERS and National ENERGY STAR Homes | Above Code Building |  | 93.1 | 1.022% | 0
2018RES_201301_P15T4 | 2018 | RES_201301_P15T4 | Residential New Construction/Next Step Homes | WA HERS and National ENERGY STAR Homes | Above Code Building |  | 766.4 | 3.232% | 18
2018RES_201301_P17T1 | 2018 | RES_201301_P17T1 | Residential New Construction/Next Step Homes | ID Multifamily Homes | Energy Star |  | 0 | 0% | 0
2018RES_201301_P18T1 | 2018 | RES_201301_P18T1 | Residential New Construction/Next Step Homes | WA Multifamily Homes | Energy Star |  | 0 | 0% | 0
2018Res_201301_P19T1 | 2018 | Res_201301_P19T1 | Residential New Construction/Next Step Homes | Energy Performance Score | Above Code Building |  | 3466 | 38.05% | 3466
2018RES_201301_P1T4 | 2018 | RES_201301_P1T4 | Residential New Construction/Next Step Homes | ID Code | IECC 2015 |  | 5137 | 48.67%
2018RES_201301_P1T5 | 2018 | RES_201301_P1T5 | Residential New Construction/Next Step Homes | ID Code | IECC 2018 |  | 0 | 0%
2018Res_201301_P20T3 | 2018 | Res_201301_P20T3 | Residential New Construction/Next Step Homes | WA BuiltGreen Multifamily | Above Code Building |  | 1401 | 5.907% | 268
2018RES_201301_P21T1 | 2018 | RES_201301_P21T1 | Residential New Construction/Next Step Homes | ID Performance Path | Above Code Building |  | 414 | 3.923% | 414
2018RES_201301_P22T1 | 2018 | RES_201301_P22T1 | Residential New Construction/Next Step Homes | MT Performance Path | Above Code Building |  | 0 | 0% | 0
2018RES_201301_P23T1 | 2018 | RES_201301_P23T1 | Residential New Construction/Next Step Homes | OR Performance Path | Above Code Building |  | 17 | 0.1866% | 0
2018RES_201301_P24T1 | 2018 | RES_201301_P24T1 | Residential New Construction/Next Step Homes | WA Performance Path | Above Code Building |  | 359 | 1.514% | 333
2018RES_201301_P25T1 | 2018 | RES_201301_P25T1 | Residential New Construction/Next Step Homes | WA National Green Building Standard Multifamily | Above Code Building |  | 301 | 1.269% | 0
2018RES_201301_P26T5 | 2018 | RES_201301_P26T5 | Residential New Construction/Next Step Homes | OR Earth Advantage | Above Code Building |  | 145 | 1.592% | 2
2018RES_201301_P2T4 | 2018 | RES_201301_P2T4 | Residential New Construction/Next Step Homes | MT Code | IECC 2018 |  | 0 | 0%
2018RES_201301_P2T5 | 2018 | RES_201301_P2T5 | Residential New Construction/Next Step Homes | MT Code | IECC 2021 |  | 0 | 0%
2018Res_201301_P3T3 | 2018 | Res_201301_P3T3 | Residential New Construction/Next Step Homes | OR Code | Or. Specialty Code 2017 |  | 4145 | 45.5%
2018RES_201301_P3T4 | 2018 | RES_201301_P3T4 | Residential New Construction/Next Step Homes | OR Code | Or. Specialty Code 2020 |  | 0 | 0%
2018RES_201301_P3T5 | 2018 | RES_201301_P3T5 | Residential New Construction/Next Step Homes | OR Code | Or. Specialty Code 2023 |  | 0 | 0%
2018RES_201301_P4T4 | 2018 | RES_201301_P4T4 | Residential New Construction/Next Step Homes | WA Code | WSEC 2015 |  | 22767 | 96%
2018RES_201301_P4T5 | 2018 | RES_201301_P4T5 | Residential New Construction/Next Step Homes | WA Code | WSEC 2018 |  | 0 | 0%
2018RES_201301_P4T6 | 2018 | RES_201301_P4T6 | Residential New Construction/Next Step Homes | WA Code | WSEC 2021-2023 |  | 0 | 0%
2018RES_201301_P5T1 | 2018 | RES_201301_P5T1 | Residential New Construction/Next Step Homes | ID Homes (ENERGY STAR Northwest Homes) | Energy Star |  | 0 | 0% | 0
2018RES_201301_P6T1 | 2018 | RES_201301_P6T1 | Residential New Construction/Next Step Homes | MT Homes (ENERGY STAR Northwest Homes) | Energy Star |  | 0 | 0% | 0
2018RES_201301_P7T1 | 2018 | RES_201301_P7T1 | Residential New Construction/Next Step Homes | OR Homes (ENERGY STAR Northwest Homes) | Energy Star |  | 0 | 0% | 0
2018RES_201301_P8T1 | 2018 | RES_201301_P8T1 | Residential New Construction/Next Step Homes | ID Homes (Next Step) | Next Step Home |  | 0 | 0% | 0
2018RES_201301_P9T1 | 2018 | RES_201301_P9T1 | Residential New Construction/Next Step Homes | MT Homes (Next Step) | Next Step Home |  | 0 | 0% | 0
2018RES_201402_P2T1 | 2018 | RES_201402_P2T1 | Other Residential Standards | Residential Central AC | All Product Classes |  | 50092.7415 | 100%
2018RES_201402_P3T1 | 2018 | RES_201402_P3T1 | Other Residential Standards | Battery Chargers | All Product Classes |  | 23858341.551 | 100%
2018RES_201402_P4T1 | 2018 | RES_201402_P4T1 | Other Residential Standards | Residential Heat Pumps | All Product Classes |  | 54361.3972 | 100%
2018RES_201402_P6T1 | 2018 | RES_201402_P6T1 | Other Residential Standards | Clothes Dryers | All Product Classes |  | 256031 | 100%
2018RES_201402_P7T1 | 2018 | RES_201402_P7T1 | Other Residential Standards | External Power Supplies | All Product Classes |  | 11077688.2521 | 100%
2018RES_201402_P8T1 | 2018 | RES_201402_P8T1 | Other Residential Standards | Fluorescent Lamp Ballasts | All Product Classes |  | 1588342.3652 | 100%
2018RES_201403_P10T1 | 2018 | RES_201403_P10T1 | Retail Product Portfolio | Freezers- Compact | ENERGY STAR 5.0 |  | 973.4198 | 3.74%
2018RES_201403_P10T2 | 2018 | RES_201403_P10T2 | Retail Product Portfolio | Freezers- Compact | ENERGY STAR V5.0 +5% |  | 0 | 0%
2018RES_201403_P11T1 | 2018 | RES_201403_P11T1 | Retail Product Portfolio | Clothes Washers Top Loading | ENERGY STAR 7 |  | 105924.9939 | 39.16% | 2042.5884
2018RES_201403_P11T2 | 2018 | RES_201403_P11T2 | Retail Product Portfolio | Clothes Washers Top Loading | ENERGY STAR Most Efficient 2017 |  | 281.3208 | 0.104% | 0
2018RES_201403_P11T3 | 2018 | RES_201403_P11T3 | Retail Product Portfolio | Clothes Washers Top Loading | ENERGY STAR Most Efficient +5% |  | 0 | 0% | 0
2018RES_201403_P12T1 | 2018 | RES_201403_P12T1 | Retail Product Portfolio | Refrigerators- Bottom Freezers | ENERGY STAR 5.0 |  | 119050.5876 | 76.53% | 5402.0017
2018RES_201403_P12T2 | 2018 | RES_201403_P12T2 | Retail Product Portfolio | Refrigerators- Bottom Freezers | ENERGY STAR Most Efficient 2017 |  | 1818.7184 | 1.169% | 1
2018RES_201403_P13T1 | 2018 | RES_201403_P13T1 | Retail Product Portfolio | Refrigerators- Side Freezers | ENERGY STAR 5.0 |  | 11711.0676 | 14.35% | 425.2789
2018RES_201403_P13T2 | 2018 | RES_201403_P13T2 | Retail Product Portfolio | Refrigerators- Side Freezers | ENERGY STAR Most Efficient 2017 |  | 250.3809 | 0.3067% | 0
2018RES_201403_P2T0 | 2018 | RES_201403_P2T0 | Retail Product Portfolio | Air Cleaner | Non-Qualifying |  | 4728.3207 | 13.08%
2018RES_201403_P2T1 | 2018 | RES_201403_P2T1 | Retail Product Portfolio | Air Cleaner | ENERGY STAR 1.2 |  | 31430.6793 | 86.92%
2018RES_201403_P2T2 | 2018 | RES_201403_P2T2 | Retail Product Portfolio | Air Cleaner | ENERGY STAR 1.2 +30% |  | 22810.4845 | 63.08%
2018RES_201403_P2T3 | 2018 | RES_201403_P2T3 | Retail Product Portfolio | Air Cleaner | ENERGY STAR 1.2 +50% |  | 20112.0119 | 55.62%
2018RES_201403_P3T1 | 2018 | RES_201403_P3T1 | Retail Product Portfolio | Room AC | ENERGY STAR V4 |  | 21922 | 40.07%
2018RES_201403_P4T1 | 2018 | RES_201403_P4T1 | Retail Product Portfolio | Soundbars | ENERGY STAR V3 |  | 42007 | 38.04%
2018RES_201403_P4T2 | 2018 | RES_201403_P4T2 | Retail Product Portfolio | Soundbars | ENERGY STAR V3 +15% |  | 42007 | 38.04%
2018RES_201403_P4T3 | 2018 | RES_201403_P4T3 | Retail Product Portfolio | Soundbars | ENERGY STAR V3 +50% |  | 42007 | 38.04%
2018RES_201403_P5T1 | 2018 | RES_201403_P5T1 | Retail Product Portfolio | Freezers- Upright | ENERGY STAR 5.0 |  | 17457.098 | 51.51% | 0
2018RES_201403_P5T2 | 2018 | RES_201403_P5T2 | Retail Product Portfolio | Freezers- Upright | ENERGY STAR V5.0 +5% |  | 0 | 0%
2018RES_201403_P5T3 | 2018 | RES_201403_P5T3 | Retail Product Portfolio | Freezers- Upright | TBD |  | 0 | 0%
2018RES_201403_P6T1 | 2018 | RES_201403_P6T1 | Retail Product Portfolio | Refrigerators- Other | ENERGY STAR 5.0 |  | 36532.7019 | 18.47% | 101
2018RES_201403_P6T2 | 2018 | RES_201403_P6T2 | Retail Product Portfolio | Refrigerators- Other | ENERGY STAR Most Efficient 2017 |  | 33451.8407 | 16.91% | 0
2018RES_201403_P7T1 | 2018 | RES_201403_P7T1 | Retail Product Portfolio | UHD Televisions | ENERGY STAR +20% |  | 175505.7539 | 22.16% | 0
2018RES_201403_P7T2 | 2018 | RES_201403_P7T2 | Retail Product Portfolio | UHD Televisions | ENERGY STAR +35% |  | 58008.9517 | 7.324% | 0
2018RES_201403_P8T1 | 2018 | RES_201403_P8T1 | Retail Product Portfolio | Clothes Washers Front Loading | ENERGY STAR 7 |  | 102942.4839 | 99.91% | 17370.4116
2018RES_201403_P8T2 | 2018 | RES_201403_P8T2 | Retail Product Portfolio | Clothes Washers Front Loading | ENERGY STAR Most Efficient 2017 |  | 96414.7178 | 93.57% | 12788.7115
2018RES_201403_P8T3 | 2018 | RES_201403_P8T3 | Retail Product Portfolio | Clothes Washers Front Loading | ENERGY STAR Most Efficient 2018 |  | 78196.5704 | 75.89% | 10842.6455
2018RES_201403_P9T1 | 2018 | RES_201403_P9T1 | Retail Product Portfolio | Freezers- Chest | ENERGY STAR 5.0 |  | 1738.1382 | 9.419%
2018RES_201403_P9T2 | 2018 | RES_201403_P9T2 | Retail Product Portfolio | Freezers- Chest | ENERGY STAR V5.0 +5% |  | 196.1062 | 1.063%
2018RES_201601_P1T1 | 2018 | RES_201601_P1T1 | Manufactured Homes | ID Manufactured Home | HUD Code |  |  |  | 0
2018RES_201601_P1T3 | 2018 | RES_201601_P1T3 | Manufactured Homes | ID Manufactured Home | NEEM Plus |  |  |  | 12
2018RES_201601_P2T1 | 2018 | RES_201601_P2T1 | Manufactured Homes | MT Manufactured Home | HUD Code |  |  |  | 0
2018RES_201601_P2T3 | 2018 | RES_201601_P2T3 | Manufactured Homes | MT Manufactured Home | NEEM Plus |  |  |  | 2
2018RES_201601_P3T1 | 2018 | RES_201601_P3T1 | Manufactured Homes | OR Manufactured Home | HUD Code |  |  |  | 0
2018RES_201601_P3T3 | 2018 | RES_201601_P3T3 | Manufactured Homes | OR Manufactured Home | NEEM Plus |  |  |  | 6
2018RES_201601_P4T1 | 2018 | RES_201601_P4T1 | Manufactured Homes | WA Manufactured Home | HUD Code |  |  |  | 0
2018RES_201601_P4T3 | 2018 | RES_201601_P4T3 | Manufactured Homes | WA Manufactured Home | NEEM Plus |  |  |  | 8
2018Unknown | 2018 | Unknown | Unknown | Unknown | Unknown |  | 546588.7556 |  | 0
2019AGR_200201_P1T1 | 2019 | AGR_200201_P1T1 | AM400 Data Logger | Ag Data Logger | AM 400 |  |  |  | 0
2019AGR_201401_P1T1 | 2019 | AGR_201401_P1T1 | Irrigation | Ag Irrigation | Level 1 |  |  |  | 0
2019COM_199701_P1T1 | 2019 | COM_199701_P1T1 | Building Operator Certification | BOC | Single Tier | 1577.25 |  |  | 12.5417
2019COM_200002_P1T1 | 2019 | COM_200002_P1T1 | Commissioning Buildings | Cx | Single Tier |  | 68.2571 | 27.35% | 31186139.5547
2019COM_200002_P2T1 | 2019 | COM_200002_P2T1 | Commissioning Buildings | rCx | Single Tier | 129.8091 |  |  | 2654952.8605
2019COM_200002_P3T1 | 2019 | COM_200002_P3T1 | Commissioning Buildings | Cx-Industrial | Single Tier |  |  |  | 4223097.4453
2019COM_200002_P4T1 | 2019 | COM_200002_P4T1 | Commissioning Buildings | rCx-Industrial | Single Tier |  |  |  | 429011.2595
2019COM_200202_P1T1 | 2019 | COM_200202_P1T1 | Other Codes (Commercial) | ID Commercial Codes | ID 2000 & 2003 IECC |  | 7798400 | 100%
2019COM_200202_P1T10 | 2019 | COM_200202_P1T10 | Other Codes (Commercial) | ID Commercial Codes | IECC 2030 |  | 0 | 0%
2019COM_200202_P1T2 | 2019 | COM_200202_P1T2 | Other Codes (Commercial) | ID Commercial Codes | ID 2006 IECC |  | 7798400 | 100%
2019COM_200202_P1T3 | 2019 | COM_200202_P1T3 | Other Codes (Commercial) | ID Commercial Codes | ID 2009 IECC |  | 7798400 | 100%
2019COM_200202_P1T4 | 2019 | COM_200202_P1T4 | Other Codes (Commercial) | ID Commercial Codes | ID 2012 IECC |  | 7798400 | 100%
2019COM_200202_P1T5 | 2019 | COM_200202_P1T5 | Other Codes (Commercial) | ID Commercial Codes | ID Code 2018-2021 |  | 0 | 0%
2019COM_200202_P1T7 | 2019 | COM_200202_P1T7 | Other Codes (Commercial) | ID Commercial Codes | IECC 2021 |  | 0 | 0%
2019COM_200202_P1T8 | 2019 | COM_200202_P1T8 | Other Codes (Commercial) | ID Commercial Codes | IECC 2024 |  | 0 | 0%
2019COM_200202_P1T9 | 2019 | COM_200202_P1T9 | Other Codes (Commercial) | ID Commercial Codes | IECC 2027 |  | 0 | 0%
2019COM_200202_P2T1 | 2019 | COM_200202_P2T1 | Other Codes (Commercial) | MT Commercial Codes | MT 2003 IECC w/ Amend |  | 2150500 | 100%
2019COM_200202_P2T10 | 2019 | COM_200202_P2T10 | Other Codes (Commercial) | MT Commercial Codes | IECC 2030 |  | 0 | 0%
2019COM_200202_P2T2 | 2019 | COM_200202_P2T2 | Other Codes (Commercial) | MT Commercial Codes | MT 2009 IECC w/ Amend |  | 2150500 | 100%
2019COM_200202_P2T3 | 2019 | COM_200202_P2T3 | Other Codes (Commercial) | MT Commercial Codes | MT 2012 IECC |  | 2150500 | 100%
2019COM_200202_P2T6 | 2019 | COM_200202_P2T6 | Other Codes (Commercial) | MT Commercial Codes | IECC 2018 |  | 2240.1042 | 0.1042%
2019COM_200202_P2T7 | 2019 | COM_200202_P2T7 | Other Codes (Commercial) | MT Commercial Codes | IECC 2021 |  | 0 | 0%
2019COM_200202_P2T8 | 2019 | COM_200202_P2T8 | Other Codes (Commercial) | MT Commercial Codes | IECC 2024 |  | 0 | 0%
2019COM_200202_P2T9 | 2019 | COM_200202_P2T9 | Other Codes (Commercial) | MT Commercial Codes | IECC 2027 |  | 0 | 0%
2019COM_200202_P3T1 | 2019 | COM_200202_P3T1 | Other Codes (Commercial) | OR Commercial Codes | OR 2004 OSSC |  | 14901500 | 100%
2019COM_200202_P3T10 | 2019 | COM_200202_P3T10 | Other Codes (Commercial) | OR Commercial Codes | OEESC 2029 |  | 0 | 0%
2019COM_200202_P3T2 | 2019 | COM_200202_P3T2 | Other Codes (Commercial) | OR Commercial Codes | OR 2007 OSSC |  | 14901500 | 100%
2019COM_200202_P3T3 | 2019 | COM_200202_P3T3 | Other Codes (Commercial) | OR Commercial Codes | OR 2009 OEESC |  | 14901500 | 100%
2019COM_200202_P3T4 | 2019 | COM_200202_P3T4 | Other Codes (Commercial) | OR Commercial Codes | OR 2014 OEESC |  | 14901500 | 100%
2019COM_200202_P3T5 | 2019 | COM_200202_P3T5 | Other Codes (Commercial) | OR Commercial Codes | OR Code 2017-2020 |  | 62089.5833 | 0.4167%
2019COM_200202_P3T8 | 2019 | COM_200202_P3T8 | Other Codes (Commercial) | OR Commercial Codes | OEESC 2023 |  | 0 | 0%
2019COM_200202_P4T1 | 2019 | COM_200202_P4T1 | Other Codes (Commercial) | WA Commercial Codes | WA 2000 & 2003 WSEC |  | 46788800 | 100%
2019COM_200202_P4T2 | 2019 | COM_200202_P4T2 | Other Codes (Commercial) | WA Commercial Codes | WA 2004 WSEC |  | 46788800 | 100%
2019COM_200202_P4T3 | 2019 | COM_200202_P4T3 | Other Codes (Commercial) | WA Commercial Codes | WA 2006 WSEC |  | 46788800 | 100%
2019COM_200202_P4T4 | 2019 | COM_200202_P4T4 | Other Codes (Commercial) | WA Commercial Codes | WA 2009 WSEC |  | 46788800 | 100%
2019COM_200202_P4T5 | 2019 | COM_200202_P4T5 | Other Codes (Commercial) | WA Commercial Codes | WA 2012 WSEC |  | 46788800 | 100%
2019COM_200202_P4T6 | 2019 | COM_200202_P4T6 | Other Codes (Commercial) | WA Commercial Codes | WA 2015 WSEC |  | 45814033.3333 | 97.92%
2019COM_200202_P4T8 | 2019 | COM_200202_P4T8 | Other Codes (Commercial) | WA Commercial Codes | WSEC 2018 |  | 0 | 0%
2019COM_200202_P4T9 | 2019 | COM_200202_P4T9 | Other Codes (Commercial) | WA Commercial Codes | WSEC 2021 |  | 0 | 0%
2019COM_200203_P1T1 | 2019 | COM_200203_P1T1 | Verdiem Network Energy Management | Verdiem | Single Tier |  |  |  | 0
2019COM_200701_P1T1 | 2019 | COM_200701_P1T1 | Desktop Power Supplies | Commercial Desktops | 80 PLUS |  | 406721.6166 | 85.98% | 0
2019COM_200701_P1T2 | 2019 | COM_200701_P1T2 | Desktop Power Supplies | Commercial Desktops | ENERGY STAR 5.0 |  | 406721.6166 | 85.98% | 0
2019COM_200701_P1T3 | 2019 | COM_200701_P1T3 | Desktop Power Supplies | Commercial Desktops | ENERGY STAR 6.0 |  | 406721.6166 | 85.98% | 0
2019COM_200701_P1T4 | 2019 | COM_200701_P1T4 | Desktop Power Supplies | Commercial Desktops | ENERGY STAR 7.0 |  | 406721.6166 | 85.98% | 0
2019COM_200702_P1T1 | 2019 | COM_200702_P1T1 | Grocery | Groceries | Tier 1 |  |  |  | 0
2019COM_200801_P1T1 | 2019 | COM_200801_P1T1 | Building Operations (Non-target Markets) | Building Operations | Tier 1 |  |  |  | 0
2019COM_200802_P1T1 | 2019 | COM_200802_P1T1 | Healthcare | Healthcare SEM | Single Tier |  |  |  | 0
2019COM_200803_P1T1 | 2019 | COM_200803_P1T1 | Commercial Real Estate | CRE SEM | Single Tier |  |  |  | 0
2019COM_200803_P2T1 | 2019 | COM_200803_P2T1 | Commercial Real Estate | WA CRE SEM | Single Tier |  |  |  | 0
2019COM_200803_P3T1 | 2019 | COM_200803_P3T1 | Commercial Real Estate | OR CRE SEM | Single Tier |  |  |  | 0
2019COM_200803_P4T1 | 2019 | COM_200803_P4T1 | Commercial Real Estate | ID CRE SEM | Single Tier |  |  |  | 0
2019COM_200901_P1T1 | 2019 | COM_200901_P1T1 | New Construction (Commercial) | New Commercial Construction | Tier 1 |  |  |  | 0
2019COM_201101_P1T1 | 2019 | COM_201101_P1T1 | Commercial Lighting Solutions | Commercial Lighting | Pilot |  |  |  | 0
2019COM_201201_P1T1 | 2019 | COM_201201_P1T1 | Building Operator Certification Expansion | BOC_Expansion | Single Tier | 1577.25 |  |  | 27.6974
2019COM_201304_P12T1 | 2019 | COM_201304_P12T1 | Other Non-Residential Standards | Pre-rinse Spray Valves | All Product Classes |  | 1649.1392 | 19%
2019COM_201304_P2T1 | 2019 | COM_201304_P2T1 | Other Non-Residential Standards | Fluorescent Lamp Ballasts | All Product Classes |  | 3902987.4345 | 100%
2019COM_201304_P4T1 | 2019 | COM_201304_P4T1 | Other Non-Residential Standards | Small Electric Motors | All Product Classes |  | 195885.0101 | 100%
2019COM_201304_P7T1 | 2019 | COM_201304_P7T1 | Other Non-Residential Standards | Rooftop Units | All Product Classes |  | 2.4887
2019COM_201305_P1T1 | 2019 | COM_201305_P1T1 | Existing Building Renewal | Deep Energy Retrofits | Single Tier |  |  |  | 0
2019COM_201401_P1T1 | 2019 | COM_201401_P1T1 | Luminaire Level Lighting Controls | Lighting Controls | LLC |  | 7.516 | 6.826% | 0.019013
2019COM_201403_P1T1 | 2019 | COM_201403_P1T1 | Reduced Wattage Lamp Replacement | T8 Fluorescent 28W- Commercial | Tier 1 |  | 725017.6111 | 47.09% | 7132.1689
2019COM_201403_P2T1 | 2019 | COM_201403_P2T1 | Reduced Wattage Lamp Replacement | T8 Fluorescent 25W- Commercial | Tier 1 |  | 36240.1818 | 2.354% | 37.0055
2019COM_201403_P3T1 | 2019 | COM_201403_P3T1 | Reduced Wattage Lamp Replacement | T8 Fluorescent 28W- Industrial | Tier 1 |  | 179809.7811 | 48.49% | 1768.8311
2019COM_201403_P4T1 | 2019 | COM_201403_P4T1 | Reduced Wattage Lamp Replacement | T8 Fluorescent 25W- Industrial | Tier 1 |  | 2932.5474 | 0.7908% | 2.9945
2019COM_201405_P1T1 | 2019 | COM_201405_P1T1 | Other Strategic Energy Management | Industrial SEM | Single Tier | 28.4497 | 0 | 0% | 0
2019COM_201405_P2T1 | 2019 | COM_201405_P2T1 | Other Strategic Energy Management | Commercial SEM | Single Tier | 6.6242 | 0 | 0% | 0
2019COM_201602_P1T1 | 2019 | COM_201602_P1T1 | Commercial Code Enhancement | ID Commercial Codes | IECC 2021 |  | 0 | 0%
2019COM_201602_P1T2 | 2019 | COM_201602_P1T2 | Commercial Code Enhancement | ID Commercial Codes | IECC 2024 |  | 0 | 0%
2019COM_201602_P1T3 | 2019 | COM_201602_P1T3 | Commercial Code Enhancement | ID Commercial Codes | IECC 2027 |  | 0 | 0%
2019COM_201602_P1T4 | 2019 | COM_201602_P1T4 | Commercial Code Enhancement | ID Commercial Codes | IECC 2030 |  | 0 | 0%
2019COM_201602_P2T1 | 2019 | COM_201602_P2T1 | Commercial Code Enhancement | MT Commercial Codes | IECC 2018 |  | 0 | 0%
2019COM_201602_P2T2 | 2019 | COM_201602_P2T2 | Commercial Code Enhancement | MT Commercial Codes | IECC 2021 |  | 0 | 0%
2019COM_201602_P2T3 | 2019 | COM_201602_P2T3 | Commercial Code Enhancement | MT Commercial Codes | IECC 2024 |  | 0 | 0%
2019COM_201602_P2T4 | 2019 | COM_201602_P2T4 | Commercial Code Enhancement | MT Commercial Codes | IECC 2027 |  | 0 | 0%
2019COM_201602_P2T5 | 2019 | COM_201602_P2T5 | Commercial Code Enhancement | MT Commercial Codes | IECC 2030 |  | 0 | 0%
2019COM_201602_P3T2 | 2019 | COM_201602_P3T2 | Commercial Code Enhancement | OR Commercial Codes | OEESC 2023 |  | 0 | 0%
2019COM_201602_P3T4 | 2019 | COM_201602_P3T4 | Commercial Code Enhancement | OR Commercial Codes | OEESC 2029 |  | 0 | 0%
2019COM_201602_P4T1 | 2019 | COM_201602_P4T1 | Commercial Code Enhancement | WA Commercial Codes | WSEC 2018 |  | 0 | 0%
2019COM_201602_P4T10 | 2019 | COM_201602_P4T10 | Other Codes (Commercial) | WA Commercial Codes | WSEC 2024 |  | 0 | 0%
2019COM_201602_P4T11 | 2019 | COM_201602_P4T11 | Other Codes (Commercial) | WA Commercial Codes | WSEC 2027 |  | 0 | 0%
2019COM_201602_P4T12 | 2019 | COM_201602_P4T12 | Other Codes (Commercial) | WA Commercial Codes | WSEC 2030 |  | 0 | 0%
2019COM_201602_P4T2 | 2019 | COM_201602_P4T2 | Commercial Code Enhancement | WA Commercial Codes | WSEC 2021 |  | 0 | 0%
2019COM_201602_P4T3 | 2019 | COM_201602_P4T3 | Commercial Code Enhancement | WA Commercial Codes | WSEC 2024 |  | 0 | 0%
2019COM_201602_P4T4 | 2019 | COM_201602_P4T4 | Commercial Code Enhancement | WA Commercial Codes | WSEC 2027 |  | 0 | 0%
2019COM_201602_P4T5 | 2019 | COM_201602_P4T5 | Commercial Code Enhancement | WA Commercial Codes | WSEC 2030 |  | 0 | 0%
2019IND_199801_P1T1 | 2019 | IND_199801_P1T1 | Variable Frequency Drives | VFD | Single Tier |  |  |  | 1058
2019IND_199802_P1T1 | 2019 | IND_199802_P1T1 | Microelectronics (Asimi, Silicon Crystal Growing Facilities) | ASiMI And Silicon | Tier 1 |  |  |  | 0
2019IND_199901_P1T1 | 2019 | IND_199901_P1T1 | BacGen Waste Water Optimization Service | BacGen | Tier 1 |  |  |  | 0
2019IND_199902_P1T1 | 2019 | IND_199902_P1T1 | MagnaDrive Innovative Industrial Speed Control | MagnaDrive ASD | Single Tier |  |  |  | 0
2019IND_199902_P2T1 | 2019 | IND_199902_P2T1 | MagnaDrive Innovative Industrial Speed Control | MagnaDrive Couplings | Single Tier |  |  |  | 0
2019IND_200004_P1T1 | 2019 | IND_200004_P1T1 | Pneu-Logic (Sav-Air) | Pneu-Logic | Single Tier |  |  |  | 0
2019IND_200402_P1T1 | 2019 | IND_200402_P1T1 | Drive Power | NEMA Premium Motors (Non-Standard) | Single Tier | 74669.7837 | 285.1734 | 48% | 0
2019IND_200402_P2T1 | 2019 | IND_200402_P2T1 | Drive Power | Efficient Motor Rewinds | Single Tier | 2564.1619 | 352.4286 | 13.74% | 50.792
2019IND_200402_P3T1 | 2019 | IND_200402_P3T1 | Drive Power | Motors Federal Standard | Single Tier | 74669.7837 | 74077.2017 | 100% | 0
2019IND_200602_P1T1 | 2019 | IND_200602_P1T1 | Food Processors | Food Processors SEM | Single Tier |  |  |  | 0
2019IND_200603_P1T1 | 2019 | IND_200603_P1T1 | Pulp and Paper | Pulp and Paper Sem | Tier 1 |  |  |  | 0
2019IND_200702_P1T1 | 2019 | IND_200702_P1T1 | Distribution Efficiency | DEI | Tier 1 |  |  |  | 0
2019IND_201301_P1T1 | 2019 | IND_201301_P1T1 | Certified Refrigeration Energy Specialist (CRES) | CRES Certified Operator | Single Tier | 17.25 | 6.25 |  | 0.07895
2019IND_201302_P1T1 | 2019 | IND_201302_P1T1 | Small/Medium Industrials | Small Medium Industrial SEM | Single Tier |  |  |  | 0
2019OTH_201601_P1T0 | 2019 | OTH_201601_P1T0 | Other ENERGY STAR Products | Commercial Laptops | Non-Qualifying |  | 1307647.4687 | 100%
2019OTH_201601_P1T1 | 2019 | OTH_201601_P1T1 | Other ENERGY STAR Products | Commercial Laptops | ENERGY STAR 6.0 |  | 1260020.6653 | 96.36%
2019OTH_201601_P2T0 | 2019 | OTH_201601_P2T0 | Other ENERGY STAR Products | Residential Desktops | Non-Qualifying |  | 219921.2517 | 100%
2019OTH_201601_P2T1 | 2019 | OTH_201601_P2T1 | Other ENERGY STAR Products | Residential Desktops | ENERGY STAR 6.0 |  | 78742.2806 | 35.8%
2019OTH_201601_P3T0 | 2019 | OTH_201601_P3T0 | Other ENERGY STAR Products | Residential Laptops | Non-Qualifying |  | 937592.587 | 100%
2019OTH_201601_P3T1 | 2019 | OTH_201601_P3T1 | Other ENERGY STAR Products | Residential Laptops | ENERGY STAR 6.0 |  | 900874.3533 | 96.08%
2019RES_199702_P1T1 | 2019 | RES_199702_P1T1 | Clothes Washers | Clothes Washers | Below Fed Stnd (IMEF 0.88-1.02) | 4510028.1756 | 373528 | 100% | 0
2019RES_199702_P1T2 | 2019 | RES_199702_P1T2 | Clothes Washers | Clothes Washers | Below Fed Stnd (IMEF 1.03-1.31) | 4510692.186 | 373528 | 100% | 0
2019RES_199702_P1T3 | 2019 | RES_199702_P1T3 | Clothes Washers | Clothes Washers | Fed Standard (IMEF 1.32-1.58) | 3334362.5235 | 373528 | 100% | 0
2019RES_199702_P1T4 | 2019 | RES_199702_P1T4 | Clothes Washers | Clothes Washers | Fed Standard (IMEF 1.59-2.05) | 2313945.3637 | 208678.6731 | 55.87% | 0
2019RES_199702_P1T5 | 2019 | RES_199702_P1T5 | Clothes Washers | Clothes Washers | Energy Star (IMEF 2.06-2.37) | 1077394.4315 | 208678.6731 | 55.87% | 0
2019RES_199702_P1T6 | 2019 | RES_199702_P1T6 | Clothes Washers | Clothes Washers | CEE Tier 1 | 475121.7097 | 63139.7198 | 16.9% | 0
2019RES_199702_P1T7 | 2019 | RES_199702_P1T7 | Clothes Washers | Clothes Washers | CEE Tier 2 | 393096.244 | 63139.7198 | 16.9% | 0
2019RES_199702_P1T8 | 2019 | RES_199702_P1T8 | Clothes Washers | Clothes Washers | CEE Tier 3 | 210708.301 | 36820.5301 | 9.858% | 0
2019RES_199703_P1T1 | 2019 | RES_199703_P1T1 | Residential Lighting | CFL General Purpose | Tier 1 | 172953251.2162 | 936383.084 | 3.422% | 0
2019RES_199703_P2T1 | 2019 | RES_199703_P2T1 | Residential Lighting | CFL Specialty | Tier 1 | 36158384.9605 | 60402.7021 | 0.3105% | 0
2019RES_199703_P3T1 | 2019 | RES_199703_P3T1 | Residential Lighting | LED General Purpose | Tier 1 | 66408928.5261 | 17323087.054 | 63.3% | 10592497.11
2019RES_199703_P4T1 | 2019 | RES_199703_P4T1 | Residential Lighting | LED Specialty | Tier 1 | 45723822.8023 | 11704788.55 | 60.17% | 5328631.22
2019RES_199703_P5T1 | 2019 | RES_199703_P5T1 | Residential Lighting | Other General Purpose | Tier 1 | 69435470.3439 | 9107447.7465 | 33.28%
2019RES_199703_P6T1 | 2019 | RES_199703_P6T1 | Residential Lighting | Other Specialty | Tier 1 | 56554274.5808 | 7687045.0634 | 39.52%
2019RES_199705_P1T1 | 2019 | RES_199705_P1T1 | Windows | Residential Windows (New and Existing Construction) | U Factor 0.35 |  |  |  | 0
2019RES_199706_P1T1 | 2019 | RES_199706_P1T1 | Super Good Cents Manufactured Homes | Super Good Cents Manufactured Homes | Tier 1 |  |  |  | 0
2019RES_199802_P1T1 | 2019 | RES_199802_P1T1 | Lighting Fixtures | Residential Fixtures | Tier 1 |  |  |  | 0
2019RES_200005_P1T1 | 2019 | RES_200005_P1T1 | Dishwashers | Dishwashers | Energy Factor 52 | 3108222.3964 | 378110.45 | 95% | 0
2019RES_200005_P1T2 | 2019 | RES_200005_P1T2 | Dishwashers | Dishwashers | Energy Factor 58 | 5005478.9038 | 378110.45 | 95% | 0
2019RES_200005_P1T3 | 2019 | RES_200005_P1T3 | Dishwashers | Dishwashers | Energy Factor 65 | 2879039.6102 | 378110.45 | 95% | 0
2019RES_200005_P1T4 | 2019 | RES_200005_P1T4 | Dishwashers | Dishwashers | Energy Factor 68 | 2849811.1102 | 378110.45 | 95% | 0
2019RES_200006_P1T1 | 2019 | RES_200006_P1T1 | Refrigerators | Refrigerators | ENERGY STAR 2003 | 4514223.7718 | 435019 | 100% | 0
2019RES_200006_P1T2 | 2019 | RES_200006_P1T2 | Refrigerators | Refrigerators | ENERGY STAR 2008 | 3315248.7932 | 435019 | 100% | 5726
2019RES_200006_P1T3 | 2019 | RES_200006_P1T3 | Refrigerators | Refrigerators | ENERGY STAR +10-15% above Standard (CEE Tier 1) | 0 | 0 | 0% | 10680
2019RES_200006_P1T4 | 2019 | RES_200006_P1T4 | Refrigerators | Refrigerators | ENERGY STAR +15-20% above Standard (CEE Tier 2; 2016 and 2017 ENERGY STAR Most Efficient) | 0 | 0 | 0% | 277
2019RES_200006_P1T5 | 2019 | RES_200006_P1T5 | Refrigerators | Refrigerators | ENERGY STAR +20% or better above Standard (CEE Tier 3) | 0 | 0 | 0% | 124
2019RES_200401_P11T1 | 2019 | RES_200401_P11T1 | Efficient Homes | WA Homes (ENERGY STAR Northwest Homes) | Energy Star |  | 0 | 0% | 0
2019RES_200401_P12T1 | 2019 | RES_200401_P12T1 | Efficient Homes | ID Multifamily Homes | Energy Star |  |  |  | 0
2019RES_200401_P13T1 | 2019 | RES_200401_P13T1 | Efficient Homes | Northwest | Energy Star |  | 0 |  | 0
2019RES_200401_P15T1 | 2019 | RES_200401_P15T1 | Efficient Homes | WA Multifamily Homes | Energy Star |  |  |  | 0
2019RES_200401_P1T1 | 2019 | RES_200401_P1T1 | Efficient Homes | ID Code | IECC 2006 |  | 13358.5995 | 97.35% | 0
2019RES_200401_P1T2 | 2019 | RES_200401_P1T2 | Efficient Homes | ID Code | IECC 2009 |  | 13358.5995 | 97.35% | 0
2019RES_200401_P1T3 | 2019 | RES_200401_P1T3 | Efficient Homes | ID Code | IECC 2012 w ID amend. |  | 13358.5995 | 97.35% | 0
2019RES_200401_P2T1 | 2019 | RES_200401_P2T1 | Efficient Homes | MT Code | IECC 2003 w MT amend. |  | 2140.7885 | 94.5% | 0
2019RES_200401_P2T2 | 2019 | RES_200401_P2T2 | Efficient Homes | MT Code | IECC 2009 w MT amend. |  | 2140.7885 | 94.5% | 0
2019RES_200401_P2T3 | 2019 | RES_200401_P2T3 | Efficient Homes | MT Code | IECC 2012 w MT amend. |  | 2140.7885 | 94.5% | 0
2019RES_200401_P3T1 | 2019 | RES_200401_P3T1 | Efficient Homes | OR Code | Or. Res Specialty 2008 |  | 6654.648 | 91% | 0
2019RES_200401_P3T2 | 2019 | RES_200401_P3T2 | Efficient Homes | OR Code | Or. Res Specialty 2012 |  | 6654.648 | 91% | 0
2019RES_200401_P4T1 | 2019 | RES_200401_P4T1 | Efficient Homes | WA Code | WSEC 2006 |  | 18191.616 | 96% | 0
2019RES_200401_P4T2 | 2019 | RES_200401_P4T2 | Efficient Homes | WA Code | WSEC 2009 |  | 18191.616 | 96% | 0
2019RES_200401_P4T3 | 2019 | RES_200401_P4T3 | Efficient Homes | WA Code | WSEC 2012 |  | 18191.616 | 96% | 0
2019RES_200401_P5T1 | 2019 | RES_200401_P5T1 | Efficient Homes | ID Homes (ENERGY STAR Northwest Homes) | Energy Star |  | 0 | 0% | 0
2019RES_200401_P6T1 | 2019 | RES_200401_P6T1 | Efficient Homes | MT Homes (ENERGY STAR Northwest Homes) | Energy Star |  | 0 | 0% | 0
2019RES_200401_P7T1 | 2019 | RES_200401_P7T1 | Efficient Homes | OR Homes (ENERGY STAR Northwest Homes) | Energy Star |  | 0 | 0% | 0
2019RES_200601_P1T1 | 2019 | RES_200601_P1T1 | Other Codes (Multifamily) | ID Multifamily Code | IECC 2006 |  | 433.6011 | 20.03%
2019RES_200601_P1T2 | 2019 | RES_200601_P1T2 | Other Codes (Multifamily) | ID Multifamily Code | IECC 2009 |  | 433.6011 | 20.03%
2019RES_200601_P1T3 | 2019 | RES_200601_P1T3 | Other Codes (Multifamily) | ID Multifamily Code | IECC 2012 w ID amend. |  | 409.5121 | 18.92%
2019RES_200601_P2T1 | 2019 | RES_200601_P2T1 | Other Codes (Multifamily) | MT Multifamily Code | IECC 2003 w MT amend. |  | 305.8182 | 41.51%
2019RES_200601_P2T2 | 2019 | RES_200601_P2T2 | Other Codes (Multifamily) | MT Multifamily Code | IECC 2009 w MT amend. |  | 305.8182 | 41.51%
2019RES_200601_P2T3 | 2019 | RES_200601_P2T3 | Other Codes (Multifamily) | MT Multifamily Code | IECC 2012 w MT amend. |  | 305.8182 | 41.51%
2019RES_200601_P3T1 | 2019 | RES_200601_P3T1 | Other Codes (Multifamily) | OR Multifamily Code | Or. Res Specialty 2008 |  | 824.3791 | 24.6%
2019RES_200601_P4T1 | 2019 | RES_200601_P4T1 | Other Codes (Multifamily) | WA Multifamily Code | WSEC 2006 |  | 8222.1071 | 176.1%
2019RES_200601_P4T2 | 2019 | RES_200601_P4T2 | Other Codes (Multifamily) | WA Multifamily Code | WSEC 2009 |  | 0 | 0%
2019RES_200601_P4T3 | 2019 | RES_200601_P4T3 | Other Codes (Multifamily) | WA Multifamily Code | WSEC 2012 |  | 1479.9793 | 31.69%
2019RES_200804_P1T1 | 2019 | RES_200804_P1T1 | Ductless Heat Pumps | DHP Zonal | Tier 1 | 99973.3196 |  |  | 7505.311
2019RES_200804_P2T1 | 2019 | RES_200804_P2T1 | Ductless Heat Pumps | DHP FAF | Tier 1 | 13155.879 |  |  | 1366.7441
2019RES_200804_P3T1 | 2019 | RES_200804_P3T1 | Ductless Heat Pumps | DHP MH FAF | Tier 1 | 6740.5958 |  |  | 1401.1415
2019RES_201101_P1T1 | 2019 | RES_201101_P1T1 | Super-Efficient Dryers | Clothes Dryers | UCEF 3.00 to 3.39 | 508405.9688 | 126167.1542 | 42.51% | 25233.4308
2019RES_201101_P1T2 | 2019 | RES_201101_P1T2 | Super-Efficient Dryers | Clothes Dryers | UCEF 3.40 to 3.99 | 4767.3338 | 1484.1028 | 0.5% | 742.0514
2019RES_201101_P1T3 | 2019 | RES_201101_P1T3 | Super-Efficient Dryers | Clothes Dryers | UCEF 4.00 to 4.99 | 2125.52 | 282.52 | 0.09518% | 141.26
2019RES_201101_P1T4 | 2019 | RES_201101_P1T4 | Super-Efficient Dryers | Clothes Dryers | UCEF 5.00 to 5.99 | 1628.52 | 282.52 | 0.09518% | 141.26
2019RES_201101_P1T5 | 2019 | RES_201101_P1T5 | Super-Efficient Dryers | Clothes Dryers | UCEF 6.00 to 6.99 | 1224.52 | 282.52 | 0.09518% | 141.26
2019RES_201101_P1T6 | 2019 | RES_201101_P1T6 | Super-Efficient Dryers | Clothes Dryers | UCEF 7.00 to 7.99 | 1224.52 | 282.52 | 0.09518% | 141.26
2019RES_201202_P1T1 | 2019 | RES_201202_P1T1 | Heat Pump Water Heaters | HPWH (<=55 gallons) Existing Construction | Tier 1 | 26332 | 4550 | 2.894% | 3646.2659
2019RES_201202_P1T2 | 2019 | RES_201202_P1T2 | Heat Pump Water Heaters | HPWH (<=55 gallons) Existing Construction | Tier 2 | 18644 | 4544 | 2.89% | 3626.0445
2019RES_201202_P1T3 | 2019 | RES_201202_P1T3 | Heat Pump Water Heaters | HPWH (<=55 gallons) Existing Construction | Tier 3 | 11047.6084 | 3880.6084 | 2.468% | 3520.3781
2019RES_201202_P1T4 | 2019 | RES_201202_P1T4 | Heat Pump Water Heaters | HPWH (<=55 gallons) Existing Construction | Tier 4 | 59.0948 | 28.0948 | 0.01787% | 0
2019RES_201202_P1T5 | 2019 | RES_201202_P1T5 | Heat Pump Water Heaters | HPWH (<=55 gallons) Existing Construction | Tier 5 | 0 | 0 | 0% | 0
2019RES_201202_P2T1 | 2019 | RES_201202_P2T1 | Heat Pump Water Heaters | HPWH (>55 gallons) Existing Construction | Tier 1 | 9321 | 2410 | 14.55% | 1947.0301
2019RES_201202_P2T2 | 2019 | RES_201202_P2T2 | Heat Pump Water Heaters | HPWH (>55 gallons) Existing Construction | Tier 2 | 8768.4501 | 2408.4501 | 14.54% | 1938.4047
2019RES_201202_P2T3 | 2019 | RES_201202_P2T3 | Heat Pump Water Heaters | HPWH (>55 gallons) Existing Construction | Tier 3 | 5746.8806 | 2319.8806 | 14.01% | 1807.3488
2019RES_201202_P2T4 | 2019 | RES_201202_P2T4 | Heat Pump Water Heaters | HPWH (>55 gallons) Existing Construction | Tier 4 | 51.2733 | 27.2733 | 0.1647% | 0
2019RES_201202_P2T5 | 2019 | RES_201202_P2T5 | Heat Pump Water Heaters | HPWH (>55 gallons) Existing Construction | Tier 5 | 0 | 0 | 0% | 0
2019RES_201202_P3T1 | 2019 | RES_201202_P3T1 | Heat Pump Water Heaters | HPWH (<=55 gallons) New Construction | Tier 1 | 17470 | 4180 | 42.64% | 831.5211
2019RES_201202_P3T2 | 2019 | RES_201202_P3T2 | Heat Pump Water Heaters | HPWH (<=55 gallons) New Construction | Tier 2 | 16237 | 4175 | 42.59% | 826.8195
2019RES_201202_P3T3 | 2019 | RES_201202_P3T3 | Heat Pump Water Heaters | HPWH (<=55 gallons) New Construction | Tier 3 | 11997 | 3565 | 36.36% | 811.1568
2019RES_201202_P3T4 | 2019 | RES_201202_P3T4 | Heat Pump Water Heaters | HPWH (<=55 gallons) New Construction | Tier 4 | 64 | 26 | 0.2652% | 0
2019RES_201202_P3T5 | 2019 | RES_201202_P3T5 | Heat Pump Water Heaters | HPWH (<=55 gallons) New Construction | Tier 5 | 0 | 0 | 0% | 0
2019RES_201202_P4T1 | 2019 | RES_201202_P4T1 | Heat Pump Water Heaters | HPWH (>55 gallons) New Construction | Tier 1 | 7463 | 2213 | 45.83% | 580.4966
2019RES_201202_P4T2 | 2019 | RES_201202_P4T2 | Heat Pump Water Heaters | HPWH (>55 gallons) New Construction | Tier 2 | 7261 | 2212 | 45.81% | 578.2407
2019RES_201202_P4T3 | 2019 | RES_201202_P4T3 | Heat Pump Water Heaters | HPWH (>55 gallons) New Construction | Tier 3 | 6154 | 2131 | 44.13% | 573.7749
2019RES_201202_P4T4 | 2019 | RES_201202_P4T4 | Heat Pump Water Heaters | HPWH (>55 gallons) New Construction | Tier 4 | 53 | 25 | 0.5177% | 10.2273
2019RES_201202_P4T5 | 2019 | RES_201202_P4T5 | Heat Pump Water Heaters | HPWH (>55 gallons) New Construction | Tier 5 | 0 | 0 | 0% | 0
2019RES_201301_P10T1 | 2019 | RES_201301_P10T1 | Residential New Construction/Next Step Homes | OR Homes (Next Step) | Next Step Home |  | 0 | 0% | 0
2019RES_201301_P11T1 | 2019 | RES_201301_P11T1 | Residential New Construction/Next Step Homes | WA Homes (ENERGY STAR Northwest Homes) | Energy Star |  | 0 | 0% | 0
2019RES_201301_P12T1 | 2019 | RES_201301_P12T1 | Residential New Construction/Next Step Homes | WA Homes (Next Step) | Next Step Home |  | 0 | 0% | 0
2019RES_201301_P13T1 | 2019 | RES_201301_P13T1 | Residential New Construction/Next Step Homes | ID National Green Building Standard Single-family | Above Code Building |  | 9 | 0.0656% | 0
2019RES_201301_P13T2 | 2019 | RES_201301_P13T2 | Residential New Construction/Next Step Homes | MT National Green Building Standard Single-family | Above Code Building |  | 0 | 0% | 0
2019RES_201301_P13T3 | 2019 | RES_201301_P13T3 | Residential New Construction/Next Step Homes | OR National Green Building Standard Single-family | Above Code Building |  | 0 | 0% | 0
2019RES_201301_P13T4 | 2019 | RES_201301_P13T4 | Residential New Construction/Next Step Homes | WA National Green Building Standard Single-family | Above Code Building |  | 86 | 0.4697% | 0
2019RES_201301_P14T1 | 2019 | RES_201301_P14T1 | Residential New Construction/Next Step Homes | WA BuiltGreen Single-family | Above Code Building |  | 1200 | 6.554% | 144
2019RES_201301_P15T1 | 2019 | RES_201301_P15T1 | Residential New Construction/Next Step Homes | ID HERS and National ENERGY STAR Homes | Above Code Building |  | 1260 | 9.184% | 0
2019RES_201301_P15T2 | 2019 | RES_201301_P15T2 | Residential New Construction/Next Step Homes | MT HERS and National ENERGY STAR Homes | Above Code Building |  | 94 | 4.15% | 0
2019RES_201301_P15T3 | 2019 | RES_201301_P15T3 | Residential New Construction/Next Step Homes | OR HERS and National ENERGY STAR Homes | Above Code Building |  | 75 | 1.124% | 2
2019RES_201301_P15T4 | 2019 | RES_201301_P15T4 | Residential New Construction/Next Step Homes | WA HERS and National ENERGY STAR Homes | Above Code Building |  | 1074 | 5.865% | 107.4
2019RES_201301_P17T1 | 2019 | RES_201301_P17T1 | Residential New Construction/Next Step Homes | ID Multifamily Homes | Energy Star |  | 0 | 0% | 0
2019RES_201301_P18T1 | 2019 | RES_201301_P18T1 | Residential New Construction/Next Step Homes | WA Multifamily Homes | Energy Star |  | 0 | 0% | 0
2019Res_201301_P19T1 | 2019 | Res_201301_P19T1 | Residential New Construction/Next Step Homes | Energy Performance Score | Above Code Building |  | 3276 | 49.11% | 3276
2019RES_201301_P1T4 | 2019 | RES_201301_P1T4 | Residential New Construction/Next Step Homes | ID Code | IECC 2015 |  | 13355 | 97.34%
2019RES_201301_P1T5 | 2019 | RES_201301_P1T5 | Residential New Construction/Next Step Homes | ID Code | IECC 2018 |  | 0 | 0%
2019Res_201301_P20T3 | 2019 | Res_201301_P20T3 | Residential New Construction/Next Step Homes | WA BuiltGreen Multifamily | Above Code Building |  | 698 | 3.812% | 698
2019RES_201301_P21T1 | 2019 | RES_201301_P21T1 | Residential New Construction/Next Step Homes | ID Performance Path | Above Code Building |  | 350 | 2.551% | 0
2019RES_201301_P22T1 | 2019 | RES_201301_P22T1 | Residential New Construction/Next Step Homes | MT Performance Path | Above Code Building |  | 5 | 0.2207% | 0
2019RES_201301_P23T1 | 2019 | RES_201301_P23T1 | Residential New Construction/Next Step Homes | OR Performance Path | Above Code Building |  | 40 | 0.5997% | 0
2019RES_201301_P24T1 | 2019 | RES_201301_P24T1 | Residential New Construction/Next Step Homes | WA Performance Path | Above Code Building |  | 450 | 2.458% | 0
2019RES_201301_P25T1 | 2019 | RES_201301_P25T1 | Residential New Construction/Next Step Homes | WA National Green Building Standard Multifamily | Above Code Building |  | 137 | 0.7482% | 0
2019RES_201301_P26T5 | 2019 | RES_201301_P26T5 | Residential New Construction/Next Step Homes | OR Earth Advantage | Above Code Building |  | 85 | 1.274% | 2
2019RES_201301_P2T4 | 2019 | RES_201301_P2T4 | Residential New Construction/Next Step Homes | MT Code | IECC 2018 |  | 0 | 0%
2019RES_201301_P2T5 | 2019 | RES_201301_P2T5 | Residential New Construction/Next Step Homes | MT Code | IECC 2021 |  | 0 | 0%
2019Res_201301_P3T3 | 2019 | Res_201301_P3T3 | Residential New Construction/Next Step Homes | OR Code | Or. Specialty Code 2017 |  | 6069 | 90.99%
2019RES_201301_P3T4 | 2019 | RES_201301_P3T4 | Residential New Construction/Next Step Homes | OR Code | Or. Specialty Code 2020 |  | 0 | 0%
2019RES_201301_P3T5 | 2019 | RES_201301_P3T5 | Residential New Construction/Next Step Homes | OR Code | Or. Specialty Code 2023 |  | 0 | 0%
2019RES_201301_P4T4 | 2019 | RES_201301_P4T4 | Residential New Construction/Next Step Homes | WA Code | WSEC 2015 |  | 17577 | 95.99%
2019RES_201301_P4T5 | 2019 | RES_201301_P4T5 | Residential New Construction/Next Step Homes | WA Code | WSEC 2018 |  | 0 | 0%
2019RES_201301_P4T6 | 2019 | RES_201301_P4T6 | Residential New Construction/Next Step Homes | WA Code | WSEC 2021-2023 |  | 0 | 0%
2019RES_201301_P5T1 | 2019 | RES_201301_P5T1 | Residential New Construction/Next Step Homes | ID Homes (ENERGY STAR Northwest Homes) | Energy Star |  | 0 | 0% | 0
2019RES_201301_P6T1 | 2019 | RES_201301_P6T1 | Residential New Construction/Next Step Homes | MT Homes (ENERGY STAR Northwest Homes) | Energy Star |  | 0 | 0% | 0
2019RES_201301_P7T1 | 2019 | RES_201301_P7T1 | Residential New Construction/Next Step Homes | OR Homes (ENERGY STAR Northwest Homes) | Energy Star |  | 0 | 0% | 0
2019RES_201301_P8T1 | 2019 | RES_201301_P8T1 | Residential New Construction/Next Step Homes | ID Homes (Next Step) | Next Step Home |  | 0 | 0% | 0
2019RES_201301_P9T1 | 2019 | RES_201301_P9T1 | Residential New Construction/Next Step Homes | MT Homes (Next Step) | Next Step Home |  | 0 | 0% | 0
2019RES_201402_P2T1 | 2019 | RES_201402_P2T1 | Other Residential Standards | Residential Central AC | All Product Classes |  | 53245.8261 | 100%
2019RES_201402_P3T1 | 2019 | RES_201402_P3T1 | Other Residential Standards | Battery Chargers | All Product Classes |  | 24704706.0216 | 100%
2019RES_201402_P4T1 | 2019 | RES_201402_P4T1 | Other Residential Standards | Residential Heat Pumps | All Product Classes |  | 55597.9102 | 100%
2019RES_201402_P5T1 | 2019 | RES_201402_P5T1 | Other Residential Standards | Furnace Fans | All Product Classes |  | 156950.3615 | 100%
2019RES_201402_P6T1 | 2019 | RES_201402_P6T1 | Other Residential Standards | Clothes Dryers | All Product Classes |  | 258591 | 100%
2019RES_201402_P7T1 | 2019 | RES_201402_P7T1 | Other Residential Standards | External Power Supplies | All Product Classes |  | 11160770.914 | 100%
2019RES_201402_P8T1 | 2019 | RES_201402_P8T1 | Other Residential Standards | Fluorescent Lamp Ballasts | All Product Classes |  | 1608806.8909 | 100%
2019RES_201403_P10T1 | 2019 | RES_201403_P10T1 | Retail Product Portfolio | Freezers- Compact | ENERGY STAR 5.0 |  | 330.735 | 1.352%
2019RES_201403_P10T2 | 2019 | RES_201403_P10T2 | Retail Product Portfolio | Freezers- Compact | ENERGY STAR V5.0 +5% |  | 304.441 | 1.244%
2019RES_201403_P11T1 | 2019 | RES_201403_P11T1 | Retail Product Portfolio | Clothes Washers Top Loading | ENERGY STAR 7 |  | 114293.3199 | 42.25% | 2042.5884
2019RES_201403_P11T2 | 2019 | RES_201403_P11T2 | Retail Product Portfolio | Clothes Washers Top Loading | ENERGY STAR Most Efficient 2017 |  | 1099.442 | 0.4065% | 0
2019RES_201403_P11T3 | 2019 | RES_201403_P11T3 | Retail Product Portfolio | Clothes Washers Top Loading | ENERGY STAR Most Efficient +5% |  | 0 | 0% | 0
2019RES_201403_P12T1 | 2019 | RES_201403_P12T1 | Retail Product Portfolio | Refrigerators- Bottom Freezers | ENERGY STAR 5.0 |  | 143688.4897 | 92.36% | 6494.2151
2019RES_201403_P12T2 | 2019 | RES_201403_P12T2 | Retail Product Portfolio | Refrigerators- Bottom Freezers | ENERGY STAR Most Efficient 2017 |  | 3990.79 | 2.565% | 534.22
2019RES_201403_P13T1 | 2019 | RES_201403_P13T1 | Retail Product Portfolio | Refrigerators- Side Freezers | ENERGY STAR 5.0 |  | 23039.578 | 28.22% | 425.2789
2019RES_201403_P13T2 | 2019 | RES_201403_P13T2 | Retail Product Portfolio | Refrigerators- Side Freezers | ENERGY STAR Most Efficient 2017 |  | 9349.3812 | 11.45% | 0
2019RES_201403_P2T0 | 2019 | RES_201403_P2T0 | Retail Product Portfolio | Air Cleaner | Non-Qualifying |  | 4728.3207 | 13.08%
2019RES_201403_P2T1 | 2019 | RES_201403_P2T1 | Retail Product Portfolio | Air Cleaner | ENERGY STAR 1.2 |  | 31430.6793 | 86.92%
2019RES_201403_P2T2 | 2019 | RES_201403_P2T2 | Retail Product Portfolio | Air Cleaner | ENERGY STAR 1.2 +30% |  | 26630.7305 | 73.65%
2019RES_201403_P2T3 | 2019 | RES_201403_P2T3 | Retail Product Portfolio | Air Cleaner | ENERGY STAR 1.2 +50% |  | 11764.8763 | 32.54%
2019RES_201403_P3T1 | 2019 | RES_201403_P3T1 | Retail Product Portfolio | Room AC | ENERGY STAR V4 |  | 17858.0476 | 40.78%
2019RES_201403_P4T1 | 2019 | RES_201403_P4T1 | Retail Product Portfolio | Soundbars | ENERGY STAR V3 |  | 41712.951 | 38.04%
2019RES_201403_P4T2 | 2019 | RES_201403_P4T2 | Retail Product Portfolio | Soundbars | ENERGY STAR V3 +15% |  | 41712.951 | 38.04%
2019RES_201403_P4T3 | 2019 | RES_201403_P4T3 | Retail Product Portfolio | Soundbars | ENERGY STAR V3 +50% |  | 41712.951 | 38.04%
2019RES_201403_P5T1 | 2019 | RES_201403_P5T1 | Retail Product Portfolio | Freezers- Upright | ENERGY STAR 5.0 |  | 16613.7549 | 52.15% | 0
2019RES_201403_P5T2 | 2019 | RES_201403_P5T2 | Retail Product Portfolio | Freezers- Upright | ENERGY STAR V5.0 +5% |  | 0 | 0%
2019RES_201403_P5T3 | 2019 | RES_201403_P5T3 | Retail Product Portfolio | Freezers- Upright | TBD |  | 0 | 0%
2019RES_201403_P6T1 | 2019 | RES_201403_P6T1 | Retail Product Portfolio | Refrigerators- Other | ENERGY STAR 5.0 |  | 36532.7019 | 18.47% | 101
2019RES_201403_P6T2 | 2019 | RES_201403_P6T2 | Retail Product Portfolio | Refrigerators- Other | ENERGY STAR Most Efficient 2017 |  | 35080.5735 | 17.73% | 0
2019RES_201403_P7T1 | 2019 | RES_201403_P7T1 | Retail Product Portfolio | UHD Televisions | ENERGY STAR +20% |  | 206567.2139 | 21.96% | 0
2019RES_201403_P7T2 | 2019 | RES_201403_P7T2 | Retail Product Portfolio | UHD Televisions | ENERGY STAR +35% |  | 65374.5137 | 6.951% | 0
2019RES_201403_P8T1 | 2019 | RES_201403_P8T1 | Retail Product Portfolio | Clothes Washers Front Loading | ENERGY STAR 7 |  | 102942.4839 | 99.91% | 17370.4116
2019RES_201403_P8T2 | 2019 | RES_201403_P8T2 | Retail Product Portfolio | Clothes Washers Front Loading | ENERGY STAR Most Efficient 2017 |  | 102942.4839 | 99.91% | 12788.7115
2019RES_201403_P8T3 | 2019 | RES_201403_P8T3 | Retail Product Portfolio | Clothes Washers Front Loading | ENERGY STAR Most Efficient 2018 |  | 95372.7705 | 92.56% | 10842.6455
2019RES_201403_P9T1 | 2019 | RES_201403_P9T1 | Retail Product Portfolio | Freezers- Chest | ENERGY STAR 5.0 |  | 1825.4719 | 10.52%
2019RES_201403_P9T2 | 2019 | RES_201403_P9T2 | Retail Product Portfolio | Freezers- Chest | ENERGY STAR V5.0 +5% |  | 23.7628 | 0.137%
2019RES_201601_P1T1 | 2019 | RES_201601_P1T1 | Manufactured Homes | ID Manufactured Home | HUD Code |  |  |  | 0
2019RES_201601_P1T3 | 2019 | RES_201601_P1T3 | Manufactured Homes | ID Manufactured Home | NEEM Plus |  |  |  | 9.7859
2019RES_201601_P2T1 | 2019 | RES_201601_P2T1 | Manufactured Homes | MT Manufactured Home | HUD Code |  |  |  | 0
2019RES_201601_P2T3 | 2019 | RES_201601_P2T3 | Manufactured Homes | MT Manufactured Home | NEEM Plus |  |  |  | 6.1894
2019RES_201601_P3T1 | 2019 | RES_201601_P3T1 | Manufactured Homes | OR Manufactured Home | HUD Code |  |  |  | 0
2019RES_201601_P3T3 | 2019 | RES_201601_P3T3 | Manufactured Homes | OR Manufactured Home | NEEM Plus |  |  |  | 35.0453
2019RES_201601_P4T1 | 2019 | RES_201601_P4T1 | Manufactured Homes | WA Manufactured Home | HUD Code |  |  |  | 0
2019RES_201601_P4T3 | 2019 | RES_201601_P4T3 | Manufactured Homes | WA Manufactured Home | NEEM Plus |  |  |  | 33.4561
2019Unknown | 2019 | Unknown | Unknown | Unknown | Unknown |  | 517616.4268 |  | 0

## 2. Report Detail 7thPP (hidden)
Lookups |  |  |  |  | Measure |  |  |  |  | Units |  |  |  |  | Savings Rate |  | aMW Savings
Measure Index | Initiative Index | Code | Standard | Reportable | Sector | Initiative | Product | Tier | Year | Total Regional Savings | Gross Local Program | Council Baseline | Baseline Assumption | Funder Share | (kWh/ Unit-Year) | Comments | Total Savings | Local Programs | Remaining Savings
COM_201201_P1T1 | COM_201201 | 0 | 0 | TRUE | Commercial | Building Operator Certification Expansion | BOC_Expansion | Single Tier | 2019 | #VALUE! | #VALUE! | #VALUE! |  | #VALUE! | 39299.845 |  | #VALUE! | 0 | #VALUE!
IND_201301_P1T1 | IND_201301 | 0 | 0 | TRUE | industrial | Certified Refrigeration Energy Specialist (CRES) | CRES Certified Operator | Single Tier | 2019 | #VALUE! | #VALUE! | #VALUE! |  | #VALUE! | 8760000 |  | #VALUE! | 0 | #VALUE!
RES_199702_P1T4 | RES_199702 | 0 | 1 | TRUE | Residential | Clothes Washers | Clothes Washers | Fed Standard (IMEF 1.59-2.05) | 2019 | #VALUE! | #VALUE! | #VALUE! |  | #VALUE! | 0 |  | #VALUE! | 0 | #VALUE!
RES_199702_P1T5 | RES_199702 | 0 | 1 | TRUE | Residential | Clothes Washers | Clothes Washers | Energy Star (IMEF 2.06-2.37) | 2019 | #VALUE! | #VALUE! | #VALUE! |  | #VALUE! | 0 |  | #VALUE! | 0 | #VALUE!
RES_199702_P1T6 | RES_199702 | 0 | 1 | TRUE | Residential | Clothes Washers | Clothes Washers | CEE Tier 1 | 2019 | #VALUE! | #VALUE! | #VALUE! |  | #VALUE! | 0 |  | #VALUE! | 0 | #VALUE!
RES_199702_P1T7 | RES_199702 | 0 | 1 | TRUE | Residential | Clothes Washers | Clothes Washers | CEE Tier 2 | 2019 | #VALUE! | #VALUE! | #VALUE! |  | #VALUE! | 0 |  | #VALUE! | 0 | #VALUE!
RES_199702_P1T8 | RES_199702 | 0 | 1 | TRUE | Residential | Clothes Washers | Clothes Washers | CEE Tier 3 | 2019 | #VALUE! | #VALUE! | #VALUE! |  | #VALUE! | 0 |  | #VALUE! | 0 | #VALUE!
RES_199702_P1T0 | RES_199702 | 0 | 0 | TRUE | Residential | Clothes Washers | Clothes Washers Top Loading | Non Qualifying | 2019 | #VALUE! | #VALUE! | #VALUE! |  | #VALUE! | 0 |  | #VALUE! | 0 | #VALUE!
RES_199702_P1T9 | RES_199702 | 0 | 0 | TRUE | Residential | Clothes Washers | Clothes Washers Top Loading | Energy Star | 2019 | #VALUE! | #VALUE! | #VALUE! |  | #VALUE! | 0 |  | #VALUE! | 0 | #VALUE!
COM_200803_P1T1 | COM_200803 | 0 | 0 | TRUE | Commercial | Commercial Real Estate | CRE SEM | Single Tier | 2019 | #VALUE! | #VALUE! | #VALUE! |  | #VALUE! | 0 |  | #VALUE! | 0 | #VALUE!
COM_200803_P2T1 | COM_200803 | 0 | 0 | TRUE | Commercial | Commercial Real Estate | WA CRE SEM | Single Tier | 2019 | #VALUE! | #VALUE! | #VALUE! |  | #VALUE! | 8760000 |  | #VALUE! | 0 | #VALUE!
COM_200803_P3T1 | COM_200803 | 0 | 0 | TRUE | Commercial | Commercial Real Estate | OR CRE SEM | Single Tier | 2019 | #VALUE! | #VALUE! | #VALUE! |  | #VALUE! | 8760000 |  | #VALUE! | 0 | #VALUE!
COM_200803_P4T1 | COM_200803 | 0 | 0 | TRUE | Commercial | Commercial Real Estate | ID CRE SEM | Single Tier | 2019 | #VALUE! | #VALUE! | #VALUE! |  | #VALUE! | 8760000 |  | #VALUE! | 0 | #VALUE!
COM_200002_P1T1 | COM_200002 | 0 | 0 | TRUE | Commercial | Commissioning Buildings | Cx | Single Tier | 2019 | #VALUE! | #VALUE! | #VALUE! |  | #VALUE! | 0.43631 |  | #VALUE! | 0 | #VALUE!
COM_200002_P2T1 | COM_200002 | 0 | 0 | TRUE | Commercial | Commissioning Buildings | rCx | Single Tier | 2019 | #VALUE! | #VALUE! | #VALUE! |  | #VALUE! | 0.43152 |  | #VALUE! | 0 | #VALUE!
COM_200701_P1T3 | COM_200701 | 0 | 0 | TRUE | Commercial | Desktop Power Supplies | Commercial Desktops | ENERGY STAR 6.0 | 2019 | #VALUE! | #VALUE! | #VALUE! |  | #VALUE! | 30.8789 |  | #VALUE! | 0 | #VALUE!
IND_200402_P1T1 | IND_200402 | 0 | 0 | TRUE | industrial | Drive Power | NEMA Premium Motors (Non-Standard) | Single Tier | 2019 | #VALUE! | #VALUE! | #VALUE! |  | #VALUE! | 0 |  | #VALUE! | 0 | #VALUE!
IND_200402_P2T1 | IND_200402 | 0 | 0 | TRUE | industrial | Drive Power | Efficient Motor Rewinds | Single Tier | 2019 | #VALUE! | #VALUE! | #VALUE! |  | #VALUE! | 4953.7022 |  | #VALUE! | 0 | #VALUE!
RES_200804_P1T1 | RES_200804 | 0 | 0 | TRUE | Residential | Ductless Heat Pumps | DHP Zonal | Tier 1 | 2019 | #VALUE! | #VALUE! | #VALUE! |  | #VALUE! | 2146.7983 |  | #VALUE! | 0 | #VALUE!
RES_200804_P2T1 | RES_200804 | 0 | 0 | TRUE | Residential | Ductless Heat Pumps | DHP FAF | Tier 1 | 2019 | #VALUE! | #VALUE! | #VALUE! |  | #VALUE! | 3793.5504 |  | #VALUE! | 0 | #VALUE!
RES_200804_P3T1 | RES_200804 | 0 | 0 | TRUE | Residential | Ductless Heat Pumps | DHP MH FAF | Tier 1 | 2019 | #VALUE! | #VALUE! | #VALUE! |  | #VALUE! | 5709.5283 |  | #VALUE! | 0 | #VALUE!
RES_200401_P11T1 | RES_200401 | 0 | 0 | TRUE | Residential | Efficient Homes | WA Homes (ENERGY STAR Northwest Homes) | Energy Star | 2019 | #VALUE! | #VALUE! | #VALUE! |  | #VALUE! | 0 |  | #VALUE! | 0 | #VALUE!
RES_200401_P5T1 | RES_200401 | 0 | 0 | TRUE | Residential | Efficient Homes | ID Homes (ENERGY STAR Northwest Homes) | Energy Star | 2019 | #VALUE! | #VALUE! | #VALUE! |  | #VALUE! | 0 |  | #VALUE! | 0 | #VALUE!
RES_200401_P6T1 | RES_200401 | 0 | 0 | TRUE | Residential | Efficient Homes | MT Homes (ENERGY STAR Northwest Homes) | Energy Star | 2019 | #VALUE! | #VALUE! | #VALUE! |  | #VALUE! | 0 |  | #VALUE! | 0 | #VALUE!
RES_200401_P7T1 | RES_200401 | 0 | 0 | TRUE | Residential | Efficient Homes | OR Homes (ENERGY STAR Northwest Homes) | Energy Star | 2019 | #VALUE! | #VALUE! | #VALUE! |  | #VALUE! | 0 |  | #VALUE! | 0 | #VALUE!
COM_201305_P1T1 | COM_201305 | 0 | 0 | TRUE | Commercial | Existing Building Renewal | Deep Energy Retrofits | Single Tier | 2019 | #VALUE! | #VALUE! | #VALUE! |  | #VALUE! | 0 |  | #VALUE! | 0 | #VALUE!
IND_200602_P1T1 | IND_200602 | 0 | 0 | TRUE | industrial | Food Processors | Food Processors SEM | Single Tier | 2019 | #VALUE! | #VALUE! | #VALUE! |  | #VALUE! | 0 |  | #VALUE! | 0 | #VALUE!
COM_200802_P1T1 | COM_200802 | 0 | 0 | TRUE | Commercial | Healthcare | Healthcare SEM | Single Tier | 2019 | #VALUE! | #VALUE! | #VALUE! |  | #VALUE! | 0 |  | #VALUE! | 0 | #VALUE!
RES_201202_P1T1 | RES_201202 | 0 | 0 | TRUE | Residential | Heat Pump Water Heaters | HPWH (<=55 gallons) | Tier 1 | 2019 | #VALUE! | #VALUE! | #VALUE! |  | #VALUE! | 1083.3729 |  | #VALUE! | 0 | #VALUE!
RES_201202_P1T2 | RES_201202 | 0 | 0 | TRUE | Residential | Heat Pump Water Heaters | HPWH (<=55 gallons) | Tier 2 | 2019 | #VALUE! | #VALUE! | #VALUE! |  | #VALUE! | 348.3461 |  | #VALUE! | 0 | #VALUE!
RES_201202_P2T1 | RES_201202 | 0 | 1 | TRUE | Residential | Heat Pump Water Heaters | HPWH (>55 gallons) | Tier 1 | 2019 | #VALUE! | #VALUE! | #VALUE! |  | #VALUE! | 0 |  | #VALUE! | 0 | #VALUE!
RES_201202_P2T2 | RES_201202 | 0 | 0 | TRUE | Residential | Heat Pump Water Heaters | HPWH (>55 gallons) | Tier 2 | 2019 | #VALUE! | #VALUE! | #VALUE! |  | #VALUE! | 469.0286 |  | #VALUE! | 0 | #VALUE!
COM_201401_P1T1 | COM_201401 | 0 | 0 | TRUE | Commercial | Luminaire Level Lighting Controls | Lighting Controls | LLC | 2019 | #VALUE! | #VALUE! | #VALUE! |  | #VALUE! | 7843317.833 |  | #VALUE! | 0 | #VALUE!
IND_199902_P1T1 | IND_199902 | 0 | 0 | TRUE | industrial | MagnaDrive Innovative Industrial Speed Control | MagnaDrive ASD | Single Tier | 2019 | #VALUE! | #VALUE! | #VALUE! |  | #VALUE! | 0 |  | #VALUE! | 0 | #VALUE!
IND_199902_P2T1 | IND_199902 | 0 | 0 | TRUE | industrial | MagnaDrive Innovative Industrial Speed Control | MagnaDrive Couplings | Single Tier | 2019 | #VALUE! | #VALUE! | #VALUE! |  | #VALUE! | 0 |  | #VALUE! | 0 | #VALUE!
COM_200202_P1T5 | COM_200202 | 1 | 0 | TRUE | Commercial | Other Codes (Commercial) | ID Commercial Codes | ID Code 2018-2021 | 2019 | #VALUE! | #VALUE! | #VALUE! |  | #VALUE! | 0.17179 |  | #VALUE! | 0 | #VALUE!
COM_200202_P2T4 | COM_200202 | 1 | 0 | TRUE | Commercial | Other Codes (Commercial) | MT Commercial Codes | MT Code 2017-2020 | 2019 | #VALUE! | #VALUE! | #VALUE! |  | #VALUE! | 0.27822 |  | #VALUE! | 0 | #VALUE!
COM_200202_P3T5 | COM_200202 | 1 | 0 | TRUE | Commercial | Other Codes (Commercial) | OR Commercial Codes | OR Code 2017-2020 | 2019 | #VALUE! | #VALUE! | #VALUE! |  | #VALUE! | 0.23835 |  | #VALUE! | 0 | #VALUE!
COM_200202_P4T6 | COM_200202 | 1 | 0 | TRUE | Commercial | Other Codes (Commercial) | WA Commercial Codes | WA Code 2016-2019 | 2019 | #VALUE! | #VALUE! | #VALUE! |  | #VALUE! | 0.19238 |  | #VALUE! | 0 | #VALUE!
RES_200601_P4T4 | RES_200601 | 1 | 0 | TRUE | Residential | Other Codes (Multifamily) | WA Multifamily Code | WSEC 2015 | 2019 | #VALUE! | #VALUE! | #VALUE! |  | #VALUE! | 379.0419 |  | #VALUE! | 0 | #VALUE!
RES_200601_P4T5 | RES_200601 | 1 | 0 | TRUE | Residential | Other Codes (Multifamily) | WA Multifamily Code | WSEC 2018 | 2019 | #VALUE! | #VALUE! | #VALUE! |  | #VALUE! | 653.4637 |  | #VALUE! | 0 | #VALUE!
RES_200601_P1T5 | RES_200601 | 1 | 0 | TRUE | Residential | Other Codes (Multifamily) | ID Multifamily Code | Future Code Cycle | 2019 | #VALUE! | #VALUE! | #VALUE! |  | #VALUE! | 1045.0941 |  | #VALUE! | 0 | #VALUE!
RES_200601_P2T5 | RES_200601 | 1 | 0 | TRUE | Residential | Other Codes (Multifamily) | MT Multifamily Code | IECC 2018 | 2019 | #VALUE! | #VALUE! | #VALUE! |  | #VALUE! | 579 |  | #VALUE! | 0 | #VALUE!
COM_201304_P7T1 | COM_201304 | 0 | 1 | TRUE | Commercial | Other Non-Residential Standards | Rooftop Units | All Product Classes | 2019 | #VALUE! | #VALUE! | #VALUE! |  | #VALUE! | 8760000 |  | #VALUE! | 0 | #VALUE!
Com_201405_P1t1 | Com_201405 | 0 | 0 | TRUE | Industrial | Other Strategic Energy Management | Industrial SEM | Single Tier | 2019 | #VALUE! | #VALUE! | #VALUE! |  | #VALUE! | 8760000 |  | #VALUE! | 0 | #VALUE!
COM_201403_P1T1 | COM_201403 | 0 | 0 | TRUE | Commercial | Reduced Wattage Lamp Replacement | T8 Fluorescent 28W- Commercial | Tier 1 | 2019 | #VALUE! | #VALUE! | #VALUE! |  | #VALUE! | 4.5152 |  | #VALUE! | 0 | #VALUE!
COM_201403_P2T1 | COM_201403 | 0 | 0 | TRUE | Commercial | Reduced Wattage Lamp Replacement | T8 Fluorescent 25W- Commercial | Tier 1 | 2019 | #VALUE! | #VALUE! | #VALUE! |  | #VALUE! | -24.0521 |  | #VALUE! | 0 | #VALUE!
COM_201403_P3T1 | COM_201403 | 0 | 0 | TRUE | Commercial | Reduced Wattage Lamp Replacement | T8 Fluorescent 28W- Industrial | Tier 1 | 2019 | #VALUE! | #VALUE! | #VALUE! |  | #VALUE! | 4.5152 |  | #VALUE! | 0 | #VALUE!
COM_201403_P4T1 | COM_201403 | 0 | 0 | TRUE | Commercial | Reduced Wattage Lamp Replacement | T8 Fluorescent 25W- Industrial | Tier 1 | 2019 | #VALUE! | #VALUE! | #VALUE! |  | #VALUE! | -24.0521 |  | #VALUE! | 0 | #VALUE!
COM_201403_P3T0 | COM_201403 | 0 | 0 | TRUE | Commercial | Reduced Wattage Lamp Replacement | T8 Fluorescent 28W- Industrial | 7th PP Baseline Adjustment | 2019 | #VALUE! | #VALUE! | #VALUE! |  | #VALUE! | 0 |  | #VALUE! | 0 | #VALUE!
COM_201403_P4T0 | COM_201403 | 0 | 0 | TRUE | Commercial | Reduced Wattage Lamp Replacement | T8 Fluorescent 25W- Industrial | 7th PP Baseline Adjustment | 2019 | #VALUE! | #VALUE! | #VALUE! |  | #VALUE! | 0 |  | #VALUE! | 0 | #VALUE!
COM_201403_P1T0 | COM_201403 | 0 | 0 | TRUE | Commercial | Reduced Wattage Lamp Replacement | T8 Fluorescent 28W- Commercial | 7th PP Baseline Adjustment | 2019 | #VALUE! | #VALUE! | #VALUE! |  | #VALUE! | 0 |  | #VALUE! | 0 | #VALUE!
COM_201403_P2T0 | COM_201403 | 0 | 0 | TRUE | Commercial | Reduced Wattage Lamp Replacement | T8 Fluorescent 25W- Commercial | 7th PP Baseline Adjustment | 2019 | #VALUE! | #VALUE! | #VALUE! |  | #VALUE! | 0 |  | #VALUE! | 0 | #VALUE!
RES_199703_P1T1 | RES_199703 | 0 | 0 | TRUE | Residential | Residential Lighting | CFL General Purpose | Tier 1 | 2019 | #VALUE! | #VALUE! | #VALUE! |  | #VALUE! | 8.1375 |  | #VALUE! | 0 | #VALUE!
RES_199703_P2T1 | RES_199703 | 0 | 0 | TRUE | Residential | Residential Lighting | CFL Specialty | Tier 1 | 2019 | #VALUE! | #VALUE! | #VALUE! |  | #VALUE! | 0 |  | #VALUE! | 0 | #VALUE!
RES_199703_P3T1 | RES_199703 | 0 | 0 | TRUE | Residential | Residential Lighting | LED General Purpose | Tier 1 | 2019 | #VALUE! | #VALUE! | #VALUE! |  | #VALUE! | 12.9825 |  | #VALUE! | 0 | #VALUE!
RES_199703_P4T1 | RES_199703 | 0 | 0 | TRUE | Residential | Residential Lighting | LED Specialty | Tier 1 | 2019 | #VALUE! | #VALUE! | #VALUE! |  | #VALUE! | 17.0106 |  | #VALUE! | 0 | #VALUE!
RES_201301_P10T1 | RES_201301 | 0 | 0 | TRUE | Residential | Residential New Construction/Next Step Homes | OR Homes (Next Step) | Next Step Home | 2019 | #VALUE! | #VALUE! | #VALUE! |  | #VALUE! | 710 |  | #VALUE! | 0 | #VALUE!
RES_201301_P12T1 | RES_201301 | 0 | 0 | TRUE | Residential | Residential New Construction/Next Step Homes | WA Homes (Next Step) | Next Step Home | 2019 | #VALUE! | #VALUE! | #VALUE! |  | #VALUE! | 388 |  | #VALUE! | 0 | #VALUE!
RES_201301_P1T4 | RES_201301 | 1 | 0 | TRUE | Residential | Residential New Construction/Next Step Homes | ID Code | IECC 2015 | 2019 | #VALUE! | #VALUE! | #VALUE! |  | #VALUE! | 0 |  | #VALUE! | 0 | #VALUE!
RES_201301_P1T5 | RES_201301 | 1 | 0 | TRUE | Residential | Residential New Construction/Next Step Homes | ID Code | IECC 2018 | 2019 | #VALUE! | #VALUE! | #VALUE! |  | #VALUE! | 1007 |  | #VALUE! | 0 | #VALUE!
RES_201301_P2T4 | RES_201301 | 1 | 0 | TRUE | Residential | Residential New Construction/Next Step Homes | MT Code | IECC 2018 | 2019 | #VALUE! | #VALUE! | #VALUE! |  | #VALUE! | 363 |  | #VALUE! | 0 | #VALUE!
RES_201301_P2T5 | RES_201301 | 1 | 0 | TRUE | Residential | Residential New Construction/Next Step Homes | MT Code | IECC 2021 | 2019 | #VALUE! | #VALUE! | #VALUE! |  | #VALUE! | 5 |  | #VALUE! | 0 | #VALUE!
RES_201301_P3T4 | RES_201301 | 1 | 0 | TRUE | Residential | Residential New Construction/Next Step Homes | OR Code | Or. Specialty Code 2020 | 2019 | #VALUE! | #VALUE! | #VALUE! |  | #VALUE! | 266 |  | #VALUE! | 0 | #VALUE!
RES_201301_P3T5 | RES_201301 | 1 | 0 | TRUE | Residential | Residential New Construction/Next Step Homes | OR Code | Or. Specialty Code 2023 | 2019 | #VALUE! | #VALUE! | #VALUE! |  | #VALUE! | 444.8247 |  | #VALUE! | 0 | #VALUE!
RES_201301_P4T4 | RES_201301 | 1 | 0 | TRUE | Residential | Residential New Construction/Next Step Homes | WA Code | WSEC 2015 | 2019 | #VALUE! | #VALUE! | #VALUE! |  | #VALUE! | 225.3085 |  | #VALUE! | 0 | #VALUE!
RES_201301_P4T5 | RES_201301 | 1 | 0 | TRUE | Residential | Residential New Construction/Next Step Homes | WA Code | WSEC 2018 | 2019 | #VALUE! | #VALUE! | #VALUE! |  | #VALUE! | 101 |  | #VALUE! | 0 | #VALUE!
RES_201301_P8T1 | RES_201301 | 0 | 0 | TRUE | Residential | Residential New Construction/Next Step Homes | ID Homes (Next Step) | Next Step Home | 2019 | #VALUE! | #VALUE! | #VALUE! |  | #VALUE! | 685 |  | #VALUE! | 0 | #VALUE!
RES_201301_P9T1 | RES_201301 | 0 | 0 | TRUE | Residential | Residential New Construction/Next Step Homes | MT Homes (Next Step) | Next Step Home | 2019 | #VALUE! | #VALUE! | #VALUE! |  | #VALUE! | 486 |  | #VALUE! | 0 | #VALUE!
RES_201301_P14T1 | RES_201301 | 0 | 0 | TRUE | Residential | Residential New Construction/Next Step Homes | WA BuiltGreen Single-family | Above Code Building | 2019 | #VALUE! | #VALUE! | #VALUE! |  | #VALUE! | 800 |  | #VALUE! | 0 | #VALUE!
RES_201301_P15T1 | RES_201301 | 0 | 0 | TRUE | Residential | Residential New Construction/Next Step Homes | ID HERS and National ENERGY STAR Homes | Above Code Building | 2019 | #VALUE! | #VALUE! | #VALUE! |  | #VALUE! | 2641 |  | #VALUE! | 0 | #VALUE!
RES_201301_P15T2 | RES_201301 | 0 | 0 | TRUE | Residential | Residential New Construction/Next Step Homes | MT HERS and National ENERGY STAR Homes | Above Code Building | 2019 | #VALUE! | #VALUE! | #VALUE! |  | #VALUE! | 1763 |  | #VALUE! | 0 | #VALUE!
RES_201301_P15T3 | RES_201301 | 0 | 0 | TRUE | Residential | Residential New Construction/Next Step Homes | OR HERS and National ENERGY STAR Homes | Above Code Building | 2019 | #VALUE! | #VALUE! | #VALUE! |  | #VALUE! | 437 |  | #VALUE! | 0 | #VALUE!
RES_201301_P15T4 | RES_201301 | 0 | 0 | TRUE | Residential | Residential New Construction/Next Step Homes | WA HERS and National ENERGY STAR Homes | Above Code Building | 2019 | #VALUE! | #VALUE! | #VALUE! |  | #VALUE! | 800 |  | #VALUE! | 0 | #VALUE!
RES_201301_P13T1 | RES_201301 | 0 | 0 | TRUE | Residential | Residential New Construction/Next Step Homes | ID National Green Building Standard Single-family | Above Code Building | 2019 | #VALUE! | #VALUE! | #VALUE! |  | #VALUE! | 0 |  | #VALUE! | 0 | #VALUE!
RES_201301_P13T2 | RES_201301 | 0 | 0 | TRUE | Residential | Residential New Construction/Next Step Homes | MT National Green Building Standard Single-family | Above Code Building | 2019 | #VALUE! | #VALUE! | #VALUE! |  | #VALUE! | 0 |  | #VALUE! | 0 | #VALUE!
RES_201301_P13T3 | RES_201301 | 0 | 0 | TRUE | Residential | Residential New Construction/Next Step Homes | OR National Green Building Standard Single-family | Above Code Building | 2019 | #VALUE! | #VALUE! | #VALUE! |  | #VALUE! | 0 |  | #VALUE! | 0 | #VALUE!
RES_201301_P13T4 | RES_201301 | 0 | 0 | TRUE | Residential | Residential New Construction/Next Step Homes | WA National Green Building Standard Single-family | Above Code Building | 2019 | #VALUE! | #VALUE! | #VALUE! |  | #VALUE! | 0 |  | #VALUE! | 0 | #VALUE!
RES_201301_P3T3 | RES_201301 | 1 | 0 | TRUE | Residential | Residential New Construction/Next Step Homes | OR Code | Or. Specialty Code 2017 | 2019 | #VALUE! | #VALUE! | #VALUE! |  | #VALUE! | 451 |  | #VALUE! | 0 | #VALUE!
RES_201301_P17T1 | RES_201301 | 0 | 0 | TRUE | Residential | Residential New Construction/Next Step Homes | ID Multifamily Homes | Energy Star | 2019 | #VALUE! | #VALUE! | #VALUE! |  | #VALUE! | 506 |  | #VALUE! | 0 | #VALUE!
RES_201301_P18T1 | RES_201301 | 0 | 0 | TRUE | Residential | Residential New Construction/Next Step Homes | WA Multifamily Homes | Energy Star | 2019 | #VALUE! | #VALUE! | #VALUE! |  | #VALUE! | 200 |  | #VALUE! | 0 | #VALUE!
RES_201403_P7T1 | RES_201403 | 0 | 0 | TRUE | Residential | Retail Product Portfolio | UHD Televisions | ENERGY STAR +20% | 2019 | #VALUE! | #VALUE! | #VALUE! |  | #VALUE! | 0 |  | #VALUE! | 0 | #VALUE!
RES_201403_P2T3 | RES_201403 | 0 | 0 | TRUE | Residential | Retail Product Portfolio | Air Cleaner | TBD | 2019 | #VALUE! | #VALUE! | #VALUE! |  | #VALUE! | 0 |  | #VALUE! | 0 | #VALUE!
RES_201403_P4T3 | RES_201403 | 0 | 0 | TRUE | Residential | Retail Product Portfolio | Home Audio | ENERGY STAR +50% | 2019 | #VALUE! | #VALUE! | #VALUE! |  | #VALUE! | 7.3886 |  | #VALUE! | 0 | #VALUE!
RES_201403_P6T1 | RES_201403 | 0 | 0 | TRUE | Residential | Retail Product Portfolio | Refrigerators- Other | ENERGY STAR +10% | 2019 | #VALUE! | #VALUE! | #VALUE! |  | #VALUE! | -169.5173 |  | #VALUE! | 0 | #VALUE!
RES_201403_P6T2 | RES_201403 | 0 | 0 | TRUE | Residential | Retail Product Portfolio | Refrigerators- Other | ENERGY STAR +15% | 2019 | #VALUE! | #VALUE! | #VALUE! |  | #VALUE! | 24.9795 |  | #VALUE! | 0 | #VALUE!
RES_201403_P8T1 | RES_201403 | 0 | 0 | TRUE | Residential | Retail Product Portfolio | Clothes Washers Front Loading | Energy Star | 2019 | #VALUE! | #VALUE! | #VALUE! |  | #VALUE! | -35.3767 |  | #VALUE! | 0 | #VALUE!
RES_201403_P8T2 | RES_201403 | 0 | 0 | TRUE | Residential | Retail Product Portfolio | Clothes Washers Front Loading | ENERGY STAR Most Efficient | 2019 | #VALUE! | #VALUE! | #VALUE! |  | #VALUE! | -20.5052 |  | #VALUE! | 0 | #VALUE!
RES_201403_P8T3 | RES_201403 | 0 | 0 | TRUE | Residential | Retail Product Portfolio | Clothes Washers Front Loading | ENERGY STAR Most Efficient +5% | 2019 | #VALUE! | #VALUE! | #VALUE! |  | #VALUE! | 10.7139 |  | #VALUE! | 0 | #VALUE!
RES_201403_P5T1 | RES_201403 | 0 | 0 | TRUE | Residential | Retail Product Portfolio | Upright Freezers | Energy Star | 2019 | #VALUE! | #VALUE! | #VALUE! |  | #VALUE! | 9.0916 |  | #VALUE! | 0 | #VALUE!
RES_201403_P9T0 | RES_201403 | 0 | 1 | TRUE | Residential | Retail Product Portfolio | Chest Freezers | Non Qualifying | 2019 | #VALUE! | #VALUE! | #VALUE! |  | #VALUE! | -2.9469 |  | #VALUE! | 0 | #VALUE!
RES_201403_P9T1 | RES_201403 | 0 | 0 | TRUE | Residential | Retail Product Portfolio | Chest Freezers | Energy Star | 2019 | #VALUE! | #VALUE! | #VALUE! |  | #VALUE! | 23.68 |  | #VALUE! | 0 | #VALUE!
RES_201403_P9T2 | RES_201403 | 0 | 0 | TRUE | Residential | Retail Product Portfolio | Chest Freezers | ENERGY STAR +5% | 2019 | #VALUE! | #VALUE! | #VALUE! |  | #VALUE! | 49.0365 |  | #VALUE! | 0 | #VALUE!
RES_201403_P10T1 | RES_201403 | 0 | 0 | TRUE | Residential | Retail Product Portfolio | Compact Freezers | Energy Star | 2019 | #VALUE! | #VALUE! | #VALUE! |  | #VALUE! | 0 |  | #VALUE! | 0 | #VALUE!
RES_201403_P10T0 | RES_201403 | 0 | 0 | TRUE | Residential | Retail Product Portfolio | Compact Freezers | Non Qualifying | 2019 | #VALUE! | #VALUE! | #VALUE! |  | #VALUE! | 2.333 |  | #VALUE! | 0 | #VALUE!
RES_201403_P3T1 | RES_201403 | 0 | 0 | TRUE | Residential | Retail Product Portfolio | Room AC | Energy Star | 2019 | #VALUE! | #VALUE! | #VALUE! |  | #VALUE! | 70.6612 |  | #VALUE! | 0 | #VALUE!
RES_201403_P4T1 | RES_201403 | 0 | 0 | TRUE | Residential | Retail Product Portfolio | Home Audio | Energy Star | 2019 | #VALUE! | #VALUE! | #VALUE! |  | #VALUE! | 0 |  | #VALUE! | 0 | #VALUE!
RES_201101_P1T1 | RES_201101 | 0 | 0 | TRUE | Residential | Super-Efficient Dryers | Clothes Dryers | UCEF 3.00 to 3.39 | 2019 | #VALUE! | #VALUE! | #VALUE! |  | #VALUE! | 54.4258 |  | #VALUE! | 0 | #VALUE!
RES_201101_P1T2 | RES_201101 | 0 | 0 | TRUE | Residential | Super-Efficient Dryers | Clothes Dryers | UCEF 3.40 to 3.99 | 2019 | #VALUE! | #VALUE! | #VALUE! |  | #VALUE! | 171.7062 |  | #VALUE! | 0 | #VALUE!
RES_201101_P1T3 | RES_201101 | 0 | 0 | TRUE | Residential | Super-Efficient Dryers | Clothes Dryers | UCEF 4.00 to 4.99 | 2019 | #VALUE! | #VALUE! | #VALUE! |  | #VALUE! | 95.9988 |  | #VALUE! | 0 | #VALUE!
RES_201101_P1T4 | RES_201101 | 0 | 0 | TRUE | Residential | Super-Efficient Dryers | Clothes Dryers | UCEF 5.00 to 5.99 | 2019 | #VALUE! | #VALUE! | #VALUE! |  | #VALUE! | 104.7094 |  | #VALUE! | 0 | #VALUE!
RES_201101_P1T5 | RES_201101 | 0 | 0 | TRUE | Residential | Super-Efficient Dryers | Clothes Dryers | UCEF 6.00 to 6.99 | 2019 | #VALUE! | #VALUE! | #VALUE! |  | #VALUE! | 53.0651 |  | #VALUE! | 0 | #VALUE!
RES_201101_P1T6 | RES_201101 | 0 | 0 | TRUE | Residential | Super-Efficient Dryers | Clothes Dryers | UCEF 7.00 to 7.99 | 2019 | #VALUE! | #VALUE! | #VALUE! |  | #VALUE! | 41.4952 |  | #VALUE! | 0 | #VALUE!
COM_201201_P1T1 | COM_201201 | 0 | 0 | TRUE | Commercial | Building Operator Certification Expansion | BOC_Expansion | Single Tier | 2018 | #VALUE! | #VALUE! | #VALUE! |  | #VALUE! | 39299.845 |  | #VALUE! | 0 | #VALUE!
IND_201301_P1T1 | IND_201301 | 0 | 0 | TRUE | industrial | Certified Refrigeration Energy Specialist (CRES) | CRES Certified Operator | Single Tier | 2018 | #VALUE! | #VALUE! | #VALUE! |  | #VALUE! | 8760000 |  | #VALUE! | 0 | #VALUE!
RES_199702_P1T4 | RES_199702 | 0 | 1 | TRUE | Residential | Clothes Washers | Clothes Washers | Fed Standard (IMEF 1.59-2.05) | 2018 | #VALUE! | #VALUE! | #VALUE! |  | #VALUE! | 0 |  | #VALUE! | 0 | #VALUE!
RES_199702_P1T5 | RES_199702 | 0 | 1 | TRUE | Residential | Clothes Washers | Clothes Washers | Energy Star (IMEF 2.06-2.37) | 2018 | #VALUE! | #VALUE! | #VALUE! |  | #VALUE! | 0 |  | #VALUE! | 0 | #VALUE!
RES_199702_P1T6 | RES_199702 | 0 | 1 | TRUE | Residential | Clothes Washers | Clothes Washers | CEE Tier 1 | 2018 | #VALUE! | #VALUE! | #VALUE! |  | #VALUE! | 0 |  | #VALUE! | 0 | #VALUE!
RES_199702_P1T7 | RES_199702 | 0 | 1 | TRUE | Residential | Clothes Washers | Clothes Washers | CEE Tier 2 | 2018 | #VALUE! | #VALUE! | #VALUE! |  | #VALUE! | 0 |  | #VALUE! | 0 | #VALUE!
RES_199702_P1T8 | RES_199702 | 0 | 1 | TRUE | Residential | Clothes Washers | Clothes Washers | CEE Tier 3 | 2018 | #VALUE! | #VALUE! | #VALUE! |  | #VALUE! | 0 |  | #VALUE! | 0 | #VALUE!
RES_199702_P1T0 | RES_199702 | 0 | 0 | TRUE | Residential | Clothes Washers | Clothes Washers Top Loading | Non Qualifying | 2018 | #VALUE! | #VALUE! | #VALUE! |  | #VALUE! | 0 |  | #VALUE! | 0 | #VALUE!
RES_199702_P1T9 | RES_199702 | 0 | 0 | TRUE | Residential | Clothes Washers | Clothes Washers Top Loading | Energy Star | 2018 | #VALUE! | #VALUE! | #VALUE! |  | #VALUE! | 0 |  | #VALUE! | 0 | #VALUE!
COM_200803_P1T1 | COM_200803 | 0 | 0 | TRUE | Commercial | Commercial Real Estate | CRE SEM | Single Tier | 2018 | #VALUE! | #VALUE! | #VALUE! |  | #VALUE! | 0 |  | #VALUE! | 0 | #VALUE!
COM_200803_P2T1 | COM_200803 | 0 | 0 | TRUE | Commercial | Commercial Real Estate | WA CRE SEM | Single Tier | 2018 | #VALUE! | #VALUE! | #VALUE! |  | #VALUE! | 8760000 |  | #VALUE! | 0 | #VALUE!
COM_200803_P3T1 | COM_200803 | 0 | 0 | TRUE | Commercial | Commercial Real Estate | OR CRE SEM | Single Tier | 2018 | #VALUE! | #VALUE! | #VALUE! |  | #VALUE! | 8760000 |  | #VALUE! | 0 | #VALUE!
COM_200803_P4T1 | COM_200803 | 0 | 0 | TRUE | Commercial | Commercial Real Estate | ID CRE SEM | Single Tier | 2018 | #VALUE! | #VALUE! | #VALUE! |  | #VALUE! | 8760000 |  | #VALUE! | 0 | #VALUE!
COM_200002_P1T1 | COM_200002 | 0 | 0 | TRUE | Commercial | Commissioning Buildings | Cx | Single Tier | 2018 | #VALUE! | #VALUE! | #VALUE! |  | #VALUE! | 0.43631 |  | #VALUE! | 0 | #VALUE!
COM_200002_P2T1 | COM_200002 | 0 | 0 | TRUE | Commercial | Commissioning Buildings | rCx | Single Tier | 2018 | #VALUE! | #VALUE! | #VALUE! |  | #VALUE! | 0.43152 |  | #VALUE! | 0 | #VALUE!
COM_200701_P1T3 | COM_200701 | 0 | 0 | TRUE | Commercial | Desktop Power Supplies | Commercial Desktops | ENERGY STAR 6.0 | 2018 | #VALUE! | #VALUE! | #VALUE! |  | #VALUE! | 30.8789 |  | #VALUE! | 0 | #VALUE!
IND_200402_P1T1 | IND_200402 | 0 | 0 | TRUE | industrial | Drive Power | NEMA Premium Motors (Non-Standard) | Single Tier | 2018 | #VALUE! | #VALUE! | #VALUE! |  | #VALUE! | 0 |  | #VALUE! | 0 | #VALUE!
IND_200402_P2T1 | IND_200402 | 0 | 0 | TRUE | industrial | Drive Power | Efficient Motor Rewinds | Single Tier | 2018 | #VALUE! | #VALUE! | #VALUE! |  | #VALUE! | 4953.7022 |  | #VALUE! | 0 | #VALUE!
RES_200804_P1T1 | RES_200804 | 0 | 0 | TRUE | Residential | Ductless Heat Pumps | DHP Zonal | Tier 1 | 2018 | #VALUE! | #VALUE! | #VALUE! |  | #VALUE! | 2129.8225 |  | #VALUE! | 0 | #VALUE!
RES_200804_P2T1 | RES_200804 | 0 | 0 | TRUE | Residential | Ductless Heat Pumps | DHP FAF | Tier 1 | 2018 | #VALUE! | #VALUE! | #VALUE! |  | #VALUE! | 3793.5504 |  | #VALUE! | 0 | #VALUE!
RES_200804_P3T1 | RES_200804 | 0 | 0 | TRUE | Residential | Ductless Heat Pumps | DHP MH FAF | Tier 1 | 2018 | #VALUE! | #VALUE! | #VALUE! |  | #VALUE! | 5709.5283 |  | #VALUE! | 0 | #VALUE!
RES_200401_P11T1 | RES_200401 | 0 | 0 | TRUE | Residential | Efficient Homes | WA Homes (ENERGY STAR Northwest Homes) | Energy Star | 2018 | #VALUE! | #VALUE! | #VALUE! |  | #VALUE! | 0 |  | #VALUE! | 0 | #VALUE!
RES_200401_P5T1 | RES_200401 | 0 | 0 | TRUE | Residential | Efficient Homes | ID Homes (ENERGY STAR Northwest Homes) | Energy Star | 2018 | #VALUE! | #VALUE! | #VALUE! |  | #VALUE! | 0 |  | #VALUE! | 0 | #VALUE!
RES_200401_P6T1 | RES_200401 | 0 | 0 | TRUE | Residential | Efficient Homes | MT Homes (ENERGY STAR Northwest Homes) | Energy Star | 2018 | #VALUE! | #VALUE! | #VALUE! |  | #VALUE! | 0 |  | #VALUE! | 0 | #VALUE!
RES_200401_P7T1 | RES_200401 | 0 | 0 | TRUE | Residential | Efficient Homes | OR Homes (ENERGY STAR Northwest Homes) | Energy Star | 2018 | #VALUE! | #VALUE! | #VALUE! |  | #VALUE! | 0 |  | #VALUE! | 0 | #VALUE!
COM_201305_P1T1 | COM_201305 | 0 | 0 | TRUE | Commercial | Existing Building Renewal | Deep Energy Retrofits | Single Tier | 2018 | #VALUE! | #VALUE! | #VALUE! |  | #VALUE! | 0 |  | #VALUE! | 0 | #VALUE!
IND_200602_P1T1 | IND_200602 | 0 | 0 | TRUE | industrial | Food Processors | Food Processors SEM | Single Tier | 2018 | #VALUE! | #VALUE! | #VALUE! |  | #VALUE! | 0 |  | #VALUE! | 0 | #VALUE!
COM_200802_P1T1 | COM_200802 | 0 | 0 | TRUE | Commercial | Healthcare | Healthcare SEM | Single Tier | 2018 | #VALUE! | #VALUE! | #VALUE! |  | #VALUE! | 0 |  | #VALUE! | 0 | #VALUE!
RES_201202_P1T1 | RES_201202 | 0 | 0 | TRUE | Residential | Heat Pump Water Heaters | HPWH (<=55 gallons) | Tier 1 | 2018 | #VALUE! | #VALUE! | #VALUE! |  | #VALUE! | 1083.3729 |  | #VALUE! | 0 | #VALUE!
RES_201202_P1T2 | RES_201202 | 0 | 0 | TRUE | Residential | Heat Pump Water Heaters | HPWH (<=55 gallons) | Tier 2 | 2018 | #VALUE! | #VALUE! | #VALUE! |  | #VALUE! | 348.3461 |  | #VALUE! | 0 | #VALUE!
RES_201202_P2T1 | RES_201202 | 0 | 1 | TRUE | Residential | Heat Pump Water Heaters | HPWH (>55 gallons) | Tier 1 | 2018 | #VALUE! | #VALUE! | #VALUE! |  | #VALUE! | 0 |  | #VALUE! | 0 | #VALUE!
RES_201202_P2T2 | RES_201202 | 0 | 0 | TRUE | Residential | Heat Pump Water Heaters | HPWH (>55 gallons) | Tier 2 | 2018 | #VALUE! | #VALUE! | #VALUE! |  | #VALUE! | 469.0286 |  | #VALUE! | 0 | #VALUE!
COM_201401_P1T1 | COM_201401 | 0 | 0 | TRUE | Commercial | Luminaire Level Lighting Controls | Lighting Controls | LLC | 2018 | #VALUE! | #VALUE! | #VALUE! |  | #VALUE! | 7843317.833 |  | #VALUE! | 0 | #VALUE!
IND_199902_P1T1 | IND_199902 | 0 | 0 | TRUE | industrial | MagnaDrive Innovative Industrial Speed Control | MagnaDrive ASD | Single Tier | 2018 | #VALUE! | #VALUE! | #VALUE! |  | #VALUE! | 0 |  | #VALUE! | 0 | #VALUE!
IND_199902_P2T1 | IND_199902 | 0 | 0 | TRUE | industrial | MagnaDrive Innovative Industrial Speed Control | MagnaDrive Couplings | Single Tier | 2018 | #VALUE! | #VALUE! | #VALUE! |  | #VALUE! | 0 |  | #VALUE! | 0 | #VALUE!
COM_200202_P1T5 | COM_200202 | 1 | 0 | TRUE | Commercial | Other Codes (Commercial) | ID Commercial Codes | ID Code 2018-2021 | 2018 | #VALUE! | #VALUE! | #VALUE! |  | #VALUE! | 0.16467 |  | #VALUE! | 0 | #VALUE!
COM_200202_P2T4 | COM_200202 | 1 | 0 | TRUE | Commercial | Other Codes (Commercial) | MT Commercial Codes | MT Code 2017-2020 | 2018 | #VALUE! | #VALUE! | #VALUE! |  | #VALUE! | 0.3179 |  | #VALUE! | 0 | #VALUE!
COM_200202_P3T5 | COM_200202 | 1 | 0 | TRUE | Commercial | Other Codes (Commercial) | OR Commercial Codes | OR Code 2017-2020 | 2018 | #VALUE! | #VALUE! | #VALUE! |  | #VALUE! | 0.20879 |  | #VALUE! | 0 | #VALUE!
COM_200202_P4T6 | COM_200202 | 1 | 0 | TRUE | Commercial | Other Codes (Commercial) | WA Commercial Codes | WA Code 2016-2019 | 2018 | #VALUE! | #VALUE! | #VALUE! |  | #VALUE! | 0.16851 |  | #VALUE! | 0 | #VALUE!
RES_200601_P4T4 | RES_200601 | 1 | 0 | TRUE | Residential | Other Codes (Multifamily) | WA Multifamily Code | WSEC 2015 | 2018 | #VALUE! | #VALUE! | #VALUE! |  | #VALUE! | 379.0419 |  | #VALUE! | 0 | #VALUE!
RES_200601_P4T5 | RES_200601 | 1 | 0 | TRUE | Residential | Other Codes (Multifamily) | WA Multifamily Code | WSEC 2018 | 2018 | #VALUE! | #VALUE! | #VALUE! |  | #VALUE! | 653.4637 |  | #VALUE! | 0 | #VALUE!
RES_200601_P1T5 | RES_200601 | 1 | 0 | TRUE | Residential | Other Codes (Multifamily) | ID Multifamily Code | Future Code Cycle | 2018 | #VALUE! | #VALUE! | #VALUE! |  | #VALUE! | 1045.0941 |  | #VALUE! | 0 | #VALUE!
RES_200601_P2T5 | RES_200601 | 1 | 0 | TRUE | Residential | Other Codes (Multifamily) | MT Multifamily Code | IECC 2018 | 2018 | #VALUE! | #VALUE! | #VALUE! |  | #VALUE! | 579 |  | #VALUE! | 0 | #VALUE!
COM_201304_P7T1 | COM_201304 | 0 | 1 | TRUE | Commercial | Other Non-Residential Standards | Rooftop Units | All Product Classes | 2018 | #VALUE! | #VALUE! | #VALUE! |  | #VALUE! | 8760000 |  | #VALUE! | 0 | #VALUE!
Com_201405_P1t1 | Com_201405 | 0 | 0 | TRUE | Industrial | Other Strategic Energy Management | Industrial SEM | Single Tier | 2018 | #VALUE! | #VALUE! | #VALUE! |  | #VALUE! | 8760000 |  | #VALUE! | 0 | #VALUE!
COM_201403_P1T1 | COM_201403 | 0 | 0 | TRUE | Commercial | Reduced Wattage Lamp Replacement | T8 Fluorescent 28W- Commercial | Tier 1 | 2018 | #VALUE! | #VALUE! | #VALUE! |  | #VALUE! | 3.5225 |  | #VALUE! | 0 | #VALUE!
COM_201403_P2T1 | COM_201403 | 0 | 0 | TRUE | Commercial | Reduced Wattage Lamp Replacement | T8 Fluorescent 25W- Commercial | Tier 1 | 2018 | #VALUE! | #VALUE! | #VALUE! |  | #VALUE! | -11.2347 |  | #VALUE! | 0 | #VALUE!
COM_201403_P3T1 | COM_201403 | 0 | 0 | TRUE | Commercial | Reduced Wattage Lamp Replacement | T8 Fluorescent 28W- Industrial | Tier 1 | 2018 | #VALUE! | #VALUE! | #VALUE! |  | #VALUE! | 3.5225 |  | #VALUE! | 0 | #VALUE!
COM_201403_P4T1 | COM_201403 | 0 | 0 | TRUE | Commercial | Reduced Wattage Lamp Replacement | T8 Fluorescent 25W- Industrial | Tier 1 | 2018 | #VALUE! | #VALUE! | #VALUE! |  | #VALUE! | -11.2347 |  | #VALUE! | 0 | #VALUE!
COM_201403_P3T0 | COM_201403 | 0 | 0 | TRUE | Commercial | Reduced Wattage Lamp Replacement | T8 Fluorescent 28W- Industrial | 7th PP Baseline Adjustment | 2018 | #VALUE! | #VALUE! | #VALUE! |  | #VALUE! | 0 |  | #VALUE! | 0 | #VALUE!
COM_201403_P4T0 | COM_201403 | 0 | 0 | TRUE | Commercial | Reduced Wattage Lamp Replacement | T8 Fluorescent 25W- Industrial | 7th PP Baseline Adjustment | 2018 | #VALUE! | #VALUE! | #VALUE! |  | #VALUE! | 0 |  | #VALUE! | 0 | #VALUE!
COM_201403_P1T0 | COM_201403 | 0 | 0 | TRUE | Commercial | Reduced Wattage Lamp Replacement | T8 Fluorescent 28W- Commercial | 7th PP Baseline Adjustment | 2018 | #VALUE! | #VALUE! | #VALUE! |  | #VALUE! | 0 |  | #VALUE! | 0 | #VALUE!
COM_201403_P2T0 | COM_201403 | 0 | 0 | TRUE | Commercial | Reduced Wattage Lamp Replacement | T8 Fluorescent 25W- Commercial | 7th PP Baseline Adjustment | 2018 | #VALUE! | #VALUE! | #VALUE! |  | #VALUE! | 0 |  | #VALUE! | 0 | #VALUE!
RES_199703_P1T1 | RES_199703 | 0 | 0 | TRUE | Residential | Residential Lighting | CFL General Purpose | Tier 1 | 2018 | #VALUE! | #VALUE! | #VALUE! |  | #VALUE! | 8.1375 |  | #VALUE! | 0 | #VALUE!
RES_199703_P2T1 | RES_199703 | 0 | 0 | TRUE | Residential | Residential Lighting | CFL Specialty | Tier 1 | 2018 | #VALUE! | #VALUE! | #VALUE! |  | #VALUE! | 12.2477 |  | #VALUE! | 0 | #VALUE!
RES_199703_P3T1 | RES_199703 | 0 | 0 | TRUE | Residential | Residential Lighting | LED General Purpose | Tier 1 | 2018 | #VALUE! | #VALUE! | #VALUE! |  | #VALUE! | 12.9825 |  | #VALUE! | 0 | #VALUE!
RES_199703_P4T1 | RES_199703 | 0 | 0 | TRUE | Residential | Residential Lighting | LED Specialty | Tier 1 | 2018 | #VALUE! | #VALUE! | #VALUE! |  | #VALUE! | 17.0106 |  | #VALUE! | 0 | #VALUE!
RES_201301_P10T1 | RES_201301 | 0 | 0 | TRUE | Residential | Residential New Construction/Next Step Homes | OR Homes (Next Step) | Next Step Home | 2018 | #VALUE! | #VALUE! | #VALUE! |  | #VALUE! | 1195 |  | #VALUE! | 0 | #VALUE!
RES_201301_P12T1 | RES_201301 | 0 | 0 | TRUE | Residential | Residential New Construction/Next Step Homes | WA Homes (Next Step) | Next Step Home | 2018 | #VALUE! | #VALUE! | #VALUE! |  | #VALUE! | 994 |  | #VALUE! | 0 | #VALUE!
RES_201301_P1T4 | RES_201301 | 1 | 0 | TRUE | Residential | Residential New Construction/Next Step Homes | ID Code | IECC 2015 | 2018 | #VALUE! | #VALUE! | #VALUE! |  | #VALUE! | 0 |  | #VALUE! | 0 | #VALUE!
RES_201301_P1T5 | RES_201301 | 1 | 0 | TRUE | Residential | Residential New Construction/Next Step Homes | ID Code | IECC 2018 | 2018 | #VALUE! | #VALUE! | #VALUE! |  | #VALUE! | 1007 |  | #VALUE! | 0 | #VALUE!
RES_201301_P2T4 | RES_201301 | 1 | 0 | TRUE | Residential | Residential New Construction/Next Step Homes | MT Code | IECC 2018 | 2018 | #VALUE! | #VALUE! | #VALUE! |  | #VALUE! | 363 |  | #VALUE! | 0 | #VALUE!
RES_201301_P2T5 | RES_201301 | 1 | 0 | TRUE | Residential | Residential New Construction/Next Step Homes | MT Code | IECC 2021 | 2018 | #VALUE! | #VALUE! | #VALUE! |  | #VALUE! | 5 |  | #VALUE! | 0 | #VALUE!
RES_201301_P3T4 | RES_201301 | 1 | 0 | TRUE | Residential | Residential New Construction/Next Step Homes | OR Code | Or. Specialty Code 2020 | 2018 | #VALUE! | #VALUE! | #VALUE! |  | #VALUE! | 266 |  | #VALUE! | 0 | #VALUE!
RES_201301_P3T5 | RES_201301 | 1 | 0 | TRUE | Residential | Residential New Construction/Next Step Homes | OR Code | Or. Specialty Code 2023 | 2018 | #VALUE! | #VALUE! | #VALUE! |  | #VALUE! | 444.8247 |  | #VALUE! | 0 | #VALUE!
RES_201301_P4T4 | RES_201301 | 1 | 0 | TRUE | Residential | Residential New Construction/Next Step Homes | WA Code | WSEC 2015 | 2018 | #VALUE! | #VALUE! | #VALUE! |  | #VALUE! | 225.3085 |  | #VALUE! | 0 | #VALUE!
RES_201301_P4T5 | RES_201301 | 1 | 0 | TRUE | Residential | Residential New Construction/Next Step Homes | WA Code | WSEC 2018 | 2018 | #VALUE! | #VALUE! | #VALUE! |  | #VALUE! | 101 |  | #VALUE! | 0 | #VALUE!
RES_201301_P8T1 | RES_201301 | 0 | 0 | TRUE | Residential | Residential New Construction/Next Step Homes | ID Homes (Next Step) | Next Step Home | 2018 | #VALUE! | #VALUE! | #VALUE! |  | #VALUE! | 1947 |  | #VALUE! | 0 | #VALUE!
RES_201301_P9T1 | RES_201301 | 0 | 0 | TRUE | Residential | Residential New Construction/Next Step Homes | MT Homes (Next Step) | Next Step Home | 2018 | #VALUE! | #VALUE! | #VALUE! |  | #VALUE! | 486 |  | #VALUE! | 0 | #VALUE!
RES_201301_P14T1 | RES_201301 | 0 | 0 | TRUE | Residential | Residential New Construction/Next Step Homes | WA BuiltGreen Single-family | Above Code Building | 2018 | #VALUE! | #VALUE! | #VALUE! |  | #VALUE! | 800 |  | #VALUE! | 0 | #VALUE!
RES_201301_P15T1 | RES_201301 | 0 | 0 | TRUE | Residential | Residential New Construction/Next Step Homes | ID HERS and National ENERGY STAR Homes | Above Code Building | 2018 | #VALUE! | #VALUE! | #VALUE! |  | #VALUE! | 2641 |  | #VALUE! | 0 | #VALUE!
RES_201301_P15T2 | RES_201301 | 0 | 0 | TRUE | Residential | Residential New Construction/Next Step Homes | MT HERS and National ENERGY STAR Homes | Above Code Building | 2018 | #VALUE! | #VALUE! | #VALUE! |  | #VALUE! | 1763 |  | #VALUE! | 0 | #VALUE!
RES_201301_P15T3 | RES_201301 | 0 | 0 | TRUE | Residential | Residential New Construction/Next Step Homes | OR HERS and National ENERGY STAR Homes | Above Code Building | 2018 | #VALUE! | #VALUE! | #VALUE! |  | #VALUE! | 437 |  | #VALUE! | 0 | #VALUE!
RES_201301_P15T4 | RES_201301 | 0 | 0 | TRUE | Residential | Residential New Construction/Next Step Homes | WA HERS and National ENERGY STAR Homes | Above Code Building | 2018 | #VALUE! | #VALUE! | #VALUE! |  | #VALUE! | 800 |  | #VALUE! | 0 | #VALUE!
RES_201301_P13T1 | RES_201301 | 0 | 0 | TRUE | Residential | Residential New Construction/Next Step Homes | ID National Green Building Standard Single-family | Above Code Building | 2018 | #VALUE! | #VALUE! | #VALUE! |  | #VALUE! | 0 |  | #VALUE! | 0 | #VALUE!
RES_201301_P13T2 | RES_201301 | 0 | 0 | TRUE | Residential | Residential New Construction/Next Step Homes | MT National Green Building Standard Single-family | Above Code Building | 2018 | #VALUE! | #VALUE! | #VALUE! |  | #VALUE! | 0 |  | #VALUE! | 0 | #VALUE!
RES_201301_P13T3 | RES_201301 | 0 | 0 | TRUE | Residential | Residential New Construction/Next Step Homes | OR National Green Building Standard Single-family | Above Code Building | 2018 | #VALUE! | #VALUE! | #VALUE! |  | #VALUE! | 0 |  | #VALUE! | 0 | #VALUE!
RES_201301_P13T4 | RES_201301 | 0 | 0 | TRUE | Residential | Residential New Construction/Next Step Homes | WA National Green Building Standard Single-family | Above Code Building | 2018 | #VALUE! | #VALUE! | #VALUE! |  | #VALUE! | 0 |  | #VALUE! | 0 | #VALUE!
RES_201301_P3T3 | RES_201301 | 1 | 0 | TRUE | Residential | Residential New Construction/Next Step Homes | OR Code | Or. Specialty Code 2017 | 2018 | #VALUE! | #VALUE! | #VALUE! |  | #VALUE! | 451 |  | #VALUE! | 0 | #VALUE!
RES_201301_P17T1 | RES_201301 | 0 | 0 | TRUE | Residential | Residential New Construction/Next Step Homes | ID Multifamily Homes | Energy Star | 2018 | #VALUE! | #VALUE! | #VALUE! |  | #VALUE! | 506 |  | #VALUE! | 0 | #VALUE!
RES_201301_P18T1 | RES_201301 | 0 | 0 | TRUE | Residential | Residential New Construction/Next Step Homes | WA Multifamily Homes | Energy Star | 2018 | #VALUE! | #VALUE! | #VALUE! |  | #VALUE! | 200 |  | #VALUE! | 0 | #VALUE!
RES_201403_P7T1 | RES_201403 | 0 | 0 | TRUE | Residential | Retail Product Portfolio | UHD Televisions | ENERGY STAR +20% | 2018 | #VALUE! | #VALUE! | #VALUE! |  | #VALUE! | 0 |  | #VALUE! | 0 | #VALUE!
RES_201403_P2T3 | RES_201403 | 0 | 0 | TRUE | Residential | Retail Product Portfolio | Air Cleaner | TBD | 2018 | #VALUE! | #VALUE! | #VALUE! |  | #VALUE! | 0 |  | #VALUE! | 0 | #VALUE!
RES_201403_P4T3 | RES_201403 | 0 | 0 | TRUE | Residential | Retail Product Portfolio | Home Audio | ENERGY STAR +50% | 2018 | #VALUE! | #VALUE! | #VALUE! |  | #VALUE! | 7.4817 |  | #VALUE! | 0 | #VALUE!
RES_201403_P6T1 | RES_201403 | 0 | 0 | TRUE | Residential | Retail Product Portfolio | Refrigerators- Other | ENERGY STAR +10% | 2018 | #VALUE! | #VALUE! | #VALUE! |  | #VALUE! | 17.9962 |  | #VALUE! | 0 | #VALUE!
RES_201403_P6T2 | RES_201403 | 0 | 0 | TRUE | Residential | Retail Product Portfolio | Refrigerators- Other | ENERGY STAR +15% | 2018 | #VALUE! | #VALUE! | #VALUE! |  | #VALUE! | 25.5328 |  | #VALUE! | 0 | #VALUE!
RES_201403_P8T1 | RES_201403 | 0 | 0 | TRUE | Residential | Retail Product Portfolio | Clothes Washers Front Loading | Energy Star | 2018 | #VALUE! | #VALUE! | #VALUE! |  | #VALUE! | -35.3767 |  | #VALUE! | 0 | #VALUE!
RES_201403_P8T2 | RES_201403 | 0 | 0 | TRUE | Residential | Retail Product Portfolio | Clothes Washers Front Loading | ENERGY STAR Most Efficient | 2018 | #VALUE! | #VALUE! | #VALUE! |  | #VALUE! | -20.5052 |  | #VALUE! | 0 | #VALUE!
RES_201403_P8T3 | RES_201403 | 0 | 0 | TRUE | Residential | Retail Product Portfolio | Clothes Washers Front Loading | ENERGY STAR Most Efficient +5% | 2018 | #VALUE! | #VALUE! | #VALUE! |  | #VALUE! | 10.7139 |  | #VALUE! | 0 | #VALUE!
RES_201403_P5T1 | RES_201403 | 0 | 0 | TRUE | Residential | Retail Product Portfolio | Upright Freezers | Energy Star | 2018 | #VALUE! | #VALUE! | #VALUE! |  | #VALUE! | 9.0916 |  | #VALUE! | 0 | #VALUE!
RES_201403_P9T0 | RES_201403 | 0 | 1 | TRUE | Residential | Retail Product Portfolio | Chest Freezers | Non Qualifying | 2018 | #VALUE! | #VALUE! | #VALUE! |  | #VALUE! | -2.9469 |  | #VALUE! | 0 | #VALUE!
RES_201403_P9T1 | RES_201403 | 0 | 0 | TRUE | Residential | Retail Product Portfolio | Chest Freezers | Energy Star | 2018 | #VALUE! | #VALUE! | #VALUE! |  | #VALUE! | 23.68 |  | #VALUE! | 0 | #VALUE!
RES_201403_P9T2 | RES_201403 | 0 | 0 | TRUE | Residential | Retail Product Portfolio | Chest Freezers | ENERGY STAR +5% | 2018 | #VALUE! | #VALUE! | #VALUE! |  | #VALUE! | 49.0365 |  | #VALUE! | 0 | #VALUE!
RES_201403_P10T1 | RES_201403 | 0 | 0 | TRUE | Residential | Retail Product Portfolio | Compact Freezers | Energy Star | 2018 | #VALUE! | #VALUE! | #VALUE! |  | #VALUE! | 0 |  | #VALUE! | 0 | #VALUE!
RES_201403_P10T0 | RES_201403 | 0 | 0 | TRUE | Residential | Retail Product Portfolio | Compact Freezers | Non Qualifying | 2018 | #VALUE! | #VALUE! | #VALUE! |  | #VALUE! | 2.333 |  | #VALUE! | 0 | #VALUE!
RES_201403_P3T1 | RES_201403 | 0 | 0 | TRUE | Residential | Retail Product Portfolio | Room AC | Energy Star | 2018 | #VALUE! | #VALUE! | #VALUE! |  | #VALUE! | 72.3923 |  | #VALUE! | 0 | #VALUE!
RES_201403_P4T1 | RES_201403 | 0 | 0 | TRUE | Residential | Retail Product Portfolio | Home Audio | Energy Star | 2018 | #VALUE! | #VALUE! | #VALUE! |  | #VALUE! | 0 |  | #VALUE! | 0 | #VALUE!
RES_201101_P1T1 | RES_201101 | 0 | 0 | TRUE | Residential | Super-Efficient Dryers | Clothes Dryers | UCEF 3.00 to 3.39 | 2018 | #VALUE! | #VALUE! | #VALUE! |  | #VALUE! | 54.4258 |  | #VALUE! | 0 | #VALUE!
RES_201101_P1T2 | RES_201101 | 0 | 0 | TRUE | Residential | Super-Efficient Dryers | Clothes Dryers | UCEF 3.40 to 3.99 | 2018 | #VALUE! | #VALUE! | #VALUE! |  | #VALUE! | 171.7062 |  | #VALUE! | 0 | #VALUE!
RES_201101_P1T3 | RES_201101 | 0 | 0 | TRUE | Residential | Super-Efficient Dryers | Clothes Dryers | UCEF 4.00 to 4.99 | 2018 | #VALUE! | #VALUE! | #VALUE! |  | #VALUE! | 95.9988 |  | #VALUE! | 0 | #VALUE!
RES_201101_P1T4 | RES_201101 | 0 | 0 | TRUE | Residential | Super-Efficient Dryers | Clothes Dryers | UCEF 5.00 to 5.99 | 2018 | #VALUE! | #VALUE! | #VALUE! |  | #VALUE! | 104.7094 |  | #VALUE! | 0 | #VALUE!
RES_201101_P1T5 | RES_201101 | 0 | 0 | TRUE | Residential | Super-Efficient Dryers | Clothes Dryers | UCEF 6.00 to 6.99 | 2018 | #VALUE! | #VALUE! | #VALUE! |  | #VALUE! | 53.0651 |  | #VALUE! | 0 | #VALUE!
RES_201101_P1T6 | RES_201101 | 0 | 0 | TRUE | Residential | Super-Efficient Dryers | Clothes Dryers | UCEF 7.00 to 7.99 | 2018 | #VALUE! | #VALUE! | #VALUE! |  | #VALUE! | 41.4952 |  | #VALUE! | 0 | #VALUE!
RES_201403_P8T0
RES_201403_P8T1
RES_201403_P8T2
RES_201403_P8T3
Note on L3: Christina Steinhoff: The historical values are Local Program Units reported by Energy Trust of Oregon, Bonneville Power Administration, and local utilities. The forecast are based on historical trends, surveys of funders and program expectations.
Note on M3: Christina Steinhoff: The Power Plan incorporates baseline in the savings rate calculation. In many cases, it also attributes a percent of the savings to baseline. These Baseline Units represent those percentages.

## Ind_Lighting
[7 empty] | Summary Page | [12 empty] | 7th Plan
[7 empty] | Reduced Wattage Lamp Replacement: | Develop an upstream platform with distributors and manufacturers that influences the stocking and sales practices of efficient lighting products that can be leveraged for lighting initiatives. | [7 empty] | Source | RTF |  |  | RTF
Lookups | [6 empty] | Measure |  |  |  |  | Units |  |  |  |  | Savings Rate |  | aMW Savings
Measure Index | Initiative Index | Code | Standard | Duplicate? | IOU Savings Category | Reportable | Sector | Initiative | Product | Tier | Year | Total Regional Savings | Gross Local Program | Council Baseline | Baseline Assumption | Funder Share | kWh/ Unit-Yr. | Comments | Total Savings | Local Programs | Remaining Savings
COM_201403_P3T1 | COM_201403 | 0 | 0 | 1 | 1 | TRUE | Commercial | Reduced Wattage Lamp Replacement | T8 Fluorescent 28W- Industrial | Tier 1 | 2018 | 203002.9038 | 1768.8311 | 0 | The current practice baseline is incorporated in the savings rate analysis | 14.2% | 5.9158 | RTF Analysis of Non-residential midstream lighting measures. | 0.019467 | 0.00016962 | 0.019297
COM_201403_P4T1 | COM_201403 | 0 | 0 | 1 | 1 | TRUE | Commercial | Reduced Wattage Lamp Replacement | T8 Fluorescent 25W- Industrial | Tier 1 | 2018 | 3565.2544 | 2.9945 | 0 | The current practice baseline is incorporated in the savings rate analysis | 14.2% | 5.9158 | RTF Analysis of Non-residential midstream lighting measures. | 0.00034189 | 2.8716e-07 | 0.0003416
COM_201403_P3T1 | COM_201403 | 0 | 0 | 1 | 1 | TRUE | Commercial | Reduced Wattage Lamp Replacement | T8 Fluorescent 28W- Industrial | Tier 1 | 2019 | 179809.7811 | 1768.8311 | 0 | The current practice baseline is incorporated in the savings rate analysis | 14.2% | 5.9158 | RTF Analysis of Non-residential midstream lighting measures. | 0.017243 | 0.00016962 | 0.017073
COM_201403_P4T1 | COM_201403 | 0 | 0 | 1 | 1 | TRUE | Commercial | Reduced Wattage Lamp Replacement | T8 Fluorescent 25W- Industrial | Tier 1 | 2019 | 2932.5474 | 2.9945 | 0 | The current practice baseline is incorporated in the savings rate analysis | 14.2% | 5.9158 | RTF Analysis of Non-residential midstream lighting measures. | 0.00028122 | 2.8716e-07 | 0.00028093
COM_201403_P3T1 | COM_201403 | 0 | 0 | 1 | 1 | TRUE | Commercial | Reduced Wattage Lamp Replacement | T8 Fluorescent 28W- Industrial | Tier 1 | 2020 | 147899.8832 | 1768.8311 | 0 | The current practice baseline is incorporated in the savings rate analysis | 14.2% | 4.8862 | RTF Analysis of Non-residential midstream lighting measures. | 0.011714 | 0.0001401 | 0.011574
COM_201403_P4T1 | COM_201403 | 0 | 0 | 1 | 1 | TRUE | Commercial | Reduced Wattage Lamp Replacement | T8 Fluorescent 25W- Industrial | Tier 1 | 2020 | 2412.1236 | 2.9945 | 0 | The current practice baseline is incorporated in the savings rate analysis | 14.2% | 4.8862 | RTF Analysis of Non-residential midstream lighting measures. | 0.00019105 | 2.3718e-07 | 0.00019082
COM_201403_P3T1 | COM_201403 | 0 | 0 | 1 | 1 | TRUE | Commercial | Reduced Wattage Lamp Replacement | T8 Fluorescent 28W- Industrial | Tier 1 | 2021 | 121652.8673 | 1768.8311 | 0 | The current practice baseline is incorporated in the savings rate analysis | 14.2% | 4.8862 | RTF Analysis of Non-residential midstream lighting measures. | 0.0096356 | 0.0001401 | 0.0094955
COM_201403_P4T1 | COM_201403 | 0 | 0 | 1 | 1 | TRUE | Commercial | Reduced Wattage Lamp Replacement | T8 Fluorescent 25W- Industrial | Tier 1 | 2021 | 1984.0567 | 2.9945 | 0 | The current practice baseline is incorporated in the savings rate analysis | 14.2% | 4.8862 | RTF Analysis of Non-residential midstream lighting measures. | 0.00015715 | 2.3718e-07 | 0.00015691
Baseline Assumption - Luminaire Lighting Controls
[7 empty] | Source File: | Com-InteriorLightingControls-7P_V10.xlsx
From SavingsNew worksheet:
[8 empty] | Office |  |  | Retail |  |  |  | School |  | Warehouse | Grocery |  | Restaurant | Lodging | Health |  | Assembly | Other
[8 empty] | Large Off | Medium Off | Small Off | Xlarge Ret | Large Ret | Medium Ret | Small Ret | School K-12 | University | Warehouse | Supermarket | MiniMart | Restaurant | Lodging | Hospital | Residential Care | Assembly | Other
[7 empty] | Baseline Lighting EUI (After LPD measures) | 1.6924 | 1.2193 | 1.1322 | 2.9576 | 1.7102 | 1.8127 | 1.3357 | 1.0493 | 1.0493 | 0.63055 | [7 empty] | 1.3486
[7 empty] | Control Factor (Integrated) | 0.35 | 0.35 | 0.35 | 0.35 | 0.35 | 0.35 | 0.35 | 0.35 | 0.35 | 0.4 | [7 empty] | 0.35
Savings Rate - T8 Linear Fluorescent Lamp Measures
[7 empty] | The 7th Plan uses market average approach to calculate savings for the low watt lamps. See details below. | The 7th Plan uses market average approach to calculate savings for the low watt lamps. See details below.
[7 empty] | Source File: | Com-HPLowPowerGSFL-7P_V8.xlsx
[9 empty] | 32W | 28W | 25W
[8 empty] | UEC (kWh/Lamp) | 99.54 | 89.46 | 83.34
[8 empty] | Wattage Mix | 32W | 28W | 25W |  | Avg. Lamp UEC
[8 empty] | Baseline | 80% | 15% | 5% |  | 96.5289
[8 empty] | Max Shift to Low W | 30% | 50% | 20% |  | 90.6131
[12 empty] | Per-Lamp Savings (kWh/Lamp) | 5.9158
From GSFL Final Rule worksheet:
[9 empty] | CBSA Hrs_Light | GSFL Hrs_Light
[7 empty] | Hours | 3600 | 3600 | 4058
With Existing Ballast (Standard Electronic)
[7 empty] | From GSFL Final Rule |  |  |  | Lamps | System Watts |  |  |  | system watts per lamp | Annual System Energy (kWh) |  | Base Sales Mix (fc 2016) | Weighted Average Annual System Energy (kWh) | kWh/lamp savings | WT HVAC Elec Yield
Table 5.3.8 Lamp Replacement Engineering Analysis for a Two-Lamp Instant Start 32 W T8, 4,100 K System in the Commercial and Industrial Sectors
[7 empty] | Efficacy Level | Lamp Diameter | Nominal Wattage | Rated Wattage | Number of Lamps
[7 empty] | Baseline | T8 | 32 | 32.5 | 2 | 55.3 | 2-Lamp | Baseline | T8 32 | 27.65
[7 empty] | EL 1 | T8 | 32 | 32.5 | 2 | 55.3 |  | EL 1 | T8 32 | 27.65 | 199.08 | Base SP32W
[7 empty] | EL 2 | T8 | 25 | 26.6 | 2 | 46.3 |  | EL 2 | T8 25 | 23.15 | 166.68 | HP25W | 5% | 194.436 | 13.878 | 99.29%
[7 empty] | EL 2 | T8 | 32 | 32.5 | 2 | 55.3 |  | EL 2 | T8 32 | 27.65 | 199.08 | HP32W | 80%
[7 empty] | EL 2 | T8 | 28 | 28.4 | 2 | 49.7 |  | EL 2 | T8 28 | 24.85 | 178.92 | HP28W | 15% |  | 7.758
Table 5.3.10 Lamp Replacement Engineering Analysis for a Four-Lamp Instant Start 32 W T8, 4,100 K System in the Commercial and Industrial Sectors
[7 empty] | Baseline | T8 | 32 | 32.5 | 4 | 109 | 4-Lamp | Baseline | T8 32 | 27.25
[7 empty] | EL 1 | T8 | 32 | 32.5 | 4 | 109 |  | EL 1 | T8 32 | 27.25 | 392.4 | Base SP32W
[7 empty] | EL 2 | T8 | 25 | 26.6 | 4 | 91.2 |  | EL 2 | T8 25 | 22.8 | 328.32 | HP25W | 5% | 383.202 | 13.7205
[7 empty] | EL 2 | T8 | 32 | 32.5 | 4 | 109 |  | EL 2 | T8 32 | 27.25 | 392.4 | HP32W | 80%
[7 empty] | EL 2 | T8 | 28 | 28.4 | 4 | 97.9 |  | EL 2 | T8 28 | 24.475 | 352.44 | HP28W | 15% |  | 7.6905
[7 empty] | Source File: | NonResLightingMidstream_v2_1.xlsm
From the RTF Non-Residential Midstream Lighting UES Workbook
[7 empty] | The current practice baseline is incorporated in the savings rate analysis | RTF Analysis of Non-residential midstream lighting measures.
[7 empty] | Measure Application |  | Savings Component | Savings for Period 1 (kwh/yr)
[7 empty] | Retail_RWLF25_2200 to 3999 lumens |  | Lighting | 4.9353
[7 empty] | Retail_RWLF28_2200 to 3999 lumens |  | Lighting | 6.6486
[7 empty] | Retail_RWLF25_2200 to 3999 lumens |  | HVAC | -0.049122
[7 empty] | Retail_RWLF28_2200 to 3999 lumens |  | HVAC | -0.066175
[7 empty] | Retail_RWLF25_2200 to 3999 lumens |  | Lighting & HVAC Combined | 4.8862
[7 empty] | Retail_RWLF28_2200 to 3999 lumens |  | Lighting & HVAC Combined | 6.5825
Baseline Assumption
Note on R2: Christina Steinhoff: -Select "RTF" to see RTF updates. -Select "7th PP" for no update.
Note on N5: Christina Steinhoff: The historical values are Local Program Units reported by Energy Trust of Oregon, Bonneville Power Administration, and local utilities. The forecast are based on historical trends, surveys of funders and program expectations.
Note on O5: Christina Steinhoff: The Power Plan incorporates baseline in the savings rate calculation. In many cases, it also attributes a percent of the savings to baseline. These Baseline Units represent those percentages.
Note on H23: Charlie Grist: LF wattage only, after application of LPD measures. From Com-InteriorLighting. Conservative estimate. Data are in worksheet 'PivotBtype' in workbook 'ComLighitngInterior'.
Note on I23: Charlie Grist: LF wattage only, after application of LPD measures. From Com-InteriorLighting. Conservative estimate. Data are in worksheet 'PivotBtype' in workbook 'ComLighitngInterior'.
Note on J23: Charlie Grist: LF wattage only, after application of LPD measures. From Com-Interior Lighting
Note on K23: Charlie Grist: LF wattage only, after application of LPD measures. From Com-Interior Lighting
Note on L23: Charlie Grist: LF and HID wattage only, after application of LPD measures. From Com-Interior Lighting
Note on M23: Charlie Grist: LF and HID wattage only, after application of LPD measures. From Com-Interior Lighting
Note on N23: Charlie Grist: LF and HID wattage only, after application of LPD measures. From Com-Interior Lighting
Note on O23: Charlie Grist: LF and HID wattage only, after application of LPD measures. From Com-Interior Lighting
Note on P23: Charlie Grist: LF wattage only, after application of LPD measures. From Com-InteriorLighting. Conservative estimate. Data are in worksheet 'PivotBtype' in workbook 'ComLighitngInterior'.
Note on Q23: Charlie Grist: LF wattage only, after application of LPD measures. From Com-InteriorLighting. Conservative estimate. Data are in worksheet 'PivotBtype' in workbook 'ComLighitngInterior'.
Note on R23: Charlie Grist: LF and HID wattage only, after application of LPD measures. From Com-Interior Lighting
Note on Z23: Charlie Grist: LF and HID wattage only, after application of LPD measures. From Com-Interior Lighting

## Window_Attachmts
Summary Page
Window Attachments | The Window Attachments Initiative will create market differentiation and leverage policies to accelerate the adoption of high performance window attachment products in commercial buildings.
Window Attachments measures: Currently in the early phase of program development, may be able to acquire some data to report savings in 2020-2021
Potential Savings Rate Source
There is a Planning RTF UES for medium and large office application: Commercial Secondary Glazing Systems v1.1.xlsm
https://nwcouncil.app.box.com/v/ComSecGlazingSys-v1-1
The program is working on getting market data to forecast savings. When NEEA acquires SGS installation data, NEEA will use the RTF UES for medium/large office installations and will likely use a third party to validate savings for the installations in other building types.

## XMP
Summary Page
Extended Motor Products | The Extended Motor Products (XMP) program aims to increase the adoption of efficient packaged pump systems up to 50 horsepower by leveraging the Hydraulic Institute Energy Rating label and working with pump distributors and manufacturers.
Pump measures: Currently in the early phase of program development, may have some savings to report in 2020-2021
Potential Savings Rate Source
There is a Planning RTF UES for Commercial & Industrial pumps: ComIndAgPumps_1_1.xlsm
https://nwcouncil.app.box.com/v/ComIndAgPumpsv1-1
This new program is working on getting market data to forecast savings. A research is in progress to update the current RTF UES, which we anticipate to be approved 2020. Given the timeline, NEEA will use the UES values from the existing RTF workbook for technical assumption to report 2020-2021 savings.

## Manufactured Homes
Summary Page
Manufactured Homes | The Manufactured Homes Initiative will develop a new voluntary above code specification (NEEM 2.0) and increase adoption with manufactured home factories and retailers as the current volutnary specification (NEEM 1.0) is adopted into the Federal HUD code.
Estimated Total Regional Savings 2020-21: |  | 0.05-0.15 aMW
No estimate for remaining savings - all units are expected to be incented in the near term.
Potential Savings Rate Source
Although there is no equivalent RTF measure, the forum does have a calculator, which NEEA is using for savings rate estimation, given the NEEM specifications
https://nwcouncil.app.box.com/v/MHReplaceSavingCostCalcV1-1