## Readme
2023 CEIP Biennial Update Portfolio Data
Introduction
This workbook presents detailed portfolio CETA-eligible energy, peak capacity, build, emissions, and cost data for each sensitivity portfolio evaluated as part of the 2023 CEIP Biennial Update (Report). Below is a brief description of the worksheets contained in this workbook.
| Portfolio Descriptions | Provides a description for each of the portfolios modeled in this Report.
| CETA Eligible Energy | This worksheet details annual CETA-eligible energy in megawatt-hours by generation type. Annual PSE adjusted loads and the percent CETA eligible energy are also provided.
| Portfolio Costs Summary | Presents the portfolio costs as the 22-year net present value (NPV) for years 2024-2045. The portfolio cost and Social Cost of Greenhouse Gas (SCGHG) are combined to generate a total portfolio cost ('Total Cost'). Columns E and F present the change in cost from the reference portfolio when looking at the Total Cost.
DATA | Portfolio Costs Annual | Presents the annual cost data for each portfolio, in 4 tables: Table 1. Annual Total Portfolio Cost; Table 2. Annual Portfolio Costs (without Social Cost of Greenhouse Gas Costs);Table 3. Social Cost of Greenhouse Gas; and Table 4. Unbundled Renewable Energy Credits (RECs) Costs.
| Emissions | Presents annual emission data for each portfolio, in millions of short tons. Total emissions data are provided, as well as a breakdown of emissions by the following sources: Existing Contracts, Existing Coal, Existing Gas, Market Purchases, and New Peaking Capacity.
| Peak Capacity | Presents the annual summer and winter peak capacity in megawatts for each portfolio.
| Builds Summary | Summarizes the cumulative builds by 2045 for each portfolio.
| Builds Detail | This worksheet presents the cumulative new builds for every electric generating resource technology modeled in this Report. Both cumulative (columns AU-BK) and incremental (columns BM-CC) build summaries are additionally included, with similar resource technologies combined into a single category. For example, 2-, 4-, and 6-hour Li-ion batteries and pumped hydro energy storage (PHES) resources are combined into a single, supply-side storage category for these summary tables.
FIGURES | Fig_PercRenewableEnrgy | Figures presented in Chapter 2 of the Report. All figures illustrate data presented in the 'DATA' worksheets.
Fig_WinterPeakCapacity
Fig_SummerPeakCapacity
Fig_PortfolioCosts
Fig_PercRenewGenRisk
FIGURE DATA | Fig_DATA_PercRenewableEnrgy | This data reorganizes data presented in the 'DATA' worksheets for easier figure building. All figures in the FIGURES worksheet are built on these data.
Fig_DATA_PeakCapacity
Fig_DATA_PercRenewGenRisk

## Portfolio Descriptions
Portfolio ID | Portfolio Name | Description1
| 2023 EPR Preferred Portfolio | Conservation: 284 aMW by 2045 DER Solar: 30 MW/year from 2026-2045 DER Batteries: 25 MW/year from 2026-2031 MT Resources: 400 MW MT east wind + 200 MW MT PHES added in 2026 PNW PHES: 200 MW added in 2026 DR: All programs added
1 | Reference | Started with the 2023 EPR Preferred Portfolio with the following updates: - Removed all generic resources in the CEIP timeframe (2024-2025) - Added 1,077 MW of CETA-eligible supply-side contracts between 2024-2025 - Added DR contracts from the DR RFP - Updated DER solar and storage costs to reflect costs from the DSS RFP
2 | No CETA Bundle 7 | Started with the Reference Portfolio, with the following updates: - Removed CETA requirements - Retained conservation schedule from the 2023 EPR Preferred Portfolio (Bundle 7)
3 | No CETA Vary Bundle | Started with the Reference Portfolio, with the following updates: - Removed CETA requirements - Allowed for cost-effective conservation selection
4 | Reference SCGHG in Dispatch | Similar to Portfolio 1 (Reference), but the accounts for the SCGHG in the dispatch of emitting resources
5 | No CETA Bundl 7 SCGHG in Dispatch | Similar to Portfolio 2 (No CETA Bundle 7), but the accounts for the SCGHG in the dispatch of emitting resources
6 | No CETA Vary Bundle SCGHG in Dispatch | Similar to Portfolio 3 (No CETA Vary Bundle), but the accounts for the SCGHG in the dispatch of emitting resources
Notes
1. All portfolios analyzed in this Report use the 2023 EPR Preferred Portfoilo as a baseline. This field describes the changes made to this baseline.

## CETA Eligible Energy
CETA Eligible Energy, All Data in MWhs
2023 EPR Preferred Portfolio
Resource Group | 2024 | 2025 | 2026 | 2027 | 2028 | 2029 | 2030 | 2031 | 2032 | 2033 | 2034 | 2035 | 2036 | 2037 | 2038 | 2039 | 2040 | 2041 | 2042 | 2043 | 2044 | 2045
PSE Load | 22404840 | 22715496 | 23068988 | 23362105 | 23749816 | 24066962 | 24519076 | 25001932 | 25541471 | 25894115 | 26418447 | 26947059 | 27568342 | 28015005 | 28499889 | 29039238 | 29670582 | 30145108 | 30634514 | 31267434 | 31903401 | 32401151
Existing DSM (C&S + Solar PV) | 60255.8203 | 171037.7383 | 304569.7656 | 460990.7656 | 594914.6406 | 814050.8594 | 1065618.6562 | 1246065.8438 | 1551232.7812 | 1873280.2812 | 2080073.4375 | 2289176.4375 | 2503872.5625 | 2706275.9375 | 2908904.25 | 3115128.375 | 3327869.625 | 3526383.75 | 3729297.125 | 3941389.625 | 4170888.25 | 4381295.625
Line Loss | 1742877.566 | 1758467.7444 | 1775624.6223 | 1786286.9103 | 1806082.306 | 1813727.069 | 1829369.6728 | 1852957.5602 | 1871238.5811 | 1873625.1081 | 1898393.1379 | 1923314.8399 | 1955028.6161 | 1974080.8669 | 1996096.8105 | 2022080.5507 | 2054731.5652 | 2076260.4915 | 2098606.9162 | 2131431.4613 | 2163135.9945 | 2185548.7193
Adjusted Load Interim | 20601706.6137 | 20785990.5173 | 20988793.6121 | 21114827.3241 | 21348819.0533 | 21439184.0717 | 21624087.6709 | 21902908.5961 | 22118999.6377 | 22147209.6107 | 22439980.4246 | 22734567.7226 | 23109440.8214 | 23334648.1956 | 23594887.9395 | 23902029.0742 | 24287980.8097 | 24542463.7585 | 24806609.9588 | 25194612.9138 | 25569376.7555 | 25834306.6557
New Energy Efficiency | 60463.6393 | 192875.5271 | 329654.8099 | 470948.0076 | 619317.4472 | 768542.3398 | 926098.2866 | 1092697.4062 | 1263546.1963 | 1423535.4736 | 1534748.172 | 1588855.0118 | 1653322.7781 | 1722563.2456 | 1800514.8372 | 1883608.5382 | 1971897.5701 | 2037190.7239 | 2112034.4839 | 2196839.4609 | 2280926.7202 | 2341089.7037
Existing Demand Response | 0 | 0 | 0 | 0 | 0 | 0 | 0 | 0 | 0 | 0 | 0 | 0 | 0 | 0 | 0 | 0 | 0 | 0 | 0 | 0 | 0 | 0
New Demand Response | 5741.09 | 9621.5 | 16649.5999 | 20363.9998 | 24244.0001 | 25487.5999 | 26834.8001 | 28201.6005 | 29550.4001 | 30770.8002 | 31446.8002 | 32132.8006 | 32786.8001 | 33336 | 34278.7999 | 34558.7996 | 34850.0003 | 32860.6005 | 35260.7999 | 35468.8002 | 35660.7999 | 35772.3999
PURPA Contracts | 234363.5469 | 177312.2295 | 155535.166 | 155535.166 | 155861.5469 | 155432.334 | 117189.9512 | 116238.1934 | 39338.1126 | 38996.5703 | 38943.9258 | 37897.0625 | 37851.4922 | 5248.6567 | 0 | 0 | 0 | 0 | 0 | 0 | 0 | 0
Green Direct (Load Reducing) | 728076.9688 | 726421.2812 | 1051741.2812 | 1051741.2812 | 1055187.9688 | 1051741.2812 | 1051741.2812 | 1051741.2812 | 1055187.9688 | 1051741.2812 | 1051741.2812 | 1051741.2812 | 0 | 0 | 0 | 0 | 0 | 0 | 0 | 0 | 0 | 0
CEIP Solar - Load Reduction | 82428.5 | 118301.7109 | 118301.7109 | 118301.7109 | 118397.2969 | 118301.7109 | 118301.7109 | 118180.8438 | 118267.1016 | 118301.7109 | 118300.9219 | 117544.8516 | 118113.75 | 117138.875 | 112766.2734 | 108870.3828 | 111169.1562 | 107587.6328 | 106348.7734 | 109244.8672 | 110928.7031 | 106018.8125
Adjusted Load Final | 19490632.8688 | 19561458.2685 | 19316911.0441 | 19297937.1585 | 19375810.7936 | 19319678.8058 | 19383921.6408 | 19495849.271 | 19613109.8583 | 19483863.7744 | 19664799.3235 | 19906396.7149 | 21267366.0011 | 21456361.4183 | 21647328.0289 | 21874991.3536 | 22170064.0831 | 22364824.8013 | 22552965.9015 | 22853059.7854 | 23141860.5323 | 23351425.7397
New Wind | 981333 | 1951920 | 3541992 | 3541992 | 3560014 | 3541992 | 4843243.625 | 5597572.9688 | 6006185.625 | 6354373.375 | 6353163.7812 | 7101348.9375 | 7137397.625 | 7883511.1562 | 10478360.375 | 10439935.1562 | 10461228.5938 | 10676674.9688 | 10709197.25 | 12516347.3125 | 12891689.2188 | 12740985.9375
New Solar | 219250 | 218494.7031 | 218385.3906 | 218276.0938 | 657311.5 | 1529462.8906 | 1528697.7812 | 1527799.4844 | 1531643.0625 | 1526402.4375 | 1962839.3281 | 2615907.125 | 2842253.4375 | 3049387.5625 | 3010551.8906 | 4025172.4531 | 4039573.2969 | 4348217.2188 | 4394511.8906 | 4373217.5 | 4386900.625 | 4629233.3594
New DER/Non-Wires Alternatives | 5844.9302 | 50919.3115 | 95844.0127 | 140768.7139 | 190339.6299 | 238105.5664 | 283030.2676 | 329173.8232 | 375700.2773 | 421652.9209 | 467895.29 | 513679.4663 | 560259.7324 | 604897.708 | 642375.6597 | 674505.147 | 717272.3843 | 746667.6182 | 800291.4019 | 842689.8809 | 879501.6304 | 932722.2627
New Biomass | 0 | 0 | 0 | 0 | 0 | 0 | 0 | 0 | 0 | 0 | 0 | 0 | 0 | 0 | 0 | 0 | 0 | 0 | 0 | 0 | 0 | 0
New Hybrid | 219250 | 543814.7031 | 1412949.3906 | 1412730.7969 | 1746286.25 | 2825461.5781 | 2824627.1406 | 2824014.2812 | 2836950.5625 | 2823209.9844 | 2822978.8906 | 2820926.9062 | 2834315.375 | 2817929.3594 | 3106542.0625 | 3065160.2031 | 3085841.8438 | 3050378.7656 | 3074006.7969 | 3075613.1875 | 3091610.6875 | 3384875.2656
New Nuclear | 0 | 0 | 0 | 0 | 0 | 0 | 0 | 0 | 0 | 0 | 0 | 0 | 0 | 0 | 0 | 0 | 0 | 0 | 0 | 0 | 0 | 0
New Hydrogen | 0 | 0 | 0 | 0 | 0 | 0 | 0 | 0 | 0 | 0 | 0 | 0 | 0 | 0 | 0 | 15946.1363 | 120539.2098 | 136281.4978 | 256099.0111 | 256119.637 | 268191.7061 | 384995.3569
New Biodiesel | 39870.8633 | 39800.5039 | 39800.3545 | 39800.2529 | 39800.2555 | 39800.2383 | 39800.3711 | 39800.3501 | 39708.3604 | 39800.355 | 39800.4109 | 39800.239 | 39654.0122 | 39800.2734 | 39800.2437 | 39800.2384 | 39800.1992 | 39800.2104 | 39835.1218 | 39800.2092 | 39800.2532 | 45453.9976
Green Direct (CET Elibible) | 0 | 0 | 0 | 0 | 0 | 0 | 0 | 0 | 0 | 0 | 0 | 0 | 1054061.4375 | 1048204.6875 | 1033023.5 | 1027666.9375 | 1037355.5 | 1028419.3125 | 994475.6562 | 713731.5938 | 715968.9688 | 707194.5312
CEIP Solar - CETA Eligible | 0 | 0 | 0 | 0 | 0 | 0 | 0 | 0 | 0 | 0 | 0 | 0 | 0 | 0 | 0 | 0 | 0 | 0 | 0 | 0 | 0 | 0
Existing Wind | 4214014.5781 | 4199478.6953 | 4199459.0703 | 4189492.1328 | 4077490.1406 | 4063581.8828 | 4060621.3828 | 4061035.1953 | 4069344.8906 | 4059292.2578 | 4054594.1328 | 4038177.7578 | 4059163.8281 | 4025538.0703 | 3898110.8984 | 3872937.3828 | 3885989.1406 | 3834816.2578 | 3166073.8047 | 1952651.8828 | 1960629.9531 | 1952651.8828
Existing Solar | 960.215 | 957.45 | 957.45 | 957.45 | 960.215 | 957.45 | 957.45 | 957.45 | 960.215 | 957.45 | 957.45 | 957.45 | 960.215 | 957.45 | 955.745 | 957.45 | 960.215 | 957.45 | 957.02 | 957.45 | 960.215 | 957.45
Existing Biomass | 131357.4062 | 130980 | 130980 | 130980 | 131357.4062 | 130980 | 130980 | 130980 | 131357.4062 | 130980 | 130980 | 130980 | 131357.4062 | 130980 | 0 | 0 | 0 | 0 | 0 | 0 | 0 | 0
Existing Hydro | 5899618.3203 | 5476008.0938 | 5525399.2031 | 5021282.5234 | 4987790.3672 | 4942575.2578 | 4982359.4062 | 4982302.6055 | 4980938.875 | 4852795.3516 | 4950751.1094 | 4742828.25 | 4546597.0547 | 4406085.5312 | 4142837.6953 | 3986797.0859 | 3965359.2812 | 3887642.9766 | 3964463.1562 | 3903063.3828 | 3944064.875 | 3844217.7109
Existing Hydrogen | 0 | 0 | 0 | 0 | 0 | 0 | 34602.9847 | 37912.0347 | 30144.4557 | 49814.9404 | 41024.8868 | 314169.2913 | 411281.0235 | 516942.2411 | 426733.6125 | 623753.6839 | 1031848.344 | 1118851.1141 | 1310315.0794 | 1310051.0964 | 1313174.6629 | 1586811.2783
CETA Eligible Energy | 11711499.3132 | 12612373.4608 | 15165766.8719 | 14696279.9637 | 15391349.7645 | 17312916.8641 | 18728920.4093 | 19531548.1932 | 20002933.7303 | 20259279.0726 | 20824985.28 | 22318775.4232 | 23617301.1472 | 24524234.0398 | 26779291.6827 | 27772631.8743 | 28385768.0086 | 28868707.3905 | 28710226.1889 | 28984243.1328 | 29492492.7958 | 30210099.033
CETA Resources / CETA Adjusted Load (%) | 60.09% | 64.48% | 78.51% | 76.15% | 79.44% | 89.61% | 96.62% | 100.2% | 102% | 104% | 105.9% | 112.1% | 111% | 114.3% | 123.7% | 127% | 128% | 129.1% | 127.3% | 126.8% | 127.4% | 129.4%
1 Reference
Resource Group | 2024 | 2025 | 2026 | 2027 | 2028 | 2029 | 2030 | 2031 | 2032 | 2033 | 2034 | 2035 | 2036 | 2037 | 2038 | 2039 | 2040 | 2041 | 2042 | 2043 | 2044 | 2045
PSE Load | 22404840 | 22715496 | 23068988 | 23362105 | 23749816 | 24066962 | 24519076 | 25001932 | 25541471 | 25894115 | 26418447 | 26947059 | 27568342 | 28015005 | 28499889 | 29039238 | 29670582 | 30145108 | 30634514 | 31267434 | 31903401 | 32401151
Existing DSM (C&S + Solar PV) | 60255.8203 | 171037.7383 | 304569.7656 | 460990.7656 | 594914.6406 | 813949.4531 | 1065480.0312 | 1245765.2812 | 1550941.4062 | 1872346.25 | 2078952.5625 | 2287348.125 | 2503872.5625 | 2706275.9375 | 2910083.25 | 3115128.375 | 3327869.625 | 3526383.75 | 3729803.25 | 3941389.625 | 4170888.25 | 4381295.625
Line Loss | 1742877.566 | 1758467.7444 | 1775624.6223 | 1786286.9103 | 1806082.306 | 1813734.9787 | 1829380.4856 | 1852981.0041 | 1871261.3083 | 1873697.9625 | 1898480.5661 | 1923457.4482 | 1955028.6161 | 1974080.8669 | 1996004.8485 | 2022080.5507 | 2054731.5652 | 2076260.4915 | 2098567.4385 | 2131431.4613 | 2163135.9945 | 2185548.7193
Adjusted Load Interim | 20601706.6137 | 20785990.5173 | 20988793.6121 | 21114827.3241 | 21348819.0533 | 21439277.5682 | 21624215.4832 | 21903185.7147 | 22119268.2854 | 22148070.7875 | 22441013.8714 | 22736253.4268 | 23109440.8214 | 23334648.1956 | 23593800.9015 | 23902029.0742 | 24287980.8097 | 24542463.7585 | 24806143.3115 | 25194612.9138 | 25569376.7555 | 25834306.6557
New Energy Efficiency | 200058.5 | 200058.5 | 329654.8099 | 470948.0076 | 619317.4472 | 768431.3207 | 925902.1951 | 1092414.4096 | 1263323.2436 | 1422892.2028 | 1534230.5629 | 1587871.1354 | 1653322.7781 | 1722563.2456 | 1801471.3443 | 1883608.5382 | 1971897.5701 | 2037190.7239 | 2112276.3215 | 2196839.4609 | 2280926.7202 | 2341089.7037
Existing Demand Response | 5324.8 | 9920 | 12353.2002 | 12046.7998 | 10528 | 8474 | 11658.3999 | 14745.7998 | 15432.3999 | 16731.2998 | 17798.5 | 18786.7998 | 19465.7998 | 19441.5996 | 16998.4004 | 16202 | 17420 | 19053.5996 | 19708.4004 | 19708.4004 | 19206.7998 | 18520
New Demand Response | 0 | 0 | 0 | 0 | 0 | 0 | 0 | 0 | 0 | 0 | 0 | 0 | 0 | 0 | 0 | 0 | 0 | 0 | 0 | 0 | 0 | 0
PURPA Contracts | 663952.9102 | 526314.8184 | 115582.1152 | 115582.1152 | 115855.5742 | 115557.3027 | 77921.6055 | 76899.2285 | 59.6561 | 0 | 0 | 0 | 0 | 0 | 0 | 0 | 0 | 0 | 0 | 0 | 0 | 0
Green Direct (Load Reducing) | 728076.9688 | 726421.2812 | 1051741.2812 | 1051741.2812 | 1055187.9688 | 1051675.4062 | 1051673.1875 | 1051660.5 | 1055181.125 | 1051650.6562 | 1051668.7188 | 1051283 | 0 | 0 | 0 | 0 | 0 | 0 | 0 | 0 | 0 | 0
CEIP Solar - Load Reduction | 9299.4333 | 31559.6011 | 31559.6011 | 31559.6011 | 31582.2473 | 31552.9318 | 31443.0155 | 31441.8801 | 30833.7783 | 29522.9202 | 27992.4802 | 27941.931 | 27894.9907 | 27709.6013 | 26192.113 | 25740.1853 | 25951.9575 | 25787.1052 | 24627.8435 | 25489.7146 | 25002.8245 | 1946.7371
Adjusted Load Final | 18994994.0014 | 19291716.3166 | 19447902.6044 | 19432949.5192 | 19516347.8159 | 19463586.6068 | 19525617.0797 | 19636023.8967 | 19754438.0825 | 19627273.7085 | 19809323.6095 | 20050370.5605 | 21408757.2528 | 21564933.7491 | 21749139.0438 | 21976478.3507 | 22272711.2821 | 22460432.3298 | 22649530.7461 | 22952575.3378 | 23244240.4111 | 23472750.215
New Wind | 0 | 0 | 2599251 | 4259070 | 4605409 | 4909710 | 4909710 | 5665424 | 5691684 | 6368601 | 6368601 | 7124315 | 8302168.7188 | 8259532.8438 | 10113250.9062 | 10857008.875 | 10939997 | 10904876.75 | 10832599.6562 | 11999870.7812 | 12056027.2188 | 12686342.4375
New Solar | 0 | 0 | 218604 | 218494.7031 | 219030.75 | 218276.0938 | 1092582.7969 | 1092036.2969 | 1094715.25 | 1528151.2656 | 1527386.1719 | 1526621 | 1528932.6094 | 1742919.9062 | 3044109.5469 | 3039406.1875 | 3013188.7969 | 3007108.0781 | 3620361.375 | 3648864.8281 | 3654508 | 3638379.9375
New DER/Non-Wires Alternatives | 0 | 0 | 44924.7012 | 95689.6133 | 145224.0303 | 193025.9316 | 237880.1445 | 284076.0674 | 330596.0088 | 376482.0605 | 422717.7598 | 468968.125 | 515281.9912 | 561161.5117 | 601566.5776 | 643366.4219 | 688705.0859 | 733644.9712 | 773792.1504 | 818164.4092 | 862703.126 | 911698.0278
New Biomass | 0 | 0 | 0 | 0 | 0 | 0 | 0 | 0 | 0 | 0 | 0 | 0 | 0 | 0 | 0 | 0 | 0 | 0 | 0 | 0 | 0 | 0
New Hybrid | 0 | 0 | 650640 | 975960 | 2616888 | 3252307.4062 | 3252799.75 | 3252531.4375 | 3270865.375 | 3253076.5938 | 3253086.6562 | 3253072.4688 | 3268363.7812 | 3250663.7188 | 3211516.6875 | 3206437.2812 | 3227731.9375 | 3217189.8438 | 4056936.3125 | 4066311.3906 | 4105840.7188 | 4077040.9375
New Nuclear | 0 | 0 | 0 | 0 | 0 | 0 | 0 | 0 | 0 | 0 | 0 | 0 | 0 | 0 | 0 | 0 | 0 | 0 | 0 | 0 | 0 | 0
New Hydrogen | 0 | 0 | 0 | 0 | 0 | 0 | 0 | 0 | 26.375 | 0 | 0 | 694.0782 | 20741.0068 | 87545.5876 | 102963.4443 | 164094.0076 | 246500.4421 | 391571.9211 | 527439.6232 | 527445.7586 | 547411.2637 | 578185.1349
New Biodiesel | 0 | 0 | 39800.2305 | 39800.3291 | 39800.2209 | 39800.3218 | 39869.8418 | 39800.2559 | 39800.209 | 39800.23 | 39800.2256 | 39718.7761 | 39800.2039 | 39655.083 | 39800.3267 | 39800.3955 | 39800.3535 | 39800.2002 | 39800.3496 | 39653.1575 | 39800.2383 | 48759.5107
Green Direct (CET Elibible) | 0 | 0 | 0 | 0 | 0 | 0 | 0 | 0 | 0 | 0 | 0 | 0 | 1052211.5938 | 1049389.75 | 1038067.0312 | 1037533.2812 | 1044675.5312 | 1039769.5625 | 995698.5 | 720745.6562 | 724501.5938 | 721155.125
CEIP Solar - CETA Eligible | 2183.9299 | 87465.1094 | 87027.7812 | 86592.6406 | 86251.9766 | 85728.8828 | 85300.1172 | 84852.9531 | 84539.8359 | 84004.75 | 83606.9844 | 83144.625 | 82861.6719 | 82359.1406 | 81947.3438 | 81537.6016 | 81216.8281 | 80724.2734 | 80320.6484 | 79919.0391 | 79604.6328 | 60447.9375
Existing Wind | 4214014.5781 | 4244893.6758 | 4463738.6016 | 4453771.6641 | 4341079.7969 | 4322941.7969 | 4320097.8594 | 4320149.6719 | 4334790.1797 | 4311018.5312 | 4310440.4219 | 4304777.1797 | 4319938.6094 | 4301799.9766 | 4195699.7266 | 4180034.4141 | 4175865.4844 | 3928420.0078 | 3185000.8359 | 1952651.8828 | 1960629.9531 | 1952651.8828
Existing Solar | 960.215 | 957.45 | 957.45 | 957.45 | 960.215 | 957.45 | 957.45 | 957.355 | 960.215 | 957.43 | 957.45 | 956.99 | 960.215 | 957.45 | 957.45 | 957.45 | 960.215 | 957.45 | 956.965 | 957.45 | 960.215 | 957.45
Existing Biomass | 131357.4062 | 130980 | 130980 | 130980 | 131357.4062 | 130968.8984 | 130968.8984 | 130924.5 | 131335.2031 | 130877.3281 | 130897.6719 | 130888.4219 | 131357.4062 | 130980 | 0 | 0 | 0 | 0 | 0 | 0 | 0 | 0
Existing Hydro | 7806561.2451 | 6356183.6094 | 6061407.844 | 5541260.8359 | 5500374.7031 | 4968107.75 | 5021405.2031 | 5020636.5 | 5027964.9375 | 4868702.5547 | 4976231.168 | 4823803.4727 | 4575620.4102 | 4461592.376 | 4182164.5 | 4166342.3906 | 4152860.6172 | 4207693.1562 | 4040885.9766 | 4067679.3984 | 4141986.2266 | 4085130.7812
Existing Hydrogen | 0 | 0 | 0 | 0 | 0 | 0 | 16839.1641 | 14538.5622 | 12052.8189 | 25178.3767 | 26986.6562 | 301883.8332 | 300784.9484 | 399152.6417 | 295749.2903 | 457138.2346 | 869608.5602 | 981529.0383 | 1152035.3097 | 1187012.2739 | 1192124.327 | 1469454.623
CETA Eligible Energy | 12155077.3745 | 10820479.8446 | 14297331.6085 | 15802577.2361 | 17686376.0991 | 18121824.5316 | 19108411.2254 | 19905927.5998 | 20019330.408 | 20986850.1206 | 21140712.1657 | 22058843.9705 | 24139023.1661 | 24367709.9859 | 26907792.8311 | 27873656.5409 | 28481110.8521 | 28533285.2526 | 29305827.7026 | 29109276.0257 | 29366097.5137 | 30230203.7856
CETA Resources / CETA Adjusted Load (%) | 63.99% | 56.09% | 73.52% | 81.32% | 90.62% | 93.11% | 97.86% | 101.4% | 101.3% | 106.9% | 106.7% | 110% | 112.8% | 113% | 123.7% | 126.8% | 127.9% | 127% | 129.4% | 126.8% | 126.3% | 128.8%
2 No CETA Bundle 7
Resource Group | 2024 | 2025 | 2026 | 2027 | 2028 | 2029 | 2030 | 2031 | 2032 | 2033 | 2034 | 2035 | 2036 | 2037 | 2038 | 2039 | 2040 | 2041 | 2042 | 2043 | 2044 | 2045
PSE Load | 22404840 | 22715496 | 23068988 | 23362105 | 23749816 | 24066962 | 24519076 | 25001932 | 25541471 | 25894115 | 26418447 | 26947059 | 27568342 | 28015005 | 28499889 | 29039238 | 29670582 | 30145108 | 30634514 | 31267434 | 31903401 | 32401151
Existing DSM (C&S + Solar PV) | 60255.8203 | 171037.7383 | 304569.7656 | 460990.7656 | 594914.6406 | 814050.8594 | 1065618.6562 | 1245668.1562 | 1550705.0312 | 1873200.7812 | 2079698.25 | 2288295.4375 | 2503872.5625 | 2705808.8125 | 2909202.125 | 3115128.375 | 3327869.625 | 3526383.75 | 3729803.25 | 3941389.625 | 4170888.25 | 4381295.625
Line Loss | 1742877.566 | 1758467.7444 | 1775624.6223 | 1786286.9103 | 1806082.306 | 1813727.069 | 1829369.6728 | 1852988.5798 | 1871279.7456 | 1873631.3091 | 1898422.4025 | 1923383.5579 | 1955028.6161 | 1974117.3026 | 1996073.5762 | 2022080.5507 | 2054731.5652 | 2076260.4915 | 2098567.4385 | 2131431.4613 | 2163135.9945 | 2185548.7193
Adjusted Load Interim | 20601706.6137 | 20785990.5173 | 20988793.6121 | 21114827.3241 | 21348819.0533 | 21439184.0717 | 21624087.6709 | 21903275.2639 | 22119486.2232 | 22147282.9097 | 22440326.3475 | 22735380.0046 | 23109440.8214 | 23335078.8849 | 23594613.2987 | 23902029.0742 | 24287980.8097 | 24542463.7585 | 24806143.3115 | 25194612.9138 | 25569376.7555 | 25834306.6557
New Energy Efficiency | 200058.5 | 200058.5 | 329654.8099 | 470948.0076 | 619317.4472 | 768542.3398 | 926098.2866 | 1092520.4752 | 1263413.44 | 1423383.1902 | 1534578.5823 | 1588643.5627 | 1653322.7781 | 1722411.3976 | 1800571.4046 | 1883551.7531 | 1971897.5701 | 2037190.7239 | 2112330.98 | 2196839.4609 | 2280926.7202 | 2341089.7037
Existing Demand Response | 5004.8 | 9920 | 11552.7998 | 10421.6001 | 11162.7998 | 10026 | 11095.6001 | 14117.6001 | 15432.3999 | 17264.9004 | 18520 | 19562.7998 | 18910.5996 | 19421.5996 | 17847.5996 | 18762.4004 | 18446.7998 | 19421.5996 | 20096.4004 | 20363.2002 | 20217.5996 | 17625.2002
New Demand Response | 0 | 0 | 0 | 0 | 0 | 0 | 0 | 0 | 0 | 0 | 0 | 0 | 0 | 0 | 0 | 0 | 0 | 0 | 0 | 0 | 0 | 0
PURPA Contracts | 665246.5352 | 525675.1621 | 115582.1152 | 115582.1152 | 115855.5742 | 115582.1152 | 77939.6348 | 76938.1523 | 59.6426 | 0 | 0 | 0 | 0 | 0 | 0 | 0 | 0 | 0 | 0 | 0 | 0 | 0
Green Direct (Load Reducing) | 728076.9688 | 726421.2812 | 1051741.2812 | 1051741.2812 | 1055187.9688 | 1051741.2812 | 1051741.2812 | 1051734.4375 | 1055025.9688 | 1051741.2812 | 1051732.3125 | 1051692.7188 | 0 | 0 | 0 | 0 | 0 | 0 | 0 | 0 | 0 | 0
CEIP Solar - Load Reduction | 9299.4333 | 31559.6011 | 31559.6011 | 31559.6011 | 31585.1028 | 31559.6011 | 31474.3296 | 31408.385 | 30799.2731 | 29642.4272 | 28154.9951 | 27962.7833 | 27573.6216 | 26708.3689 | 25973.5194 | 26006.4724 | 25715.7603 | 25718.9783 | 25112.6814 | 26157.1619 | 25461.4846 | 1946.7371
Adjusted Load Final | 18994020.3764 | 19292355.9729 | 19448703.0048 | 19434574.7189 | 19515710.1606 | 19461732.7343 | 19525738.5386 | 19636556.2138 | 19754755.4988 | 19625251.1106 | 19807340.4576 | 20047518.1401 | 21409633.8221 | 21566537.5188 | 21750220.7751 | 21973708.4484 | 22271920.6796 | 22460132.4568 | 22648603.2497 | 22951253.0907 | 23242770.9511 | 23473645.0148
New Wind | 0 | 0 | 2599251 | 2599251 | 2610712 | 3354965 | 4383462 | 5392641 | 5796626 | 5770498 | 5770498 | 6526212 | 8456415.4375 | 10296535.3438 | 10923828.75 | 10935622.9062 | 11349557.25 | 11303667.8438 | 12078030.8125 | 13234342.0938 | 13296752.4688 | 14236608.625
New Solar | 0 | 0 | 0 | 218604 | 219140.375 | 655593.3906 | 1966889.5 | 1965905.7969 | 1970728.625 | 1963938.3438 | 1962954.6406 | 1961970.8594 | 1966782.125 | 1953304.5 | 2817471.5781 | 2797903.3125 | 2776593.4844 | 2775843.0625 | 3179209.3281 | 3215945.1094 | 3220630.0938 | 3203307.3906
New DER/Non-Wires Alternatives | 0 | 0 | 44924.7012 | 95689.6133 | 145224.0303 | 193026.4658 | 237951.167 | 284035.0898 | 330505.4648 | 376524.1543 | 422750.8574 | 468972.8906 | 515137.1245 | 559145.2178 | 598785.2222 | 644140.458 | 687731.7178 | 733943.3721 | 780950.228 | 820893.814 | 865413.2451 | 911539.7324
New Biomass | 0 | 0 | 0 | 0 | 0 | 0 | 0 | 0 | 0 | 0 | 0 | 0 | 0 | 0 | 0 | 0 | 0 | 0 | 0 | 0 | 0 | 0
New Hybrid | 0 | 0 | 975960 | 1301280 | 3271110 | 3253200 | 3252521.875 | 3252687.625 | 3270464.875 | 3252707.5 | 3252905.25 | 3252659.375 | 3266702.0625 | 3232493.125 | 3173223.4062 | 3192529.125 | 3229950.375 | 3222424.9375 | 3200601.4375 | 3211997.25 | 3239120.0938 | 3203234.0938
New Nuclear | 0 | 0 | 0 | 0 | 0 | 0 | 0 | 0 | 0 | 0 | 0 | 0 | 0 | 0 | 0 | 0 | 0 | 0 | 0 | 0 | 0 | 0
New Hydrogen | 0 | 0 | 0 | 0 | 0 | 0 | 0 | 1311.6349 | 3402.6042 | 9537.5833 | 13168.0101 | 33629.3298 | 41644.4363 | 47542.9418 | 68941.6208 | 100208.2273 | 187710.0647 | 287766.2393 | 439681.9952 | 447680.9438 | 466380.108 | 479746.4753
New Biodiesel | 0 | 0 | 0 | 39800.3506 | 39800.3643 | 39800.2407 | 39800.2112 | 39800.1904 | 39699.373 | 39800.3809 | 39800.3749 | 39800.2498 | 39721.9792 | 39800.2104 | 39800.1882 | 39800.2302 | 39800.229 | 39800.1865 | 39800.3442 | 39800.3787 | 39801.1157 | 46318.7925
Green Direct (CET Elibible) | 0 | 0 | 0 | 0 | 0 | 0 | 0 | 0 | 0 | 0 | 0 | 0 | 1051033.3125 | 1040693.5 | 1025214.3438 | 1033014.4062 | 1040584.9062 | 1040422.6562 | 1000454.5312 | 720337.4062 | 724454.2188 | 718426
CEIP Solar - CETA Eligible | 2183.9299 | 87465.1094 | 87027.7812 | 86592.6406 | 86251.9766 | 85728.8828 | 85300.2344 | 84873.7344 | 84539.8359 | 84027.1172 | 83568.625 | 83188.9453 | 82861.6719 | 82357.0781 | 81845.1641 | 81537.6016 | 81216.8281 | 80724.2734 | 80320.6484 | 79919.0391 | 79604.6328 | 60447.9375
Existing Wind | 4214014.5781 | 4244893.6758 | 4463738.6016 | 4453771.6641 | 4342538.6719 | 4327861.4141 | 4326088.9141 | 4320708.6953 | 4330461.3047 | 4319104.3906 | 4316168.6562 | 4311383.9688 | 4310545.8594 | 4230480.0078 | 4178528.5469 | 4199283.4766 | 4179122.8594 | 3937680.5078 | 3201754.1484 | 1952651.8828 | 1960629.9531 | 1952651.8828
Existing Solar | 960.215 | 957.45 | 957.45 | 957.45 | 960.215 | 957.45 | 957.45 | 957.45 | 959.245 | 957.45 | 957.45 | 957.45 | 960.215 | 957.36 | 955.865 | 957.45 | 960.215 | 957.45 | 957.45 | 957.45 | 960.215 | 957.45
Existing Biomass | 131357.4062 | 130980 | 130980 | 130980 | 131357.4062 | 130980 | 130980 | 130957.8047 | 131346.2969 | 130957.7969 | 130980 | 130968.8984 | 131357.4062 | 130964.2734 | 0 | 0 | 0 | 0 | 0 | 0 | 0 | 0
Existing Hydro | 7806561.2451 | 6356336.9453 | 6063158.8257 | 5542024.3945 | 5506234.418 | 4983826.8125 | 5027078.6406 | 5005724.4375 | 4994055.0234 | 4880236.1055 | 4986791.0977 | 4836636.0977 | 4551506.8398 | 4286713.6616 | 4142680.1094 | 4182150.1328 | 4107026.5469 | 4181021.5547 | 4084362.2656 | 4105404.5391 | 4183833.9922 | 4063177.9297
Existing Hydrogen | 0 | 0 | 0 | 0 | 0 | 0 | 11795.5241 | 14354.6577 | 8152.4992 | 17559.8496 | 25409.7441 | 277019.9388 | 224198.8922 | 263777.1146 | 303980.5971 | 537190.9001 | 897932.8553 | 1003748.7734 | 1195782.2376 | 1202242.6556 | 1207700.7677 | 1484331.4219
CETA Eligible Energy | 12155077.3745 | 10820633.1805 | 14365998.3597 | 14468951.1131 | 16353329.4572 | 17025939.6566 | 19462825.5164 | 20493958.1167 | 20960941.1473 | 20845848.672 | 21005952.706 | 21923400.0035 | 24638867.3621 | 26164764.3343 | 27355255.3917 | 27744338.2265 | 28578187.3318 | 28608000.8573 | 29281905.427 | 29032172.5624 | 29285280.9047 | 30360747.7315
CETA Resources / CETA Adjusted Load (%) | 63.99% | 56.09% | 73.87% | 74.45% | 83.8% | 87.48% | 99.68% | 104.4% | 106.1% | 106.2% | 106.1% | 109.4% | 115.1% | 121.3% | 125.8% | 126.3% | 128.3% | 127.4% | 129.3% | 126.5% | 126% | 129.3%
3 No CETA Vary Bundle
Resource Group | 2024 | 2025 | 2026 | 2027 | 2028 | 2029 | 2030 | 2031 | 2032 | 2033 | 2034 | 2035 | 2036 | 2037 | 2038 | 2039 | 2040 | 2041 | 2042 | 2043 | 2044 | 2045
PSE Load | 22404840 | 22715496 | 23068988 | 23362105 | 23749816 | 24066962 | 24519076 | 25001932 | 25541471 | 25894115 | 26418447 | 26947059 | 27568342 | 28015005 | 28499889 | 29039238 | 29670582 | 30145108 | 30634514 | 31267434 | 31903401 | 32401151
Existing DSM (C&S + Solar PV) | 60255.8203 | 171037.7383 | 304569.7656 | 460990.7656 | 594914.6406 | 814050.8594 | 1065582.5312 | 1246003.7188 | 1551232.7812 | 1873186.5312 | 2080073.4375 | 2288307.125 | 2503872.5625 | 2706275.9375 | 2908857.875 | 3115128.375 | 3327869.625 | 3526383.75 | 3729803.25 | 3941389.625 | 4170888.25 | 4381295.625
Line Loss | 1742877.566 | 1758467.7444 | 1775624.6223 | 1786286.9103 | 1806082.306 | 1813727.069 | 1829372.4906 | 1852962.4059 | 1871238.5811 | 1873632.4206 | 1898393.1379 | 1923382.6462 | 1955028.6161 | 1974080.8669 | 1996100.4278 | 2022080.5507 | 2054731.5652 | 2076260.4915 | 2098567.4385 | 2131431.4613 | 2163135.9945 | 2185548.7193
Adjusted Load Interim | 20601706.6137 | 20785990.5173 | 20988793.6121 | 21114827.3241 | 21348819.0533 | 21439184.0717 | 21624120.9782 | 21902965.8753 | 22118999.6377 | 22147296.0482 | 22439980.4246 | 22735369.2287 | 23109440.8214 | 23334648.1956 | 23594930.6973 | 23902029.0742 | 24287980.8097 | 24542463.7585 | 24806143.3115 | 25194612.9138 | 25569376.7555 | 25834306.6557
New Energy Efficiency | 36145.002 | 115320.8335 | 197809.6148 | 283853.9741 | 375282.5233 | 467631.5429 | 565457.5871 | 669707.866 | 777807.2314 | 882785.77 | 960509.6333 | 1002189.8134 | 1049113.2623 | 1098531.0762 | 1157427.898 | 1221707.462 | 1290897.6474 | 1343605.4204 | 1403176.7833 | 1469373.063 | 1532939.0171 | 1578082.6907
Existing Demand Response | 5148.8 | 10813.6001 | 9868.7998 | 12153.6001 | 12205.6001 | 12136 | 11304 | 14818.6001 | 15820.3999 | 17652.9004 | 18908 | 19708.4004 | 19344.5996 | 20363.2002 | 18055.5996 | 18139.5996 | 18164 | 18786.7998 | 20096.4004 | 20363.2002 | 20217.5996 | 19562.7998
New Demand Response | 0 | 0 | 0 | 0 | 0 | 0 | 0 | 0 | 0 | 0 | 0 | 0 | 0 | 0 | 0 | 0 | 0 | 0 | 0 | 0 | 0 | 0
PURPA Contracts | 662135.0352 | 527221.2246 | 115582.1152 | 115582.1152 | 115855.5742 | 115582.1152 | 77939.6348 | 76948.998 | 59.6868 | 0 | 0 | 0 | 0 | 0 | 0 | 0 | 0 | 0 | 0 | 0 | 0 | 0
Green Direct (Load Reducing) | 728076.9688 | 726421.2812 | 1051741.2812 | 1051741.2812 | 1055187.9688 | 1051741.2812 | 1051741.2812 | 1051700.4375 | 1055187.9688 | 1051704.875 | 1051741.2812 | 1051454.75 | 0 | 0 | 0 | 0 | 0 | 0 | 0 | 0 | 0 | 0
CEIP Solar - Load Reduction | 9299.4333 | 31559.6011 | 31559.6011 | 31559.6011 | 31585.1028 | 31559.6011 | 31451.8418 | 31451.8418 | 30806.4424 | 29618.2183 | 28149.9685 | 27865.7145 | 27733.1489 | 27104.4001 | 26087.4457 | 25851.4412 | 25386.6587 | 25779.699 | 25983.49 | 26407.0662 | 25714.51 | 1946.7371
Adjusted Load Final | 19160901.3745 | 19374653.9768 | 19582232.1999 | 19619936.7524 | 19758702.2842 | 19760533.5312 | 19886226.6332 | 20058338.1319 | 20239317.9084 | 20165534.2845 | 20380671.5416 | 20634150.5504 | 22013249.8105 | 22188649.5191 | 22393359.7539 | 22636330.5715 | 22953532.5037 | 23154291.8393 | 23356886.6378 | 23678469.5844 | 23990505.6288 | 24234714.4282
New Wind | 0 | 0 | 1590072 | 2240712 | 2905792 | 2891352 | 3541992 | 4297706 | 5078342 | 5053420 | 5053420 | 6167673 | 7746724.5 | 8742733.5 | 11305615.6562 | 12353432.75 | 12408708.5938 | 12366023.7812 | 12391953.1562 | 13597123.9062 | 13620986.7812 | 13858210.7188
New Solar | 0 | 0 | 0 | 0 | 0 | 0 | 2404644 | 2403441.7344 | 2409338.25 | 2401037.0312 | 2399834.7656 | 2398632.3281 | 2404514.75 | 2396227.7969 | 2395025.3594 | 2393823.0938 | 2318901.5156 | 2317012.6875 | 2330458.4219 | 2362571.1094 | 2782449.875 | 3208313.6719
New DER/Non-Wires Alternatives | 0 | 0 | 44924.7012 | 95689.6133 | 145224.0303 | 193026.4658 | 237937.5498 | 284029.7432 | 330582.5225 | 376573.8203 | 422816.3125 | 468850.6855 | 515060.7383 | 560058.978 | 600907.23 | 642066.4814 | 687566.7056 | 731567.3628 | 784789.4014 | 829021.4019 | 869053.9712 | 911902.1782
New Biomass | 0 | 0 | 0 | 0 | 0 | 0 | 0 | 0 | 0 | 0 | 0 | 0 | 0 | 0 | 0 | 0 | 0 | 0 | 0 | 0 | 0 | 0
New Hybrid | 0 | 0 | 1626600 | 1951920 | 2289777 | 2927880 | 2927424.3125 | 2927880 | 2943707.125 | 3252941.2188 | 3252603.4688 | 3252403.9062 | 3262611.375 | 3240856.375 | 3204837.125 | 3170209.3438 | 3762030.25 | 3747163.8906 | 3766807.5469 | 3760972.9688 | 3786028.4688 | 3751431.8906
New Nuclear | 0 | 0 | 0 | 0 | 0 | 0 | 0 | 0 | 0 | 0 | 0 | 0 | 0 | 0 | 0 | 0 | 0 | 0 | 0 | 0 | 0 | 0
New Hydrogen | 0 | 0 | 0 | 0 | 0 | 0 | 0 | 0 | 0 | 0 | 532.1266 | 4858.5474 | 4247.7587 | 20616.6896 | 35536.6127 | 65236.777 | 146854.348 | 191975.3773 | 367885.9721 | 367889.0673 | 411825.988 | 417045.0037
New Biodiesel | 0 | 0 | 0 | 39800.3438 | 39800.3257 | 39673.1456 | 39800.1904 | 39800.2949 | 39800.3149 | 39800.256 | 39800.3859 | 39800.3502 | 39800.2448 | 39612.9563 | 39800.194 | 39800.2197 | 39800.1944 | 39800.1702 | 39800.3608 | 39800.1904 | 39800.214 | 51344.2218
Green Direct (CET Elibible) | 0 | 0 | 0 | 0 | 0 | 0 | 0 | 0 | 0 | 0 | 0 | 0 | 1050577.875 | 1045744.125 | 1032684.9375 | 1026168.9688 | 1036088.125 | 1034922.1562 | 1002350.8438 | 726049.3125 | 727343.8438 | 720744
CEIP Solar - CETA Eligible | 2183.9299 | 87465.1094 | 87027.7812 | 86592.6406 | 86251.9766 | 85728.8828 | 85300.2344 | 84873.7344 | 84539.8359 | 84027.1172 | 83606.9844 | 83043.3828 | 82861.6719 | 82359.1406 | 81861.9922 | 81537.6016 | 81216.8281 | 80724.2734 | 80320.6484 | 79919.0391 | 79604.6328 | 60447.9375
Existing Wind | 4214014.5781 | 4244893.6758 | 4463738.6016 | 4453771.6641 | 4342538.6719 | 4327861.4141 | 4325707.0391 | 4325301.4922 | 4335359.6719 | 4320983.9766 | 4318235.0391 | 4311827.1562 | 4316633.6094 | 4279730.7266 | 4187252.2422 | 4172695.6328 | 4148002.1094 | 3910017.5078 | 3233491.3984 | 1952651.8828 | 1960629.9531 | 1952651.8828
Existing Solar | 960.215 | 957.45 | 957.45 | 957.45 | 960.215 | 957.45 | 957.45 | 957.085 | 960.215 | 957.45 | 957.45 | 954.595 | 960.215 | 957.45 | 955.875 | 957.45 | 960.215 | 957.45 | 957.45 | 957.45 | 960.215 | 957.45
Existing Biomass | 131357.4062 | 130980 | 130980 | 130980 | 131357.4062 | 130980 | 130968.8984 | 130980 | 131357.4062 | 130980 | 130980 | 130908.7734 | 131357.4062 | 130980 | 0 | 0 | 0 | 0 | 0 | 0 | 0 | 0
Existing Hydro | 7806572.5053 | 6356386.8862 | 6065653.0272 | 5541820.4727 | 5508085.0039 | 4984175.4766 | 5025241.3477 | 5029367.543 | 5017802.6758 | 4880781.1562 | 4989902.5469 | 4833453.7734 | 4570321.8906 | 4405429.4233 | 4212215.2578 | 4147407.7031 | 4045306.2734 | 4122251.875 | 4223209.6562 | 4217473.1094 | 4251019.6172 | 4136921.8984
Existing Hydrogen | 0 | 0 | 0 | 0 | 0 | 0 | 22394.9792 | 21339.303 | 20260.6418 | 32142.1377 | 56164.6294 | 388728.3746 | 387043.3148 | 474444.1407 | 393528.8372 | 515697.6664 | 866756.3371 | 995294.1423 | 1191742.8343 | 1192605.0555 | 1199724.9136 | 1473729.0703
CETA Eligible Energy | 12155088.6347 | 10820683.1214 | 14009953.5612 | 14542244.1844 | 15449786.6296 | 15581634.8349 | 18742368.0015 | 19545676.93 | 20392050.6591 | 20573644.164 | 20748853.7091 | 22081134.873 | 24512715.3496 | 25419751.3021 | 27490221.3191 | 28609033.6884 | 29542191.4954 | 29537710.6745 | 29413767.6906 | 29127034.4932 | 29729428.4737 | 30543699.924
CETA Resources / CETA Adjusted Load (%) | 63.44% | 55.85% | 71.54% | 74.12% | 78.19% | 78.85% | 94.25% | 97.44% | 100.8% | 102% | 101.8% | 107% | 111.4% | 114.6% | 122.8% | 126.4% | 128.7% | 127.6% | 125.9% | 123% | 123.9% | 126%
4 Reference SCGHG in Dispatch
Resource Group | 2024 | 2025 | 2026 | 2027 | 2028 | 2029 | 2030 | 2031 | 2032 | 2033 | 2034 | 2035 | 2036 | 2037 | 2038 | 2039 | 2040 | 2041 | 2042 | 2043 | 2044 | 2045
PSE Load | 22404840 | 22715496 | 23068988 | 23362105 | 23749816 | 24066962 | 24519076 | 25001932 | 25541471 | 25894115 | 26418447 | 26947059 | 27568342 | 28015005 | 28499889 | 29039238 | 29670582 | 30145108 | 30634514 | 31267434 | 31903401 | 32401151
Existing DSM (C&S + Solar PV) | 60255.8203 | 171037.7383 | 304569.7656 | 460990.7656 | 594914.6406 | 813971.0469 | 1061966.75 | 1242860.1562 | 1545675.1562 | 1869397.3438 | 2075768 | 2283877.5625 | 2503872.5625 | 2706275.9375 | 2910134 | 3115128.375 | 3327869.625 | 3526383.75 | 3729803.25 | 3941389.625 | 4170888.25 | 4381295.625
Line Loss | 1742877.566 | 1758467.7444 | 1775624.6223 | 1786286.9103 | 1806082.306 | 1813733.2943 | 1829654.5215 | 1853207.6038 | 1871672.0758 | 1873927.9772 | 1898728.962 | 1923728.1521 | 1955028.6161 | 1974080.8669 | 1996000.89 | 2022080.5507 | 2054731.5652 | 2076260.4915 | 2098567.4385 | 2131431.4613 | 2163135.9945 | 2185548.7193
Adjusted Load Interim | 20601706.6137 | 20785990.5173 | 20988793.6121 | 21114827.3241 | 21348819.0533 | 21439257.6588 | 21627454.7285 | 21905864.2399 | 22124123.7679 | 22150789.6791 | 22443950.038 | 22739453.2854 | 23109440.8214 | 23334648.1956 | 23593754.11 | 23902029.0742 | 24287980.8097 | 24542463.7585 | 24806143.3115 | 25194612.9138 | 25569376.7555 | 25834306.6557
New Energy Efficiency | 200058.5 | 200058.5 | 329654.8099 | 470948.0076 | 619294.9462 | 768332.11 | 924021.8664 | 1090701.4352 | 1259402.1886 | 1418989.0855 | 1531288.5252 | 1584313.5808 | 1653322.7781 | 1722563.2456 | 1801543.1313 | 1883608.5382 | 1971897.5701 | 2037190.7239 | 2112330.98 | 2196839.4609 | 2280926.7202 | 2341089.7037
Existing Demand Response | 5324.8 | 9920 | 10704 | 11270.7998 | 12638 | 8207.2 | 11124.7998 | 14430.6001 | 15432.3999 | 16731.2998 | 18520 | 19441.5996 | 18158.7998 | 19975.2002 | 18114.4004 | 18522.4004 | 19368.4004 | 18107.5996 | 19742.9004 | 19308.2002 | 19206.7998 | 18520
New Demand Response | 0 | 0 | 0 | 0 | 0 | 0 | 0 | 0 | 0 | 0 | 0 | 0 | 0 | 0 | 0 | 0 | 0 | 0 | 0 | 0 | 0 | 0
PURPA Contracts | 664283.8477 | 526394.2559 | 115582.1152 | 115582.1152 | 115851.791 | 115495.9805 | 77625.8027 | 76667.6406 | 59.27 | 0 | 0 | 0 | 0 | 0 | 0 | 0 | 0 | 0 | 0 | 0 | 0 | 0
Green Direct (Load Reducing) | 728076.9688 | 726421.2812 | 1051741.2812 | 1051741.2812 | 1055187.9688 | 1051592.3438 | 1049611.7812 | 1050371.5312 | 1053130.3438 | 1047428.0938 | 1050183.4375 | 1048843.5312 | 0 | 0 | 0 | 0 | 0 | 0 | 0 | 0 | 0 | 0
CEIP Solar - Load Reduction | 9299.4333 | 31559.6011 | 31559.6011 | 31522.0659 | 31570.8215 | 31338.6906 | 30640.6602 | 30735.1168 | 30038.6415 | 28618.6067 | 27136.0492 | 27050.4386 | 26533.0942 | 26868.4412 | 26506.2341 | 26389.3748 | 26131.3521 | 23922.8367 | 24334.4861 | 24512.0916 | 23712.051 | 1946.7371
Adjusted Load Final | 18994663.0639 | 19291636.8791 | 19449551.8046 | 19433763.0543 | 19514275.5259 | 19464291.3341 | 19534429.8181 | 19642957.916 | 19766060.9242 | 19639022.5933 | 19816822.0261 | 20059804.1352 | 21411426.1493 | 21565241.3087 | 21747590.3441 | 21973508.7609 | 22270583.4872 | 22463242.5984 | 22649734.945 | 22953953.1611 | 23245531.1845 | 23472750.215
New Wind | 0 | 0 | 5560350 | 5560350 | 5586742 | 6316064 | 6693921 | 6693921 | 6725488 | 6693921 | 6693921 | 7071778 | 9010026.4375 | 8980924.6562 | 10379623.5 | 10688691.6875 | 11132258.7188 | 13199225.8438 | 13253505.1875 | 14630072.625 | 15349773.4688 | 15639981.2812
New Solar | 0 | 0 | 655812 | 1092692.1094 | 1095373 | 1091599.0625 | 2402676.5781 | 2401474.2656 | 2407365 | 2399069.6094 | 2397867.2969 | 2396664.9062 | 2391228.625 | 2380201.2656 | 2371639.7344 | 2365687.6719 | 2352733.2969 | 2254040.5156 | 2270537.2812 | 2304566.1719 | 2288582.1719 | 2284713.6719
New DER/Non-Wires Alternatives | 0 | 0 | 44924.7012 | 95689.6133 | 145224.0303 | 192955.4434 | 237669.9268 | 283838.7451 | 330250.457 | 376135.252 | 422221.043 | 468393.7734 | 514564.9385 | 559797.4043 | 604163.6016 | 647845.5566 | 690710.248 | 721014.8257 | 775392.6787 | 807957.3911 | 845505.8091 | 896772.2271
New Biomass | 0 | 0 | 0 | 0 | 0 | 0 | 0 | 0 | 0 | 0 | 0 | 0 | 0 | 0 | 0 | 0 | 0 | 0 | 0 | 0 | 0 | 0
New Hybrid | 0 | 0 | 325320 | 2063513.9375 | 2400946.75 | 3039004.4375 | 3038844.1875 | 3038483.8125 | 3053855.4688 | 3038196.9062 | 3038152.25 | 3037761.3438 | 3050567 | 3029958.9219 | 3018791.3594 | 3013955.375 | 3029461.5156 | 2952688.125 | 2955862.2188 | 2950217.1094 | 2965488.375 | 2938744.4375
New Nuclear | 0 | 0 | 0 | 0 | 0 | 0 | 0 | 0 | 0 | 0 | 0 | 0 | 0 | 0 | 0 | 0 | 0 | 0 | 0 | 0 | 0 | 0
New Hydrogen | 0 | 0 | 0 | 0 | 0 | 0 | 0 | 0 | 0 | 0 | 0 | 6246.7037 | 5409.6454 | 18314.7207 | 53526.4022 | 173835.2687 | 334078.1902 | 617168.7855 | 799174.705 | 831237.1925 | 842714.8602 | 870491.8969
New Biodiesel | 0 | 0 | 0 | 0 | 0 | 0 | 0 | 0 | 0 | 0 | 0 | 0 | 0 | 0 | 0 | 0 | 0 | 0 | 0 | 0 | 0 | 0
Green Direct (CET Elibible) | 0 | 0 | 0 | 0 | 0 | 0 | 0 | 0 | 0 | 0 | 0 | 0 | 1049751 | 1047373.875 | 1043697.5625 | 1043041.6562 | 1046294.9688 | 1022477.7812 | 988109.5938 | 707831.7812 | 703110.1562 | 699152.125
CEIP Solar - CETA Eligible | 2183.9299 | 87465.1094 | 87027.7812 | 86592.6406 | 86251.9766 | 85723.0547 | 84645.7578 | 84383.375 | 83686.6406 | 83535.0312 | 83133.3125 | 82410.7969 | 82861.6719 | 82359.1406 | 81947.3438 | 81537.6016 | 81216.8281 | 80724.2734 | 80320.6484 | 79919.0391 | 79604.6328 | 60447.9375
Existing Wind | 4214014.5781 | 4244893.6758 | 4463738.6016 | 4450491.7891 | 4339481.2188 | 4314621.1016 | 4276261.2031 | 4281849.3203 | 4293372.8438 | 4272173.3438 | 4269437.5859 | 4276445.1562 | 4261678.1094 | 4253719.1016 | 4222899.0391 | 4224443.6641 | 4198415.6094 | 3797229.6328 | 3152458.7734 | 1952651.8828 | 1960629.9531 | 1952651.8828
Existing Solar | 960.215 | 957.45 | 957.45 | 957.45 | 960.215 | 957.45 | 950.32 | 952.1 | 950.675 | 946.44 | 951.025 | 948.11 | 960.215 | 957.45 | 957.45 | 957.45 | 960.215 | 957.45 | 957.45 | 957.45 | 960.215 | 957.45
Existing Biomass | 131357.4062 | 130980 | 130980 | 130980 | 131357.4062 | 130942.0781 | 130715.4531 | 130888.4219 | 130898.9688 | 130445.7109 | 130595.9297 | 130609.0781 | 131357.4062 | 130980 | 0 | 0 | 0 | 0 | 0 | 0 | 0 | 0
Existing Hydro | 7806561.2451 | 6356125.0665 | 6044172.7215 | 5511387.7031 | 5481412.8789 | 4928488.4336 | 4880995.3594 | 4873805.6992 | 4899672.582 | 4790606.918 | 4898495.3047 | 4735985.8984 | 4401874.418 | 4321429.5674 | 4275445.8203 | 4261976.0469 | 4207668.2344 | 3938706.5078 | 4002614 | 3950835.1328 | 3944789.9453 | 3907676.5469
Existing Hydrogen | 0 | 0 | 0 | 0 | 0 | 0 | 4888.1096 | 12932.623 | 8057.6493 | 19502.4401 | 37952.4539 | 323223.0391 | 293507.5237 | 433801.3371 | 440214.6808 | 602174.2159 | 916896.3474 | 922553.8987 | 1153360.7772 | 1198508.7744 | 1198905.3713 | 1484907.1133
CETA Eligible Energy | 12154910.8286 | 10819327.0213 | 17310027.9988 | 18992655.243 | 19267749.4758 | 20100355.0613 | 21751567.8954 | 21802529.3626 | 21933598.2852 | 21804532.6516 | 21972727.2015 | 22530466.8059 | 25193786.9907 | 25239817.4404 | 26492906.4939 | 27104146.1944 | 27990694.1725 | 29506787.6395 | 29432293.3141 | 29414754.5502 | 30180064.9587 | 30736496.57
CETA Resources / CETA Adjusted Load (%) | 63.99% | 56.08% | 89% | 97.73% | 98.74% | 103.3% | 111.3% | 111% | 111% | 111% | 110.9% | 112.3% | 117.7% | 117% | 121.8% | 123.3% | 125.7% | 131.4% | 129.9% | 128.1% | 129.8% | 130.9%
5 No CETA Bundle 7 SCGHG in Dispatch
Resource Group | 2024 | 2025 | 2026 | 2027 | 2028 | 2029 | 2030 | 2031 | 2032 | 2033 | 2034 | 2035 | 2036 | 2037 | 2038 | 2039 | 2040 | 2041 | 2042 | 2043 | 2044 | 2045
PSE Load | 22404840 | 22715496 | 23068988 | 23362105 | 23749816 | 24066962 | 24519076 | 25001932 | 25541471 | 25894115 | 26418447 | 26947059 | 27568342 | 28015005 | 28499889 | 29039238 | 29670582 | 30145108 | 30634514 | 31267434 | 31903401 | 32401151
Existing DSM (C&S + Solar PV) | 60255.8203 | 171037.7383 | 304569.7656 | 460990.7656 | 594868.2031 | 813832.5156 | 1058566.4062 | 1237531.125 | 1542861.125 | 1865156.7188 | 2072592.5 | 2277937.5 | 2503872.5625 | 2706275.9375 | 2910134 | 3115128.375 | 3327869.625 | 3526383.75 | 3729803.25 | 3941389.625 | 4170888.25 | 4381295.625
Line Loss | 1742877.566 | 1758467.7444 | 1775624.6223 | 1786286.9103 | 1806085.9282 | 1813744.0998 | 1829919.7483 | 1853623.2682 | 1871891.5703 | 1874258.7459 | 1898976.651 | 1924191.477 | 1955028.6161 | 1974080.8669 | 1996000.89 | 2022080.5507 | 2054731.5652 | 2076260.4915 | 2098567.4385 | 2131431.4613 | 2163135.9945 | 2185548.7193
Adjusted Load Interim | 20601706.6137 | 20785990.5173 | 20988793.6121 | 21114827.3241 | 21348861.8687 | 21439385.3846 | 21630589.8454 | 21910777.6068 | 22126718.3047 | 22154699.5353 | 22446877.849 | 22744930.023 | 23109440.8214 | 23334648.1956 | 23593754.11 | 23902029.0742 | 24287980.8097 | 24542463.7585 | 24806143.3115 | 25194612.9138 | 25569376.7555 | 25834306.6557
New Energy Efficiency | 200058.5 | 200058.5 | 329654.8099 | 470948.0076 | 619258.2144 | 768056.128 | 920698.0822 | 1087711.3725 | 1257074.2997 | 1415313.3881 | 1525683.469 | 1576008.2337 | 1653322.7781 | 1722563.2456 | 1801484.4882 | 1883608.5382 | 1971897.5701 | 2037190.7239 | 2112330.98 | 2196839.4609 | 2280926.7202 | 2341089.7037
Existing Demand Response | 5324.8 | 9920 | 11940.7998 | 11780 | 13026 | 8474 | 10644.7998 | 13462.7998 | 15820.3999 | 16998.0996 | 18186.5 | 19441.5996 | 19102 | 20363.2002 | 17994.5 | 18673.2002 | 18818.7998 | 19174.7998 | 20096.4004 | 19708.4004 | 19861.5996 | 19562.7998
New Demand Response | 0 | 0 | 0 | 0 | 0 | 0 | 0 | 0 | 0 | 0 | 0 | 0 | 0 | 0 | 0 | 0 | 0 | 0 | 0 | 0 | 0 | 0
PURPA Contracts | 664283.8477 | 527039.4746 | 115582.1152 | 115582.1152 | 115848.0098 | 115498.4844 | 77254.2676 | 76358.2734 | 59.0251 | 0 | 0 | 0 | 0 | 0 | 0 | 0 | 0 | 0 | 0 | 0 | 0 | 0
Green Direct (Load Reducing) | 728076.9688 | 726421.2812 | 1051741.2812 | 1051741.2812 | 1055187.9688 | 1051506.0938 | 1047689.4062 | 1045804.25 | 1049851.5938 | 1044294.75 | 1046540.9062 | 1044248.0938 | 0 | 0 | 0 | 0 | 0 | 0 | 0 | 0 | 0 | 0
CEIP Solar - Load Reduction | 9299.4333 | 31559.6011 | 31559.6011 | 31558.7866 | 31577.0793 | 31181.9261 | 30401.5334 | 30121.1627 | 29520.4653 | 28341.9481 | 26872.1281 | 26756.0317 | 26112.981 | 26213.4197 | 25506.4939 | 25144.8357 | 24453.8403 | 24672.1326 | 24872.988 | 25330.1931 | 25131.6155 | 1946.7371
Adjusted Load Final | 18994663.0639 | 19290991.6604 | 19448315.0048 | 19433217.1334 | 19513964.5965 | 19464668.7523 | 19543901.7561 | 19657319.7483 | 19774392.521 | 19649751.3495 | 19829594.8457 | 20078476.0642 | 21410903.0624 | 21565508.3302 | 21748768.6279 | 21974602.5002 | 22272810.5995 | 22461426.1023 | 22648842.943 | 22952734.8593 | 23243456.8202 | 23471707.4152
New Wind | 0 | 0 | 6210990 | 6210990 | 6620546 | 7239487 | 7617344 | 7995201 | 8033932 | 7995201 | 7995201 | 8750915 | 10622681.9062 | 10595597 | 11240287.1875 | 11615884.2812 | 13376173.8438 | 13360334.6875 | 13689180.75 | 14846016.7188 | 14915486.4062 | 15528957.3438
New Solar | 0 | 0 | 437208 | 1092801.4062 | 1095482.625 | 1091708.3594 | 2402785.875 | 2401583.5781 | 2407474.625 | 2399178.9062 | 2397976.6094 | 2396774.2031 | 2385213.3594 | 2364826.8125 | 2359524.5781 | 2351883.0312 | 2302223.6562 | 2305952.6875 | 2296129.1719 | 2335554.4688 | 2334135.1094 | 2322588.3594
New DER/Non-Wires Alternatives | 0 | 0 | 44924.7012 | 95689.6133 | 145223.9609 | 192955.4434 | 237553.7764 | 283634.2012 | 330074.5576 | 375795.0645 | 422017.1426 | 468267.0664 | 513264.6084 | 557892.165 | 601171.104 | 646256.9238 | 682701.6753 | 727786.7188 | 778121.001 | 818838.6812 | 862999.7954 | 910134.0229
New Biomass | 0 | 0 | 0 | 0 | 0 | 0 | 0 | 0 | 0 | 0 | 0 | 0 | 0 | 0 | 0 | 0 | 0 | 0 | 0 | 0 | 0 | 0
New Hybrid | 0 | 0 | 0 | 325320 | 1527694 | 2170120.4531 | 2170102.5469 | 2169673.7188 | 2181263.75 | 2169748.1406 | 2169586.5 | 2169506.9219 | 2180830.5938 | 2165822.75 | 2364384.2656 | 2360535.5469 | 2358346.8906 | 2348533.1406 | 2355662.0469 | 2350309.3125 | 2370018.2031 | 2355679.7812
New Nuclear | 0 | 0 | 0 | 0 | 0 | 0 | 0 | 0 | 0 | 0 | 0 | 0 | 0 | 0 | 0 | 0 | 0 | 0 | 0 | 0 | 0 | 0
New Hydrogen | 0 | 0 | 0 | 0 | 0 | 0 | 0 | 0 | 0 | 0 | 319.276 | 3354.7112 | 2373.7475 | 9527.3799 | 13340.1831 | 24584.2433 | 57950.3586 | 215627.2653 | 383564.0632 | 391572.4802 | 402704.8841 | 424018.8087
New Biodiesel | 0 | 0 | 39800.4609 | 39800.3994 | 39800.2102 | 39800.2305 | 39800.2899 | 39800.2148 | 39800.3397 | 39800.2046 | 39800.3307 | 39800.4191 | 39643.8599 | 39800.2489 | 39800.3849 | 39800.3754 | 39800.2363 | 39800.2316 | 39800.1995 | 39800.3748 | 39800.209 | 47656.6965
Green Direct (CET Elibible) | 0 | 0 | 0 | 0 | 0 | 0 | 0 | 0 | 0 | 0 | 0 | 0 | 1046063.5938 | 1044057.75 | 1038965.9062 | 1039329.6875 | 1037642.9062 | 1035318.2188 | 996548.2812 | 718434.2188 | 722667.75 | 715940.8438
CEIP Solar - CETA Eligible | 2183.9299 | 87465.1094 | 87027.7812 | 86592.6406 | 86251.9766 | 85728.7656 | 84066.1641 | 84061.0938 | 83501.3047 | 82813.25 | 82603.9453 | 81515.5469 | 82861.6719 | 82359.1406 | 81947.3438 | 81537.6016 | 81216.8281 | 80724.2734 | 80320.6484 | 79919.0391 | 79604.6328 | 60447.9375
Existing Wind | 4214014.5781 | 4244893.6758 | 4463738.6016 | 4453393.4141 | 4339317.1094 | 4303934.4922 | 4253457.9844 | 4252941.2891 | 4258856.1328 | 4241264.3359 | 4243123.8672 | 4235797.1719 | 4220481.1094 | 4212717.4766 | 4181383.8516 | 4183226.1641 | 4114044.1094 | 3890068.3828 | 3193128.6484 | 1952651.8828 | 1960629.9531 | 1952651.8828
Existing Solar | 960.215 | 957.45 | 957.45 | 957.45 | 960.215 | 957.45 | 942.55 | 944.765 | 946.625 | 943.38 | 940.385 | 936.925 | 960.215 | 957.45 | 957.06 | 957.45 | 960.215 | 957.45 | 957.45 | 957.45 | 960.215 | 957.45
Existing Biomass | 131357.4062 | 130980 | 130980 | 130980 | 131357.4062 | 130917.8359 | 130021.0234 | 130374.7109 | 130590.6562 | 130078.125 | 130052.5547 | 129657.6016 | 131357.4062 | 130980 | 0 | 0 | 0 | 0 | 0 | 0 | 0 | 0
Existing Hydro | 7806561.2451 | 6356227.4213 | 6043061.7484 | 5531105.1719 | 5485041.457 | 4910357.625 | 4835343.5586 | 4811079.418 | 4846287.207 | 4739826.2578 | 4840619.832 | 4660867.3555 | 4295466.4141 | 4207902.2891 | 4157552.9297 | 4162284.4531 | 3938679.2734 | 4013522.0938 | 4038025.7812 | 4059435.8984 | 4160912.9141 | 4100706.25
Existing Hydrogen | 0 | 0 | 0 | 0 | 0 | 0 | 6515.6644 | 14050.3215 | 8783.4354 | 21022.1956 | 33461.9612 | 290269.4032 | 265241.652 | 384964.2597 | 459159.2335 | 687889.7104 | 915277.0964 | 977312.3074 | 1192170.3506 | 1185723.6789 | 1199109.6267 | 1476146.0938
CETA Eligible Energy | 12154910.8286 | 10819327.0213 | 17455851.7332 | 17967630.0955 | 19471674.9604 | 20165967.6551 | 21777933.433 | 22183344.3111 | 22321510.6335 | 22195670.8603 | 22355703.404 | 23227662.3257 | 25786440.1374 | 25797404.7223 | 26538474.028 | 27194169.4687 | 28905017.0894 | 28995937.4574 | 29043608.3924 | 28779214.2041 | 29049029.699 | 29895885.4704
CETA Resources / CETA Adjusted Load (%) | 63.99% | 56.08% | 89.76% | 92.46% | 99.78% | 103.6% | 111.4% | 112.9% | 112.9% | 113% | 112.7% | 115.7% | 120.4% | 119.6% | 122% | 123.8% | 129.8% | 129.1% | 128.2% | 125.4% | 125% | 127.4%
6 No CETA Vary Bundle SCGHG in Dispatch
Resource Group | 2024 | 2025 | 2026 | 2027 | 2028 | 2029 | 2030 | 2031 | 2032 | 2033 | 2034 | 2035 | 2036 | 2037 | 2038 | 2039 | 2040 | 2041 | 2042 | 2043 | 2044 | 2045
PSE Load | 22404840 | 22715496 | 23068988 | 23362105 | 23749816 | 24066962 | 24519076 | 25001932 | 25541471 | 25894115 | 26418447 | 26947059 | 27568342 | 28015005 | 28499889 | 29039238 | 29670582 | 30145108 | 30634514 | 31267434 | 31903401 | 32401151
Existing DSM (C&S + Solar PV) | 60255.8203 | 171037.7383 | 304569.7656 | 460973.6094 | 591817.8281 | 805208.0469 | 1048606.625 | 1229179.5 | 1534498.3438 | 1840047.7812 | 2045541.125 | 2247359.0625 | 2503872.5625 | 2706275.9375 | 2910134 | 3115128.375 | 3327869.625 | 3526383.75 | 3729803.25 | 3941389.625 | 4170888.25 | 4381295.625
Line Loss | 1742877.566 | 1758467.7444 | 1775624.6223 | 1786288.2485 | 1806323.8574 | 1814416.8083 | 1830696.6113 | 1854274.695 | 1872543.8672 | 1876217.2431 | 1901086.6583 | 1926576.5951 | 1955028.6161 | 1974080.8669 | 1996000.89 | 2022080.5507 | 2054731.5652 | 2076260.4915 | 2098567.4385 | 2131431.4613 | 2163135.9945 | 2185548.7193
Adjusted Load Interim | 20601706.6137 | 20785990.5173 | 20988793.6121 | 21114843.1422 | 21351674.3145 | 21447337.1448 | 21639772.7638 | 21918477.805 | 22134428.7891 | 22177849.9757 | 22471819.2167 | 22773123.3424 | 23109440.8214 | 23334648.1956 | 23593754.11 | 23902029.0742 | 24287980.8097 | 24542463.7585 | 24806143.3115 | 25194612.9138 | 25569376.7555 | 25834306.6557
New Energy Efficiency | 36145.002 | 115320.8335 | 197809.6148 | 283853.9741 | 373378.2874 | 462578.6502 | 557033.9014 | 661187.0018 | 767489.1876 | 862449.2052 | 936612.6978 | 975442.5535 | 1049113.2623 | 1098531.0762 | 1157909.4321 | 1221707.462 | 1290897.6474 | 1343605.4204 | 1403176.7833 | 1469373.063 | 1532939.0171 | 1578082.6907
Existing Demand Response | 5164.8 | 10813.6001 | 10582.7998 | 11125.2002 | 11657.6001 | 8207.2 | 11658.3999 | 14117.6001 | 15820.3999 | 16899.2998 | 18574.5 | 18834.7998 | 18113.7002 | 19829.5996 | 18873.2998 | 18186.4004 | 18818.7998 | 18374.4004 | 20484.4004 | 20884.5996 | 19473.5996 | 18653.4004
New Demand Response | 0 | 0 | 0 | 0 | 0 | 0 | 0 | 0 | 0 | 0 | 0 | 0 | 0 | 0 | 0 | 0 | 0 | 0 | 0 | 0 | 0 | 0
PURPA Contracts | 662006.7852 | 526557.5059 | 115582.1152 | 115566.5332 | 115077.1738 | 113473.127 | 76164.9824 | 75350.0117 | 58.1746 | 0 | 0 | 0 | 0 | 0 | 0 | 0 | 0 | 0 | 0 | 0 | 0 | 0
Green Direct (Load Reducing) | 728076.9688 | 726421.2812 | 1051741.2812 | 1051733.875 | 1052816.7188 | 1044253.5312 | 1038725.0938 | 1039889.875 | 1043495.1562 | 1025169.7812 | 1028577.25 | 1026758.1875 | 0 | 0 | 0 | 0 | 0 | 0 | 0 | 0 | 0 | 0
CEIP Solar - Load Reduction | 9299.4333 | 31559.6011 | 31559.6011 | 31514.0425 | 30892.9969 | 30011.8722 | 29522.1715 | 29483.7487 | 29121.2943 | 27075.5276 | 25742.7079 | 25559.7822 | 24519.3071 | 24517.1365 | 23573.0251 | 23364.2302 | 22937.6753 | 22786.8093 | 22882.9607 | 23587.7029 | 22564.7922 | 1946.7371
Adjusted Load Final | 19161013.6245 | 19375317.6956 | 19581518.1999 | 19621049.5172 | 19767851.5374 | 19788812.7643 | 19926668.2147 | 20098449.5677 | 20278444.5763 | 20246256.1618 | 20462312.0611 | 20726528.0194 | 22017694.5517 | 22191770.3833 | 22393398.3529 | 22638770.9816 | 22955326.6873 | 23157697.1284 | 23359599.1671 | 23680767.5483 | 23994399.3466 | 24235623.8276
New Wind | 0 | 0 | 4636927 | 5612887 | 7601879 | 7890127 | 8645841 | 8645841 | 8688154 | 9296481 | 9296474.875 | 10052195 | 11760823.3438 | 12378235.25 | 13712882.1875 | 13696317.1562 | 14055146.875 | 14042972.6875 | 14062859.5938 | 15197197.6875 | 15574919.5312 | 15647140.5
New Solar | 0 | 0 | 1748832 | 1747957.625 | 1752246 | 1746208.75 | 1745334.375 | 1744459.875 | 1748738 | 1961315.125 | 1960331.3281 | 1959347.6406 | 2083615.1719 | 2063297.5938 | 2265005.0938 | 2484255.4375 | 2671625.3438 | 2851531.8906 | 3110679.7812 | 3138587.25 | 3118018.2812 | 3724664.5156
New DER/Non-Wires Alternatives | 0 | 0 | 44924.7012 | 95689.3794 | 145031.0078 | 192466.0322 | 237276.9922 | 283272.3613 | 329771.915 | 375072.9951 | 421294.668 | 467333.6133 | 509378.4712 | 550895.4248 | 592245.3125 | 629532.0933 | 665405.8374 | 704936.2729 | 749245.5942 | 793805.5103 | 826679.2534 | 868600.124
New Biomass | 0 | 0 | 0 | 0 | 0 | 0 | 0 | 0 | 0 | 0 | 0 | 0 | 0 | 0 | 0 | 0 | 0 | 0 | 0 | 0 | 0 | 0
New Hybrid | 0 | 0 | 975960 | 1951577.0312 | 1962290.3125 | 2495334.2188 | 2713632.8594 | 2713670.3125 | 2727101.4062 | 2713209.6719 | 2712815.0312 | 2712576.0781 | 2694822.8125 | 2655998.1875 | 2629680.6719 | 2625621.1562 | 2631004.9531 | 2609187.7031 | 2590492.2031 | 2597984.5938 | 2638632.9531 | 2585549.4844
New Nuclear | 0 | 0 | 0 | 0 | 0 | 0 | 0 | 0 | 0 | 0 | 0 | 0 | 0 | 0 | 0 | 0 | 0 | 0 | 0 | 0 | 0 | 0
New Hydrogen | 0 | 0 | 0 | 0 | 0 | 0 | 0 | 0 | 2381.9506 | 3018.127 | 4472.3967 | 24281.8469 | 31404.9627 | 67645.0299 | 74665.6889 | 179942.681 | 298760.3397 | 623624.2296 | 735446.1645 | 751504.1462 | 771956.7772 | 801491.775
New Biodiesel | 0 | 0 | 0 | 39800.3008 | 39800.2969 | 39602.7969 | 39800.3438 | 39800.3789 | 39800.3867 | 39800.2812 | 39800.3555 | 39930.4609 | 39800.3789 | 39856.1875 | 39800.2773 | 39800.2109 | 39800.2266 | 39800.1641 | 39800.2891 | 39800.1797 | 39800.2539 | 43316.7422
Green Direct (CET Elibible) | 0 | 0 | 0 | 0 | 0 | 0 | 0 | 0 | 0 | 0 | 0 | 0 | 1023822.9688 | 1022915.9688 | 1016656.5625 | 1016664.2188 | 1019013.875 | 1015629.1875 | 979367.6875 | 704871.8438 | 703270.3438 | 691542.5625
CEIP Solar - CETA Eligible | 2183.9299 | 87465.1094 | 87027.7812 | 86592.6406 | 85537.4141 | 84167.25 | 82675.0781 | 82439.6328 | 82135.5781 | 80559.3672 | 80335.0469 | 79396.4531 | 82861.6719 | 82359.1406 | 81947.3438 | 81537.6016 | 81216.8281 | 80724.2734 | 80320.6484 | 79919.0391 | 79604.6328 | 60447.9375
Existing Wind | 4214014.5781 | 4244893.6758 | 4463738.6016 | 4449829.6641 | 4287932.4453 | 4217594.7969 | 4180144.7656 | 4188035.4062 | 4194883.5312 | 4104367.8125 | 4117441.5781 | 4099415.4062 | 4117490.4844 | 4096244.2266 | 4040474.2266 | 4047094.7891 | 4027598.2969 | 3773101.6953 | 3121552.2734 | 1952651.8828 | 1960629.9531 | 1952651.8828
Existing Solar | 960.215 | 957.45 | 957.45 | 957.45 | 948.64 | 937.135 | 922.32 | 924.89 | 933.825 | 905.565 | 908.395 | 907.07 | 960.215 | 957.45 | 957.45 | 957.45 | 960.215 | 957.45 | 957.45 | 957.45 | 960.215 | 957.45
Existing Biomass | 131357.4062 | 130980 | 130980 | 130968.8984 | 130514.7578 | 128982.8281 | 128165.4766 | 128933.5156 | 129009.4141 | 126983.4844 | 126924.1562 | 126747.2109 | 131357.4062 | 130980 | 0 | 0 | 0 | 0 | 0 | 0 | 0 | 0
Existing Hydro | 7806572.5053 | 6356716.9795 | 6044110.2348 | 5511178.4688 | 5336379.4648 | 4743803.4961 | 4733319.2812 | 4722673.5703 | 4749835.1406 | 4529057.9141 | 4643482.1953 | 4454727.5195 | 4093297.373 | 3937109.9316 | 3737096.2578 | 3757784.8672 | 3685659.6406 | 3732845.5391 | 3750462.5078 | 3793541.5703 | 3810396.3984 | 3672860.6797
Existing Hydrogen | 0 | 0 | 0 | 0 | 0 | 0 | 12196.1031 | 18552.721 | 20640.1592 | 26384.1656 | 46326.571 | 312345.1256 | 258995.8829 | 311408.5399 | 335082.1793 | 516001.5629 | 826960.9659 | 939671.0747 | 1200886.7248 | 1203875.6022 | 1204780.1786 | 1484150.2969
CETA Eligible Energy | 12155088.6347 | 10821013.2147 | 18133457.7688 | 19627438.4583 | 21342559.3392 | 21539224.304 | 22519308.595 | 22568603.6637 | 22713385.3069 | 23257155.5089 | 23450606.5971 | 24329203.4254 | 26828631.1431 | 27337902.931 | 28526493.2518 | 29075509.2247 | 30003153.3971 | 30414982.1678 | 30422070.9179 | 30254696.7556 | 30729648.7718 | 31533373.9506
CETA Resources / CETA Adjusted Load (%) | 63.44% | 55.85% | 92.6% | 100% | 108% | 108.8% | 113% | 112.3% | 112% | 114.9% | 114.6% | 117.4% | 121.9% | 123.2% | 127.4% | 128.4% | 130.7% | 131.3% | 130.2% | 127.8% | 128.1% | 130.1%

## Portfolio Costs Summary
NPV Portfolio Costs in 2024 Real Dollars
2-Year NPV Portfolio Cost, 2024-2025 ($ Billions)
Portfolio | Portfolio Cost | Social Cost of Greenhouse Gas | Total Cost | Change from 2023 Preferred Portfolio | % Change from Preferred Portfolio
2023 EPR Preferred Portfolio | 2.3803 | 0.91659 | 3.2968 | 0 | 0%
1 Reference | 2.306 | 0.94201 | 3.248 | -0.048788 | -1.48%
2 No CETA Bundle 7 | 2.3064 | 0.94226 | 3.2487 | -0.048148 | -1.46%
3 No CETA Vary Bundle | 2.2085 | 0.94648 | 3.155 | -0.14187 | -4.303%
4 Reference SCGHG in Dispatch | 2.3052 | 0.94198 | 3.2472 | -0.049653 | -1.506%
5 No CETA Bundle 7 SCGHG in Dispatch | 2.3062 | 0.94177 | 3.2479 | -0.048906 | -1.483%
6 No CETA Vary Bundle SCGHG in Dispatch | 2.2081 | 0.94641 | 3.1545 | -0.1423 | -4.316%
22-Year NPV Portfolio Cost, 2024-2045 ($ Billions)
Portfolio | Portfolio Cost | Social Cost of Greenhouse Gas | Total Cost | Change from 2023 Preferred Portfolio | % Change from Preferred Portfolio
2023 EPR Preferred Portfolio | 19.5607 | 2.9507 | 22.5114 | 0 | 0%
1 Reference | 19.3273 | 2.8948 | 22.2222 | -0.28921 | -1.285%
2 No CETA Bundle 7 | 19.3967 | 2.9049 | 22.3017 | -0.20972 | -0.9316%
3 No CETA Vary Bundle | 19.0757 | 3.1908 | 22.2665 | -0.24485 | -1.088%
4 Reference SCGHG in Dispatch | 19.4536 | 2.526 | 21.9796 | -0.53182 | -2.362%
5 No CETA Bundle 7 SCGHG in Dispatch | 20.0795 | 2.5044 | 22.5839 | 0.072463 | 0.3219%
6 No CETA Vary Bundle SCGHG in Dispatch | 19.9782 | 2.3907 | 22.3689 | -0.14246 | -0.6328%

## Portfolio Costs Annual
Annual Costs in Nominal Dollars
Table 1. Annual Total Portfolio Costs ($ Billions)1
Portfolio | 2024 | 2025 | 2026 | 2027 | 2028 | 2029 | 2030 | 2031 | 2032 | 2033 | 2034 | 2035 | 2036 | 2037 | 2038 | 2039 | 2040 | 2041 | 2042 | 2043 | 2044 | 2045
2023 EPR Preferred Portfolio | 1.7891 | 1.8497 | 1.7702 | 1.8589 | 1.8967 | 1.8774 | 1.7953 | 1.8297 | 1.8531 | 1.8588 | 1.8006 | 1.8893 | 2.037 | 2.1602 | 2.2532 | 2.3403 | 2.4463 | 2.5366 | 2.5674 | 2.6898 | 2.716 | 2.8569
1 Reference | 1.7523 | 1.8333 | 1.7676 | 1.7935 | 1.8134 | 1.8511 | 1.7917 | 1.8129 | 1.8717 | 1.8399 | 1.7446 | 1.7568 | 1.9606 | 2.171 | 2.3232 | 2.4022 | 2.4561 | 2.4789 | 2.5801 | 2.7163 | 2.7335 | 2.7225
2 No CETA Bundle 7 | 1.7523 | 1.8341 | 1.7383 | 1.8453 | 1.8722 | 1.9145 | 1.8264 | 1.826 | 1.8478 | 1.8475 | 1.7522 | 1.7715 | 1.9794 | 2.1258 | 2.2911 | 2.3104 | 2.427 | 2.4779 | 2.6308 | 2.7112 | 2.7218 | 2.7266
3 No CETA Vary Bundle | 1.6999 | 1.7831 | 1.7045 | 1.8056 | 1.8941 | 1.9411 | 1.8255 | 1.844 | 1.8645 | 1.8537 | 1.8217 | 1.8226 | 2.0052 | 2.1412 | 2.2442 | 2.279 | 2.4548 | 2.5009 | 2.5901 | 2.7079 | 2.7397 | 2.7561
4 Reference SCGHG in Dispatch | 1.7522 | 1.8324 | 1.7089 | 1.7105 | 1.7492 | 1.781 | 1.7656 | 1.7839 | 1.799 | 1.7835 | 1.6856 | 1.6963 | 2.0655 | 2.2699 | 2.2786 | 2.3671 | 2.4743 | 2.5811 | 2.6484 | 2.7122 | 2.758 | 2.7467
5 No CETA Bundle 7 SCGHG in Dispatch | 1.7523 | 1.8333 | 1.7036 | 1.7474 | 1.806 | 1.8715 | 1.8377 | 1.8445 | 1.8568 | 1.845 | 1.746 | 1.7664 | 2.1592 | 2.3261 | 2.4074 | 2.4856 | 2.6196 | 2.6301 | 2.702 | 2.7867 | 2.8016 | 2.7943
6 No CETA Vary Bundle SCGHG in Dispatch | 1.6997 | 1.7829 | 1.6184 | 1.6629 | 1.7218 | 1.7645 | 1.7436 | 1.7381 | 1.7665 | 1.7971 | 1.7435 | 1.7651 | 2.2061 | 2.4376 | 2.5231 | 2.6363 | 2.7132 | 2.7925 | 2.7447 | 2.8957 | 2.9198 | 2.9362
Table 2. Annual Portfolio Costs (without Social Cost of Greenhouse Gas Costs; $ Billions)
Portfolio | 2024 | 2025 | 2026 | 2027 | 2028 | 2029 | 2030 | 2031 | 2032 | 2033 | 2034 | 2035 | 2036 | 2037 | 2038 | 2039 | 2040 | 2041 | 2042 | 2043 | 2044 | 2045
2023 EPR Preferred Portfolio | 1.2832 | 1.3446 | 1.4917 | 1.5059 | 1.5552 | 1.5587 | 1.5297 | 1.5864 | 1.6208 | 1.642 | 1.6006 | 1.7378 | 1.8724 | 2.0086 | 2.1482 | 2.2471 | 2.3595 | 2.4524 | 2.4679 | 2.5871 | 2.6125 | 2.7816
1 Reference | 1.2715 | 1.2723 | 1.432 | 1.4863 | 1.543 | 1.548 | 1.5324 | 1.5764 | 1.6323 | 1.6394 | 1.5448 | 1.5924 | 1.8088 | 2.0126 | 2.2222 | 2.3211 | 2.3796 | 2.3984 | 2.5025 | 2.6224 | 2.6335 | 2.6563
2 No CETA Bundle 7 | 1.272 | 1.2722 | 1.4026 | 1.4847 | 1.5593 | 1.5846 | 1.5853 | 1.6103 | 1.6428 | 1.6467 | 1.5533 | 1.6079 | 1.8456 | 2.0205 | 2.2027 | 2.2254 | 2.3529 | 2.3989 | 2.5558 | 2.6179 | 2.6257 | 2.6657
3 No CETA Vary Bundle | 1.2181 | 1.2182 | 1.3468 | 1.4362 | 1.5352 | 1.5355 | 1.5384 | 1.5783 | 1.6205 | 1.6172 | 1.5847 | 1.6388 | 1.843 | 1.9917 | 2.1402 | 2.1981 | 2.3852 | 2.4249 | 2.5009 | 2.5979 | 2.6333 | 2.6799
4 Reference SCGHG in Dispatch | 1.2716 | 1.2713 | 1.4732 | 1.4942 | 1.5261 | 1.5463 | 1.5813 | 1.5983 | 1.6123 | 1.5995 | 1.5028 | 1.5367 | 1.936 | 2.1305 | 2.1677 | 2.2634 | 2.3828 | 2.5138 | 2.5686 | 2.6189 | 2.6777 | 2.6906
5 No CETA Bundle 7 SCGHG in Dispatch | 1.2716 | 1.2724 | 1.4773 | 1.5099 | 1.5929 | 1.6361 | 1.6526 | 1.6672 | 1.6784 | 1.6692 | 1.5712 | 1.6215 | 2.0434 | 2.2016 | 2.2907 | 2.3795 | 2.5499 | 2.557 | 2.619 | 2.6833 | 2.6933 | 2.7213
6 No CETA Vary Bundle SCGHG in Dispatch | 1.2179 | 1.2179 | 1.4171 | 1.4654 | 1.5412 | 1.5495 | 1.5643 | 1.5533 | 1.5777 | 1.621 | 1.5653 | 1.6192 | 2.0912 | 2.3281 | 2.4367 | 2.555 | 2.6418 | 2.7214 | 2.6667 | 2.804 | 2.8277 | 2.878
Table 3. Social Cost of Greenhouse Gas ($ Billions)
Portfolio | 2024 | 2025 | 2026 | 2027 | 2028 | 2029 | 2030 | 2031 | 2032 | 2033 | 2034 | 2035 | 2036 | 2037 | 2038 | 2039 | 2040 | 2041 | 2042 | 2043 | 2044 | 2045
2023 EPR Preferred Portfolio | 0.50597 | 0.5051 | 0.27847 | 0.35303 | 0.34147 | 0.31862 | 0.26562 | 0.24326 | 0.23231 | 0.21678 | 0.20001 | 0.15144 | 0.16455 | 0.15155 | 0.105 | 0.093285 | 0.086819 | 0.084217 | 0.099502 | 0.10263 | 0.10344 | 0.075335
1 Reference | 0.48079 | 0.561 | 0.33559 | 0.30722 | 0.2704 | 0.30305 | 0.25932 | 0.23643 | 0.23943 | 0.20048 | 0.19978 | 0.16435 | 0.15181 | 0.15841 | 0.10101 | 0.081055 | 0.076444 | 0.080533 | 0.077601 | 0.093917 | 0.099981 | 0.066225
2 No CETA Bundle 7 | 0.48023 | 0.56188 | 0.33573 | 0.36062 | 0.31285 | 0.32991 | 0.24104 | 0.21564 | 0.20494 | 0.20075 | 0.19892 | 0.1636 | 0.13382 | 0.10537 | 0.088348 | 0.08505 | 0.074098 | 0.079016 | 0.075066 | 0.09321 | 0.096129 | 0.060921
3 No CETA Vary Bundle | 0.48188 | 0.56493 | 0.35771 | 0.3694 | 0.35897 | 0.40563 | 0.28704 | 0.26564 | 0.244 | 0.2365 | 0.23703 | 0.18378 | 0.16211 | 0.14947 | 0.10399 | 0.080871 | 0.069652 | 0.076035 | 0.089217 | 0.10998 | 0.10641 | 0.076159
4 Reference SCGHG in Dispatch | 0.48064 | 0.56112 | 0.23567 | 0.21634 | 0.22311 | 0.23471 | 0.18426 | 0.18561 | 0.18672 | 0.18396 | 0.18281 | 0.15968 | 0.12952 | 0.13944 | 0.11092 | 0.1037 | 0.091561 | 0.067339 | 0.079792 | 0.093302 | 0.080263 | 0.05611
5 No CETA Bundle 7 SCGHG in Dispatch | 0.48066 | 0.56086 | 0.22624 | 0.23757 | 0.21309 | 0.23541 | 0.18517 | 0.17728 | 0.17839 | 0.17583 | 0.17483 | 0.14494 | 0.11582 | 0.12454 | 0.11669 | 0.10616 | 0.069687 | 0.073124 | 0.082937 | 0.10338 | 0.10831 | 0.072982
6 No CETA Vary Bundle SCGHG in Dispatch | 0.48179 | 0.56494 | 0.20128 | 0.19744 | 0.1806 | 0.21501 | 0.17924 | 0.18482 | 0.18882 | 0.17603 | 0.17817 | 0.14589 | 0.11493 | 0.10949 | 0.086433 | 0.081258 | 0.071375 | 0.071041 | 0.078005 | 0.091673 | 0.092104 | 0.058282
Table 4. Unbundled Renewable Energy Credits (REC) Costs ($ Millions)2
Portfolio | 2024 | 2025 | 2026 | 2027 | 2028 | 2029 | 2030 | 2031 | 2032 | 2033 | 2034 | 2035 | 2036 | 2037 | 2038 | 2039 | 2040 | 2041 | 2042 | 2043 | 2044 | 2045
2023 EPR Preferred Portfolio | -- | -- | -- | -- | -- | -- | 3.18 | -- | -- | -- | -- | -- | -- | -- | -- | -- | -- | -- | -- | -- | -- | --
1 Reference | -- | -- | -- | -- | -- | -- | 2.02 | -- | -- | -- | -- | -- | -- | -- | -- | -- | -- | -- | -- | -- | -- | --
2 No CETA Bundle 7 | -- | -- | -- | -- | -- | -- | 0.30461 | -- | -- | -- | -- | -- | -- | -- | -- | -- | -- | -- | -- | -- | -- | --
3 No CETA Vary Bundle | -- | -- | -- | -- | -- | -- | 5.5382 | 2.5442 | -- | -- | -- | -- | -- | -- | -- | -- | -- | -- | -- | -- | -- | --
4 Reference SCGHG in Dispatch | -- | -- | -- | -- | -- | -- | -- | -- | -- | -- | -- | -- | -- | -- | -- | -- | -- | -- | -- | -- | -- | --
5 No CETA Bundle 7 SCGHG in Dispatch | -- | -- | -- | -- | -- | -- | -- | -- | -- | -- | -- | -- | -- | -- | -- | -- | -- | -- | -- | -- | -- | --
6 No CETA Vary Bundle SCGHG in Dispatch | -- | -- | -- | -- | -- | -- | -- | -- | -- | -- | -- | -- | -- | -- | -- | -- | -- | -- | -- | -- | -- | --
Notes
1. Data in Table 1 are the sum of data in Tables 2 and 3.
2. The Unbundled REC costs are incorporated into the data presented into Tables 1 and 2, above.

## Emissions
Emissions, All Values in Millions of Short Tons
2023 EPR Preferred Portfolio | 2024 | 2025 | 2026 | 2027 | 2028 | 2029 | 2030 | 2031 | 2032 | 2033 | 2034 | 2035 | 2036 | 2037 | 2038 | 2039 | 2040 | 2041 | 2042 | 2043 | 2044 | 2045
Existing Contract | 1.8078 | 1.4396 | 0.1339 | 0.013971 | 0.014266 | 0.012476 | 0.013498 | 0.013272 | 0.013978 | 0.014231 | 0.013959 | 0.01993 | 0.015814 | 0.021661 | 0.029492 | 0.046425 | 0.053837 | 0.061626 | 0.054763 | 0.055463 | 0.053551 | 0.069565
Existing Coal | 2.2331 | 2.2168 | 0 | 0 | 0 | 0 | 0 | 0 | 0 | 0 | 0 | 0 | 0 | 0 | 0 | 0 | 0 | 0 | 0 | 0 | 0 | 0
Existing Gas | 1.4176 | 1.5613 | 2.0086 | 2.761 | 2.6208 | 2.6682 | 1.927 | 1.731 | 1.5839 | 1.4322 | 1.2415 | 0.86896 | 0.90487 | 0.82214 | 0.52188 | 0.42574 | 0.32612 | 0.31426 | 0.31738 | 0.26222 | 0.26749 | 0
Market Purchases | 0.774 | 0.67373 | 0.98042 | 1.0324 | 0.90714 | 0.49905 | 0.6103 | 0.50395 | 0.46886 | 0.41033 | 0.39423 | 0.31407 | 0.33839 | 0.25959 | 0.18535 | 0.15392 | 0.15607 | 0.12847 | 0.1981 | 0.26181 | 0.25207 | 0.34015
New Peaking Capacity | 0 | 0 | 0 | 0 | 0 | 0 | 0 | 0 | 0 | 0 | 0 | 0 | 0 | 0 | 0 | 0.0047926 | 0.029986 | 0.024997 | 0.032848 | 0.020409 | 0.010075 | 0
Total (With Market Purchases) | 6.2325 | 5.8914 | 3.1229 | 3.8073 | 3.5422 | 3.1798 | 2.5508 | 2.2482 | 2.0668 | 1.8568 | 1.6497 | 1.203 | 1.2591 | 1.1034 | 0.73673 | 0.63088 | 0.56602 | 0.52936 | 0.60308 | 0.59991 | 0.58319 | 0.40971
Total (Minus Market Purchases) | 5.4585 | 5.2177 | 2.1425 | 2.7749 | 2.6351 | 2.6807 | 1.9405 | 1.7443 | 1.5979 | 1.4465 | 1.2554 | 0.88889 | 0.92069 | 0.8438 | 0.55138 | 0.47696 | 0.40995 | 0.40088 | 0.40499 | 0.33809 | 0.33112 | 0.069565
1 Reference | 2024 | 2025 | 2026 | 2027 | 2028 | 2029 | 2030 | 2031 | 2032 | 2033 | 2034 | 2035 | 2036 | 2037 | 2038 | 2039 | 2040 | 2041 | 2042 | 2043 | 2044 | 2045
Existing Contract | 1.8078 | 1.44 | 0.1339 | 0.013971 | 0.013356 | 0.011655 | 0.0099451 | 0.0099451 | 0.0099804 | 0.009942 | 0.009942 | 0.0099421 | 0.0099838 | 0.0099492 | 0 | 0 | 0 | 0 | 0 | 0 | 0 | 0
Existing Coal | 2.2331 | 2.2331 | 0 | 0 | 0 | 0 | 0 | 0 | 0 | 0 | 0 | 0 | 0 | 0 | 0 | 0 | 0 | 0 | 0 | 0 | 0 | 0
Existing Gas | 1.1809 | 1.8699 | 2.3123 | 2.3533 | 1.9454 | 2.2987 | 1.7776 | 1.5845 | 1.5175 | 1.2615 | 1.201 | 0.87008 | 0.79231 | 0.79378 | 0.48444 | 0.34745 | 0.27718 | 0.27245 | 0.23259 | 0.2259 | 0.25597 | 0
Market Purchases | 0.70045 | 1.0004 | 1.3173 | 0.94599 | 0.81987 | 0.603 | 0.70275 | 0.59066 | 0.60257 | 0.44567 | 0.43683 | 0.42503 | 0.34888 | 0.31252 | 0.18709 | 0.15119 | 0.1591 | 0.15973 | 0.16762 | 0.27974 | 0.28685 | 0.36017
New Peaking Capacity | 0 | 0 | 0 | 0 | 0.0263 | 0.11101 | 0 | 0 | 4.7281e-05 | 0 | 0 | 0.00047769 | 0.010473 | 0.037068 | 0.037181 | 0.049527 | 0.062095 | 0.074023 | 0.070128 | 0.043328 | 0.020858 | 0
Total (With Market Purchases) | 5.9222 | 6.5434 | 3.7634 | 3.3133 | 2.805 | 3.0244 | 2.4903 | 2.1851 | 2.1301 | 1.7172 | 1.6478 | 1.3055 | 1.1616 | 1.1533 | 0.70872 | 0.54817 | 0.49838 | 0.5062 | 0.47034 | 0.54897 | 0.56368 | 0.36017
Total (Minus Market Purchases) | 5.2218 | 5.543 | 2.4462 | 2.3673 | 1.9851 | 2.4214 | 1.7876 | 1.5945 | 1.5275 | 1.2715 | 1.211 | 0.8805 | 0.81277 | 0.8408 | 0.52163 | 0.39698 | 0.33928 | 0.34647 | 0.30272 | 0.26923 | 0.27683 | 0
2 No CETA Bundle 7 | 2024 | 2025 | 2026 | 2027 | 2028 | 2029 | 2030 | 2031 | 2032 | 2033 | 2034 | 2035 | 2036 | 2037 | 2038 | 2039 | 2040 | 2041 | 2042 | 2043 | 2044 | 2045
Existing Contract | 1.8078 | 1.44 | 0.1339 | 0.013971 | 0.013356 | 0.011656 | 0.0099492 | 0.0099468 | 0.0099829 | 0.0099492 | 0.0099475 | 0.0099449 | 0.0099838 | 0.0099492 | 0 | 0 | 0 | 0 | 0 | 0 | 0 | 0
Existing Coal | 2.2331 | 2.2331 | 0 | 0 | 0 | 0 | 0 | 0 | 0 | 0 | 0 | 0 | 0 | 0 | 0 | 0 | 0 | 0 | 0 | 0 | 0 | 0
Existing Gas | 1.1552 | 1.8796 | 2.2284 | 2.6917 | 2.2623 | 2.5503 | 1.743 | 1.5197 | 1.3987 | 1.3067 | 1.2453 | 0.90715 | 0.72507 | 0.57485 | 0.46219 | 0.41677 | 0.31255 | 0.3158 | 0.25922 | 0.2625 | 0.27026 | 0
Market Purchases | 0.71927 | 1.001 | 1.4027 | 1.1835 | 0.9697 | 0.66189 | 0.56185 | 0.46188 | 0.41125 | 0.39514 | 0.37633 | 0.36248 | 0.26803 | 0.16207 | 0.13216 | 0.12739 | 0.12242 | 0.12678 | 0.13826 | 0.24606 | 0.25404 | 0.33132
New Peaking Capacity | 0 | 0 | 0 | 0 | 0 | 0.06855 | 0 | 0.0014911 | 0.0032495 | 0.0077067 | 0.0090512 | 0.019982 | 0.020881 | 0.020284 | 0.025546 | 0.031027 | 0.048109 | 0.054095 | 0.057504 | 0.036268 | 0.01766 | 0
Total (With Market Purchases) | 5.9154 | 6.5537 | 3.765 | 3.8891 | 3.2454 | 3.2924 | 2.3148 | 1.993 | 1.8232 | 1.7195 | 1.6406 | 1.2996 | 1.024 | 0.76715 | 0.6199 | 0.57519 | 0.48308 | 0.49667 | 0.45498 | 0.54483 | 0.54196 | 0.33132
Total (Minus Market Purchases) | 5.1961 | 5.5527 | 2.3623 | 2.7056 | 2.2757 | 2.6305 | 1.7529 | 1.5311 | 1.412 | 1.3244 | 1.2643 | 0.93708 | 0.75593 | 0.60508 | 0.48773 | 0.4478 | 0.36066 | 0.36989 | 0.31672 | 0.29877 | 0.28792 | 0
3 No CETA Vary Bundle | 2024 | 2025 | 2026 | 2027 | 2028 | 2029 | 2030 | 2031 | 2032 | 2033 | 2034 | 2035 | 2036 | 2037 | 2038 | 2039 | 2040 | 2041 | 2042 | 2043 | 2044 | 2045
Existing Contract | 1.8078 | 1.44 | 0.1339 | 0.013971 | 0.013356 | 0.011656 | 0.0099492 | 0.0099492 | 0.0099838 | 0.0099479 | 0.0099492 | 0.0099443 | 0.0099838 | 0.0099492 | 0 | 0 | 0 | 0 | 0 | 0 | 0 | 0
Existing Coal | 2.2331 | 2.2331 | 0 | 0 | 0 | 0 | 0 | 0 | 0 | 0 | 0 | 0 | 0 | 0 | 0 | 0 | 0 | 0 | 0 | 0 | 0 | 0
Existing Gas | 1.1906 | 1.8901 | 2.3819 | 2.754 | 2.5835 | 3.0456 | 2.0114 | 1.8184 | 1.6344 | 1.5234 | 1.4449 | 1.0225 | 0.91091 | 0.81927 | 0.55022 | 0.40831 | 0.29516 | 0.3078 | 0.30928 | 0.30705 | 0.29013 | 0
Market Purchases | 0.70419 | 1.026 | 1.4957 | 1.2159 | 1.1269 | 0.82445 | 0.73511 | 0.6268 | 0.52645 | 0.49236 | 0.49966 | 0.42414 | 0.31706 | 0.24987 | 0.16611 | 0.1183 | 0.12165 | 0.13473 | 0.18435 | 0.30646 | 0.29445 | 0.4142
New Peaking Capacity | 0 | 0 | 0 | 0 | 0 | 0.16634 | 0 | 0 | 0 | 0 | 0.00042992 | 0.0033438 | 0.0024904 | 0.0091959 | 0.0133 | 0.020322 | 0.037292 | 0.035392 | 0.047113 | 0.029375 | 0.015366 | 0
Total (With Market Purchases) | 5.9357 | 6.5892 | 4.0115 | 3.9839 | 3.7237 | 4.0481 | 2.7565 | 2.4551 | 2.1708 | 2.0257 | 1.955 | 1.4599 | 1.2404 | 1.0883 | 0.72963 | 0.54693 | 0.45409 | 0.47793 | 0.54075 | 0.64289 | 0.59995 | 0.4142
Total (Minus Market Purchases) | 5.2315 | 5.5632 | 2.5158 | 2.768 | 2.5968 | 3.2236 | 2.0214 | 1.8283 | 1.6444 | 1.5334 | 1.4553 | 1.0358 | 0.92338 | 0.83842 | 0.56352 | 0.42863 | 0.33245 | 0.3432 | 0.3564 | 0.33642 | 0.3055 | 0
4 Reference SCGHG in Dispatch | 2024 | 2025 | 2026 | 2027 | 2028 | 2029 | 2030 | 2031 | 2032 | 2033 | 2034 | 2035 | 2036 | 2037 | 2038 | 2039 | 2040 | 2041 | 2042 | 2043 | 2044 | 2045
Existing Contract | 1.8078 | 1.44 | 0.1339 | 0.015265 | 0.013356 | 0.011653 | 0.0099218 | 0.0099331 | 0.0099595 | 0.0099216 | 0.0099345 | 0.0099225 | 0.0099838 | 0.0099492 | 0 | 0 | 0 | 0 | 0 | 0 | 0 | 0
Existing Coal | 2.2331 | 2.2331 | 0 | 0 | 0 | 0 | 0 | 0 | 0 | 0 | 0 | 0 | 0 | 0 | 0 | 0 | 0 | 0 | 0 | 0 | 0 | 0
Existing Gas | 1.1803 | 1.8328 | 1.6745 | 1.7543 | 1.7175 | 1.8845 | 1.3792 | 1.3352 | 1.2904 | 1.2216 | 1.1724 | 0.89589 | 0.7347 | 0.77026 | 0.58549 | 0.47947 | 0.34848 | 0.21229 | 0.2295 | 0.21677 | 0.2026 | 0
Market Purchases | 0.69926 | 1.0389 | 0.74892 | 0.48253 | 0.55633 | 0.37639 | 0.3804 | 0.3703 | 0.36075 | 0.34411 | 0.32548 | 0.35834 | 0.24322 | 0.22691 | 0.17286 | 0.16883 | 0.16306 | 0.09111 | 0.14753 | 0.26002 | 0.2173 | 0.30516
New Peaking Capacity | 0 | 0 | 0.085554 | 0.080978 | 0.027273 | 0.069831 | 0 | 0 | 0 | 0 | 0 | 0.0042934 | 0.003183 | 0.0081532 | 0.019905 | 0.053035 | 0.085392 | 0.11987 | 0.10659 | 0.068589 | 0.032609 | 0
Total (With Market Purchases) | 5.9204 | 6.5448 | 2.6429 | 2.3331 | 2.3144 | 2.3424 | 1.7695 | 1.7154 | 1.6612 | 1.5757 | 1.5078 | 1.2684 | 0.99109 | 1.0153 | 0.77826 | 0.70133 | 0.59693 | 0.42327 | 0.48362 | 0.54537 | 0.45251 | 0.30516
Total (Minus Market Purchases) | 5.2212 | 5.5059 | 1.894 | 1.8506 | 1.7581 | 1.966 | 1.3891 | 1.3451 | 1.3004 | 1.2316 | 1.1823 | 0.9101 | 0.74786 | 0.78836 | 0.6054 | 0.5325 | 0.43387 | 0.33216 | 0.33609 | 0.28535 | 0.23521 | 0
5 No CETA Bundle 7 SCGHG in Dispatch | 2024 | 2025 | 2026 | 2027 | 2028 | 2029 | 2030 | 2031 | 2032 | 2033 | 2034 | 2035 | 2036 | 2037 | 2038 | 2039 | 2040 | 2041 | 2042 | 2043 | 2044 | 2045
Existing Contract | 1.8078 | 1.44 | 0.1339 | 0.014812 | 0.013356 | 0.011649 | 0.0098823 | 0.0099052 | 0.0099332 | 0.0098868 | 0.0099033 | 0.0098717 | 0.0099838 | 0.0099492 | 0 | 0 | 0 | 0 | 0 | 0 | 0 | 0
Existing Coal | 2.2331 | 2.2331 | 0 | 0 | 0 | 0 | 0 | 0 | 0 | 0 | 0 | 0 | 0 | 0 | 0 | 0 | 0 | 0 | 0 | 0 | 0 | 0
Existing Gas | 1.1805 | 1.868 | 1.6568 | 1.9063 | 1.6328 | 1.8761 | 1.373 | 1.2866 | 1.2399 | 1.1735 | 1.1224 | 0.83339 | 0.67897 | 0.70051 | 0.6185 | 0.53727 | 0.32826 | 0.29249 | 0.28085 | 0.27797 | 0.29588 | 0
Market Purchases | 0.69924 | 1.0006 | 0.74644 | 0.59251 | 0.55071 | 0.41213 | 0.39531 | 0.34201 | 0.33728 | 0.32259 | 0.30943 | 0.30577 | 0.19588 | 0.19159 | 0.19469 | 0.172 | 0.11007 | 0.1216 | 0.16915 | 0.29358 | 0.29906 | 0.39692
New Peaking Capacity | 0 | 0 | 0 | 0.048545 | 0.013562 | 0.049504 | 0 | 0 | 0 | 0 | 0.00025848 | 0.0023136 | 0.0013945 | 0.00472 | 0.0055931 | 0.0086721 | 0.015997 | 0.045536 | 0.052686 | 0.032712 | 0.015676 | 0
Total (With Market Purchases) | 5.9207 | 6.5417 | 2.5372 | 2.5621 | 2.2105 | 2.3494 | 1.7782 | 1.6385 | 1.5871 | 1.506 | 1.442 | 1.1513 | 0.88623 | 0.90677 | 0.81879 | 0.71794 | 0.45432 | 0.45963 | 0.50268 | 0.60426 | 0.61062 | 0.39692
Total (Minus Market Purchases) | 5.2214 | 5.5411 | 1.7907 | 1.9696 | 1.6597 | 1.9372 | 1.3829 | 1.2965 | 1.2498 | 1.1834 | 1.1326 | 0.84557 | 0.69035 | 0.71518 | 0.62409 | 0.54594 | 0.34426 | 0.33803 | 0.33354 | 0.31068 | 0.31156 | 0
6 No CETA Vary Bundle SCGHG in Dispatch | 2024 | 2025 | 2026 | 2027 | 2028 | 2029 | 2030 | 2031 | 2032 | 2033 | 2034 | 2035 | 2036 | 2037 | 2038 | 2039 | 2040 | 2041 | 2042 | 2043 | 2044 | 2045
Existing Contract | 1.8078 | 1.44 | 0.1339 | 0.016574 | 0.013297 | 0.01154 | 0.0097715 | 0.0097959 | 0.0098656 | 0.0096832 | 0.0097133 | 0.0096621 | 0.0099838 | 0.0099492 | 0 | 0 | 0 | 0 | 0 | 0 | 0 | 0
Existing Coal | 2.2331 | 2.2331 | 0 | 0 | 0 | 0 | 0 | 0 | 0 | 0 | 0 | 0 | 0 | 0 | 0 | 0 | 0 | 0 | 0 | 0 | 0 | 0
Existing Gas | 1.1849 | 1.8843 | 1.4647 | 1.6019 | 1.4085 | 1.7425 | 1.3538 | 1.3427 | 1.3235 | 1.1827 | 1.1348 | 0.81327 | 0.65917 | 0.59482 | 0.47572 | 0.39716 | 0.29747 | 0.24358 | 0.2504 | 0.24511 | 0.25305 | 0
Market Purchases | 0.70884 | 1.032 | 0.63532 | 0.47619 | 0.43746 | 0.30025 | 0.35765 | 0.3557 | 0.34412 | 0.31293 | 0.32186 | 0.32098 | 0.19411 | 0.16331 | 0.10357 | 0.09786 | 0.09257 | 0.087236 | 0.12634 | 0.22978 | 0.23692 | 0.31697
New Peaking Capacity | 0 | 0 | 0.023319 | 0.034659 | 0.014116 | 0.091478 | 0 | 0 | 0.0022963 | 0.0024409 | 0.0030987 | 0.015011 | 0.016168 | 0.029112 | 0.027168 | 0.054528 | 0.075293 | 0.11572 | 0.096054 | 0.060966 | 0.029299 | 0
Total (With Market Purchases) | 5.9346 | 6.5893 | 2.2573 | 2.1293 | 1.8734 | 2.1457 | 1.7212 | 1.7082 | 1.6798 | 1.5078 | 1.4695 | 1.1589 | 0.87942 | 0.79719 | 0.60646 | 0.54955 | 0.46533 | 0.44654 | 0.47279 | 0.53585 | 0.51927 | 0.31697
Total (Minus Market Purchases) | 5.2258 | 5.5574 | 1.6219 | 1.6531 | 1.4359 | 1.8455 | 1.3635 | 1.3525 | 1.3357 | 1.1948 | 1.1476 | 0.83795 | 0.68532 | 0.63388 | 0.50289 | 0.45169 | 0.37276 | 0.3593 | 0.34645 | 0.30607 | 0.28235 | 0

## Peak Capacity
Winter Peak Capacity in MW
Portfolio | 2024 | 2025 | 2026 | 2027 | 2028 | 2029 | 2030 | 2031 | 2032 | 2033 | 2034 | 2035 | 2036 | 2037 | 2038 | 2039 | 2040 | 2041 | 2042 | 2043 | 2044 | 2045
Peak plus Planning Margin | 5884.3438 | 5946.2451 | 6039.0972 | 6129.4732 | 6216.1351 | 6318.8913 | 6434.0279 | 6556.5926 | 6670.4911 | 6790.5797 | 6771.3 | 6898.5345 | 7022.1338 | 7151.7918 | 7264.4852 | 7386.8727 | 7510.472 | 7638.9183 | 7763.7293 | 7887.3285 | 8009.716 | 8139.374
2023 EPR Preferred 11 B2 | 6081.3167 | 6068.7533 | 6305.65 | 6153.9367 | 6306.4833 | 6356.81 | 6458.98 | 6596.68 | 6732.34 | 6861.81 | 6984.27 | 7067.5 | 7108.03 | 7189.62 | 7312.38 | 7399.39 | 7685.6 | 7761.9 | 7772.73 | 7998.68 | 8046.71 | 8401.21
1 Reference | 6075.1461 | 5835.7254 | 6105.1793 | 6190.42 | 6229.8392 | 6349.7683 | 6435.5208 | 6563.6533 | 6690.9958 | 6796.1983 | 6830.8583 | 6902.1383 | 7028.1883 | 7153.1083 | 7269.8483 | 7387.1983 | 7653.0283 | 7683.2583 | 7766.1084 | 7969.1283 | 8018.3183 | 8149.6483
2 No CETA Bundle 7 | 6075.1461 | 5835.7254 | 6074.1793 | 6163.42 | 6219.8392 | 6318.7683 | 6445.5208 | 6560.6533 | 6683.9958 | 6796.1983 | 6830.8583 | 6902.1383 | 7055.1883 | 7168.1083 | 7421.8483 | 7461.1983 | 7562.0283 | 7646.2583 | 7764.1084 | 7985.1283 | 8034.3183 | 8145.6483
3 No CETA Vary Bundle | 6067.8761 | 5820.9554 | 6020.6893 | 6200 | 6252.3492 | 6331.9183 | 6446.7608 | 6565.6633 | 6702.0058 | 6798.3183 | 6830.8083 | 6926.7583 | 7030.9183 | 7159.0083 | 7302.2383 | 7404.4183 | 7531.3383 | 7649.5183 | 7780.3183 | 7978.3283 | 8081.1883 | 8143.3883
4 Refenrece SCGHG in Dispatch | 6075.1461 | 5835.7254 | 6311.1793 | 6257.42 | 6224.8392 | 6342.7683 | 6485.5208 | 6760.6533 | 6825.9958 | 6881.1983 | 6915.8583 | 6947.1383 | 7098.1883 | 7170.1083 | 7266.8483 | 7402.1983 | 7511.0283 | 7639.2583 | 7775.1084 | 8056.1283 | 8139.3183 | 8246.6483
5 No CETA Bundle 7 SCGHG in Dispatch | 6075.1461 | 5835.7254 | 6199.1793 | 6225.42 | 6332.8392 | 6495.7683 | 6596.5208 | 6684.6533 | 6749.9958 | 6805.1983 | 6839.8583 | 6911.1383 | 7063.1883 | 7323.1083 | 7391.8483 | 7457.1983 | 7594.0283 | 7645.2583 | 7769.1084 | 7990.1283 | 8021.3183 | 8144.6483
6 No CETA Vary Bundle SCGHG in Dispatch | 6067.8761 | 5820.9554 | 6186.6893 | 6319 | 6336.3492 | 6412.9183 | 6572.7608 | 6611.6633 | 6686.0058 | 6829.3183 | 6861.8083 | 6948.7583 | 7126.9183 | 7242.0083 | 7341.2383 | 7451.4183 | 7559.3383 | 7823.5183 | 7812.3183 | 8046.3283 | 8107.1883 | 8215.3883
Summer Peak Capacity in MW
Portfolio | 2024 | 2025 | 2026 | 2027 | 2028 | 2029 | 2030 | 2031 | 2032 | 2033 | 2034 | 2035 | 2036 | 2037 | 2038 | 2039 | 2040 | 2041 | 2042 | 2043 | 2044 | 2045
Peak plus Planning Margin | 4733.9777 | 4854.1861 | 4962.0018 | 5071.0568 | 5177.6332 | 5328.8231 | 5453.9885 | 5582.8716 | 5706.7978 | 5835.6809 | 6107.3 | 6243.438 | 6377.0548 | 6515.7139 | 6643.0281 | 6775.3844 | 6909.0013 | 7043.8787 | 7176.2351 | 7307.3309 | 7437.1662 | 7569.5225
2023 EPR Preferred 11 B2 | 4961.4939 | 4952.8351 | 5214.3163 | 5140.1475 | 5361.2188 | 5582.81 | 5651 | 5829.93 | 5930.4 | 6221.86 | 6516.14 | 6648.23 | 6724.24 | 6844.14 | 6825.27 | 7166.53 | 7446.35 | 7419.37 | 7782.31 | 7802.14 | 7884.28 | 8235.52
1 Reference | 5057.1337 | 4688.6857 | 5027.6832 | 5077.1044 | 5727.5156 | 5845.7264 | 6114.3359 | 6281.4854 | 6423.275 | 6651.6545 | 6702.7445 | 6781.5545 | 6906.5245 | 7068.6745 | 7113.5645 | 7411.4545 | 7632.7145 | 7529.7045 | 8034.2545 | 8034.4845 | 8124.2545 | 8188.2045
2 No CETA Bundle 7 | 5057.1337 | 4688.6857 | 5030.6832 | 5100.1044 | 5745.5156 | 5903.7264 | 6129.3359 | 6275.4854 | 6330.275 | 6584.6545 | 6635.7445 | 6714.5545 | 6846.5245 | 6956.6745 | 7068.5645 | 7294.4545 | 7394.7145 | 7345.7045 | 7833.2545 | 7851.4845 | 7941.2545 | 7976.2045
3 No CETA Vary Bundle | 5052.9637 | 4676.8757 | 4999.1032 | 5108.6344 | 5678.9456 | 5733.0164 | 6146.0959 | 6304.3754 | 6361.515 | 6570.8045 | 6617.5045 | 6705.6845 | 6806.0745 | 6955.0245 | 6943.1745 | 7205.4145 | 7386.1645 | 7370.9745 | 7854.4545 | 7852.5745 | 8023.9145 | 8054.2745
4 Refenrece SCGHG in Dispatch | 5057.1337 | 4688.6857 | 5089.6832 | 5225.1044 | 5803.5156 | 5983.7264 | 6247.3359 | 6536.4854 | 6544.275 | 6710.6545 | 6761.7445 | 6811.5545 | 6955.5245 | 7082.6745 | 7008.5645 | 7327.4545 | 7435.7145 | 7397.7045 | 7883.2545 | 7958.4845 | 8076.2545 | 8131.2045
5 No CETA Bundle 7 SCGHG in Dispatch | 5057.1337 | 4688.6857 | 5008.6832 | 5163.1044 | 5898.5156 | 6122.7264 | 6282.3359 | 6420.4854 | 6428.275 | 6594.6545 | 6645.7445 | 6724.5545 | 6875.5245 | 7112.6745 | 7061.5645 | 7310.4545 | 7404.7145 | 7353.7045 | 7824.2545 | 7842.4845 | 7914.2545 | 7976.2045
6 No CETA Vary Bundle SCGHG in Dispatch | 5052.9637 | 4676.8757 | 5242.1032 | 5369.6344 | 5898.9456 | 5966.0164 | 6117.0959 | 6217.3754 | 6234.515 | 6534.8045 | 6581.5045 | 6676.6845 | 6868.0745 | 6990.0245 | 6956.1745 | 7266.4145 | 7381.1645 | 7524.9745 | 7879.4545 | 7913.5745 | 8007.9145 | 8103.2745

## Builds Summary
Cumulative Resource Additions by 2025, Nameplate (MW)
Portfolio | Conservation | Demand Response | DER Solar | DER Storage | Emitting Peaking Capacity | CETA Qualifying Peaking Capacity | Wind | Solar | Green Direct | Hybrid (Generation + Storage) | Biomass | Nuclear | Standalone Storage | RFP Supply-Side Resources1 | Total
11 B2 Most Diversified w/o Nuclear | 65.3106 | 135.94 | 172.3264 | 39.88 | 0 | 237 | 600 | 99.95 | 0 | 299.95 | 0 | 0 | 100 | 0 | 1750.357
1 Reference | 65.3106 | 90.2 | 135.5114 | 33.506 | 0 | 0 | 0 | 0 | 0 | 0 | 0 | 0 | 0 | 1077 | 1401.528
2 DSM Bundle 10 | 65.3106 | 90.2 | 135.5114 | 33.506 | 0 | 0 | 0 | 0 | 0 | 0 | 0 | 0 | 0 | 1077 | 1401.528
3 DSM Bundle 7 | 50.5433 | 90.2 | 135.5114 | 33.506 | 0 | 0 | 0 | 0 | 0 | 0 | 0 | 0 | 0 | 1077 | 1386.7607
4 DER Solar | 65.3106 | 90.2 | 135.5114 | 33.506 | 0 | 0 | 0 | 0 | 0 | 0 | 0 | 0 | 0 | 1077 | 1401.528
5 DER Batteries | 65.3106 | 90.2 | 135.5114 | 33.506 | 0 | 0 | 0 | 0 | 0 | 0 | 0 | 0 | 0 | 1077 | 1401.528
6 MT Overbuild, PHES + All East Wind | 50.5433 | 90.2 | 135.5114 | 33.506 | 0 | 0 | 0 | 0 | 0 | 0 | 0 | 0 | 0 | 1077 | 1386.7607
Notes
1. The capacity of these resources reflects PSE's signed contracts as of August 2023.
Cumulative Resource Additions by 2045, Nameplate (MW)
Portfolio | Conservation | Demand Response | DER Solar | DER Storage | Emitting Peaking Capacity | CETA Qualifying Peaking Capacity | Wind | Solar | Green Direct | Hybrid (Generation + Storage) | Biomass | Nuclear | Standalone Storage | RFP Supply-Side Resources1 | Total
11 B2 Most Diversified w/o Nuclear | 818.325 | 446.24 | 2124.3803 | 267.2 | 0 | 1588.5 | 3650 | 2288.71 | 100 | 1746.41 | 0 | 0 | 1800 | 0 | 14829.7652
1 Reference | 818.325 | 155.7 | 2056.2003 | 245.146 | 0 | 1788 | 3550 | 1691.9 | 100 | 1899.85 | 0 | 0 | 1700 | 1077 | 15082.1213
2 DSM Bundle 10 | 818.325 | 155.7 | 2056.2003 | 245.146 | 0 | 1806.3 | 3950 | 1491.3 | 100 | 1500 | 0 | 0 | 1200 | 1077 | 14399.9713
3 DSM Bundle 7 | 695.0737 | 155.7 | 2056.2003 | 245.146 | 0 | 1897.8 | 3850 | 1491.65 | 100 | 1749.75 | 0 | 0 | 1300 | 1077 | 14618.32
4 DER Solar | 818.325 | 155.7 | 2056.2003 | 245.146 | 0 | 1971 | 4550 | 1090.85 | 100 | 1398.2 | 0 | 0 | 1400 | 1077 | 14862.4213
5 DER Batteries | 818.325 | 155.7 | 2056.2003 | 245.146 | 0 | 1915.2 | 4450 | 1090.9 | 100 | 1148.8 | 0 | 0 | 1400 | 1077 | 14457.2713
6 MT Overbuild, PHES + All East Wind | 695.0737 | 155.7 | 2056.2003 | 245.146 | 0 | 2062.5 | 4650 | 1790.1 | 100 | 1348.45 | 0 | 0 | 1100 | 1077 | 15280.17
Notes
1. The capacity of these resources reflects PSE's signed contracts as of August 2023.

## Builds Detail
Cumulative Builds Detail, 2045
2023 EPR Preferred Portfolio | [44 empty] | #REF! | Cumulative Builds (MW), Summarized | [17 empty] | #REF! | Incremental Builds, Select Years
Cummulative Builds (MW) | CCCT | Frame Peaker | Recip Peaker | Frame Peaker NG/H2 Blend | Recip Peaker NG/H2 Blend | Frame Peaker Biodiesel | WA Wind | BC Wind | MT Wind East | MT Central Wind | ID Wind | WY East Wind | WY West Wind | Offshore Wind | WA East Solar | WA West Solar | ID Solar | WY East Solar | WY West Solar | Greendirect Wind | Greendirect Solar | Li-Ion 2hr | Li-Ion 4hr | Li-Ion 6hr | MT PHES | WA/OR PHES | DER Storage | Wind + Battery | Solar + Battery | Wind + Solar + Battery | Biomass | Advanced Nuclear (SMRs) | PPA | DER Solar Ground | DER Solar Rooftop | PSE DER Solar | PSE DER Storage | Demand Response | DSM DE | DSM C&S | DSM PV | DSM Conservation | CEIP Solar | CEIP Battery | Year | Demand Side Resources | Conservation | Demand Response | Distributed Energy Resources | DER Solar | DER Storage | Supply Side Resources | Emitting Peaking Capacity | CETA Qualifying Peaking Capacity | Wind | Solar | Green Direct | Hybrid (Generation + Storage) | Biomass | Advanced Nuclear (SMRs) | Standalone Storage | Total | Check s/b = 0 | Year | Demand Side Resources | Conservation | Demand Response | Distributed Energy Resources | DER Solar | DER Storage | Supply Side Resources | Emitting Peaking Capacity | CETA Qualifying Peaking Capacity | Wind | Solar | Green Direct | Hybrid (Generation + Storage) | Biomass | Advanced Nuclear (SMRs) | Standalone Storage | Total
2024 | 0 | 0 | 0 | 0 | 0 | 237 | 300 | 0 | 0 | 0 | 0 | 0 | 0 | 0 | 100 | 0 | 0 | 0 | 0 | 0 | 0 | 0 | 0 | 0 | 0 | 0 | 0 | 0 | 150 | 0 | 0 | 0 | 0 | 0 | 0 | 3.9 | 9.41 | 71.41 | 1.0533 | 14.2411 | 38.0456 | 18.0493 | 55 | 12 | 2024 | 104.7538 | 33.3438 | 71.41 | 118.3556 | 96.9456 | 21.41 | 787 | 0 | 237 | 300 | 100 | 0 | 150 | 0 | 0 | 0 | 1010.1093 | 0 | 2024
2025 | 0 | 0 | 0 | 0 | 0 | 237 | 600 | 0 | 0 | 0 | 0 | 0 | 0 | 0 | 99.95 | 0 | 0 | 0 | 0 | 0 | 0 | 0 | 100 | 0 | 0 | 0 | 0 | 150 | 149.95 | 0 | 0 | 0 | 0 | 10 | 20 | 3.9 | 14.28 | 135.94 | 2.141 | 26.375 | 59.4264 | 36.7946 | 79 | 25.6 | 2025 | 201.2506 | 65.3106 | 135.94 | 212.2064 | 172.3264 | 39.88 | 1336.9 | 0 | 237 | 600 | 99.95 | 0 | 299.95 | 0 | 0 | 100 | 1750.357 | 0 | 2025 | 201.2506 | 65.3106 | 135.94 | 212.2064 | 172.3264 | 39.88 | 1336.9 | 0 | 237 | 600 | 99.95 | 0 | 299.95 | 0 | 0 | 100 | 1750.357
2026 | 0 | 0 | 0 | 0 | 0 | 474 | 600 | 0 | 400 | 0 | 0 | 0 | 0 | 0 | 99.9 | 0 | 0 | 0 | 0 | 100 | 0 | 0 | 300 | 0 | 200 | 200 | 25 | 300 | 149.9 | 250 | 0 | 0 | 0 | 10 | 50 | 3.9 | 18.11 | 206.65 | 3.2802 | 50.0517 | 80.8072 | 56.0784 | 79 | 25.6 | 2026 | 316.0603 | 109.4103 | 206.65 | 292.4172 | 223.7072 | 68.71 | 3073.8 | 0 | 474 | 1000 | 99.9 | 100 | 699.9 | 0 | 0 | 700 | 3682.2775 | 0 | 2026
2027 | 0 | 0 | 0 | 0 | 0 | 474 | 600 | 0 | 400 | 0 | 0 | 0 | 0 | 0 | 99.85 | 0 | 0 | 0 | 0 | 100 | 0 | 0 | 600 | 0 | 200 | 200 | 50 | 300 | 149.85 | 249.95 | 0 | 0 | 0 | 10 | 80 | 3.9 | 24.72 | 253.98 | 4.4193 | 64.2499 | 121.2673 | 76.2537 | 79 | 25.6 | 2027 | 398.9029 | 144.9229 | 253.98 | 394.4873 | 294.1673 | 100.32 | 3373.65 | 0 | 474 | 1000 | 99.85 | 100 | 699.8 | 0 | 0 | 1000 | 4167.0403 | 0 | 2027
2028 | 0 | 0 | 0 | 0 | 0 | 711 | 600 | 0 | 400 | 0 | 0 | 0 | 0 | 0 | 299.8 | 0 | 0 | 0 | 0 | 100 | 0 | 0 | 600 | 0 | 200 | 200 | 75 | 450 | 149.8 | 249.9 | 0 | 0 | 0 | 10 | 110 | 6.9 | 28.39 | 303.28 | 5.5757 | 77.8815 | 161.7275 | 97.1396 | 79 | 25.6 | 2028 | 483.8768 | 180.5968 | 303.28 | 496.6175 | 367.6275 | 128.99 | 3960.5 | 0 | 711 | 1000 | 299.8 | 100 | 849.7 | 0 | 0 | 1000 | 4940.9942 | 0 | 2028
2029 | 0 | 0 | 0 | 0 | 0 | 711 | 600 | 0 | 400 | 0 | 0 | 0 | 0 | 0 | 699.65 | 0 | 0 | 0 | 0 | 100 | 0 | 0 | 600 | 0 | 200 | 200 | 100 | 750 | 449.75 | 249.85 | 0 | 0 | 0 | 10 | 140 | 8.9 | 31.74 | 319.21 | 6.9399 | 115.3824 | 223.046 | 118.5493 | 79 | 25.6 | 2029 | 560.0817 | 240.8717 | 319.21 | 618.286 | 460.946 | 157.34 | 4960.25 | 0 | 711 | 1000 | 699.65 | 100 | 1449.6 | 0 | 0 | 1000 | 6138.6177 | 0 | 2029
2030 | 0 | 0 | 0 | 0 | 0 | 711 | 1000 | 0 | 400 | 0 | 0 | 0 | 0 | 0 | 699.3 | 0 | 0 | 0 | 0 | 100 | 0 | 0 | 600 | 0 | 200 | 200 | 125 | 750 | 449.6 | 249.8 | 0 | 0 | 0 | 10 | 170 | 8.9 | 36.62 | 336.48 | 8.3042 | 131.8397 | 284.3645 | 141.5508 | 79 | 25.6 | 2030 | 618.1747 | 281.6947 | 336.48 | 739.4845 | 552.2645 | 187.22 | 5359.7 | 0 | 711 | 1400 | 699.3 | 100 | 1449.4 | 0 | 0 | 1000 | 6717.3592 | 0 | 2030 | 416.9241 | 216.3841 | 200.54 | 527.2781 | 379.9381 | 147.34 | 4022.8 | 0 | 474 | 800 | 599.35 | 100 | 1149.45 | 0 | 0 | 900 | 4967.0022
2031 | 0 | 0 | 0 | 0 | 0 | 711 | 1000 | 0 | 400 | 0 | 0 | 200 | 0 | 0 | 698.95 | 0 | 0 | 0 | 0 | 100 | 0 | 0 | 600 | 0 | 200 | 200 | 150 | 750 | 449.45 | 249.75 | 0 | 0 | 0 | 10 | 200 | 9.72 | 39.99 | 353.97 | 9.6685 | 148.1239 | 351.5084 | 165.6326 | 79 | 25.6 | 2031 | 677.3951 | 323.4251 | 353.97 | 865.8184 | 650.2284 | 215.59 | 5559.15 | 0 | 711 | 1600 | 698.95 | 100 | 1449.2 | 0 | 0 | 1000 | 7102.3635 | 0 | 2031
2032 | 0 | 0 | 0 | 0 | 0 | 711 | 1000 | 0 | 400 | 0 | 0 | 300 | 0 | 0 | 698.6 | 0 | 0 | 0 | 0 | 100 | 0 | 0 | 700 | 0 | 200 | 200 | 150 | 750 | 449.3 | 249.7 | 0 | 0 | 0 | 10 | 230 | 10.59 | 43.58 | 371.22 | 10.7179 | 200.9292 | 418.6524 | 189.7053 | 79 | 25.6 | 2032 | 772.5725 | 401.3525 | 371.22 | 967.4224 | 748.2424 | 219.18 | 5758.6 | 0 | 711 | 1700 | 698.6 | 100 | 1449 | 0 | 0 | 1100 | 7498.5948 | 0 | 2032
2033 | 0 | 0 | 0 | 0 | 0 | 711 | 1000 | 0 | 400 | 0 | 0 | 400 | 0 | 0 | 698.25 | 0 | 0 | 0 | 0 | 100 | 0 | 0 | 700 | 100 | 200 | 200 | 150 | 750 | 449.15 | 249.65 | 0 | 0 | 0 | 10 | 260 | 11.47 | 47.2 | 386.88 | 10.7179 | 219.5149 | 489.5108 | 214.3344 | 79 | 25.6 | 2033 | 831.4472 | 444.5672 | 386.88 | 1072.7808 | 849.9808 | 222.8 | 5958.05 | 0 | 711 | 1800 | 698.25 | 100 | 1448.8 | 0 | 0 | 1200 | 7862.278 | 0 | 2033
2034 | 0 | 0 | 0 | 0 | 0 | 711 | 1000 | 0 | 400 | 0 | 0 | 400 | 0 | 0 | 897.9 | 0 | 0 | 0 | 0 | 100 | 0 | 0 | 1000 | 200 | 200 | 200 | 150 | 750 | 449 | 249.6 | 0 | 0 | 0 | 10 | 290 | 12.35 | 50.83 | 395.19 | 10.7179 | 238.5699 | 560.3692 | 222.6614 | 79 | 25.6 | 2034 | 867.1392 | 471.9492 | 395.19 | 1178.1492 | 951.7192 | 226.43 | 6557.5 | 0 | 711 | 1800 | 897.9 | 100 | 1448.6 | 0 | 0 | 1600 | 8602.7884 | 0 | 2034
2035 | 0 | 0 | 0 | 0 | 0 | 711 | 1000 | 0 | 400 | 0 | 0 | 600 | 0 | 0 | 1197.45 | 0 | 0 | 0 | 0 | 100 | 0 | 0 | 1000 | 200 | 200 | 200 | 150 | 750 | 448.85 | 249.55 | 0 | 0 | 0 | 10 | 320 | 13.24 | 54.47 | 403.67 | 10.7179 | 258.286 | 631.3385 | 231.8562 | 79 | 25.6 | 2035 | 904.5302 | 500.8602 | 403.67 | 1283.6485 | 1053.5785 | 230.07 | 7056.85 | 0 | 711 | 2000 | 1197.45 | 100 | 1448.4 | 0 | 0 | 1600 | 9245.0287 | 0 | 2035
2036 | 0 | 0 | 0 | 0 | 0 | 711 | 1000 | 0 | 400 | 0 | 0 | 600 | 0 | 0 | 1296.85 | 0 | 0 | 0 | 0 | 100 | 0 | 0 | 1000 | 200 | 200 | 200 | 150 | 750 | 448.7 | 249.5 | 0 | 0 | 0 | 10 | 350 | 14.12 | 58.1 | 411.66 | 10.7179 | 277.0454 | 702.3078 | 242.3839 | 79 | 25.6 | 2036 | 941.8073 | 530.1472 | 411.66 | 1389.1278 | 1155.4278 | 233.7 | 7156.05 | 0 | 711 | 2000 | 1296.85 | 100 | 1448.2 | 0 | 0 | 1600 | 9486.985 | 0 | 2036
2037 | 0 | 0 | 0 | 0 | 0 | 711 | 1000 | 0 | 600 | 0 | 0 | 600 | 0 | 0 | 1396.2 | 0 | 0 | 0 | 0 | 100 | 0 | 0 | 1100 | 200 | 200 | 200 | 150 | 750 | 448.55 | 249.45 | 0 | 0 | 0 | 10 | 380 | 15.01 | 61.76 | 418.36 | 10.7179 | 294.535 | 773.5378 | 256.6261 | 79 | 25.6 | 2037 | 980.239 | 561.879 | 418.36 | 1494.9078 | 1257.5478 | 237.36 | 7555.2 | 0 | 711 | 2200 | 1396.2 | 100 | 1448 | 0 | 0 | 1700 | 10030.3468 | 0 | 2037
2038 | 0 | 0 | 0 | 0 | 0 | 711 | 1100 | 0 | 1200 | 0 | 0 | 600 | 0 | 0 | 1395.5 | 0 | 0 | 0 | 0 | 100 | 0 | 0 | 1100 | 200 | 200 | 200 | 150 | 900 | 448.4 | 249.4 | 0 | 0 | 0 | 10 | 410 | 15.88 | 65.34 | 430.41 | 10.7179 | 312.8979 | 844.7678 | 270.0893 | 79 | 25.6 | 2038 | 1024.1152 | 593.7052 | 430.41 | 1600.5878 | 1359.6478 | 240.94 | 8404.3 | 0 | 711 | 2900 | 1395.5 | 100 | 1597.8 | 0 | 0 | 1700 | 11029.003 | 0 | 2038
2039 | 0 | 0 | 0 | 0 | 36.6 | 711 | 1100 | 0 | 1200 | 0 | 0 | 600 | 0 | 0 | 1894.8 | 0 | 0 | 0 | 0 | 100 | 0 | 0 | 1100 | 200 | 200 | 200 | 150 | 900 | 448.25 | 249.35 | 0 | 0 | 0 | 10 | 440 | 16.76 | 68.96 | 433.49 | 10.7179 | 331.4105 | 917.5643 | 283.8917 | 79 | 25.6 | 2039 | 1059.5101 | 626.0201 | 433.49 | 1707.8843 | 1463.3243 | 244.56 | 8940 | 0 | 747.6 | 2900 | 1894.8 | 100 | 1597.6 | 0 | 0 | 1700 | 11707.3945 | 0 | 2039
2040 | 0 | 0 | 0 | 0 | 274.5 | 711 | 1100 | 0 | 1200 | 0 | 0 | 600 | 0 | 0 | 1893.85 | 0 | 0 | 0 | 0 | 100 | 0 | 0 | 1100 | 200 | 200 | 200 | 150 | 900 | 448.1 | 249.3 | 0 | 0 | 0 | 10 | 470 | 17.65 | 72.61 | 436.71 | 10.7179 | 350.0759 | 990.3608 | 296.5589 | 79 | 25.6 | 2040 | 1094.0627 | 657.3527 | 436.71 | 1815.2208 | 1567.0108 | 248.21 | 9176.75 | 0 | 985.5 | 2900 | 1893.85 | 100 | 1597.4 | 0 | 0 | 1700 | 12086.0335 | 0 | 2040
2041 | 0 | 0 | 0 | 0 | 311.1 | 711 | 1200 | 0 | 1200 | 0 | 0 | 600 | 0 | 0 | 1992.9 | 100 | 0 | 0 | 0 | 100 | 0 | 0 | 1100 | 200 | 200 | 200 | 150 | 900 | 447.95 | 249.25 | 0 | 0 | 0 | 10 | 500 | 18.55 | 76.31 | 438.98 | 10.7179 | 366.5448 | 1066.3383 | 306.2435 | 79 | 25.6 | 2041 | 1122.4862 | 683.5062 | 438.98 | 1925.7983 | 1673.8883 | 251.91 | 9512.2 | 0 | 1022.1 | 3000 | 2092.9 | 100 | 1597.2 | 0 | 0 | 1700 | 12560.4845 | 0 | 2041
2042 | 0 | 0 | 0 | 237 | 347.7 | 711 | 1200 | 0 | 1200 | 0 | 0 | 600 | 0 | 0 | 1991.9 | 99.95 | 0 | 0 | 0 | 100 | 0 | 0 | 1100 | 200 | 200 | 200 | 150 | 900 | 447.8 | 249.2 | 0 | 0 | 0 | 10 | 530 | 19.44 | 79.98 | 441.06 | 10.7179 | 381.3804 | 1142.3157 | 325.1072 | 79 | 25.6 | 2042 | 1158.2656 | 717.2056 | 441.06 | 2036.3357 | 1780.7557 | 255.58 | 9784.55 | 0 | 1295.7 | 3000 | 2091.85 | 100 | 1597 | 0 | 0 | 1700 | 12979.1512 | 0 | 2042
2043 | 0 | 0 | 0 | 237 | 347.7 | 711 | 1300 | 0 | 1650 | 0 | 0 | 600 | 0 | 0 | 1990.9 | 99.9 | 0 | 0 | 0 | 100 | 0 | 0 | 1100 | 200 | 200 | 200 | 150 | 900 | 447.65 | 249.15 | 0 | 0 | 0 | 10 | 560 | 20.34 | 83.68 | 443.26 | 10.7179 | 401.1781 | 1224.0606 | 343.1083 | 79 | 25.6 | 2043 | 1198.2643 | 755.0043 | 443.26 | 2152.6806 | 1893.4006 | 259.28 | 10333.3 | 0 | 1295.7 | 3550 | 2090.8 | 100 | 1596.8 | 0 | 0 | 1700 | 13684.2449 | 0 | 2043
2044 | 0 | 0 | 0 | 237 | 366 | 711 | 1300 | 100 | 1650 | 0 | 0 | 600 | 0 | 0 | 1989.9 | 99.85 | 0 | 0 | 0 | 100 | 0 | 0 | 1100 | 200 | 200 | 200 | 150 | 900 | 447.5 | 249.1 | 0 | 0 | 0 | 10 | 590 | 21.28 | 87.55 | 445.24 | 10.7179 | 419.9394 | 1305.8054 | 358.7237 | 79 | 25.6 | 2044 | 1234.6211 | 789.3811 | 445.24 | 2269.2354 | 2006.0854 | 263.15 | 10450.35 | 0 | 1314 | 3650 | 2089.75 | 100 | 1596.6 | 0 | 0 | 1700 | 13954.2065 | 0 | 2044
2045 | 0 | 0 | 0 | 237 | 640.5 | 711 | 1300 | 100 | 1650 | 0 | 0 | 600 | 0 | 0 | 1988.91 | 299.8 | 0 | 0 | 0 | 100 | 0 | 0 | 1200 | 200 | 200 | 200 | 150 | 1050 | 447.36 | 249.05 | 0 | 0 | 0 | 10 | 620 | 22.26 | 91.6 | 446.24 | 10.7179 | 436.9398 | 1393.1203 | 370.6672 | 79 | 25.6 | 2045 | 1264.565 | 818.325 | 446.24 | 2391.5803 | 2124.3803 | 267.2 | 11173.6199 | 0 | 1588.5 | 3650 | 2288.71 | 100 | 1746.41 | 0 | 0 | 1800 | 14829.7652 | 0 | 2045 | 646.3903 | 536.6303 | 109.76 | 1652.0958 | 1572.1158 | 79.98 | 5813.92 | 0 | 877.5 | 2250 | 1589.41 | 0 | 297.01 | 0 | 0 | 800 | 8112.4061
[64 empty] | Total | 1264.565 | 818.325 | 446.24 | 2391.5803 | 2124.3803 | 267.2 | 11173.6199 | 0 | 1588.5 | 3650 | 2288.71 | 100 | 1746.41 | 0 | 0 | 1800 | 14829.7652
1 Reference | [44 empty] | #REF! | Cumulative Builds (MW), Summarized | [17 empty] | #REF! | Incremental Builds, Select Years
Cummulative Builds (MW) | CCCT | Frame Peaker | Recip Peaker | Frame Peaker NG/H2 Blend | Recip Peaker NG/H2 Blend | Frame Peaker Biodiesel | WA Wind | BC Wind | MT Wind East | MT Central Wind | ID Wind | WY East Wind | WY West Wind | Offshore Wind | WA East Solar | WA West Solar | ID Solar | WY East Solar | WY West Solar | Greendirect Wind | Greendirect Solar | Li-Ion 2hr | Li-Ion 4hr | Li-Ion 6hr | MT PHES | WA/OR PHES | DER Storage | Wind + Battery | Solar + Battery | Wind + Solar + Battery | Biomass | Nuclear | PPA | DER Solar Ground | DER Solar Rooftop | PSE DER Solar | PSE DER Storage | Demand Response | DSM DE | DSM C&S | DSM PV | DSM Conservation | CEIP Solar | CEIP Battery | Year | Demand Side Resources | Conservation | Demand Response | Distributed Energy Resources | DER Solar | DER Storage | Supply Side Resources | Emitting Peaking Capacity | CETA Qualifying Peaking Capacity | Wind | Solar | Green Direct | Hybrid (Generation + Storage) | Biomass | Advanced Nuclear (SMRs) | Standalone Storage | Total | Check s/b = 0 | Year | Demand Side Resources | Conservation | Demand Response | Distributed Energy Resources | DER Solar | DER Storage | Supply Side Resources | Emitting Peaking Capacity | CETA Qualifying Peaking Capacity | Wind | Solar | Green Direct | Hybrid (Generation + Storage) | Biomass | Advanced Nuclear (SMRs) | Standalone Storage | Total
2024 | 0 | 0 | 0 | 0 | 0 | 0 | 0 | 0 | 0 | 0 | 0 | 0 | 0 | 0 | 0 | 0 | 0 | 0 | 0 | 0 | 0 | 0 | 0 | 0 | 0 | 0 | 0 | 0 | 0 | 0 | 0 | 0 | 0 | 0 | 0 | 0 | 0 | 60.6 | 1.0533 | 14.2411 | 38.0456 | 18.0493 | 7.935 | 0 | 2024 | 93.9438 | 33.3438 | 60.6 | 45.9806 | 45.9806 | 0 | 0 | 0 | 0 | 0 | 0 | 0 | 0 | 0 | 0 | 0 | 139.9243 | 0 | 2024
2025 | 0 | 0 | 0 | 0 | 0 | 0 | 0 | 0 | 0 | 0 | 0 | 0 | 0 | 0 | 0 | 0 | 0 | 0 | 0 | 0 | 0 | 0 | 0 | 0 | 0 | 0 | 0 | 0 | 0 | 0 | 0 | 0 | 0 | 0 | 0 | 0 | 0 | 90.2 | 2.141 | 26.375 | 59.4264 | 36.7946 | 76.085 | 33.506 | 2025 | 155.5106 | 65.3106 | 90.2 | 169.0174 | 135.5114 | 33.506 | 0 | 0 | 0 | 0 | 0 | 0 | 0 | 0 | 0 | 0 | 324.528 | 0 | 2025 | 155.5106 | 65.3106 | 90.2 | 169.0174 | 135.5114 | 33.506 | 0 | 0 | 0 | 0 | 0 | 0 | 0 | 0 | 0 | 0 | 324.528
2026 | 0 | 0 | 0 | 0 | 0 | 237 | 200 | 100 | 400 | 0 | 0 | 0 | 0 | 0 | 100 | 0 | 0 | 0 | 0 | 100 | 0 | 0 | 400 | 0 | 200 | 200 | 25 | 300 | 0 | 0 | 0 | 0 | 0 | 0 | 30 | 0 | 0 | 120.7 | 3.2802 | 50.0517 | 80.8072 | 56.0784 | 76.085 | 33.506 | 2026 | 230.1103 | 109.4103 | 120.7 | 245.3982 | 186.8922 | 58.506 | 2237 | 0 | 237 | 700 | 100 | 100 | 300 | 0 | 0 | 800 | 2712.5085 | 0 | 2026
2027 | 0 | 0 | 0 | 0 | 0 | 474 | 600 | 200 | 400 | 0 | 0 | 0 | 0 | 0 | 99.95 | 0 | 0 | 0 | 0 | 100 | 0 | 0 | 600 | 0 | 200 | 200 | 50 | 450 | 0 | 0 | 0 | 0 | 0 | 0 | 60 | 3.9 | 24.72 | 125.7 | 4.4193 | 64.2499 | 121.2673 | 76.2537 | 76.085 | 33.506 | 2027 | 270.6229 | 144.9229 | 125.7 | 369.4783 | 261.2523 | 108.226 | 3323.95 | 0 | 474 | 1200 | 99.95 | 100 | 450 | 0 | 0 | 1000 | 3964.0513 | 0 | 2027
2028 | 0 | 0 | 0 | 237 | 0 | 474 | 700 | 200 | 400 | 0 | 0 | 0 | 0 | 0 | 99.9 | 0 | 0 | 0 | 0 | 100 | 0 | 0 | 700 | 0 | 200 | 200 | 75 | 1200 | 0 | 0 | 0 | 0 | 0 | 0 | 90 | 6.9 | 28.39 | 130.7 | 5.5757 | 77.8815 | 161.7275 | 97.1396 | 76.085 | 33.506 | 2028 | 311.2968 | 180.5968 | 130.7 | 471.6085 | 334.7125 | 136.896 | 4510.9 | 0 | 711 | 1300 | 99.9 | 100 | 1200 | 0 | 0 | 1100 | 5293.8052 | 0 | 2028
2029 | 0 | 0 | 0 | 474 | 0 | 474 | 800 | 200 | 400 | 0 | 0 | 0 | 0 | 0 | 99.85 | 0 | 0 | 0 | 0 | 100 | 0 | 0 | 800 | 0 | 200 | 200 | 100 | 1500 | 0 | 0 | 0 | 0 | 0 | 0 | 120 | 8.9 | 31.74 | 135.7 | 6.9399 | 115.3824 | 223.046 | 118.5493 | 76.085 | 33.506 | 2029 | 376.5717 | 240.8717 | 135.7 | 593.277 | 428.031 | 165.246 | 5247.85 | 0 | 948 | 1400 | 99.85 | 100 | 1500 | 0 | 0 | 1200 | 6217.6987 | 0 | 2029
2030 | 0 | 0 | 0 | 474 | 0 | 474 | 800 | 200 | 400 | 0 | 0 | 0 | 0 | 0 | 499.8 | 0 | 0 | 0 | 0 | 100 | 0 | 0 | 900 | 0 | 200 | 200 | 125 | 1500 | 0 | 0 | 0 | 0 | 0 | 0 | 150 | 8.9 | 36.62 | 140.7 | 8.3042 | 131.8397 | 284.3645 | 141.5508 | 76.085 | 33.506 | 2030 | 422.3947 | 281.6947 | 140.7 | 714.4755 | 519.3495 | 195.126 | 5747.8 | 0 | 948 | 1400 | 499.8 | 100 | 1500 | 0 | 0 | 1300 | 6884.6702 | 0 | 2030 | 266.8841 | 216.3841 | 50.5 | 545.4581 | 383.8381 | 161.62 | 5747.8 | 0 | 948 | 1400 | 499.8 | 100 | 1500 | 0 | 0 | 1300 | 6560.1422
2031 | 0 | 0 | 0 | 474 | 0 | 474 | 800 | 200 | 400 | 0 | 0 | 200 | 0 | 0 | 499.55 | 0 | 0 | 0 | 0 | 100 | 0 | 0 | 900 | 0 | 200 | 200 | 150 | 1500 | 0 | 0 | 0 | 0 | 0 | 0 | 180 | 9.72 | 39.99 | 145.7 | 9.6685 | 148.1239 | 351.5084 | 165.6326 | 76.085 | 33.506 | 2031 | 469.1251 | 323.4251 | 145.7 | 840.8094 | 617.3134 | 223.496 | 5947.55 | 0 | 948 | 1600 | 499.55 | 100 | 1500 | 0 | 0 | 1300 | 7257.4845 | 0 | 2031
2032 | 0 | 0 | 0 | 474 | 0 | 474 | 800 | 200 | 400 | 0 | 0 | 200 | 0 | 0 | 499.3 | 0 | 0 | 0 | 0 | 100 | 0 | 0 | 1300 | 0 | 200 | 200 | 150 | 1500 | 0 | 0 | 0 | 0 | 0 | 0 | 210 | 10.59 | 43.58 | 150.7 | 10.7179 | 200.9292 | 418.6524 | 189.7053 | 75.66 | 33.506 | 2032 | 552.0525 | 401.3525 | 150.7 | 941.9884 | 714.9024 | 227.086 | 6347.3 | 0 | 948 | 1600 | 499.3 | 100 | 1500 | 0 | 0 | 1700 | 7841.3409 | 0 | 2032
2033 | 0 | 0 | 0 | 474 | 0 | 474 | 900 | 200 | 400 | 0 | 0 | 300 | 0 | 0 | 699.05 | 0 | 0 | 0 | 0 | 100 | 0 | 0 | 1300 | 0 | 200 | 200 | 150 | 1500 | 0 | 0 | 0 | 0 | 0 | 0 | 240 | 11.47 | 47.2 | 155.7 | 10.7179 | 219.5149 | 489.5108 | 214.3344 | 74.91 | 33.506 | 2033 | 600.2672 | 444.5672 | 155.7 | 1046.5968 | 815.8908 | 230.706 | 6747.05 | 0 | 948 | 1800 | 699.05 | 100 | 1500 | 0 | 0 | 1700 | 8393.914 | 0 | 2033
2034 | 0 | 0 | 0 | 474 | 0 | 474 | 900 | 200 | 400 | 0 | 0 | 300 | 0 | 0 | 698.7 | 0 | 0 | 0 | 0 | 100 | 0 | 0 | 1300 | 0 | 200 | 200 | 150 | 1500 | 0 | 0 | 0 | 0 | 0 | 0 | 270 | 12.35 | 50.83 | 155.7 | 10.7179 | 238.5699 | 560.3692 | 222.6614 | 73.91 | 33.506 | 2034 | 627.6492 | 471.9492 | 155.7 | 1150.9652 | 916.6292 | 234.336 | 6746.7 | 0 | 948 | 1800 | 698.7 | 100 | 1500 | 0 | 0 | 1700 | 8525.3145 | 0 | 2034
2035 | 0 | 0 | 0 | 474 | 0 | 474 | 900 | 200 | 400 | 0 | 0 | 500 | 0 | 0 | 698.35 | 0 | 0 | 0 | 0 | 100 | 0 | 0 | 1300 | 0 | 200 | 200 | 150 | 1500 | 0 | 0 | 0 | 0 | 0 | 0 | 300 | 13.24 | 54.47 | 155.7 | 10.7179 | 258.286 | 631.3385 | 231.8562 | 73.91 | 33.506 | 2035 | 656.5602 | 500.8602 | 155.7 | 1256.4645 | 1018.4885 | 237.976 | 6946.35 | 0 | 948 | 2000 | 698.35 | 100 | 1500 | 0 | 0 | 1700 | 8859.3747 | 0 | 2035
2036 | 0 | 0 | 0 | 474 | 36.6 | 474 | 900 | 300 | 600 | 0 | 0 | 500 | 0 | 0 | 698 | 0 | 0 | 0 | 0 | 100 | 0 | 0 | 1300 | 0 | 200 | 200 | 150 | 1500 | 0 | 0 | 0 | 0 | 0 | 0 | 330 | 14.12 | 58.1 | 155.7 | 10.7179 | 277.0454 | 702.3078 | 242.3839 | 73.91 | 33.506 | 2036 | 685.8472 | 530.1472 | 155.7 | 1361.9438 | 1120.3378 | 241.606 | 7282.6 | 0 | 984.6 | 2300 | 698 | 100 | 1500 | 0 | 0 | 1700 | 9330.391 | 0 | 2036
2037 | 0 | 0 | 0 | 474 | 128.1 | 474 | 900 | 300 | 600 | 0 | 0 | 500 | 0 | 0 | 797.65 | 0 | 0 | 0 | 0 | 100 | 0 | 0 | 1300 | 0 | 200 | 200 | 150 | 1500 | 0 | 0 | 0 | 0 | 0 | 0 | 360 | 15.01 | 61.76 | 155.7 | 10.7179 | 294.535 | 773.5378 | 256.6261 | 73.91 | 33.506 | 2037 | 717.579 | 561.879 | 155.7 | 1467.7238 | 1222.4578 | 245.266 | 7473.75 | 0 | 1076.1 | 2300 | 797.65 | 100 | 1500 | 0 | 0 | 1700 | 9659.0528 | 0 | 2037
2038 | 0 | 0 | 0 | 474 | 146.4 | 474 | 900 | 300 | 1000 | 0 | 0 | 600 | 0 | 0 | 1397.25 | 0 | 0 | 0 | 0 | 100 | 0 | 0 | 1300 | 0 | 200 | 200 | 150 | 1500 | 0 | 0 | 0 | 0 | 0 | 0 | 390 | 15.88 | 65.34 | 155.7 | 10.7179 | 312.8979 | 844.7678 | 270.0893 | 73.91 | 33.506 | 2038 | 749.4052 | 593.7052 | 155.7 | 1573.4038 | 1324.5578 | 248.846 | 8591.65 | 0 | 1094.4 | 2800 | 1397.25 | 100 | 1500 | 0 | 0 | 1700 | 10914.459 | 0 | 2038
2039 | 0 | 0 | 0 | 474 | 183 | 474 | 900 | 300 | 1100 | 0 | 0 | 700 | 0 | 0 | 1396.55 | 0 | 0 | 0 | 0 | 100 | 0 | 0 | 1300 | 0 | 200 | 200 | 150 | 1500 | 0 | 0 | 0 | 0 | 0 | 0 | 420 | 16.76 | 68.96 | 155.7 | 10.7179 | 331.4105 | 917.5643 | 283.8917 | 73.91 | 33.506 | 2039 | 781.7201 | 626.0201 | 155.7 | 1680.7003 | 1428.2343 | 252.466 | 8827.55 | 0 | 1131 | 3000 | 1396.55 | 100 | 1500 | 0 | 0 | 1700 | 11289.9704 | 0 | 2039
2040 | 0 | 0 | 0 | 711 | 183 | 474 | 900 | 300 | 1100 | 0 | 0 | 700 | 0 | 0 | 1395.85 | 0 | 0 | 0 | 0 | 100 | 0 | 0 | 1300 | 0 | 200 | 200 | 150 | 1500 | 0 | 0 | 0 | 0 | 0 | 0 | 450 | 17.65 | 72.61 | 155.7 | 10.7179 | 350.0759 | 990.3608 | 296.5589 | 73.91 | 33.506 | 2040 | 813.0527 | 657.3527 | 155.7 | 1788.0368 | 1531.9208 | 256.116 | 9063.85 | 0 | 1368 | 3000 | 1395.85 | 100 | 1500 | 0 | 0 | 1700 | 11664.9396 | 0 | 2040
2041 | 0 | 0 | 0 | 711 | 183 | 474 | 900 | 300 | 1100 | 0 | 0 | 700 | 0 | 0 | 1395.15 | 0 | 0 | 0 | 0 | 100 | 0 | 0 | 1300 | 0 | 200 | 200 | 150 | 1500 | 0 | 0 | 0 | 0 | 0 | 0 | 480 | 18.55 | 76.31 | 155.7 | 10.7179 | 366.5448 | 1066.3383 | 306.2435 | 73.91 | 33.506 | 2041 | 839.2062 | 683.5062 | 155.7 | 1898.6143 | 1638.7983 | 259.816 | 9063.15 | 0 | 1368 | 3000 | 1395.15 | 100 | 1500 | 0 | 0 | 1700 | 11800.9705 | 0 | 2041
2042 | 0 | 0 | 0 | 948 | 256.2 | 474 | 900 | 300 | 1100 | 0 | 0 | 700 | 0 | 0 | 1694.45 | 0 | 0 | 0 | 0 | 100 | 0 | 0 | 1300 | 0 | 200 | 200 | 150 | 1650 | 0 | 250 | 0 | 0 | 0 | 0 | 510 | 19.44 | 79.98 | 155.7 | 10.7179 | 381.3804 | 1142.3157 | 325.1072 | 73.91 | 33.506 | 2042 | 872.9056 | 717.2056 | 155.7 | 2009.1517 | 1745.6657 | 263.486 | 10072.65 | 0 | 1678.2 | 3000 | 1694.45 | 100 | 1900 | 0 | 0 | 1700 | 12954.7073 | 0 | 2042
2043 | 0 | 0 | 0 | 948 | 256.2 | 474 | 900 | 300 | 1450 | 0 | 0 | 700 | 0 | 0 | 1693.6 | 0 | 0 | 0 | 0 | 100 | 0 | 0 | 1300 | 0 | 200 | 200 | 150 | 1650 | 0 | 249.95 | 0 | 0 | 0 | 0 | 540 | 20.34 | 83.68 | 155.7 | 10.7179 | 401.1781 | 1224.0606 | 343.1083 | 73.91 | 33.506 | 2043 | 910.7043 | 755.0043 | 155.7 | 2125.4966 | 1858.3106 | 267.186 | 10421.75 | 0 | 1678.2 | 3350 | 1693.6 | 100 | 1899.95 | 0 | 0 | 1700 | 13457.9509 | 0 | 2043
2044 | 0 | 0 | 0 | 948 | 292.8 | 474 | 900 | 300 | 1450 | 0 | 0 | 700 | 0 | 0 | 1692.75 | 0 | 0 | 0 | 0 | 100 | 0 | 0 | 1300 | 0 | 200 | 200 | 150 | 1650 | 0 | 249.9 | 0 | 0 | 0 | 0 | 570 | 21.28 | 87.55 | 155.7 | 10.7179 | 419.9394 | 1305.8054 | 358.7237 | 73.41 | 33.506 | 2044 | 945.0811 | 789.3811 | 155.7 | 2241.5514 | 1970.4954 | 271.056 | 10457.45 | 0 | 1714.8 | 3350 | 1692.75 | 100 | 1899.9 | 0 | 0 | 1700 | 13644.0825 | 0 | 2044
2045 | 0 | 0 | 0 | 948 | 366 | 474 | 900 | 500 | 1450 | 0 | 0 | 700 | 0 | 0 | 1691.9 | 0 | 0 | 0 | 0 | 100 | 0 | 0 | 1300 | 0 | 200 | 200 | 150 | 1650 | 0 | 249.85 | 0 | 0 | 0 | 0 | 600 | 22.26 | 91.6 | 155.7 | 10.7179 | 436.9398 | 1393.1203 | 370.6672 | 40.82 | 3.546 | 2045 | 974.025 | 818.325 | 155.7 | 2301.3463 | 2056.2003 | 245.146 | 10729.75 | 0 | 1788 | 3550 | 1691.9 | 100 | 1899.85 | 0 | 0 | 1700 | 14005.1213 | 0 | 2045 | 551.6303 | 536.6303 | 15 | 1586.8708 | 1536.8508 | 50.02 | 4981.95 | 0 | 840 | 2150 | 1192.1 | 0 | 399.85 | 0 | 0 | 400 | 7120.4511
[46 empty] | x | x | x | x | x | x | UPDATED | BUCKET QUESTION - TT's table CETA Peaking includes emitting thermal |  |  |  |  | Add Hybrid Breakdown here? | [5 empty] | Total | 974.025 | 818.325 | 155.7 | 2301.3463 | 2056.2003 | 245.146 | 10729.75 | 0 | 1788 | 3550 | 1691.9 | 100 | 1899.85 | 0 | 0 | 1700 | 14005.1213
2 No CETA Bundle 7 | [44 empty] | #REF! | Cumulative Builds (MW), Summarized | [17 empty] | #REF! | Incremental Builds, Select Years
Cummulative Builds (MW) | CCCT | Frame Peaker | Recip Peaker | Frame Peaker NG/H2 Blend | Recip Peaker NG/H2 Blend | Frame Peaker Biodiesel | WA Wind | BC Wind | MT Wind East | MT Central Wind | ID Wind | WY East Wind | WY West Wind | Offshore Wind | WA East Solar | WA West Solar | ID Solar | WY East Solar | WY West Solar | Greendirect Wind | Greendirect Solar | Li-Ion 2hr | Li-Ion 4hr | Li-Ion 6hr | MT PHES | WA/OR PHES | DER Storage | Wind + Battery | Solar + Battery | Wind + Solar + Battery | Biomass | Advanced Nuclear (SMRs) | PPA | DER Solar Ground | DER Solar Rooftop | PSE DER Solar | PSE DER Storage | Demand Response | DSM DE | DSM C&S | DSM PV | DSM Conservation | CEIP Solar | CEIP Battery | Year | Demand Side Resources | Conservation | Demand Response | Distributed Energy Resources | DER Solar | DER Storage | Supply Side Resources | Emitting Peaking Capacity | CETA Qualifying Peaking Capacity | Wind | Solar | Green Direct | Hybrid (Generation + Storage) | Biomass | Advanced Nuclear (SMRs) | Standalone Storage | Total | Check s/b = 0 | Year | Demand Side Resources | Conservation | Demand Response | Distributed Energy Resources | DER Solar | DER Storage | Supply Side Resources | Emitting Peaking Capacity | CETA Qualifying Peaking Capacity | Wind | Solar | Green Direct | Hybrid (Generation + Storage) | Biomass | Advanced Nuclear (SMRs) | Standalone Storage | Total
2024 | 0 | 0 | 0 | 0 | 0 | 0 | 0 | 0 | 0 | 0 | 0 | 0 | 0 | 0 | 0 | 0 | 0 | 0 | 0 | 0 | 0 | 0 | 0 | 0 | 0 | 0 | 0 | 0 | 0 | 0 | 0 | 0 | 0 | 0 | 0 | 0 | 0 | 60.6 | 1.0533 | 14.2411 | 38.0456 | 18.0493 | 7.935 | 0 | 2024 | 93.9438 | 33.3438 | 60.6 | 45.9806 | 45.9806 | 0 | 0 | 0 | 0 | 0 | 0 | 0 | 0 | 0 | 0 | 0 | 139.9243 | 0 | 2024
2025 | 0 | 0 | 0 | 0 | 0 | 0 | 0 | 0 | 0 | 0 | 0 | 0 | 0 | 0 | 0 | 0 | 0 | 0 | 0 | 0 | 0 | 0 | 0 | 0 | 0 | 0 | 0 | 0 | 0 | 0 | 0 | 0 | 0 | 0 | 0 | 0 | 0 | 90.2 | 2.141 | 26.375 | 59.4264 | 36.7946 | 76.085 | 33.506 | 2025 | 155.5106 | 65.3106 | 90.2 | 169.0174 | 135.5114 | 33.506 | 0 | 0 | 0 | 0 | 0 | 0 | 0 | 0 | 0 | 0 | 324.528 | 0 | 2025 | 155.5106 | 65.3106 | 90.2 | 169.0174 | 135.5114 | 33.506 | 0 | 0 | 0 | 0 | 0 | 0 | 0 | 0 | 0 | 0 | 324.528
2026 | 0 | 0 | 0 | 0 | 0 | 0 | 200 | 100 | 400 | 0 | 0 | 0 | 0 | 0 | 0 | 0 | 0 | 0 | 0 | 100 | 0 | 0 | 600 | 0 | 200 | 200 | 25 | 450 | 0 | 0 | 0 | 0 | 0 | 0 | 30 | 0 | 0 | 120.7 | 3.2802 | 50.0517 | 80.8072 | 56.0784 | 76.085 | 33.506 | 2026 | 230.1103 | 109.4103 | 120.7 | 245.3982 | 186.8922 | 58.506 | 2250 | 0 | 0 | 700 | 0 | 100 | 450 | 0 | 0 | 1000 | 2725.5085 | 0 | 2026
2027 | 0 | 0 | 0 | 0 | 0 | 474 | 200 | 100 | 400 | 0 | 0 | 0 | 0 | 0 | 100 | 0 | 0 | 0 | 0 | 100 | 0 | 0 | 600 | 0 | 200 | 200 | 50 | 600 | 0 | 0 | 0 | 0 | 0 | 0 | 60 | 3.9 | 24.72 | 125.7 | 4.4193 | 64.2499 | 121.2673 | 76.2537 | 76.085 | 33.506 | 2027 | 270.6229 | 144.9229 | 125.7 | 369.4783 | 261.2523 | 108.226 | 2974 | 0 | 474 | 700 | 100 | 100 | 600 | 0 | 0 | 1000 | 3614.1013 | 0 | 2027
2028 | 0 | 0 | 0 | 0 | 0 | 711 | 200 | 100 | 400 | 0 | 0 | 0 | 0 | 0 | 99.95 | 0 | 0 | 0 | 0 | 100 | 0 | 0 | 600 | 0 | 200 | 200 | 75 | 1500 | 0 | 0 | 0 | 0 | 0 | 0 | 90 | 6.9 | 28.39 | 130.7 | 5.5757 | 77.8815 | 161.7275 | 97.1396 | 76.085 | 33.506 | 2028 | 311.2968 | 180.5968 | 130.7 | 471.6085 | 334.7125 | 136.896 | 4110.95 | 0 | 711 | 700 | 99.95 | 100 | 1500 | 0 | 0 | 1000 | 4893.8552 | 0 | 2028
2029 | 0 | 0 | 0 | 237 | 0 | 711 | 200 | 100 | 400 | 0 | 0 | 200 | 0 | 0 | 299.9 | 0 | 0 | 0 | 0 | 100 | 0 | 0 | 700 | 0 | 200 | 200 | 100 | 1500 | 0 | 0 | 0 | 0 | 0 | 0 | 120 | 8.9 | 31.74 | 135.7 | 6.9399 | 115.3824 | 223.046 | 118.5493 | 76.085 | 33.506 | 2029 | 376.5717 | 240.8717 | 135.7 | 593.277 | 428.031 | 165.246 | 4847.9 | 0 | 948 | 900 | 299.9 | 100 | 1500 | 0 | 0 | 1100 | 5817.7487 | 0 | 2029
2030 | 0 | 0 | 0 | 237 | 0 | 711 | 400 | 100 | 400 | 0 | 0 | 300 | 0 | 0 | 899.75 | 0 | 0 | 0 | 0 | 100 | 0 | 0 | 700 | 0 | 200 | 200 | 125 | 1500 | 0 | 0 | 0 | 0 | 0 | 0 | 150 | 8.9 | 36.62 | 140.7 | 8.3042 | 131.8397 | 284.3645 | 141.5508 | 76.085 | 33.506 | 2030 | 422.3947 | 281.6947 | 140.7 | 714.4755 | 519.3495 | 195.126 | 5747.75 | 0 | 948 | 1200 | 899.75 | 100 | 1500 | 0 | 0 | 1100 | 6884.6202 | 0 | 2030 | 266.8841 | 216.3841 | 50.5 | 545.4581 | 383.8381 | 161.62 | 5747.75 | 0 | 948 | 1200 | 899.75 | 100 | 1500 | 0 | 0 | 1100 | 6560.0922
2031 | 0 | 0 | 0 | 237 | 18.3 | 711 | 600 | 200 | 400 | 0 | 0 | 300 | 0 | 0 | 899.3 | 0 | 0 | 0 | 0 | 100 | 0 | 0 | 700 | 0 | 200 | 200 | 150 | 1500 | 0 | 0 | 0 | 0 | 0 | 0 | 180 | 9.72 | 39.99 | 145.7 | 9.6685 | 148.1239 | 351.5084 | 165.6326 | 76.085 | 33.506 | 2031 | 469.1251 | 323.4251 | 145.7 | 840.8094 | 617.3134 | 223.496 | 6065.6 | 0 | 966.3 | 1500 | 899.3 | 100 | 1500 | 0 | 0 | 1100 | 7375.5345 | 0 | 2031
2032 | 0 | 0 | 0 | 237 | 36.6 | 711 | 600 | 200 | 400 | 0 | 0 | 400 | 0 | 0 | 898.85 | 0 | 0 | 0 | 0 | 100 | 0 | 0 | 700 | 0 | 200 | 200 | 150 | 1500 | 0 | 0 | 0 | 0 | 0 | 0 | 210 | 10.59 | 43.58 | 150.7 | 10.7179 | 200.9292 | 418.6524 | 189.7053 | 75.66 | 33.506 | 2032 | 552.0525 | 401.3525 | 150.7 | 941.9884 | 714.9024 | 227.086 | 6183.45 | 0 | 984.6 | 1600 | 898.85 | 100 | 1500 | 0 | 0 | 1100 | 7677.4909 | 0 | 2032
2033 | 0 | 0 | 0 | 237 | 73.2 | 711 | 600 | 200 | 400 | 0 | 0 | 400 | 0 | 0 | 898.4 | 0 | 0 | 0 | 0 | 100 | 0 | 0 | 800 | 0 | 200 | 200 | 150 | 1500 | 0 | 0 | 0 | 0 | 0 | 0 | 240 | 11.47 | 47.2 | 155.7 | 10.7179 | 219.5149 | 489.5108 | 214.3344 | 74.91 | 33.506 | 2033 | 600.2672 | 444.5672 | 155.7 | 1046.5968 | 815.8908 | 230.706 | 6319.6 | 0 | 1021.2 | 1600 | 898.4 | 100 | 1500 | 0 | 0 | 1200 | 7966.464 | 0 | 2033
2034 | 0 | 0 | 0 | 237 | 73.2 | 711 | 600 | 200 | 400 | 0 | 0 | 400 | 0 | 0 | 897.95 | 0 | 0 | 0 | 0 | 100 | 0 | 0 | 800 | 0 | 200 | 200 | 150 | 1500 | 0 | 0 | 0 | 0 | 0 | 0 | 270 | 12.35 | 50.83 | 155.7 | 10.7179 | 238.5699 | 560.3692 | 222.6614 | 73.91 | 33.506 | 2034 | 627.6492 | 471.9492 | 155.7 | 1150.9652 | 916.6292 | 234.336 | 6319.15 | 0 | 1021.2 | 1600 | 897.95 | 100 | 1500 | 0 | 0 | 1200 | 8097.7645 | 0 | 2034
2035 | 0 | 0 | 0 | 237 | 73.2 | 711 | 600 | 200 | 400 | 0 | 0 | 600 | 0 | 0 | 897.5 | 0 | 0 | 0 | 0 | 100 | 0 | 0 | 800 | 0 | 200 | 200 | 150 | 1500 | 0 | 0 | 0 | 0 | 0 | 0 | 300 | 13.24 | 54.47 | 155.7 | 10.7179 | 258.286 | 631.3385 | 231.8562 | 73.91 | 33.506 | 2035 | 656.5602 | 500.8602 | 155.7 | 1256.4645 | 1018.4885 | 237.976 | 6518.7 | 0 | 1021.2 | 1800 | 897.5 | 100 | 1500 | 0 | 0 | 1200 | 8431.7247 | 0 | 2035
2036 | 0 | 0 | 0 | 237 | 91.5 | 711 | 600 | 400 | 700 | 0 | 0 | 600 | 0 | 0 | 897.05 | 0 | 0 | 0 | 0 | 100 | 0 | 0 | 800 | 0 | 200 | 200 | 150 | 1500 | 0 | 0 | 0 | 0 | 0 | 0 | 330 | 14.12 | 58.1 | 155.7 | 10.7179 | 277.0454 | 702.3078 | 242.3839 | 73.91 | 33.506 | 2036 | 685.8472 | 530.1472 | 155.7 | 1361.9438 | 1120.3378 | 241.606 | 7036.55 | 0 | 1039.5 | 2300 | 897.05 | 100 | 1500 | 0 | 0 | 1200 | 9084.341 | 0 | 2036
2037 | 0 | 0 | 0 | 237 | 91.5 | 711 | 600 | 600 | 1000 | 0 | 0 | 600 | 0 | 0 | 896.6 | 0 | 0 | 0 | 0 | 100 | 0 | 0 | 800 | 0 | 200 | 200 | 150 | 1500 | 0 | 0 | 0 | 0 | 0 | 0 | 360 | 15.01 | 61.76 | 155.7 | 10.7179 | 294.535 | 773.5378 | 256.6261 | 73.91 | 33.506 | 2037 | 717.579 | 561.879 | 155.7 | 1467.7238 | 1222.4578 | 245.266 | 7536.1 | 0 | 1039.5 | 2800 | 896.6 | 100 | 1500 | 0 | 0 | 1200 | 9721.4028 | 0 | 2037
2038 | 0 | 0 | 0 | 474 | 91.5 | 711 | 700 | 700 | 1000 | 0 | 0 | 600 | 0 | 0 | 1296.15 | 0 | 0 | 0 | 0 | 100 | 0 | 0 | 800 | 0 | 200 | 200 | 150 | 1500 | 0 | 0 | 0 | 0 | 0 | 0 | 390 | 15.88 | 65.34 | 155.7 | 10.7179 | 312.8979 | 844.7678 | 270.0893 | 73.91 | 33.506 | 2038 | 749.4052 | 593.7052 | 155.7 | 1573.4038 | 1324.5578 | 248.846 | 8372.65 | 0 | 1276.5 | 3000 | 1296.15 | 100 | 1500 | 0 | 0 | 1200 | 10695.459 | 0 | 2038
2039 | 0 | 0 | 0 | 474 | 91.5 | 711 | 700 | 700 | 1000 | 0 | 0 | 600 | 0 | 0 | 1295.5 | 0 | 0 | 0 | 0 | 100 | 0 | 0 | 800 | 0 | 200 | 200 | 150 | 1500 | 0 | 0 | 0 | 0 | 0 | 0 | 420 | 16.76 | 68.96 | 155.7 | 10.7179 | 331.4105 | 917.5643 | 283.8917 | 73.91 | 33.506 | 2039 | 781.7201 | 626.0201 | 155.7 | 1680.7003 | 1428.2343 | 252.466 | 8372 | 0 | 1276.5 | 3000 | 1295.5 | 100 | 1500 | 0 | 0 | 1200 | 10834.4205 | 0 | 2039
2040 | 0 | 0 | 0 | 474 | 128.1 | 711 | 700 | 700 | 1000 | 0 | 0 | 700 | 0 | 0 | 1294.85 | 0 | 0 | 0 | 0 | 100 | 0 | 0 | 800 | 0 | 200 | 200 | 150 | 1500 | 0 | 0 | 0 | 0 | 0 | 0 | 450 | 17.65 | 72.61 | 155.7 | 10.7179 | 350.0759 | 990.3608 | 296.5589 | 73.91 | 33.506 | 2040 | 813.0527 | 657.3527 | 155.7 | 1788.0368 | 1531.9208 | 256.116 | 8507.95 | 0 | 1313.1 | 3100 | 1294.85 | 100 | 1500 | 0 | 0 | 1200 | 11109.0396 | 0 | 2040
2041 | 0 | 0 | 0 | 474 | 183 | 711 | 700 | 700 | 1000 | 0 | 0 | 700 | 0 | 0 | 1294.2 | 0 | 0 | 0 | 0 | 100 | 0 | 0 | 800 | 0 | 200 | 200 | 150 | 1500 | 0 | 0 | 0 | 0 | 0 | 0 | 480 | 18.55 | 76.31 | 155.7 | 10.7179 | 366.5448 | 1066.3383 | 306.2435 | 73.91 | 33.506 | 2041 | 839.2062 | 683.5062 | 155.7 | 1898.6143 | 1638.7983 | 259.816 | 8562.2 | 0 | 1368 | 3100 | 1294.2 | 100 | 1500 | 0 | 0 | 1200 | 11300.0205 | 0 | 2041
2042 | 0 | 0 | 0 | 711 | 292.8 | 711 | 700 | 700 | 1200 | 0 | 0 | 700 | 0 | 0 | 1493.55 | 0 | 0 | 0 | 0 | 100 | 0 | 0 | 800 | 0 | 200 | 200 | 150 | 1500 | 0 | 0 | 0 | 0 | 0 | 0 | 510 | 19.44 | 79.98 | 155.7 | 10.7179 | 381.3804 | 1142.3157 | 325.1072 | 73.91 | 33.506 | 2042 | 872.9056 | 717.2056 | 155.7 | 2009.1517 | 1745.6657 | 263.486 | 9308.35 | 0 | 1714.8 | 3300 | 1493.55 | 100 | 1500 | 0 | 0 | 1200 | 12190.4073 | 0 | 2042
2043 | 0 | 0 | 0 | 711 | 311.1 | 711 | 700 | 700 | 1550 | 0 | 0 | 700 | 0 | 0 | 1492.8 | 0 | 0 | 0 | 0 | 100 | 0 | 0 | 800 | 0 | 200 | 200 | 150 | 1500 | 0 | 0 | 0 | 0 | 0 | 0 | 540 | 20.34 | 83.68 | 155.7 | 10.7179 | 401.1781 | 1224.0606 | 343.1083 | 73.91 | 33.506 | 2043 | 910.7043 | 755.0043 | 155.7 | 2125.4966 | 1858.3106 | 267.186 | 9675.9 | 0 | 1733.1 | 3650 | 1492.8 | 100 | 1500 | 0 | 0 | 1200 | 12712.1009 | 0 | 2043
2044 | 0 | 0 | 0 | 711 | 347.7 | 711 | 700 | 700 | 1550 | 0 | 0 | 700 | 0 | 0 | 1492.05 | 0 | 0 | 0 | 0 | 100 | 0 | 0 | 800 | 0 | 200 | 200 | 150 | 1500 | 0 | 0 | 0 | 0 | 0 | 0 | 570 | 21.28 | 87.55 | 155.7 | 10.7179 | 419.9394 | 1305.8054 | 358.7237 | 73.41 | 33.506 | 2044 | 945.0811 | 789.3811 | 155.7 | 2241.5514 | 1970.4954 | 271.056 | 9711.75 | 0 | 1769.7 | 3650 | 1492.05 | 100 | 1500 | 0 | 0 | 1200 | 12898.3825 | 0 | 2044
2045 | 0 | 0 | 0 | 711 | 384.3 | 711 | 700 | 1000 | 1550 | 0 | 0 | 700 | 0 | 0 | 1491.3 | 0 | 0 | 0 | 0 | 100 | 0 | 0 | 800 | 0 | 200 | 200 | 150 | 1500 | 0 | 0 | 0 | 0 | 0 | 0 | 600 | 22.26 | 91.6 | 155.7 | 10.7179 | 436.9398 | 1393.1203 | 370.6672 | 40.82 | 3.546 | 2045 | 974.025 | 818.325 | 155.7 | 2301.3463 | 2056.2003 | 245.146 | 10047.6 | 0 | 1806.3 | 3950 | 1491.3 | 100 | 1500 | 0 | 0 | 1200 | 13322.9713 | 0 | 2045 | 551.6303 | 536.6303 | 15 | 1586.8708 | 1536.8508 | 50.02 | 4299.85 | 0 | 858.3 | 2750 | 591.55 | 0 | 0 | 0 | 0 | 100 | 6438.3511
[64 empty] | Total | 974.025 | 818.325 | 155.7 | 2301.3463 | 2056.2003 | 245.146 | 10047.6 | 0 | 1806.3 | 3950 | 1491.3 | 100 | 1500 | 0 | 0 | 1200 | 13322.9713
3 No CETA Vary Bundle | [44 empty] | #REF! | Cumulative Builds (MW), Summarized | [17 empty] | #REF! | Incremental Builds, Select Years
Cummulative Builds (MW) | CCCT | Frame Peaker | Recip Peaker | Frame Peaker NG/H2 Blend | Recip Peaker NG/H2 Blend | Frame Peaker Biodiesel | WA Wind | BC Wind | MT Wind East | MT Central Wind | ID Wind | WY East Wind | WY West Wind | Offshore Wind | WA East Solar | WA West Solar | ID Solar | WY East Solar | WY West Solar | Greendirect Wind | Greendirect Solar | Li-Ion 2hr | Li-Ion 4hr | Li-Ion 6hr | MT PHES | WA/OR PHES | DER Storage | Wind + Battery | Solar + Battery | Wind + Solar + Battery | Biomass | Advanced Nuclear (SMRs) | PPA | DER Solar Ground | DER Solar Rooftop | PSE DER Solar | PSE DER Storage | Demand Response | DSM DE | DSM C&S | DSM PV | DSM Conservation | CEIP Solar | CEIP Battery | Year | Demand Side Resources | Conservation | Demand Response | Distributed Energy Resources | DER Solar | DER Storage | Supply Side Resources | Emitting Peaking Capacity | CETA Qualifying Peaking Capacity | Wind | Solar | Green Direct | Hybrid (Generation + Storage) | Biomass | Advanced Nuclear (SMRs) | Standalone Storage | Total | Check s/b = 0 | Year | Demand Side Resources | Conservation | Demand Response | Distributed Energy Resources | DER Solar | DER Storage | Supply Side Resources | Emitting Peaking Capacity | CETA Qualifying Peaking Capacity | Wind | Solar | Green Direct | Hybrid (Generation + Storage) | Biomass | Advanced Nuclear (SMRs) | Standalone Storage | Total
2024 | 0 | 0 | 0 | 0 | 0 | 0 | 0 | 0 | 0 | 0 | 0 | 0 | 0 | 0 | 0 | 0 | 0 | 0 | 0 | 0 | 0 | 0 | 0 | 0 | 0 | 0 | 0 | 0 | 0 | 0 | 0 | 0 | 0 | 0 | 0 | 0 | 0 | 60.6 | 0 | 14.2411 | 38.0456 | 11.8364 | 7.935 | 0 | 2024 | 86.6775 | 26.0775 | 60.6 | 45.9806 | 45.9806 | 0 | 0 | 0 | 0 | 0 | 0 | 0 | 0 | 0 | 0 | 0 | 132.6581 | 0 | 2024
2025 | 0 | 0 | 0 | 0 | 0 | 0 | 0 | 0 | 0 | 0 | 0 | 0 | 0 | 0 | 0 | 0 | 0 | 0 | 0 | 0 | 0 | 0 | 0 | 0 | 0 | 0 | 0 | 0 | 0 | 0 | 0 | 0 | 0 | 0 | 0 | 0 | 0 | 90.2 | 0 | 26.375 | 59.4264 | 24.1683 | 76.085 | 33.506 | 2025 | 140.7433 | 50.5433 | 90.2 | 169.0174 | 135.5114 | 33.506 | 0 | 0 | 0 | 0 | 0 | 0 | 0 | 0 | 0 | 0 | 309.7607 | 0 | 2025 | 140.7433 | 50.5433 | 90.2 | 169.0174 | 135.5114 | 33.506 | 0 | 0 | 0 | 0 | 0 | 0 | 0 | 0 | 0 | 0 | 309.7607
2026 | 0 | 0 | 0 | 0 | 0 | 0 | 0 | 0 | 400 | 0 | 0 | 0 | 0 | 0 | 0 | 0 | 0 | 0 | 0 | 100 | 0 | 0 | 500 | 0 | 200 | 200 | 25 | 750 | 0 | 0 | 0 | 0 | 0 | 0 | 30 | 0 | 0 | 120.7 | 0 | 50.0517 | 80.8072 | 36.8686 | 76.085 | 33.506 | 2026 | 207.6203 | 86.9203 | 120.7 | 245.3982 | 186.8922 | 58.506 | 2150 | 0 | 0 | 400 | 0 | 100 | 750 | 0 | 0 | 900 | 2603.0185 | 0 | 2026
2027 | 0 | 0 | 0 | 0 | 0 | 474 | 200 | 0 | 400 | 0 | 0 | 0 | 0 | 0 | 0 | 0 | 0 | 0 | 0 | 100 | 0 | 0 | 600 | 0 | 200 | 200 | 50 | 900 | 0 | 0 | 0 | 0 | 0 | 0 | 60 | 3.9 | 24.72 | 125.7 | 0 | 64.2499 | 121.2673 | 50.2582 | 76.085 | 33.506 | 2027 | 240.2081 | 114.5081 | 125.7 | 369.4783 | 261.2523 | 108.226 | 3074 | 0 | 474 | 600 | 0 | 100 | 900 | 0 | 0 | 1000 | 3683.6864 | 0 | 2027
2028 | 0 | 0 | 0 | 0 | 0 | 948 | 400 | 0 | 400 | 0 | 0 | 0 | 0 | 0 | 0 | 0 | 0 | 0 | 0 | 100 | 0 | 0 | 600 | 0 | 200 | 200 | 75 | 1050 | 0 | 0 | 0 | 0 | 0 | 0 | 90 | 6.9 | 28.39 | 130.7 | 0 | 77.8815 | 161.7275 | 64.2207 | 76.085 | 33.506 | 2028 | 272.8022 | 142.1022 | 130.7 | 471.6085 | 334.7125 | 136.896 | 3898 | 0 | 948 | 800 | 0 | 100 | 1050 | 0 | 0 | 1000 | 4642.4106 | 0 | 2028
2029 | 0 | 0 | 0 | 237 | 0 | 948 | 400 | 0 | 400 | 0 | 0 | 0 | 0 | 0 | 0 | 0 | 0 | 0 | 0 | 100 | 0 | 0 | 600 | 0 | 200 | 200 | 100 | 1350 | 0 | 0 | 0 | 0 | 0 | 0 | 120 | 8.9 | 31.74 | 135.7 | 0 | 115.3824 | 223.046 | 78.6339 | 76.085 | 33.506 | 2029 | 329.7164 | 194.0164 | 135.7 | 593.277 | 428.031 | 165.246 | 4435 | 0 | 1185 | 800 | 0 | 100 | 1350 | 0 | 0 | 1000 | 5357.9933 | 0 | 2029
2030 | 0 | 0 | 0 | 237 | 0 | 948 | 600 | 0 | 400 | 0 | 0 | 0 | 0 | 0 | 1100 | 0 | 0 | 0 | 0 | 100 | 0 | 0 | 700 | 0 | 200 | 200 | 125 | 1350 | 0 | 0 | 0 | 0 | 0 | 0 | 150 | 8.9 | 36.62 | 140.7 | 0 | 131.8397 | 284.3645 | 94.0916 | 76.085 | 33.506 | 2030 | 366.6313 | 225.9313 | 140.7 | 714.4755 | 519.3495 | 195.126 | 5835 | 0 | 1185 | 1000 | 1100 | 100 | 1350 | 0 | 0 | 1100 | 6916.1068 | 0 | 2030 | 225.888 | 175.388 | 50.5 | 545.4581 | 383.8381 | 161.62 | 5835 | 0 | 1185 | 1000 | 1100 | 100 | 1350 | 0 | 0 | 1100 | 6606.3461
2031 | 0 | 0 | 0 | 237 | 0 | 948 | 600 | 0 | 400 | 0 | 0 | 200 | 0 | 0 | 1099.45 | 0 | 0 | 0 | 0 | 100 | 0 | 0 | 700 | 0 | 200 | 200 | 150 | 1350 | 0 | 0 | 0 | 0 | 0 | 0 | 180 | 9.72 | 39.99 | 145.7 | 0 | 148.1239 | 351.5084 | 110.3203 | 76.085 | 33.506 | 2031 | 404.1442 | 258.4442 | 145.7 | 840.8094 | 617.3134 | 223.496 | 6034.45 | 0 | 1185 | 1200 | 1099.45 | 100 | 1350 | 0 | 0 | 1100 | 7279.4036 | 0 | 2031
2032 | 0 | 0 | 0 | 237 | 0 | 948 | 600 | 0 | 400 | 0 | 0 | 400 | 0 | 0 | 1098.9 | 0 | 0 | 0 | 0 | 100 | 0 | 0 | 700 | 0 | 200 | 200 | 150 | 1350 | 0 | 0 | 0 | 0 | 0 | 0 | 210 | 10.59 | 43.58 | 150.7 | 0 | 200.9292 | 418.6524 | 126.4337 | 75.66 | 33.506 | 2032 | 478.063 | 327.363 | 150.7 | 941.9884 | 714.9024 | 227.086 | 6233.9 | 0 | 1185 | 1400 | 1098.9 | 100 | 1350 | 0 | 0 | 1100 | 7653.9514 | 0 | 2032
2033 | 0 | 0 | 0 | 237 | 0 | 948 | 600 | 0 | 400 | 0 | 0 | 400 | 0 | 0 | 1098.35 | 0 | 0 | 0 | 0 | 100 | 0 | 0 | 700 | 0 | 200 | 200 | 150 | 1500 | 0 | 0 | 0 | 0 | 0 | 0 | 240 | 11.47 | 47.2 | 155.7 | 0 | 219.5149 | 489.5108 | 143.165 | 74.91 | 33.506 | 2033 | 518.3798 | 362.6798 | 155.7 | 1046.5968 | 815.8908 | 230.706 | 6383.35 | 0 | 1185 | 1400 | 1098.35 | 100 | 1500 | 0 | 0 | 1100 | 7948.3266 | 0 | 2033
2034 | 0 | 0 | 0 | 237 | 0 | 948 | 600 | 0 | 400 | 0 | 0 | 400 | 0 | 0 | 1097.8 | 0 | 0 | 0 | 0 | 100 | 0 | 0 | 700 | 0 | 200 | 200 | 150 | 1500 | 0 | 0 | 0 | 0 | 0 | 0 | 270 | 12.35 | 50.83 | 155.7 | 0 | 238.5699 | 560.3692 | 149.3316 | 73.91 | 33.506 | 2034 | 543.6014 | 387.9014 | 155.7 | 1150.9652 | 916.6292 | 234.336 | 6382.8 | 0 | 1185 | 1400 | 1097.8 | 100 | 1500 | 0 | 0 | 1100 | 8077.3667 | 0 | 2034
2035 | 0 | 0 | 0 | 237 | 0 | 948 | 600 | 100 | 400 | 0 | 0 | 600 | 0 | 0 | 1097.25 | 0 | 0 | 0 | 0 | 100 | 0 | 0 | 700 | 0 | 200 | 200 | 150 | 1500 | 0 | 0 | 0 | 0 | 0 | 0 | 300 | 13.24 | 54.47 | 155.7 | 0 | 258.286 | 631.3385 | 156.1931 | 73.91 | 33.506 | 2035 | 570.1792 | 414.4792 | 155.7 | 1256.4645 | 1018.4885 | 237.976 | 6682.25 | 0 | 1185 | 1700 | 1097.25 | 100 | 1500 | 0 | 0 | 1100 | 8508.8937 | 0 | 2035
2036 | 0 | 0 | 0 | 237 | 0 | 948 | 600 | 200 | 700 | 0 | 0 | 600 | 0 | 0 | 1096.7 | 0 | 0 | 0 | 0 | 100 | 0 | 0 | 700 | 0 | 200 | 200 | 150 | 1500 | 0 | 0 | 0 | 0 | 0 | 0 | 330 | 14.12 | 58.1 | 155.7 | 0 | 277.0454 | 702.3078 | 162.8334 | 73.91 | 33.506 | 2036 | 595.5788 | 439.8788 | 155.7 | 1361.9438 | 1120.3378 | 241.606 | 7081.7 | 0 | 1185 | 2100 | 1096.7 | 100 | 1500 | 0 | 0 | 1100 | 9039.2226 | 0 | 2036
2037 | 0 | 0 | 0 | 237 | 18.3 | 948 | 700 | 400 | 700 | 0 | 0 | 600 | 0 | 0 | 1096.15 | 0 | 0 | 0 | 0 | 100 | 0 | 0 | 800 | 0 | 200 | 200 | 150 | 1500 | 0 | 0 | 0 | 0 | 0 | 0 | 360 | 15.01 | 61.76 | 155.7 | 0 | 294.535 | 773.5378 | 173.2458 | 73.91 | 33.506 | 2037 | 623.4808 | 467.7808 | 155.7 | 1467.7238 | 1222.4578 | 245.266 | 7499.45 | 0 | 1203.3 | 2400 | 1096.15 | 100 | 1500 | 0 | 0 | 1200 | 9590.6546 | 0 | 2037
2038 | 0 | 0 | 0 | 237 | 36.6 | 948 | 800 | 400 | 1000 | 0 | 0 | 900 | 0 | 0 | 1095.6 | 0 | 0 | 0 | 0 | 100 | 0 | 0 | 800 | 0 | 200 | 200 | 150 | 1500 | 0 | 0 | 0 | 0 | 0 | 0 | 390 | 15.88 | 65.34 | 155.7 | 0 | 312.8979 | 844.7678 | 183.198 | 73.91 | 33.506 | 2038 | 651.7959 | 496.0959 | 155.7 | 1573.4038 | 1324.5578 | 248.846 | 8217.2 | 0 | 1221.6 | 3100 | 1095.6 | 100 | 1500 | 0 | 0 | 1200 | 10442.3997 | 0 | 2038
2039 | 0 | 0 | 0 | 237 | 54.9 | 948 | 800 | 700 | 1000 | 0 | 0 | 900 | 0 | 0 | 1095.05 | 0 | 0 | 0 | 0 | 100 | 0 | 0 | 800 | 0 | 200 | 200 | 150 | 1500 | 0 | 0 | 0 | 0 | 0 | 0 | 420 | 16.76 | 68.96 | 155.7 | 0 | 331.4105 | 917.5643 | 193.8367 | 73.91 | 33.506 | 2039 | 680.9472 | 525.2472 | 155.7 | 1680.7003 | 1428.2343 | 252.466 | 8534.95 | 0 | 1239.9 | 3400 | 1095.05 | 100 | 1500 | 0 | 0 | 1200 | 10896.5976 | 0 | 2039
2040 | 0 | 0 | 0 | 237 | 109.8 | 948 | 800 | 700 | 1000 | 0 | 0 | 900 | 0 | 0 | 1094.5 | 0 | 0 | 0 | 0 | 100 | 0 | 0 | 900 | 0 | 200 | 200 | 150 | 1500 | 0 | 250 | 0 | 0 | 0 | 0 | 450 | 17.65 | 72.61 | 155.7 | 0 | 350.0759 | 990.3608 | 203.5946 | 73.91 | 33.506 | 2040 | 709.3705 | 553.6705 | 155.7 | 1788.0368 | 1531.9208 | 256.116 | 8939.3 | 0 | 1294.8 | 3400 | 1094.5 | 100 | 1750 | 0 | 0 | 1300 | 11436.7073 | 0 | 2040
2041 | 0 | 0 | 0 | 237 | 201.3 | 948 | 800 | 700 | 1000 | 0 | 0 | 900 | 0 | 0 | 1093.95 | 0 | 0 | 0 | 0 | 100 | 0 | 0 | 900 | 0 | 200 | 200 | 150 | 1500 | 0 | 249.95 | 0 | 0 | 0 | 0 | 480 | 18.55 | 76.31 | 155.7 | 0 | 366.5448 | 1066.3383 | 211.2137 | 73.91 | 33.506 | 2041 | 733.4585 | 577.7585 | 155.7 | 1898.6143 | 1638.7983 | 259.816 | 9030.2 | 0 | 1386.3 | 3400 | 1093.95 | 100 | 1749.95 | 0 | 0 | 1300 | 11662.2727 | 0 | 2041
2042 | 0 | 0 | 0 | 474 | 366 | 948 | 800 | 700 | 1000 | 0 | 0 | 900 | 0 | 0 | 1093.4 | 0 | 0 | 0 | 0 | 100 | 0 | 0 | 900 | 0 | 200 | 200 | 150 | 1500 | 0 | 249.9 | 0 | 0 | 0 | 0 | 510 | 19.44 | 79.98 | 155.7 | 0 | 381.3804 | 1142.3157 | 225.032 | 73.91 | 33.506 | 2042 | 762.1124 | 606.4124 | 155.7 | 2009.1517 | 1745.6657 | 263.486 | 9431.3 | 0 | 1788 | 3400 | 1093.4 | 100 | 1749.9 | 0 | 0 | 1300 | 12202.5642 | 0 | 2042
2043 | 0 | 0 | 0 | 474 | 366 | 948 | 800 | 700 | 1350 | 0 | 0 | 900 | 0 | 0 | 1092.85 | 0 | 0 | 0 | 0 | 100 | 0 | 0 | 900 | 0 | 200 | 200 | 150 | 1500 | 0 | 249.85 | 0 | 0 | 0 | 0 | 540 | 20.34 | 83.68 | 155.7 | 0 | 401.1781 | 1224.0606 | 238.039 | 73.91 | 33.506 | 2043 | 794.9172 | 639.2172 | 155.7 | 2125.4966 | 1858.3106 | 267.186 | 9780.7 | 0 | 1788 | 3750 | 1092.85 | 100 | 1749.85 | 0 | 0 | 1300 | 12701.1137 | 0 | 2043
2044 | 0 | 0 | 0 | 474 | 457.5 | 948 | 800 | 700 | 1350 | 0 | 0 | 900 | 0 | 0 | 1292.3 | 0 | 0 | 0 | 0 | 100 | 0 | 0 | 900 | 0 | 200 | 200 | 150 | 1500 | 0 | 249.8 | 0 | 0 | 0 | 0 | 570 | 21.28 | 87.55 | 155.7 | 0 | 419.9394 | 1305.8054 | 249.3093 | 73.41 | 33.506 | 2044 | 824.9487 | 669.2487 | 155.7 | 2241.5514 | 1970.4954 | 271.056 | 10071.6 | 0 | 1879.5 | 3750 | 1292.3 | 100 | 1749.8 | 0 | 0 | 1300 | 13138.1001 | 0 | 2044
2045 | 0 | 0 | 0 | 474 | 475.8 | 948 | 800 | 800 | 1350 | 0 | 0 | 900 | 0 | 0 | 1491.65 | 0 | 0 | 0 | 0 | 100 | 0 | 0 | 900 | 0 | 200 | 200 | 150 | 1500 | 0 | 249.75 | 0 | 0 | 0 | 0 | 600 | 22.26 | 91.6 | 155.7 | 0 | 436.9398 | 1393.1203 | 258.1339 | 40.82 | 3.546 | 2045 | 850.7737 | 695.0737 | 155.7 | 2301.3463 | 2056.2003 | 245.146 | 10389.2 | 0 | 1897.8 | 3850 | 1491.65 | 100 | 1749.75 | 0 | 0 | 1300 | 13541.32 | 0 | 2045 | 484.1424 | 469.1424 | 15 | 1586.8708 | 1536.8508 | 50.02 | 4554.2 | 0 | 712.8 | 2850 | 391.65 | 0 | 399.75 | 0 | 0 | 200 | 6625.2132
[64 empty] | Total | 850.7737 | 695.0737 | 155.7 | 2301.3463 | 2056.2003 | 245.146 | 10389.2 | 0 | 1897.8 | 3850 | 1491.65 | 100 | 1749.75 | 0 | 0 | 1300 | 13541.32
4 Reference SCGHG in Dispatch | [44 empty] | #REF! | Cumulative Builds (MW), Summarized | [17 empty] | #REF! | Incremental Builds, Select Years
Cummulative Builds (MW) | CCCT | Frame Peaker | Recip Peaker | Frame Peaker NG/H2 Blend | Recip Peaker NG/H2 Blend | Frame Peaker Biodiesel | WA Wind | BC Wind | MT Wind East | MT Central Wind | ID Wind | WY East Wind | WY West Wind | Offshore Wind | WA East Solar | WA West Solar | ID Solar | WY East Solar | WY West Solar | Greendirect Wind | Greendirect Solar | Li-Ion 2hr | Li-Ion 4hr | Li-Ion 6hr | MT PHES | WA/OR PHES | DER Storage | Wind + Battery | Solar + Battery | Wind + Solar + Battery | Biomass | Advanced Nuclear (SMRs) | PPA | DER Solar Ground | DER Solar Rooftop | PSE DER Solar | PSE DER Storage | Demand Response | DSM DE | DSM C&S | DSM PV | DSM Conservation | CEIP Solar | CEIP Battery | Year | Demand Side Resources | Conservation | Demand Response | Distributed Energy Resources | DER Solar | DER Storage | Supply Side Resources | Emitting Peaking Capacity | CETA Qualifying Peaking Capacity | Wind | Solar | Green Direct | Hybrid (Generation + Storage) | Biomass | Advanced Nuclear (SMRs) | Standalone Storage | Total | Check s/b = 0 | Year | Demand Side Resources | Conservation | Demand Response | Distributed Energy Resources | DER Solar | DER Storage | Supply Side Resources | Emitting Peaking Capacity | CETA Qualifying Peaking Capacity | Wind | Solar | Green Direct | Hybrid (Generation + Storage) | Biomass | Advanced Nuclear (SMRs) | Standalone Storage | Total
2024 | 0 | 0 | 0 | 0 | 0 | 0 | 0 | 0 | 0 | 0 | 0 | 0 | 0 | 0 | 0 | 0 | 0 | 0 | 0 | 0 | 0 | 0 | 0 | 0 | 0 | 0 | 0 | 0 | 0 | 0 | 0 | 0 | 0 | 0 | 0 | 0 | 0 | 60.6 | 1.0533 | 14.2411 | 38.0456 | 18.0493 | 7.935 | 0 | 2024 | 93.9438 | 33.3438 | 60.6 | 45.9806 | 45.9806 | 0 | 0 | 0 | 0 | 0 | 0 | 0 | 0 | 0 | 0 | 0 | 139.9243 | 0 | 2024
2025 | 0 | 0 | 0 | 0 | 0 | 0 | 0 | 0 | 0 | 0 | 0 | 0 | 0 | 0 | 0 | 0 | 0 | 0 | 0 | 0 | 0 | 0 | 0 | 0 | 0 | 0 | 0 | 0 | 0 | 0 | 0 | 0 | 0 | 0 | 0 | 0 | 0 | 90.2 | 2.141 | 26.375 | 59.4264 | 36.7946 | 76.085 | 33.506 | 2025 | 155.5106 | 65.3106 | 90.2 | 169.0174 | 135.5114 | 33.506 | 0 | 0 | 0 | 0 | 0 | 0 | 0 | 0 | 0 | 0 | 324.528 | 0 | 2025 | 155.5106 | 65.3106 | 90.2 | 169.0174 | 135.5114 | 33.506 | 0 | 0 | 0 | 0 | 0 | 0 | 0 | 0 | 0 | 0 | 324.528
2026 | 0 | 0 | 0 | 711 | 0 | 0 | 1000 | 200 | 400 | 0 | 0 | 0 | 0 | 0 | 300 | 0 | 0 | 0 | 0 | 100 | 0 | 0 | 0 | 0 | 200 | 200 | 25 | 150 | 0 | 0 | 0 | 0 | 0 | 0 | 30 | 0 | 0 | 120.7 | 3.2802 | 50.0517 | 80.8072 | 56.0784 | 76.085 | 33.506 | 2026 | 230.1103 | 109.4103 | 120.7 | 245.3982 | 186.8922 | 58.506 | 3261 | 0 | 711 | 1600 | 300 | 100 | 150 | 0 | 0 | 400 | 3736.5085 | 0 | 2026
2027 | 0 | 0 | 0 | 711 | 0 | 0 | 1000 | 200 | 400 | 0 | 0 | 0 | 0 | 0 | 499.85 | 0 | 0 | 0 | 0 | 100 | 0 | 0 | 200 | 0 | 200 | 200 | 50 | 450 | 0 | 500 | 0 | 0 | 0 | 0 | 60 | 3.9 | 24.72 | 125.7 | 4.4193 | 64.2499 | 121.2673 | 76.2537 | 76.085 | 33.506 | 2027 | 270.6229 | 144.9229 | 125.7 | 369.4783 | 261.2523 | 108.226 | 4460.85 | 0 | 711 | 1600 | 499.85 | 100 | 950 | 0 | 0 | 600 | 5100.9512 | 0 | 2027
2028 | 0 | 0 | 0 | 948 | 0 | 0 | 1000 | 200 | 400 | 0 | 0 | 0 | 0 | 0 | 499.6 | 0 | 0 | 0 | 0 | 100 | 0 | 0 | 400 | 0 | 200 | 200 | 75 | 600 | 0 | 499.9 | 0 | 0 | 0 | 0 | 90 | 6.9 | 28.39 | 130.7 | 5.5757 | 77.8815 | 161.7275 | 97.1396 | 76.085 | 33.506 | 2028 | 311.2968 | 180.5968 | 130.7 | 471.6085 | 334.7125 | 136.896 | 5047.5 | 0 | 948 | 1600 | 499.6 | 100 | 1099.9 | 0 | 0 | 800 | 5830.4052 | 0 | 2028
2029 | 0 | 0 | 0 | 948 | 0 | 0 | 1000 | 200 | 400 | 0 | 0 | 200 | 0 | 0 | 499.35 | 0 | 0 | 0 | 0 | 100 | 0 | 0 | 700 | 0 | 200 | 200 | 100 | 900 | 0 | 499.8 | 0 | 0 | 0 | 0 | 120 | 8.9 | 31.74 | 135.7 | 6.9399 | 115.3824 | 223.046 | 118.5493 | 76.085 | 33.506 | 2029 | 376.5717 | 240.8717 | 135.7 | 593.277 | 428.031 | 165.246 | 5847.15 | 0 | 948 | 1800 | 499.35 | 100 | 1399.8 | 0 | 0 | 1100 | 6816.9987 | 0 | 2029
2030 | 0 | 0 | 0 | 948 | 0 | 0 | 1000 | 200 | 400 | 0 | 0 | 300 | 0 | 0 | 1099.1 | 0 | 0 | 0 | 0 | 100 | 0 | 0 | 900 | 0 | 200 | 200 | 125 | 900 | 0 | 499.7 | 0 | 0 | 0 | 0 | 150 | 8.9 | 36.62 | 140.7 | 8.3042 | 131.8397 | 284.3645 | 141.5508 | 76.085 | 33.506 | 2030 | 422.3947 | 281.6947 | 140.7 | 714.4755 | 519.3495 | 195.126 | 6746.8 | 0 | 948 | 1900 | 1099.1 | 100 | 1399.7 | 0 | 0 | 1300 | 7883.6702 | 0 | 2030 | 266.8841 | 216.3841 | 50.5 | 545.4581 | 383.8381 | 161.62 | 6746.8 | 0 | 948 | 1900 | 1099.1 | 100 | 1399.7 | 0 | 0 | 1300 | 7559.1422
2031 | 0 | 0 | 0 | 1185 | 0 | 0 | 1000 | 200 | 400 | 0 | 0 | 300 | 0 | 0 | 1098.55 | 0 | 0 | 0 | 0 | 100 | 0 | 0 | 900 | 0 | 200 | 200 | 150 | 900 | 0 | 499.6 | 0 | 0 | 0 | 0 | 180 | 9.72 | 39.99 | 145.7 | 9.6685 | 148.1239 | 351.5084 | 165.6326 | 76.085 | 33.506 | 2031 | 469.1251 | 323.4251 | 145.7 | 840.8094 | 617.3134 | 223.496 | 6983.15 | 0 | 1185 | 1900 | 1098.55 | 100 | 1399.6 | 0 | 0 | 1300 | 8293.0845 | 0 | 2031
2032 | 0 | 0 | 0 | 1185 | 0 | 0 | 1000 | 200 | 400 | 0 | 0 | 300 | 0 | 0 | 1098 | 0 | 0 | 0 | 0 | 100 | 0 | 0 | 900 | 0 | 200 | 200 | 150 | 900 | 0 | 499.5 | 0 | 0 | 0 | 0 | 210 | 10.59 | 43.58 | 150.7 | 10.7179 | 200.9292 | 418.6524 | 189.7053 | 75.66 | 33.506 | 2032 | 552.0525 | 401.3525 | 150.7 | 941.9884 | 714.9024 | 227.086 | 6982.5 | 0 | 1185 | 1900 | 1098 | 100 | 1399.5 | 0 | 0 | 1300 | 8476.5409 | 0 | 2032
2033 | 0 | 0 | 0 | 1185 | 0 | 0 | 1000 | 200 | 400 | 0 | 0 | 300 | 0 | 0 | 1097.45 | 0 | 0 | 0 | 0 | 100 | 0 | 0 | 900 | 0 | 200 | 200 | 150 | 900 | 0 | 499.4 | 0 | 0 | 0 | 0 | 240 | 11.47 | 47.2 | 155.7 | 10.7179 | 219.5149 | 489.5108 | 214.3344 | 74.91 | 33.506 | 2033 | 600.2672 | 444.5672 | 155.7 | 1046.5968 | 815.8908 | 230.706 | 6981.85 | 0 | 1185 | 1900 | 1097.45 | 100 | 1399.4 | 0 | 0 | 1300 | 8628.714 | 0 | 2033
2034 | 0 | 0 | 0 | 1185 | 0 | 0 | 1000 | 200 | 400 | 0 | 0 | 300 | 0 | 0 | 1096.9 | 0 | 0 | 0 | 0 | 100 | 0 | 0 | 900 | 0 | 200 | 200 | 150 | 900 | 0 | 499.3 | 0 | 0 | 0 | 0 | 270 | 12.35 | 50.83 | 155.7 | 10.7179 | 238.5699 | 560.3692 | 222.6614 | 73.91 | 33.506 | 2034 | 627.6492 | 471.9492 | 155.7 | 1150.9652 | 916.6292 | 234.336 | 6981.2 | 0 | 1185 | 1900 | 1096.9 | 100 | 1399.3 | 0 | 0 | 1300 | 8759.8145 | 0 | 2034
2035 | 0 | 0 | 0 | 1185 | 0 | 0 | 1000 | 200 | 400 | 0 | 0 | 400 | 0 | 0 | 1096.35 | 0 | 0 | 0 | 0 | 100 | 0 | 0 | 900 | 0 | 200 | 200 | 150 | 900 | 0 | 499.2 | 0 | 0 | 0 | 0 | 300 | 13.24 | 54.47 | 155.7 | 10.7179 | 258.286 | 631.3385 | 231.8562 | 73.91 | 33.506 | 2035 | 656.5602 | 500.8602 | 155.7 | 1256.4645 | 1018.4885 | 237.976 | 7080.55 | 0 | 1185 | 2000 | 1096.35 | 100 | 1399.2 | 0 | 0 | 1300 | 8993.5747 | 0 | 2035
2036 | 0 | 0 | 0 | 1185 | 0 | 0 | 1000 | 200 | 700 | 0 | 0 | 600 | 0 | 0 | 1095.8 | 0 | 0 | 0 | 0 | 100 | 0 | 0 | 900 | 0 | 200 | 200 | 150 | 900 | 0 | 499.1 | 0 | 0 | 0 | 0 | 330 | 14.12 | 58.1 | 155.7 | 10.7179 | 277.0454 | 702.3078 | 242.3839 | 73.91 | 33.506 | 2036 | 685.8472 | 530.1472 | 155.7 | 1361.9438 | 1120.3378 | 241.606 | 7579.9 | 0 | 1185 | 2500 | 1095.8 | 100 | 1399.1 | 0 | 0 | 1300 | 9627.691 | 0 | 2036
2037 | 0 | 0 | 0 | 1185 | 18.3 | 0 | 1000 | 200 | 700 | 0 | 0 | 600 | 0 | 0 | 1095.25 | 0 | 0 | 0 | 0 | 100 | 0 | 0 | 1000 | 0 | 200 | 200 | 150 | 900 | 0 | 499 | 0 | 0 | 0 | 0 | 360 | 15.01 | 61.76 | 155.7 | 10.7179 | 294.535 | 773.5378 | 256.6261 | 73.91 | 33.506 | 2037 | 717.579 | 561.879 | 155.7 | 1467.7238 | 1222.4578 | 245.266 | 7697.55 | 0 | 1203.3 | 2500 | 1095.25 | 100 | 1399 | 0 | 0 | 1400 | 9882.8528 | 0 | 2037
2038 | 0 | 0 | 0 | 1185 | 54.9 | 0 | 1000 | 600 | 700 | 0 | 0 | 600 | 0 | 0 | 1094.7 | 0 | 0 | 0 | 0 | 100 | 0 | 0 | 1000 | 0 | 200 | 200 | 150 | 900 | 0 | 498.9 | 0 | 0 | 0 | 0 | 390 | 15.88 | 65.34 | 155.7 | 10.7179 | 312.8979 | 844.7678 | 270.0893 | 73.91 | 33.506 | 2038 | 749.4052 | 593.7052 | 155.7 | 1573.4038 | 1324.5578 | 248.846 | 8133.5 | 0 | 1239.9 | 2900 | 1094.7 | 100 | 1398.9 | 0 | 0 | 1400 | 10456.309 | 0 | 2038
2039 | 0 | 0 | 0 | 1185 | 146.4 | 0 | 1100 | 600 | 700 | 0 | 0 | 600 | 0 | 0 | 1094.15 | 0 | 0 | 0 | 0 | 100 | 0 | 0 | 1000 | 0 | 200 | 200 | 150 | 900 | 0 | 498.8 | 0 | 0 | 0 | 0 | 420 | 16.76 | 68.96 | 155.7 | 10.7179 | 331.4105 | 917.5643 | 283.8917 | 73.91 | 33.506 | 2039 | 781.7201 | 626.0201 | 155.7 | 1680.7003 | 1428.2343 | 252.466 | 8324.35 | 0 | 1331.4 | 3000 | 1094.15 | 100 | 1398.8 | 0 | 0 | 1400 | 10786.7705 | 0 | 2039
2040 | 0 | 0 | 0 | 1185 | 201.3 | 0 | 1100 | 600 | 800 | 0 | 0 | 600 | 0 | 0 | 1093.6 | 0 | 0 | 0 | 0 | 100 | 0 | 0 | 1000 | 0 | 200 | 200 | 150 | 900 | 0 | 498.7 | 0 | 0 | 0 | 0 | 450 | 17.65 | 72.61 | 155.7 | 10.7179 | 350.0759 | 990.3608 | 296.5589 | 73.91 | 33.506 | 2040 | 813.0527 | 657.3527 | 155.7 | 1788.0368 | 1531.9208 | 256.116 | 8478.6 | 0 | 1386.3 | 3100 | 1093.6 | 100 | 1398.7 | 0 | 0 | 1400 | 11079.6896 | 0 | 2040
2041 | 0 | 0 | 0 | 1185 | 237.9 | 0 | 1600 | 800 | 800 | 0 | 0 | 600 | 0 | 0 | 1093.05 | 0 | 0 | 0 | 0 | 100 | 0 | 0 | 1000 | 0 | 200 | 200 | 150 | 900 | 0 | 498.6 | 0 | 0 | 0 | 0 | 480 | 18.55 | 76.31 | 155.7 | 10.7179 | 366.5448 | 1066.3383 | 306.2435 | 73.91 | 33.506 | 2041 | 839.2062 | 683.5062 | 155.7 | 1898.6143 | 1638.7983 | 259.816 | 9214.55 | 0 | 1422.9 | 3800 | 1093.05 | 100 | 1398.6 | 0 | 0 | 1400 | 11952.3705 | 0 | 2041
2042 | 0 | 0 | 0 | 1422 | 402.6 | 0 | 1600 | 800 | 800 | 0 | 0 | 600 | 0 | 0 | 1092.5 | 0 | 0 | 0 | 0 | 100 | 0 | 0 | 1000 | 0 | 200 | 200 | 150 | 900 | 0 | 498.5 | 0 | 0 | 0 | 0 | 510 | 19.44 | 79.98 | 155.7 | 10.7179 | 381.3804 | 1142.3157 | 325.1072 | 73.91 | 33.506 | 2042 | 872.9056 | 717.2056 | 155.7 | 2009.1517 | 1745.6657 | 263.486 | 9615.6 | 0 | 1824.6 | 3800 | 1092.5 | 100 | 1398.5 | 0 | 0 | 1400 | 12497.6573 | 0 | 2042
2043 | 0 | 0 | 0 | 1422 | 475.8 | 0 | 1700 | 800 | 1150 | 0 | 0 | 600 | 0 | 0 | 1091.95 | 0 | 0 | 0 | 0 | 100 | 0 | 0 | 1000 | 0 | 200 | 200 | 150 | 900 | 0 | 498.4 | 0 | 0 | 0 | 0 | 540 | 20.34 | 83.68 | 155.7 | 10.7179 | 401.1781 | 1224.0606 | 343.1083 | 73.91 | 33.506 | 2043 | 910.7043 | 755.0043 | 155.7 | 2125.4966 | 1858.3106 | 267.186 | 10138.15 | 0 | 1897.8 | 4250 | 1091.95 | 100 | 1398.4 | 0 | 0 | 1400 | 13174.3509 | 0 | 2043
2044 | 0 | 0 | 0 | 1422 | 494.1 | 0 | 1700 | 800 | 1150 | 0 | 0 | 800 | 0 | 0 | 1091.4 | 0 | 0 | 0 | 0 | 100 | 0 | 0 | 1000 | 0 | 200 | 200 | 150 | 900 | 0 | 498.3 | 0 | 0 | 0 | 0 | 570 | 21.28 | 87.55 | 155.7 | 10.7179 | 419.9394 | 1305.8054 | 358.7237 | 73.41 | 33.506 | 2044 | 945.0811 | 789.3811 | 155.7 | 2241.5514 | 1970.4954 | 271.056 | 10355.8 | 0 | 1916.1 | 4450 | 1091.4 | 100 | 1398.3 | 0 | 0 | 1400 | 13542.4325 | 0 | 2044
2045 | 0 | 0 | 0 | 1422 | 549 | 0 | 1700 | 800 | 1150 | 0 | 0 | 900 | 0 | 0 | 1090.85 | 0 | 0 | 0 | 0 | 100 | 0 | 0 | 1000 | 0 | 200 | 200 | 150 | 900 | 0 | 498.2 | 0 | 0 | 0 | 0 | 600 | 22.26 | 91.6 | 155.7 | 10.7179 | 436.9398 | 1393.1203 | 370.6672 | 40.82 | 3.546 | 2045 | 974.025 | 818.325 | 155.7 | 2301.3463 | 2056.2003 | 245.146 | 10510.05 | 0 | 1971 | 4550 | 1090.85 | 100 | 1398.2 | 0 | 0 | 1400 | 13785.4213 | 0 | 2045 | 551.6303 | 536.6303 | 15 | 1586.8708 | 1536.8508 | 50.02 | 3763.25 | 0 | 1023 | 2650 | -8.25 | 0 | -1.5 | 0 | 0 | 100 | 5901.7511
[64 empty] | Total | 974.025 | 818.325 | 155.7 | 2301.3463 | 2056.2003 | 245.146 | 10510.05 | 0 | 1971 | 4550 | 1090.85 | 100 | 1398.2 | 0 | 0 | 1400 | 13785.4213
5 No CETA Bundle 7 SCGHG in Dispatch | [44 empty] | #REF! | Cumulative Builds (MW), Summarized | [17 empty] | #REF! | Incremental Builds, Select Years
Cummulative Builds (MW) | CCCT | Frame Peaker | Recip Peaker | Frame Peaker NG/H2 Blend | Recip Peaker NG/H2 Blend | Frame Peaker Biodiesel | WA Wind | BC Wind | MT Wind East | MT Central Wind | ID Wind | WY East Wind | WY West Wind | Offshore Wind | WA East Solar | WA West Solar | ID Solar | WY East Solar | WY West Solar | Greendirect Wind | Greendirect Solar | Li-Ion 2hr | Li-Ion 4hr | Li-Ion 6hr | MT PHES | WA/OR PHES | DER Storage | Wind + Battery | Solar + Battery | Wind + Solar + Battery | Biomass | Advanced Nuclear (SMRs) | PPA | DER Solar Ground | DER Solar Rooftop | PSE DER Solar | PSE DER Storage | Demand Response | DSM DE | DSM C&S | DSM PV | DSM Conservation | CEIP Solar | CEIP Battery | Year | Demand Side Resources | Conservation | Demand Response | Distributed Energy Resources | DER Solar | DER Storage | Supply Side Resources | Emitting Peaking Capacity | CETA Qualifying Peaking Capacity | Wind | Solar | Green Direct | Hybrid (Generation + Storage) | Biomass | Advanced Nuclear (SMRs) | Standalone Storage | Total | Check s/b = 0 | Year | Demand Side Resources | Conservation | Demand Response | Distributed Energy Resources | DER Solar | DER Storage | Supply Side Resources | Emitting Peaking Capacity | CETA Qualifying Peaking Capacity | Wind | Solar | Green Direct | Hybrid (Generation + Storage) | Biomass | Advanced Nuclear (SMRs) | Standalone Storage | Total
2024 | 0 | 0 | 0 | 0 | 0 | 0 | 0 | 0 | 0 | 0 | 0 | 0 | 0 | 0 | 0 | 0 | 0 | 0 | 0 | 0 | 0 | 0 | 0 | 0 | 0 | 0 | 0 | 0 | 0 | 0 | 0 | 0 | 0 | 0 | 0 | 0 | 0 | 60.6 | 1.0533 | 14.2411 | 38.0456 | 18.0493 | 7.935 | 0 | 2024 | 93.9438 | 33.3438 | 60.6 | 45.9806 | 45.9806 | 0 | 0 | 0 | 0 | 0 | 0 | 0 | 0 | 0 | 0 | 0 | 139.9243 | 0 | 2024
2025 | 0 | 0 | 0 | 0 | 0 | 0 | 0 | 0 | 0 | 0 | 0 | 0 | 0 | 0 | 0 | 0 | 0 | 0 | 0 | 0 | 0 | 0 | 0 | 0 | 0 | 0 | 0 | 0 | 0 | 0 | 0 | 0 | 0 | 0 | 0 | 0 | 0 | 90.2 | 2.141 | 26.375 | 59.4264 | 36.7946 | 76.085 | 33.506 | 2025 | 155.5106 | 65.3106 | 90.2 | 169.0174 | 135.5114 | 33.506 | 0 | 0 | 0 | 0 | 0 | 0 | 0 | 0 | 0 | 0 | 324.528 | 0 | 2025 | 155.5106 | 65.3106 | 90.2 | 169.0174 | 135.5114 | 33.506 | 0 | 0 | 0 | 0 | 0 | 0 | 0 | 0 | 0 | 0 | 324.528
2026 | 0 | 0 | 0 | 0 | 0 | 474 | 1200 | 200 | 400 | 0 | 0 | 0 | 0 | 0 | 200 | 0 | 0 | 0 | 0 | 100 | 0 | 0 | 200 | 0 | 200 | 200 | 25 | 0 | 0 | 0 | 0 | 0 | 0 | 0 | 30 | 0 | 0 | 120.7 | 3.2802 | 50.0517 | 80.8072 | 56.0784 | 76.085 | 33.506 | 2026 | 230.1103 | 109.4103 | 120.7 | 245.3982 | 186.8922 | 58.506 | 3174 | 0 | 474 | 1800 | 200 | 100 | 0 | 0 | 0 | 600 | 3649.5085 | 0 | 2026
2027 | 0 | 0 | 0 | 237 | 0 | 474 | 1200 | 200 | 400 | 0 | 0 | 0 | 0 | 0 | 499.9 | 0 | 0 | 0 | 0 | 100 | 0 | 0 | 400 | 0 | 200 | 200 | 50 | 150 | 0 | 0 | 0 | 0 | 0 | 0 | 60 | 3.9 | 24.72 | 125.7 | 4.4193 | 64.2499 | 121.2673 | 76.2537 | 76.085 | 33.506 | 2027 | 270.6229 | 144.9229 | 125.7 | 369.4783 | 261.2523 | 108.226 | 4060.9 | 0 | 711 | 1800 | 499.9 | 100 | 150 | 0 | 0 | 800 | 4701.0013 | 0 | 2027
2028 | 0 | 0 | 0 | 237 | 0 | 711 | 1200 | 200 | 400 | 0 | 0 | 100 | 0 | 0 | 499.65 | 0 | 0 | 0 | 0 | 100 | 0 | 0 | 600 | 0 | 200 | 200 | 75 | 450 | 0 | 250 | 0 | 0 | 0 | 0 | 90 | 6.9 | 28.39 | 130.7 | 5.5757 | 77.8815 | 161.7275 | 97.1396 | 76.085 | 33.506 | 2028 | 311.2968 | 180.5968 | 130.7 | 471.6085 | 334.7125 | 136.896 | 5147.65 | 0 | 948 | 1900 | 499.65 | 100 | 700 | 0 | 0 | 1000 | 5930.5552 | 0 | 2028
2029 | 0 | 0 | 0 | 237 | 0 | 948 | 1400 | 200 | 400 | 0 | 0 | 100 | 0 | 0 | 499.4 | 0 | 0 | 0 | 0 | 100 | 0 | 0 | 900 | 0 | 200 | 200 | 100 | 750 | 0 | 249.95 | 0 | 0 | 0 | 0 | 120 | 8.9 | 31.74 | 135.7 | 6.9399 | 115.3824 | 223.046 | 118.5493 | 76.085 | 33.506 | 2029 | 376.5717 | 240.8717 | 135.7 | 593.277 | 428.031 | 165.246 | 6184.35 | 0 | 1185 | 2100 | 499.4 | 100 | 999.95 | 0 | 0 | 1300 | 7154.1987 | 0 | 2029
2030 | 0 | 0 | 0 | 237 | 0 | 948 | 1400 | 200 | 400 | 0 | 0 | 200 | 0 | 0 | 1099.15 | 0 | 0 | 0 | 0 | 100 | 0 | 0 | 900 | 0 | 200 | 200 | 125 | 750 | 0 | 249.9 | 0 | 0 | 0 | 0 | 150 | 8.9 | 36.62 | 140.7 | 8.3042 | 131.8397 | 284.3645 | 141.5508 | 76.085 | 33.506 | 2030 | 422.3947 | 281.6947 | 140.7 | 714.4755 | 519.3495 | 195.126 | 6884.05 | 0 | 1185 | 2200 | 1099.15 | 100 | 999.9 | 0 | 0 | 1300 | 8020.9202 | 0 | 2030 | 266.8841 | 216.3841 | 50.5 | 545.4581 | 383.8381 | 161.62 | 6884.05 | 0 | 1185 | 2200 | 1099.15 | 100 | 999.9 | 0 | 0 | 1300 | 7696.3922
2031 | 0 | 0 | 0 | 237 | 0 | 948 | 1400 | 200 | 400 | 0 | 0 | 300 | 0 | 0 | 1098.6 | 0 | 0 | 0 | 0 | 100 | 0 | 0 | 900 | 0 | 200 | 200 | 150 | 750 | 0 | 249.85 | 0 | 0 | 0 | 0 | 180 | 9.72 | 39.99 | 145.7 | 9.6685 | 148.1239 | 351.5084 | 165.6326 | 76.085 | 33.506 | 2031 | 469.1251 | 323.4251 | 145.7 | 840.8094 | 617.3134 | 223.496 | 6983.45 | 0 | 1185 | 2300 | 1098.6 | 100 | 999.85 | 0 | 0 | 1300 | 8293.3845 | 0 | 2031
2032 | 0 | 0 | 0 | 237 | 0 | 948 | 1400 | 200 | 400 | 0 | 0 | 300 | 0 | 0 | 1098.05 | 0 | 0 | 0 | 0 | 100 | 0 | 0 | 900 | 0 | 200 | 200 | 150 | 750 | 0 | 249.8 | 0 | 0 | 0 | 0 | 210 | 10.59 | 43.58 | 150.7 | 10.7179 | 200.9292 | 418.6524 | 189.7053 | 75.66 | 33.506 | 2032 | 552.0525 | 401.3525 | 150.7 | 941.9884 | 714.9024 | 227.086 | 6982.85 | 0 | 1185 | 2300 | 1098.05 | 100 | 999.8 | 0 | 0 | 1300 | 8476.8909 | 0 | 2032
2033 | 0 | 0 | 0 | 237 | 0 | 948 | 1400 | 200 | 400 | 0 | 0 | 300 | 0 | 0 | 1097.5 | 0 | 0 | 0 | 0 | 100 | 0 | 0 | 900 | 0 | 200 | 200 | 150 | 750 | 0 | 249.75 | 0 | 0 | 0 | 0 | 240 | 11.47 | 47.2 | 155.7 | 10.7179 | 219.5149 | 489.5108 | 214.3344 | 74.91 | 33.506 | 2033 | 600.2672 | 444.5672 | 155.7 | 1046.5968 | 815.8908 | 230.706 | 6982.25 | 0 | 1185 | 2300 | 1097.5 | 100 | 999.75 | 0 | 0 | 1300 | 8629.114 | 0 | 2033
2034 | 0 | 0 | 0 | 237 | 0 | 948 | 1400 | 200 | 400 | 0 | 0 | 300 | 0 | 0 | 1096.95 | 0 | 0 | 0 | 0 | 100 | 0 | 0 | 900 | 0 | 200 | 200 | 150 | 750 | 0 | 249.7 | 0 | 0 | 0 | 0 | 270 | 12.35 | 50.83 | 155.7 | 10.7179 | 238.5699 | 560.3692 | 222.6614 | 73.91 | 33.506 | 2034 | 627.6492 | 471.9492 | 155.7 | 1150.9652 | 916.6292 | 234.336 | 6981.65 | 0 | 1185 | 2300 | 1096.95 | 100 | 999.7 | 0 | 0 | 1300 | 8760.2645 | 0 | 2034
2035 | 0 | 0 | 0 | 237 | 0 | 948 | 1400 | 200 | 400 | 0 | 0 | 500 | 0 | 0 | 1096.4 | 0 | 0 | 0 | 0 | 100 | 0 | 0 | 900 | 0 | 200 | 200 | 150 | 750 | 0 | 249.65 | 0 | 0 | 0 | 0 | 300 | 13.24 | 54.47 | 155.7 | 10.7179 | 258.286 | 631.3385 | 231.8562 | 73.91 | 33.506 | 2035 | 656.5602 | 500.8602 | 155.7 | 1256.4645 | 1018.4885 | 237.976 | 7181.05 | 0 | 1185 | 2500 | 1096.4 | 100 | 999.65 | 0 | 0 | 1300 | 9094.0747 | 0 | 2035
2036 | 0 | 0 | 0 | 237 | 0 | 948 | 1400 | 200 | 600 | 0 | 0 | 800 | 0 | 0 | 1095.85 | 0 | 0 | 0 | 0 | 100 | 0 | 0 | 900 | 0 | 200 | 200 | 150 | 750 | 0 | 249.6 | 0 | 0 | 0 | 0 | 330 | 14.12 | 58.1 | 155.7 | 10.7179 | 277.0454 | 702.3078 | 242.3839 | 73.91 | 33.506 | 2036 | 685.8472 | 530.1472 | 155.7 | 1361.9438 | 1120.3378 | 241.606 | 7680.45 | 0 | 1185 | 3000 | 1095.85 | 100 | 999.6 | 0 | 0 | 1300 | 9728.241 | 0 | 2036
2037 | 0 | 0 | 0 | 474 | 0 | 948 | 1400 | 200 | 600 | 0 | 0 | 800 | 0 | 0 | 1095.3 | 0 | 0 | 0 | 0 | 100 | 0 | 0 | 900 | 0 | 200 | 200 | 150 | 750 | 0 | 249.55 | 0 | 0 | 0 | 0 | 360 | 15.01 | 61.76 | 155.7 | 10.7179 | 294.535 | 773.5378 | 256.6261 | 73.91 | 33.506 | 2037 | 717.579 | 561.879 | 155.7 | 1467.7238 | 1222.4578 | 245.266 | 7916.85 | 0 | 1422 | 3000 | 1095.3 | 100 | 999.55 | 0 | 0 | 1300 | 10102.1528 | 0 | 2037
2038 | 0 | 0 | 0 | 474 | 0 | 948 | 1500 | 200 | 600 | 0 | 0 | 900 | 0 | 0 | 1094.75 | 0 | 0 | 0 | 0 | 100 | 0 | 0 | 900 | 0 | 200 | 200 | 150 | 750 | 150 | 249.5 | 0 | 0 | 0 | 0 | 390 | 15.88 | 65.34 | 155.7 | 10.7179 | 312.8979 | 844.7678 | 270.0893 | 73.91 | 33.506 | 2038 | 749.4052 | 593.7052 | 155.7 | 1573.4038 | 1324.5578 | 248.846 | 8266.25 | 0 | 1422 | 3200 | 1094.75 | 100 | 1149.5 | 0 | 0 | 1300 | 10589.059 | 0 | 2038
2039 | 0 | 0 | 0 | 474 | 0 | 948 | 1500 | 200 | 600 | 0 | 0 | 1000 | 0 | 0 | 1094.2 | 0 | 0 | 0 | 0 | 100 | 0 | 0 | 900 | 0 | 200 | 200 | 150 | 750 | 149.95 | 249.45 | 0 | 0 | 0 | 0 | 420 | 16.76 | 68.96 | 155.7 | 10.7179 | 331.4105 | 917.5643 | 283.8917 | 73.91 | 33.506 | 2039 | 781.7201 | 626.0201 | 155.7 | 1680.7003 | 1428.2343 | 252.466 | 8365.6 | 0 | 1422 | 3300 | 1094.2 | 100 | 1149.4 | 0 | 0 | 1300 | 10828.0205 | 0 | 2039
2040 | 0 | 0 | 0 | 474 | 18.3 | 948 | 1500 | 700 | 600 | 0 | 0 | 1000 | 0 | 0 | 1093.65 | 0 | 0 | 0 | 0 | 100 | 0 | 0 | 900 | 0 | 200 | 200 | 150 | 750 | 149.9 | 249.4 | 0 | 0 | 0 | 0 | 450 | 17.65 | 72.61 | 155.7 | 10.7179 | 350.0759 | 990.3608 | 296.5589 | 73.91 | 33.506 | 2040 | 813.0527 | 657.3527 | 155.7 | 1788.0368 | 1531.9208 | 256.116 | 8883.25 | 0 | 1440.3 | 3800 | 1093.65 | 100 | 1149.3 | 0 | 0 | 1300 | 11484.3396 | 0 | 2040
2041 | 0 | 0 | 0 | 474 | 18.3 | 948 | 1500 | 700 | 600 | 0 | 0 | 1000 | 0 | 0 | 1093.1 | 0 | 0 | 0 | 0 | 100 | 0 | 0 | 1000 | 0 | 200 | 200 | 150 | 750 | 149.85 | 249.35 | 0 | 0 | 0 | 0 | 480 | 18.55 | 76.31 | 155.7 | 10.7179 | 366.5448 | 1066.3383 | 306.2435 | 73.91 | 33.506 | 2041 | 839.2062 | 683.5062 | 155.7 | 1898.6143 | 1638.7983 | 259.816 | 8982.6 | 0 | 1440.3 | 3800 | 1093.1 | 100 | 1149.2 | 0 | 0 | 1400 | 11720.4205 | 0 | 2041
2042 | 0 | 0 | 0 | 711 | 164.7 | 948 | 1600 | 700 | 600 | 0 | 0 | 1000 | 0 | 0 | 1092.55 | 0 | 0 | 0 | 0 | 100 | 0 | 0 | 1000 | 0 | 200 | 200 | 150 | 750 | 149.8 | 249.3 | 0 | 0 | 0 | 0 | 510 | 19.44 | 79.98 | 155.7 | 10.7179 | 381.3804 | 1142.3157 | 325.1072 | 73.91 | 33.506 | 2042 | 872.9056 | 717.2056 | 155.7 | 2009.1517 | 1745.6657 | 263.486 | 9465.35 | 0 | 1823.7 | 3900 | 1092.55 | 100 | 1149.1 | 0 | 0 | 1400 | 12347.4073 | 0 | 2042
2043 | 0 | 0 | 0 | 711 | 183 | 948 | 1600 | 700 | 950 | 0 | 0 | 1000 | 0 | 0 | 1092 | 0 | 0 | 0 | 0 | 100 | 0 | 0 | 1000 | 0 | 200 | 200 | 150 | 750 | 149.75 | 249.25 | 0 | 0 | 0 | 0 | 540 | 20.34 | 83.68 | 155.7 | 10.7179 | 401.1781 | 1224.0606 | 343.1083 | 73.91 | 33.506 | 2043 | 910.7043 | 755.0043 | 155.7 | 2125.4966 | 1858.3106 | 267.186 | 9833 | 0 | 1842 | 4250 | 1092 | 100 | 1149 | 0 | 0 | 1400 | 12869.2009 | 0 | 2043
2044 | 0 | 0 | 0 | 711 | 201.3 | 948 | 1600 | 700 | 950 | 0 | 0 | 1000 | 0 | 0 | 1091.45 | 0 | 0 | 0 | 0 | 100 | 0 | 0 | 1000 | 0 | 200 | 200 | 150 | 750 | 149.7 | 249.2 | 0 | 0 | 0 | 0 | 570 | 21.28 | 87.55 | 155.7 | 10.7179 | 419.9394 | 1305.8054 | 358.7237 | 73.41 | 33.506 | 2044 | 945.0811 | 789.3811 | 155.7 | 2241.5514 | 1970.4954 | 271.056 | 9850.65 | 0 | 1860.3 | 4250 | 1091.45 | 100 | 1148.9 | 0 | 0 | 1400 | 13037.2825 | 0 | 2044
2045 | 0 | 0 | 0 | 711 | 256.2 | 948 | 1600 | 800 | 950 | 0 | 0 | 1100 | 0 | 0 | 1090.9 | 0 | 0 | 0 | 0 | 100 | 0 | 0 | 1000 | 0 | 200 | 200 | 150 | 750 | 149.65 | 249.15 | 0 | 0 | 0 | 0 | 600 | 22.26 | 91.6 | 155.7 | 10.7179 | 436.9398 | 1393.1203 | 370.6672 | 40.82 | 3.546 | 2045 | 974.025 | 818.325 | 155.7 | 2301.3463 | 2056.2003 | 245.146 | 10104.9 | 0 | 1915.2 | 4450 | 1090.9 | 100 | 1148.8 | 0 | 0 | 1400 | 13380.2713 | 0 | 2045 | 551.6303 | 536.6303 | 15 | 1586.8708 | 1536.8508 | 50.02 | 3220.85 | 0 | 730.2 | 2250 | -8.25 | 0 | 148.9 | 0 | 0 | 100 | 5359.3511
[64 empty] | Total | 974.025 | 818.325 | 155.7 | 2301.3463 | 2056.2003 | 245.146 | 10104.9 | 0 | 1915.2 | 4450 | 1090.9 | 100 | 1148.8 | 0 | 0 | 1400 | 13380.2713
6 No CETA Vary Bundle SCGHG in Dispatch | [44 empty] | #REF! | Cumulative Builds (MW), Summarized | [17 empty] | #REF! | Incremental Builds, Select Years
Cummulative Builds (MW) | CCCT | Frame Peaker | Recip Peaker | Frame Peaker NG/H2 Blend | Recip Peaker NG/H2 Blend | Frame Peaker Biodiesel | WA Wind | BC Wind | MT Wind East | MT Central Wind | ID Wind | WY East Wind | WY West Wind | Offshore Wind | WA East Solar | WA West Solar | ID Solar | WY East Solar | WY West Solar | Greendirect Wind | Greendirect Solar | Li-Ion 2hr | Li-Ion 4hr | Li-Ion 6hr | MT PHES | WA/OR PHES | DER Storage | Wind + Battery | Solar + Battery | Wind + Solar + Battery | Biomass | Advanced Nuclear (SMRs) | PPA | DER Solar Ground | DER Solar Rooftop | PSE DER Solar | PSE DER Storage | Demand Response | DSM DE | DSM C&S | DSM PV | DSM Conservation | CEIP Solar | CEIP Battery | Year | Demand Side Resources | Conservation | Demand Response | Distributed Energy Resources | DER Solar | DER Storage | Supply Side Resources | Emitting Peaking Capacity | CETA Qualifying Peaking Capacity | Wind | Solar | Green Direct | Hybrid (Generation + Storage) | Biomass | Advanced Nuclear (SMRs) | Standalone Storage | Total | Check s/b = 0 | Year | Demand Side Resources | Conservation | Demand Response | Distributed Energy Resources | DER Solar | DER Storage | Supply Side Resources | Emitting Peaking Capacity | CETA Qualifying Peaking Capacity | Wind | Solar | Green Direct | Hybrid (Generation + Storage) | Biomass | Advanced Nuclear (SMRs) | Standalone Storage | Total
2024 | 0 | 0 | 0 | 0 | 0 | 0 | 0 | 0 | 0 | 0 | 0 | 0 | 0 | 0 | 0 | 0 | 0 | 0 | 0 | 0 | 0 | 0 | 0 | 0 | 0 | 0 | 0 | 0 | 0 | 0 | 0 | 0 | 0 | 0 | 0 | 0 | 0 | 60.6 | 0 | 14.2411 | 38.0456 | 11.8364 | 7.935 | 0 | 2024 | 86.6775 | 26.0775 | 60.6 | 45.9806 | 45.9806 | 0 | 0 | 0 | 0 | 0 | 0 | 0 | 0 | 0 | 0 | 0 | 132.6581 | 0 | 2024
2025 | 0 | 0 | 0 | 0 | 0 | 0 | 0 | 0 | 0 | 0 | 0 | 0 | 0 | 0 | 0 | 0 | 0 | 0 | 0 | 0 | 0 | 0 | 0 | 0 | 0 | 0 | 0 | 0 | 0 | 0 | 0 | 0 | 0 | 0 | 0 | 0 | 0 | 90.2 | 0 | 26.375 | 59.4264 | 24.1683 | 76.085 | 33.506 | 2025 | 140.7433 | 50.5433 | 90.2 | 169.0174 | 135.5114 | 33.506 | 0 | 0 | 0 | 0 | 0 | 0 | 0 | 0 | 0 | 0 | 309.7607 | 0 | 2025 | 140.7433 | 50.5433 | 90.2 | 169.0174 | 135.5114 | 33.506 | 0 | 0 | 0 | 0 | 0 | 0 | 0 | 0 | 0 | 0 | 309.7607
2026 | 0 | 0 | 0 | 237 | 0 | 0 | 600 | 200 | 400 | 0 | 0 | 100 | 0 | 0 | 800 | 0 | 0 | 0 | 0 | 100 | 0 | 0 | 300 | 0 | 200 | 200 | 25 | 450 | 0 | 0 | 0 | 0 | 0 | 0 | 30 | 0 | 0 | 120.7 | 0 | 50.0517 | 80.8072 | 36.8686 | 76.085 | 33.506 | 2026 | 207.6203 | 86.9203 | 120.7 | 245.3982 | 186.8922 | 58.506 | 3587 | 0 | 237 | 1300 | 800 | 100 | 450 | 0 | 0 | 700 | 4040.0185 | 0 | 2026
2027 | 0 | 0 | 0 | 237 | 0 | 237 | 900 | 200 | 400 | 0 | 0 | 100 | 0 | 0 | 799.6 | 0 | 0 | 0 | 0 | 100 | 0 | 0 | 500 | 0 | 200 | 200 | 50 | 900 | 0 | 0 | 0 | 0 | 0 | 0 | 60 | 3.9 | 24.72 | 125.7 | 0 | 64.2499 | 121.2673 | 50.2582 | 76.085 | 33.506 | 2027 | 240.2081 | 114.5081 | 125.7 | 369.4783 | 261.2523 | 108.226 | 4773.6 | 0 | 474 | 1600 | 799.6 | 100 | 900 | 0 | 0 | 900 | 5383.2864 | 0 | 2027
2028 | 0 | 0 | 0 | 711 | 0 | 237 | 1500 | 200 | 400 | 0 | 0 | 100 | 0 | 0 | 799.2 | 0 | 0 | 0 | 0 | 100 | 0 | 0 | 500 | 0 | 200 | 200 | 75 | 900 | 0 | 0 | 0 | 0 | 0 | 0 | 90 | 6.9 | 28.39 | 130.7 | 0 | 77.8815 | 161.7275 | 64.2207 | 76.085 | 33.506 | 2028 | 272.8022 | 142.1022 | 130.7 | 471.6085 | 334.7125 | 136.896 | 5847.2 | 0 | 948 | 2200 | 799.2 | 100 | 900 | 0 | 0 | 900 | 6591.6106 | 0 | 2028
2029 | 0 | 0 | 0 | 948 | 0 | 237 | 1600 | 200 | 400 | 0 | 0 | 100 | 0 | 0 | 798.8 | 0 | 0 | 0 | 0 | 100 | 0 | 0 | 500 | 0 | 200 | 200 | 100 | 1050 | 150 | 0 | 0 | 0 | 0 | 0 | 120 | 8.9 | 31.74 | 135.7 | 0 | 115.3824 | 223.046 | 78.6339 | 76.085 | 33.506 | 2029 | 329.7164 | 194.0164 | 135.7 | 593.277 | 428.031 | 165.246 | 6483.8 | 0 | 1185 | 2300 | 798.8 | 100 | 1200 | 0 | 0 | 900 | 7406.7933 | 0 | 2029
2030 | 0 | 0 | 0 | 948 | 0 | 237 | 1600 | 200 | 400 | 0 | 0 | 300 | 0 | 0 | 798.4 | 0 | 0 | 0 | 0 | 100 | 0 | 0 | 500 | 0 | 200 | 200 | 125 | 1050 | 299.95 | 0 | 0 | 0 | 0 | 0 | 150 | 8.9 | 36.62 | 140.7 | 0 | 131.8397 | 284.3645 | 94.0916 | 76.085 | 33.506 | 2030 | 366.6313 | 225.9313 | 140.7 | 714.4755 | 519.3495 | 195.126 | 6833.35 | 0 | 1185 | 2500 | 798.4 | 100 | 1349.95 | 0 | 0 | 900 | 7914.4568 | 0 | 2030 | 225.888 | 175.388 | 50.5 | 545.4581 | 383.8381 | 161.62 | 6833.35 | 0 | 1185 | 2500 | 798.4 | 100 | 1349.95 | 0 | 0 | 900 | 7604.6961
2031 | 0 | 0 | 0 | 948 | 0 | 237 | 1600 | 200 | 400 | 0 | 0 | 300 | 0 | 0 | 798 | 0 | 0 | 0 | 0 | 100 | 0 | 0 | 500 | 0 | 200 | 200 | 150 | 1050 | 299.85 | 0 | 0 | 0 | 0 | 0 | 180 | 9.72 | 39.99 | 145.7 | 0 | 148.1239 | 351.5084 | 110.3203 | 76.085 | 33.506 | 2031 | 404.1442 | 258.4442 | 145.7 | 840.8094 | 617.3134 | 223.496 | 6832.85 | 0 | 1185 | 2500 | 798 | 100 | 1349.85 | 0 | 0 | 900 | 8077.8037 | 0 | 2031
2032 | 0 | 0 | 0 | 948 | 18.3 | 237 | 1600 | 200 | 400 | 0 | 0 | 300 | 0 | 0 | 797.6 | 0 | 0 | 0 | 0 | 100 | 0 | 0 | 500 | 0 | 200 | 200 | 150 | 1050 | 299.75 | 0 | 0 | 0 | 0 | 0 | 210 | 10.59 | 43.58 | 150.7 | 0 | 200.9292 | 418.6524 | 126.4337 | 75.66 | 33.506 | 2032 | 478.063 | 327.363 | 150.7 | 941.9884 | 714.9024 | 227.086 | 6850.65 | 0 | 1203.3 | 2500 | 797.6 | 100 | 1349.75 | 0 | 0 | 900 | 8270.7013 | 0 | 2032
2033 | 0 | 0 | 0 | 948 | 18.3 | 237 | 1800 | 200 | 400 | 0 | 0 | 300 | 0 | 0 | 897.2 | 0 | 0 | 0 | 0 | 100 | 0 | 100 | 600 | 0 | 200 | 200 | 150 | 1050 | 299.65 | 0 | 0 | 0 | 0 | 0 | 240 | 11.47 | 47.2 | 155.7 | 0 | 219.5149 | 489.5108 | 143.165 | 74.91 | 33.506 | 2033 | 518.3798 | 362.6798 | 155.7 | 1046.5968 | 815.8908 | 230.706 | 7350.15 | 0 | 1203.3 | 2700 | 897.2 | 100 | 1349.65 | 0 | 0 | 1100 | 8915.1266 | 0 | 2033
2034 | 0 | 0 | 0 | 948 | 18.3 | 237 | 1800 | 200 | 400 | 0 | 0 | 300 | 0 | 0 | 896.75 | 0 | 0 | 0 | 0 | 100 | 0 | 100 | 600 | 0 | 200 | 200 | 150 | 1050 | 299.55 | 0 | 0 | 0 | 0 | 0 | 270 | 12.35 | 50.83 | 155.7 | 0 | 238.5699 | 560.3692 | 149.3316 | 73.91 | 33.506 | 2034 | 543.6014 | 387.9014 | 155.7 | 1150.9652 | 916.6292 | 234.336 | 7349.6 | 0 | 1203.3 | 2700 | 896.75 | 100 | 1349.55 | 0 | 0 | 1100 | 9044.1667 | 0 | 2034
2035 | 0 | 0 | 0 | 948 | 36.6 | 237 | 1800 | 200 | 400 | 0 | 0 | 500 | 0 | 0 | 896.3 | 0 | 0 | 0 | 0 | 100 | 0 | 100 | 600 | 0 | 200 | 200 | 150 | 1050 | 299.45 | 0 | 0 | 0 | 0 | 0 | 300 | 13.24 | 54.47 | 155.7 | 0 | 258.286 | 631.3385 | 156.1931 | 73.91 | 33.506 | 2035 | 570.1792 | 414.4792 | 155.7 | 1256.4645 | 1018.4885 | 237.976 | 7567.35 | 0 | 1221.6 | 2900 | 896.3 | 100 | 1349.45 | 0 | 0 | 1100 | 9393.9937 | 0 | 2035
2036 | 0 | 0 | 0 | 948 | 54.9 | 237 | 1800 | 200 | 500 | 0 | 0 | 900 | 0 | 0 | 995.85 | 0 | 0 | 0 | 0 | 100 | 0 | 100 | 600 | 0 | 200 | 200 | 150 | 1050 | 299.35 | 0 | 0 | 0 | 0 | 0 | 330 | 14.12 | 58.1 | 155.7 | 0 | 277.0454 | 702.3078 | 162.8334 | 73.91 | 33.506 | 2036 | 595.5788 | 439.8788 | 155.7 | 1361.9438 | 1120.3378 | 241.606 | 8185.1 | 0 | 1239.9 | 3400 | 995.85 | 100 | 1349.35 | 0 | 0 | 1100 | 10142.6226 | 0 | 2036
2037 | 0 | 0 | 0 | 948 | 109.8 | 237 | 1800 | 400 | 500 | 0 | 0 | 900 | 0 | 0 | 995.35 | 0 | 0 | 0 | 0 | 100 | 0 | 100 | 600 | 0 | 200 | 200 | 150 | 1050 | 299.25 | 0 | 0 | 0 | 0 | 0 | 360 | 15.01 | 61.76 | 155.7 | 0 | 294.535 | 773.5378 | 173.2458 | 73.91 | 33.506 | 2037 | 623.4808 | 467.7808 | 155.7 | 1467.7238 | 1222.4578 | 245.266 | 8439.4 | 0 | 1294.8 | 3600 | 995.35 | 100 | 1349.25 | 0 | 0 | 1100 | 10530.6045 | 0 | 2037
2038 | 0 | 0 | 0 | 948 | 109.8 | 237 | 1800 | 400 | 500 | 0 | 0 | 1300 | 0 | 0 | 1094.85 | 0 | 0 | 0 | 0 | 100 | 0 | 100 | 600 | 0 | 200 | 200 | 150 | 1050 | 299.15 | 0 | 0 | 0 | 0 | 0 | 390 | 15.88 | 65.34 | 155.7 | 0 | 312.8979 | 844.7678 | 183.198 | 73.91 | 33.506 | 2038 | 651.7959 | 496.0959 | 155.7 | 1573.4038 | 1324.5578 | 248.846 | 8938.8 | 0 | 1294.8 | 4000 | 1094.85 | 100 | 1349.15 | 0 | 0 | 1100 | 11163.9998 | 0 | 2038
2039 | 0 | 0 | 0 | 948 | 183 | 237 | 1800 | 400 | 500 | 0 | 0 | 1300 | 0 | 0 | 1194.3 | 0 | 0 | 0 | 0 | 100 | 0 | 100 | 600 | 0 | 200 | 200 | 150 | 1050 | 299.05 | 0 | 0 | 0 | 0 | 0 | 420 | 16.76 | 68.96 | 155.7 | 0 | 331.4105 | 917.5643 | 193.8367 | 73.91 | 33.506 | 2039 | 680.9472 | 525.2472 | 155.7 | 1680.7003 | 1428.2343 | 252.466 | 9111.35 | 0 | 1368 | 4000 | 1194.3 | 100 | 1349.05 | 0 | 0 | 1100 | 11472.9975 | 0 | 2039
2040 | 0 | 0 | 0 | 948 | 237.9 | 237 | 1800 | 500 | 500 | 0 | 0 | 1300 | 0 | 0 | 1293.7 | 0 | 0 | 0 | 0 | 100 | 0 | 100 | 600 | 0 | 200 | 200 | 150 | 1050 | 298.95 | 0 | 0 | 0 | 0 | 0 | 450 | 17.65 | 72.61 | 155.7 | 0 | 350.0759 | 990.3608 | 203.5946 | 73.91 | 33.506 | 2040 | 709.3705 | 553.6705 | 155.7 | 1788.0368 | 1531.9208 | 256.116 | 9365.55 | 0 | 1422.9 | 4100 | 1293.7 | 100 | 1348.95 | 0 | 0 | 1100 | 11862.9573 | 0 | 2040
2041 | 0 | 0 | 0 | 948 | 475.8 | 237 | 1800 | 500 | 500 | 0 | 0 | 1300 | 0 | 0 | 1393.05 | 0 | 0 | 0 | 0 | 100 | 0 | 100 | 600 | 0 | 200 | 200 | 150 | 1050 | 298.85 | 0 | 0 | 0 | 0 | 0 | 480 | 18.55 | 76.31 | 155.7 | 0 | 366.5448 | 1066.3383 | 211.2137 | 73.91 | 33.506 | 2041 | 733.4585 | 577.7585 | 155.7 | 1898.6143 | 1638.7983 | 259.816 | 9702.7 | 0 | 1660.8 | 4100 | 1393.05 | 100 | 1348.85 | 0 | 0 | 1100 | 12334.7728 | 0 | 2041
2042 | 0 | 0 | 0 | 1185 | 494.1 | 237 | 1800 | 500 | 500 | 0 | 0 | 1300 | 0 | 0 | 1492.35 | 0 | 0 | 0 | 0 | 100 | 0 | 100 | 600 | 0 | 200 | 200 | 150 | 1050 | 298.75 | 0 | 0 | 0 | 0 | 0 | 510 | 19.44 | 79.98 | 155.7 | 0 | 381.3804 | 1142.3157 | 225.032 | 73.91 | 33.506 | 2042 | 762.1124 | 606.4124 | 155.7 | 2009.1517 | 1745.6657 | 263.486 | 10057.2 | 0 | 1916.1 | 4100 | 1492.35 | 100 | 1348.75 | 0 | 0 | 1100 | 12828.4641 | 0 | 2042
2043 | 0 | 0 | 0 | 1185 | 530.7 | 237 | 1800 | 500 | 850 | 0 | 0 | 1300 | 0 | 0 | 1491.6 | 0 | 0 | 0 | 0 | 100 | 0 | 100 | 600 | 0 | 200 | 200 | 150 | 1050 | 298.65 | 0 | 0 | 0 | 0 | 0 | 540 | 20.34 | 83.68 | 155.7 | 0 | 401.1781 | 1224.0606 | 238.039 | 73.91 | 33.506 | 2043 | 794.9172 | 639.2172 | 155.7 | 2125.4966 | 1858.3106 | 267.186 | 10442.95 | 0 | 1952.7 | 4450 | 1491.6 | 100 | 1348.65 | 0 | 0 | 1100 | 13363.3637 | 0 | 2043
2044 | 0 | 0 | 0 | 1185 | 567.3 | 237 | 1800 | 600 | 850 | 0 | 0 | 1300 | 0 | 0 | 1490.85 | 0 | 0 | 0 | 0 | 100 | 0 | 100 | 600 | 0 | 200 | 200 | 150 | 1050 | 298.55 | 0 | 0 | 0 | 0 | 0 | 570 | 21.28 | 87.55 | 155.7 | 0 | 419.9394 | 1305.8054 | 249.3093 | 73.41 | 33.506 | 2044 | 824.9487 | 669.2487 | 155.7 | 2241.5514 | 1970.4954 | 271.056 | 10578.7 | 0 | 1989.3 | 4550 | 1490.85 | 100 | 1348.55 | 0 | 0 | 1100 | 13645.2001 | 0 | 2044
2045 | 0 | 0 | 0 | 1185 | 640.5 | 237 | 1900 | 600 | 850 | 0 | 0 | 1300 | 0 | 0 | 1790.1 | 0 | 0 | 0 | 0 | 100 | 0 | 100 | 600 | 0 | 200 | 200 | 150 | 1050 | 298.45 | 0 | 0 | 0 | 0 | 0 | 600 | 22.26 | 91.6 | 155.7 | 0 | 436.9398 | 1393.1203 | 258.1339 | 40.82 | 3.546 | 2045 | 850.7737 | 695.0737 | 155.7 | 2301.3463 | 2056.2003 | 245.146 | 11051.05 | 0 | 2062.5 | 4650 | 1790.1 | 100 | 1348.45 | 0 | 0 | 1100 | 14203.17 | 0 | 2045 | 484.1424 | 469.1424 | 15 | 1586.8708 | 1536.8508 | 50.02 | 4217.7 | 0 | 877.5 | 2150 | 991.7 | 0 | -1.5 | 0 | 0 | 200 | 6288.7132
[64 empty] | Total | 850.7737 | 695.0737 | 155.7 | 2301.3463 | 2056.2003 | 245.146 | 11051.05 | 0 | 2062.5 | 4650 | 1790.1 | 100 | 1348.45 | 0 | 0 | 1100 | 14203.17

## Fig_PortfolioCosts
Portfolio Costs, $ Billions, 2024-2025
| 2024 | 2024 | 2025 | 2025
| Revenue Requirement | SCGHG | Revenue Requirement | SCGHG
2023 EPR Preferred Portfolio | 1.2832 | 0.50597 | 1.2832 | 0.5051
Reference | 1.2715 | 0.48079 | 1.2715 | 0.561
Reference SCGHG in Dispatch | 1.2716 | 0.48064 | 1.2716 | 0.56112

## Fig_DATA_PercRenewableEnrgy
Percent Renewable Energy for Figures, 2024-2030
Note: See tab 'CETA Eligible Energy' for percent renewable energy for all years.
Portfolio | 2024 | 2025 | 2026 | 2027 | 2028 | 2029 | 2030
TARGET | 59% | 63% | 66.4% | 69.8% | 73.2% | 76.6% | 80%
2023 EPR Preferred 11 B2 | 60.09% | 64.48% | 78.51% | 76.15% | 79.44% | 89.61% | 96.62%
Reference | 63.99% | 56.09% | 73.52% | 81.32% | 90.62% | 93.11% | 97.86%
2 No CETA Bundle 7 | 63.99% | 56.09% | 73.87% | 74.45% | 83.8% | 87.48% | 99.68%
3 No CETA Vary Bundle | 63.44% | 55.85% | 71.54% | 74.12% | 78.19% | 78.85% | 94.25%
Refenrece SCGHG in Dispatch | 63.99% | 56.08% | 89% | 97.73% | 98.74% | 103.3% | 111.3%
5 No CETA Bundle 7 SCGHG in Dispatch | 63.99% | 56.08% | 89.76% | 92.46% | 99.78% | 103.6% | 111.4%
6 No CETA Vary Bundle SCGHG in Dispatch | 63.44% | 55.85% | 92.6% | 100% | 108% | 108.8% | 113%

## Fig_DATA_PeakCapacity
Winter Peak Capacity (MW)
Note: See tab 'Peak Capacity' for winter peak capacity for all years.
Portfolio | 2024 | 2025 | 2026 | 2027 | 2028 | 2029 | 2030
TARGET | 5884.3438 | 5946.2451 | 6039.0972 | 6129.4732 | 6216.1351 | 6318.8913 | 6434.0279
2023 EPR Preferred 11 B2 | 6081.3167 | 6068.7533 | 6305.65 | 6153.9367 | 6306.4833 | 6356.81 | 6458.98
Reference | 6075.1461 | 5835.7254 | 6105.1793 | 6190.42 | 6229.8392 | 6349.7683 | 6435.5208
2 No CETA Bundle 7 | 6075.1461 | 5835.7254 | 6074.1793 | 6163.42 | 6219.8392 | 6318.7683 | 6445.5208
3 No CETA Vary Bundle | 6067.8761 | 5820.9554 | 6020.6893 | 6200 | 6252.3492 | 6331.9183 | 6446.7608
Reference SCGHG in Dispatch | 6075.1461 | 5835.7254 | 6311.1793 | 6257.42 | 6224.8392 | 6342.7683 | 6485.5208
5 No CETA Bundle 7 SCGHG in Dispatch | 6075.1461 | 5835.7254 | 6199.1793 | 6225.42 | 6332.8392 | 6495.7683 | 6596.5208
6 No CETA Vary Bundle SCGHG in Dispatch | 6067.8761 | 5820.9554 | 6186.6893 | 6319 | 6336.3492 | 6412.9183 | 6572.7608
Summer Peak Capacity (MW)
Note: See tab 'Peak Capacity' for summer peak capacity for all years.
Portfolio | 2024 | 2025 | 2026 | 2027 | 2028 | 2029 | 2030
TARGET | 4733.9777 | 4854.1861 | 4962.0018 | 5071.0568 | 5177.6332 | 5328.8231 | 5453.9885
2023 EPR Preferred 11 B2 | 4961.4939 | 4952.8351 | 5214.3163 | 5140.1475 | 5361.2188 | 5582.81 | 5651
Reference | 5057.1337 | 4688.6857 | 5027.6832 | 5077.1044 | 5727.5156 | 5845.7264 | 6114.3359
2 No CETA Bundle 7 | 5057.1337 | 4688.6857 | 5030.6832 | 5100.1044 | 5745.5156 | 5903.7264 | 6129.3359
3 No CETA Vary Bundle | 5052.9637 | 4676.8757 | 4999.1032 | 5108.6344 | 5678.9456 | 5733.0164 | 6146.0959
Reference SCGHG in Dispatch | 5057.1337 | 4688.6857 | 5089.6832 | 5225.1044 | 5803.5156 | 5983.7264 | 6247.3359
5 No CETA Bundle 7 SCGHG in Dispatch | 5057.1337 | 4688.6857 | 5008.6832 | 5163.1044 | 5898.5156 | 6122.7264 | 6282.3359
6 No CETA Vary Bundle SCGHG in Dispatch | 5052.9637 | 4676.8757 | 5242.1032 | 5369.6344 | 5898.9456 | 5966.0164 | 6117.0959

## Fig_DATA_PercRenewGenRisk
Risk Analysis - Percent Renewable Generation, 2024-2030
Portfolio | 2024 | 2025 | 2026 | 2027 | 2028 | 2029 | 2030
P10 | 59.83% | 52.49% | 69.24% | 75.92% | 84.89% | 86.59% | 91.45%
P25 | 62.95% | 55.4% | 72.98% | 79.93% | 88.89% | 90.78% | 95.7%
1 Reference | 63.99% | 56.09% | 73.52% | 81.32% | 90.62% | 93.11% | 97.86%
P50 | 66.45% | 58.6% | 76.67% | 83.98% | 93.44% | 95.48% | 100.4%
P75 | 69.41% | 61.39% | 80.22% | 87.94% | 97.78% | 99.99% | 104.9%
P90 | 72.41% | 64.26% | 83.74% | 91.77% | 101.8% | 104.1% | 109.1%
Diff
Portfolio | 2024 | 2025 | 2026 | 2027 | 2028 | 2029 | 2030
P10 | 3.114% | 2.912% | 3.734% | 4.004% | 4.004% | 4.194% | 4.254%
P25 | 62.95% | 55.4% | 72.98% | 79.93% | 88.89% | 90.78% | 95.7%
1 Reference | 1.046% | 0.6879% | 0.5387% | 1.392% | 1.732% | 2.321% | 2.163%
P50 | 2.454% | 2.511% | 3.156% | 2.662% | 2.821% | 2.378% | 2.498%
P75 | 2.966% | 2.794% | 3.545% | 3.962% | 4.34% | 4.51% | 4.521%
P90 | 3.001% | 2.87% | 3.527% | 3.831% | 4.04% | 4.119% | 4.264%