## Summary
Exhibit 2: 2021 Annual Cost Effectiveness Estimates
Summary
Electric Programs: Benefit Cost Summary | [5 empty] | Gas Programs: Benefit Cost Summary
Program Name | Energy Savings | Utility Costs | Present Value of Non-Energy Benefits | UCT | TRC | Program Name | Energy Savings | Utility Costs | Present Value of Non-Energy Benefits | UCT | TRC
Low Income Weatherization | 1066698.69 | 1744532.77 | 383978.1712 | 1.1736 | 0.87228 | Low Income Weatherization | 9411.09 | 496004.1 | 1276.7998 | 0.38732 | 0.3783
[5 empty] | LIW UC and TRC Excluded from REM total | [5 empty] | LIW UC and TRC Excluded from REM total
Single Family Retrofit (all subprograms) | 28937234.93 | 15907776.29 | 1716457.8841 | 1.3762 | 1.093 | Single Family Retrofit (all subprograms) | 837216.6 | 6803705.6 | 1335223.1672 | 2.6508 | 1.3288
Residential Lighting | 1162759.6 | 1550052.53 | 0 | 0.84926 | 1.8559 | Single Family Existing Space Heat | 487878 | 1700453.36 | 0 | 4.2222 | 2.7843
Single Family Existing Space Heat | 17242039 | 8069488.38 | 399709.9213 | 1.2933 | 0.83069 | Single Family Existing Water Heat | 56345 | 395565.2 | 195502.3279 | 1.98 | 0.86224
Single Family Existing Water Heat | 2913617.2 | 1732775.02 | 0 | 0.79024 | 0.86213 | Home Appliances | 7752.2 | 0 | 1047044.7121 | 0 | 0
Home Appliances | 1772026 | 1307549.12 | 1159524.5033 | 1.1401 | 2.1862 | Web-Enabled Thermostats | 435822 | 1290608.46 | 0 | 2.9881 | 1.6039
Web-Enabled Thermostats | 2420124 | 681594.19 | 0 | 4.1993 | 2.6988 | Residential Water Use Reducers | 2473.2 | 30169.97 | 92553.6533 | 0.62611 | 3.5257
Residential Water Use Reducers | 72190.7 | 80924.43 | 92553.6533 | 0.51426 | 1.8511 | Single Family Existing Weatherization | 284347.2 | 2347358.6 | 122.4739 | 2.9199 | 0.90732
Single Family Existing Weatherization | 1328478.43 | 996002.63 | 64669.8061 | 4.0311 | 1.5662 | Home Energy Reports | -437401 | 982557.56 | 0 | -0.7495 | -0.91935
Home Energy Reports | 2026000 | 1432214.62 | 0 | 0.25213 | 0.29052 | Efficiency Boost | 0 | 56992.45 | 0 | 0 | 0
Efficiency Boost | 0 | 57175.37 | 0 | 0 | 0 | Single Family New Construction | 1027 | 23936.23 | 906.0043 | 0.80266 | 0.57899
Single Family New Construction | 79645.61 | 62633.25 | 2719.7581 | 3.1828 | 1.7646 | Manufactured Home New Construction | 0 | 0 | 0 | 0 | 0
Manufactured Home New Construction | 128180 | 151341.07 | 7256.6143 | 3.0436 | 2.4499 | Multi-Family Retrofit | 34509.64 | 352233.84 | 11452.9628 | 2.632 | 1.2653
Multi-Family Retrofit | 6706309.9 | 5843584.25 | 137627.1986 | 2.8249 | 1.858 | Multi-Family New Construction | 15716 | 198653.69 | 0 | 0.81631 | 0.89794
Multi-Family New Construction | 844510 | 646269.89 | 0 | 1.4399 | 1.5839 | Total Residential Energy Management (Includes LIW) | 897880.33 | 7874533.46 | 1348858.9341
Total Residential Energy Management (Includes LIW) | 37762579.13 | 24356137.52 | 2248039.6263 |  |  | Total Residential Energy Management Cost-Effectiveness (No LIW) | 888469.24 | 7378529.36 | 1347582.1343 | 2.5946 | 1.3191
Total Residential Energy Management Cost-Effectiveness (No LIW) | 36695880.44 | 22611604.75 | 1864061.4551 | 1.7686 | 1.331 | Commercial/Industrial Retrofit | 309586 | 1576838.88 | 0 | 2.2289 | 1.4286
Commercial/Industrial Retrofit | 57575865.5 | 18777486.35 | 0 | 3.3055 | 1.7896 | Commercial/Industrial New Construction | 52324 | 318188.16 | 0 | 1.7062 | 1.8732
Commercial/Industrial New Construction | 9061654 | 2185721.6 | 0 | 3.3229 | 2.7946 | Commercial Strategic Energy Management | 355433 | 550400.99 | 0 | 1.4878 | 1.6791
Commercial Strategic Energy Management | 6595843 | 1239327.56 | 0 | 1.2564 | 1.2542 | Pay for Performance | 0 | 2854.83 | 0 | 0 | 0
Pay for Performance | 80136 | 37623.28 | 0 | 2.2102 | 1.2347 | Commercial Kitchen & Laundry | 154309.44 | 868723.08 | 3035219.2225 | 1.5952 | 7.1216
Large Power User - Self-Directed Program 449 | 7475425 | 3559423.39 | 0 | 2.1351 | 1.1809 | Commercial HVAC | 14782.38 | 15740.98 | 0 | 9.3543 | 6.259
Large Power User - Self Directed non-449 | 5521586 | 1998091.55 | 0 | 2.7382 | 2.704 | Commercial Midstream | 578333.88 | 2118170.92 | 0 | 2.248 | 2.8445
Lighting to Go (AKA Business Lighting Markdowns) | 14889787.8 | 2209676.86 | 0 | 6.2877 | 5.6746 | Small Business Direct Install | 1824 | 15134.6 | 7466.0224 | 1.2442 | 0.90351
Commercial Kitchen & Laundry | 505663.59 | 215523.56 | 794480.0496 | 2.1866 | 8.1455 | Total Business Energy Management | 1466592.7 | 5466052.44 | 3042685.2449 | 2.0472 | 2.5232
Commercial HVAC | 1099468.37 | 249464.86 | 0 | 4.9708 | 2.1976 | Residential Pilots | 0 | 0 | 0 | 0 | 0
Commercial Midstream | 379203 | 388874.47 | 0 | 1.4208 | 1.2706 | Business Pilots | 0 | 828.63 | 0 | 0 | 0
Small Business Direct Install | 15105791.39 | 7468216.1 | 3599.4108 | 2.0551 | 2.3744 | Total Pilots | 0 | 828.63 | 0 | 0 | 0
Lodging Rebates | 605487 | 601376.22 | 0 | 1.2653 | 1.3392 | NEEA Natural Gas Market Transformation | 0 | 608889 | 0 | 0 | 0
Total Business Energy Management | 118895910.65 | 38930805.8 | 798079.4604 | 2.9876 | 2.0298 | Targeted DSM Pilot | 0 | 10978.16
Residential Pilots | 0 | 338818.27 | 0 | 0 | 0 | Total Regional Programs | 0 | 619867.16 | 0 | 0 | 0
Business Pilots | 607491 | 214468.83 |  | 2.7988 | 3.0787 | Total Portfolio Support | 0 | 1316437.27 | 0
Total Pilots | 607491 | 553287.1 | 0 | 1.0849 | 1.1934 | Total Research & Compliance | 0 | 568148.51 | 0
Northwest Energy Efficiency Alliance | 10249200 | 4289485.32 | 0 | 0.9152 | 2.9102 | Total Gas Programs used in CE Calculations (Excludes LIW) | 2355061.94 | 15349863.37 | 4390267.3792 | 1.9762 | 1.5042
Targeted DSM Pilot | 0 | 25615.18 |  |  |  | Total Other Gas Programs | 0 | 0 |  | n/a | n/a
Transmission & Distribution | 2294877 | 0 | 0 | 0 | 16.4469 | Total Gas Portfolio | 2364473.03 | 15845867.47 | 4391544.179
Total Regional Programs | 12544077 | 4315100.5 | 0 | 1.5046 | 4.2293
Total Portfolio Support | 0 | 8636584.09
Total Research & Compliance | 0 | 2596436.76
NOTE: in both the electric and natural gas summary tables, all program anticipated expenditures are represented,
Total All Programs used in CE Calculations (Excludes LIW) | 168743359.09 | 77643819 | 2662140.9155 | 2.1046 | 1.6376 | as are the program UC and TRC ratios. However, consistent with the approach presented to the CRAG to exclude
Low Income Weatherization cost-effectiveness ratios from its Portfolio view, the Sector cost-effectiveness sub-totals indicated
Total Other Electric Programs | 0 | 3518013.21 |  | n/a | n/a | in these Summary tables are linked to their respective program tables in the workbooks "Electric CE" and "Gas CE".
Total Electric Portfolio | 169810057.78 | 82906364.98 | 2662140.9155
Readers will notice in those tables that all LIW values are excluded from the Sector sub-totals. As a result, those Sector
sub-totals are reduced (total of all REM programs minus LIW). Thus, it appears that the REM Sector and overall Portfolio do not
these Summary tables, when in fact, it is simply PSE's representation of its commitment to calculate LIW cost-effective,
but exclude those figures from the overall Portfolio totals.
= LIW is excluded from Portfolio cost-effectiveness calculations.

## Electric CE
2021 Electric Cost-Effectiveness Tests:
| WACC | 6.97% |  |  | link | fill in | link | link | link | link | link | link | link | link | link | formula | formula | link | Link | formula | formula
| Program Number | Program Name | Accounting Code | Weighted Life | Weighted Measure Life by Program | Load Shape | kWh Savings | Program Overhead Costs | Total Incentive Payments | Customer Costs | Incremental Measure Costs | Other Contributions | Total Utility Costs | Total Resource Costs | Nominal Value of Non Energy Benefits | Present Value of Total Utility Program Costs in Time Zero* | Present Value of Total Resource Costs in Time Zero* | Utility Cost Test: Present Value Electric Savings In Time Zero | Present Value of Lifetime Non Energy Benefits | Utility Cost Test: Benefit Cost Ratio | Total Resource Cost Test: Benefit Cost Ratio
Return to Summary Page |  | Source/calculation: |  |  | I | [16 empty] | Order #
| Go to Gas Portfolio page | Follow Below Hyperlinks for Program Details |  |  |  |  | N | W | O | X | P |  | A18 | A20 |  |  |  | AM | AD
| E201 | Low Income Weatherization |  | 0 | 22.7122 | Varies by Measure | 1066698.69 | 208664.29 | 2777886.38 | 66248.6 | 2844134.98 |  | 1744532.77 | 3052799.27 | 25064.39 | 1630861.7089 | 2853883.5842 | 1914006.9926 | 383978.1712 | 1.1736 | 0.87228
| E214 | Single Family Existing Subtotal |  |  |  |  | 28937234.93 | 3095235.76 | 10571309.63 | 10046151.05 | 20617460.68 | 0 | 15907776.29 | 23712696.44 | 486.69 | 14871250.1542 | 22167613.7609 | 20466183.7728 | 1716457.8841 | 1.3762 | 1.093
| E214 | Residential Lighting |  |  | 14.2476 | Lighting | 1162759.6 | 472132.34 | 863418.5 | -555294.47 | 308124.03 |  | 1550052.53 | 780256.37 | 0 | 1449053.501 | 729416.0699 | 1230628.8067 | 0 | 0.84926 | 1.8559
| E214 | SF Existing Space Heat |  | 1.5834 | 15.5943 | Varies by Measure | 17242039 | 864276.7 | 5683130.16 | 7787171.85 | 13470302.01 |  | 8069488.38 | 14334578.71 | 120.78 | 7543692.9793 | 13400559.699 | 9756329.3419 | 399709.9213 | 1.2933 | 0.83069
| E214 | SF Existing Water Heat |  | 0.22306 | 13 | Varies by Measure | 2913617.2 | 302949.22 | 1150099.65 | 294063.35 | 1444163 |  | 1732775.02 | 1747112.22 | 0 | 1619870.0757 | 1633273.0859 | 1280090.4089 | 0 | 0.79024 | 0.86213
| E214 | Home Appliances |  | 0.11298 | 10.8267 | Varies by Measure | 1772026 | 256696.19 | 926131 | 134581.21 | 1060712.21 |  | 1307549.12 | 1317408.4 | 255.56 | 1222351.2387 | 1231568.1032 | 1393580.3372 | 1159524.5033 | 1.1401 | 2.1862
| E214 | Web-Enabled Thermostat |  | 0.16307 | 11.442 | Varies by Measure | 2420124 | 156270 | 499545.88 | 510776.09 | 1010321.97 |  | 681594.19 | 1166591.97 | 0 | 637182.5652 | 1090578.6389 | 2675699.3383 | 0 | 4.1993 | 2.6988
| E214 | Residential Water Use Reducers |  | 0.0042513 | 10 | Varies by Measure | 72190.7 | 60108.73 | 16998.5 | 1107 | 18105.5 |  | 80924.43 | 78214.23 | 108.75 | 75651.5191 | 73117.9116 | 38904.6254 | 92553.6533 | 0.51426 | 1.8511
| E214 | SF Existing Weatherization |  | 0.28423 | 36.3313 | Varies by Measure | 1328478.43 | 148053.11 | 842327 | 1873746.02 | 2716073.02 |  | 996002.63 | 2864126.13 | 1.6 | 931104.6368 | 2677504.0946 | 3753377.7419 | 64669.8061 | 4.0311 | 1.5662
| E214 | Home Energy Reports |  | 0.023862 | 2 | Varies by Measure | 2026000 | 777574.1 | 589658.94 | 0 | 589658.94 |  | 1432214.62 | 1367233.04 | 0 | 1338893.7272 | 1278146.2466 | 337573.1726 | 0 | 0.25213 | 0.29052
| E214 | Efficiency Boost |  | 0 | 0 | Varies by Measure | 0 | 57175.37 | 0 | 0 | 0 |  | 57175.37 | 57175.37 | 0 | 53449.9112 | 53449.9112 | 0 | 0 | 0 | 0
| E215 | Single Family New Construction |  |  | 33.9425 | Varies by Measure | 79645.61 | 30133.25 | 31750 | 64032 | 95782 |  | 62633.25 | 125915.25 | 65.27 | 58552.1642 | 117710.8068 | 186360.3187 | 2719.7581 | 3.1828 | 1.7646
| E215 | Energy Star Manufactured Home |  |  | 44.1729 | Varies by Measure | 128180 | 58444.26 | 65900 | 85639.91 | 151539.91 |  | 151341.07 | 209984.17 | 72.43 | 141479.9196 | 196301.9258 | 430610.6282 | 7256.6143 | 3.0436 | 2.4499
| E217 | Multifamily Retrofit |  |  | 32.6015 | Varies by Measure | 6706309.9 | 1305220.33 | 4463558.86 | 4083356.78 | 8546915.64 |  | 5843584.25 | 9852135.97 | 88.31 | 5462825.3249 | 9210186.0054 | 15431694.9558 | 137627.1986 | 2.8249 | 1.858
| E218 | Multi-Family New Construction |  |  | 15 | Varies by Measure | 844510 | 413852.89 | 232417 | 0 | 232417 |  | 646269.89 | 646269.89 | 0 | 604159.942 | 604159.942 | 869930.8772 | 0 | 1.4399 | 1.5839
| Total Residential Energy Management | [5 empty] | 37762579.13 | 5111550.78 | 18142821.87 | 14345428.34 | 32488250.21 | 0 | 24356137.52 | 37599800.99 | 25777.09 | 22769129.2138 | 35149856.0251 | 39298787.5453 | 2248039.6263 | 1.726 | 1.2938
| REM Less LIW (Per WAC 480-109-100(10) | [5 empty] | 36695880.44 | 4902886.49 | 15364935.49 | 14279179.74 | 29644115.23 | 0 | 22611604.75 | 34547001.72 | 712.7 | 21138267.5049 | 32295972.4409 | 37384780.5527 | 1864061.4551 | 1.7686 | 1.331
| E250 | Commercial/Industrial Retrofit Total |  |  |  |  | 57575865.5 | 3762264.04 | 14830547.33 | 19560241.31 | 34390788.64 |  | 18777486.35 | 38153052.68 | 0 | 17553974.3386 | 35667058.6894 | 58025527.9795 | 0 | 3.3055 | 1.7896
| E250 | Commercial/Industrial Retrofit |  | 0.48701 | 12.9311 | Varies by Measure | 6395448 | 1080774.15 | 1862866 | 1399751.4 | 3262617.4 |  | 2943640.15 | 4343391.55 | 0 | 2751837.1039 | 4060382.8644 | 5729853.7927 | 0 | 2.0822 | 1.5523
| E250 | Business Lighting Grants |  | 4.2464 | 14.893 | Varies by Measure | 48417202.6 | 2374281.81 | 12412035.33 | 17516428.05 | 29928463.38 |  | 14775964.14 | 32302745.19 | 0 | 13813185.136 | 30197948.2004 | 50265415.0533 | 0 | 3.6389 | 1.831
| E250 | Industrial Energy Management |  | 0.17476 | 10.9354 | Varies by Measure | 2713804.9 | 264563.08 | 555646 | 644061.86 | 1199707.86 |  | 1015237.06 | 1464270.94 | 0 | 949085.7811 | 1368861.3069 | 2012566.7868 | 0 | 2.1205 | 1.6173
| E250 | Clean Buildings Accelerator |  | 0.0014549 | 5 | Varies by Measure | 49410 | 42645 | 0 | 0 | 0 |  | 42645 | 42645 | 0 | 39866.3177 | 39866.3177 | 17692.3467 | 0 | 0.44379 | 0.48817
| E251 | Commercial/Industrial New Construction |  | 0.56279 | 10.5463 | Varies by Measure | 9061654 | 303338.8 | 1882382.8 | 673138.02 | 2555520.82 |  | 2185721.6 | 2858859.62 | 0 | 2043303.3561 | 2672580.7423 | 6789724.1728 | 0 | 3.3229 | 2.7946
| E253 | Commercial Strategic Energy Management |  |  | 3 | Varies by Measure | 6595843 | 850910.56 | 388417 | 126257 | 514674 |  | 1239327.56 | 1365584.56 | 0 | 1158574.8902 | 1276605.179 | 1455607.2669 | 0 | 1.2564 | 1.2542
| E253 | Pay for Performance |  |  | 14 | Varies by Measure | 80136 | 9575.28 | 28048 | 36462 | 64510 |  | 37623.28 | 74085.28 | 0 | 35171.8052 | 69257.9976 | 77737.3711 | 0 | 2.2102 | 1.2347
| E258 | Large Power User, Self-Directed 449 |  | 0.62579 | 14.2152 | Varies by Measure | 7475425 | 251049.4 | 2973641.45 | 3854331.24 | 6827972.69 |  | 3559423.39 | 7079022.09 | 0 | 3327496.8589 | 6617763.9432 | 7104419.6514 | 0 | 2.1351 | 1.1809
| E258 | Large Power User, Self Directed non-449 |  |  | 13.528 | Varies by Measure | 5521586 | 202818.05 | 1524849.43 | 498022 | 2022871.43 |  | 1998091.55 | 2225689.48 | 0 | 1867898.9904 | 2080666.9907 | 5114749.3771 | 0 | 2.7382 | 2.704
| E262 | Commercial Rebates Programs SUBTOTAL |  | 0 |  |  | 31979914.15 | 1969119.61 | 7771542.37 | 1331408.68 | 9102951.05 | 0 | 10531755.85 | 11072070.66 | 49773.12 | 9845522.9036 | 10350631.635 | 29452458.5619 | 798079.4604 | 2.9915 | 3.2071
| E262 | Lighting to Go--AKA Business Lighting Markdowns |  |  | 12.1345 |  | 14889787.8 | 392612.92 | 1315131.14 | 985543.97 | 2300675.11 |  | 2209676.86 | 2693288.03 | 0 | 2065697.7283 | 2517797.5414 | 12988571.7168 | 0 | 6.2877 | 5.6746
| E262 | Commercial Kitchen and Laundry |  |  | 12.7851 | Varies by Measure | 505663.59 | 66502.37 | 87875 | 13597.8 | 101472.8 |  | 215523.56 | 167975.17 | 49271.82 | 201480.3777 | 157030.1673 | 440553.2502 | 794480.0496 | 2.1866 | 8.1455
| E262 | Commercial HVAC Rebates |  |  | 14.8598 | Varies by Measure | 1099468.37 | 57871.99 | 191592.87 | 371240.1 | 562832.97 |  | 249464.86 | 620704.96 | 0 | 233210.115 | 580260.7834 | 1159252.0195 | 0 | 4.9708 | 2.1976
| E262 | Commercial Midstream |  |  | 14.8902 | Varies by Measure | 379203 | 87072.85 | 224435.5 | 166801.45 | 391236.95 |  | 388874.47 | 478309.8 | 0 | 363536.0101 | 447143.8721 | 516505.9628 | 0 | 1.4208 | 1.2706
| E262 | Small Business Direct Install |  |  | 13.3355 | Varies by Measure | 15105791.39 | 1365059.48 | 5952507.86 | -205774.64 | 5746733.22 |  | 7468216.1 | 7111792.7 | 501.3 | 6981598.6725 | 6648399.2708 | 14347575.6126 | 3599.4108 | 2.0551 | 2.3744
| E262 | Lodging Rebates |  |  | 12.4846 | Varies by Measure | 605487 | 473.46 | 600902.76 | 23622.56 | 624525.32 |  | 601376.22 | 624998.78 | 0 | 562191.4742 | 584274.8247 | 711335.0208 | 0 | 1.2653 | 1.3392
| Total Business Energy Management | [5 empty] | 118895910.65 | 7349549.2 | 30000331.14 | 26103482.81 | 56103813.95 | 0 | 38930805.8 | 63453363.15 | 49773.12 | 36394134.6172 | 59318840.0019 | 108731559.4015 | 798079.4604 | 2.9876 | 2.0298
| E249 | Residential Pilots |  | 0 | 0 | Varies by Measure | 0 | 338818.27 | 0 | 0 | 0 |  | 338818.27 | 338818.27 | 0 | 316741.3948 | 316741.3948 | 0 | 0 | 0 | 0
| E249 | Commercial Pilots |  |  | 0 | Varies by Measure | 607491 | 19553.83 | 194915 | 0 | 194915 |  | 214468.83 | 214468.83 | 0 | 200494.3723 | 200494.3723 | 561142.4238 | 0 | 2.7988 | 3.0787
| Total Pilots | [5 empty] | 607491 | 358372.1 | 194915 | 0 | 194915 | 0 | 553287.1 | 553287.1 | 0 | 517235.767 | 517235.767 | 561142.4238 | 0 | 1.0849 | 1.1934
| E245 | Northwest Energy Efficiency Alliance |  | 0.85994 | 14.2476 | Flat | 10249200 | 1483874.71 | 0 | 0 | 0 |  | 4289485.32 | 1483874.71 | 0 | 4009989.0811 | 1387187.7255 | 3669953.4363 | 0 | 0.9152 | 2.9102
| E292 | Transmission & Distribution |  | 0.20272 | 15 | Flat | 2294877 | 0 | 0 | 169088 | 169088 |  | 0 | 169088 | 0 | 0 | 158070.4871 | 2363421.7853 | 0 | 0 | 16.4469
| E219 | Targeted DSM Pilot |  |  | #DIV/0! | Flat | 0 | 25615.18 | 0 | 0 | 0 |  | 25615.18 | 25615.18 | 0 | 0 | 23946.1344 | 0 | 0 | 0 | 0 | 18230134
| Total Regional Programs | [5 empty] | 12544077 | 1509489.89 | 0 | 169088 | 169088 | 0 | 4315100.5 | 1678577.89 | 0 | 4009989.0811 | 1569204.347 | 6033375.2216 | 0 | 1.5046 | 4.2293
Energy Efficiency Portfolio Support
|  | Data and Systems Services | 18230745 |  |  |  |  | 928441.91 |  |  |  |  | 928441.91 | 928441.91 |  | 867946.069 | 867946.069 |  |  |  |  | 18230745
|  | Rebates Processing | 18230507 |  |  |  |  | 588277.77 |  |  |  |  | 588277.77 | 588277.77 |  | 549946.499 | 549946.499 |  |  |  |  | 18230507
|  | Verification Team | 18230418 |  |  |  |  | 530409.13 |  |  |  |  | 530409.13 | 530409.13 |  | 495848.4902 | 495848.4902 |  |  |  |  | 18230418
|  | Programs Support | 18230810 |  |  |  |  | 719678.75 |  |  |  |  | 719678.75 | 719678.75 |  | 672785.5941 | 672785.5941 |  |  |  |  | 18230810
|  | Trade Ally Memberships | 18230730 |  |  |  |  | 194023.02 |  |  |  |  | 194023.02 | 194023.02 |  | 181380.7797 | 181380.7797 |  |  |  |  | 18230730
|  | Trade Ally Network [net of (revenue) + cost] | 18230746 |  |  |  |  | -84918.49 |  |  |  |  | -84918.49 | -84918.49 |  | -79385.3323 | -79385.3323 |  |  |  |  | 18230746
|  | Automated Benchmarking System | 18230411 |  |  |  |  | 1148531.31 |  |  |  |  | 1148531.31 | 1148531.31 |  | 1073694.7836 | 1073694.7836 |  |  |  |  | 18230411
|  | Energy Advisors | 18230610 |  |  |  |  | 1007071.4 |  |  |  |  | 1007071.4 | 1007071.4 |  | 941452.1829 | 941452.1829 |  |  |  |  | 18230610
|  | Energy Efficient Communities | 18230811 |  |  |  |  | 790340.59 |  |  |  |  | 790340.59 | 790340.59 |  | 738843.2177 | 738843.2177 |  |  |  |  | 18230811
|  | Customer Digital Services | [5 empty] | 1248079.71 |  |  |  |  | 1248079.71 | 1248079.71 |  | 1166756.7636 | 1166756.7636 |  |  |  |  | 18230508 | 18230408 | 18230400 | 18230509
|  | Market Integration | 18230466 |  |  |  |  | 1334023.92 |  |  |  |  | 1334023.92 | 1334023.92 |  | 1247100.9816 | 1247100.9816 |  |  |  |  | 18230466
|  | Events | 18230487 |  |  |  |  | 232625.07 |  |  |  |  | 232625.07 | 232625.07 |  | 217467.5797 | 217467.5797 |  |  |  |  | 18230487
|  | Portfolio Support Subtotal |  |  |  |  | 0 | 8636584.09 | 0 | 0 | 0 | 0 | 8636584.09 | 8636584.09 | 0 | 8073837.6087 | 8073837.6087 | 0 | 0
|  | Conservation Supply Curves | 18230809 |  |  |  |  | 174950.35 |  |  |  |  | 174950.35 | 174950.35 |  | 163550.8554 | 163550.8554 |  |  |  |  | 18230809
|  | Strategic Planning | 18230469 |  |  |  |  | 283517.43 |  |  |  |  | 283517.43 | 283517.43 |  | 265043.8721 | 265043.8721 |  |  |  |  | 18230469
|  | Market Research | 18230413 |  |  |  |  | 150481.52 |  |  |  |  | 150481.52 | 150481.52 |  | 140676.3766 | 140676.3766 |  |  |  |  | 18230413
|  | Program Evaluation | 18230802 |  |  |  |  | 1906365.21 |  |  |  |  | 1906365.21 | 1906365.21 |  | 1782149.397 | 1782149.397 |  |  |  |  | 18230802
|  | Biennial Electric Conservation Acquisition Review | 18230624 |  |  |  |  | 81122.25 |  |  |  |  | 81122.25 | 81122.25 |  | 75836.4495 | 75836.4495 |  |  |  |  | 18230624
|  | Research and Compliance Subtotal |  |  |  |  | 0 | 2596436.76 | 0 | 0 | 0 | 0 | 2596436.76 | 2596436.76 | 0 | 2427256.9505 | 2427256.9505 | 0 | 0 |  | 0
| Grand Total All Electric Programs Included in CE Calculations | [5 empty] | 169810057.78 | 25353318.53 | 45560181.63 | 40551750.55 | 86111932.18 | 0 | 77643819 | 111465250.71 |  | 72560721.5294 | 104202347.116 | 152710857.5996 | 2662140.9155 | 2.1046 | 1.6376
Other Customer Programs
|  | Net Metering | 18230128 |  |  |  |  | 3518013.21 |  |  |  |  | 3518013.21 | 3518013.21 | 0 | 3288784.9023 | 3288784.9023 |  |  |  |  | 18230128
|  | Demand Response Pilot | 18230133 |  |  |  |  | 0 |  |  |  |  | 0 | 0 |  | 0 | 0 |  |  |  |  | 18230133
|  | Other Programs Subtotal | [5 empty] | 3518013.21 | 0 | 0 | 0 | 0 | 3518013.21 | 3518013.21 | 0 | 3288784.9023 | 3288784.9023 | 0 | 0

## Gas CE
2021 Gas Cost-Effectiveness Tests:
| WACC | 6.97% |  |  | link | fill in | link | link | link | link | link | link | link | link | link | formula | formula | link | Link | formula | formula
| Prog. No. | Program Name | Accounting Code | Weight Life | Weighted Measure Life by Program | Load Shape | Therm Savings | Program Overhead Costs | Total Incentive Payments | Customer Costs | Incremental Measure Costs | Other Contributions | Total Utility Costs | Total Resource Costs | Nominal Value of Non Energy Benefits | Present Value of Total Utility Costs in Time Zero | Present Value of Total Resource Costs in Time Zero | Present Value Therm Savings In Time Zero | Present Value of Lifetime Non Energy Benefits | Utility Cost Test: Benefit Cost Ratio | Total Resource Cost Test: Benefit Cost Ratio
Return to Summary Page | Go to Electric Portfolio Page | Follow Below Hyperlinks for Program Details | [16 empty] | AD |  |  | Order Number
| G203 | G201 LIW {G} |  |  | 29.7935 | Varies by Measure | 9411.09 | 53445.74 | 508780.75 | 0 | 508780.75 |  | 496004.1 | 562226.49 | 30.06 | 463685.2389 | 525592.6802 | 179593.7718 | 1276.7998 | 0.38732 | 0.3783
| G214 | Single Family Existing Subtotal |  |  |  |  | 837216.6 | 1133146.56 | 5381488.68 | 9490262 | 14871750.68 | 0 | 6803705.6 | 16004897.24 | 296.47 | 6360386.6505 | 14962042.8531 | 16860390.6807 | 1335223.1672 | 2.6508 | 1.3288
| G214 | SF Existing Space Heat |  |  | 19.9857 | Varies by Measure | 487878 | 127453.36 | 1572300 | 1136691 | 2708991 |  | 1700453.36 | 2836444.36 | 0 | 1589654.4452 | 2651626.026 | 6711796.1199 | 0 | 4.2222 | 2.7843
| G214 | SF Existing Water Heat |  |  | 19.7918 | Res Water Heat | 56345 | 73166.2 | 322399 | 846181.83 | 1168580.83 |  | 395565.2 | 1241747.03 | 53.08 | 369790.7825 | 1160836.7112 | 732196.2508 | 195502.3279 | 1.98 | 0.86224
| G214 | Home Energy Assessments |  |  | 0 | Varies by Measure |  | 0 | 0 | 0 | 0 |  | 0 | 0 | 0 | 0 | 0 | 0 | 0 | 0 | 0
| G214 | Home Appliances |  |  | 14 | Varies by Measure | 7752.2 | 0 | 0 | 0 | 0 |  | 0 | 0 | 134.4 | 0 | 0 | 74467.0729 | 1047044.7121 | 0 | 0
| G214 | Web-Enabled Thermostats |  |  | 11.0379 | Varies by Measure | 435822 | 210514.55 | 987346.39 | 1446984.14 | 2434330.53 |  | 1290608.46 | 2644845.08 | 0 | 1206514.4059 | 2472511.0592 | 3605242.6559 | 0 | 2.9881 | 1.6039
| G214 | Residential Water Use Reducers |  |  | 10 | Residential Water Heat | 2473.2 | 22457.3 | 7621.5 | 3895.12 | 11516.62 |  | 30169.97 | 33973.92 | 108.75 | 28204.1413 | 31760.2318 | 17658.7605 | 92553.6533 | 0.62611 | 3.5257
| G214 | SF Existing Weatherization |  |  | 36.9578 | Varies by Measure | 284347.2 | 137157.45 | 2116094.29 | 6056509.91 | 8172604.2 |  | 2347358.6 | 8309761.65 | 0.24 | 2194408.3388 | 7768310.4141 | 6407469.0602 | 122.4739 | 2.9199 | 0.90732
| G214 | Home Energy Reports |  |  | 2 | Varies by Measure | -437401 | 505405.25 | 375727.5 | 0 | 375727.5 |  | 982557.56 | 881132.75 | 0 | 918535.6268 | 823719.5008 | -688439.2395 | 0 | -0.7495 | -0.91935
| G214 | Efficiency Boost |  |  | 0 | Varies by Measure | 0 | 56992.45 | 0 | 0 | 0 |  | 56992.45 | 56992.45 | 0 | 53278.91 | 53278.91 | 0 | 0 | 0 | 0
| G215 | Single Family New Construction |  |  | 27 | Varies by Measure | 1027 | 18436.23 | 6250 | 13489.02 | 19739.02 |  | 23936.23 | 38175.25 | 23.59 | 22376.5822 | 35687.8097 | 17960.8981 | 906.0043 | 0.80266 | 0.57899
| G215 | Manufactured Home New Construction |  |  | 0 | Varies by Measure | 0 | 0 | 0 | 0 | 0 |  | 0 | 0 | 0 | 0 | 0 | 0 | 0 | 0 | 0
| G217 | Multi-Family Retrofit |  |  | 40.6859 | Varies by Measure | 34509.64 | 104074.84 | 248159 | 463450.8 | 711609.8 |  | 352233.84 | 815684.64 | 56.64 | 329282.827 | 762535.8886 | 866681.6077 | 11452.9628 | 2.632 | 1.2653
| G218 | Multi-Family New Construction |  |  | 15 | Varies by Measure | 15716 | 130451 | 68202.69 | 0 | 68202.69 |  | 198653.69 | 198653.69 | 0 | 185709.7224 | 185709.7224 | 151596.7559 | 0 | 0.81631 | 0.89794
| Total Residential Efficiency Programs | [5 empty] | 897880.33 | 1439554.37 | 6212881.12 | 9967201.82 | 16180082.94 |  | 7874533.46 | 17619637.31 | 406.76 | 7361441.0208 | 16471568.9539 | 18076223.7143 | 1348858.9341 | 2.4555 | 1.2891
| REM Less LIW (Consistent with WAC 480-109-100(10) | [5 empty] | 888469.24 | 1386108.63 | 5704100.37 | 9967201.82 | 15671302.19 | 0 | 7378529.36 | 17057410.82 | 376.7 | 6897755.782 | 15945976.2737 | 17896629.9425 | 1347582.1343 | 2.5946 | 1.3191
| G250 | C/I Retrofit Total |  |  |  |  | 309586 | 483122.43 | 1090356.13 | 1167670.97 | 2258027.1 | 0 | 1576838.88 | 2741149.53 | 0 | 1474094.4938 | 2562540.4599 | 3285549.9077 | 0 | 2.2289 | 1.4104
| G250 | Commercial/Industrial Retrofit |  |  | 16.7024 | Varies by Measure | 306741 | 439910.05 | 1090356.13 | 1167670.97 | 2258027.1 |  | 1533626.5 | 2697937.15 | 0 | 1433697.7657 | 2522143.7319 | 3275611.968 | 0 | 2.2847 | 1.4286
| G250 | Clean Buildiings Accellerator |  |  | 5 | Varies by Measure | 2845 | 42645 | 0 | 0 | 0 |  | 42645 | 42645 | 0 | 39866.3177 | 39866.3177 | 9937.9397 | 0 | 0.24928 | 0.27421
| G250 | Industrial Energy Management |  |  | 0 | Varies by Measure | 0 | 567.38 | 0 | 0 | 0 |  | 567.38 | 567.38 | 0 | 530.4104 | 530.4104 | 0 | 0 | 0 | 0
| G251 | Commercial/Industrial New Construction |  |  | 15 | Varies by Measure | 52324 | 58065.16 | 260123 | 599 | 260722 |  | 318188.16 | 318787.16 | 0 | 297455.5109 | 298015.481 | 507504.6324 | 0 | 1.7062 | 1.8732
| G253 | Commercial Strategic Energy Management |  |  | 3 | Varies By Measure | 355433 | 436621.99 | 60278 | 39561 | 99839 |  | 550400.99 | 536460.99 | 0 | 514537.7115 | 501506.0204 | 765541.5572 | 0 | 1.4878 | 1.6791
| G253 | Pay for Performance |  |  | 0 | Varies By Measure | 0 | 2854.83 | 0 | 0 | 0 |  | 2854.83 | 2854.83 | 0 | 2668.8137 | 2668.8137 | 0 | 0 | 0 | 0
| G262 | Commercial Rebates Subtotal |  |  |  |  | 749249.7 | 741435.21 | 1289256.92 | 538288.5 | 1827545.42 |  | 3017769.58 | 2568980.63 | 43201.44 | 2821136.3747 | 2401589.8196 | 5902209.8715 | 3042685.2449 | 2.0921 | 3.9703
| G262 | Commercial Kitchen & Laundry |  |  | 12.1137 | Varies By Measure | 154309.44 | 313558.82 | 337200 | 19201.38 | 356401.38 |  | 868723.08 | 669960.2 | 43068.75 | 812118.4257 | 626306.628 | 1295505.6461 | 3035219.2225 | 1.5952 | 7.1216
| G262 | Commercial HVAC |  |  | 13.9523 | Varies by Measure | 14782.38 | 14240.98 | 1500 | 10137.3 | 11637.3 |  | 15740.98 | 25878.28 | 0 | 14715.3221 | 24192.0912 | 137651.9181 | 0 | 9.3543 | 6.259
| G262 | Commercial Midstream |  |  | 10.9542 | Varies by Measure | 578333.88 | 408375.27 | 945172.2 | 487829.82 | 1433002.02 |  | 2118170.92 | 1841377.29 | 0 | 1980154.1741 | 1721395.9895 | 4451448.8568 | 0 | 2.248 | 2.8445
| G262 | Small Business Direct Install |  |  | 14.8575 | Comm Space Heat | 1824 | 5260.14 | 5384.72 | 21120 | 26504.72 |  | 15134.6 | 31764.86 | 132.69 | 14148.4528 | 29695.1108 | 17603.4505 | 7466.0224 | 1.2442 | 0.90351
| Total Commercial Programs | [5 empty] | 1466592.7 | 1722099.62 | 2700014.05 | 1746119.47 | 4446133.52 |  | 5466052.44 | 6168233.14 | 43201.44 | 5109892.9046 | 5766320.5946 | 10460805.9688 | 3042685.2449 | 2.0472 | 2.5232
| G245 | NEEA Gas Market Transformation Study |  |  | 5 | Comm Flat | 0 | 182666.72 | 0 | 0 | 0 |  | 608889 | 182666.72 | 132.69 | 569214.7331 | 170764.4386 | 0 | 0 | 0 | 0 | 18230660
| G219 | Targeted DSM Pilot |  |  | 0 | Comm Space Heat | 0 | 10978.16 | 0 | 0 | 0 |  | 10978.16 | 10978.16 | 0 | 10262.84 | 10262.84 | 0 | 0 | 0 | 0 | 18230218
| Total Regional Programs | [5 empty] | 0 | 193644.88 | 0 | 0 | 0 | 0 | 619867.16 | 193644.88 | 132.69 | 579477.5732 | 181027.2787 | 0 | 0 | 0 | 0
| G249 | Residential Pilots |  |  |  |  | 0 | 0 | 0 | 0 | 0 |  | 0 | 0 | 0 | 0 | 0 | 0 | 0 | 0 | 0
| G249 | Commercial |  |  |  |  | 0 | 828.63 | 0 | 0 | 0 |  | 828.63 | 828.63 | 0 | 774.6377 | 774.6377 | 0 | 0 | 0 | 0
| Total Pilots | [5 empty] | 0 | 828.63 | 0 | 0 | 0 | 0 | 828.63 | 828.63 | 0 | 774.6377 | 774.6377 | 0 | 0 | 0 | 0
Energy Efficiency Portfolio Support
|  | Data and Systems Services | 18231005 |  |  |  |  | 138727.09 |  |  |  |  | 138727.09 | 138727.09 |  | 129687.8471 | 129687.8471 |  |  |  |  | 18231005
|  | Rebates Processing | 18230659 |  |  |  |  | 55121.67 |  |  |  |  | 55121.67 | 55121.67 |  | 51530.0271 | 51530.0271 |  |  |  |  | 18230659
|  | Verification Team | 18230668 |  |  |  |  | 59203.16 |  |  |  |  | 59203.16 | 59203.16 |  | 55345.5735 | 55345.5735 |  |  |  |  | 18230668
|  | Programs Support | 18230688 |  |  |  |  | 107566.64 |  |  |  |  | 107566.64 | 107566.64 |  | 100557.7639 | 100557.7639 |  |  |  |  | 18230688
|  | Trade Ally Memberships | 18230698 |  |  |  |  | 24509.88 |  |  |  |  | 24509.88 | 24509.88 |  | 22912.8541 | 22912.8541 |  |  |  |  | 18230698
|  | Trade Ally Network [net of (revenue) + cost] | 18231031 |  |  |  |  | -139466.37 |  |  |  |  | -139466.37 | -139466.37 |  | -130378.9567 | -130378.9567 |  |  |  |  | 18231031
|  | Automated Benchmarking System | 18230667 |  |  |  |  | 279758.04 |  |  |  |  | 279758.04 | 279758.04 |  | 261529.4382 | 261529.4382 |  |  |  |  | 18230667
|  | Energy Advisors | 18230704 |  |  |  |  | 79775.81 |  |  |  |  | 79775.81 | 79775.81 |  | 74577.7414 | 74577.7414 |  |  |  |  | 18230704
|  | Energy Efficient Communities | 18230657 |  |  |  |  | 177579.93 |  |  |  |  | 177579.93 | 177579.93 |  | 166009.096 | 166009.096 |  |  |  |  | 18230657
|  | Customer Digital Services | 18230665, 108230737, 18230690, 18230662 |  |  |  |  | 293680.52 |  |  |  |  | 293680.52 | 293680.52 |  | 274544.7509 | 274544.7509 |  |  |  |  | 18230665 | 18230737 | 18230690 | 18230662
|  | Market Integration | 18230732 |  |  |  |  | 202264.84 |  |  |  |  | 202264.84 | 202264.84 |  | 189085.5754 | 189085.5754 |  |  |  |  | 18230732
|  | Events | 18230675 |  |  |  |  | 37716.06 |  |  |  |  | 37716.06 | 37716.06 |  | 35258.5398 | 35258.5398 |  |  |  |  | 18230675
|  | Portfolio Support Subtotal |  |  |  |  | 0 | 1316437.27 | 0 | 0 | 0 | 0 | 1316437.27 | 1316437.27 | 0 | 1230660.2505 | 1230660.2505 | 0 | 0
|  | Conservation Supply Curves | 18230703 |  |  |  |  | 25331.01 |  |  |  |  | 25331.01 | 25331.01 |  | 23680.4805 | 23680.4805 |  |  |  |  | 18230703
|  | Strategic Planning | 18230679 |  |  |  |  | 42896.54 |  |  |  |  | 42896.54 | 42896.54 |  | 40101.4677 | 40101.4677 |  |  |  |  | 18230679
|  | Market Research | 18230669 |  |  |  |  | 22816.83 |  |  |  |  | 22816.83 | 22816.83 |  | 21330.1206 | 21330.1206 |  |  |  |  | 18230669
|  | Program Evaluation | 18230699 |  |  |  |  | 477104.13 |  |  |  |  | 477104.13 | 477104.13 |  | 446016.7617 | 446016.7617 |  |  |  |  | 18230699
|  | Research and Compliance Subtotal |  |  |  |  | 0 | 568148.51 | 0 | 0 | 0 | 0 | 568148.51 | 568148.51 | 0 | 531128.8305 | 531128.8305 | 0 | 0
| Total Energy Efficiency Portfolio Support, Research and Compliance | [5 empty] | 0 | 1884585.78 | 0 | 0 | 0 | 0 | 1884585.78 | 1884585.78 | 0 | 1761789.0811 | 1761789.0811 | 0 | 0
| Grand Total All Gas Programs included in CE Calculations | [5 empty] | 2355061.94 | 5187267.54 | 8404114.42 | 11713321.29 | 20117435.71 | 0 | 15349863.37 | 25304703.25 | 43710.83 | 14349689.9785 | 23655887.8658 | 28357435.9113 | 4390267.3792 | 1.9762 | 1.5042
Other Customer Programs
|  | Net Metering | [5 empty] | 0 |  |  |  |  | 0 | 0 | 0 | 0 | 0
|  | Demand Response Pilot | 18230217 |  |  |  |  | 0 |  |  |  |  | 0 | 0 |  | 0 | 0
|  | Other Energy Efficiency Programs Subtotal | [5 empty] | 0 | 0 | 0 | 0 | 0 | 0 | 0 | 0 | 0 | 0 | 0 | 0

## Program Costs
Entered | TARIFFID | ORDERNAME | ORDERNUM | Labor | Overhead | Marketing | Employee Expense | Outside Services | Materials | Miscellaneous | DBtC | Revenue | Total | Total -DBTC | Tariff Group
| n/a E507 | Automated Benchmarking System {E} | 18230411 | 99757.38 | 81995.57 | 0 | 0 | 962941.5 | 3202.26 | 634.6 | 0 | 0 | 1148531.31 | 1148531.31 | Energy Efficiency Portfolio Support
| n/a G507 | Automated Benchmarking System {G} | 18230667 | 29416.99 | 24131.73 | 0 | 0 | 225250.11 | 800.56 | 158.65 | 0 | 0 | 279758.04 | 279758.04 | Energy Efficiency Portfolio Support
| n/a E65 | Biennial Conservation Acquisition Review {E} | 18230624 | 0 | 0 | 0 | 0 | 81122.25 | 0 | 0 | 0 | 0 | 81122.25 | 81122.25 | Energy Efficiency Research & Compliance
| E250 | Business Lighting - Grants {E} | 18230724 | 1254607.69 | 1037524.47 | 14884.42 | 12147.99 | 38521.2 | 16046.04 | 550 | 12401682.33 | 0 | 14775964.14 | 2374281.81 | Business Energy Management
| OandM | Carbon Offset | 80500012 | 0 | 0 | 0 | 0 | 0 | 0 | 0 | 0 | 0 | 0 | 0 | Operations and Maintenance
| E250 | Clean Buildings Accelerator {E} | 18230013 | 0 | 0 | 0 | 0 | 42645 | 0 | 0 | 0 | 0 | 42645 | 42645 | Business Energy Management
| G250 | Clean Buildings Accelerator {G} | 18230220 | 0 | 0 | 0 | 0 | 42645 | 0 | 0 | 0 | 0 | 42645 | 42645 | Business Energy Management
| E262 | Commercial HVAC Rebates {E} | 18230718 | 29764.8 | 24394.63 | 1852.26 | 200 | 1160.3 | 500 | 0 | 191592.87 | 0 | 249464.86 | 57871.99 | Business Energy Management
| G262 | Commercial HVAC Rebates {G} | 18231029 | 7845.45 | 6395.53 | 0 | 0 | 0 | 0 | 0 | 1500 | 0 | 15740.98 | 14240.98 | Business Energy Management
| E251 | Commercial Industrial New Construction {E} | 18230715 | 131028.43 | 108406.79 | 941.64 | 24644.29 | 38317.65 | 0 | 0 | 1882382.8 | 0 | 2185721.6 | 303338.8 | Business Energy Management
| G251 | Commercial Industrial New Construction {G} | 18230706 | 16621.72 | 13757.7 | 1259.31 | 10006.3 | 16420.13 | 0 | 0 | 260123 | 0 | 318188.16 | 58065.16 | Business Energy Management
| E250 | Commercial Industrial Retrofit {E} | 18230711 | 293970.1 | 605996.25 | 3984.17 | 18864.49 | 152273.65 | 4251.52 | 1433.97 | 1862866 | 0 | 2943640.15 | 1080774.15 | Business Energy Management
| G250 | Commercial Industrial Retrofit {G} | 18230731 | 216045.64 | 178202.41 | 432.88 | 3977.24 | 40634.77 | 519.61 | 97.5 | 1093716.45 | 0 | 1533626.5 | 439910.05 | Business Energy Management
| E262 | Commercial Kitchen Laundry {E} | 18230716 | 17086.25 | 14068.59 | 1252.95 | 15 | 34111.4 | 0 | -31.82 | 149021.19 | 0 | 215523.56 | 66502.37 | Business Energy Management
| G262 | Commercial Kitchen Laundry {G} | 18231027 | 92513.02 | 76340.62 | 10098.39 | 135 | 127248.4 | 53.9 | 7169.49 | 555164.26 | 0 | 868723.08 | 313558.82 | Business Energy Management
| E262 | Commercial Midstream HVAC and Water Heat {E} | 18230524 | 29684.6 | 24535.33 | 0 | 0 | 30367.65 | 0 | 2485.27 | 301801.62 | 0 | 388874.47 | 87072.85 | Business Energy Management
| G262 | Commercial Midstream HVAC and Water Heat {G} | 18230248 | 24843.97 | 20531.49 | 0 | 163.79 | 362586.81 | 249.21 | 0 | 1709795.65 | 0 | 2118170.92 | 408375.27 | Business Energy Management
| E249C | Commercial Pay for Performance Pilot {E} | 18230140 | 7953.65 | 6627.28 | 0 | 106.76 | 0 | 0 | 0 | 194915 | 0 | 209602.69 | 14687.69 | Pilots
| G249C | Commercial Pay for Performance Pilot {G} | 18230640 | 0 | 0 | 0 | 0 | 0 | 0 | 0 | 0 | 0 | 0 | 0 | Pilots
| E253 | Commercial Strategic Energy Management {E} | 18230723 | 338000.52 | 278488.52 | 66.21 | 6285.03 | 225800.75 | 1343.47 | 926.06 | 388417 | 0 | 1239327.56 | 850910.56 | Business Energy Management
| G253 | Commercial Strategic Energy Management {G} | 18230691 | 195044.56 | 160641.64 | 0 | 3735.13 | 76108.5 | 516.98 | 575.18 | 113779 | 0 | 550400.99 | 436621.99 | Business Energy Management
| n/a E61 | Conservation Supply Curves {E} | 18230809 | 67615.03 | 55863.25 | 0 | 0 | 51472.07 | 0 | 0 | 0 | 0 | 174950.35 | 174950.35 | Energy Efficiency Research & Compliance
| n/a G61 | Conservation Supply Curves {G} | 18230703 | 9659.29 | 7980.49 | 0 | 0 | 7691.23 | 0 | 0 | 0 | 0 | 25331.01 | 25331.01 | Energy Efficiency Research & Compliance
| n/a E510 | Customer Awareness Tools {E} | 18230508 | 36990.6 | 30538.69 | 0 | 0 | 431043.3 | 0 | 0 | 0 | 0 | 498572.59 | 498572.59 | Energy Efficiency Portfolio Support
| n/a G510 | Customer Awareness Tools {G} | 18230690 | 3877.28 | 3149.55 | 0 | 0 | 64408.77 | 0 | 0 | 0 | 0 | 71435.6 | 71435.6 | Energy Efficiency Portfolio Support
| n/a E510 | Customer Digital Experience {E} | 18230408 | 57140.71 | 46992.49 | 0 | 0 | 378696.45 | 407.63 | 0 | 0 | 0 | 483237.28 | 483237.28 | Energy Efficiency Portfolio Support
| n/a G510 | Customer Digital Experience {G} | 18230737 | 7996.77 | 6624.26 | 0 | 0 | 70383.71 | 60.91 | 0 | 0 | 0 | 85065.65 | 85065.65 | Energy Efficiency Portfolio Support
| n/a E501 | Data and Systems Services {E} | 18230745 | 379779.95 | 313761.96 | 0 | 0 | 234900 | 0 | 0 | 0 | 0 | 928441.91 | 928441.91 | Energy Efficiency Portfolio Support
| n/a G501 | Data and Systems Services {G} | 18231005 | 56745.65 | 46881.44 | 0 | 0 | 35100 | 0 | 0 | 0 | 0 | 138727.09 | 138727.09 | Energy Efficiency Portfolio Support
| n/a E510 | Digital Experience {E} | 18230400 | 28922.81 | 23897.03 | 0 | 0 | 0 | 0 | 0 | 0 | 0 | 52819.84 | 52819.84 | Energy Efficiency Portfolio Support
| n/a G510 | Digital Experience {G} | 18230665 | 25455.51 | 20911.67 | 0 | 0 | 0 | 0 | 0 | 0 | 0 | 46367.18 | 46367.18 | Energy Efficiency Portfolio Support
| n/a E503 | EES Verification {E} | 18230418 | 290120.42 | 240251.11 | 0 | 21.75 | 0 | 15.85 | 0 | 0 | 0 | 530409.13 | 530409.13 | Energy Efficiency Portfolio Support
| n/a G503 | EES Verification {G} | 18230668 | 32348.81 | 26851.1 | 0 | 3.25 | 0 | 0 | 0 | 0 | 0 | 59203.16 | 59203.16 | Energy Efficiency Portfolio Support
| n/a E508 | Energy Advisors {E} | 18230610 | 548377.46 | 451871.12 | 0 | 4185.82 | 256 | 2329.52 | 51.48 | 0 | 0 | 1007071.4 | 1007071.4 | Energy Efficiency Portfolio Support
| n/a G508 | Energy Advisors {G} | 18230704 | 43618.08 | 36157.73 | 0 | 0 | 0 | 0 | 0 | 0 | 0 | 79775.81 | 79775.81 | Energy Efficiency Portfolio Support
| n/a E509 | Energy Efficient Communities {E} | 18230811 | 398552.12 | 329464.99 | 14121.4 | 682.74 | 41904.41 | 121.76 | 5493.17 | 0 | 0 | 790340.59 | 790340.59 | Energy Efficiency Portfolio Support
| n/a G509 | Energy Efficient Communities {G} | 18230657 | 92164.17 | 76179.67 | 2110.1 | 74.01 | 6529.34 | 11.7 | 510.94 | 0 | 0 | 177579.93 | 177579.93 | Energy Efficiency Portfolio Support
| E251 | ESG New Construction {E} | 18231136 | 0 | 0 | 0 | 10.03 | 0 | 0 | 0 | 0 | 0 | 10.03 | 10.03 | Business Energy Management
| n/a E512 | Events {E} | 18230487 | 100831.98 | 83539.02 | 2587.97 | 840 | 42273.69 | 2952.41 | -400 | 0 | 0 | 232625.07 | 232625.07 | Energy Efficiency Portfolio Support
| n/a G512 | Events {G} | 18230675 | 14807.63 | 12270.7 | 558.91 | 210 | 8357.31 | 1611.51 | -100 | 0 | 0 | 37716.06 | 37716.06 | Energy Efficiency Portfolio Support
| E292 | Generation Transmission and Distribution {E} | 18230713 | 0 | 0 | 0 | 0 | 0 | 0 | 0 | 0 | 0 | 0 | 0 | Regional Efficiency Programs
| OandM | Green Power Tags Program | 55700200 | 0 | 0 | 0 | 0 | 0 | 0 | 0 | 0 | 0 | 0 | 0 | Operations and Maintenance
| E258 | High Voltage Program 40 46 49 {E} | 18230721 | 202818.05 | 0 | 0 | 0 | 0 | 0 | 0 | 1795273.5 | 0 | 1998091.55 | 202818.05 | Business Energy Management
| E258 | High Voltage Program 449 {E} | 18230720 | 251049.4 | 0 | 0 | 0 | 0 | 0 | 0 | 3308373.99 | 0 | 3559423.39 | 251049.4 | Business Energy Management
| E214 | Home Appliances {E} | 18230434 | 77350.85 | 63847.18 | 39348.66 | 0 | 91153.74 | 41.04 | -15045.28 | 1050852.93 | 0 | 1307549.12 | 256696.19 | Residential Energy Management
| E214 | Home Energy Assessments {E} | 18230625 | 0 | 0 | 0 | 0 | 0 | 0 | 0 | 0 | 0 | 0 | 0 | Residential Energy Management
| E214 | Home Energy Reports {E} | 18230461 | 67053.21 | 55522.61 | 0 | 357.71 | 654640.57 | 0 | 0 | 654640.52 | 0 | 1432214.62 | 777574.1 | Residential Energy Management
| G214 | Home Energy Reports {G} | 18230738 | 15504.42 | 12739.5 | 0 | 9.08 | 477152.25 | 0 | 0 | 477152.31 | 0 | 982557.56 | 505405.25 | Residential Energy Management
| E250 | Industrial Energy Management {E} | 18231137 | 119182.98 | 98707.39 | 2900 | 412.68 | 43315.45 | 44.58 | 0 | 750673.98 | 0 | 1015237.06 | 264563.08 | Business Energy Management
| G250 | Industrial Energy Management {G} | 18231037 | 275.69 | 234.32 | 0 | 37.5 | 0 | 19.87 | 0 | 0 | 0 | 567.38 | 567.38 | Business Energy Management
| E250 | Industrial System Optimization {E} | 18231133 | 0 | 0 | 0 | 0 | 0 | 0 | 0 | 0 | 0 | 0 | 0 | Business Energy Management
| E262 | Lighting to Go {E} | 18230714 | 99899.06 | 82519.32 | 350.7 | 0 | 198245.91 | 0 | 11597.93 | 1817063.94 | 0 | 2209676.86 | 392612.92 | Business Energy Management
| BTL | LIW Macquarie {SH} | 42650207 | 0 | 0 | 0 | 0 | 0 | 0 | 0 | 86159.26 | 0 | 86159.26 | 0 | Below the Line
| OandM | Local Energy Development | 90800154 | 0 | 0 | 0 | 0 | 0 | 0 | 0 | 0 | 0 | 0 | 0 | Operations and Maintenance
| E262 | Lodging Rebates {E} | 18230014 | 264.36 | 209.1 | 0 | 0 | 0 | 0 | 0 | 600902.76 | 0 | 601376.22 | 473.46 | Business Energy Management
| G262 | Lodging Rebates {G} | 18230221 | 0 | 0 | 0 | 0 | 0 | 0 | 0 | 0 | 0 | 0 | 0 | Business Energy Management
| E201 | Low Income Weatherization {E} | 18230611 | 125539.12 | 103440.9 | 7243.52 | 21.65 | 48274.82 | 990.81 | 0 | 1535868.48 | -76846.53 | 1744532.77 | 208664.29 | Residential Energy Management
| G201 | Low Income Weatherization {G} | 18230661 | 22773.49 | 18754.96 | 849.28 | 2.95 | 10890.21 | 174.85 | 0 | 442558.36 | 0 | 496004.1 | 53445.74 | Residential Energy Management
| BTL | Low Income Weatherization {SH} | 42650195 | 0 | 0 | 0 | 0 | 0 | 0 | 0 | 189136.4 | 0 | 189136.4 | 0 | Below the Line
| E215 | Manufactured Home New Construction {E} | 18230071 | 14486.56 | 11947.79 | 5021.34 | 0 | 23674.88 | 0 | 3313.69 | 92896.81 | 0 | 151341.07 | 58444.26 | Residential Energy Management
| n/a E511 | Market Integration {E} | 18230466 | 145855.97 | 120823.13 | 938017.28 | 0 | 6221.67 | 10688 | 0 | 112417.87 | 0 | 1334023.92 | 1221606.05 | Energy Efficiency Portfolio Support
| n/a G511 | Market Integration {G} | 18230732 | 24158.53 | 20139.32 | 140248.67 | 0 | 920.25 | 0 | 0 | 16798.07 | 0 | 202264.84 | 185466.77 | Energy Efficiency Portfolio Support
| n/a E63 | Market Research {E} | 18230413 | 82315.44 | 68166.08 | 0 | 0 | 0 | 0 | 0 | 0 | 0 | 150481.52 | 150481.52 | Energy Efficiency Research & Compliance
| n/a G63 | Market Research {G} | 18230669 | 12481.32 | 10335.51 | 0 | 0 | 0 | 0 | 0 | 0 | 0 | 22816.83 | 22816.83 | Energy Efficiency Research & Compliance
| E214 | Moderate Income Residences {E} | 18230751 | 11854.18 | 9760.06 | 36700.36 | 0 | 0 | 0 | -1139.23 | 0 | 0 | 57175.37 | 57175.37 | Residential Energy Management
| G214 | Moderate Income Residences {G} | 18230254 | 11832.15 | 9741.86 | 36540.39 | 0 | 0 | 0 | -1121.95 | 0 | 0 | 56992.45 | 56992.45 | Residential Energy Management
| E218 | Multi Family New Construction {E} | 18230486 | 82358.4 | 68042.9 | 1134.53 | 128.07 | 261360 | 28.99 | 800 | 232417 | 0 | 646269.89 | 413852.89 | Residential Energy Management
| G218 | Multi Family New Construction {G} | 18230673 | 35305.03 | 29193.2 | 412.77 | 0 | 65340 | 0 | 200 | 68202.69 | 0 | 198653.69 | 130451 | Residential Energy Management
| E217 | Multi Family Retrofit {E} | 18230407 | 120291.02 | 99278.7 | 19324.02 | 547.3 | 1064674.77 | 1303.13 | -198.61 | 4538363.92 | 0 | 5843584.25 | 1305220.33 | Residential Energy Management
| G217 | Multi Family Retrofit {G} | 18230736 | 35725.11 | 29496.8 | 5866.37 | 61.36 | 32868.23 | 142.01 | -85.04 | 248159 | 0 | 352233.84 | 104074.84 | Residential Energy Management
| xG254 | NEEA Gas Market Transformation {G} | 18230660 | 0 | 0 | 0 | 0 | 182666.72 | 0 | 0 | 426222.28 | 0 | 608889 | 182666.72 | Regional Efficiency Programs
| E150 | Net Metering {E} | 18230128 | 345599.11 | 285263.96 | 0 | 119.8 | 130836.38 | 0 | 2756193.96 | 0 | 0 | 3518013.21 | 3518013.21 | Other Customer Programs
| E254 | NW Energy Efficiency Alliance {E} | 18230421 | 385.49 | 318.69 | 0 | 0 | 1483170.53 | 0 | 0 | 2805610.61 | 0 | 4289485.32 | 1483874.71 | Regional Efficiency Programs
| E253 | Pay for Performance {E} | 18236102 | 5272.45 | 4296.34 | 0 | 6.49 | 0 | 0 | 0 | 28048 | 0 | 37623.28 | 9575.28 | Business Energy Management
| G253 | Pay for Performance {G} | 18231039 | 1575.36 | 1279.47 | 0 | 0 | 0 | 0 | 0 | 0 | 0 | 2854.83 | 2854.83 | Business Energy Management
| n/a E64 | Program Evaluation {E} | 18230802 | 141749.28 | 117634.15 | 0 | 955 | 1385226.79 | 0 | 210800 | 49999.99 | 0 | 1906365.21 | 1856365.22 | Energy Efficiency Research & Compliance
| n/a G64 | Program Evaluation {G} | 18230699 | 20812.42 | 17275.03 | 0 | 0 | 299516.68 | 0 | 139500 | 0 | 0 | 477104.13 | 477104.13 | Energy Efficiency Research & Compliance
| n/a E504 | Programs Support {E} | 18230810 | 367707.71 | 304033.96 | 0 | 590.75 | 47049.6 | 237.67 | 59.06 | 0 | 0 | 719678.75 | 719678.75 | Energy Efficiency Portfolio Support
| n/a G504 | Programs Support {G} | 18230688 | 54941.09 | 45427.24 | 0 | 115.22 | 7030.4 | 43.87 | 8.82 | 0 | 0 | 107566.64 | 107566.64 | Energy Efficiency Portfolio Support
| n/a E510 | PSE Marketplace {E} | 18230509 | 33752.83 | 28119.82 | 150151.46 | 0 | 1383.24 | 7.15 | 0 | 35.5 | 0 | 213450 | 213414.5 | Energy Efficiency Portfolio Support
| n/a G510 | PSE Marketplace {G} | 18230662 | 17460.96 | 14655.97 | 57269.27 | 0 | 1383.24 | 7.15 | 0 | 35.5 | 0 | 90812.09 | 90776.59 | Energy Efficiency Portfolio Support
| n/a E502 | Rebates Processing {E} | 18230507 | 304387.44 | 251128.75 | 0 | 109.52 | 32569.5 | 82.56 | 0 | 0 | 0 | 588277.77 | 588277.77 | Energy Efficiency Portfolio Support
| n/a G502 | Rebates Processing {G} | 18230659 | 22814.88 | 19003.89 | 0 | 0 | 13302.9 | 0 | 0 | 0 | 0 | 55121.67 | 55121.67 | Energy Efficiency Portfolio Support
| E214 | Residential Lighting {E} | 18230440 | 60379.3 | 50079.05 | 219131.58 | 0 | 155421.97 | 85.08 | -12964.64 | 1077920.19 | 0 | 1550052.53 | 472132.34 | Residential Energy Management
| E214 | Residential Showerheads {E} | 18230435 | 27812.41 | 23000.15 | 599.47 | 0 | 4669.96 | 0 | 4026.74 | 20815.7 | 0 | 80924.43 | 60108.73 | Residential Energy Management
| G214 | Residential Showerheads {G} | 18230700 | 10354.1 | 8561.99 | 723.53 | 0 | 1400.27 | 0 | 1417.41 | 7712.67 | 0 | 30169.97 | 22457.3 | Residential Energy Management
| E253 | Resource Accounting Software {E} | 18230502 | 0 | 0 | 0 | 0 | 0 | 0 | 0 | 0 | 0 | 0 | 0 | Business Energy Management
| G253 | Resource Accounting Software {G} | 18231033 | 0 | 0 | 0 | 0 | 0 | 0 | 0 | 0 | 0 | 0 | 0 | Business Energy Management
| E249R | Retail Choice {E} | 18230750 | 14778.4 | 12224.12 | 0 | 0 | 135000 | 0 | 0 | 0 | 0 | 162002.52 | 162002.52 | Pilots
| G249R | Retail Choice {G} | 18230256 | 0 | 0 | 0 | 0 | 0 | 0 | 0 | 0 | 0 | 0 | 0 | Pilots
| E214 | SF Existing Space Heat {E} | 18230628 | 44260.65 | 36509.02 | 101031.76 | 150 | 671555.77 | 0 | 10769.5 | 7205211.68 | 0 | 8069488.38 | 864276.7 | Residential Energy Management
| G214 | SF Existing Space Heat {G} | 18230638 | 28108.28 | 23209.62 | 76126.94 | 0 | 8.52 | 0 | 0 | 1573000 | 0 | 1700453.36 | 127453.36 | Residential Energy Management
| E214 | SF Existing Water Heat {E} | 18230626 | 60149.21 | 49662.99 | 72687.58 | 32.31 | 122073.98 | 0 | -1656.85 | 1429825.8 | 0 | 1732775.02 | 302949.22 | Residential Energy Management
| G214 | SF Existing Water Heat {G} | 18230249 | 34400.93 | 28447.02 | 10318.25 | 0 | 0 | 0 | 0 | 322399 | 0 | 395565.2 | 73166.2 | Residential Energy Management
| E214 | SF Existing Weatherization {E} | 18230627 | 34123.76 | 28269.28 | 84758.13 | 0 | 901.94 | 0 | 0 | 847949.52 | 0 | 996002.63 | 148053.11 | Residential Energy Management
| G214 | SF Existing Weatherization {G} | 18230637 | 59119.9 | 48988.55 | 28475.99 | 0 | 0 | 341.25 | 231.76 | 2210201.15 | 0 | 2347358.6 | 137157.45 | Residential Energy Management
| E249R | Single Family AMI Engagement {E} | 18230749 | 9780.7 | 7976.35 | 248.7 | 0 | 158810 | 0 | 0 | 0 | 0 | 176815.75 | 176815.75 | Pilots
| E215 | Single Family New Construction {E} | 18230405 | 16434.01 | 13541.96 | 142.28 | 15 | 0 | 0 | 0 | 32500 | 0 | 62633.25 | 30133.25 | Residential Energy Management
| G215 | Single Family New Construction {G} | 18230684 | 9487.86 | 7810.89 | 1134.53 | 2.95 | 0 | 0 | 0 | 5500 | 0 | 23936.23 | 18436.23 | Residential Energy Management
| E262 | Small Business Direct Install {E} | 18231134 | 130862.56 | 108148.01 | 19507.65 | 513.76 | 1105327.65 | 699.85 | 0 | 6103156.62 | 0 | 7468216.1 | 1365059.48 | Business Energy Management
| G262 | Small Business Direct Install {G} | 18231022 | 0 | 0 | 0 | 0 | 5260.14 | 0 | 0 | 9874.46 | 0 | 15134.6 | 5260.14 | Business Energy Management
| E214 | Smart Thermostats {E} | 18230023 | 55465.49 | 45841.86 | 16259.85 | 0 | 43628.61 | 0 | -4925.81 | 525324.19 | 0 | 681594.19 | 156270 | Residential Energy Management
| G214 | Smart Thermostats {G} | 18230687 | 47584.56 | 39263.78 | 29794.38 | 158.33 | 107107.79 | 37.97 | -13432.26 | 1080093.91 | 0 | 1290608.46 | 210514.55 | Residential Energy Management
| E249C | SMB Virtual Commissioning {E} | 18231128 | 2616.76 | 2249.38 | 0 | 0 | 0 | 0 | 0 | 0 | 0 | 4866.14 | 4866.14 | Pilots
| G249C | SMB Virtual Commissioning {G} | 18231038 | 446.24 | 382.39 | 0 | 0 | 0 | 0 | 0 | 0 | 0 | 828.63 | 828.63 | Pilots
| E217 | State Grants {E} | 18230747 | 0 | 0 | 0 | 0 | 0 | 0 | 0 | 0 | 0 | 0 | 0 | Residential Energy Management
| n/a E62 | Strategic Planning {E} | 18230469 | 155058.13 | 128259.2 | 0 | 200.1 | 0 | 0 | 0 | 0 | 0 | 283517.43 | 283517.43 | Energy Efficiency Research & Compliance
| n/a G62 | Strategic Planning {G} | 18230679 | 23453.75 | 19400.14 | 12.75 | 29.9 | 0 | 0 | 0 | 0 | 0 | 42896.54 | 42896.54 | Energy Efficiency Research & Compliance
| E249A | Targeted Demand Response {E} | 18230133 | 0 | 0 | 0 | 0 | 0 | 0 | 0 | 0 | 0 | 0 | 0 | Other Customer Programs
| G249A | Targeted Demand Response {G} | 18230217 | 0 | 0 | 0 | 0 | 0 | 0 | 0 | 0 | 0 | 0 | 0 | Other Customer Programs
| E219 | Targeted DSM {E} | 18230134 | 14185.94 | 11429.24 | 0 | 0 | 0 | 0 | 0 | 0 | 0 | 25615.18 | 25615.18 | Regional Efficiency Programs
| G219 | Targeted DSM {G} | 18230218 | 6079.82 | 4898.34 | 0 | 0 | 0 | 0 | 0 | 0 | 0 | 10978.16 | 10978.16 | Regional Efficiency Programs
| n/a E505 | Trade Ally Memberships {E} | 18230730 | 0 | 0 | 0 | 0 | 117255.07 | 0 | 76767.95 | 0 | 0 | 194023.02 | 194023.02 | Energy Efficiency Portfolio Support
| n/a G505 | Trade Ally Memberships {G} | 18230698 | 0 | 0 | 0 | 0 | 17520.88 | 0 | 6989 | 0 | 0 | 24509.88 | 24509.88 | Energy Efficiency Portfolio Support
| n/a E506 | Trade Ally Network {E} | 18230746 | 28266.2 | 23282.14 | 9778.51 | 0 | 39100 | 159.63 | -423.65 | 0 | -185081.32 | -84918.49 | -84918.49 | Energy Efficiency Portfolio Support
| n/a G506 | Trade Ally Network {G} | 18231031 | 28287.73 | 23299.92 | 9844.96 | 0 | 39100 | 159.6 | -486.39 | 0 | -239672.19 | -139466.37 | -139466.37 | Energy Efficiency Portfolio Support
Note on I11: Curtis, Kasey: $10.03 was added to this, per a notice by Lance that this amount was mis-charged to the wrong account code and should be added to 2021.

## E201 LIW {E}
Rtn to Summary |  | Order Number | Program Name | Discount Rate: | 6.97% | [9 empty] | Paste in incentives but use DBtC for Total
| Program: | 18230611 | Low Income Weatherization {E}
| paste |  |  | paste | paste | paste | paste | paste | paste | paste | paste | paste | paste | Paste | paste | paste | paste | paste | Formula: G + H | Formula: (O/A10)*T | Formula: N - M | Formula: O/A10 | Formula: W*A8 | Formula: Q - P | Formula: X + DBtC | Formula: Q + X | Formula: Z/(1+ElecDiscountRate)^1 | Formula: AA/(1+ElecDiscountRate)^1 | Formula: -PV (ElecDiscount Rate,T,R)*J | Formula: - PV (ElecDiscount Rate, T, S)*J |  | AF*J*K |  | AH*J*L | AG + AI |  | AG +AI -AK | formula: Logic to lookup from AC tables and adjust by savings and quantity | Formula: Utility Savings (AM)*1.1+AD+AE | formula: AM/AB | formula: AN/AC
| Sch. No. | Order Number | Program Name | Measure Version | Measure Name | First Period Measure Life | Second period Measure Life | Electric End-Use Type | Number of units offered | Savings per Unit Period 1 | Savngs per Unit Period 2 | Incentives Per Unit | Incremental Measure Cost per Unit | Total First Year Savings | Total Incentive | Total Incremental Measure Cost | Unit First Year Non-Energy Benefits | Unit Annual Net Equipment O&M | Total Measure Life | Weighted Life | Agency or Customer Cost per Unit | Percent Unit overhead | Program Overhead Cost | Total Customer Cost | Total Utility Program Costs | Total Resource Cost | PV Total Utility Program Costs | PV Total Resource Costs | PV Total Non-Energy Benefits | PV Total Net Equipment O&M | Unit PV First period Savings for 1 kWh | Total First Period Savings | Unit PV Savings for Second Period for 1 kWh | Total Second period Savings | Unadjusted Total | Decrement | Final UC Total Savings | PV Total Savings UC | PV Total Savings TRC | UC B/C Ratio | TRC B/C Ratio
DBTC: | E201 | 18230611 | Low Income Weatherization {E} | - | Shareholder | [12 empty] | 0 | 0 | 0 | 0 | 0% | 0 | 0 | 0 | 0 | 0 | 0 | #VALUE! | 0 | #N/A | #N/A | #N/A | #N/A | #N/A | #N/A | #N/A | 0 | #VALUE! | 0 | #VALUE!
1535868.48 | E201 | 18230611 | Low Income Weatherization {E} | 10278-1 | LIW: Safety Test - Combustion - MH - TE |  |  |  | 1 | 0 |  | 261.43 | 261.43 | 0 | 261.43 | 261.43 |  |  | 0 | 0 | 0 | 0% | 0 | 0 | 0 | 261.43 | 0 | 244.3956 | 0 | 0 | #N/A | #N/A | #N/A | #N/A | #N/A | #N/A | #N/A | 0 | 0 | 0 | 0
Program Costs: | E201 | 18230611 | Low Income Weatherization {E} | 10280-1 | LIW: Safety Test - Combustion - SF - TE |  |  |  | 3 | 0 |  | 324.1967 | 324.1967 | 0 | 972.59 | 972.59 |  |  | 0 | 0 | 0 | 0% | 0 | 0 | 0 | 972.59 | 0 | 909.2175 | 0 | 0 | #N/A | #N/A | #N/A | #N/A | #N/A | #N/A | #N/A | 0 | 0 | 0 | 0
208664.29 | E201 | 18230611 | Low Income Weatherization {E} | 10282-1 | LIW: Sealing - Air - Package - MF - TE | 30 |  | MF Space Heat | 31 | 2023.3548 |  | 0 | 0 | 62724 | 0 | 0 | 0 | 0 | 30 | 1.7641 | 0 | 5.88% | 12269.8744 | 0 | 102581.9892 | 12269.8744 | 95897.9052 | 11470.3883 | 0 | 0 | 2.1643 | 135756.2896 | 2.1643 | 0 | 135756.2896 | 0 | 135756.2896 | 135756.2896 | 149331.9185 | 1.4156 | 13.0189
Total Savings (kWh): | E201 | 18230611 | Low Income Weatherization {E} | 10303-1 | LIW: Carbon Monoxide Detector - MF - TE |  |  |  | 2 | 0 |  | 209.39 | 209.39 | 0 | 418.78 | 418.78 |  |  | 0 | 0 | 0 | 0% | 0 | 0 | 0 | 418.78 | 0 | 391.4929 | 0 | 0 | #N/A | #N/A | #N/A | #N/A | #N/A | #N/A | #N/A | 0 | 0 | 0 | 0
1066698.69 | E201 | 18230611 | Low Income Weatherization {E} | 10305-1 | LIW: Carbon Monoxide Detector - MH - TE |  |  |  | 17 | 0 |  | 95.5329 | 95.5329 | 0 | 1624.06 | 1624.06 |  |  | 0 | 0 | 0 | 0% | 0 | 0 | 0 | 1624.06 | 0 | 1518.2388 | 0 | 0 | #N/A | #N/A | #N/A | #N/A | #N/A | #N/A | #N/A | 0 | 0 | 0 | 0
Total Incentives: | E201 | 18230611 | Low Income Weatherization {E} | 10307-1 | LIW: Carbon Monoxide Detector - SF - TE |  |  |  | 15 | 0 |  | 117.596 | 117.596 | 0 | 1763.94 | 1763.94 |  |  | 0 | 0 | 0 | 0% | 0 | 0 | 0 | 1763.94 | 0 | 1649.0044 | 0 | 0 | #N/A | #N/A | #N/A | #N/A | #N/A | #N/A | #N/A | 0 | 0 | 0 | 0
2777886.38 | E201 | 18230611 | Low Income Weatherization {E} | 10309-1 | LIW: Smoke Detector - MF - TE |  |  |  | 2 | 0 |  | 106.69 | 106.69 | 0 | 213.38 | 213.38 |  |  | 0 | 0 | 0 | 0% | 0 | 0 | 0 | 213.38 | 0 | 199.4765 | 0 | 0 | #N/A | #N/A | #N/A | #N/A | #N/A | #N/A | #N/A | 0 | 0 | 0 | 0
Total Customer Costs: | E201 | 18230611 | Low Income Weatherization {E} | 10311-1 | LIW: Smoke Detector - MH - TE |  |  |  | 2 | 0 |  | 83.265 | 83.265 | 0 | 166.53 | 166.53 |  |  | 0 | 0 | 0 | 0% | 0 | 0 | 0 | 166.53 | 0 | 155.6792 | 0 | 0 | #N/A | #N/A | #N/A | #N/A | #N/A | #N/A | #N/A | 0 | 0 | 0 | 0
66248.6 | E201 | 18230611 | Low Income Weatherization {E} | 10313-1 | LIW: Smoke Detector - SF - TE |  |  |  | 8 | 0 |  | 78.01 | 78.01 | 0 | 624.08 | 624.08 |  |  | 0 | 0 | 0 | 0% | 0 | 0 | 0 | 624.08 | 0 | 583.4159 | 0 | 0 | #N/A | #N/A | #N/A | #N/A | #N/A | #N/A | #N/A | 0 | 0 | 0 | 0
Weighted Avg Life | E201 | 18230611 | Low Income Weatherization {E} | 10315-5 | LIW: Sealing - Duct - MH - TE | 18 |  | SF Space Heat | 14 | 468 |  | 549 | 549 | 6552 | 10508.05 | 10508.05 | 0 | 0 | 18 | 0.11056 | 0 | 0.6142% | 1281.6819 | 0 | 10715.4708 | 11789.7319 | 10017.2673 | 11021.5312 | 0 | 0 | 1.596 | 10457.2043 | 1.596 | 0 | 10457.2043 | 0 | 10457.2043 | 10457.2043 | 11502.9248 | 1.0439 | 1.0437
22.7122 | E201 | 18230611 | Low Income Weatherization {E} | 10318-5 | LIW: Sealing - Duct - SF - TE | 20 |  | SF Space Heat | 9 | 1254 |  | 631.5 | 631.5 | 11286 | 5843.36 | 5843.36 | 0 | 0 | 20 | 0.21161 | 0 | 1.058% | 2207.7323 | 0 | 18457.6929 | 8051.0923 | 17255.0181 | 7526.4956 | 0 | 0 | 1.7279 | 19501.592 | 1.7279 | 0 | 19501.592 | 0 | 19501.592 | 19501.592 | 21451.7512 | 1.1302 | 2.8502
Total Utility Cost | E201 | 18230611 | Low Income Weatherization {E} | 10321-6 | LIW: Ductless Heat Pump - MH - TE | 15 |  | SF Heat Pump | 108 | 2594 |  | 3798.92 | 3798.92 | 280152 | 624411.76 | 624411.76 | 40.71 | 0 | 15 | 3.9395 | 0 | 26.26% | 54802.4655 | 0 | 458174.6928 | 679214.2255 | 428320.7374 | 634957.6755 | 40120.5724 | 0 | 1.3962 | 391134.4086 | 1.3962 | 0 | 391134.4086 | 0 | 391134.4086 | 391134.4086 | 470368.4218 | 0.91318 | 0.74079
1744532.77 | E201 | 18230611 | Low Income Weatherization {E} | 10323-6 | LIW: Ductless Heat Pump - SF - TE | 15 |  | SF Heat Pump | 46 | 1790 |  | 4282.55 | 4282.55 | 82340 | 300878.15 | 300878.15 | 18.46 | 0 | 15 | 1.1579 | 0 | 7.719% | 16107.0955 | 0 | 134662.9837 | 316985.2455 | 125888.5516 | 296330.9764 | 7748.7525 | 0 | 1.3962 | 114959.0479 | 1.3962 | 0 | 114959.0479 | 0 | 114959.0479 | 114959.0479 | 134203.7053 | 0.91318 | 0.45288
Total Resource Cost | E201 | 18230611 | Low Income Weatherization {E} | 10331-1 | LIW: Repair - Furnace - MH - TE |  |  |  | 4 | 0 |  | 276.25 | 276.25 | 0 | 1105 | 1105 |  |  | 0 | 0 | 0 | 0% | 0 | 0 | 0 | 1105 | 0 | 1032.9999 | 0 | 0 | #N/A | #N/A | #N/A | #N/A | #N/A | #N/A | #N/A | 0 | 0 | 0 | 0
3052799.27 | E201 | 18230611 | Low Income Weatherization {E} | 10333-1 | LIW: Repair - Furnace - SF - TE |  |  |  | 1 | 0 |  | 296.2 | 296.2 | 0 | 296.2 | 296.2 |  |  | 0 | 0 | 0 | 0% | 0 | 0 | 0 | 296.2 | 0 | 276.9001 | 0 | 0 | #N/A | #N/A | #N/A | #N/A | #N/A | #N/A | #N/A | 0 | 0 | 0 | 0
UC B/C Ratio | E201 | 18230611 | Low Income Weatherization {E} | 10337-1 | LIW: Furnace - Replacement - MH - TE |  |  |  | 1 | 0 |  | 572 | 572 | 0 | 572 | 572 | 0 | 0 | 0 | 0 | 0 | 0% | 0 | 0 | 0 | 572 | 0 | 534.7294 | 0 | 0 | #N/A | #N/A | #N/A | #N/A | #N/A | #N/A | #N/A | 0 | 0 | 0 | 0
1.1736 | E201 | 18230611 | Low Income Weatherization {E} | 10339-1 | LIW: Furnace - Replacement - SF - TE |  |  |  | 3 | 0 |  | 5363.1367 | 5363.1367 | 0 | 16089.41 | 16089.41 | 0 | 0 | 0 | 0 | 0 | 0% | 0 | 0 | 0 | 16089.41 | 0 | 15041.0489 | 0 | 0 | #N/A | #N/A | #N/A | #N/A | #N/A | #N/A | #N/A | 0 | 0 | 0 | 0
TRC B/C Ratio | E201 | 18230611 | Low Income Weatherization {E} | 10347-1 | LIW: Ground Vapor Barrier - MH - TE |  |  |  | 20 | 0 |  | 351.4245 | 351.4245 | 0 | 7028.49 | 7028.49 |  |  | 0 | 0 | 0 | 0% | 0 | 0 | 0 | 7028.49 | 0 | 6570.5244 | 0 | 0 | #N/A | #N/A | #N/A | #N/A | #N/A | #N/A | #N/A | 0 | 0 | 0 | 0
0.87228 | E201 | 18230611 | Low Income Weatherization {E} | 10349-1 | LIW: Ground Vapor Barrier - SF - TE |  |  |  | 11 | 0 |  | 370.4518 | 370.4518 | 0 | 4074.97 | 4074.97 |  |  | 0 | 0 | 0 | 0% | 0 | 0 | 0 | 4074.97 | 0 | 3809.4512 | 0 | 0 | #N/A | #N/A | #N/A | #N/A | #N/A | #N/A | #N/A | 0 | 0 | 0 | 0
| E201 | 18230611 | Low Income Weatherization {E} | 10360-2 | LIW: Insulation - Duct - R0 to R11 - SF - TE | 20 |  | SF Space Heat | 1358 | 4.65 |  | 6.46 | 6.46 | 6314.7 | 11785.06 | 11785.06 | 0 | 0 | 20 | 0.1184 | 0 | 0.592% | 1235.262 | 0 | 10327.3785 | 13020.322 | 9654.4624 | 12171.938 | 0 | 0 | 1.7279 | 10911.457 | 1.7279 | 0 | 10911.457 | 0 | 10911.457 | 10911.457 | 12002.6026 | 1.1302 | 0.98609
| E201 | 18230611 | Low Income Weatherization {E} | 10365-6 | LIW: Insulation - Floor - R0 to R19 - SF - TE | 45 |  | SF Space Heat | 18155 | 0.36 |  | 1.87 | 1.87 | 6535.8 | 53549.29 | 53549.29 | 0 | 0 | 45 | 0.27572 | 0 | 0.6127% | 1278.5129 | 0 | 10688.9765 | 54827.8029 | 9992.4993 | 51255.308 | 0 | 0 | 3.4276 | 22402.3839 | 3.4276 | 0 | 22402.3839 | 0 | 22402.3839 | 22402.3839 | 24642.6223 | 2.2419 | 0.48078
| E201 | 18230611 | Low Income Weatherization {E} | 10367-5 | LIW: Insulation - Floor - R0 to R22 - MH - TE | 25 |  | SF Space Heat | 82951 | 0.8 |  | 2.37 | 2.37 | 66360.8 | 270628.14 | 270628.14 | 0 | 0 | 25 | 1.5553 | 0 | 6.221% | 12981.2939 | 0 | 108529.7951 | 283609.4339 | 101458.1612 | 265129.8812 | 0 | 0 | 2.0508 | 136094.0977 | 2.0508 | 0 | 136094.0977 | 0 | 136094.0977 | 136094.0977 | 149703.5075 | 1.3414 | 0.56464
| E201 | 18230611 | Low Income Weatherization {E} | 10370-4 | LIW: Insulation - Floor - R0 to R30 - MF - TE | 45 |  | MF Space Heat | 500 | 1.35 |  | 2.2 | 2.2 | 675 | 1430 | 1430 | 0 | 0 | 45 | 0.028476 | 0 | 0.06328% | 132.0414 | 0 | 1103.929 | 1562.0414 | 1031.9987 | 1460.2612 | 0 | 0 | 3.1346 | 2115.8651 | 3.1346 | 0 | 2115.8651 | 0 | 2115.8651 | 2115.8651 | 2327.4516 | 2.0503 | 1.5939
| E201 | 18230611 | Low Income Weatherization {E} | 10373-3 | LIW: Insulation - Floor - R0 to R30 - MH - TE | 25 |  | SF Space Heat | 17249 | 0.52 |  | 2.7 | 2.7 | 8969.48 | 60879.11 | 60879.11 | 0 | 0 | 25 | 0.21022 | 0 | 0.8409% | 1754.5819 | 0 | 14669.1394 | 62633.6919 | 13713.3209 | 58552.5772 | 0 | 0 | 2.0508 | 18394.7946 | 2.0508 | 0 | 18394.7946 | 0 | 18394.7946 | 18394.7946 | 20234.2741 | 1.3414 | 0.34557
| E201 | 18230611 | Low Income Weatherization {E} | 10376-6 | LIW: Insulation - Floor - R0 to R30 - SF - TE | 45 |  | SF Space Heat | 24148 | 0.4 |  | 2.2 | 2.2 | 9659.2 | 73020.17 | 73020.17 | 0 | 0 | 45 | 0.40749 | 0 | 0.9055% | 1889.5028 | 0 | 15797.1422 | 74909.6728 | 14767.8248 | 70028.6742 | 0 | 0 | 3.4276 | 33108.2816 | 3.4276 | 0 | 33108.2816 | 0 | 33108.2816 | 33108.2816 | 36419.1098 | 2.2419 | 0.52006
| E201 | 18230611 | Low Income Weatherization {E} | 10379-5 | LIW: Insulation - Floor - R11 to R22 - MH - TE | 25 |  | SF Space Heat | 7160 | 0.37 |  | 1.84 | 1.84 | 2649.2 | 15596.78 | 15596.78 | 0 | 0 | 25 | 0.062089 | 0 | 0.2484% | 518.2283 | 0 | 4332.6351 | 16115.0083 | 4050.3273 | 15064.9792 | 0 | 0 | 2.0508 | 5433.034 | 2.0508 | 0 | 5433.034 | 0 | 5433.034 | 5433.034 | 5976.3374 | 1.3414 | 0.3967
| E201 | 18230611 | Low Income Weatherization {E} | 10385-4 | LIW: Insulation - Wall - R0 to R11 - MF - TE | 45 |  | MF Space Heat | 19187 | 2.05 |  | 2.75 | 2.75 | 39333.35 | 68593.52 | 68593.52 | 0 | 0 | 45 | 1.6593 | 0 | 3.687% | 7694.268 | 0 | 64327.7419 | 76287.788 | 60136.2456 | 71316.9935 | 0 | 0 | 3.1346 | 123294.9052 | 3.1346 | 0 | 123294.9052 | 0 | 123294.9052 | 123294.9052 | 135624.3957 | 2.0503 | 1.9017
| E201 | 18230611 | Low Income Weatherization {E} | 10391-6 | LIW: Insulation - Wall - R0 to R11 - SF - TE | 45 |  | SF Space Heat | 7136 | 0.83 |  | 2.75 | 2.75 | 5922.88 | 26462.72 | 26462.72 | 0 | 0 | 45 | 0.24986 | 0 | 0.5553% | 1158.6154 | 0 | 9686.5763 | 27621.3354 | 9055.414 | 25821.5719 | 0 | 0 | 3.4276 | 20301.5135 | 3.4276 | 0 | 20301.5135 | 0 | 20301.5135 | 20301.5135 | 22331.6648 | 2.2419 | 0.86485
| E201 | 18230611 | Low Income Weatherization {E} | 10400-4 | LIW: Insulation - Attic - R0 to R30 - MH - TE | 25 |  | SF Space Heat | -383 | 0.33 |  | 2.03 | 2.03 | -126.39 | -1228.57 | -1228.57 | 0 | 0 | 25 | -0.0029622 | 0 | -0.01185% | -24.724 | 0 | -206.7046 | -1253.294 | -193.236 | -1171.6313 | 0 | 0 | 2.0508 | -259.2032 | 2.0508 | 0 | -259.2032 | 0 | -259.2032 | -259.2032 | -285.1235 | 1.3414 | 0.24336
| E201 | 18230611 | Low Income Weatherization {E} | 10400-5 | LIW: Insulation - Attic - R0 to R30 - MH - TE | 25 |  | SF Space Heat | 14362 | 0.92 |  | 2.03 | 2.03 | 13213.04 | 36086.21 | 36086.21 | 0 | 0 | 25 | 0.30967 | 0 | 1.239% | 2584.6939 | 0 | 21609.2712 | 38670.9039 | 20201.2445 | 36151.1675 | 0 | 0 | 2.0508 | 27097.575 | 2.0508 | 0 | 27097.575 | 0 | 27097.575 | 27097.575 | 29807.3325 | 1.3414 | 0.82452
| E201 | 18230611 | Low Income Weatherization {E} | 10406-5 | LIW: Insulation - Attic - R0 to R38 - SF - TE | 45 |  | SF Space Heat | 3293 | 1.35 |  | 2.43 | 2.43 | 4445.55 | 11767.55 | 11767.55 | 0 | 0 | 45 | 0.18754 | 0 | 0.4168% | 869.6247 | 0 | 7270.4764 | 12637.1747 | 6796.7434 | 11813.7559 | 0 | 0 | 3.4276 | 15237.7548 | 3.4276 | 0 | 15237.7548 | 0 | 15237.7548 | 15237.7548 | 16761.5303 | 2.2419 | 1.4188
| E201 | 18230611 | Low Income Weatherization {E} | 10414-6 | LIW: Insulation - Attic - R11 to R38 - SF - TE | 45 |  | SF Space Heat | 5472 | 0.36 |  | 1.59 | 1.59 | 1969.92 | 14191.42 | 14191.42 | 0 | 0 | 45 | 0.083104 | 0 | 0.1847% | 385.3496 | 0 | 3221.7064 | 14576.7696 | 3011.785 | 13626.9698 | 0 | 0 | 3.4276 | 6752.1809 | 3.4276 | 0 | 6752.1809 | 0 | 6752.1809 | 6752.1809 | 7427.399 | 2.2419 | 0.54505
| E201 | 18230611 | Low Income Weatherization {E} | 10419-6 | LIW: Insulation - Attic - R19 to R38 - SF - TE | 45 |  | SF Space Heat | 8333 | 0.17 |  | 1.29 | 1.29 | 1416.61 | 16678.61 | 16678.61 | 0 | 0 | 45 | 0.059761 | 0 | 0.1328% | 277.1129 | 0 | 2316.7954 | 16955.7229 | 2165.8365 | 15850.9141 | 0 | 0 | 3.4276 | 4855.6322 | 3.4276 | 0 | 4855.6322 | 0 | 4855.6322 | 4855.6322 | 5341.1955 | 2.2419 | 0.33696
| E201 | 18230611 | Low Income Weatherization {E} | 10423-5 | LIW: Lamp - LED - A Lamp - MH - TE |  |  |  | 404 | 0 |  | 15.288 | 15.288 | 0 | 6176.36 | 6176.36 | 0 | 0 | 0 | 0 | 0 | 0% | 0 | 0 | 0 | 6176.36 | 0 | 5773.9179 | 0 | 0 | #N/A | #N/A | #N/A | #N/A | #N/A | #N/A | #N/A | 0 | 0 | 0 | 0
| E201 | 18230611 | Low Income Weatherization {E} | 10425-5 | LIW: Lamp - LED - A Lamp - SF - TE |  |  |  | 387 | 0 |  | 14.9443 | 14.9443 | 0 | 5783.43 | 5783.43 | 0 | 0 | 0 | 0 | 0 | 0% | 0 | 0 | 0 | 5783.43 | 0 | 5406.5906 | 0 | 0 | #N/A | #N/A | #N/A | #N/A | #N/A | #N/A | #N/A | 0 | 0 | 0 | 0
| E201 | 18230611 | Low Income Weatherization {E} | 10451-1 | LIW: Door - Sweep - SF - TE |  |  | SF Space Heat | 1 | 0 |  | 44.11 | 44.11 | 0 | 44.11 | 44.11 | 0 | 0 | 0 | 0 | 0 | 0% | 0 | 0 | 0 | 44.11 | 0 | 41.2359 | 0 | 0 | SF Space Heat | #VALUE! | SF Space Heat | #VALUE! | #VALUE! | #VALUE! | #VALUE! | 0 | 0 | 0 | 0
| E201 | 18230611 | Low Income Weatherization {E} | 10464-1 | LIW: Door - Weather Strip - MH - TE |  |  | SF Space Heat | 7 | 0 |  | 113.3314 | 113.3314 | 0 | 793.32 | 793.32 |  |  | 0 | 0 | 0 | 0% | 0 | 0 | 0 | 793.32 | 0 | 741.6285 | 0 | 0 | SF Space Heat | #VALUE! | SF Space Heat | #VALUE! | #VALUE! | #VALUE! | #VALUE! | 0 | 0 | 0 | 0
| E201 | 18230611 | Low Income Weatherization {E} | 10466-1 | LIW: Door - Weather Strip - SF - TE |  |  | SF Space Heat | 13 | 0 |  | 123.7923 | 123.7923 | 0 | 1609.3 | 1609.3 |  |  | 0 | 0 | 0 | 0% | 0 | 0 | 0 | 1609.3 | 0 | 1504.4405 | 0 | 0 | SF Space Heat | #VALUE! | SF Space Heat | #VALUE! | #VALUE! | #VALUE! | #VALUE! | 0 | 0 | 0 | 0
| E201 | 18230611 | Low Income Weatherization {E} | 10468-5 | LIW: Ventilation - Whole House - MF - TE | 45 |  | Res Plug Load | 8 | 131 |  | 708.1 | 708.1 | 1048 | 10220 | 10220 | 0 | 0 | 45 | 0.044211 | 0 | 0.09825% | 205.0065 | 0 | 1713.952 | 10425.0065 | 1602.2735 | 9745.7292 | 0 | 0 | 2.4587 | 2576.7054 | 2.4587 | 0 | 2576.7054 | 0 | 2576.7054 | 2576.7054 | 2834.376 | 1.6082 | 0.29083
| E201 | 18230611 | Low Income Weatherization {E} | 10470-5 | LIW: Ventilation - Whole House - MH - TE | 45 |  | Res Plug Load | 95 | 131 |  | 730.01 | 730.01 | 12445 | 95041.56 | 95041.56 | 0 | 0 | 45 | 0.52501 | 0 | 1.167% | 2434.4523 | 0 | 20353.1799 | 97476.0123 | 19026.9981 | 91124.6259 | 0 | 0 | 2.4587 | 30598.3771 | 2.4587 | 0 | 30598.3771 | 0 | 30598.3771 | 30598.3771 | 33658.2148 | 1.6082 | 0.36936
| E201 | 18230611 | Low Income Weatherization {E} | 10472-5 | LIW: Ventilation - Whole House - SF - TE | 45 |  | Res Plug Load | 65 | 131 |  | 708.1 | 708.1 | 8515 | 65964.53 | 65964.53 | 0 | 0 | 45 | 0.35922 | 0 | 0.7983% | 1665.6779 | 0 | 13925.8599 | 67630.2079 | 13018.4724 | 63223.528 | 0 | 0 | 2.4587 | 20935.7317 | 2.4587 | 0 | 20935.7317 | 0 | 20935.7317 | 20935.7317 | 23029.3049 | 1.6082 | 0.36425
| E201 | 18230611 | Low Income Weatherization {E} | 10476-1 | LIW: Ventilation - Mechanical - MH - TE |  |  |  | 12 | 0 |  | 532.5008 | 532.5008 | 0 | 6390.01 | 6390.01 |  |  | 0 | 0 | 0 | 0% | 0 | 0 | 0 | 6390.01 | 0 | 5973.6468 | 0 | 0 | #N/A | #N/A | #N/A | #N/A | #N/A | #N/A | #N/A | 0 | 0 | 0 | 0
| E201 | 18230611 | Low Income Weatherization {E} | 10478-1 | LIW: Ventilation - Mechanical - SF - TE |  |  |  | 4 | 0 |  | 463.33 | 463.33 | 0 | 1853.32 | 1853.32 |  |  | 0 | 0 | 0 | 0% | 0 | 0 | 0 | 1853.32 | 0 | 1732.5605 | 0 | 0 | #N/A | #N/A | #N/A | #N/A | #N/A | #N/A | #N/A | 0 | 0 | 0 | 0
| E201 | 18230611 | Low Income Weatherization {E} | 10482-1 | LIW: Repair - Electrical - MH - TE |  |  |  | 4 | 0 |  | 452.4025 | 452.4025 | 0 | 1809.61 | 1809.61 |  |  | 0 | 0 | 0 | 0% | 0 | 0 | 0 | 1809.61 | 0 | 1691.6986 | 0 | 0 | #N/A | #N/A | #N/A | #N/A | #N/A | #N/A | #N/A | 0 | 0 | 0 | 0
| E201 | 18230611 | Low Income Weatherization {E} | 10484-1 | LIW: Repair - Electrical - SF - TE |  |  |  | 2 | 0 |  | 1005.125 | 1005.125 | 0 | 2010.25 | 2010.25 |  |  | 0 | 0 | 0 | 0% | 0 | 0 | 0 | 2010.25 | 0 | 1879.2652 | 0 | 0 | #N/A | #N/A | #N/A | #N/A | #N/A | #N/A | #N/A | 0 | 0 | 0 | 0
| E201 | 18230611 | Low Income Weatherization {E} | 10488-1 | LIW: Repair - Floor - MH - TE |  |  |  | 6 | 0 |  | 385.9833 | 385.9833 | 0 | 2315.9 | 2315.9 |  |  | 0 | 0 | 0 | 0% | 0 | 0 | 0 | 2315.9 | 0 | 2164.9995 | 0 | 0 | #N/A | #N/A | #N/A | #N/A | #N/A | #N/A | #N/A | 0 | 0 | 0 | 0
| E201 | 18230611 | Low Income Weatherization {E} | 10490-1 | LIW: Repair - Floor - SF - TE |  |  |  | 4 | 0 |  | 2170.2925 | 2170.2925 | 0 | 8681.17 | 8681.17 |  |  | 0 | 0 | 0 | 0% | 0 | 0 | 0 | 8681.17 | 0 | 8115.5184 | 0 | 0 | #N/A | #N/A | #N/A | #N/A | #N/A | #N/A | #N/A | 0 | 0 | 0 | 0
| E201 | 18230611 | Low Income Weatherization {E} | 10494-1 | LIW: Repair - Health - MH - TE |  |  |  | 7 | 0 |  | 834.3343 | 834.3343 | 0 | 5840.34 | 5840.34 |  |  | 0 | 0 | 0 | 0% | 0 | 0 | 0 | 5840.34 | 0 | 5459.7925 | 0 | 0 | #N/A | #N/A | #N/A | #N/A | #N/A | #N/A | #N/A | 0 | 0 | 0 | 0
| E201 | 18230611 | Low Income Weatherization {E} | 10496-1 | LIW: Repair - Health - SF - TE |  |  |  | 2 | 0 |  | 957.125 | 957.125 | 0 | 1914.25 | 1914.25 |  |  | 0 | 0 | 0 | 0% | 0 | 0 | 0 | 1914.25 | 0 | 1789.5204 | 0 | 0 | #N/A | #N/A | #N/A | #N/A | #N/A | #N/A | #N/A | 0 | 0 | 0 | 0
| E201 | 18230611 | Low Income Weatherization {E} | 10500-1 | LIW: Repair - Plumbing - MH - TE |  |  |  | 1 | 0 |  | 521.88 | 521.88 | 0 | 521.88 | 521.88 |  |  | 0 | 0 | 0 | 0% | 0 | 0 | 0 | 521.88 | 0 | 487.8751 | 0 | 0 | #N/A | #N/A | #N/A | #N/A | #N/A | #N/A | #N/A | 0 | 0 | 0 | 0
| E201 | 18230611 | Low Income Weatherization {E} | 10502-1 | LIW: Repair - Plumbing - SF - TE |  |  |  | 1 | 0 |  | 644.92 | 644.92 | 0 | 644.92 | 644.92 |  |  | 0 | 0 | 0 | 0% | 0 | 0 | 0 | 644.92 | 0 | 602.898 | 0 | 0 | #N/A | #N/A | #N/A | #N/A | #N/A | #N/A | #N/A | 0 | 0 | 0 | 0
| E201 | 18230611 | Low Income Weatherization {E} | 10506-1 | LIW: Repair - Roof - MH - TE |  |  |  | 2 | 0 |  | 887.235 | 887.235 | 0 | 1774.47 | 1774.47 |  |  | 0 | 0 | 0 | 0% | 0 | 0 | 0 | 1774.47 | 0 | 1658.8483 | 0 | 0 | #N/A | #N/A | #N/A | #N/A | #N/A | #N/A | #N/A | 0 | 0 | 0 | 0
| E201 | 18230611 | Low Income Weatherization {E} | 10508-1 | LIW: Repair - Roof - SF - TE |  |  |  | 1 | 0 |  | 494.59 | 494.59 | 0 | 494.59 | 494.59 | 0 | 0 | 0 | 0 | 0 | 0% | 0 | 0 | 0 | 494.59 | 0 | 462.3633 | 0 | 0 | #N/A | #N/A | #N/A | #N/A | #N/A | #N/A | #N/A | 0 | 0 | 0 | 0
| E201 | 18230611 | Low Income Weatherization {E} | 10512-1 | LIW: Repair - Structural - MH - TE |  |  |  | 7 | 0 |  | 668.2671 | 668.2671 | 0 | 4677.87 | 4677.87 |  |  | 0 | 0 | 0 | 0% | 0 | 0 | 0 | 4677.87 | 0 | 4373.0672 | 0 | 0 | #N/A | #N/A | #N/A | #N/A | #N/A | #N/A | #N/A | 0 | 0 | 0 | 0
| E201 | 18230611 | Low Income Weatherization {E} | 10518-2 | LIW: Sealing - Air - Ceiling - MF - TE | 30 |  | MF Space Heat | 5 | 0 |  | 0.95 | 0.95 | 0 | 15220.77 | 15220.77 | 0 |  | 30 | 0 | 0 | 0% | 0 | 0 | 0 | 15220.77 | 0 | 14229.0081 | 0 | 0 | 2.1643 | 0 | 2.1643 | 0 | 0 | 0 | 0 | 0 | 0 | 0 | 0
| E201 | 18230611 | Low Income Weatherization {E} | 10522-2 | LIW: Sealing - Air - Floor - MF - TE | 30 |  | MF Space Heat | 3 | 0 |  | 0.95 | 0.95 | 0 | 5123.73 | 5123.73 | 0 |  | 30 | 0 | 0 | 0% | 0 | 0 | 0 | 5123.73 | 0 | 4789.8757 | 0 | 0 | 2.1643 | 0 | 2.1643 | 0 | 0 | 0 | 0 | 0 | 0 | 0 | 0
| E201 | 18230611 | Low Income Weatherization {E} | 10528-2 | LIW: Sealing - Air - Walls - MF - TE | 30 |  | MF Space Heat | 8 | 0 |  | 2.75 | 2.75 | 0 | 75843.63 | 75843.63 | 0 |  | 30 | 0 | 0 | 0% | 0 | 0 | 0 | 75843.63 | 0 | 70901.7762 | 0 | 0 | 2.1643 | 0 | 2.1643 | 0 | 0 | 0 | 0 | 0 | 0 | 0 | 0
| E201 | 18230611 | Low Income Weatherization {E} | 10559-3 | LIW: Insulation - Water Heater Pipe - MH - TE | 15 |  | Res Water Heat | 71 | 20.68 |  | 20 | 20 | 1468.28 | 3665.85 | 3665.85 | 0 | 0 | 15 | 0.020647 | 0 | 0.1376% | 287.2204 | 0 | 2401.2991 | 3953.0704 | 2244.8341 | 3695.4944 | 0 | 0 | 1.0787 | 1583.7644 | 1.0787 | 0 | 1583.7644 | 0 | 1583.7644 | 1583.7644 | 1742.1408 | 0.70552 | 0.47142
| E201 | 18230611 | Low Income Weatherization {E} | 10562-3 | LIW: Insulation - Water Heater Pipe - SF - TE | 15 |  | Res Water Heat | 26 | 20.68 |  | 20 | 20 | 537.68 | 2687.72 | 2687.72 | 0 | 0 | 15 | 0.0075609 | 0 | 0.05041% | 105.1793 | 0 | 879.349 | 2792.8993 | 822.0519 | 2610.9183 | 0 | 0 | 1.0787 | 579.97 | 1.0787 | 0 | 579.97 | 0 | 579.97 | 579.97 | 637.967 | 0.70552 | 0.24435
| E201 | 18230611 | Low Income Weatherization {E} | 10577-1 | LIW: Water Heater - Wrap - MF - TE |  |  |  | 1 | 0 |  | 201.47 | 201.47 | 0 | 201.47 | 201.47 |  |  | 0 | 0 | 0 | 0% | 0 | 0 | 0 | 201.47 | 0 | 188.3425 | 0 | 0 | #N/A | #N/A | #N/A | #N/A | #N/A | #N/A | #N/A | 0 | 0 | 0 | 0
| E201 | 18230611 | Low Income Weatherization {E} | 10581-1 | LIW: Water Heater - Wrap - SF - TE |  |  |  | 2 | 0 |  | 294.89 | 294.89 | 0 | 589.78 | 589.78 |  |  | 0 | 0 | 0 | 0% | 0 | 0 | 0 | 589.78 | 0 | 551.3508 | 0 | 0 | #N/A | #N/A | #N/A | #N/A | #N/A | #N/A | #N/A | 0 | 0 | 0 | 0
| E201 | 18230611 | Low Income Weatherization {E} | 10589-4 | LIW: Windows - DP to DP - MH - TE | 25 |  | SF Space Heat | 244 | 6.71 |  | 18.53 | 18.53 | 1637.24 | 5877.72 | 5877.72 | 0 | 0 | 25 | 0.038372 | 0 | 0.1535% | 320.2718 | 0 | 2677.6248 | 6197.9918 | 2503.1549 | 5794.1402 | 0 | 0 | 2.0508 | 3357.6856 | 2.0508 | 0 | 3357.6856 | 0 | 3357.6856 | 3357.6856 | 3693.4541 | 1.3414 | 0.63745
| E201 | 18230611 | Low Income Weatherization {E} | 10595-5 | LIW: Windows - SP to DP - MH - TE | 25 |  | SF Space Heat | 1146 | 16.53 |  | 18.53 | 18.53 | 18943.38 | 26892.67 | 26892.67 | 0 | 0 | 25 | 0.44397 | 0 | 1.776% | 3705.6453 | 0 | 30980.9579 | 30598.3153 | 28962.2865 | 28604.5763 | 0 | 0 | 2.0508 | 38849.4745 | 2.0508 | 0 | 38849.4745 | 0 | 38849.4745 | 38849.4745 | 42734.422 | 1.3414 | 1.494
| E201 | 18230611 | Low Income Weatherization {E} | 10597-5 | LIW: Windows - SP to DP - SF - TE | 45 |  | SF Space Heat | 232 | 3.98 |  | 22.6 | 22.6 | 923.36 | 6816.16 | 6816.16 | 0 | 0 | 45 | 0.038953 | 0 | 0.08656% | 180.6248 | 0 | 1510.1095 | 6996.7848 | 1411.7131 | 6540.8851 | 0 | 0 | 3.4276 | 3164.9477 | 3.4276 | 0 | 3164.9477 | 0 | 3164.9477 | 3164.9477 | 3481.4425 | 2.2419 | 0.53226
| E201 | 18230611 | Low Income Weatherization {E} | 10631-4 | LIW: Insulation - Attic - R0 to R49 - MF - TE | 45 |  | MF Space Heat | 8136 | 0.95 |  | 2.43 | 2.43 | 7729.2 | 25701.62 | 25701.62 | 0 | 0 | 45 | 0.32607 | 0 | 0.7246% | 1511.9621 | 0 | 12640.723 | 27213.5821 | 11817.073 | 25440.3872 | 0 | 0 | 3.1346 | 24228.0655 | 3.1346 | 0 | 24228.0655 | 0 | 24228.0655 | 24228.0655 | 26650.8721 | 2.0503 | 1.0476
| E201 | 18230611 | Low Income Weatherization {E} | 10634-4 | LIW: Insulation - Attic - R0 to R49 - SF - TE | 45 |  | SF Space Heat | 15703 | 1.37 |  | 2.43 | 2.43 | 21513.11 | 53021.93 | 53021.93 | 0 | 0 | 45 | 0.90756 | 0 | 2.017% | 4208.3279 | 0 | 35183.6238 | 57230.2579 | 32891.1132 | 53501.2226 | 0 | 0 | 3.4276 | 73739.2439 | 3.4276 | 0 | 73739.2439 | 0 | 73739.2439 | 73739.2439 | 81113.1682 | 2.2419 | 1.5161
| E201 | 18230611 | Low Income Weatherization {E} | 10637-5 | LIW: Insulation - Attic - R11 to R49 - SF - TE | 45 |  | SF Space Heat | 14725 | 0.38 |  | 1.82 | 1.82 | 5595.5 | 38621.49 | 38621.49 | 0 | 0 | 45 | 0.23605 | 0 | 0.5246% | 1094.5744 | 0 | 9151.1626 | 39716.0644 | 8554.8869 | 37128.2269 | 0 | 0 | 3.4276 | 19179.372 | 3.4276 | 0 | 19179.372 | 0 | 19179.372 | 19179.372 | 21097.3092 | 2.2419 | 0.56823
| E201 | 18230611 | Low Income Weatherization {E} | 10640-3 | LIW: Insulation - Attic - R19 to R49 - MF - TE | 45 |  | MF Space Heat | 2646 | 0.29 |  | 1.82 | 1.82 | 767.34 | 6260.44 | 6260.44 |  |  | 45 | 0.032371 | 0 | 0.07194% | 150.1047 | 0 | 1254.9465 | 6410.5447 | 1173.1761 | 5992.8435 | 0 | 0 | 3.1346 | 2405.3154 | 3.1346 | 0 | 2405.3154 | 0 | 2405.3154 | 2405.3154 | 2645.8469 | 2.0503 | 0.4415
| E201 | 18230611 | Low Income Weatherization {E} | 10650-4 | LIW: Aerator - 1.5 gpm - SF - TE | 10 |  | Res Water Heat | 2 | 0 |  | 11.35 | 11.35 | 0 | 16.12 | 16.12 | 5.22 | 0 | 10 | 0 | 0 | 0% | 0 | 0 | 0 | 16.12 | 0 | 15.0696 | 73.428 | 0 | 0.74487 | 0 | 0.74487 | 0 | 0 | 0 | 0 | 0 | 73.428 | 0 | 4.8726
| E201 | 18230611 | Low Income Weatherization {E} | 10669-3 | LIW: Lamp - LED - Globe - MH - TE |  |  |  | 27 | 0 |  | 15.2878 | 15.2878 | 0 | 412.77 | 412.77 | 0 | 0 | 0 | 0 | 0 | 0% | 0 | 0 | 0 | 412.77 | 0 | 385.8745 | 0 | 0 | #N/A | #N/A | #N/A | #N/A | #N/A | #N/A | #N/A | 0 | 0 | 0 | 0
| E201 | 18230611 | Low Income Weatherization {E} | 10671-3 | LIW: Lamp - LED - Globe - SF - TE |  |  |  | 33 | 0 |  | 15.2879 | 15.2879 | 0 | 504.5 | 504.5 | 0 | 0 | 0 | 0 | 0 | 0% | 0 | 0 | 0 | 504.5 | 0 | 471.6276 | 0 | 0 | #N/A | #N/A | #N/A | #N/A | #N/A | #N/A | #N/A | 0 | 0 | 0 | 0
| E201 | 18230611 | Low Income Weatherization {E} | 10689-1 | LIW: Sealing - Air - Package - 20 plus - SIR - MF - TE | 30 |  | MF Space Heat | 4 | 8167.25 |  |  |  | 32669 | 0 | 0 |  |  | 30 | 0.91879 | 0 | 3.063% | 6390.6085 | 0 | 53428.5282 | 6390.6085 | 49947.2078 | 5974.2063 | 0 | 0 | 2.1643 | 70706.9419 | 2.1643 | 0 | 70706.9419 | 0 | 70706.9419 | 70706.9419 | 77777.6361 | 1.4156 | 13.0189
| E201 | 18230611 | Low Income Weatherization {E} | 10691-3 | LIW: Ductless Heat Pump - MF - TE | 15 |  | MF Heat Pump | 82 | 1300 |  | 3758.92 | 3758.92 | 106600 | 181918.52 | 181918.52 | 0 | 0 | 15 | 1.499 | 0 | 9.993% | 20852.7614 | 0 | 174339.0097 | 202771.2814 | 162979.3491 | 189559.0179 | 0 | 0 | 1.3962 | 148829.6637 | 1.3962 | 0 | 148829.6637 | 0 | 148829.6637 | 148829.6637 | 163712.6301 | 0.91318 | 0.86365
| E201 | 18230611 | Low Income Weatherization {E} | 12220-4 | LIW: Insulation - Attic - R0 to R22 - MH - TE | 25 |  | SF Space Heat | 14399 | 0.68 |  | 1.55 | 1.55 | 9791.32 | 33485.43 | 33485.43 | 0 | 0 | 25 | 0.22948 | 0 | 0.9179% | 1915.3477 | 0 | 16013.2179 | 35400.7777 | 14969.8214 | 33094.1177 | 0 | 0 | 2.0508 | 20080.2411 | 2.0508 | 0 | 20080.2411 | 0 | 20080.2411 | 20080.2411 | 22088.2652 | 1.3414 | 0.66744
| E201 | 18230611 | Low Income Weatherization {E} | 12290-2 | LIW: Heat Pump Water Heater - Tier 3 - SF - TE | 13 |  | Res Water Heat | 1 | 1225 |  | 1369 | 1369 | 1225 | 1779.7 | 1779.7 |  |  | 13 | 0.014929 | 0 | 0.1148% | 239.6307 | 0 | 2003.4267 | 2019.3307 | 1872.8865 | 1887.7542 | 0 | 0 | 0.95299 | 1167.4082 | 0.95299 | 0 | 1167.4082 | 0 | 1167.4082 | 1167.4082 | 1284.149 | 0.62332 | 0.68025
| E201 | 18230611 | Low Income Weatherization {E} | 12401-2 | LIW: Lamp - LED - MR16 - SF - TE |  |  |  | 1 | 0 |  | 15.29 | 15.29 | 0 | 15.29 | 15.29 | 0 | 0 | 0 | 0 | 0 | 0% | 0 | 0 | 0 | 15.29 | 0 | 14.2937 | 0 | 0 | #N/A | #N/A | #N/A | #N/A | #N/A | #N/A | #N/A | 0 | 0 | 0 | 0
| E201 | 18230611 | Low Income Weatherization {E} | 12607-1 | LIW: Mobile Home Replacement w/HP - ES Pre-1976 Single to Single - MH - TE | 41 |  | SF Space Heat | 1 | 8471 |  | 13500 | 75400 | 8471 | 17550 | 17550 | 25000 |  | 41 | 0.32559 | 61900 | 0.7941% | 1657.0708 | 0 | 13853.9001 | 19207.0708 | 12951.2014 | 17955.5677 | 336035.4183 | 0 | 3.1053 | 26304.7817 | 3.1053 | 0 | 26304.7817 | 0 | 26304.7817 | 26304.7817 | 364970.6782 | 2.0311 | 20.3263
| E201 | 18230611 | Low Income Weatherization {E} | 12820-2 | LIW: Heat Pump - MH - TE | 6 | 12 | SF Heat Pump | 19 | 4193 | 2096 | 5829.66 | 5829.66 | 79667 | 142318.31 | 142318.31 | 0 | 0 | 18 | 1.3443 | 0 | 7.469% | 15584.2115 | 0 | 130291.4248 | 157902.5215 | 121801.8368 | 147613.8371 | 0 | 0 | 0.61271 | 48812.5523 | 1.6039 | 63873.987 | 112686.5393 | 24400.4554 | 88286.0839 | 88286.0839 | 97114.6923 | 0.72483 | 0.6579
| E201 | 18230611 | Low Income Weatherization {E} | 12822-2 | LIW: Heat Pump - SF - TE | 6 | 12 | SF Heat Pump | 12 | 4566 | 2283 | 6453.87 | 6453.87 | 54792 | 103077.36 | 103077.36 | 0 | 0 | 18 | 0.92459 | 0 | 5.137% | 10718.2411 | 0 | 89609.5968 | 113795.6011 | 83770.7739 | 106380.8555 | 0 | 0 | 0.61271 | 33571.4583 | 1.6039 | 43940.6325 | 77512.0908 | 16785.7291 | 60726.3616 | 60726.3616 | 66798.9978 | 0.72491 | 0.62792
| E201 | 18230611 | Low Income Weatherization {E} | 12897-1 | LIW: Personal Protective Equipment - SF - TE |  |  |  | 6 | 0 |  | 50.0383 | 50.0383 | 0 | 300.23 | 300.23 | 0 | 0 | 0 | 0 | 0 | 0% | 0 | 0 | 0 | 300.23 | 0 | 280.6675 | 0 | 0 | #N/A | #N/A | #N/A | #N/A | #N/A | #N/A | #N/A | 0 | 0 | 0 | 0
| E201 | 18230611 | Low Income Weatherization {E} | 12899-1 | LIW: Personal Protective Equipment - MH - TE |  |  |  | 25 | 0 |  | 20.7352 | 20.7352 | 0 | 518.38 | 518.38 | 0 | 0 | 0 | 0 | 0 | 0% | 0 | 0 | 0 | 518.38 | 0 | 484.6032 | 0 | 0 | #N/A | #N/A | #N/A | #N/A | #N/A | #N/A | #N/A | 0 | 0 | 0 | 0
| E201 | 18230611 | Low Income Weatherization {E} | 13009-1 | LIW: Sealing - Air - SIR - MF - TE | 30 |  | SF Space Heat | 1 | 48185 |  | 12000 | 12000 | 48185 | 12000 | 12000 | 0 | 0 | 30 | 1.3552 | 0 | 4.517% | 9425.8003 | 0 | 78804.1762 | 21425.8003 | 73669.4178 | 20029.7282 | 0 | 0 | 2.3667 | 114037.9403 | 2.3667 | 0 | 114037.9403 | 0 | 114037.9403 | 114037.9403 | 125441.7343 | 1.548 | 6.2628
| E201 | 18230611 | Low Income Weatherization {E} | 10530-4 | LIW: Sealing - Shell - MH - TE | 25 |  | SF Space Heat | 80858 | 0.34 |  | 1.15 | 1.15 | 27491.72 | 113097.33 | 113097.33 | 0 | 0 | 25 | 0.64432 | 0 | 2.577% | 5377.845 | 0 | 44961.3437 | 118475.175 | 42031.732 | 110755.5156 | 0 | 0 | 2.0508 | 56380.5865 | 2.0508 | 0 | 56380.5865 | 0 | 56380.5865 | 56380.5865 | 62018.6452 | 1.3414 | 0.55996
| E201 | 18230611 | Low Income Weatherization {E} | 10533-6 | LIW: Sealing - Shell - SF - TE | 15 |  | SF Space Heat | 28434 | 0.13 |  | 1.32 | 1.32 | 3696.42 | 43514.08 | 43514.08 | 0 | 0 | 15 | 0.051979 | 0 | 0.3465% | 723.0822 | 0 | 6045.3115 | 44237.1622 | 5651.4083 | 41354.737 | 0 | 0 | 1.3893 | 5135.5745 | 1.3893 | 0 | 5135.5745 | 0 | 5135.5745 | 5135.5745 | 5649.132 | 0.90872 | 0.1366
| E201 | 18230611 | Low Income Weatherization {E} | 10320-3 | LIW: Ductless Heat Pump - MH - SH | 15 |  | SF Space Heat | 49 | 52.9388 |  | 0 | 1352.0122 | 2594 | 0 | 66248.6 | 0 | 0 | 15 | 0.036477 | 1352.0122 | 0.2432% | 507.4302 | 66248.6 | 4242.3583 | 66756.0302 | 3965.9328 | 62406.3104 | 0 | 0 | 1.3893 | 3603.9412 | 1.3893 | 0 | 3603.9412 | 0 | 3603.9412 | 3603.9412 | 3964.3353 | 0.90872 | 0.063525
| E201 | 18230611 | Low Income Weatherization {E} | [15 empty] | 0 | 0 | 0 | 0% | 0 | 0 | 0 | 0 | 0 | 0 | 0 | 0 | #N/A | #N/A | #N/A | #N/A | #N/A | #N/A | #N/A | 0 | 0 | 0 | #DIV/0!
| E201 | 18230611 | Low Income Weatherization {E} | [15 empty] | 0 | 0 | 0 | 0% | 0 | 0 | 0 | 0 | 0 | 0 | 0 | 0 | #N/A | #N/A | #N/A | #N/A | #N/A | #N/A | #N/A | 0 | 0 | 0 | #DIV/0!
| E201 | 18230611 | Low Income Weatherization {E} | [15 empty] | 0 | 0 | 0 | 0% | 0 | 0 | 0 | 0 | 0 | 0 | 0 | 0 | #N/A | #N/A | #N/A | #N/A | #N/A | #N/A | #N/A | 0 | 0 | 0 | #DIV/0!
| E201 | 18230611 | Low Income Weatherization {E} | [15 empty] | 0 | 0 | 0 | 0% | 0 | 0 | 0 | 0 | 0 | 0 | 0 | 0 | #N/A | #N/A | #N/A | #N/A | #N/A | #N/A | #N/A | 0 | 0 | 0 | #DIV/0!
| E201 | 18230611 | Low Income Weatherization {E} | [15 empty] | 0 | 0 | 0 | 0% | 0 | 0 | 0 | 0 | 0 | 0 | 0 | 0 | #N/A | #N/A | #N/A | #N/A | #N/A | #N/A | #N/A | 0 | 0 | 0 | #DIV/0!
| E201 | 18230611 | Low Income Weatherization {E} | [15 empty] | 0 | 0 | 0 | 0% | 0 | 0 | 0 | 0 | 0 | 0 | 0 | 0 | #N/A | #N/A | #N/A | #N/A | #N/A | #N/A | #N/A | 0 | 0 | 0 | #DIV/0!
| E201 | 18230611 | Low Income Weatherization {E} | [15 empty] | 0 | 0 | 0 | 0% | 0 | 0 | 0 | 0 | 0 | 0 | 0 | 0 | #N/A | #N/A | #N/A | #N/A | #N/A | #N/A | #N/A | 0 | 0 | 0 | #DIV/0!
| E201 | 18230611 | Low Income Weatherization {E} | [15 empty] | 0 | 0 | 0 | 0% | 0 | 0 | 0 | 0 | 0 | 0 | 0 | 0 | #N/A | #N/A | #N/A | #N/A | #N/A | #N/A | #N/A | 0 | 0 | 0 | #DIV/0!
| E201 | 18230611 | Low Income Weatherization {E} | [15 empty] | 0 | 0 | 0 | 0% | 0 | 0 | 0 | 0 | 0 | 0 | 0 | 0 | #N/A | #N/A | #N/A | #N/A | #N/A | #N/A | #N/A | 0 | 0 | 0 | #DIV/0!
| E201 | 18230611 | Low Income Weatherization {E} | [15 empty] | 0 | 0 | 0 | 0% | 0 | 0 | 0 | 0 | 0 | 0 | 0 | 0 | #N/A | #N/A | #N/A | #N/A | #N/A | #N/A | #N/A | 0 | 0 | 0 | #DIV/0!
| E201 | 18230611 | Low Income Weatherization {E} | [15 empty] | 0 | 0 | 0 | 0% | 0 | 0 | 0 | 0 | 0 | 0 | 0 | 0 | #N/A | #N/A | #N/A | #N/A | #N/A | #N/A | #N/A | 0 | 0 | 0 | #DIV/0!
| E201 | 18230611 | Low Income Weatherization {E} | [15 empty] | 0 | 0 | 0 | 0% | 0 | 0 | 0 | 0 | 0 | 0 | 0 | 0 | #N/A | #N/A | #N/A | #N/A | #N/A | #N/A | #N/A | 0 | 0 | 0 | #DIV/0!
| E201 | 18230611 | Low Income Weatherization {E} | [15 empty] | 0 | 0 | 0 | 0% | 0 | 0 | 0 | 0 | 0 | 0 | 0 | 0 | #N/A | #N/A | #N/A | #N/A | #N/A | #N/A | #N/A | 0 | 0 | 0 | #DIV/0!
| E201 | 18230611 | Low Income Weatherization {E} | [15 empty] | 0 | 0 | 0 | 0% | 0 | 0 | 0 | 0 | 0 | 0 | 0 | 0 | #N/A | #N/A | #N/A | #N/A | #N/A | #N/A | #N/A | 0 | 0 | 0 | #DIV/0!
| E201 | 18230611 | Low Income Weatherization {E} | [15 empty] | 0 | 0 | 0 | 0% | 0 | 0 | 0 | 0 | 0 | 0 | 0 | 0 | #N/A | #N/A | #N/A | #N/A | #N/A | #N/A | #N/A | 0 | 0 | 0 | #DIV/0!
| E201 | 18230611 | Low Income Weatherization {E} | [15 empty] | 0 | 0 | 0 | 0% | 0 | 0 | 0 | 0 | 0 | 0 | 0 | 0 | #N/A | #N/A | #N/A | #N/A | #N/A | #N/A | #N/A | 0 | 0 | 0 | #DIV/0!
| E201 | 18230611 | Low Income Weatherization {E} | [15 empty] | 0 | 0 | 0 | 0% | 0 | 0 | 0 | 0 | 0 | 0 | 0 | 0 | #N/A | #N/A | #N/A | #N/A | #N/A | #N/A | #N/A | 0 | 0 | 0 | #DIV/0!
| E201 | 18230611 | Low Income Weatherization {E} | [15 empty] | 0 | 0 | 0 | 0% | 0 | 0 | 0 | 0 | 0 | 0 | 0 | 0 | #N/A | #N/A | #N/A | #N/A | #N/A | #N/A | #N/A | 0 | 0 | 0 | #DIV/0!
| E201 | 18230611 | Low Income Weatherization {E} | [15 empty] | 0 | 0 | 0 | 0% | 0 | 0 | 0 | 0 | 0 | 0 | 0 | 0 | #N/A | #N/A | #N/A | #N/A | #N/A | #N/A | #N/A | 0 | 0 | 0 | #DIV/0!
| E201 | 18230611 | Low Income Weatherization {E} | [15 empty] | 0 | 0 | 0 | 0% | 0 | 0 | 0 | 0 | 0 | 0 | 0 | 0 | #N/A | #N/A | #N/A | #N/A | #N/A | #N/A | #N/A | 0 | 0 | 0 | #DIV/0!
| E201 | 18230611 | Low Income Weatherization {E} | [15 empty] | 0 | 0 | 0 | 0% | 0 | 0 | 0 | 0 | 0 | 0 | 0 | 0 | #N/A | #N/A | #N/A | #N/A | #N/A | #N/A | #N/A | 0 | 0 | 0 | #DIV/0!
| E201 | 18230611 | Low Income Weatherization {E} | [15 empty] | 0 | 0 | 0 | 0% | 0 | 0 | 0 | 0 | 0 | 0 | 0 | 0 | #N/A | #N/A | #N/A | #N/A | #N/A | #N/A | #N/A | 0 | 0 | 0 | #DIV/0!
| E201 | 18230611 | Low Income Weatherization {E} | [15 empty] | 0 | 0 | 0 | 0% | 0 | 0 | 0 | 0 | 0 | 0 | 0 | 0 | #N/A | #N/A | #N/A | #N/A | #N/A | #N/A | #N/A | 0 | 0 | 0 | #DIV/0!
| E201 | 18230611 | Low Income Weatherization {E} | [15 empty] | 0 | 0 | 0 | 0% | 0 | 0 | 0 | 0 | 0 | 0 | 0 | 0 | #N/A | #N/A | #N/A | #N/A | #N/A | #N/A | #N/A | 0 | 0 | 0 | #DIV/0!
| E201 | 18230611 | Low Income Weatherization {E} | [15 empty] | 0 | 0 | 0 | 0% | 0 | 0 | 0 | 0 | 0 | 0 | 0 | 0 | #N/A | #N/A | #N/A | #N/A | #N/A | #N/A | #N/A | 0 | 0 | 0 | #DIV/0!
| E201 | 18230611 | Low Income Weatherization {E} | [15 empty] | 0 | 0 | 0 | 0% | 0 | 0 | 0 | 0 | 0 | 0 | 0 | 0 | #N/A | #N/A | #N/A | #N/A | #N/A | #N/A | #N/A | 0 | 0 | 0 | #DIV/0!
| E201 | 18230611 | Low Income Weatherization {E} | [15 empty] | 0 | 0 | 0 | 0% | 0 | 0 | 0 | 0 | 0 | 0 | 0 | 0 | #N/A | #N/A | #N/A | #N/A | #N/A | #N/A | #N/A | 0 | 0 | 0 | #DIV/0!
| E201 | 18230611 | Low Income Weatherization {E} | [15 empty] | 0 | 0 | 0 | 0% | 0 | 0 | 0 | 0 | 0 | 0 | 0 | 0 | #N/A | #N/A | #N/A | #N/A | #N/A | #N/A | #N/A | 0 | 0 | 0 | #DIV/0!
| E201 | 18230611 | Low Income Weatherization {E} | [15 empty] | 0 | 0 | 0 | 0% | 0 | 0 | 0 | 0 | 0 | 0 | 0 | 0 | #N/A | #N/A | #N/A | #N/A | #N/A | #N/A | #N/A | 0 | 0 | 0 | #DIV/0!
| E201 | 18230611 | Low Income Weatherization {E} | [15 empty] | 0 | 0 | 0 | 0% | 0 | 0 | 0 | 0 | 0 | 0 | 0 | 0 | #N/A | #N/A | #N/A | #N/A | #N/A | #N/A | #N/A | 0 | 0 | 0 | #DIV/0!
| E201 | 18230611 | Low Income Weatherization {E} | [15 empty] | 0 | 0 | 0 | 0% | 0 | 0 | 0 | 0 | 0 | 0 | 0 | 0 | #N/A | #N/A | #N/A | #N/A | #N/A | #N/A | #N/A | 0 | 0 | 0 | #DIV/0!
| E201 | 18230611 | Low Income Weatherization {E} | [15 empty] | 0 | 0 | 0 | 0% | 0 | 0 | 0 | 0 | 0 | 0 | 0 | 0 | #N/A | #N/A | #N/A | #N/A | #N/A | #N/A | #N/A | 0 | 0 | 0 | #DIV/0!
| E201 | 18230611 | Low Income Weatherization {E} | [15 empty] | 0 | 0 | 0 | 0% | 0 | 0 | 0 | 0 | 0 | 0 | 0 | 0 | #N/A | #N/A | #N/A | #N/A | #N/A | #N/A | #N/A | 0 | 0 | 0 | #DIV/0!
| E201 | 18230611 | Low Income Weatherization {E} | [15 empty] | 0 | 0 | 0 | 0% | 0 | 0 | 0 | 0 | 0 | 0 | 0 | 0 | #N/A | #N/A | #N/A | #N/A | #N/A | #N/A | #N/A | 0 | 0 | 0 | #DIV/0!
| E201 | 18230611 | Low Income Weatherization {E} | [15 empty] | 0 | 0 | 0 | 0% | 0 | 0 | 0 | 0 | 0 | 0 | 0 | 0 | #N/A | #N/A | #N/A | #N/A | #N/A | #N/A | #N/A | 0 | 0 | 0 | #DIV/0!
| E201 | 18230611 | Low Income Weatherization {E} | [15 empty] | 0 | 0 | 0 | 0% | 0 | 0 | 0 | 0 | 0 | 0 | 0 | 0 | #N/A | #N/A | #N/A | #N/A | #N/A | #N/A | #N/A | 0 | 0 | 0 | #DIV/0!
| E201 | 18230611 | Low Income Weatherization {E} | [15 empty] | 0 | 0 | 0 | 0% | 0 | 0 | 0 | 0 | 0 | 0 | 0 | 0 | #N/A | #N/A | #N/A | #N/A | #N/A | #N/A | #N/A | 0 | 0 | 0 | #DIV/0!
| E201 | 18230611 | Low Income Weatherization {E} | [15 empty] | 0 | 0 | 0 | 0% | 0 | 0 | 0 | 0 | 0 | 0 | 0 | 0 | #N/A | #N/A | #N/A | #N/A | #N/A | #N/A | #N/A | 0 | 0 | 0 | #DIV/0!
| E201 | 18230611 | Low Income Weatherization {E} | [15 empty] | 0 | 0 | 0 | 0% | 0 | 0 | 0 | 0 | 0 | 0 | 0 | 0 | #N/A | #N/A | #N/A | #N/A | #N/A | #N/A | #N/A | 0 | 0 | 0 | #DIV/0!
| E201 | 18230611 | Low Income Weatherization {E} | [15 empty] | 0 | 0 | 0 | 0% | 0 | 0 | 0 | 0 | 0 | 0 | 0 | 0 | #N/A | #N/A | #N/A | #N/A | #N/A | #N/A | #N/A | 0 | 0 | 0 | #DIV/0!
| E201 | 18230611 | Low Income Weatherization {E} | [15 empty] | 0 | 0 | 0 | 0% | 0 | 0 | 0 | 0 | 0 | 0 | 0 | 0 | #N/A | #N/A | #N/A | #N/A | #N/A | #N/A | #N/A | 0 | 0 | 0 | #DIV/0!
| E201 | 18230611 | Low Income Weatherization {E} | [15 empty] | 0 | 0 | 0 | 0% | 0 | 0 | 0 | 0 | 0 | 0 | 0 | 0 | #N/A | #N/A | #N/A | #N/A | #N/A | #N/A | #N/A | 0 | 0 | 0 | #DIV/0!
| E201 | 18230611 | Low Income Weatherization {E} | [15 empty] | 0 | 0 | 0 | 0% | 0 | 0 | 0 | 0 | 0 | 0 | 0 | 0 | #N/A | #N/A | #N/A | #N/A | #N/A | #N/A | #N/A | 0 | 0 | 0 | #DIV/0!
| E201 | 18230611 | Low Income Weatherization {E} | [15 empty] | 0 | 0 | 0 | 0% | 0 | 0 | 0 | 0 | 0 | 0 | 0 | 0 | #N/A | #N/A | #N/A | #N/A | #N/A | #N/A | #N/A | 0 | 0 | 0 | #DIV/0!
| E201 | 18230611 | Low Income Weatherization {E} | [15 empty] | 0 | 0 | 0 | 0% | 0 | 0 | 0 | 0 | 0 | 0 | 0 | 0 | #N/A | #N/A | #N/A | #N/A | #N/A | #N/A | #N/A | 0 | 0 | 0 | #DIV/0!
| E201 | 18230611 | Low Income Weatherization {E} | [15 empty] | 0 | 0 | 0 | 0% | 0 | 0 | 0 | 0 | 0 | 0 | 0 | 0 | #N/A | #N/A | #N/A | #N/A | #N/A | #N/A | #N/A | 0 | 0 | 0 | #DIV/0!
| E201 | 18230611 | Low Income Weatherization {E} | [15 empty] | 0 | 0 | 0 | 0% | 0 | 0 | 0 | 0 | 0 | 0 | 0 | 0 | #N/A | #N/A | #N/A | #N/A | #N/A | #N/A | #N/A | 0 | 0 | 0 | #DIV/0!
| E201 | 18230611 | Low Income Weatherization {E} | [15 empty] | 0 | 0 | 0 | 0% | 0 | 0 | 0 | 0 | 0 | 0 | 0 | 0 | #N/A | #N/A | #N/A | #N/A | #N/A | #N/A | #N/A | 0 | 0 | 0 | #DIV/0!
| E201 | 18230611 | Low Income Weatherization {E} | [15 empty] | 0 | 0 | 0 | 0% | 0 | 0 | 0 | 0 | 0 | 0 | 0 | 0 | #N/A | #N/A | #N/A | #N/A | #N/A | #N/A | #N/A | 0 | 0 | 0 | #DIV/0!
| E201 | 18230611 | Low Income Weatherization {E} | [15 empty] | 0 | 0 | 0 | 0% | 0 | 0 | 0 | 0 | 0 | 0 | 0 | 0 | #N/A | #N/A | #N/A | #N/A | #N/A | #N/A | #N/A | 0 | 0 | 0 | #DIV/0!
| E201 | 18230611 | Low Income Weatherization {E} | [15 empty] | 0 | 0 | 0 | 0% | 0 | 0 | 0 | 0 | 0 | 0 | 0 | 0 | #N/A | #N/A | #N/A | #N/A | #N/A | #N/A | #N/A | 0 | 0 | 0 | #DIV/0!
| E201 | 18230611 | Low Income Weatherization {E} | [15 empty] | 0 | 0 | 0 | 0% | 0 | 0 | 0 | 0 | 0 | 0 | 0 | 0 | #N/A | #N/A | #N/A | #N/A | #N/A | #N/A | #N/A | 0 | 0 | 0 | #DIV/0!
| E201 | 18230611 | Low Income Weatherization {E} | [15 empty] | 0 | 0 | 0 | 0% | 0 | 0 | 0 | 0 | 0 | 0 | 0 | 0 | #N/A | #N/A | #N/A | #N/A | #N/A | #N/A | #N/A | 0 | 0 | 0 | #DIV/0!
| E201 | 18230611 | Low Income Weatherization {E} | [15 empty] | 0 | 0 | 0 | 0% | 0 | 0 | 0 | 0 | 0 | 0 | 0 | 0 | #N/A | #N/A | #N/A | #N/A | #N/A | #N/A | #N/A | 0 | 0 | 0 | #DIV/0!
| E201 | 18230611 | Low Income Weatherization {E} | [15 empty] | 0 | 0 | 0 | 0% | 0 | 0 | 0 | 0 | 0 | 0 | 0 | 0 | #N/A | #N/A | #N/A | #N/A | #N/A | #N/A | #N/A | 0 | 0 | 0 | #DIV/0!
| E201 | 18230611 | Low Income Weatherization {E} | [15 empty] | 0 | 0 | 0 | 0% | 0 | 0 | 0 | 0 | 0 | 0 | 0 | 0 | #N/A | #N/A | #N/A | #N/A | #N/A | #N/A | #N/A | 0 | 0 | 0 | #DIV/0!
| E201 | 18230611 | Low Income Weatherization {E} | [15 empty] | 0 | 0 | 0 | 0% | 0 | 0 | 0 | 0 | 0 | 0 | 0 | 0 | #N/A | #N/A | #N/A | #N/A | #N/A | #N/A | #N/A | 0 | 0 | 0 | #DIV/0!
| E201 | 18230611 | Low Income Weatherization {E} | [15 empty] | 0 | 0 | 0 | 0% | 0 | 0 | 0 | 0 | 0 | 0 | 0 | 0 | #N/A | #N/A | #N/A | #N/A | #N/A | #N/A | #N/A | 0 | 0 | 0 | #DIV/0!
| E201 | 18230611 | Low Income Weatherization {E} | [15 empty] | 0 | 0 | 0 | 0% | 0 | 0 | 0 | 0 | 0 | 0 | 0 | 0 | #N/A | #N/A | #N/A | #N/A | #N/A | #N/A | #N/A | 0 | 0 | 0 | #DIV/0!
| E201 | 18230611 | Low Income Weatherization {E} | [15 empty] | 0 | 0 | 0 | 0% | 0 | 0 | 0 | 0 | 0 | 0 | 0 | 0 | #N/A | #N/A | #N/A | #N/A | #N/A | #N/A | #N/A | 0 | 0 | 0 | #DIV/0!
| E201 | 18230611 | Low Income Weatherization {E} | [15 empty] | 0 | 0 | 0 | 0% | 0 | 0 | 0 | 0 | 0 | 0 | 0 | 0 | #N/A | #N/A | #N/A | #N/A | #N/A | #N/A | #N/A | 0 | 0 | 0 | #DIV/0!
| E201 | 18230611 | Low Income Weatherization {E} | [15 empty] | 0 | 0 | 0 | 0% | 0 | 0 | 0 | 0 | 0 | 0 | 0 | 0 | #N/A | #N/A | #N/A | #N/A | #N/A | #N/A | #N/A | 0 | 0 | 0 | #DIV/0!
| E201 | 18230611 | Low Income Weatherization {E} | [15 empty] | 0 | 0 | 0 | 0% | 0 | 0 | 0 | 0 | 0 | 0 | 0 | 0 | #N/A | #N/A | #N/A | #N/A | #N/A | #N/A | #N/A | 0 | 0 | 0 | #DIV/0!
| E201 | 18230611 | Low Income Weatherization {E} | [15 empty] | 0 | 0 | 0 | 0% | 0 | 0 | 0 | 0 | 0 | 0 | 0 | 0 | #N/A | #N/A | #N/A | #N/A | #N/A | #N/A | #N/A | 0 | 0 | 0 | #DIV/0!
| E201 | 18230611 | Low Income Weatherization {E} | [15 empty] | 0 | 0 | 0 | 0% | 0 | 0 | 0 | 0 | 0 | 0 | 0 | 0 | #N/A | #N/A | #N/A | #N/A | #N/A | #N/A | #N/A | 0 | 0 | 0 | #DIV/0!
| E201 | 18230611 | Low Income Weatherization {E} | [15 empty] | 0 | 0 | 0 | 0% | 0 | 0 | 0 | 0 | 0 | 0 | 0 | 0 | #N/A | #N/A | #N/A | #N/A | #N/A | #N/A | #N/A | 0 | 0 | 0 | #DIV/0!
| E201 | 18230611 | Low Income Weatherization {E} | [15 empty] | 0 | 0 | 0 | 0% | 0 | 0 | 0 | 0 | 0 | 0 | 0 | 0 | #N/A | #N/A | #N/A | #N/A | #N/A | #N/A | #N/A | 0 | 0 | 0 | #DIV/0!
| E201 | 18230611 | Low Income Weatherization {E} | [15 empty] | 0 | 0 | 0 | 0% | 0 | 0 | 0 | 0 | 0 | 0 | 0 | 0 | #N/A | #N/A | #N/A | #N/A | #N/A | #N/A | #N/A | 0 | 0 | 0 | #DIV/0!
| E201 | 18230611 | Low Income Weatherization {E} | [15 empty] | 0 | 0 | 0 | 0% | 0 | 0 | 0 | 0 | 0 | 0 | 0 | 0 | #N/A | #N/A | #N/A | #N/A | #N/A | #N/A | #N/A | 0 | 0 | 0 | #DIV/0!
| E201 | 18230611 | Low Income Weatherization {E} | [15 empty] | 0 | 0 | 0 | 0% | 0 | 0 | 0 | 0 | 0 | 0 | 0 | 0 | #N/A | #N/A | #N/A | #N/A | #N/A | #N/A | #N/A | 0 | 0 | 0 | #DIV/0!
| E201 | 18230611 | Low Income Weatherization {E} | [15 empty] | 0 | 0 | 0 | 0% | 0 | 0 | 0 | 0 | 0 | 0 | 0 | 0 | #N/A | #N/A | #N/A | #N/A | #N/A | #N/A | #N/A | 0 | 0 | 0 | #DIV/0!
| E201 | 18230611 | Low Income Weatherization {E} | [15 empty] | 0 | 0 | 0 | 0% | 0 | 0 | 0 | 0 | 0 | 0 | 0 | 0 | #N/A | #N/A | #N/A | #N/A | #N/A | #N/A | #N/A | 0 | 0 | 0 | #DIV/0!
| E201 | 18230611 | Low Income Weatherization {E} | [15 empty] | 0 | 0 | 0 | 0% | 0 | 0 | 0 | 0 | 0 | 0 | 0 | 0 | #N/A | #N/A | #N/A | #N/A | #N/A | #N/A | #N/A | 0 | 0 | 0 | #DIV/0!
| E201 | 18230611 | Low Income Weatherization {E} | [15 empty] | 0 | 0 | 0 | 0% | 0 | 0 | 0 | 0 | 0 | 0 | 0 | 0 | #N/A | #N/A | #N/A | #N/A | #N/A | #N/A | #N/A | 0 | 0 | 0 | #DIV/0!
| E201 | 18230611 | Low Income Weatherization {E} | [15 empty] | 0 | 0 | 0 | 0% | 0 | 0 | 0 | 0 | 0 | 0 | 0 | 0 | #N/A | #N/A | #N/A | #N/A | #N/A | #N/A | #N/A | 0 | 0 | 0 | #DIV/0!
| E201 | 18230611 | Low Income Weatherization {E} | [15 empty] | 0 | 0 | 0 | 0% | 0 | 0 | 0 | 0 | 0 | 0 | 0 | 0 | #N/A | #N/A | #N/A | #N/A | #N/A | #N/A | #N/A | 0 | 0 | 0 | #DIV/0!
| E201 | 18230611 | Low Income Weatherization {E} | [15 empty] | 0 | 0 | 0 | 0% | 0 | 0 | 0 | 0 | 0 | 0 | 0 | 0 | #N/A | #N/A | #N/A | #N/A | #N/A | #N/A | #N/A | 0 | 0 | 0 | #DIV/0!
| E201 | 18230611 | Low Income Weatherization {E} | [15 empty] | 0 | 0 | 0 | 0% | 0 | 0 | 0 | 0 | 0 | 0 | 0 | 0 | #N/A | #N/A | #N/A | #N/A | #N/A | #N/A | #N/A | 0 | 0 | 0 | #DIV/0!
| E201 | 18230611 | Low Income Weatherization {E} | [15 empty] | 0 | 0 | 0 | 0% | 0 | 0 | 0 | 0 | 0 | 0 | 0 | 0 | #N/A | #N/A | #N/A | #N/A | #N/A | #N/A | #N/A | 0 | 0 | 0 | #DIV/0!
| E201 | 18230611 | Low Income Weatherization {E} | [15 empty] | 0 | 0 | 0 | 0% | 0 | 0 | 0 | 0 | 0 | 0 | 0 | 0 | #N/A | #N/A | #N/A | #N/A | #N/A | #N/A | #N/A | 0 | 0 | 0 | #DIV/0!
| E201 | 18230611 | Low Income Weatherization {E} | [15 empty] | 0 | 0 | 0 | 0% | 0 | 0 | 0 | 0 | 0 | 0 | 0 | 0 | #N/A | #N/A | #N/A | #N/A | #N/A | #N/A | #N/A | 0 | 0 | 0 | #DIV/0!
| E201 | 18230611 | Low Income Weatherization {E} | [15 empty] | 0 | 0 | 0 | 0% | 0 | 0 | 0 | 0 | 0 | 0 | 0 | 0 | #N/A | #N/A | #N/A | #N/A | #N/A | #N/A | #N/A | 0 | 0 | 0 | #DIV/0!
| E201 | 18230611 | Low Income Weatherization {E} | [15 empty] | 0 | 0 | 0 | 0% | 0 | 0 | 0 | 0 | 0 | 0 | 0 | 0 | #N/A | #N/A | #N/A | #N/A | #N/A | #N/A | #N/A | 0 | 0 | 0 | #DIV/0!
| E201 | 18230611 | Low Income Weatherization {E} | [15 empty] | 0 | 0 | 0 | 0% | 0 | 0 | 0 | 0 | 0 | 0 | 0 | 0 | #N/A | #N/A | #N/A | #N/A | #N/A | #N/A | #N/A | 0 | 0 | 0 | #DIV/0!
| E201 | 18230611 | Low Income Weatherization {E} | [15 empty] | 0 | 0 | 0 | 0% | 0 | 0 | 0 | 0 | 0 | 0 | 0 | 0 | #N/A | #N/A | #N/A | #N/A | #N/A | #N/A | #N/A | 0 | 0 | 0 | #DIV/0!
| E201 | 18230611 | Low Income Weatherization {E} | [15 empty] | 0 | 0 | 0 | 0% | 0 | 0 | 0 | 0 | 0 | 0 | 0 | 0 | #N/A | #N/A | #N/A | #N/A | #N/A | #N/A | #N/A | 0 | 0 | 0 | #DIV/0!
[19 empty] | 0 | 0 | 0 | 0% | 0 | 0 | 0 | 0 | 0 | 0 | 0 | 0 | #N/A | #N/A | #N/A | #N/A | #N/A | #N/A | #N/A | 0 | 0 | 0 | #DIV/0!
[19 empty] | 0 | 0 | 0 | 0% | 0 | 0 | 0 | 0 | 0 | 0 | 0 | 0 | #N/A | #N/A | #N/A | #N/A | #N/A | #N/A | #N/A | 0 | 0 | 0 | #DIV/0!
[19 empty] | 0 | 0 | 0 | 0% | 0 | 0 | 0 | 0 | 0 | 0 | 0 | 0 | #N/A | #N/A | #N/A | #N/A | #N/A | #N/A | #N/A | 0 | 0 | 0 | #DIV/0!
[19 empty] | 0 | 0 | 0 | 0% | 0 | 0 | 0 | 0 | 0 | 0 | 0 | 0 | #N/A | #N/A | #N/A | #N/A | #N/A | #N/A | #N/A | 0 | 0 | 0 | #DIV/0!
[19 empty] | 0 | 0 | 0 | 0% | 0 | 0 | 0 | 0 | 0 | 0 | 0 | 0 | #N/A | #N/A | #N/A | #N/A | #N/A | #N/A | #N/A | 0 | 0 | 0 | #DIV/0!
[19 empty] | 0 | 0 | 0 | 0% | 0 | 0 | 0 | 0 | 0 | 0 | 0 | 0 | #N/A | #N/A | #N/A | #N/A | #N/A | #N/A | #N/A | 0 | 0 | 0 | #DIV/0!
[19 empty] | 0 | 0 | 0 | 0% | 0 | 0 | 0 | 0 | 0 | 0 | 0 | 0 | #N/A | #N/A | #N/A | #N/A | #N/A | #N/A | #N/A | 0 | 0 | 0 | #DIV/0!
[19 empty] | 0 | 0 | 0 | 0% | 0 | 0 | 0 | 0 | 0 | 0 | 0 | 0 | #N/A | #N/A | #N/A | #N/A | #N/A | #N/A | #N/A | 0 | 0 | 0 | #DIV/0!
[19 empty] | 0 | 0 | 0 | 0% | 0 | 0 | 0 | 0 | 0 | 0 | 0 | 0 | #N/A | #N/A | #N/A | #N/A | #N/A | #N/A | #N/A | 0 | 0 | 0 | #DIV/0!
[19 empty] | 0 | 0 | 0 | 0% | 0 | 0 | 0 | 0 | 0 | 0 | 0 | 0 | #N/A | #N/A | #N/A | #N/A | #N/A | #N/A | #N/A | 0 | 0 | 0 | #DIV/0!
[19 empty] | 0 | 0 | 0 | 0% | 0 | 0 | 0 | 0 | 0 | 0 | 0 | 0 | #N/A | #N/A | #N/A | #N/A | #N/A | #N/A | #N/A | 0 | 0 | 0 | #DIV/0!
[19 empty] | 0 | 0 | 0 | 0% | 0 | 0 | 0 | 0 | 0 | 0 | 0 | 0 | #N/A | #N/A | #N/A | #N/A | #N/A | #N/A | #N/A | 0 | 0 | 0 | #DIV/0!
[19 empty] | 0 | 0 | 0 | 0% | 0 | 0 | 0 | 0 | 0 | 0 | 0 | 0 | #N/A | #N/A | #N/A | #N/A | #N/A | #N/A | #N/A | 0 | 0 | 0 | #DIV/0!
[19 empty] | 0 | 0 | 0 | 0% | 0 | 0 | 0 | 0 | 0 | 0 | 0 | 0 | #N/A | #N/A | #N/A | #N/A | #N/A | #N/A | #N/A | 0 | 0 | 0 | #DIV/0!
[19 empty] | 0 | 0 | 0 | 0% | 0 | 0 | 0 | 0 | 0 | 0 | 0 | 0 | #N/A | #N/A | #N/A | #N/A | #N/A | #N/A | #N/A | 0 | 0 | 0 | #DIV/0!
[19 empty] | 0 | 0 | 0 | 0% | 0 | 0 | 0 | 0 | 0 | 0 | 0 | 0 | #N/A | #N/A | #N/A | #N/A | #N/A | #N/A | #N/A | 0 | 0 | 0 | #DIV/0!
[19 empty] | 0 | 0 | 0 | 0% | 0 | 0 | 0 | 0 | 0 | 0 | 0 | 0 | #N/A | #N/A | #N/A | #N/A | #N/A | #N/A | #N/A | 0 | 0 | 0 | #DIV/0!
[19 empty] | 0 | 0 | 0 | 0% | 0 | 0 | 0 | 0 | 0 | 0 | 0 | 0 | #N/A | #N/A | #N/A | #N/A | #N/A | #N/A | #N/A | 0 | 0 | 0 | #DIV/0!
[19 empty] | 0 | 0 | 0 | 0% | 0 | 0 | 0 | 0 | 0 | 0 | 0 | 0 | #N/A | #N/A | #N/A | #N/A | #N/A | #N/A | #N/A | 0 | 0 | 0 | #DIV/0!
[19 empty] | 0 | 0 | 0 | 0% | 0 | 0 | 0 | 0 | 0 | 0 | 0 | 0 | #N/A | #N/A | #N/A | #N/A | #N/A | #N/A | #N/A | 0 | 0 | 0 | #DIV/0!
[19 empty] | 0 | 0 | 0 | 0% | 0 | 0 | 0 | 0 | 0 | 0 | 0 | 0 | #N/A | #N/A | #N/A | #N/A | #N/A | #N/A | #N/A | 0 | 0 | 0 | #DIV/0!
[19 empty] | 0 | 0 | 0 | 0% | 0 | 0 | 0 | 0 | 0 | 0 | 0 | 0 | #N/A | #N/A | #N/A | #N/A | #N/A | #N/A | #N/A | 0 | 0 | 0 | #DIV/0!
[19 empty] | 0 | 0 | 0 | 0% | 0 | 0 | 0 | 0 | 0 | 0 | 0 | 0 | #N/A | #N/A | #N/A | #N/A | #N/A | #N/A | #N/A | 0 | 0 | 0 | #DIV/0!
[19 empty] | 0 | 0 | 0 | 0% | 0 | 0 | 0 | 0 | 0 | 0 | 0 | 0 | #N/A | #N/A | #N/A | #N/A | #N/A | #N/A | #N/A | 0 | 0 | 0 | #DIV/0!
[19 empty] | 0 | 0 | 0 | 0% | 0 | 0 | 0 | 0 | 0 | 0 | 0 | 0 | #N/A | #N/A | #N/A | #N/A | #N/A | #N/A | #N/A | 0 | 0 | 0 | #DIV/0!
[19 empty] | 0 | 0 | 0 | 0% | 0 | 0 | 0 | 0 | 0 | 0 | 0 | 0 | #N/A | #N/A | #N/A | #N/A | #N/A | #N/A | #N/A | 0 | 0 | 0 | #DIV/0!
[19 empty] | 0 | 0 | 0 | 0% | 0 | 0 | 0 | 0 | 0 | 0 | 0 | 0 | #N/A | #N/A | #N/A | #N/A | #N/A | #N/A | #N/A | 0 | 0 | 0 | #DIV/0!
[19 empty] | 0 | 0 | 0 | 0% | 0 | 0 | 0 | 0 | 0 | 0 | 0 | 0 | #N/A | #N/A | #N/A | #N/A | #N/A | #N/A | #N/A | 0 | 0 | 0 | #DIV/0!
[19 empty] | 0 | 0 | 0 | 0% | 0 | 0 | 0 | 0 | 0 | 0 | 0 | 0 | #N/A | #N/A | #N/A | #N/A | #N/A | #N/A | #N/A | 0 | 0 | 0 | #DIV/0!
[19 empty] | 0 | 0 | 0 | 0% | 0 | 0 | 0 | 0 | 0 | 0 | 0 | 0 | #N/A | #N/A | #N/A | #N/A | #N/A | #N/A | #N/A | 0 | 0 | 0 | #DIV/0!
[19 empty] | 0 | 0 | 0 | 0% | 0 | 0 | 0 | 0 | 0 | 0 | 0 | 0 | #N/A | #N/A | #N/A | #N/A | #N/A | #N/A | #N/A | 0 | 0 | 0 | #DIV/0!
[19 empty] | 0 | 0 | 0 | 0% | 0 | 0 | 0 | 0 | 0 | 0 | 0 | 0 | #N/A | #N/A | #N/A | #N/A | #N/A | #N/A | #N/A | 0 | 0 | 0 | #DIV/0!
[19 empty] | 0 | 0 | 0 | 0% | 0 | 0 | 0 | 0 | 0 | 0 | 0 | 0 | #N/A | #N/A | #N/A | #N/A | #N/A | #N/A | #N/A | 0 | 0 | 0 | #DIV/0!
[19 empty] | 0 | 0 | 0 | 0% | 0 | 0 | 0 | 0 | 0 | 0 | 0 | 0 | #N/A | #N/A | #N/A | #N/A | #N/A | #N/A | #N/A | 0 | 0 | 0 | #DIV/0!
[19 empty] | 0 | 0 | 0 | 0% | 0 | 0 | 0 | 0 | 0 | 0 | 0 | 0 | #N/A | #N/A | #N/A | #N/A | #N/A | #N/A | #N/A | 0 | 0 | 0 | #DIV/0!
[19 empty] | 0 | 0 | 0 | 0% | 0 | 0 | 0 | 0 | 0 | 0 | 0 | 0 | #N/A | #N/A | #N/A | #N/A | #N/A | #N/A | #N/A | 0 | 0 | 0 | #DIV/0!
[19 empty] | 0 | 0 | 0 | 0% | 0 | 0 | 0 | 0 | 0 | 0 | 0 | 0 | #N/A | #N/A | #N/A | #N/A | #N/A | #N/A | #N/A | 0 | 0 | 0 | #DIV/0!
[19 empty] | 0 | 0 | 0 | 0% | 0 | 0 | 0 | 0 | 0 | 0 | 0 | 0 | #N/A | #N/A | #N/A | #N/A | #N/A | #N/A | #N/A | 0 | 0 | 0 | #DIV/0!
[19 empty] | 0 | 0 | 0 | 0% | 0 | 0 | 0 | 0 | 0 | 0 | 0 | 0 | #N/A | #N/A | #N/A | #N/A | #N/A | #N/A | #N/A | 0 | 0 | 0 | #DIV/0!
[19 empty] | 0 | 0 | 0 | 0% | 0 | 0 | 0 | 0 | 0 | 0 | 0 | 0 | #N/A | #N/A | #N/A | #N/A | #N/A | #N/A | #N/A | 0 | 0 | 0 | #DIV/0!
[19 empty] | 0 | 0 | 0 | 0% | 0 | 0 | 0 | 0 | 0 | 0 | 0 | 0 | #N/A | #N/A | #N/A | #N/A | #N/A | #N/A | #N/A | 0 | 0 | 0 | #DIV/0!
[19 empty] | 0 | 0 | 0 | 0% | 0 | 0 | 0 | 0 | 0 | 0 | 0 | 0 | #N/A | #N/A | #N/A | #N/A | #N/A | #N/A | #N/A | 0 | 0 | 0 | #DIV/0!
[19 empty] | 0 | 0 | 0 | 0% | 0 | 0 | 0 | 0 | 0 | 0 | 0 | 0 | #N/A | #N/A | #N/A | #N/A | #N/A | #N/A | #N/A | 0 | 0 | 0 | #DIV/0!
[19 empty] | 0 | 0 | 0 | 0% | 0 | 0 | 0 | 0 | 0 | 0 | 0 | 0 | #N/A | #N/A | #N/A | #N/A | #N/A | #N/A | #N/A | 0 | 0 | 0 | #DIV/0!
[19 empty] | 0 | 0 | 0 | 0% | 0 | 0 | 0 | 0 | 0 | 0 | 0 | 0 | #N/A | #N/A | #N/A | #N/A | #N/A | #N/A | #N/A | 0 | 0 | 0 | #DIV/0!
[19 empty] | 0 | 0 | 0 | 0% | 0 | 0 | 0 | 0 | 0 | 0 | 0 | 0 | #N/A | #N/A | #N/A | #N/A | #N/A | #N/A | #N/A | 0 | 0 | 0 | #DIV/0!
[19 empty] | 0 | 0 | 0 | 0% | 0 | 0 | 0 | 0 | 0 | 0 | 0 | 0 | #N/A | #N/A | #N/A | #N/A | #N/A | #N/A | #N/A | 0 | 0 | 0 | #DIV/0!
[19 empty] | 0 | 0 | 0 | 0% | 0 | 0 | 0 | 0 | 0 | 0 | 0 | 0 | #N/A | #N/A | #N/A | #N/A | #N/A | #N/A | #N/A | 0 | 0 | 0 | #DIV/0!
[19 empty] | 0 | 0 | 0 | 0% | 0 | 0 | 0 | 0 | 0 | 0 | 0 | 0 | #N/A | #N/A | #N/A | #N/A | #N/A | #N/A | #N/A | 0 | 0 | 0 | #DIV/0!
[19 empty] | 0 | 0 | 0 | 0% | 0 | 0 | 0 | 0 | 0 | 0 | 0 | 0 | #N/A | #N/A | #N/A | #N/A | #N/A | #N/A | #N/A | 0 | 0 | 0 | #DIV/0!
[19 empty] | 0 | 0 | 0 | 0% | 0 | 0 | 0 | 0 | 0 | 0 | 0 | 0 | #N/A | #N/A | #N/A | #N/A | #N/A | #N/A | #N/A | 0 | 0 | 0 | #DIV/0!
[19 empty] | 0 | 0 | 0 | 0% | 0 | 0 | 0 | 0 | 0 | 0 | 0 | 0 | #N/A | #N/A | #N/A | #N/A | #N/A | #N/A | #N/A | 0 | 0 | 0 | #DIV/0!
[19 empty] | 0 | 0 | 0 | 0% | 0 | 0 | 0 | 0 | 0 | 0 | 0 | 0 | #N/A | #N/A | #N/A | #N/A | #N/A | #N/A | #N/A | 0 | 0 | 0 | #DIV/0!
[19 empty] | 0 | 0 | 0 | 0% | 0 | 0 | 0 | 0 | 0 | 0 | 0 | 0 | #N/A | #N/A | #N/A | #N/A | #N/A | #N/A | #N/A | 0 | 0 | 0 | #DIV/0!
[19 empty] | 0 | 0 | 0 | 0% | 0 | 0 | 0 | 0 | 0 | 0 | 0 | 0 | #N/A | #N/A | #N/A | #N/A | #N/A | #N/A | #N/A | 0 | 0 | 0 | #DIV/0!
[19 empty] | 0 | 0 | 0 | 0% | 0 | 0 | 0 | 0 | 0 | 0 | 0 | 0 | #N/A | #N/A | #N/A | #N/A | #N/A | #N/A | #N/A | 0 | 0 | 0 | #DIV/0!
[19 empty] | 0 | 0 | 0 | 0% | 0 | 0 | 0 | 0 | 0 | 0 | 0 | 0 | #N/A | #N/A | #N/A | #N/A | #N/A | #N/A | #N/A | 0 | 0 | 0 | #DIV/0!

## Residential Lighting {E}
Rtn to Summary |  | Order Number | Program Name | Discount Rate: | 6.97% | [9 empty] | Paste in incentives but use DBtC for Total
| Program: | 18230440 | Residential Lighting {E}
| paste |  |  | paste | paste | paste | paste | paste | paste | paste | paste | paste | paste | Paste | paste | paste | paste | paste | Formula: G + H | Formula: (O/A10)*T | Formula: N - M | Formula: O/A10 | Formula: W*A8 | Formula: Q - P | Formula: X + DBtC | Formula: Q + X | Formula: Z/(1+ElecDiscountRate)^1 | Formula: AA/(1+ElecDiscountRate)^1 | Formula: -PV (ElecDiscount Rate,T,R)*J | Formula: - PV (ElecDiscount Rate, T, S)*J |  | AF*J*K |  | AH*J*L | AG + AI |  | AG +AI -AK | formula: Logic to lookup from AC tables and adjust by savings and quantity | Formula: Utility Savings (AM)*1.1+AD+AE | formula: AM/AB | formula: AN/AC
| Sch. No. | Order Number | Program Name | Measure Version | Measure Name | First Period Measure Life | Second period Measure Life | Electric End-Use Type | Number of units offered | Savings per Unit Period 1 | Savngs per Unit Period 2 | Incentives Per Unit | Incremental Measure Cost per Unit | Total First Year Savings | Total Incentive | Total Incremental Measure Cost | Unit First Year Non-Energy Benefits | Unit Annual Net Equipment O&M | Total Measure Life | Weighted Life | Agency or Customer Cost per Unit | Percent Unit overhead | Program Overhead Cost | Total Customer Cost | Total Utility Program Costs | Total Resource Cost | PV Total Utility Program Costs | PV Total Resource Costs | PV Total Non-Energy Benefits | PV Total Net Equipment O&M | Unit PV First period Savings for 1 kWh | Total First Period Savings | Unit PV Savings for Second Period for 1 kWh | Total Second period Savings | Unadjusted Total | Decrement | Final UC Total Savings | PV Total Savings UC | PV Total Savings TRC | UC B/C Ratio | TRC B/C Ratio
DBTC: | E214 | 18230440 | Residential Lighting {E} | 10001-7 | RETL: Fixture - LED - Indoor | 15 |  | Res Lighting | 4370 | 5.8 |  | 4 | 1.29 | 25346 | 17480 | 5637.3 | 0 | 0 | 15 | 0.32697 | -2.71 | 2.18% | 10291.6082 | -11842.7 | 33788.2667 | 15928.9082 | 31586.6754 | 14891.0052 | 0 | 0 | 1.1077 | 28074.4982 | 1.1077 | 0 | 28074.4982 | 0 | 28074.4982 | 28074.4982 | 30881.948 | 0.88881 | 2.0739
1077920.19 | E215 | 18230441 | Residential Lighting {E} | 10001-8 | RETL: Fixture - LED - Indoor | 15 |  | Res Lighting | 53517 | 5.1 |  | 5 | 1.29 | 272936.7 | 267018 | 69036.93 | 0 | 0 | 15 | 3.521 | -3.71 | 23.47% | 110824.4927 | -197981.07 | 363846.6819 | 179861.4227 | 340138.9941 | 168141.9302 | 0 | 0 | 1.1077 | 302318.3496 | 1.1077 | 0 | 302318.3496 | 0 | 302318.3496 | 302318.3496 | 332550.1846 | 0.88881 | 1.9778
Program Costs: | E216 | 18230442 | Residential Lighting {E} | 10002-6 | RETL: Fixture - LED - Outdoor | 15 |  | Res Lighting | 2547 | 18.5 |  | 5 | 2.19 | 47119.5 | 12735 | 5577.93 | 0 | 0 | 15 | 0.60786 | -2.81 | 4.052% | 19132.6219 | -7157.07 | 62814.1021 | 24710.5519 | 58721.2322 | 23100.4505 | 0 | 0 | 1.1077 | 52191.9166 | 1.1077 | 0 | 52191.9166 | 0 | 52191.9166 | 52191.9166 | 57411.1082 | 0.88881 | 2.4853
472132.34 | E217 | 18230443 | Residential Lighting {E} | 10002-7 | RETL: Fixture - LED - Outdoor | 15 |  | Res Lighting | 29944 | 16.2 |  | 10 | 2.19 | 485092.8 | 301470 | 65577.36 | 0 | 0 | 15 | 6.2579 | -7.81 | 41.72% | 196969.3467 | -235892.64 | 646667.9113 | 262546.7067 | 604532.0289 | 245439.5688 | 0 | 0 | 1.1077 | 537313.0645 | 1.1077 | 0 | 537313.0645 | 0 | 537313.0645 | 537313.0645 | 591044.371 | 0.88881 | 2.4081
Total Savings (kWh): | E218 | 18230444 | Residential Lighting {E} | 10608-4 | RETL: Fixture - LED - T8 Retrofit | 12 |  | Res Lighting | 261 | 10.2 |  | 2.5 | 4.12 | 2662.2 | 652.5 | 1075.32 | 0 | 0 | 12 | 0.027475 | 1.62 | 0.229% | 1080.9721 | 422.82 | 3548.9278 | 2156.2921 | 3317.6851 | 2015.7915 | 0 | 0 | 0.91116 | 2425.683 | 0.91116 | 0 | 2425.683 | 0 | 2425.683 | 2425.683 | 2668.2513 | 0.73114 | 1.3237
1162759.6 | E219 | 18230445 | Residential Lighting {E} | 10608-5 | RETL: Fixture - LED - T8 Retrofit | 12 |  | Res Lighting | 2282 | 9 |  | 2 | 4.12 | 20538 | 4601 | 9401.84 | 0 | 0 | 12 | 0.21196 | 2.12 | 1.766% | 8339.3455 | 4800.84 | 27378.814 | 17741.1855 | 25594.8528 | 16585.1972 | 0 | 0 | 0.91116 | 18713.3486 | 0.91116 | 0 | 18713.3486 | 0 | 18713.3486 | 18713.3486 | 20584.6835 | 0.73114 | 1.2411
Total Incentives: | E220 | 18230446 | Residential Lighting {E} | 10609-4 | RETL: Fixture - LED - T8 | 15 |  | Res Lighting | 522 | 2.5 |  | 1.5 | 1.1 | 1305 | 783 | 574.2 | 0 | 0 | 15 | 0.016835 | -0.4 | 0.1122% | 529.8883 | -208.8 | 1739.6705 | 1104.0883 | 1626.3162 | 1032.1476 | 0 | 0 | 1.1077 | 1445.4833 | 1.1077 | 0 | 1445.4833 | 0 | 1445.4833 | 1445.4833 | 1590.0316 | 0.88881 | 1.5405
863418.5 | E221 | 18230447 | Residential Lighting {E} | 10609-5 | RETL: Fixture - LED - T8 | 15 |  | Res Lighting | 17880 | 2.2 |  | 2.5 | 1.1 | 39336 | 35760 | 19668 | 0 | 0 | 15 | 0.50745 | -1.4 | 3.383% | 15972.1732 | -16092 | 52438.0674 | 35640.1732 | 49021.2839 | 33317.9146 | 0 | 0 | 1.1077 | 43570.5224 | 1.1077 | 0 | 43570.5224 | 0 | 43570.5224 | 43570.5224 | 47927.5746 | 0.88881 | 1.4385
Total Customer Costs: | E222 | 18230448 | Residential Lighting {E} | 12007-3 | RETL: String Lighting - LED - Outdoor | 12 |  | Res Lighting | 3153 | 6.6 |  | 3 | 2.87 | 20809.8 | 9459 | 9049.11 | 0 | 0 | 12 | 0.21476 | -0.13 | 1.79% | 8449.7084 | -409.89 | 27741.1454 | 17498.8184 | 25933.5752 | 16358.6224 | 0 | 0 | 0.91116 | 18961.0012 | 0.91116 | 0 | 18961.0012 | 0 | 18961.0012 | 18961.0012 | 20857.1013 | 0.73114 | 1.275
-555294.47 | E223 | 18230449 | Residential Lighting {E} | 12007-4 | RETL: String Lighting - LED - Outdoor | 12 |  | Res Lighting | 42692 | 5.8 |  | 5 | 2.87 | 247613.6 | 213460 | 122526.04 | 0 | 0 | 12 | 2.5554 | -2.13 | 21.3% | 100542.1829 | -90933.96 | 330088.9428 | 223068.2229 | 308580.8571 | 208533.442 | 0 | 0 | 0.91116 | 225614.9394 | 0.91116 | 0 | 225614.9394 | 0 | 225614.9394 | 225614.9394 | 248176.4333 | 0.73114 | 1.1901
Weighted Avg Life | E224 | 18230450 | Residential Lighting {E} | [15 empty] | 0 | 0 | 0 | 0% | 0 | 0 | 0 | 0 | 0 | 0 | 0 | 0 | #N/A | #N/A | #N/A | #N/A | #N/A | #N/A | #N/A | 0 | 0 | 0 | #DIV/0!
14.2476 | E225 | 18230451 | Residential Lighting {E} | [15 empty] | 0 | 0 | 0 | 0% | 0 | 0 | 0 | 0 | 0 | 0 | 0 | 0 | #N/A | #N/A | #N/A | #N/A | #N/A | #N/A | #N/A | 0 | 0 | 0 | #DIV/0!
Total Utility Cost | E226 | 18230452 | Residential Lighting {E} | [15 empty] | 0 | 0 | 0 | 0% | 0 | 0 | 0 | 0 | 0 | 0 | 0 | 0 | #N/A | #N/A | #N/A | #N/A | #N/A | #N/A | #N/A | 0 | 0 | 0 | #DIV/0!
1550052.53 | E227 | 18230453 | Residential Lighting {E} | [15 empty] | 0 | 0 | 0 | 0% | 0 | 0 | 0 | 0 | 0 | 0 | 0 | 0 | #N/A | #N/A | #N/A | #N/A | #N/A | #N/A | #N/A | 0 | 0 | 0 | #DIV/0!
Total Resource Cost | E228 | 18230454 | Residential Lighting {E} | [15 empty] | 0 | 0 | 0 | 0% | 0 | 0 | 0 | 0 | 0 | 0 | 0 | 0 | #N/A | #N/A | #N/A | #N/A | #N/A | #N/A | #N/A | 0 | 0 | 0 | #DIV/0!
780256.37 | E229 | 18230455 | Residential Lighting {E} | [15 empty] | 0 | 0 | 0 | 0% | 0 | 0 | 0 | 0 | 0 | 0 | 0 | 0 | #N/A | #N/A | #N/A | #N/A | #N/A | #N/A | #N/A | 0 | 0 | 0 | #DIV/0!
UC B/C Ratio | E230 | 18230456 | Residential Lighting {E} | [15 empty] | 0 | 0 | 0 | 0% | 0 | 0 | 0 | 0 | 0 | 0 | 0 | 0 | #N/A | #N/A | #N/A | #N/A | #N/A | #N/A | #N/A | 0 | 0 | 0 | #DIV/0!
0.84926 | E231 | 18230457 | Residential Lighting {E} | [15 empty] | 0 | 0 | 0 | 0% | 0 | 0 | 0 | 0 | 0 | 0 | 0 | 0 | #N/A | #N/A | #N/A | #N/A | #N/A | #N/A | #N/A | 0 | 0 | 0 | #DIV/0!
TRC B/C Ratio | E232 | 18230458 | Residential Lighting {E} | [15 empty] | 0 | 0 | 0 | 0% | 0 | 0 | 0 | 0 | 0 | 0 | 0 | 0 | #N/A | #N/A | #N/A | #N/A | #N/A | #N/A | #N/A | 0 | 0 | 0 | #DIV/0!
1.8559 | [18 empty] | 0 | 0 | 0 | 0% | 0 | 0 | 0 | 0 | 0 | 0 | 0 | 0 | #N/A | #N/A | #N/A | #N/A | #N/A | #N/A | #N/A | 0 | 0 | 0 | #DIV/0!

## SF Existing Space Heat {E}
Rtn to Summary |  | Order Number | Program Name | Discount Rate: | 6.97% | [9 empty] | Paste in incentives but use DBtC for Total
| Program: | 18230628 | SF Existing Space Heat {E}
| paste |  |  | paste | paste | paste | paste | paste | paste | paste | paste | paste | paste | Paste | paste | paste | paste | paste | Formula: G + H | Formula: (O/A10)*T | Formula: N - M | Formula: O/A10 | Formula: W*A8 | Formula: Q - P | Formula: X + DBtC | Formula: Q + X | Formula: Z/(1+ElecDiscountRate)^1 | Formula: AA/(1+ElecDiscountRate)^1 | Formula: -PV (ElecDiscount Rate,T,R)*J | Formula: - PV (ElecDiscount Rate, T, S)*J |  | AF*J*K |  | AH*J*L | AG + AI |  | AG +AI -AK | formula: Logic to lookup from AC tables and adjust by savings and quantity | Formula: Utility Savings (AM)*1.1+AD+AE | formula: AM/AB | formula: AN/AC
| Sch. No. | Order Number | Program Name | Measure Version | Measure Name | First Period Measure Life | Second period Measure Life | Electric End-Use Type | Number of units offered | Savings per Unit Period 1 | Savngs per Unit Period 2 | Incentives Per Unit | Incremental Measure Cost per Unit | Total First Year Savings | Total Incentive | Total Incremental Measure Cost | Unit First Year Non-Energy Benefits | Unit Annual Net Equipment O&M | Total Measure Life | Weighted Life | Agency or Customer Cost per Unit | Percent Unit overhead | Program Overhead Cost | Total Customer Cost | Total Utility Program Costs | Total Resource Cost | PV Total Utility Program Costs | PV Total Resource Costs | PV Total Non-Energy Benefits | PV Total Net Equipment O&M | Unit PV First period Savings for 1 kWh | Total First Period Savings | Unit PV Savings for Second Period for 1 kWh | Total Second period Savings | Unadjusted Total | Decrement | Final UC Total Savings | PV Total Savings UC | PV Total Savings TRC | UC B/C Ratio | TRC B/C Ratio
DBTC: | E214 | 18230628 | SF Existing Space Heat {E} | 12320-1 | Heat Pump - Air Source - 10.0 HSPF - SF or MH or DX | 15 |  | SF Heat Pump | 1 | 939 |  | 800 | 1686 | 939 | 800 | 1686 | 0 | 0 | 15 | 0.0008169 | 886 | 0.005446% | 47.0684 | 886 | 439.4637 | 1733.0684 | 410.8289 | 1620.1444 | 0 | 0 | 1.3962 | 1310.9855 | 1.3962 | 0 | 1310.9855 | 0 | 1310.9855 | 1310.9855 | 1442.084 | 3.1911 | 0.8901
7205211.68 | E214 | 18230628 | SF Existing Space Heat {E} | 12321-2 | Heat Pump - Ductless - from Zonal - 9.0 or greater HSPF - HZ1CZ1 - MH | 15 |  | SF Heat Pump | 6 | 1997 |  | 2400 | 3953.13 | 11982 | 14193.78 | 23718.78 | 0 | 0 | 15 | 0.010424 | 1553.13 | 0.06949% | 600.6113 | 9525 | 5607.7248 | 24319.3913 | 5242.3341 | 22734.7773 | 0 | 0 | 1.3962 | 16728.6776 | 1.3962 | 0 | 16728.6776 | 0 | 16728.6776 | 16728.6776 | 18401.5453 | 3.1911 | 0.8094
Program Costs: | E214 | 18230628 | SF Existing Space Heat {E} | 12321-3 | Heat Pump - Ductless - from Zonal - 9.0 or greater HSPF - HZ1CZ1 - MH | 15 |  | SF Heat Pump | 24 | 1685 |  | 2400 | 3644.31 | 40440 | 56314.98 | 87463.44 | 40.26 | 0 | 15 | 0.035181 | 1244.31 | 0.2345% | 2027.1007 | 31148.46 | 18926.4222 | 89490.5407 | 17693.2058 | 83659.4753 | 8817.1306 | 0 | 1.3962 | 56460.334 | 1.3962 | 0 | 56460.334 | 0 | 56460.334 | 56460.334 | 70923.498 | 3.1911 | 0.84776
864276.7 | E214 | 18230628 | SF Existing Space Heat {E} | 12322-1 | Heat Pump - Ductless - from Zonal - 9.0 or greater HSPF - HZ1CZ1 - SF or DX | 15 |  | SF Heat Pump | 224 | 1997 |  | 800 | 3953.13 | 447328 | 178852.57 | 885501.12 | 0 | 0 | 15 | 0.38916 | 3153.13 | 2.594% | 22422.8218 | 706648.55 | 209355.0593 | 907923.9418 | 195713.807 | 848765.0199 | 0 | 0 | 1.3962 | 624537.2966 | 1.3962 | 0 | 624537.2966 | 0 | 624537.2966 | 624537.2966 | 686991.0262 | 3.1911 | 0.8094
Total Savings (kWh): | E214 | 18230628 | SF Existing Space Heat {E} | 12322-2 | Heat Pump - Ductless - from Zonal - 9.0 or greater HSPF - HZ1CZ1 - SF or DX | 15 |  | SF Heat Pump | 1047 | 1685 |  | 800 | 3644.31 | 1764195 | 837598 | 3815592.57 | 40.26 | 0 | 15 | 1.5348 | 2844.31 | 10.23% | 88432.2691 | 2977994.57 | 825665.1694 | 3904024.8391 | 771866.1021 | 3649644.6098 | 384647.3232 | 0 | 1.3962 | 2463082.0694 | 1.3962 | 0 | 2463082.0694 | 0 | 2463082.0694 | 2463082.0694 | 3094037.5995 | 3.1911 | 0.84776
17242039 | E214 | 18230628 | SF Existing Space Heat {E} | 12324-3 | Heat Pump - Ductless - with E FAF - HZ1 - MH | 15 |  | SF Heat Pump | 166 | 3055 |  | 2400 | 3895.16 | 507130 | 394460.5 | 646596.56 | 0 | 0 | 15 | 0.44119 | 1495.16 | 2.941% | 25420.4646 | 252136.06 | 237343.138 | 672017.0246 | 221878.2257 | 628229.4332 | 0 | 0 | 1.3962 | 708029.9002 | 1.3962 | 0 | 708029.9002 | 0 | 708029.9002 | 708029.9002 | 778832.8903 | 3.1911 | 1.2397
Total Incentives: | E214 | 18230628 | SF Existing Space Heat {E} | 12325-2 | Heat Pump - Ductless - with E FAF - HZ1 - SF or DX | 15 |  | SF Heat Pump | 128 | 2550 |  | 800 | 4039.18 | 326400 | 102400 | 517015.04 | 0 | 0 | 15 | 0.28396 | 3239.18 | 1.893% | 16361.1691 | 414615.04 | 152759.2535 | 533376.2091 | 142805.6965 | 498622.239 | 0 | 0 | 1.3962 | 455703.5857 | 1.3962 | 0 | 455703.5857 | 0 | 455703.5857 | 455703.5857 | 501273.9443 | 3.1911 | 1.0053
5683130.16 | E214 | 18230628 | SF Existing Space Heat {E} | 12326-1 | Heat Pump - from E FAF - SF or DX | 15 |  | SF Heat Pump | 62 | 3517 |  | 1500 | 4956.68 | 218054 | 93000 | 307314.16 | 0 | 0 | 15 | 0.1897 | 3456.68 | 1.265% | 10930.2033 | 214314.16 | 102051.98 | 318244.3633 | 95402.4306 | 297508.0521 | 0 | 0 | 1.3962 | 304436.2429 | 1.3962 | 0 | 304436.2429 | 0 | 304436.2429 | 304436.2429 | 334879.8672 | 3.1911 | 1.1256
Total Customer Costs: | E214 | 18230628 | SF Existing Space Heat {E} | 12326-2 | Heat Pump - from E FAF - SF or DX | 10 | 8 | SF Heat Pump | 440 | 4268 | 3201 | 1500 | 4692.1 | 1877920 | 660000 | 2064524 | 0 | 0 | 18 | 1.9605 | 3192.1 | 10.89% | 94132.8633 | 1404524 | 878889.8818 | 2158656.8633 | 821622.7744 | 2018002.1158 | 0 | 0 | 0.98385 | 1847590.4623 | 1.6039 | 2259006.5852 | 4106597.0475 | 1385692.8467 | 2720904.2008 | 2720904.2008 | 2992994.6209 | 3.3116 | 1.4831
7787171.85 | E214 | 18230628 | SF Existing Space Heat {E} | 12547-3 | Heat Pump - from E FAF - MH | 15 |  | SF Heat Pump | 56 | 3020 |  | 2400 | 4634 | 169120 | 133493.77 | 259504 | 0 | 0 | 15 | 0.14713 | 2234 | 0.9809% | 8477.3312 | 126010.23 | 79150.2603 | 267981.3312 | 73992.9516 | 250520.0815 | 0 | 0 | 1.3962 | 236117.005 | 1.3962 | 0 | 236117.005 | 0 | 236117.005 | 236117.005 | 259728.7055 | 3.1911 | 1.0368
Weighted Avg Life | E214 | 18230628 | SF Existing Space Heat {E} | 12547-4 | Heat Pump - from E FAF - MH | 10 | 8 | SF Heat Pump | 278 | 3988 | 2991 | 2400 | 4258.11 | 1108664 | 662316.56 | 1183754.58 | 0 | 0 | 18 | 1.1574 | 1858.11 | 6.43% | 55573.0365 | 521438.02 | 518868.5204 | 1239327.6165 | 485059.849 | 1158574.943 | 0 | 0 | 0.98385 | 1090758.4095 | 1.6039 | 1333645.3506 | 2424403.7601 | 818068.8071 | 1606334.953 | 1606334.953 | 1766968.4483 | 3.3116 | 1.5251
15.5943 | E214 | 18230628 | SF Existing Space Heat {E} | 12764-1 | Heat Pump - Ductless - from Zonal - 9.0 or greater HSPF - HZ1CZ1 - SF or DX - MI | 15 |  | SF Heat Pump | 1 | 1997 |  | 1600 | 3953.13 | 1997 | 1600 | 3953.13 | 0 | 0 | 15 | 0.0017373 | 2353.13 | 0.01158% | 100.1019 | 2353.13 | 934.6208 | 4053.2319 | 873.7224 | 3789.1296 | 0 | 0 | 1.3962 | 2788.1129 | 1.3962 | 0 | 2788.1129 | 0 | 2788.1129 | 2788.1129 | 3066.9242 | 3.1911 | 0.8094
Total Utility Cost | E214 | 18230628 | SF Existing Space Heat {E} | 12764-2 | Heat Pump - Ductless - from Zonal - 9.0 or greater HSPF - HZ1CZ1 - SF or DX - MI | 15 |  | SF Heat Pump | 17 | 1685 |  | 1600 | 3644.31 | 28645 | 27200 | 61953.27 | 40.26 | 0 | 15 | 0.02492 | 2044.31 | 0.1661% | 1435.863 | 34753.27 | 13406.2157 | 63389.133 | 12532.6874 | 59258.795 | 6245.4675 | 0 | 1.3962 | 39992.7366 | 1.3962 | 0 | 39992.7366 | 0 | 39992.7366 | 39992.7366 | 50237.4777 | 3.1911 | 0.84776
8069488.38 | E214 | 18230628 | SF Existing Space Heat {E} | 12765-2 | Heat Pump - Ductless - with E FAF - HZ1 - SF or DX - MI | 15 |  | SF Heat Pump | 1 | 2550 |  | 1600 | 4039.18 | 2550 | 1600 | 4039.18 | 0 | 0 | 15 | 0.0022184 | 2439.18 | 0.01479% | 127.8216 | 2439.18 | 1193.4317 | 4167.0016 | 1115.6695 | 3895.4862 | 0 | 0 | 1.3962 | 3560.1843 | 1.3962 | 0 | 3560.1843 | 0 | 3560.1843 | 3560.1843 | 3916.2027 | 3.1911 | 1.0053
Total Resource Cost | E214 | 18230628 | SF Existing Space Heat {E} | 12766-2 | Heat Pump - from E FAF - SF or DX - MI | 10 | 8 | SF Heat Pump | 3 | 4268 | 3201 | 1600 | 4692.1 | 12804 | 4800 | 14076.3 | 0 | 0 | 18 | 0.013367 | 3092.1 | 0.07426% | 641.815 | 9276.3 | 5992.431 | 14718.115 | 5601.9735 | 13759.1053 | 0 | 0 | 0.98385 | 12597.2077 | 1.6039 | 15402.3176 | 27999.5253 | 9447.9058 | 18551.6196 | 18551.6196 | 20406.7815 | 3.3116 | 1.4831
14334578.71 | E214 | 18230628 | SF Existing Space Heat {E} | 12767-2 | Heat Pump - with AC - from E FAF - MH | 6 | 12 | SF Heat Pump | 22 | 4193 | 2096 | 2400 | 5829.66 | 92246 | 52800 | 128252.52 | 0 | 0 | 18 | 0.096301 | 3429.66 | 0.535% | 4623.9351 | 75452.52 | 43172.2736 | 132876.4551 | 40359.2349 | 124218.4304 | 0 | 0 | 0.61271 | 56519.7974 | 1.6039 | 73959.3534 | 130479.1508 | 28253.1589 | 102225.9919 | 102225.9919 | 112448.591 | 2.5329 | 0.90525
UC B/C Ratio | E214 | 18230628 | SF Existing Space Heat {E} | 12768-1 | Heat Pump - with AC - from E FAF - SF or DX | 15 |  | SF Heat Pump | 7 | 3711 |  | 1500 | 3190.37 | 25977 | 10500 | 22332.59 | 0 | 0 | 15 | 0.022599 | 1690.37 | 0.1507% | 1302.1265 | 11832.59 | 12157.5586 | 23634.7165 | 11365.3909 | 22094.7149 | 0 | 0 | 1.3962 | 36267.8065 | 1.3962 | 0 | 36267.8065 | 0 | 36267.8065 | 36267.8065 | 39894.5872 | 3.1911 | 1.8056
1.2933 | E214 | 18230628 | SF Existing Space Heat {E} | 12768-2 | Heat Pump - with AC - from E FAF - SF or DX | 6 | 12 | SF Heat Pump | 71 | 4566 | 2283 | 1500 | 6453.87 | 324186 | 106500 | 458224.77 | 0 | 0 | 18 | 0.33844 | 4953.87 | 1.88% | 16250.1898 | 351724.77 | 151723.074 | 474474.9598 | 141837.0329 | 443558.9042 | 0 | 0 | 0.61271 | 198631.1281 | 1.6039 | 259982.0755 | 458613.2036 | 99315.5641 | 359297.6396 | 359297.6396 | 395227.4035 | 2.5332 | 0.89104
TRC B/C Ratio | E214 | 18230628 | SF Existing Space Heat {E} | 12853-1 | Heat Pump - Ductless - Tier 1 - Less than 65 kBtuh - EH - Res - EX | 15 |  | SF Heat Pump | 856 |  |  | 400 | 500 | 972832 | 342400 | 428000 | 0 | 0 | 15 | 0.84633 | 100 | 5.642% | 48764.304 | 85600 | 455297.4576 | 476764.304 | 425630.9784 | 445699.0782 | 0 | 0 | 1.3962 | 0 | 1.3962 | 0 | 0 | 0 | 0 | 0 | 0 | 0 | 0
0.83069 | E214 | 18230628 | SF Existing Space Heat {E} | 12854-1 | Heat Pump - Ductless - Tier 1 - Less than 65 kBtuh - EH - Res - NC | 15 |  | SF Heat Pump | 225 |  |  | 400 | 500 | 247993 | 90800 | 112500 | 0 | 0 | 15 | 0.21575 | 100 | 1.438% | 12430.9295 | 21700 | 116063.8038 | 124930.9295 | 108501.2656 | 116790.6231 | 0 | 0 | 1.3962 | 0 | 1.3962 | 0 | 0 | 0 | 0 | 0 | 0 | 0 | 0
| E214 | 18230628 | SF Existing Space Heat {E} | 12856-1 | Heat Pump - Ductless - Tier 2 - Less than 65 kBtuh - EH - Res - EX | 15 |  | SF Heat Pump | 1701 |  |  | 600 | 840 | 2635157 | 1020600 | 1428840 | 0 | 0 | 15 | 2.2925 | 240 | 15.28% | 132090.2241 | 408240 | 1233286.2019 | 1560930.2241 | 1152927.1776 | 1459222.4214 | 0 | 0 | 1.3962 | 0 | 1.3962 | 0 | 0 | 0 | 0 | 0 | 0 | 0 | 0
| E214 | 18230628 | SF Existing Space Heat {E} | 12857-1 | Heat Pump - Ductless - Tier 2 - Less than 65 kBtuh - EH - Res - NC | 15 |  | SF Heat Pump | 277 |  |  | 600 | 840 | 453319 | 180600 | 232680 | 0 | 0 | 15 | 0.39437 | 240 | 2.629% | 22723.1274 | 52080 | 212158.9217 | 255403.1274 | 198334.9741 | 238761.4541 | 0 | 0 | 1.3962 | 0 | 1.3962 | 0 | 0 | 0 | 0 | 0 | 0 | 0 | 0
| E214 | 18230628 | SF Existing Space Heat {E} | 12862-1 | Heat Pump - Packaged - Tier 2 - Less than 65 kBtuh - EH - Res - EX | 15 |  | SF Heat Pump | 2 |  |  | 500 | 592 | 17062 | 1000 | 1184 | 0 | 0 | 15 | 0.014843 | 92 | 0.09896% | 855.252 | 184 | 7985.2279 | 2039.252 | 7464.9228 | 1906.3775 | 0 | 0 | 1.3962 | 0 | 1.3962 | 0 | 0 | 0 | 0 | 0 | 0 | 0 | 0
| E214 | 18230628 | SF Existing Space Heat {E} | 12865-1 | Heat Pump - Split - Tier 1 - Less than 65 kBtuh - EH - Res - EX | 15 |  | SF Heat Pump | 603 |  |  | 300 | 450 | 2671944 | 180900 | 271350 | 0 | 0 | 15 | 2.3245 | 150 | 15.5% | 133934.2141 | 90450 | 1250502.9747 | 405284.2141 | 1169022.1321 | 378876.5206 | 0 | 0 | 1.3962 | 0 | 1.3962 | 0 | 0 | 0 | 0 | 0 | 0 | 0 | 0
| E214 | 18230628 | SF Existing Space Heat {E} | 12866-1 | Heat Pump - Split - Tier 1 - Less than 65 kBtuh - EH - Res - NC | 15 |  | SF Heat Pump | 35 |  |  | 300 | 450 | 10611 | 10500 | 15750 | 0 | 0 | 15 | 0.0092312 | 150 | 0.06154% | 531.8884 | 5250 | 4966.0798 | 16281.8884 | 4642.4977 | 15220.9857 | 0 | 0 | 1.3962 | 0 | 1.3962 | 0 | 0 | 0 | 0 | 0 | 0 | 0 | 0
| E214 | 18230628 | SF Existing Space Heat {E} | 12868-1 | Heat Pump - Split - Tier 2 - Less than 65 kBtuh - EH - Res - EX | 15 |  | SF Heat Pump | 551 |  |  | 500 | 732 | 3208085 | 275500 | 403332 | 0 | 0 | 15 | 2.7909 | 232 | 18.61% | 160808.8879 | 127832 | 1501423.621 | 564140.8879 | 1403593.1766 | 527382.3389 | 0 | 0 | 1.3962 | 0 | 1.3962 | 0 | 0 | 0 | 0 | 0 | 0 | 0 | 0
| E214 | 18230628 | SF Existing Space Heat {E} | 12869-1 | Heat Pump - Split - Tier 2 - Less than 65 kBtuh - EH - Res - NC | 15 |  | SF Heat Pump | 52 |  |  | 500 | 732 | 64459 | 26000 | 38064 | 0 | 0 | 15 | 0.056077 | 232 | 0.3738% | 3231.0803 | 12064 | 30167.6125 | 41295.0803 | 28201.9375 | 38604.3566 | 0 | 0 | 1.3962 | 0 | 1.3962 | 0 | 0 | 0 | 0 | 0 | 0 | 0 | 0
| E214 | 18230628 | SF Existing Space Heat {E} | 12894-1 | Incentive - Sales - Distributor - EH or EWH - Res |  |  |  | 1062 | 0 |  | 50 | 50 | 0 | 53100 | 53100 | 0 | 0 | 0 | 0 | 0 | 0% | 0 | 0 | 0 | 53100 | 0 | 49640.086 | 0 | 0 | #N/A | #N/A | #N/A | #N/A | #N/A | #N/A | #N/A | 0 | 0 | 0 | 0
| E214 | 18230628 | SF Existing Space Heat {E} | 12894-2 | Incentive - Sales - Distributor - EH or EWH - Res |  |  |  | 3266 | 0 |  | 50 | 0 | 0 | 163300 | 0 | 0 | 0 | 0 | 0 | -50 | 0% | 0 | -163300 | 0 | 0 | 0 | 0 | 0 | 0 | #N/A | #N/A | #N/A | #N/A | #N/A | #N/A | #N/A | 0 | 0 | 0 | #DIV/0!
[19 empty] | 0 | 0 | 0 | 0% | 0 | 0 | 0 | 0 | 0 | 0 | 0 | 0 | #N/A | #N/A | #N/A | #N/A | #N/A | #N/A | #N/A | 0 | 0 | 0 | #DIV/0!
[19 empty] | 0 | 0 | 0 | 0% | 0 | 0 | 0 | 0 | 0 | 0 | 0 | 0 | #N/A | #N/A | #N/A | #N/A | #N/A | #N/A | #N/A | 0 | 0 | 0 | #DIV/0!
[19 empty] | 0 | 0 | 0 | 0% | 0 | 0 | 0 | 0 | 0 | 0 | 0 | 0 | #N/A | #N/A | #N/A | #N/A | #N/A | #N/A | #N/A | 0 | 0 | 0 | #DIV/0!
[19 empty] | 0 | 0 | 0 | 0% | 0 | 0 | 0 | 0 | 0 | 0 | 0 | 0 | #N/A | #N/A | #N/A | #N/A | #N/A | #N/A | #N/A | 0 | 0 | 0 | #DIV/0!
[19 empty] | 0 | 0 | 0 | 0% | 0 | 0 | 0 | 0 | 0 | 0 | 0 | 0 | #N/A | #N/A | #N/A | #N/A | #N/A | #N/A | #N/A | 0 | 0 | 0 | #DIV/0!
[19 empty] | 0 | 0 | 0 | 0% | 0 | 0 | 0 | 0 | 0 | 0 | 0 | 0 | #N/A | #N/A | #N/A | #N/A | #N/A | #N/A | #N/A | 0 | 0 | 0 | #DIV/0!
[19 empty] | 0 | 0 | 0 | 0% | 0 | 0 | 0 | 0 | 0 | 0 | 0 | 0 | #N/A | #N/A | #N/A | #N/A | #N/A | #N/A | #N/A | 0 | 0 | 0 | #DIV/0!
[19 empty] | 0 | 0 | 0 | 0% | 0 | 0 | 0 | 0 | 0 | 0 | 0 | 0 | #N/A | #N/A | #N/A | #N/A | #N/A | #N/A | #N/A | 0 | 0 | 0 | #DIV/0!
[19 empty] | 0 | 0 | 0 | 0% | 0 | 0 | 0 | 0 | 0 | 0 | 0 | 0 | #N/A | #N/A | #N/A | #N/A | #N/A | #N/A | #N/A | 0 | 0 | 0 | #DIV/0!
[19 empty] | 0 | 0 | 0 | 0% | 0 | 0 | 0 | 0 | 0 | 0 | 0 | 0 | #N/A | #N/A | #N/A | #N/A | #N/A | #N/A | #N/A | 0 | 0 | 0 | #DIV/0!
[19 empty] | 0 | 0 | 0 | 0% | 0 | 0 | 0 | 0 | 0 | 0 | 0 | 0 | #N/A | #N/A | #N/A | #N/A | #N/A | #N/A | #N/A | 0 | 0 | 0 | #DIV/0!
[19 empty] | 0 | 0 | 0 | 0% | 0 | 0 | 0 | 0 | 0 | 0 | 0 | 0 | #N/A | #N/A | #N/A | #N/A | #N/A | #N/A | #N/A | 0 | 0 | 0 | #DIV/0!
[19 empty] | 0 | 0 | 0 | 0% | 0 | 0 | 0 | 0 | 0 | 0 | 0 | 0 | #N/A | #N/A | #N/A | #N/A | #N/A | #N/A | #N/A | 0 | 0 | 0 | #DIV/0!
[19 empty] | 0 | 0 | 0 | 0% | 0 | 0 | 0 | 0 | 0 | 0 | 0 | 0 | #N/A | #N/A | #N/A | #N/A | #N/A | #N/A | #N/A | 0 | 0 | 0 | #DIV/0!
[19 empty] | 0 | 0 | 0 | 0% | 0 | 0 | 0 | 0 | 0 | 0 | 0 | 0 | #N/A | #N/A | #N/A | #N/A | #N/A | #N/A | #N/A | 0 | 0 | 0 | #DIV/0!
[19 empty] | 0 | 0 | 0 | 0% | 0 | 0 | 0 | 0 | 0 | 0 | 0 | 0 | #N/A | #N/A | #N/A | #N/A | #N/A | #N/A | #N/A | 0 | 0 | 0 | #DIV/0!
[19 empty] | 0 | 0 | 0 | 0% | 0 | 0 | 0 | 0 | 0 | 0 | 0 | 0 | #N/A | #N/A | #N/A | #N/A | #N/A | #N/A | #N/A | 0 | 0 | 0 | #DIV/0!
[19 empty] | 0 | 0 | 0 | 0% | 0 | 0 | 0 | 0 | 0 | 0 | 0 | 0 | #N/A | #N/A | #N/A | #N/A | #N/A | #N/A | #N/A | 0 | 0 | 0 | #DIV/0!
[19 empty] | 0 | 0 | 0 | 0% | 0 | 0 | 0 | 0 | 0 | 0 | 0 | 0 | #N/A | #N/A | #N/A | #N/A | #N/A | #N/A | #N/A | 0 | 0 | 0 | #DIV/0!

## SF Existing Water Heat {E}
Rtn to Summary |  | Order Number | Program Name | Discount Rate: | 6.97% | [9 empty] | Paste in incentives but use DBtC for Total
| Program: | 18230626 | SF Existing Water Heat {E}
| paste |  |  | paste | paste | paste | paste | paste | paste | paste | paste | paste | paste | Paste | paste | paste | paste | paste | Formula: G + H | Formula: (O/A10)*T | Formula: N - M | Formula: O/A10 | Formula: W*A8 | Formula: Q - P | Formula: X + DBtC | Formula: Q + X | Formula: Z/(1+ElecDiscountRate)^1 | Formula: AA/(1+ElecDiscountRate)^1 | Formula: -PV (ElecDiscount Rate,T,R)*J | Formula: - PV (ElecDiscount Rate, T, S)*J |  | AF*J*K |  | AH*J*L | AG + AI |  | AG +AI -AK | formula: Logic to lookup from AC tables and adjust by savings and quantity | Formula: Utility Savings (AM)*1.1+AD+AE | formula: AM/AB | formula: AN/AC
| Sch. No. | Order Number | Program Name | Measure Version | Measure Name | First Period Measure Life | Second period Measure Life | Electric End-Use Type | Number of units offered | Savings per Unit Period 1 | Savngs per Unit Period 2 | Incentives Per Unit | Incremental Measure Cost per Unit | Total First Year Savings | Total Incentive | Total Incremental Measure Cost | Unit First Year Non-Energy Benefits | Unit Annual Net Equipment O&M | Total Measure Life | Weighted Life | Agency or Customer Cost per Unit | Percent Unit overhead | Program Overhead Cost | Total Customer Cost | Total Utility Program Costs | Total Resource Cost | PV Total Utility Program Costs | PV Total Resource Costs | PV Total Non-Energy Benefits | PV Total Net Equipment O&M | Unit PV First period Savings for 1 kWh | Total First Period Savings | Unit PV Savings for Second Period for 1 kWh | Total Second period Savings | Unadjusted Total | Decrement | Final UC Total Savings | PV Total Savings UC | PV Total Savings TRC | UC B/C Ratio | TRC B/C Ratio
DBTC: | E214 | 18230626 | SF Existing Water Heat {E} | 10701-5 | SFEWH: Heat Pump Water Heater - Tier 3 - NEEA Specs | 13 |  | Res Water Heat | -1 | 1255 |  | 500 | 629.17 | -1255 | 0 | -629.17 | 0 | 0 | 13 | -0.0055996 | 129.17 | -0.04307% | -130.4912 | -629.17 | -746.3687 | -759.6612 | -697.7365 | -710.1628 | 0 | 0 | 0.95299 | -1195.9978 | 0.95299 | 0 | -1195.9978 | 0 | -1195.9978 | -1195.9978 | -1315.5975 | 1.7141 | 1.8525
1429825.8 | E214 | 18230626 | SF Existing Water Heat {E} | 12548-2 | Heat Pump Water Heater - Tier 3 - NEEA Specs - MH | 13 |  | Res Water Heat | 1 | 1225 |  | 1000 | 1369 | 1225 | 1000 | 1369 | 0 | 0 | 13 | 0.0054657 | 369 | 0.04204% | 127.3718 | 369 | 728.5272 | 1496.3718 | 681.0575 | 1398.8706 | 0 | 0 | 0.95299 | 1167.4082 | 0.95299 | 0 | 1167.4082 | 0 | 1167.4082 | 1167.4082 | 1284.149 | 1.7141 | 0.91799
Program Costs: | E214 | 18230626 | SF Existing Water Heat {E} | 12682-1 | Water Heater - Heat Pump - NEEA Specs - Tier 3 - EH - Res | 13 |  | Res Water Heat | 65 | 1225 |  | 500 | 629.17 | 79625 | 32500 | 40896.05 | 0 | 0 | 13 | 0.35527 | 129.17 | 2.733% | 8279.1698 | 8396.05 | 47354.2684 | 49175.2198 | 44268.7374 | 45971.0385 | 0 | 0 | 0.95299 | 75881.531 | 0.95299 | 0 | 75881.531 | 0 | 75881.531 | 75881.531 | 83469.6841 | 1.7141 | 1.8157
302949.22 | E214 | 18230626 | SF Existing Water Heat {E} | 12874-1 | Incentive - Add On - Water Heater - Heat Pump - EH - MH |  |  |  | 5 | 0 |  | 500 | 0 | 0 | 2500 | 0 | 0 | 0 | 0 | 0 | -500 | 0% | 0 | -2500 | 0 | 0 | 0 | 0 | 0 | 0 | #N/A | #N/A | #N/A | #N/A | #N/A | #N/A | #N/A | 0 | 0 | 0 | #DIV/0!
Total Savings (kWh): | E214 | 18230626 | SF Existing Water Heat {E} | 12871-1 | Water Heater - Heat Pump - EH - Res | 13 |  | Res Water Heat | 990 |  |  | 500 | 751.56 | 1570376 | 495000 | 744044.4 | 0 | 0 | 13 | 7.0067 | 251.56 | 53.9% | 163283.0093 | 249044.4 | 933927.8697 | 907327.4093 | 873074.5721 | 848207.3565 | 0 | 0 | 0.95299 | 0 | 0.95299 | 0 | 0 | 0 | 0 | 0 | 0 | 0 | 0
2913617.2 | E214 | 18230626 | SF Existing Water Heat {E} | 12894-1 | Incentive - Sales - Distributor - EH or EWH - Res |  |  |  | 405 | 0 |  | 50 | 50 | 0 | 20250 | 20250 | 0 | 0 | 0 | 0 | 0 | 0% | 0 | 0 | 0 | 20250 | 0 | 18930.5413 | 0 | 0 | #N/A | #N/A | #N/A | #N/A | #N/A | #N/A | #N/A | 0 | 0 | 0 | 0
Total Incentives: | E214 | 18230626 | SF Existing Water Heat {E} | 12894-2 | Incentive - Sales - Distributor - EH or EWH - Res |  |  |  | 585 | 0 |  | 50 | 0 | 0 | 29250 | 0 | 0 | 0 | 0 | 0 | -50 | 0% | 0 | -29250 | 0 | 0 | 0 | 0 | 0 | 0 | #N/A | #N/A | #N/A | #N/A | #N/A | #N/A | #N/A | 0 | 0 | 0 | #DIV/0!
1150099.65 | E214 | 18230626 | SF Existing Water Heat {E} | 12965-1 | Water Heater - Heat Pump - NEEA Specs - Tier 3 - RP - Any - Res - E or B | 13 |  | Res Water Heat | 1138.42 | 1110 |  | 500 | 560.63 | 1263646.2 | 569599.65 | 638232.72 | 0 | 0 | 13 | 5.6381 | 60.63 | 43.37% | 131390.1602 | 68633.07 | 751510.7233 | 769622.8802 | 702543.4452 | 719475.4419 | 0 | 0 | 0.95299 | 1204237.4674 | 0.95299 | 0 | 1204237.4674 | 0 | 1204237.4674 | 1204237.4674 | 1324661.2142 | 1.7141 | 1.8411
Total Customer Costs: | [18 empty] | 0 | 0 | 0 | 0% | 0 | 0 | 0 | 0 | 0 | 0 | 0 | 0 | #N/A | #N/A | #N/A | #N/A | #N/A | #N/A | #N/A | 0 | 0 | 0 | #DIV/0!
294063.35 | [18 empty] | 0 | 0 | 0 | 0% | 0 | 0 | 0 | 0 | 0 | 0 | 0 | 0 | #N/A | #N/A | #N/A | #N/A | #N/A | #N/A | #N/A | 0 | 0 | 0 | #DIV/0!
Weighted Avg Life | [18 empty] | 0 | 0 | 0 | 0% | 0 | 0 | 0 | 0 | 0 | 0 | 0 | 0 | #N/A | #N/A | #N/A | #N/A | #N/A | #N/A | #N/A | 0 | 0 | 0 | #DIV/0!
13 | [18 empty] | 0 | 0 | 0 | 0% | 0 | 0 | 0 | 0 | 0 | 0 | 0 | 0 | #N/A | #N/A | #N/A | #N/A | #N/A | #N/A | #N/A | 0 | 0 | 0 | #DIV/0!
Total Utility Cost | [18 empty] | 0 | 0 | 0 | 0% | 0 | 0 | 0 | 0 | 0 | 0 | 0 | 0 | #N/A | #N/A | #N/A | #N/A | #N/A | #N/A | #N/A | 0 | 0 | 0 | #DIV/0!
1732775.02 | [18 empty] | 0 | 0 | 0 | 0% | 0 | 0 | 0 | 0 | 0 | 0 | 0 | 0 | #N/A | #N/A | #N/A | #N/A | #N/A | #N/A | #N/A | 0 | 0 | 0 | #DIV/0!
Total Resource Cost | [18 empty] | 0 | 0 | 0 | 0% | 0 | 0 | 0 | 0 | 0 | 0 | 0 | 0 | #N/A | #N/A | #N/A | #N/A | #N/A | #N/A | #N/A | 0 | 0 | 0 | #DIV/0!
1747112.22 | [18 empty] | 0 | 0 | 0 | 0% | 0 | 0 | 0 | 0 | 0 | 0 | 0 | 0 | #N/A | #N/A | #N/A | #N/A | #N/A | #N/A | #N/A | 0 | 0 | 0 | #DIV/0!
UC B/C Ratio | [18 empty] | 0 | 0 | 0 | 0% | 0 | 0 | 0 | 0 | 0 | 0 | 0 | 0 | #N/A | #N/A | #N/A | #N/A | #N/A | #N/A | #N/A | 0 | 0 | 0 | #DIV/0!
0.79024 | [18 empty] | 0 | 0 | 0 | 0% | 0 | 0 | 0 | 0 | 0 | 0 | 0 | 0 | #N/A | #N/A | #N/A | #N/A | #N/A | #N/A | #N/A | 0 | 0 | 0 | #DIV/0!
TRC B/C Ratio | [18 empty] | 0 | 0 | 0 | 0% | 0 | 0 | 0 | 0 | 0 | 0 | 0 | 0 | #N/A | #N/A | #N/A | #N/A | #N/A | #N/A | #N/A | 0 | 0 | 0 | #DIV/0!
0.86213 | [18 empty] | 0 | 0 | 0 | 0% | 0 | 0 | 0 | 0 | 0 | 0 | 0 | 0 | #N/A | #N/A | #N/A | #N/A | #N/A | #N/A | #N/A | 0 | 0 | 0 | #DIV/0!

## Home Appliances {E}
Rtn to Summary |  | Order Number | Program Name | Discount Rate: | 6.97% | [9 empty] | Paste in incentives but use DBtC for Total
| Program: | 18230434 | Home Appliances {E}
| paste |  |  | paste | paste | paste | paste | paste | paste | paste | paste | paste | paste | Paste | paste | paste | paste | paste | Formula: G + H | Formula: (O/A10)*T | Formula: N - M | Formula: O/A10 | Formula: W*A8 | Formula: Q - P | Formula: X + DBtC | Formula: Q + X | Formula: Z/(1+ElecDiscountRate)^1 | Formula: AA/(1+ElecDiscountRate)^1 | Formula: -PV (ElecDiscount Rate,T,R)*J | Formula: - PV (ElecDiscount Rate, T, S)*J |  | AF*J*K |  | AH*J*L | AG + AI |  | AG +AI -AK | formula: Logic to lookup from AC tables and adjust by savings and quantity | Formula: Utility Savings (AM)*1.1+AD+AE | formula: AM/AB | formula: AN/AC
| Sch. No. | Order Number | Program Name | Measure Version | Measure Name | First Period Measure Life | Second period Measure Life | Electric End-Use Type | Number of units offered | Savings per Unit Period 1 | Savngs per Unit Period 2 | Incentives Per Unit | Incremental Measure Cost per Unit | Total First Year Savings | Total Incentive | Total Incremental Measure Cost | Unit First Year Non-Energy Benefits | Unit Annual Net Equipment O&M | Total Measure Life | Weighted Life | Agency or Customer Cost per Unit | Percent Unit overhead | Program Overhead Cost | Total Customer Cost | Total Utility Program Costs | Total Resource Cost | PV Total Utility Program Costs | PV Total Resource Costs | PV Total Non-Energy Benefits | PV Total Net Equipment O&M | Unit PV First period Savings for 1 kWh | Total First Period Savings | Unit PV Savings for Second Period for 1 kWh | Total Second period Savings | Unadjusted Total | Decrement | Final UC Total Savings | PV Total Savings UC | PV Total Savings TRC | UC B/C Ratio | TRC B/C Ratio
DBTC: | E214 | 18230434 | Home Appliances {E} | 12012-3 | RETAP: Clothes Dryer - Vented - Energy Star | 12 |  | Res Plug Load | 2 | 68 |  | 25 | 20.44 | 136 | 50 | 40.88 | -0.08 | 0 | 12 | 0.00092098 | -4.56 | 0.007675% | 19.701 | -9.12 | 100.3522 | 60.581 | 93.8134 | 56.6336 | -1.2729 | 0 | 0.87531 | 119.0422 | 0.87531 | 0 | 119.0422 | 0 | 119.0422 | 119.0422 | 129.6736 | 1.2689 | 2.2897
1050852.93 | E214 | 18230434 | Home Appliances {E} | 12316-1 | Refrigerator - Decommissioned - 1992 or Older - Res | 5 |  | Res Refrigerator | 106 | 411 |  | 120 | 120 | 43566 | 2650 | 12720 | 16.58 | 0 | 5 | 0.12293 | 0 | 2.459% | 6310.9831 | 10070 | 32146.6417 | 19030.9831 | 30052.0162 | 17790.9537 | 7211.807 | 0 | 0.35099 | 15291.334 | 0.35099 | 0 | 15291.334 | 0 | 15291.334 | 15291.334 | 24032.2743 | 0.50883 | 1.3508
Program Costs: | E214 | 18230434 | Home Appliances {E} | 12316-2 | Refrigerator - Decommissioned - 1992 or Older - Res | 3 |  | Res Refrigerator | 741 | 386 |  | 120 | 120 | 286026 | 18525 | 88920 | 35.14 | 0 | 3 | 0.48424 | 0 | 16.14% | 41433.8077 | 70395 | 211053.9262 | 130353.8077 | 197301.9783 | 121860.1549 | 68371.355 | 0 | 0.21618 | 61832.3191 | 0.21618 | 0 | 61832.3191 | 0 | 61832.3191 | 61832.3191 | 136386.906 | 0.31339 | 1.1192
256696.19 | E214 | 18230434 | Home Appliances {E} | 12317-1 | Freezer - Decommissioned - 1992 or Older - Res | 6 |  | Res Refrigerator | 41 | 334 |  | 120 | 120 | 13694 | 1025 | 4920 | 15.4 | 0 | 6 | 0.046367 | 0 | 0.7728% | 1983.7167 | 3895 | 10104.5795 | 6903.7167 | 9446.1807 | 6453.8812 | 3012.3825 | 0 | 0.42168 | 5774.4658 | 0.42168 | 0 | 5774.4658 | 0 | 5774.4658 | 5774.4658 | 9364.2948 | 0.6113 | 1.451
Total Savings (kWh): | E214 | 18230434 | Home Appliances {E} | 12317-2 | Freezer - Decommissioned - 1992 or Older - Res | 3 |  | Res Refrigerator | 322 | 348 |  | 120 | 120 | 112056 | 8050 | 38640 | 37.78 | 0 | 3 | 0.18971 | 0 | 6.324% | 16232.464 | 30590 | 82684.2971 | 54872.464 | 77296.716 | 51297.059 | 31942.7312 | 0 | 0.21618 | 24223.9599 | 0.21618 | 0 | 24223.9599 | 0 | 24223.9599 | 24223.9599 | 58589.0871 | 0.31339 | 1.1422
1772026 | E214 | 18230434 | Home Appliances {E} | 12528-1 | Clothes Washer - Energy Star - Any WH - Any Dryer - Res - C | 14 |  | Res Water Heat | 1 | 142 |  | 25 | 65.56 | 142 | 25 | 65.56 | 17.06 | 0 | 14 | 0.0011219 | 40.56 | 0.008013% | 20.5702 | 40.56 | 104.7795 | 86.1302 | 97.9522 | 80.5181 | 149.4665 | 0 | 1.017 | 144.414 | 1.017 | 0 | 144.414 | 0 | 144.414 | 144.414 | 308.3218 | 1.4743 | 3.8292
Total Incentives: | E214 | 18230434 | Home Appliances {E} | 12528-2 | Clothes Washer - Energy Star - Any WH - Any Dryer - Res - C | 14 |  | Res Water Heat | 535 | 142 |  | 50 | 65.56 | 75970 | 27475 | 35074.6 | 17.06 | 0 | 14 | 0.60021 | 15.56 | 4.287% | 11005.0358 | 7599.6 | 56057.0255 | 46079.6358 | 52404.4363 | 43077.1579 | 79964.5633 | 0 | 1.017 | 77261.4659 | 1.017 | 0 | 77261.4659 | 0 | 77261.4659 | 77261.4659 | 164952.1757 | 1.4743 | 3.8292
926131 | E214 | 18230434 | Home Appliances {E} | 12529-2 | Clothes Washer - Energy Star - Any WH - Any Dryer - Res - EO | 14 |  | Res Water Heat | 393 | 142 |  | 50 | 65.56 | 55806 | 20100 | 25765.08 | 17.06 | 0 | 14 | 0.4409 | 15.56 | 3.149% | 8084.073 | 5665.08 | 41178.3383 | 33849.153 | 38495.2214 | 31643.5945 | 58740.324 | 0 | 1.017 | 56754.6843 | 1.017 | 0 | 56754.6843 | 0 | 56754.6843 | 56754.6843 | 121170.4767 | 1.4743 | 3.8292
Total Customer Costs: | E214 | 18230434 | Home Appliances {E} | 12535-2 | Clothes Washer - Energy Star - Any WH - Any Dryer - Res - NQC |  |  | Res Water Heat | 1 | 0 |  | 0 | 0 | 0 | 150 | 0 | 0 | 0 | 0 | 0 | 0 | 0% | 0 | -150 | 0 | 0 | 0 | 0 | 0 | 0 | Res Water Heat | #VALUE! | Res Water Heat | #VALUE! | #VALUE! | #VALUE! | #VALUE! | 0 | 0 | 0 | #DIV/0!
134581.21 | E214 | 18230434 | Home Appliances {E} | 12595-1 | Clothes Dryer - HP - Vented - EH - Res | 12 |  | Res Plug Load | 4 | 192 |  | 100 | 386.45 | 768 | 400 | 1545.8 | -0.24 | 0 | 12 | 0.0052008 | 286.45 | 0.04334% | 111.2527 | 1145.8 | 566.6947 | 1657.0527 | 529.7697 | 1549.0817 | -7.6372 | 0 | 0.87531 | 672.2384 | 0.87531 | 0 | 672.2384 | 0 | 672.2384 | 672.2384 | 731.825 | 1.2689 | 0.47243
Weighted Avg Life | E214 | 18230434 | Home Appliances {E} | 12596-1 | Clothes Dryer - HP - Ventless - EH - Res | 12 |  | Res Plug Load | 114 | 238 |  | 100 | 386.45 | 27132 | 11450 | 44055.3 | 3.91 | 0 | 12 | 0.18374 | 286.45 | 1.531% | 3930.3492 | 32605.3 | 20020.2608 | 47985.6492 | 18715.7716 | 44858.9784 | 3546.0404 | 0 | 0.87531 | 23748.9215 | 0.87531 | 0 | 23748.9215 | 0 | 23748.9215 | 23748.9215 | 29669.854 | 1.2689 | 0.6614
10.8267 | E214 | 18230434 | Home Appliances {E} | 12599-1 | Clothes Dryer - Vented - Energy Star - EH - Res - NQC |  |  | Res Plug Load | 8 | 0 |  | 0 | 0 | 0 | 250 | 0 | 0 | 0 | 0 | 0 | 0 | 0% | 0 | -250 | 0 | 0 | 0 | 0 | 0 | 0 | Res Plug Load | #VALUE! | Res Plug Load | #VALUE! | #VALUE! | #VALUE! | #VALUE! | 0 | 0 | 0 | #DIV/0!
Total Utility Cost | E214 | 18230434 | Home Appliances {E} | 12601-1 | Clothes Dryer - Vented - Energy Star - EH - Res | 12 |  | Res Plug Load | 702 | 68 |  | 25 | 20.44 | 47736 | 18025 | 14348.88 | -0.08 | 0 | 12 | 0.32326 | -4.56 | 2.694% | 6915.0505 | -3676.12 | 35223.6168 | 21263.9305 | 32928.5003 | 19878.4057 | -446.7753 | 0 | 0.87531 | 41783.8167 | 0.87531 | 0 | 41783.8167 | 0 | 41783.8167 | 41783.8167 | 45515.4231 | 1.2689 | 2.2897
1307549.12 | E214 | 18230434 | Home Appliances {E} | 12601-2 | Clothes Dryer - Vented - Energy Star - EH - Res | 12 |  | Res Plug Load | 4252 | 68 |  | 50 | 100 | 289136 | 212453 | 425200 | -0.08 | 0 | 12 | 1.958 | 50 | 16.32% | 41884.3231 | 212747 | 213348.7445 | 467084.3231 | 199447.2698 | 436649.83 | -2706.1092 | 0 | 0.87531 | 253083.7445 | 0.87531 | 0 | 253083.7445 | 0 | 253083.7445 | 253083.7445 | 275686.0098 | 1.2689 | 0.63137
Total Resource Cost | E214 | 18230434 | Home Appliances {E} | 12602-1 | Clothes Dryer - Ventless - Energy Star - EH - Res | 12 |  | Res Plug Load | 1 | 118 |  | 25 | 184.88 | 118 | 25 | 184.88 | 4.46 | 0 | 12 | 0.00079909 | 159.88 | 0.006659% | 17.0935 | 159.88 | 87.0703 | 201.9735 | 81.3969 | 188.8132 | 35.4811 | 0 | 0.87531 | 103.2866 | 0.87531 | 0 | 103.2866 | 0 | 103.2866 | 103.2866 | 149.0964 | 1.2689 | 0.78965
1317408.4 | E214 | 18230434 | Home Appliances {E} | 12602-2 | Clothes Dryer - Ventless - Energy Star - EH - Res | 12 |  | Res Plug Load | 35 | 118 |  | 50 | 184.88 | 4130 | 1750 | 6470.8 | 4.46 | 0 | 12 | 0.027968 | 134.88 | 0.2331% | 598.273 | 4720.8 | 3047.4597 | 7069.073 | 2848.892 | 6608.4631 | 1241.8381 | 0 | 0.87531 | 3615.0319 | 0.87531 | 0 | 3615.0319 | 0 | 3615.0319 | 3615.0319 | 5218.3732 | 1.2689 | 0.78965
UC B/C Ratio | E214 | 18230434 | Home Appliances {E} | 12962-1 | Clothes Washer - Top Load - Energy Star - Any WH - Any Dryer - Res - C | 14 |  | Res Water Heat | 739 | 26 |  | 25 | 0.01 | 19214 | 18551 | 7.39 | 7.49 | 0 | 14 | 0.1518 | -24.99 | 1.084% | 2783.3455 | -18543.61 | 14177.6976 | 2790.7355 | 13253.9007 | 2608.8955 | 48494.336 | 0 | 1.017 | 19540.6319 | 1.017 | 0 | 19540.6319 | 0 | 19540.6319 | 19540.6319 | 69989.031 | 1.4743 | 26.8271
1.1401 | E214 | 18230434 | Home Appliances {E} | 12963-1 | Clothes Washer - Top Load - Energy Star - Any WH - Any Dryer - Res - EO | 14 |  | Res Water Heat | 619 | 26 |  | 25 | 0.01 | 16094 | 15475 | 6.19 | 7.49 | 0 | 14 | 0.12715 | -24.99 | 0.9082% | 2331.3814 | -15468.81 | 11875.5004 | 2337.5714 | 11101.7112 | 2185.2589 | 40619.7483 | 0 | 1.017 | 16367.5929 | 1.017 | 0 | 16367.5929 | 0 | 16367.5929 | 16367.5929 | 58624.1004 | 1.4743 | 26.8271
TRC B/C Ratio | E214 | 18230434 | Home Appliances {E} | 12964-1 | Clothes Washer - Top Load - Energy Star - Any WH - Any Dryer - Res - NQC |  |  | Res Water Heat | 1 | 0 |  | 0 | 0 | 0 | 50 | 0 | 0 | 0 | 0 | 0 | 0 | 0% | 0 | -50 | 0 | 0 | 0 | 0 | 0 | 0 | Res Water Heat | #VALUE! | Res Water Heat | #VALUE! | #VALUE! | #VALUE! | #VALUE! | 0 | 0 | 0 | #DIV/0!
2.1862 | E214 | 18230434 | Home Appliances {E} | 12993-1 | Clothes Washer - Front Load - Energy Star - Any WH - Any Dryer - Res - C | 14 |  | Res Water Heat | 2651 | 142 |  | 100 | 65.56 | 376442 | 265202 | 173799.56 | 17.06 | 0 | 14 | 2.9741 | -34.44 | 21.24% | 54531.4951 | -91402.44 | 277770.4198 | 228331.0551 | 259671.3282 | 213453.3562 | 396235.6209 | 0 | 1.017 | 382841.3945 | 1.017 | 0 | 382841.3945 | 0 | 382841.3945 | 382841.3945 | 817361.1548 | 1.4743 | 3.8292
| E214 | 18230434 | Home Appliances {E} | 12994-1 | Clothes Washer - Front Load - Energy Star - Any WH - Any Dryer - Res - C - LTO | 14 |  | Res Water Heat | 223 | 142 |  | 150 | 65.56 | 31666 | 33450 | 14619.88 | 17.06 | 0 | 14 | 0.25018 | -84.44 | 1.787% | 4587.1458 | -18830.12 | 23365.8256 | 19207.0258 | 21843.3445 | 17955.5256 | 33331.0236 | 0 | 1.017 | 32204.3119 | 1.017 | 0 | 32204.3119 | 0 | 32204.3119 | 32204.3119 | 68755.7667 | 1.4743 | 3.8292
| E214 | 18230434 | Home Appliances {E} | 12995-1 | Clothes Washer - Front Load - Energy Star - Any WH - Any Dryer - Res - EO | 14 |  | Res Water Heat | 2425 | 142 |  | 100 | 65.56 | 344350 | 242500 | 158983 | 17.06 | 0 | 14 | 2.7206 | -34.44 | 19.43% | 49882.6389 | -83517 | 254090.2557 | 208865.6389 | 237534.1271 | 195256.2764 | 362456.1979 | 0 | 1.017 | 350203.8407 | 1.017 | 0 | 350203.8407 | 0 | 350203.8407 | 350203.8407 | 747680.4227 | 1.4743 | 3.8292
| E214 | 18230434 | Home Appliances {E} | 12996-1 | Clothes Washer - Front Load - Energy Star - Any WH - Any Dryer - Res - EO - LTO | 14 |  | Res Water Heat | 181 | 142 |  | 150 | 65.56 | 25702 | 27150 | 11866.36 | 17.06 | 0 | 14 | 0.20306 | -84.44 | 1.45% | 3723.199 | -15283.64 | 18965.0871 | 15589.559 | 17729.3513 | 14573.7674 | 27053.4317 | 0 | 1.017 | 26138.9258 | 1.017 | 0 | 26138.9258 | 0 | 26138.9258 | 26138.9258 | 55806.2501 | 1.4743 | 3.8292
| E214 | 18230434 | Home Appliances {E} | 13065-1 | Clothes Dryer - HP - Ventless - EH - Res - LTO | 12 |  | Res Plug Load | 9 | 238 |  | 150 | 386.45 | 2142 | 1350 | 3478.05 | 3.91 | 0 | 12 | 0.014505 | 236.45 | 0.1209% | 310.2907 | 2128.05 | 1580.5469 | 3788.3407 | 1477.5609 | 3541.4983 | 279.9506 | 0 | 0.87531 | 1874.9149 | 0.87531 | 0 | 1874.9149 | 0 | 1874.9149 | 1874.9149 | 2342.3569 | 1.2689 | 0.6614
[19 empty] | 0 | 0 | 0 | 0% | 0 | 0 | 0 | 0 | 0 | 0 | 0 | 0 | #N/A | #N/A | #N/A | #N/A | #N/A | #N/A | #N/A | 0 | 0 | 0 | #DIV/0!
[19 empty] | 0 | 0 | 0 | 0% | 0 | 0 | 0 | 0 | 0 | 0 | 0 | 0 | #N/A | #N/A | #N/A | #N/A | #N/A | #N/A | #N/A | 0 | 0 | 0 | #DIV/0!
[19 empty] | 0 | 0 | 0 | 0% | 0 | 0 | 0 | 0 | 0 | 0 | 0 | 0 | #N/A | #N/A | #N/A | #N/A | #N/A | #N/A | #N/A | 0 | 0 | 0 | #DIV/0!
[19 empty] | 0 | 0 | 0 | 0% | 0 | 0 | 0 | 0 | 0 | 0 | 0 | 0 | #N/A | #N/A | #N/A | #N/A | #N/A | #N/A | #N/A | 0 | 0 | 0 | #DIV/0!
[19 empty] | 0 | 0 | 0 | 0% | 0 | 0 | 0 | 0 | 0 | 0 | 0 | 0 | #N/A | #N/A | #N/A | #N/A | #N/A | #N/A | #N/A | 0 | 0 | 0 | #DIV/0!
[19 empty] | 0 | 0 | 0 | 0% | 0 | 0 | 0 | 0 | 0 | 0 | 0 | 0 | #N/A | #N/A | #N/A | #N/A | #N/A | #N/A | #N/A | 0 | 0 | 0 | #DIV/0!
[19 empty] | 0 | 0 | 0 | 0% | 0 | 0 | 0 | 0 | 0 | 0 | 0 | 0 | #N/A | #N/A | #N/A | #N/A | #N/A | #N/A | #N/A | 0 | 0 | 0 | #DIV/0!
[19 empty] | 0 | 0 | 0 | 0% | 0 | 0 | 0 | 0 | 0 | 0 | 0 | 0 | #N/A | #N/A | #N/A | #N/A | #N/A | #N/A | #N/A | 0 | 0 | 0 | #DIV/0!
[19 empty] | 0 | 0 | 0 | 0% | 0 | 0 | 0 | 0 | 0 | 0 | 0 | 0 | #N/A | #N/A | #N/A | #N/A | #N/A | #N/A | #N/A | 0 | 0 | 0 | #DIV/0!
[19 empty] | 0 | 0 | 0 | 0% | 0 | 0 | 0 | 0 | 0 | 0 | 0 | 0 | #N/A | #N/A | #N/A | #N/A | #N/A | #N/A | #N/A | 0 | 0 | 0 | #DIV/0!
[19 empty] | 0 | 0 | 0 | 0% | 0 | 0 | 0 | 0 | 0 | 0 | 0 | 0 | #N/A | #N/A | #N/A | #N/A | #N/A | #N/A | #N/A | 0 | 0 | 0 | #DIV/0!
[19 empty] | 0 | 0 | 0 | 0% | 0 | 0 | 0 | 0 | 0 | 0 | 0 | 0 | #N/A | #N/A | #N/A | #N/A | #N/A | #N/A | #N/A | 0 | 0 | 0 | #DIV/0!
[19 empty] | 0 | 0 | 0 | 0% | 0 | 0 | 0 | 0 | 0 | 0 | 0 | 0 | #N/A | #N/A | #N/A | #N/A | #N/A | #N/A | #N/A | 0 | 0 | 0 | #DIV/0!
[19 empty] | 0 | 0 | 0 | 0% | 0 | 0 | 0 | 0 | 0 | 0 | 0 | 0 | #N/A | #N/A | #N/A | #N/A | #N/A | #N/A | #N/A | 0 | 0 | 0 | #DIV/0!
[19 empty] | 0 | 0 | 0 | 0% | 0 | 0 | 0 | 0 | 0 | 0 | 0 | 0 | #N/A | #N/A | #N/A | #N/A | #N/A | #N/A | #N/A | 0 | 0 | 0 | #DIV/0!
[19 empty] | 0 | 0 | 0 | 0% | 0 | 0 | 0 | 0 | 0 | 0 | 0 | 0 | #N/A | #N/A | #N/A | #N/A | #N/A | #N/A | #N/A | 0 | 0 | 0 | #DIV/0!
[19 empty] | 0 | 0 | 0 | 0% | 0 | 0 | 0 | 0 | 0 | 0 | 0 | 0 | #N/A | #N/A | #N/A | #N/A | #N/A | #N/A | #N/A | 0 | 0 | 0 | #DIV/0!
[19 empty] | 0 | 0 | 0 | 0% | 0 | 0 | 0 | 0 | 0 | 0 | 0 | 0 | #N/A | #N/A | #N/A | #N/A | #N/A | #N/A | #N/A | 0 | 0 | 0 | #DIV/0!
[19 empty] | 0 | 0 | 0 | 0% | 0 | 0 | 0 | 0 | 0 | 0 | 0 | 0 | #N/A | #N/A | #N/A | #N/A | #N/A | #N/A | #N/A | 0 | 0 | 0 | #DIV/0!
[19 empty] | 0 | 0 | 0 | 0% | 0 | 0 | 0 | 0 | 0 | 0 | 0 | 0 | #N/A | #N/A | #N/A | #N/A | #N/A | #N/A | #N/A | 0 | 0 | 0 | #DIV/0!
[19 empty] | 0 | 0 | 0 | 0% | 0 | 0 | 0 | 0 | 0 | 0 | 0 | 0 | #N/A | #N/A | #N/A | #N/A | #N/A | #N/A | #N/A | 0 | 0 | 0 | #DIV/0!
[19 empty] | 0 | 0 | 0 | 0% | 0 | 0 | 0 | 0 | 0 | 0 | 0 | 0 | #N/A | #N/A | #N/A | #N/A | #N/A | #N/A | #N/A | 0 | 0 | 0 | #DIV/0!

## Web-Enabled Thermostats {E}
Rtn to Summary |  | Order Number | Program Name | Discount Rate: | 6.97% | [9 empty] | Paste in incentives but use DBtC for Total
| Program: | 18230023 | Web Enabled Thermostats {E}
| paste |  |  | paste | paste | paste | paste | paste | paste | paste | paste | paste | paste | Paste | paste | paste | paste | paste | Formula: G + H | Formula: (O/A10)*T | Formula: N - M | Formula: O/A10 | Formula: W*A8 | Formula: Q - P | Formula: X + DBtC | Formula: Q + X | Formula: Z/(1+ElecDiscountRate)^1 | Formula: AA/(1+ElecDiscountRate)^1 | Formula: -PV (ElecDiscount Rate,T,R)*J | Formula: - PV (ElecDiscount Rate, T, S)*J |  | AF*J*K |  | AH*J*L | AG + AI |  | AG +AI -AK | formula: Logic to lookup from AC tables and adjust by savings and quantity | Formula: Utility Savings (AM)*1.1+AD+AE | formula: AM/AB | formula: AN/AC
| Sch. No. | Order Number | Program Name | Measure Version | Measure Name | First Period Measure Life | Second period Measure Life | Electric End-Use Type | Number of units offered | Savings per Unit Period 1 | Savngs per Unit Period 2 | Incentives Per Unit | Incremental Measure Cost per Unit | Total First Year Savings | Total Incentive | Total Incremental Measure Cost | Unit First Year Non-Energy Benefits | Unit Annual Net Equipment O&M | Total Measure Life | Weighted Life | Agency or Customer Cost per Unit | Percent Unit overhead | Program Overhead Cost | Total Customer Cost | Total Utility Program Costs | Total Resource Cost | PV Total Utility Program Costs | PV Total Resource Costs | PV Total Non-Energy Benefits | PV Total Net Equipment O&M | Unit PV First period Savings for 1 kWh | Total First Period Savings | Unit PV Savings for Second Period for 1 kWh | Total Second period Savings | Unadjusted Total | Decrement | Final UC Total Savings | PV Total Savings UC | PV Total Savings TRC | UC B/C Ratio | TRC B/C Ratio
DBTC: | E214 | 18230023 | Web Enabled Thermostats {E} | 10736-3 | WET: Thermostat - Web Enabled - Retail - kWh | 12 |  | SF Heat Pump | 410 | 899 |  | 75 | 145.28 | 368590 | 30750 | 59564.8 | 0 | 0 | 12 | 1.8276 | 70.28 | 15.23% | 23800.2513 | 28814.8 | 103808.2356 | 83365.0513 | 97044.2513 | 77933.1133 | 0 | 0 | 1.1593 | 427300.878 | 1.1593 | 0 | 427300.878 | 0 | 427300.878 | 427300.878 | 470030.9658 | 4.4032 | 6.0312
525324.19 | E214 | 18230023 | Web Enabled Thermostats {E} | 10736-4 | WET: Thermostat - Web Enabled - Retail - kWh | 11 |  | SF Space Heat | 11 | 502 |  | 75 | 151.83 | 5522 | 825 | 1670.13 | 0 | 0 | 11 | 0.025099 | 76.83 | 0.2282% | 356.5615 | 845.13 | 1555.1943 | 2026.6915 | 1453.8603 | 1894.6354 | 0 | 0 | 1.0686 | 5900.5643 | 1.0686 | 0 | 5900.5643 | 0 | 5900.5643 | 5900.5643 | 6490.6207 | 4.0585 | 3.4258
Program Costs: | E214 | 18230023 | Web Enabled Thermostats {E} | 10737-3 | WET: Thermostat - Web Enabled - Retail - Therm | 12 |  | SF Space Heat | 459 |  |  |  |  | 0 | 0 | 0 | 0 | 0 | 12 | 0 | 0 | 0% | 0 | 0 | 0 | 0 | 0 | 0 | 0 | 0 | 1.1538 | 0 | 1.1538 | 0 | 0 | 0 | 0 | 0 | 0 | 0 | #DIV/0!
156270 | E214 | 18230023 | Web Enabled Thermostats {E} | 10737-4 | WET: Thermostat - Web Enabled - Retail - Therm | 11 |  | SF Space Heat | 25 |  |  |  |  | 0 | 0 | 0 | 0 | 0 | 11 | 0 | 0 | 0% | 0 | 0 | 0 | 0 | 0 | 0 | 0 | 0 | 1.0686 | 0 | 1.0686 | 0 | 0 | 0 | 0 | 0 | 0 | 0 | #DIV/0!
Total Savings (kWh): | E214 | 18230023 | Web Enabled Thermostats {E} | 12305-1 | WET: Thermostat - Web Enabled - Retail - NQC |  |  |  | 33 | 0 |  | 75 | 145.28 | 0 | 900 | 4794.24 | 0 | 0 | 0 | 0 | 70.28 | 0% | 0 | 3894.24 | 0 | 4794.24 | 0 | 4481.8547 | 0 | 0 | #N/A | #N/A | #N/A | #N/A | #N/A | #N/A | #N/A | 0 | 0 | 0 | 0
2420124 | E214 | 18230023 | Web Enabled Thermostats {E} | 12305-3 | WET: Thermostat - Web Enabled - Retail - NQC |  |  | SF Space Heat | 6 | 0 |  | 0 | 0 | 0 | 450 | 0 | 0 | 0 | 0 | 0 | 0 | 0% | 0 | -450 | 0 | 0 | 0 | 0 | 0 | 0 | SF Space Heat | #VALUE! | SF Space Heat | #VALUE! | #VALUE! | #VALUE! | #VALUE! | 0 | 0 | 0 | #DIV/0!
Total Incentives: | E214 | 18230023 | Web Enabled Thermostats {E} | 12736-1 | Thermostat - Smart - EH - Res | 11 |  | SF Space Heat | 360 | 506 |  | 75 | 172.38 | 182160 | 26991.5 | 62056.8 | 0 | 0 | 11 | 0.82796 | 97.38 | 7.527% | 11762.2664 | 35065.3 | 51302.8248 | 73819.0664 | 47960.012 | 69009.13 | 0 | 0 | 1.0686 | 194648.0977 | 1.0686 | 0 | 194648.0977 | 0 | 194648.0977 | 194648.0977 | 214112.9075 | 4.0585 | 3.1027
499545.88 | E214 | 18230023 | Web Enabled Thermostats {E} | 12736-2 | Thermostat - Smart - EH - Res | 11 |  | SF Space Heat | 3324 | 508 |  | 75 | 189 | 1688592 | 249054.38 | 628236 | 0 | 0 | 11 | 7.675 | 114 | 69.77% | 109034.1949 | 379181.62 | 475568.3992 | 737270.1949 | 444581.0967 | 689230.8076 | 0 | 0 | 1.0686 | 1804354.527 | 1.0686 | 0 | 1804354.527 | 0 | 1804354.527 | 1804354.527 | 1984789.9797 | 4.0585 | 2.8797
Total Customer Costs: | E214 | 18230023 | Web Enabled Thermostats {E} | 12738-1 | Thermostat - Smart - GH - Res | 11 |  | SF Space Heat | 1977 |  |  |  |  | 0 | 0 | 0 | 0 | 0 | 11 | 0 | 0 | 0% | 0 | 0 | 0 | 0 | 0 | 0 | 0 | 0 | 1.0686 | 0 | 1.0686 | 0 | 0 | 0 | 0 | 0 | 0 | 0 | #DIV/0!
510776.09 | E214 | 18230023 | Web Enabled Thermostats {E} | 12738-2 | Thermostat - Smart - GH - Res | 11 |  | SF Space Heat | 10704 |  |  |  |  | 0 | 0 | 0 | 0 | 0 | 11 | 0 | 0 | 0% | 0 | 0 | 0 | 0 | 0 | 0 | 0 | 0 | 1.0686 | 0 | 1.0686 | 0 | 0 | 0 | 0 | 0 | 0 | 0 | #DIV/0!
Weighted Avg Life | E214 | 18230023 | Web Enabled Thermostats {E} | 12972-1 | Thermostat - ELV - Smart - SF or MH or DX | 15 |  | SF Space Heat | 2540 | 69 |  | 75 | 100 | 175260 | 190575 | 254000 | 0 | 0 | 15 | 1.0863 | 25 | 7.242% | 11316.726 | 63425 | 49359.536 | 265316.726 | 46143.3449 | 248029.0979 | 0 | 0 | 1.3893 | 243495.2713 | 1.3893 | 0 | 243495.2713 | 0 | 243495.2713 | 243495.2713 | 267844.7985 | 5.2769 | 1.0799
11.442 | [18 empty] | 0 | 0 | 0 | 0% | 0 | 0 | 0 | 0 | 0 | 0 | 0 | 0 | #N/A | #N/A | #N/A | #N/A | #N/A | #N/A | #N/A | 0 | 0 | 0 | #DIV/0!
Total Utility Cost | [18 empty] | 0 | 0 | 0 | 0% | 0 | 0 | 0 | 0 | 0 | 0 | 0 | 0 | #N/A | #N/A | #N/A | #N/A | #N/A | #N/A | #N/A | 0 | 0 | 0 | #DIV/0!
681594.19 | [18 empty] | 0 | 0 | 0 | 0% | 0 | 0 | 0 | 0 | 0 | 0 | 0 | 0 | #N/A | #N/A | #N/A | #N/A | #N/A | #N/A | #N/A | 0 | 0 | 0 | #DIV/0!
Total Resource Cost | [18 empty] | 0 | 0 | 0 | 0% | 0 | 0 | 0 | 0 | 0 | 0 | 0 | 0 | #N/A | #N/A | #N/A | #N/A | #N/A | #N/A | #N/A | 0 | 0 | 0 | #DIV/0!
1166591.97 | [18 empty] | 0 | 0 | 0 | 0% | 0 | 0 | 0 | 0 | 0 | 0 | 0 | 0 | #N/A | #N/A | #N/A | #N/A | #N/A | #N/A | #N/A | 0 | 0 | 0 | #DIV/0!
UC B/C Ratio | [18 empty] | 0 | 0 | 0 | 0% | 0 | 0 | 0 | 0 | 0 | 0 | 0 | 0 | #N/A | #N/A | #N/A | #N/A | #N/A | #N/A | #N/A | 0 | 0 | 0 | #DIV/0!
4.1993 | [18 empty] | 0 | 0 | 0 | 0% | 0 | 0 | 0 | 0 | 0 | 0 | 0 | 0 | #N/A | #N/A | #N/A | #N/A | #N/A | #N/A | #N/A | 0 | 0 | 0 | #DIV/0!
TRC B/C Ratio | [18 empty] | 0 | 0 | 0 | 0% | 0 | 0 | 0 | 0 | 0 | 0 | 0 | 0 | #N/A | #N/A | #N/A | #N/A | #N/A | #N/A | #N/A | 0 | 0 | 0 | #DIV/0!
2.6988 | [18 empty] | 0 | 0 | 0 | 0% | 0 | 0 | 0 | 0 | 0 | 0 | 0 | 0 | #N/A | #N/A | #N/A | #N/A | #N/A | #N/A | #N/A | 0 | 0 | 0 | #DIV/0!

## Residential Showerheads {E}
Rtn to Summary |  | Order Number | Program Name | Discount Rate: | 6.97% | [9 empty] | Paste in incentives but use DBtC for Total
| Program: | 18230435 | Residential Showerheads {E}
| paste |  |  | paste | paste | paste | paste | paste | paste | paste | paste | paste | paste | Paste | paste | paste | paste | paste | Formula: G + H | Formula: (O/A10)*T | Formula: N - M | Formula: O/A10 | Formula: W*A8 | Formula: Q - P | Formula: X + DBtC | Formula: Q + X | Formula: Z/(1+ElecDiscountRate)^1 | Formula: AA/(1+ElecDiscountRate)^1 | Formula: -PV (ElecDiscount Rate,T,R)*J | Formula: - PV (ElecDiscount Rate, T, S)*J |  | AF*J*K |  | AH*J*L | AG + AI |  | AG +AI -AK | formula: Logic to lookup from AC tables and adjust by savings and quantity | Formula: Utility Savings (AM)*1.1+AD+AE | formula: AM/AB | formula: AN/AC
| Sch. No. | Order Number | Program Name | Measure Version | Measure Name | First Period Measure Life | Second period Measure Life | Electric End-Use Type | Number of units offered | Savings per Unit Period 1 | Savngs per Unit Period 2 | Incentives Per Unit | Incremental Measure Cost per Unit | Total First Year Savings | Total Incentive | Total Incremental Measure Cost | Unit First Year Non-Energy Benefits | Unit Annual Net Equipment O&M | Total Measure Life | Weighted Life | Agency or Customer Cost per Unit | Percent Unit overhead | Program Overhead Cost | Total Customer Cost | Total Utility Program Costs | Total Resource Cost | PV Total Utility Program Costs | PV Total Resource Costs | PV Total Non-Energy Benefits | PV Total Net Equipment O&M | Unit PV First period Savings for 1 kWh | Total First Period Savings | Unit PV Savings for Second Period for 1 kWh | Total Second period Savings | Unadjusted Total | Decrement | Final UC Total Savings | PV Total Savings UC | PV Total Savings TRC | UC B/C Ratio | TRC B/C Ratio
DBTC: | E214 | 18230435 | Residential Showerheads {E} | 12671-1 | Showerhead - 1.5 gpm or less - RP - Any WH - Res - C | 3 | 7 | Res Water Heat | 1 | 74.8 | 44.7 | 7 | 3.71 | 74.8 | 7 | 3.71 | 8.88 | 0 | 10 | 0.010361 | -3.29 | 0.1036% | 62.2813 | -3.29 | 83.8494 | 65.9913 | 78.3859 | 61.6914 | 62.456 | 0 | 0.23376 | 17.4853 | 0.74487 | 33.2958 | 50.7812 | 10.4491 | 40.3321 | 40.3321 | 106.8212 | 0.51453 | 1.7315
20815.7 | E214 | 18230435 | Residential Showerheads {E} | 12672-1 | Showerhead - 1.51 to 1.8 gpm - RP - Any WH - Res - C | 3 | 7 | Res Water Heat | 557 | 56.2 | 22.9 | 7 | 3.71 | 31303.4 | 3899 | 2066.47 | 5.34 | 0 | 10 | 4.3362 | -3.29 | 43.36% | 26064.4047 | -1832.53 | 35090.5283 | 28130.8747 | 32804.0837 | 26297.9103 | 20919.8016 | 0 | 0.23376 | 7317.5221 | 0.74487 | 9501.0827 | 16818.6048 | 2981.6949 | 13836.9098 | 13836.9098 | 36140.4024 | 0.4218 | 1.3743
Program Costs: | E214 | 18230435 | Residential Showerheads {E} | 12673-1 | Showerhead - 1.81 to 2.0 gpm - RP - Any WH - Res - C | 3 | 7 | Res Water Heat | 68 | 39.4 | 6.8 | 3.5 | 3.71 | 2679.2 | 238 | 252.28 | 2.51 | 0 | 10 | 0.37113 | 0.21 | 3.711% | 2230.8041 | 14.28 | 3003.3333 | 2483.0841 | 2807.6407 | 2321.2902 | 1200.4491 | 0 | 0.23376 | 626.2932 | 0.74487 | 344.4294 | 970.7226 | 108.0912 | 862.6314 | 862.6314 | 2149.3436 | 0.30724 | 0.92593
60108.73 | E214 | 18230435 | Residential Showerheads {E} | 12674-1 | Showerhead - 1.5 gpm or less - RP - Any WH - Res - EO | 3 | 7 | Res Water Heat | 5 | 87.4 | 51.9 | 10 | 5.29 | 437 | 50 | 26.45 | 8.88 | 0 | 10 | 0.060534 | -4.71 | 0.6053% | 363.8629 | -23.55 | 489.8689 | 390.3129 | 457.9498 | 364.8807 | 312.2799 | 0 | 0.23376 | 102.1537 | 0.74487 | 193.2946 | 295.4483 | 60.661 | 234.7872 | 234.7872 | 570.5459 | 0.51269 | 1.5637
Total Savings (kWh): | E214 | 18230435 | Residential Showerheads {E} | 12675-1 | Showerhead - 1.51 to 1.8 gpm - RP - Any WH - Res - EO | 3 | 7 | Res Water Heat | 175 | 65.7 | 26.5 | 10 | 5.29 | 11497.5 | 1750 | 925.75 | 5.34 | 0 | 10 | 1.5927 | -4.71 | 15.93% | 9573.257 | -824.25 | 12888.4833 | 10499.007 | 12048.6897 | 9814.9079 | 6572.6486 | 0 | 0.23376 | 2687.67 | 0.74487 | 3454.35 | 6142.0201 | 1084.0678 | 5057.9522 | 5057.9522 | 12136.3961 | 0.41979 | 1.2365
72190.7 | E214 | 18230435 | Residential Showerheads {E} | 12676-1 | Showerhead - 1.81 to 2.0 gpm - RP - Any WH - Res - EO | 3 | 7 | Res Water Heat | 32 | 46.1 | 6.8 | 5 | 5.29 | 1475.2 | 160 | 169.28 | 2.51 | 0 | 10 | 0.20435 | 0.29 | 2.043% | 1228.3078 | 9.28 | 1653.6717 | 1397.5878 | 1545.921 | 1306.5231 | 564.9172 | 0 | 0.23376 | 344.8446 | 0.74487 | 162.0844 | 506.929 | 50.8664 | 456.0626 | 456.0626 | 1066.5861 | 0.29501 | 0.81635
Total Incentives: | E214 | 18230435 | Residential Showerheads {E} | 12688-1 | Adapter - w Thermostatic Restrictor - for Showerhead - 1.5 gpm - RP - Res - C | 10 |  | Res Water Heat | 32 | 11.1 |  | 3.5 | 12 | 355.2 | 112 | 384 | 3.16 | 0 | 10 | 0.049203 | 8.5 | 0.492% | 295.7531 | 272 | 398.1726 | 679.7531 | 372.2283 | 635.4614 | 711.2105 | 0 | 0.74487 | 264.579 | 0.74487 | 0 | 264.579 | 0 | 264.579 | 264.579 | 1002.2474 | 0.7108 | 1.5772
16998.5 | E214 | 18230435 | Residential Showerheads {E} | 12689-1 | Adapter - w Thermostatic Restrictor - for Showerhead - 1.5 gpm - RP - Res - EO | 10 |  | Res Water Heat | 9 | 13.1 |  | 5 | 17.14 | 117.9 | 45 | 154.26 | 3.16 | 0 | 10 | 0.016332 | 12.14 | 0.1633% | 98.168 | 109.26 | 132.1637 | 252.428 | 123.5521 | 235.9802 | 200.028 | 0 | 0.74487 | 87.8206 | 0.74487 | 0 | 87.8206 | 0 | 87.8206 | 87.8206 | 296.6306 | 0.7108 | 1.257
Total Customer Costs: | E214 | 18230435 | Residential Showerheads {E} | 12694-2 | Showerhead - w Thermostatic Restrictor - 1.5 gpm - RP - Res - GO | 10 |  | Res Water Heat | 2 |  |  |  |  | 0 | 0 | 0 | 19.27 | 0 | 10 | 0 | 0 | 0% | 0 | 0 | 0 | 0 | 0 | 0 | 271.0646 | 0 | 0.74487 | 0 | 0.74487 | 0 | 0 | 0 | 0 | 0 | 271.0646 | 0 | #DIV/0!
1107 | E214 | 18230435 | Residential Showerheads {E} | 12696-1 | Showerhead - w Thermostatic Restrictor - 1.5 gpm - RP - Res - C | 10 |  | Res Water Heat | 178 | 61.3 |  | 21 | 14.03 | 10911.4 | 4005 | 2497.34 | 19.27 | 0 | 10 | 1.5115 | -6.97 | 15.11% | 9085.2478 | -1507.66 | 12231.4762 | 11582.5878 | 11434.4921 | 10827.8842 | 24124.7502 | 0 | 0.74487 | 8127.6108 | 0.74487 | 0 | 8127.6108 | 0 | 8127.6108 | 8127.6108 | 33065.122 | 0.7108 | 3.0537
Weighted Avg Life | E214 | 18230435 | Residential Showerheads {E} | 12697-1 | Showerhead - w Thermostatic Restrictor - 1.5 gpm - RP - Res - EO | 10 |  | Res Water Heat | 59 | 72.2 |  | 30 | 20.04 | 4259.8 | 1770 | 1182.36 | 19.27 | 0 | 10 | 0.59008 | -9.96 | 5.901% | 3546.8719 | -587.64 | 4775.1565 | 4729.2319 | 4464.0146 | 4421.0825 | 7996.406 | 0 | 0.74487 | 3173.0114 | 0.74487 | 0 | 3173.0114 | 0 | 3173.0114 | 3173.0114 | 11486.7185 | 0.7108 | 2.5982
10 | E214 | 18230435 | Residential Showerheads {E} | 13013-1 | Adapter - w Thermostatic Restrictor - for Showerhead - RP - Res - C | 10 |  | Res Water Heat | 589 | 11.1 |  | 3.5 | 12 | 6537.9 | 3272.5 | 7068 | 3.72 | 0 | 10 | 0.90564 | 8.5 | 9.056% | 5443.7049 | 3795.5 | 7328.8641 | 12511.7049 | 6851.3267 | 11696.4615 | 15410.5927 | 0 | 0.74487 | 4869.9073 | 0.74487 | 0 | 4869.9073 | 0 | 4869.9073 | 4869.9073 | 20767.4907 | 0.7108 | 1.7755
Total Utility Cost | E214 | 18230435 | Residential Showerheads {E} | 13014-1 | Adapter - w Thermostatic Restrictor - for Showerhead - RP - Res - EO | 10 |  | Res Water Heat | 194 | 13.1 |  | 5 | 17.4 | 2541.4 | 1690 | 3375.6 | 3.72 | 0 | 10 | 0.35204 | 12.4 | 3.52% | 2116.0666 | 1685.6 | 2848.8621 | 5491.6666 | 2663.2346 | 5133.8381 | 5075.8149 | 0 | 0.74487 | 1893.0211 | 0.74487 | 0 | 1893.0211 | 0 | 1893.0211 | 1893.0211 | 7158.1381 | 0.7108 | 1.3943
80924.43 | E214 | 18230435 | Residential Showerheads {E} | 13015-1 | Adapter - w Thermostatic Restrictor - for Showerhead - RP - Res - GO | 10 |  | Res Water Heat | 349 |  |  |  |  | 0 | 0 | 0 | 3.72 | 0 | 10 | 0 | 0 | 0% | 0 | 0 | 0 | 0 | 0 | 0 | 9131.2341 | 0 | 0.74487 | 0 | 0.74487 | 0 | 0 | 0 | 0 | 0 | 9131.2341 | 0 | #DIV/0!
Total Resource Cost | [18 empty] | 0 | 0 | 0 | 0% | 0 | 0 | 0 | 0 | 0 | 0 | 0 | 0 | #N/A | #N/A | #N/A | #N/A | #N/A | #N/A | #N/A | 0 | 0 | 0 | #DIV/0!
78214.23 | [18 empty] | 0 | 0 | 0 | 0% | 0 | 0 | 0 | 0 | 0 | 0 | 0 | 0 | #N/A | #N/A | #N/A | #N/A | #N/A | #N/A | #N/A | 0 | 0 | 0 | #DIV/0!
UC B/C Ratio | [18 empty] | 0 | 0 | 0 | 0% | 0 | 0 | 0 | 0 | 0 | 0 | 0 | 0 | #N/A | #N/A | #N/A | #N/A | #N/A | #N/A | #N/A | 0 | 0 | 0 | #DIV/0!
0.51426 | [18 empty] | 0 | 0 | 0 | 0% | 0 | 0 | 0 | 0 | 0 | 0 | 0 | 0 | #N/A | #N/A | #N/A | #N/A | #N/A | #N/A | #N/A | 0 | 0 | 0 | #DIV/0!
TRC B/C Ratio | [18 empty] | 0 | 0 | 0 | 0% | 0 | 0 | 0 | 0 | 0 | 0 | 0 | 0 | #N/A | #N/A | #N/A | #N/A | #N/A | #N/A | #N/A | 0 | 0 | 0 | #DIV/0!
1.8511 | [18 empty] | 0 | 0 | 0 | 0% | 0 | 0 | 0 | 0 | 0 | 0 | 0 | 0 | #N/A | #N/A | #N/A | #N/A | #N/A | #N/A | #N/A | 0 | 0 | 0 | #DIV/0!

## SF Existing Weatherization {E}
Rtn to Summary |  | Order Number | Program Name | Discount Rate: | 6.97% | [9 empty] | Paste in incentives but use DBtC for Total
| Program: | 18230627 | SF Existing Weatherization {E}
| paste |  |  | paste | paste | paste | paste | paste | paste | paste | paste | paste | paste | Paste | paste | paste | paste | paste | Formula: G + H | Formula: (O/A10)*T | Formula: N - M | Formula: O/A10 | Formula: W*A8 | Formula: Q - P | Formula: X + DBtC | Formula: Q + X | Formula: Z/(1+ElecDiscountRate)^1 | Formula: AA/(1+ElecDiscountRate)^1 | Formula: -PV (ElecDiscount Rate,T,R)*J | Formula: - PV (ElecDiscount Rate, T, S)*J |  | AF*J*K |  | AH*J*L | AG + AI |  | AG +AI -AK | formula: Logic to lookup from AC tables and adjust by savings and quantity | Formula: Utility Savings (AM)*1.1+AD+AE | formula: AM/AB | formula: AN/AC
| Sch. No. | Order Number | Program Name | Measure Version | Measure Name | First Period Measure Life | Second period Measure Life | Electric End-Use Type | Number of units offered | Savings per Unit Period 1 | Savngs per Unit Period 2 | Incentives Per Unit | Incremental Measure Cost per Unit | Total First Year Savings | Total Incentive | Total Incremental Measure Cost | Unit First Year Non-Energy Benefits | Unit Annual Net Equipment O&M | Total Measure Life | Weighted Life | Agency or Customer Cost per Unit | Percent Unit overhead | Program Overhead Cost | Total Customer Cost | Total Utility Program Costs | Total Resource Cost | PV Total Utility Program Costs | PV Total Resource Costs | PV Total Non-Energy Benefits | PV Total Net Equipment O&M | Unit PV First period Savings for 1 kWh | Total First Period Savings | Unit PV Savings for Second Period for 1 kWh | Total Second period Savings | Unadjusted Total | Decrement | Final UC Total Savings | PV Total Savings UC | PV Total Savings TRC | UC B/C Ratio | TRC B/C Ratio
DBTC: | E214 | 18230627 | SF Existing Weatherization {E} | 10705-5 | SFWIN: Windows - Single Pane - to U30 - FAF | 45 |  | SF Space Heat | 3677.94 | 15.8 |  | 50 | 20.5 | 58111.46 | 7950 | 75397.76 | 0.26 | 0 | 45 | 1.9684 | -29.5 | 4.374% | 6476.268 | 67447.76 | 43568.0141 | 81874.028 | 40729.1896 | 76539.2428 | 13058.1799 | 0 | 3.4276 | 199185.2656 | 3.4276 | 0 | 199185.2656 | 0 | 199185.2656 | 199185.2656 | 232161.9721 | 4.8905 | 3.0332
847949.52 | E214 | 18230627 | SF Existing Weatherization {E} | 10705-6 | SFWIN: Windows - Single Pane - to U30 - FAF | 45 |  | SF Space Heat | 11836.26 | 4.67 |  | 50 | 22.6 | 55244.55 | 31850 | 267499.59 | 0 | 0 | 45 | 1.8713 | -27.4 | 4.158% | 6156.7634 | 235649.59 | 41418.6003 | 273656.3534 | 38719.8283 | 255825.3281 | 0 | 0 | 3.4276 | 189464.0686 | 3.4276 | 0 | 189464.0686 | 0 | 189464.0686 | 189464.0686 | 208410.4754 | 4.8932 | 0.81466
Program Costs: | E214 | 18230627 | SF Existing Weatherization {E} | 10706-5 | SFWIN: Windows - Single Pane - to U30 - HP | 45 |  | SF Space Heat | 3002.99 | 6.99 |  | 50 | 20.5 | 20990.91 | 7850 | 61561.29 | 0.11 | 0 | 45 | 0.71103 | -29.5 | 1.58% | 2339.3451 | 53711.29 | 15737.5544 | 63900.6351 | 14712.1197 | 59736.9684 | 4510.7757 | 0 | 3.4276 | 71949.2952 | 3.4276 | 0 | 71949.2952 | 0 | 71949.2952 | 71949.2952 | 83655.0004 | 4.8905 | 1.4004
148053.11 | E214 | 18230627 | SF Existing Weatherization {E} | 10706-6 | SFWIN: Windows - Single Pane - to U30 - HP | 45 |  | SF Space Heat | 11473.98 | 2.9 |  | 50 | 22.6 | 33267.68 | 31300 | 259311.95 | 0 | 0 | 45 | 1.1269 | -27.4 | 2.504% | 3707.5374 | 228011.95 | 24941.8402 | 263019.4874 | 23316.6685 | 245881.5438 | 0 | 0 | 3.4276 | 114053.2246 | 3.4276 | 0 | 114053.2246 | 0 | 114053.2246 | 114053.2246 | 125458.5471 | 4.8915 | 0.51024
Total Savings (kWh): | E214 | 18230627 | SF Existing Weatherization {E} | 10707-5 | SFWIN: Windows - Single Pane - to U30 - Zonal | 45 |  | SF Space Heat | 4802.17 | 8.92 |  | 50 | 20.5 | 42835.34 | 14000 | 98444.5 | 0.15 | 0 | 45 | 1.451 | -29.5 | 3.224% | 4773.8113 | 84444.5 | 32115.02 | 103218.3113 | 30022.4549 | 96492.7655 | 9836.3381 | 0 | 3.4276 | 146824.2756 | 3.4276 | 0 | 146824.2756 | 0 | 146824.2756 | 146824.2756 | 171343.0412 | 4.8905 | 1.7757
1328478.43 | E214 | 18230627 | SF Existing Weatherization {E} | 10707-6 | SFWIN: Windows - Single Pane - to U30 - Zonal | 45 |  | SF Space Heat | 12633.28 | 4.43 |  | 50 | 22.6 | 56014.7 | 36250 | 285512.13 | 0 | 0 | 45 | 1.8974 | -27.4 | 4.216% | 6242.5933 | 249262.13 | 41996.0063 | 291754.7233 | 39259.6114 | 272744.4361 | 0 | 0 | 3.4276 | 191829.4714 | 3.4276 | 0 | 191829.4714 | 0 | 191829.4714 | 191829.4714 | 211012.4186 | 4.8862 | 0.77366
Total Incentives: | E214 | 18230627 | SF Existing Weatherization {E} | 10709-4 | SFWIN: Windows - Single Pane - to U30 - NG | 30 |  | SF Space Heat | 41 |  |  |  |  | 0 | 0 | 0 | 0.24 | 0 | 30 | 0 | 0 | 0% | 0 | 0 | 0 | 0 | 0 | 0 | 122.4739 | 0 | 2.3667 | 0 | 2.3667 | 0 | 0 | 0 | 0 | 0 | 122.4739 | 0 | #DIV/0!
842327 | E214 | 18230627 | SF Existing Weatherization {E} | 10709-5 | SFWIN: Windows - Single Pane - to U30 - NG | 45 |  | SF Space Heat | 35114.79 |  |  |  |  | 0 | 0 | 0 | 0 | 0 | 45 | 0 | 0 | 0% | 0 | 0 | 0 | 0 | 0 | 0 | 0 | 0 | 3.4276 | 0 | 3.4276 | 0 | 0 | 0 | 0 | 0 | 0 | 0 | #DIV/0!
Total Customer Costs: | E214 | 18230627 | SF Existing Weatherization {E} | 10709-6 | SFWIN: Windows - Single Pane - to U30 - NG | 45 |  | SF Space Heat | 124587.22 | 0.32 |  | 0 | 0 | 39656.03 | 0 | 0 | 0 | 0 | 45 | 1.3433 | 0 | 2.985% | 4419.4911 | 0 | 29731.3899 | 4419.4911 | 27794.1384 | 4131.5239 | 0 | 0 | 3.4276 | 136652.9324 | 3.4276 | 0 | 136652.9324 | 0 | 136652.9324 | 136652.9324 | 150318.2257 | 4.9166 | 36.3832
1873746.02 | E214 | 18230627 | SF Existing Weatherization {E} | 10719-4 | SFWIN: Windows - Single Pane - to U30 - Resistance - MH | 25 |  | SF Space Heat | 2958.74 | 9.98 |  | 200 | 17.81 | 29528.23 | 41366.72 | 52695.15 | 0.08 | 0 | 25 | 0.55568 | -182.19 | 2.223% | 3290.7921 | 11328.43 | 22138.2554 | 55985.9421 | 20695.7608 | 52337.9845 | 2765.8646 | 0 | 2.0508 | 60557.0934 | 2.0508 | 0 | 60557.0934 | 0 | 60557.0934 | 60557.0934 | 69378.6673 | 2.9261 | 1.3256
Weighted Avg Life | E214 | 18230627 | SF Existing Weatherization {E} | 10719-5 | SFWIN: Windows - Single Pane - to U30 - Resistance - MH | 25 |  | SF Space Heat | 5885.35 | 16.54 |  | 200 | 18.53 | 97316.02 | 78860.09 | 109055.52 | 0 | 0 | 25 | 1.8313 | -181.47 | 7.325% | 10845.4447 | 30195.43 | 72960.9226 | 119900.9647 | 68206.9015 | 112088.4031 | 0 | 0 | 2.0508 | 199634.4457 | 2.0508 | 0 | 199634.4457 | 0 | 199634.4457 | 199634.4457 | 219597.8902 | 2.9269 | 1.9591
36.3313 | E214 | 18230627 | SF Existing Weatherization {E} | 10721-4 | SFWIN: Windows - Single Pane - to U30 - NG - MH | 25 |  | SF Space Heat | 234.1 |  |  |  |  | 0 | 0 | 0 | 0 | 0 | 25 | 0 | 0 | 0% | 0 | 0 | 0 | 0 | 0 | 0 | 0 | 0 | 2.0508 | 0 | 2.0508 | 0 | 0 | 0 | 0 | 0 | 0 | 0 | #DIV/0!
Total Utility Cost | E214 | 18230627 | SF Existing Weatherization {E} | 10721-5 | SFWIN: Windows - Single Pane - to U30 - NG - MH | 25 |  | SF Space Heat | 1302.32 | 0.56 |  | 0 | 0 | 731.13 | 0 | 0 | 0 | 0 | 25 | 0.013759 | 0 | 0.05504% | 81.4812 | 0 | 548.1515 | 81.4812 | 512.4348 | 76.172 | 0 | 0 | 2.0508 | 1495.6618 | 2.0508 | 0 | 1495.6618 | 0 | 1495.6618 | 1495.6618 | 1645.228 | 2.9187 | 21.5988
996002.63 | E214 | 18230627 | SF Existing Weatherization {E} | 10912-5 | SFWX: Insulation - Attic - R0 to R49 - FAF | 45 |  | SF Space Heat | 13244 | 2.35 |  | 0.5 | 1.24 | 31123.4 | 6434.31 | 16422.56 | 0.04 | 0 | 45 | 1.0543 | 0.74 | 2.343% | 3468.5668 | 9988.25 | 23334.2052 | 19891.1268 | 21813.7844 | 18595.0517 | 7234.0886 | 0 | 3.4276 | 106679.8795 | 3.4276 | 0 | 106679.8795 | 0 | 106679.8795 | 106679.8795 | 124581.956 | 4.8905 | 6.6997
Total Resource Cost | E214 | 18230627 | SF Existing Weatherization {E} | 10912-6 | SFWX: Insulation - Attic - R0 to R49 - FAF | 45 |  | SF Space Heat | 15925 | 1.86 |  | 0.5 | 1.49 | 29623.68 | 7797.46 | 23728.25 | 0 | 0 | 45 | 1.0035 | 0.99 | 2.23% | 3301.4296 | 15930.79 | 22209.8173 | 27029.6796 | 20762.6599 | 25268.4674 | 0 | 0 | 3.4276 | 101528.476 | 3.4276 | 0 | 101528.476 | 0 | 101528.476 | 101528.476 | 111681.3236 | 4.89 | 4.4198
2864126.13 | E214 | 18230627 | SF Existing Weatherization {E} | 10913-5 | SFWX: Insulation - Attic - R0 to R49 - NG | 45 |  | SF Space Heat | 76334 |  |  |  |  | 0 | 0 | 0 | 0 | 0 | 45 | 0 | 0 | 0% | 0 | 0 | 0 | 0 | 0 | 0 | 0 | 0 | 3.4276 | 0 | 3.4276 | 0 | 0 | 0 | 0 | 0 | 0 | 0 | #DIV/0!
UC B/C Ratio | E214 | 18230627 | SF Existing Weatherization {E} | 10913-6 | SFWX: Insulation - Attic - R0 to R49 - NG | 45 |  | SF Space Heat | 287952 | 0.08 |  | 0 | 0 | 22892.48 | 0 | 0 | 0 | 0 | 45 | 0.77544 | 0 | 1.723% | 2551.2668 | 0 | 17163.2221 | 2551.2668 | 16044.893 | 2385.0302 | 0 | 0 | 3.4276 | 78959.7143 | 3.4276 | 0 | 78959.7143 | 0 | 78959.7143 | 78959.7143 | 86855.6858 | 4.9212 | 36.417
4.0311 | E214 | 18230627 | SF Existing Weatherization {E} | 10914-5 | SFWX: Insulation - Attic - R0 to R49 - HP | 45 |  | SF Space Heat | 4120 | 1.33 |  | 0.5 | 1.24 | 5479.6 | 2400 | 5108.8 | 0.02 | 0 | 45 | 0.18561 | 0.74 | 0.4125% | 610.6775 | 2708.8 | 4108.2308 | 5719.4775 | 3840.5448 | 5346.8051 | 1125.2056 | 0 | 3.4276 | 18782.1082 | 3.4276 | 0 | 18782.1082 | 0 | 18782.1082 | 18782.1082 | 21785.5246 | 4.8905 | 4.0745
TRC B/C Ratio | E214 | 18230627 | SF Existing Weatherization {E} | 10914-6 | SFWX: Insulation - Attic - R0 to R49 - HP | 45 |  | SF Space Heat | 13510 | 1.3 |  | 0.5 | 1.49 | 17577.86 | 6544.5 | 20129.9 | 0 | 0 | 45 | 0.59542 | 0.99 | 1.323% | 1958.9756 | 13585.4 | 13178.682 | 22088.8756 | 12319.9794 | 20649.5986 | 0 | 0 | 3.4276 | 60199.6801 | 3.4276 | 0 | 60199.6801 | 0 | 60199.6801 | 60199.6801 | 66219.6481 | 4.8863 | 3.2068
1.5662 | E214 | 18230627 | SF Existing Weatherization {E} | 10915-5 | SFWX: Insulation - Attic - R0 to R49 - Zonal | 45 |  | SF Space Heat | 5701 | 2.16 |  | 0.5 | 1.24 | 12314.16 | 3276.87 | 7069.24 | 0.04 | 0 | 45 | 0.41712 | 0.74 | 0.9269% | 1372.3593 | 3792.37 | 9232.3183 | 8441.5993 | 8630.7547 | 7891.5577 | 3113.9791 | 0 | 3.4276 | 42208.5346 | 3.4276 | 0 | 42208.5346 | 0 | 42208.5346 | 42208.5346 | 49543.3671 | 4.8905 | 6.278
| E214 | 18230627 | SF Existing Weatherization {E} | 10915-6 | SFWX: Insulation - Attic - R0 to R49 - Zonal | 45 |  | SF Space Heat | 21553 | 1.2 |  | 0.5 | 1.49 | 25934.73 | 12539.85 | 32113.97 | 0 | 0 | 45 | 0.8785 | 0.99 | 1.952% | 2890.3122 | 19574.12 | 19444.0939 | 35004.2822 | 18177.1467 | 32723.4572 | 0 | 0 | 3.4276 | 88651.167 | 3.4276 | 0 | 88651.167 | 0 | 88651.167 | 88651.167 | 97516.2837 | 4.8771 | 2.98
| E214 | 18230627 | SF Existing Weatherization {E} | 10916-5 | SFWX: Insulation - Attic - R11 to R49 - FAF | 45 |  | SF Space Heat | 9568 | 0.62 |  | 0.5 | 1.09 | 5932.16 | 4800 | 10429.12 | 0.01 | 0 | 45 | 0.20094 | 0.59 | 0.4465% | 661.1133 | 5629.12 | 4447.5295 | 11090.2333 | 4157.7353 | 10367.6108 | 1306.5494 | 0 | 3.4276 | 20333.322 | 3.4276 | 0 | 20333.322 | 0 | 20333.322 | 20333.322 | 23673.2036 | 4.8905 | 2.2834
| E214 | 18230627 | SF Existing Weatherization {E} | 10916-6 | SFWX: Insulation - Attic - R11 to R49 - FAF | 45 |  | SF Space Heat | 42780 | 0.44 |  | 0.5 | 1.24 | 18921.62 | 21000 | 53047.2 | 0 | 0 | 45 | 0.64094 | 0.74 | 1.424% | 2108.7318 | 32047.2 | 14186.1417 | 55155.9318 | 13261.7946 | 51562.0564 | 0 | 0 | 3.4276 | 64519.1948 | 3.4276 | 0 | 64519.1948 | 0 | 64519.1948 | 64519.1948 | 70971.1143 | 4.865 | 1.3764
| E214 | 18230627 | SF Existing Weatherization {E} | 10917-4 | SFWX: Insulation - Attic - R11 to R49 - NG | 45 |  | SF Space Heat | 93886 |  |  |  |  | 0 | 0 | 0 | 0 | 0 | 45 | 0 | 0 | 0% | 0 | 0 | 0 | 0 | 0 | 0 | 0 | 0 | 3.4276 | 0 | 3.4276 | 0 | 0 | 0 | 0 | 0 | 0 | 0 | #DIV/0!
| E214 | 18230627 | SF Existing Weatherization {E} | 10917-5 | SFWX: Insulation - Attic - R11 to R49 - NG | 45 |  | SF Space Heat | 419368 | 0.03 |  | 0 | 0 | 12035.97 | 0 | 0 | 0 | 0 | 45 | 0.4077 | 0 | 0.906% | 1341.3562 | 0 | 9023.7504 | 1341.3562 | 8435.7768 | 1253.9555 | 0 | 0 | 3.4276 | 43123.3037 | 3.4276 | 0 | 43123.3037 | 0 | 43123.3037 | 43123.3037 | 47435.6341 | 5.112 | 37.8288
| E214 | 18230627 | SF Existing Weatherization {E} | 10918-5 | SFWX: Insulation - Attic - R11 to R49 - HP | 45 |  | SF Space Heat | 11275 | 0.26 |  | 0.5 | 1.09 | 2931.5 | 5400 | 12289.75 | 0.02 | 0 | 45 | 0.0993 | 0.59 | 0.2207% | 326.7029 | 6889.75 | 2197.839 | 12616.4529 | 2054.6312 | 11794.3843 | 3079.2943 | 0 | 3.4276 | 10048.1331 | 3.4276 | 0 | 10048.1331 | 0 | 10048.1331 | 10048.1331 | 14132.2408 | 4.8905 | 1.1982
| E214 | 18230627 | SF Existing Weatherization {E} | 10918-6 | SFWX: Insulation - Attic - R11 to R49 - HP | 45 |  | SF Space Heat | 25388 | 0.33 |  | 0.5 | 1.24 | 8405.96 | 13088.43 | 31481.12 | 0 | 0 | 45 | 0.28474 | 0.74 | 0.6328% | 936.8075 | 18392.69 | 6302.2162 | 32417.9275 | 5891.5735 | 30305.6254 | 0 | 0 | 3.4276 | 28716.9235 | 3.4276 | 0 | 28716.9235 | 0 | 28716.9235 | 28716.9235 | 31588.6159 | 4.8742 | 1.0423
| E214 | 18230627 | SF Existing Weatherization {E} | 10919-4 | SFWX: Insulation - Attic - R11 to R49 - Zonal | 45 |  | SF Space Heat | 14052 | 0.44 |  | 0.5 | 1.09 | 6182.88 | 6600 | 15316.68 | 0.01 | 0 | 45 | 0.20943 | 0.59 | 0.4654% | 689.0549 | 8716.68 | 4635.5022 | 16005.7349 | 4333.4601 | 14962.826 | 1918.8578 | 0 | 3.4276 | 21192.7005 | 3.4276 | 0 | 21192.7005 | 0 | 21192.7005 | 21192.7005 | 25230.8283 | 4.8905 | 1.6862
| E214 | 18230627 | SF Existing Weatherization {E} | 10919-5 | SFWX: Insulation - Attic - R11 to R49 - Zonal | 45 |  | SF Space Heat | 30485 | 0.43 |  | 0.5 | 1.24 | 13227.45 | 17964.84 | 37801.4 | 0 | 0 | 45 | 0.44806 | 0.74 | 0.9957% | 1474.1414 | 19836.56 | 9917.0409 | 39275.5414 | 9270.8619 | 36716.4078 | 0 | 0 | 3.4276 | 44931.4193 | 3.4276 | 0 | 44931.4193 | 0 | 44931.4193 | 44931.4193 | 49424.5612 | 4.8465 | 1.3461
| E214 | 18230627 | SF Existing Weatherization {E} | 10920-3 | SFWX: Carbon Monoxide Detector | 5 |  | SF Space Heat | 42 |  |  |  |  | 0 | 0 |  | 0 | 0 | 5 | 0 | 0 | 0% | 0 | 0 | 0 | 0 | 0 | 0 | 0 | 0 | 0.51206 | 0 | 0.51206 | 0 | 0 | 0 | 0 | 0 | 0 | 0 | #DIV/0!
| E214 | 18230627 | SF Existing Weatherization {E} | 10920-4 | SFWX: Carbon Monoxide Detector | 5 |  | SF Space Heat | 480 |  |  |  |  | 0 | 0 |  | 0 | 0 | 5 | 0 | 0 | 0% | 0 | 0 | 0 | 0 | 0 | 0 | 0 | 0 | 0.51206 | 0 | 0.51206 | 0 | 0 | 0 | 0 | 0 | 0 | 0 | #DIV/0!
| E214 | 18230627 | SF Existing Weatherization {E} | 10923-5 | SFWX: Insulation - Floor - R0 to R22 - HP - MH | 25 |  | SF Space Heat | 9356 | 0.31 |  | 1.39 | 2.32 | 2935.92 | 9600 | 21705.92 | 0 | 0 | 25 | 0.05525 | 0.93 | 0.221% | 327.1954 | 12105.92 | 2201.1528 | 22033.1154 | 2057.7291 | 20597.4717 | 0 | 0 | 2.0508 | 5948.1181 | 2.0508 | 0 | 5948.1181 | 0 | 5948.1181 | 5948.1181 | 6542.9299 | 2.8906 | 0.31766
| E214 | 18230627 | SF Existing Weatherization {E} | 10924-4 | SFWX: Insulation - Floor - R0 to R22 - Zonal - MH | 25 |  | SF Space Heat | 18449 | 0.46 |  | 1.39 | 1.39 | 8486.54 | 15370.46 | 25644.11 | 0 | 0 | 25 | 0.1597 | 0 | 0.6388% | 945.7878 | 10273.65 | 6362.6296 | 26589.8978 | 5948.0505 | 24857.3411 | 0 | 0 | 2.0508 | 17404.3713 | 2.0508 | 0 | 17404.3713 | 0 | 17404.3713 | 17404.3713 | 19144.8084 | 2.9261 | 0.77019
| E214 | 18230627 | SF Existing Weatherization {E} | 10924-5 | SFWX: Insulation - Floor - R0 to R22 - Zonal - MH | 25 |  | SF Space Heat | 41780 | 0.8 |  | 1.39 | 2.32 | 33570.26 | 37035.71 | 96929.6 | 0 | 0 | 25 | 0.63174 | 0.93 | 2.527% | 3741.2586 | 59893.89 | 25168.6941 | 100670.8586 | 23528.7409 | 94111.301 | 0 | 0 | 2.0508 | 68546.6288 | 2.0508 | 0 | 68546.6288 | 0 | 68546.6288 | 68546.6288 | 75401.2916 | 2.9133 | 0.80119
| E214 | 18230627 | SF Existing Weatherization {E} | 10925-5 | SFWX: Insulation - Floor - R0 to R22 - NG - MH | 25 |  | SF Space Heat | 1364 |  |  |  |  | 0 | 0 | 0 | 0 | 0 | 25 | 0 | 0 | 0% | 0 | 0 | 0 | 0 | 0 | 0 | 0 | 0 | 2.0508 | 0 | 2.0508 | 0 | 0 | 0 | 0 | 0 | 0 | 0 | #DIV/0!
| E214 | 18230627 | SF Existing Weatherization {E} | 10926-6 | SFWX: Insulation - Floor - R0 to R30 - FAF | 45 |  | SF Space Heat | 25867 | 1 |  | 0.25 | 1.46 | 25867 | 4400 | 37765.82 | 0.02 | 0 | 45 | 0.8762 | 1.21 | 1.947% | 2882.764 | 33365.82 | 19393.3145 | 40648.584 | 18129.6761 | 37999.985 | 7064.4884 | 0 | 3.4276 | 88662.821 | 3.4276 | 0 | 88662.821 | 0 | 88662.821 | 88662.821 | 104593.5915 | 4.8905 | 2.7525
| E214 | 18230627 | SF Existing Weatherization {E} | 10926-7 | SFWX: Insulation - Floor - R0 to R30 - FAF | 45 |  | SF Space Heat | 94244 | 0.34 |  | 0.25 | 1.41 | 32052.37 | 14832.11 | 132884.04 | 0 | 0 | 45 | 1.0857 | 1.16 | 2.413% | 3572.0964 | 118051.93 | 24030.6836 | 136456.1364 | 22464.8814 | 127564.8653 | 0 | 0 | 3.4276 | 109831.8022 | 3.4276 | 0 | 109831.8022 | 0 | 109831.8022 | 109831.8022 | 120814.9824 | 4.889 | 0.94709
| E214 | 18230627 | SF Existing Weatherization {E} | 10927-6 | SFWX: Insulation - Floor - R0 to R30 - NG | 45 |  | SF Space Heat | 174398 |  |  |  |  | 0 | 0 | 0 | 0 | 0 | 45 | 0 | 0 | 0% | 0 | 0 | 0 | 0 | 0 | 0 | 0 | 0 | 3.4276 | 0 | 3.4276 | 0 | 0 | 0 | 0 | 0 | 0 | 0 | #DIV/0!
| E214 | 18230627 | SF Existing Weatherization {E} | 10927-7 | SFWX: Insulation - Floor - R0 to R30 - NG | 45 |  | SF Space Heat | 852039 | 0.03 |  | 0 | 0 | 28628.49 | 0 | 0 | 0 | 0 | 45 | 0.96974 | 0 | 2.155% | 3190.52 | 0 | 21463.6916 | 3190.52 | 20065.1506 | 2982.6306 | 0 | 0 | 3.4276 | 87614.5452 | 3.4276 | 0 | 87614.5452 | 0 | 87614.5452 | 87614.5452 | 96375.9997 | 4.3665 | 32.3124
| E214 | 18230627 | SF Existing Weatherization {E} | 10928-6 | SFWX: Insulation - Floor - R0 to R30 - HP | 45 |  | SF Space Heat | 14763 | 0.18 |  | 0.25 | 1.46 | 2657.34 | 2600 | 21553.98 | 0 | 0 | 45 | 0.090013 | 1.21 | 0.2% | 296.1489 | 18953.98 | 1992.2925 | 21850.1289 | 1862.4778 | 20426.4083 | 0 | 0 | 3.4276 | 9108.4107 | 3.4276 | 0 | 9108.4107 | 0 | 9108.4107 | 9108.4107 | 10019.2518 | 4.8905 | 0.4905
| E214 | 18230627 | SF Existing Weatherization {E} | 10928-7 | SFWX: Insulation - Floor - R0 to R30 - HP | 45 |  | SF Space Heat | 88814 | 0.18 |  | 0.25 | 1.41 | 16306.23 | 12600 | 125227.74 | 0 | 0 | 45 | 0.55235 | 1.16 | 1.227% | 1817.258 | 112627.74 | 12225.3005 | 127044.998 | 11428.7188 | 118766.9421 | 0 | 0 | 3.4276 | 54796.0707 | 3.4276 | 0 | 54796.0707 | 0 | 54796.0707 | 54796.0707 | 60275.6778 | 4.7946 | 0.50751
| E214 | 18230627 | SF Existing Weatherization {E} | 10929-6 | SFWX: Insulation - Floor - R0 to R30 - Zonal | 45 |  | SF Space Heat | 17462 | 1.03 |  | 0.25 | 1.46 | 17985.86 | 3600 | 25494.52 | 0.02 | 0 | 45 | 0.60924 | 1.21 | 1.354% | 2004.4454 | 21894.52 | 13484.5726 | 27498.9654 | 12605.9387 | 25707.1753 | 4769.0144 | 0 | 3.4276 | 61649.0929 | 3.4276 | 0 | 61649.0929 | 0 | 61649.0929 | 61649.0929 | 72583.0166 | 4.8905 | 2.8235
| E214 | 18230627 | SF Existing Weatherization {E} | 10929-7 | SFWX: Insulation - Floor - R0 to R30 - Zonal | 45 |  | SF Space Heat | 73417 | 0.62 |  | 0.25 | 1.41 | 45746.16 | 14400 | 103517.97 | 0 | 0 | 45 | 1.5496 | 1.16 | 3.444% | 5098.2094 | 89117.97 | 34297.3545 | 108616.1794 | 32062.5919 | 101538.9169 | 0 | 0 | 3.4276 | 156021.2689 | 3.4276 | 0 | 156021.2689 | 0 | 156021.2689 | 156021.2689 | 171623.3958 | 4.8661 | 1.6902
| E214 | 18230627 | SF Existing Weatherization {E} | 10940-3 | SFWX: Sealing - Duct and Insulation - E | 20 |  | SF Space Heat | 26 | 1253 |  | 400 | 1000 | 32578 | 9284.74 | 26000 | 0 | 0 | 20 | 0.49046 | 600 | 2.452% | 3630.6756 | 16715.26 | 24424.7652 | 29630.6756 | 22833.2852 | 27699.9865 | 0 | 0 | 1.7279 | 56293.0059 | 1.7279 | 0 | 56293.0059 | 0 | 56293.0059 | 56293.0059 | 61922.3065 | 2.4654 | 2.2355
| E214 | 18230627 | SF Existing Weatherization {E} | 10940-4 | SFWX: Sealing - Duct and Insulation - E | 20 |  | SF Space Heat | 137 | 1252 |  | 400 | 1000 | 171524 | 53213.62 | 137000 | 0 | 0 | 20 | 2.5823 | 600 | 12.91% | 19115.5995 | 83786.38 | 128597.0109 | 156115.5995 | 120217.8282 | 145943.3482 | 0 | 0 | 1.7279 | 296384.1105 | 1.7279 | 0 | 296384.1105 | 0 | 296384.1105 | 296384.1105 | 326022.5216 | 2.4654 | 2.2339
| E214 | 18230627 | SF Existing Weatherization {E} | 10941-3 | SFWX: Sealing - Duct and Insulation - NG | 20 |  | SF Space Heat | 163 |  |  |  |  | 0 | 0 | 0 | 0 | 0 | 20 | 0 | 0 | 0% | 0 | 0 | 0 | 0 | 0 | 0 | 0 | 0 | 1.7279 | 0 | 1.7279 | 0 | 0 | 0 | 0 | 0 | 0 | 0 | #DIV/0!
| E214 | 18230627 | SF Existing Weatherization {E} | 10941-4 | SFWX: Sealing - Duct and Insulation - NG | 20 |  | SF Space Heat | 904 |  |  |  |  | 0 | 0 | 0 | 0 | 0 | 20 | 0 | 0 | 0% | 0 | 0 | 0 | 0 | 0 | 0 | 0 | 0 | 1.7279 | 0 | 1.7279 | 0 | 0 | 0 | 0 | 0 | 0 | 0 | #DIV/0!
| E214 | 18230627 | SF Existing Weatherization {E} | 10942-4 | SFWX: Sealing - Duct - FAF | 20 |  | SF Space Heat | 11 | 1254 |  | 300 | 631.58 | 13794 | 3176.11 | 6947.38 | 0 | 0 | 20 | 0.20767 | 331.58 | 1.038% | 1537.281 | 3771.27 | 10341.8015 | 8484.661 | 9667.9457 | 7931.8136 | 0 | 0 | 1.7279 | 23835.2791 | 1.7279 | 0 | 23835.2791 | 0 | 23835.2791 | 23835.2791 | 26218.8071 | 2.4654 | 3.3055
| E214 | 18230627 | SF Existing Weatherization {E} | 10943-3 | SFWX: Sealing - Duct - NG | 20 |  | SF Space Heat | 170 |  |  |  |  | 0 | 0 | 0 | 0 | 0 | 20 | 0 | 0 | 0% | 0 | 0 | 0 | 0 | 0 | 0 | 0 | 0 | 1.7279 | 0 | 1.7279 | 0 | 0 | 0 | 0 | 0 | 0 | 0 | #DIV/0!
| E214 | 18230627 | SF Existing Weatherization {E} | 10944-4 | SFWX: Sealing - Duct - HP | 20 |  | SF Space Heat | 9 | 848 |  | 300 | 631.58 | 7632 | 2413.16 | 5684.22 | 0 | 0 | 20 | 0.1149 | 331.58 | 0.5745% | 850.553 | 3271.06 | 5721.9537 | 6534.773 | 5349.12 | 6108.9773 | 0 | 0 | 1.7279 | 13187.6795 | 1.7279 | 0 | 13187.6795 | 0 | 13187.6795 | 13187.6795 | 14506.4474 | 2.4654 | 2.3746
| E214 | 18230627 | SF Existing Weatherization {E} | 10945-7 | SFWX: Insulation - Wall - R0 to R13 - FAF | 45 |  | SF Space Heat | 640 | 2.23 |  | 0.75 | 1.54 | 1427.2 | 666.01 | 985.6 | 0.04 | 0 | 45 | 0.048344 | 0.79 | 0.1074% | 159.0552 | 319.59 | 1070.0173 | 1144.6552 | 1000.2967 | 1070.0712 | 349.5784 | 0 | 3.4276 | 4891.931 | 3.4276 | 0 | 4891.931 | 0 | 4891.931 | 4891.931 | 5730.7025 | 4.8905 | 5.3554
| E214 | 18230627 | SF Existing Weatherization {E} | 10945-8 | SFWX: Insulation - Wall - R0 to R13 - FAF | 45 |  | SF Space Heat | 4640 | 1.04 |  | 0.75 | 1.56 | 4839.06 | 2074.29 | 7238.4 | 0 | 0 | 45 | 0.16392 | 0.81 | 0.3643% | 539.2921 | 5164.11 | 3627.9975 | 7777.6921 | 3391.6028 | 7270.9097 | 0 | 0 | 3.4276 | 16540.4302 | 3.4276 | 0 | 16540.4302 | 0 | 16540.4302 | 16540.4302 | 18194.4733 | 4.8769 | 2.5024
| E214 | 18230627 | SF Existing Weatherization {E} | 10946-4 | SFWX: Insulation - Wall - R0 to R13 - NG | 45 |  | SF Space Heat | 36373 |  |  |  |  | 0 | 0 | 0 | 0 | 0 | 45 | 0 | 0 | 0% | 0 | 0 | 0 | 0 | 0 | 0 | 0 | 0 | 3.4276 | 0 | 3.4276 | 0 | 0 | 0 | 0 | 0 | 0 | 0 | #DIV/0!
| E214 | 18230627 | SF Existing Weatherization {E} | 10946-5 | SFWX: Insulation - Wall - R0 to R13 - NG | 45 |  | SF Space Heat | 110981 | 0.06 |  | 0 | 0 | 6958.55 | 0 | 0 | 0 | 0 | 45 | 0.23571 | 0 | 0.5238% | 775.5 | 0 | 5217.0468 | 775.5 | 4877.1121 | 724.9696 | 0 | 0 | 3.4276 | 22824.1896 | 3.4276 | 0 | 22824.1896 | 0 | 22824.1896 | 22824.1896 | 25106.6086 | 4.6799 | 34.6313
| E214 | 18230627 | SF Existing Weatherization {E} | 10947-6 | SFWX: Insulation - Wall - R0 to R13 - HP | 45 |  | SF Space Heat | 2395 | 0.96 |  | 0.75 | 1.54 | 2299.2 | 800 | 3688.3 | 0.02 | 0 | 45 | 0.077882 | 0.79 | 0.1731% | 256.2358 | 2888.3 | 1723.7835 | 3944.5358 | 1611.4645 | 3687.5159 | 654.094 | 0 | 3.4276 | 7880.835 | 3.4276 | 0 | 7880.835 | 0 | 7880.835 | 7880.835 | 9323.0125 | 4.8905 | 2.5283
| E214 | 18230627 | SF Existing Weatherization {E} | 10947-7 | SFWX: Insulation - Wall - R0 to R13 - HP | 45 |  | SF Space Heat | 9961 | 0.59 |  | 0.75 | 1.56 | 5925.8 | 3200 | 15539.16 | 0 | 0 | 45 | 0.20073 | 0.81 | 0.4461% | 660.4045 | 12339.16 | 4442.7612 | 16199.5645 | 4153.2777 | 15144.0259 | 0 | 0 | 3.4276 | 20144.219 | 3.4276 | 0 | 20144.219 | 0 | 20144.219 | 20144.219 | 22158.6409 | 4.8502 | 1.4632
| E214 | 18230627 | SF Existing Weatherization {E} | 10948-7 | SFWX: Insulation - Wall - R0 to R13 - Zonal | 45 |  | SF Space Heat | 0 | 1.53 |  | 0.75 | 1.39 | 0 | 0 | 0 | 0.03 | 0 | 45 | 0 | 0.64 | 0% | 0 | 0 | 0 | 0 | 0 | 0 | 0 | 0 | 3.4276 | 0 | 3.4276 | 0 | 0 | 0 | 0 | 0 | 0 | 0 | #DIV/0!
| E214 | 18230627 | SF Existing Weatherization {E} | 10948-8 | SFWX: Insulation - Wall - R0 to R13 - Zonal | 45 |  | SF Space Heat | 5488 | 0.84 |  | 0.75 | 1.56 | 4624.19 | 3313.38 | 8561.28 | 0 | 0 | 45 | 0.15664 | 0.81 | 0.3481% | 515.3457 | 5247.9 | 3466.9027 | 9076.6257 | 3241.0046 | 8485.2068 | 0 | 0 | 3.4276 | 15801.1564 | 3.4276 | 0 | 15801.1564 | 0 | 15801.1564 | 15801.1564 | 17381.272 | 4.8754 | 2.0484
| E214 | 18230627 | SF Existing Weatherization {E} | 12549-2 | Insulation - Attic - R0 to R22 - ER - MH - Pre HUD | 25 |  | SF Space Heat | 3262 | 0.68 |  | 0.86 | 3.25 | 2228.92 | 2400 | 10601.5 | 0 | 0 | 25 | 0.041945 | 2.39 | 0.1678% | 248.4034 | 8201.5 | 1671.0924 | 10849.9034 | 1562.2066 | 10142.9404 | 0 | 0 | 2.0508 | 4549.0483 | 2.0508 | 0 | 4549.0483 | 0 | 4549.0483 | 4549.0483 | 5003.9531 | 2.9119 | 0.49334
| E214 | 18230627 | SF Existing Weatherization {E} | 12555-1 | Windows - Double Pane - Metal Frame - to U30 - ER - MH | 25 |  | SF Space Heat | 1508.42 | 3.95 |  | 200 | 17.81 | 5958.24 | 18876 | 26864.95 | 0.03 | 0 | 25 | 0.11213 | -182.19 | 0.4485% | 664.0198 | 7988.95 | 4467.0825 | 27528.9698 | 4176.0143 | 25735.2246 | 528.7832 | 0 | 2.0508 | 12219.3205 | 2.0508 | 0 | 12219.3205 | 0 | 12219.3205 | 12219.3205 | 13970.0357 | 2.9261 | 0.54284
| E214 | 18230627 | SF Existing Weatherization {E} | 12555-2 | Windows - Double Pane - Metal Frame - to U30 - ER - MH | 25 |  | SF Space Heat | 6046.2 | 6.71 |  | 200 | 18.53 | 40599.03 | 61735.17 | 112036.09 | 0 | 0 | 25 | 0.76401 | -181.47 | 3.056% | 4524.5843 | 50300.92 | 30438.3871 | 116560.6743 | 28455.0688 | 108965.7608 | 0 | 0 | 2.0508 | 83201.7971 | 2.0508 | 0 | 83201.7971 | 0 | 83201.7971 | 83201.7971 | 91521.9768 | 2.924 | 0.83991
| E214 | 18230627 | SF Existing Weatherization {E} | 12556-1 | Windows - Double Pane - Metal Frame - to U30 - HP - MH | 25 |  | SF Space Heat | 126.62 | 3.95 |  | 200 | 17.81 | 500.15 | 1800 | 2255.1 | 0.03 | 0 | 25 | 0.0094121 | -182.19 | 0.03765% | 55.7395 | 455.1 | 374.9784 | 2310.8395 | 350.5454 | 2160.2688 | 44.3872 | 0 | 2.0508 | 1025.7159 | 2.0508 | 0 | 1025.7159 | 0 | 1025.7159 | 1025.7159 | 1172.6747 | 2.9261 | 0.54284
| E214 | 18230627 | SF Existing Weatherization {E} | 12556-2 | Windows - Double Pane - Metal Frame - to U30 - HP - MH | 25 |  | SF Space Heat | 1567.05 | 5.16 |  | 200 | 18.53 | 8092.58 | 18000 | 29037.43 | 0 | 0 | 25 | 0.15229 | -181.47 | 0.6092% | 901.8826 | 11037.43 | 6067.2652 | 29939.3126 | 5671.9316 | 27988.5133 | 0 | 0 | 2.0508 | 16582.8905 | 2.0508 | 0 | 16582.8905 | 0 | 16582.8905 | 16582.8905 | 18241.1796 | 2.9237 | 0.65174
| E214 | 18230627 | SF Existing Weatherization {E} | 12557-2 | Windows - Double Pane - Metal Frame - to U30 - NG - MH | 25 |  | SF Space Heat | 274.07 |  |  |  |  | 0 | 0 | 0 | 0 | 0 | 25 | 0 | 0 | 0% | 0 | 0 | 0 | 0 | 0 | 0 | 0 | 0 | 2.0508 | 0 | 2.0508 | 0 | 0 | 0 | 0 | 0 | 0 | 0 | #DIV/0!
| E214 | 18230627 | SF Existing Weatherization {E} | 12557-3 | Windows - Double Pane - Metal Frame - to U30 - NG - MH | 25 |  | SF Space Heat | 761.45 | 0.21 |  | 0 | 0 | 157.99 | 0 | 0 | 0 | 0 | 25 | 0.0029731 | 0 | 0.01189% | 17.6073 | 0 | 118.4501 | 17.6073 | 110.7321 | 16.46 | 0 | 0 | 2.0508 | 327.9354 | 2.0508 | 0 | 327.9354 | 0 | 327.9354 | 327.9354 | 360.729 | 2.9615 | 21.9155
| E214 | 18230627 | SF Existing Weatherization {E} | 12562-1 | Incentive - Add On - 3 Bundle - Wx - EH - Res |  |  |  | 64 | 0 |  | 250 | 0 | 0 | 16000 | 0 | 0 | 0 | 0 | 0 | -250 | 0% | 0 | -16000 | 0 | 0 | 0 | 0 | 0 | 0 | #N/A | #N/A | #N/A | #N/A | #N/A | #N/A | #N/A | 0 | 0 | 0 | #DIV/0!
| E214 | 18230627 | SF Existing Weatherization {E} | 12562-2 | Incentive - Add On - 3 Bundle - Wx - EH - Res |  |  | SF Space Heat | 65 | 0 |  | 400 | 0 | 0 | 25850 | 0 | 0 | 0 | 0 | 0 | -400 | 0% | 0 | -25850 | 0 | 0 | 0 | 0 | 0 | 0 | SF Space Heat | #VALUE! | SF Space Heat | #VALUE! | #VALUE! | #VALUE! | #VALUE! | 0 | 0 | 0 | #DIV/0!
| E214 | 18230627 | SF Existing Weatherization {E} | 12563-1 | Incentive - Add On - 3 Bundle - Wx - GH - Res |  |  |  | 290 |  |  |  |  | 0 | 0 | 0 | 0 | 0 | 0 | 0 | 0 | 0% | 0 | 0 | 0 | 0 | 0 | 0 | 0 | 0 | #N/A | #N/A | #N/A | #N/A | #N/A | #N/A | #N/A | 0 | 0 | 0 | #DIV/0!
| E214 | 18230627 | SF Existing Weatherization {E} | 12563-2 | Incentive - Add On - 3 Bundle - Wx - GH - Res |  |  | SF Space Heat | 370 |  |  |  |  | 0 | 0 | 0 | 0 | 0 | 0 | 0 | 0 | 0% | 0 | 0 | 0 | 0 | 0 | 0 | 0 | 0 | SF Space Heat | #VALUE! | SF Space Heat | #VALUE! | #VALUE! | #VALUE! | #VALUE! | 0 | 0 | 0 | #DIV/0!
| E214 | 18230627 | SF Existing Weatherization {E} | 12564-1 | Incentive - Add On - 4 Bundle - Wx - EH - Res |  |  |  | 14 | 0 |  | 400 | 0 | 0 | 5600 | 0 | 0 | 0 | 0 | 0 | -400 | 0% | 0 | -5600 | 0 | 0 | 0 | 0 | 0 | 0 | #N/A | #N/A | #N/A | #N/A | #N/A | #N/A | #N/A | 0 | 0 | 0 | #DIV/0!
| E214 | 18230627 | SF Existing Weatherization {E} | 12564-2 | Incentive - Add On - 4 Bundle - Wx - EH - Res |  |  | SF Space Heat | 10 | 0 |  | 600 | 0 | 0 | 6000 | 0 | 0 | 0 | 0 | 0 | -600 | 0% | 0 | -6000 | 0 | 0 | 0 | 0 | 0 | 0 | SF Space Heat | #VALUE! | SF Space Heat | #VALUE! | #VALUE! | #VALUE! | #VALUE! | 0 | 0 | 0 | #DIV/0!
| E214 | 18230627 | SF Existing Weatherization {E} | 12565-1 | Incentive - Add On - 4 Bundle - Wx - GH - Res |  |  |  | 71 |  |  |  |  | 0 | 0 | 0 | 0 | 0 | 0 | 0 | 0 | 0% | 0 | 0 | 0 | 0 | 0 | 0 | 0 | 0 | #N/A | #N/A | #N/A | #N/A | #N/A | #N/A | #N/A | 0 | 0 | 0 | #DIV/0!
| E214 | 18230627 | SF Existing Weatherization {E} | 12565-2 | Incentive - Add On - 4 Bundle - Wx - GH - Res |  |  | SF Space Heat | 82 |  |  |  |  | 0 | 0 | 0 | 0 | 0 | 0 | 0 | 0 | 0% | 0 | 0 | 0 | 0 | 0 | 0 | 0 | 0 | SF Space Heat | #VALUE! | SF Space Heat | #VALUE! | #VALUE! | #VALUE! | #VALUE! | 0 | 0 | 0 | #DIV/0!
| E214 | 18230627 | SF Existing Weatherization {E} | 12603-1 | Fan - Ventilation - Energy Star - Res | 10 |  | Res Plug Load | 5 | 131 |  | 50 | 50 | 655 | 250 | 250 | 0 | 0 | 10 | 0.0049305 | 0 | 0.0493% | 72.9969 | 0 | 491.0744 | 322.9969 | 459.0767 | 301.9509 | 0 | 0 | 0.73513 | 481.5069 | 0.73513 | 0 | 481.5069 | 0 | 481.5069 | 481.5069 | 529.6576 | 1.0489 | 1.7541
| E214 | 18230627 | SF Existing Weatherization {E} | 12631-1 | Insulation - Attic - R0 to R49 - GH - SF or DX - MI | 45 |  | SF Space Heat | 1250 |  |  |  |  | 0 | 0 | 0 | 0 | 0 | 45 | 0 | 0 | 0% | 0 | 0 | 0 | 0 | 0 | 0 | 0 | 0 | 3.4276 | 0 | 3.4276 | 0 | 0 | 0 | 0 | 0 | 0 | 0 | #DIV/0!
| E214 | 18230627 | SF Existing Weatherization {E} | 12631-2 | Insulation - Attic - R0 to R49 - GH - SF or DX - MI | 45 |  | SF Space Heat | 4902 | 0.08 |  | 0 | 0 | 389.71 | 0 | 0 | 0 | 0 | 45 | 0.013201 | 0 | 0.02934% | 43.4315 | 0 | 292.178 | 43.4315 | 273.1401 | 40.6015 | 0 | 0 | 3.4276 | 1344.1842 | 3.4276 | 0 | 1344.1842 | 0 | 1344.1842 | 1344.1842 | 1478.6026 | 4.9212 | 36.4174
| E214 | 18230627 | SF Existing Weatherization {E} | 12632-1 | Insulation - Attic - R0 to R49 - HP - SF or DX - MI | 45 |  | SF Space Heat | 534 | 1.33 |  | 1 | 1.24 | 710.22 | 1200 | 662.16 | 0.02 | 0 | 45 | 0.024058 | 0.24 | 0.05346% | 79.1509 | -537.84 | 532.4746 | 741.3109 | 497.7794 | 693.0082 | 145.8398 | 0 | 3.4276 | 2434.38 | 3.4276 | 0 | 2434.38 | 0 | 2434.38 | 2434.38 | 2823.6578 | 4.8905 | 4.0745
| E214 | 18230627 | SF Existing Weatherization {E} | 12634-1 | Insulation - Attic - R11 to R49 - E FAF - SF or DX - MI | 45 |  | SF Space Heat | 1130 | 0.62 |  | 1 | 1.09 | 700.6 | 1200 | 1231.7 | 0.01 | 0 | 45 | 0.023732 | 0.09 | 0.05274% | 78.0788 | 31.7 | 525.2622 | 1309.7788 | 491.0369 | 1224.4356 | 154.3061 | 0 | 3.4276 | 2401.4061 | 3.4276 | 0 | 2401.4061 | 0 | 2401.4061 | 2401.4061 | 2795.8528 | 4.8905 | 2.2834
| E214 | 18230627 | SF Existing Weatherization {E} | 12635-1 | Insulation - Attic - R11 to R49 - GH - SF or DX - MI | 45 |  | SF Space Heat | 2405 |  |  |  |  | 0 | 0 | 0 | 0 | 0 | 45 | 0 | 0 | 0% | 0 | 0 | 0 | 0 | 0 | 0 | 0 | 0 | 3.4276 | 0 | 3.4276 | 0 | 0 | 0 | 0 | 0 | 0 | 0 | #DIV/0!
| E214 | 18230627 | SF Existing Weatherization {E} | 12635-2 | Insulation - Attic - R11 to R49 - GH - SF or DX - MI | 45 |  | SF Space Heat | 7800 | 0.03 |  | 0 | 0 | 223.86 | 0 | 0 | 0 | 0 | 45 | 0.0075829 | 0 | 0.01685% | 24.9482 | 0 | 167.835 | 24.9482 | 156.8991 | 23.3226 | 0 | 0 | 3.4276 | 802.0683 | 3.4276 | 0 | 802.0683 | 0 | 802.0683 | 802.0683 | 882.2751 | 5.112 | 37.8291
| E214 | 18230627 | SF Existing Weatherization {E} | 12636-1 | Insulation - Attic - R11 to R49 - HP - SF or DX - MI | 45 |  | SF Space Heat | 1224 | 0.26 |  | 1 | 1.09 | 318.24 | 2400 | 1334.16 | 0.02 | 0 | 45 | 0.01078 | 0.09 | 0.02396% | 35.4665 | -1065.84 | 238.5947 | 1369.6265 | 223.0482 | 1280.3837 | 334.2844 | 0 | 3.4276 | 1090.8129 | 3.4276 | 0 | 1090.8129 | 0 | 1090.8129 | 1090.8129 | 1534.1785 | 4.8905 | 1.1982
| E214 | 18230627 | SF Existing Weatherization {E} | 12636-2 | Insulation - Attic - R11 to R49 - HP - SF or DX - MI | 45 |  | SF Space Heat | 1256 | 0.33 |  | 1 | 1.24 | 415.86 | 1200 | 1557.44 | 0 | 0 | 45 | 0.014087 | 0.24 | 0.0313% | 46.3458 | 357.44 | 311.7835 | 1603.7858 | 291.4682 | 1499.2856 | 0 | 0 | 3.4276 | 1420.6891 | 3.4276 | 0 | 1420.6891 | 0 | 1420.6891 | 1420.6891 | 1562.7581 | 4.8743 | 1.0423
| E214 | 18230627 | SF Existing Weatherization {E} | 12637-2 | Insulation - Attic - R11 to R49 - Zonal - SF or DX - MI | 45 |  | SF Space Heat | 5110 | 0.43 |  | 1 | 1.24 | 2217.23 | 4800 | 6336.4 | 0 | 0 | 45 | 0.075105 | 0.24 | 0.1669% | 247.1006 | 1536.4 | 1662.328 | 6583.5006 | 1554.0133 | 6154.5299 | 0 | 0 | 3.4276 | 7531.5582 | 3.4276 | 0 | 7531.5582 | 0 | 7531.5582 | 7531.5582 | 8284.714 | 4.8465 | 1.3461
| E214 | 18230627 | SF Existing Weatherization {E} | 12638-1 | Insulation - Floor - R0 to R30 - E FAF - SF or DX - MI | 45 |  | SF Space Heat | 1640 | 1 |  | 0.5 | 1.46 | 1640 | 400 | 2394.4 | 0.02 | 0 | 45 | 0.055552 | 0.96 | 0.1234% | 182.7708 | 1994.4 | 1229.5603 | 2577.1708 | 1149.444 | 2409.2464 | 447.8974 | 0 | 3.4276 | 5621.3332 | 3.4276 | 0 | 5621.3332 | 0 | 5621.3332 | 5621.3332 | 6631.3639 | 4.8905 | 2.7525
| E214 | 18230627 | SF Existing Weatherization {E} | 12639-1 | Insulation - Floor - R0 to R30 - GH - SF or DX - MI | 45 |  | SF Space Heat | 3520 |  |  |  |  | 0 | 0 | 0 | 0 | 0 | 45 | 0 | 0 | 0% | 0 | 0 | 0 | 0 | 0 | 0 | 0 | 0 | 3.4276 | 0 | 3.4276 | 0 | 0 | 0 | 0 | 0 | 0 | 0 | #DIV/0!
| E214 | 18230627 | SF Existing Weatherization {E} | 12639-2 | Insulation - Floor - R0 to R30 - GH - SF or DX - MI | 45 |  | SF Space Heat | 12124 | 0.03 |  | 0 | 0 | 407.36 | 0 | 0 | 0 | 0 | 45 | 0.013799 | 0 | 0.03066% | 45.3985 | 0 | 305.4108 | 45.3985 | 285.5107 | 42.4404 | 0 | 0 | 3.4276 | 1246.702 | 3.4276 | 0 | 1246.702 | 0 | 1246.702 | 1246.702 | 1371.3722 | 4.3666 | 32.3129
| E214 | 18230627 | SF Existing Weatherization {E} | 12640-1 | Insulation - Floor - R0 to R30 - HP - SF or DX - MI | 45 |  | SF Space Heat | 3072 | 0.18 |  | 0.5 | 1.46 | 552.96 | 1200 | 4485.12 | 0 | 0 | 45 | 0.018731 | 0.96 | 0.04162% | 61.625 | 3285.12 | 414.5717 | 4546.745 | 387.5589 | 4250.4861 | 0 | 0 | 3.4276 | 1895.349 | 3.4276 | 0 | 1895.349 | 0 | 1895.349 | 1895.349 | 2084.8839 | 4.8905 | 0.4905
| E214 | 18230627 | SF Existing Weatherization {E} | 12640-2 | Insulation - Floor - R0 to R30 - HP - SF or DX - MI | 45 |  | SF Space Heat | 1200 | 0.18 |  | 0.5 | 1.41 | 220.32 | 400 | 1692 | 0 | 0 | 45 | 0.007463 | 0.91 | 0.01658% | 24.5537 | 1292 | 165.1809 | 1716.5537 | 154.418 | 1604.7057 | 0 | 0 | 3.4276 | 740.3707 | 3.4276 | 0 | 740.3707 | 0 | 740.3707 | 740.3707 | 814.4078 | 4.7946 | 0.50751
| E214 | 18230627 | SF Existing Weatherization {E} | 12641-2 | Insulation - Floor - R0 to R30 - Zonal - SF or DX - MI | 45 |  | SF Space Heat | 1170 | 0.62 |  | 0.5 | 1.41 | 729.03 | 400 | 1649.7 | 0 | 0 | 45 | 0.024695 | 0.91 | 0.05488% | 81.2472 | 1249.7 | 546.577 | 1730.9472 | 510.9629 | 1618.1614 | 0 | 0 | 3.4276 | 2486.4117 | 3.4276 | 0 | 2486.4117 | 0 | 2486.4117 | 2486.4117 | 2735.0528 | 4.8661 | 1.6902
| E214 | 18230627 | SF Existing Weatherization {E} | 12644-1 | Insulation - Wall - R0 to R13 - GH - SF or DX - MI | 45 |  | SF Space Heat | 825 |  |  |  |  | 0 | 0 | 0 | 0 | 0 | 45 | 0 | 0 | 0% | 0 | 0 | 0 | 0 | 0 | 0 | 0 | 0 | 3.4276 | 0 | 3.4276 | 0 | 0 | 0 | 0 | 0 | 0 | 0 | #DIV/0!
| E214 | 18230627 | SF Existing Weatherization {E} | 12644-2 | Insulation - Wall - R0 to R13 - GH - SF or DX - MI | 45 |  | SF Space Heat | 1992 | 0.06 |  | 0 | 0 | 124.9 | 0 | 0 | 0 | 0 | 45 | 0.0042308 | 0 | 0.009402% | 13.9196 | 0 | 93.6415 | 13.9196 | 87.54 | 13.0126 | 0 | 0 | 3.4276 | 409.6718 | 3.4276 | 0 | 409.6718 | 0 | 409.6718 | 409.6718 | 450.639 | 4.6798 | 34.631
| E214 | 18230627 | SF Existing Weatherization {E} | 12646-1 | Insulation - Wall - R0 to R13 - HP - SF or DX - MI | 45 |  | SF Space Heat | 400 | 0.96 |  | 1.54 | 1.54 | 384 | 800 | 616 | 0.02 | 0 | 45 | 0.013007 | 0 | 0.02891% | 42.7951 | -184 | 287.897 | 658.7951 | 269.1381 | 615.869 | 109.2433 | 0 | 3.4276 | 1316.2146 | 3.4276 | 0 | 1316.2146 | 0 | 1316.2146 | 1316.2146 | 1557.0793 | 4.8905 | 2.5283
| E214 | 18230627 | SF Existing Weatherization {E} | 12652-2 | Windows - Single Pane - to U30 - E FAF - SF or DX - MI | 45 |  | SF Space Heat | 340.47 | 4.67 |  | 200 | 22.6 | 1589.1 | 4200 | 7694.62 | 0 | 0 | 45 | 0.053828 | -177.4 | 0.1196% | 177.0982 | 3494.62 | 1191.3989 | 7871.7182 | 1113.7692 | 7358.8092 | 0 | 0 | 3.4276 | 5449.9336 | 3.4276 | 0 | 5449.9336 | 0 | 5449.9336 | 5449.9336 | 5994.927 | 4.8932 | 0.81466
| E214 | 18230627 | SF Existing Weatherization {E} | 12653-1 | Windows - Single Pane - to U30 - GH - SF or DX - MI | 45 |  | SF Space Heat | 662.15 |  |  |  |  | 0 | 0 | 0 | 0 | 0 | 45 | 0 | 0 | 0% | 0 | 0 | 0 | 0 | 0 | 0 | 0 | 0 | 3.4276 | 0 | 3.4276 | 0 | 0 | 0 | 0 | 0 | 0 | 0 | #DIV/0!
| E214 | 18230627 | SF Existing Weatherization {E} | 12653-2 | Windows - Single Pane - to U30 - GH - SF or DX - MI | 45 |  | SF Space Heat | 2832.68 | 0.32 |  | 0 | 0 | 901.65 | 0 | 0 | 0 | 0 | 45 | 0.030542 | 0 | 0.06787% | 100.4849 | 0 | 675.9957 | 100.4849 | 631.9489 | 93.9375 | 0 | 0 | 3.4276 | 3107.0123 | 3.4276 | 0 | 3107.0123 | 0 | 3107.0123 | 3107.0123 | 3417.7136 | 4.9166 | 36.3828
| E214 | 18230627 | SF Existing Weatherization {E} | 12654-1 | Windows - Single Pane - to U30 - HP - MH | 25 |  | SF Space Heat | 976.11 | 9.98 |  | 200 | 17.81 | 9741.58 | 11400 | 17384.52 | 0.08 | 0 | 25 | 0.18332 | -182.19 | 0.7333% | 1085.6565 | 5984.52 | 7303.5731 | 18470.1765 | 6827.6835 | 17266.6883 | 912.479 | 0 | 2.0508 | 19978.2287 | 2.0508 | 0 | 19978.2287 | 0 | 19978.2287 | 19978.2287 | 22888.5306 | 2.9261 | 1.3256
| E214 | 18230627 | SF Existing Weatherization {E} | 12654-2 | Windows - Single Pane - to U30 - HP - MH | 25 |  | SF Space Heat | 2952.55 | 10.02 |  | 200 | 18.53 | 29597.27 | 32929 | 54710.76 | 0 | 0 | 25 | 0.55698 | -181.47 | 2.228% | 3298.4863 | 21781.76 | 22190.0169 | 58009.2463 | 20744.1496 | 54229.4534 | 0 | 0 | 2.0508 | 60672.6075 | 2.0508 | 0 | 60672.6075 | 0 | 60672.6075 | 60672.6075 | 66739.8683 | 2.9248 | 1.2307
| E214 | 18230627 | SF Existing Weatherization {E} | 12655-1 | Windows - Single Pane - to U30 - HP - SF or DX - MI | 45 |  | SF Space Heat | 220.76 | 6.99 |  | 200 | 20.5 | 1543.11 | 1800 | 4525.58 | 0.11 | 0 | 45 | 0.05227 | -179.5 | 0.1162% | 171.9729 | 2725.58 | 1156.9188 | 4697.5529 | 1081.5357 | 4391.4676 | 331.6024 | 0 | 3.4276 | 5289.2372 | 3.4276 | 0 | 5289.2372 | 0 | 5289.2372 | 5289.2372 | 6149.7634 | 4.8905 | 1.4004
| E214 | 18230627 | SF Existing Weatherization {E} | 12655-2 | Windows - Single Pane - to U30 - HP - SF or DX - MI | 45 |  | SF Space Heat | 161.48 | 2.9 |  | 200 | 22.6 | 468.2 | 2800 | 3649.45 | 0 | 0 | 45 | 0.015859 | -177.4 | 0.03524% | 52.1788 | 849.45 | 351.0245 | 3701.6288 | 328.1523 | 3460.4364 | 0 | 0 | 3.4276 | 1605.1374 | 3.4276 | 0 | 1605.1374 | 0 | 1605.1374 | 1605.1374 | 1765.6512 | 4.8914 | 0.51024
|  |  |  | 12656-1 | Windows - Single Pane - to U30 - Zonal - SF or DX - MI | 45 |  | SF Space Heat | 367.23 | 8.92 |  | 200 | 20.5 | 3275.7 | 3400 | 7528.21 | 0.15 | 0 | 45 | 0.11096 | -179.5 | 0.2466% | 365.0624 | 4128.21 | 2455.8967 | 7893.2724 | 2295.8743 | 7378.959 | 752.2013 | 0 | 3.4276 | 11227.8988 | 3.4276 | 0 | 11227.8988 | 0 | 11227.8988 | 11227.8988 | 13102.89 | 4.8905 | 1.7757
|  |  |  | 12656-2 | Windows - Single Pane - to U30 - Zonal - SF or DX - MI | 45 |  | SF Space Heat | 400.58 | 4.43 |  | 200 | 22.6 | 1776.13 | 3800 | 9053.11 | 0 | 0 | 45 | 0.060163 | -177.4 | 0.1337% | 197.9419 | 5253.11 | 1331.6213 | 9251.0519 | 1244.8549 | 8648.2677 | 0 | 0 | 3.4276 | 6082.589 | 3.4276 | 0 | 6082.589 | 0 | 6082.589 | 6082.589 | 6690.8479 | 4.8862 | 0.77366
|  |  |  | 12699-1 | Duct Sealing and Insulation - EH - SF or DX - MI | 20 |  | SF Space Heat | 2 | 1253 |  | 800 | 1000 | 2506 | 912.71 | 2000 | 0 | 0 | 20 | 0.037727 | 200 | 0.1886% | 279.2827 | 1087.29 | 1878.8281 | 2279.2827 | 1756.4066 | 2130.7682 | 0 | 0 | 1.7279 | 4330.2312 | 1.7279 | 0 | 4330.2312 | 0 | 4330.2312 | 4330.2312 | 4763.2543 | 2.4654 | 2.2355
|  |  |  | 12700-1 | Duct Sealing and Insulation - GH - SF or DX - MI | 20 |  | SF Space Heat | 4 |  |  |  |  | 0 | 0 | 0 | 0 | 0 | 20 | 0 | 0 | 0% | 0 | 0 | 0 | 0 | 0 | 0 | 0 | 0 | 1.7279 | 0 | 1.7279 | 0 | 0 | 0 | 0 | 0 | 0 | 0 | #DIV/0!
|  |  |  | 12700-2 | Duct Sealing and Insulation - GH - SF or DX - MI | 20 |  | SF Space Heat | 13 |  |  |  |  | 0 | 0 | 0 | 0 | 0 | 20 | 0 | 0 | 0% | 0 | 0 | 0 | 0 | 0 | 0 | 0 | 0 | 1.7279 | 0 | 1.7279 | 0 | 0 | 0 | 0 | 0 | 0 | 0 | #DIV/0!
|  |  |  | 12701-1 | Sealing - Air - Attic - EH - SF or DX | 45 |  | SF Space Heat | 201091 | 0.15 |  | 0.08 | 0.2 | 30163.65 | 17087.7 | 40218.2 | 0 | 0 | 45 | 1.0217 | 0.12 | 2.271% | 3361.6069 | 23130.5 | 22614.65 | 43579.8069 | 21141.1143 | 40740.2139 | 0 | 0 | 3.4276 | 103390.1999 | 3.4276 | 0 | 103390.1999 | 0 | 103390.1999 | 103390.1999 | 113729.2199 | 4.8905 | 2.7916
|  |  |  | 12702-1 | Sealing - Air - Attic - EH - SF or DX - MI | 45 |  | SF Space Heat | 5736 | 0.15 |  | 0.2 | 0.2 | 860.4 | 931.84 | 1147.2 | 0 | 0 | 45 | 0.029145 | 0 | 0.06477% | 95.8878 | 215.36 | 645.0693 | 1243.0878 | 603.0376 | 1162.0901 | 0 | 0 | 3.4276 | 2949.1434 | 3.4276 | 0 | 2949.1434 | 0 | 2949.1434 | 2949.1434 | 3244.0577 | 4.8905 | 2.7916
|  |  |  | 12703-1 | Sealing - Air - Attic - GH - SF or DX | 45 |  | SF Space Heat | 877811 |  |  |  |  | 0 | 0 | 0 | 0 | 0 | 45 | 0 | 0 | 0% | 0 | 0 | 0 | 0 | 0 | 0 | 0 | 0 | 3.4276 | 0 | 3.4276 | 0 | 0 | 0 | 0 | 0 | 0 | 0 | #DIV/0!
|  |  |  | 12704-1 | Sealing - Air - Attic - GH - SF or DX - MI | 45 |  | SF Space Heat | 18155 |  |  |  |  | 0 | 0 | 0 | 0 | 0 | 45 | 0 | 0 | 0% | 0 | 0 | 0 | 0 | 0 | 0 | 0 | 0 | 3.4276 | 0 | 3.4276 | 0 | 0 | 0 | 0 | 0 | 0 | 0 | #DIV/0!
|  |  |  | 12705-1 | Sealing - Air - Floor - EH - SF or DX | 45 |  | SF Space Heat | 338438 | 0.15 |  | 0.08 | 0.2 | 50765.7 | 27125.19 | 67687.6 | 0 | 0 | 45 | 1.7196 | 0.12 | 3.821% | 5657.6152 | 40562.41 | 38060.6637 | 73345.2152 | 35580.6896 | 68566.1543 | 0 | 0 | 3.4276 | 174006.656 | 3.4276 | 0 | 174006.656 | 0 | 174006.656 | 174006.656 | 191407.3216 | 4.8905 | 2.7916
|  |  |  | 12706-1 | Sealing - Air - Floor - EH - SF or DX - MI | 45 |  | SF Space Heat | 6962 | 0.15 |  | 0.2 | 0.2 | 1044.3 | 911.2 | 1392.4 | 0 | 0 | 45 | 0.035374 | 0 | 0.07861% | 116.3827 | 481.2 | 782.945 | 1508.7827 | 731.9295 | 1410.4727 | 0 | 0 | 3.4276 | 3579.4868 | 3.4276 | 0 | 3579.4868 | 0 | 3579.4868 | 3579.4868 | 3937.4354 | 4.8905 | 2.7916
|  |  |  | 12707-1 | Sealing - Air - Floor - GH - SF or DX | 45 |  | SF Space Heat | 1272527.39 |  |  |  |  | 0 | 0 | 0 | 0 | 0 | 45 | 0 | 0 | 0% | 0 | 0 | 0 | 0 | 0 | 0 | 0 | 0 | 3.4276 | 0 | 3.4276 | 0 | 0 | 0 | 0 | 0 | 0 | 0 | #DIV/0!
|  |  |  | 12708-1 | Sealing - Air - Floor - GH - SF or DX - MI | 45 |  | SF Space Heat | 18892 |  |  |  |  | 0 | 0 | 0 | 0 | 0 | 45 | 0 | 0 | 0% | 0 | 0 | 0 | 0 | 0 | 0 | 0 | 0 | 3.4276 | 0 | 3.4276 | 0 | 0 | 0 | 0 | 0 | 0 | 0 | #DIV/0!
|  |  |  | 12709-2 | Sealing - Air - Whole House - E FAF - SF or DX | 15 |  | SF Space Heat | 1500 | 0.09 |  | 0.27 | 0.64 | 135.75 | 350 | 960 | 0 | 0 | 15 | 0.0015328 | 0.37 | 0.01022% | 15.1287 | 610 | 101.7761 | 975.1287 | 95.1445 | 911.5909 | 0 | 0 | 1.3893 | 187.5605 | 1.3893 | 0 | 187.5605 | 0 | 187.5605 | 187.5605 | 206.3166 | 1.9713 | 0.22633
|  |  |  | 12711-2 | Sealing - Air - Whole House - HP - SF or DX | 15 |  | SF Space Heat | 1098.6 | 0.03 |  | 0.27 | 0.64 | 36.36 | 350 | 703.1 | 0 | 0 | 15 | 0.00041054 | 0.37 | 0.002737% | 4.0522 | 353.1 | 27.2603 | 707.1522 | 25.484 | 661.0752 | 0 | 0 | 1.3893 | 45.7898 | 1.3893 | 0 | 45.7898 | 0 | 45.7898 | 45.7898 | 50.3688 | 1.7968 | 0.076192
|  |  |  | 12712-2 | Sealing - Air - Whole House - Zonal - SF or DX | 15 |  | SF Space Heat | 955 | 0.23 |  | 0.27 | 0.64 | 221.66 | 350 | 611.2 | 0 | 0 | 15 | 0.0025028 | 0.37 | 0.01669% | 24.703 | 261.2 | 166.1856 | 635.903 | 155.3572 | 594.4686 | 0 | 0 | 1.3893 | 305.168 | 1.3893 | 0 | 305.168 | 0 | 305.168 | 305.168 | 335.6848 | 1.9643 | 0.56468
|  |  |  | 12714-1 | Sealing - Duct - EH - MH | 18 |  | SF Space Heat | 31 | 468 |  | 450 | 549 | 14508 | 13615.53 | 17019 | 0 | 0 | 18 | 0.19657 | 99 | 1.092% | 1616.8531 | 3403.47 | 10877.1101 | 18635.8531 | 10168.3744 | 17421.5697 | 0 | 0 | 1.596 | 23155.2382 | 1.596 | 0 | 23155.2382 | 0 | 23155.2382 | 23155.2382 | 25470.762 | 2.2772 | 1.462
|  |  |  | 12715-1 | Sealing - Duct - GH - MH | 18 |  | SF Space Heat | 2 |  |  |  |  | 0 | 0 | 0 | 0 | 0 | 18 | 0 | 0 | 0% | 0 | 0 | 0 | 0 | 0 | 0 | 0 | 0 | 1.596 | 0 | 1.596 | 0 | 0 | 0 | 0 | 0 | 0 | 0 | #DIV/0!
[19 empty] | 0 | 0 | 0 | 0% | 0 | 0 | 0 | 0 | 0 | 0 | 0 | 0 | #N/A | #N/A | #N/A | #N/A | #N/A | #N/A | #N/A | 0 | 0 | 0 | #DIV/0!
[19 empty] | 0 | 0 | 0 | 0% | 0 | 0 | 0 | 0 | 0 | 0 | 0 | 0 | #N/A | #N/A | #N/A | #N/A | #N/A | #N/A | #N/A | 0 | 0 | 0 | #DIV/0!
[19 empty] | 0 | 0 | 0 | 0% | 0 | 0 | 0 | 0 | 0 | 0 | 0 | 0 | #N/A | #N/A | #N/A | #N/A | #N/A | #N/A | #N/A | 0 | 0 | 0 | #DIV/0!
[19 empty] | 0 | 0 | 0 | 0% | 0 | 0 | 0 | 0 | 0 | 0 | 0 | 0 | #N/A | #N/A | #N/A | #N/A | #N/A | #N/A | #N/A | 0 | 0 | 0 | #DIV/0!
[19 empty] | 0 | 0 | 0 | 0% | 0 | 0 | 0 | 0 | 0 | 0 | 0 | 0 | #N/A | #N/A | #N/A | #N/A | #N/A | #N/A | #N/A | 0 | 0 | 0 | #DIV/0!
[19 empty] | 0 | 0 | 0 | 0% | 0 | 0 | 0 | 0 | 0 | 0 | 0 | 0 | #N/A | #N/A | #N/A | #N/A | #N/A | #N/A | #N/A | 0 | 0 | 0 | #DIV/0!
[19 empty] | 0 | 0 | 0 | 0% | 0 | 0 | 0 | 0 | 0 | 0 | 0 | 0 | #N/A | #N/A | #N/A | #N/A | #N/A | #N/A | #N/A | 0 | 0 | 0 | #DIV/0!
[19 empty] | 0 | 0 | 0 | 0% | 0 | 0 | 0 | 0 | 0 | 0 | 0 | 0 | #N/A | #N/A | #N/A | #N/A | #N/A | #N/A | #N/A | 0 | 0 | 0 | #DIV/0!
[19 empty] | 0 | 0 | 0 | 0% | 0 | 0 | 0 | 0 | 0 | 0 | 0 | 0 | #N/A | #N/A | #N/A | #N/A | #N/A | #N/A | #N/A | 0 | 0 | 0 | #DIV/0!
[19 empty] | 0 | 0 | 0 | 0% | 0 | 0 | 0 | 0 | 0 | 0 | 0 | 0 | #N/A | #N/A | #N/A | #N/A | #N/A | #N/A | #N/A | 0 | 0 | 0 | #DIV/0!
[19 empty] | 0 | 0 | 0 | 0% | 0 | 0 | 0 | 0 | 0 | 0 | 0 | 0 | #N/A | #N/A | #N/A | #N/A | #N/A | #N/A | #N/A | 0 | 0 | 0 | #DIV/0!
[19 empty] | 0 | 0 | 0 | 0% | 0 | 0 | 0 | 0 | 0 | 0 | 0 | 0 | #N/A | #N/A | #N/A | #N/A | #N/A | #N/A | #N/A | 0 | 0 | 0 | #DIV/0!
[19 empty] | 0 | 0 | 0 | 0% | 0 | 0 | 0 | 0 | 0 | 0 | 0 | 0 | #N/A | #N/A | #N/A | #N/A | #N/A | #N/A | #N/A | 0 | 0 | 0 | #DIV/0!
[19 empty] | 0 | 0 | 0 | 0% | 0 | 0 | 0 | 0 | 0 | 0 | 0 | 0 | #N/A | #N/A | #N/A | #N/A | #N/A | #N/A | #N/A | 0 | 0 | 0 | #DIV/0!
[19 empty] | 0 | 0 | 0 | 0% | 0 | 0 | 0 | 0 | 0 | 0 | 0 | 0 | #N/A | #N/A | #N/A | #N/A | #N/A | #N/A | #N/A | 0 | 0 | 0 | #DIV/0!
[19 empty] | 0 | 0 | 0 | 0% | 0 | 0 | 0 | 0 | 0 | 0 | 0 | 0 | #N/A | #N/A | #N/A | #N/A | #N/A | #N/A | #N/A | 0 | 0 | 0 | #DIV/0!
[19 empty] | 0 | 0 | 0 | 0% | 0 | 0 | 0 | 0 | 0 | 0 | 0 | 0 | #N/A | #N/A | #N/A | #N/A | #N/A | #N/A | #N/A | 0 | 0 | 0 | #DIV/0!
[19 empty] | 0 | 0 | 0 | 0% | 0 | 0 | 0 | 0 | 0 | 0 | 0 | 0 | #N/A | #N/A | #N/A | #N/A | #N/A | #N/A | #N/A | 0 | 0 | 0 | #DIV/0!
[19 empty] | 0 | 0 | 0 | 0% | 0 | 0 | 0 | 0 | 0 | 0 | 0 | 0 | #N/A | #N/A | #N/A | #N/A | #N/A | #N/A | #N/A | 0 | 0 | 0 | #DIV/0!
[19 empty] | 0 | 0 | 0 | 0% | 0 | 0 | 0 | 0 | 0 | 0 | 0 | 0 | #N/A | #N/A | #N/A | #N/A | #N/A | #N/A | #N/A | 0 | 0 | 0 | #DIV/0!
[19 empty] | 0 | 0 | 0 | 0% | 0 | 0 | 0 | 0 | 0 | 0 | 0 | 0 | #N/A | #N/A | #N/A | #N/A | #N/A | #N/A | #N/A | 0 | 0 | 0 | #DIV/0!
[19 empty] | 0 | 0 | 0 | 0% | 0 | 0 | 0 | 0 | 0 | 0 | 0 | 0 | #N/A | #N/A | #N/A | #N/A | #N/A | #N/A | #N/A | 0 | 0 | 0 | #DIV/0!
[19 empty] | 0 | 0 | 0 | 0% | 0 | 0 | 0 | 0 | 0 | 0 | 0 | 0 | #N/A | #N/A | #N/A | #N/A | #N/A | #N/A | #N/A | 0 | 0 | 0 | #DIV/0!
[19 empty] | 0 | 0 | 0 | 0% | 0 | 0 | 0 | 0 | 0 | 0 | 0 | 0 | #N/A | #N/A | #N/A | #N/A | #N/A | #N/A | #N/A | 0 | 0 | 0 | #DIV/0!
[19 empty] | 0 | 0 | 0 | 0% | 0 | 0 | 0 | 0 | 0 | 0 | 0 | 0 | #N/A | #N/A | #N/A | #N/A | #N/A | #N/A | #N/A | 0 | 0 | 0 | #DIV/0!
[19 empty] | 0 | 0 | 0 | 0% | 0 | 0 | 0 | 0 | 0 | 0 | 0 | 0 | #N/A | #N/A | #N/A | #N/A | #N/A | #N/A | #N/A | 0 | 0 | 0 | #DIV/0!
[19 empty] | 0 | 0 | 0 | 0% | 0 | 0 | 0 | 0 | 0 | 0 | 0 | 0 | #N/A | #N/A | #N/A | #N/A | #N/A | #N/A | #N/A | 0 | 0 | 0 | #DIV/0!
[19 empty] | 0 | 0 | 0 | 0% | 0 | 0 | 0 | 0 | 0 | 0 | 0 | 0 | #N/A | #N/A | #N/A | #N/A | #N/A | #N/A | #N/A | 0 | 0 | 0 | #DIV/0!
[19 empty] | 0 | 0 | 0 | 0% | 0 | 0 | 0 | 0 | 0 | 0 | 0 | 0 | #N/A | #N/A | #N/A | #N/A | #N/A | #N/A | #N/A | 0 | 0 | 0 | #DIV/0!
[19 empty] | 0 | 0 | 0 | 0% | 0 | 0 | 0 | 0 | 0 | 0 | 0 | 0 | #N/A | #N/A | #N/A | #N/A | #N/A | #N/A | #N/A | 0 | 0 | 0 | #DIV/0!
[19 empty] | 0 | 0 | 0 | 0% | 0 | 0 | 0 | 0 | 0 | 0 | 0 | 0 | #N/A | #N/A | #N/A | #N/A | #N/A | #N/A | #N/A | 0 | 0 | 0 | #DIV/0!
[19 empty] | 0 | 0 | 0 | 0% | 0 | 0 | 0 | 0 | 0 | 0 | 0 | 0 | #N/A | #N/A | #N/A | #N/A | #N/A | #N/A | #N/A | 0 | 0 | 0 | #DIV/0!
[19 empty] | 0 | 0 | 0 | 0% | 0 | 0 | 0 | 0 | 0 | 0 | 0 | 0 | #N/A | #N/A | #N/A | #N/A | #N/A | #N/A | #N/A | 0 | 0 | 0 | #DIV/0!
[19 empty] | 0 | 0 | 0 | 0% | 0 | 0 | 0 | 0 | 0 | 0 | 0 | 0 | #N/A | #N/A | #N/A | #N/A | #N/A | #N/A | #N/A | 0 | 0 | 0 | #DIV/0!
[19 empty] | 0 | 0 | 0 | 0% | 0 | 0 | 0 | 0 | 0 | 0 | 0 | 0 | #N/A | #N/A | #N/A | #N/A | #N/A | #N/A | #N/A | 0 | 0 | 0 | #DIV/0!
[19 empty] | 0 | 0 | 0 | 0% | 0 | 0 | 0 | 0 | 0 | 0 | 0 | 0 | #N/A | #N/A | #N/A | #N/A | #N/A | #N/A | #N/A | 0 | 0 | 0 | #DIV/0!
[19 empty] | 0 | 0 | 0 | 0% | 0 | 0 | 0 | 0 | 0 | 0 | 0 | 0 | #N/A | #N/A | #N/A | #N/A | #N/A | #N/A | #N/A | 0 | 0 | 0 | #DIV/0!
[19 empty] | 0 | 0 | 0 | 0% | 0 | 0 | 0 | 0 | 0 | 0 | 0 | 0 | #N/A | #N/A | #N/A | #N/A | #N/A | #N/A | #N/A | 0 | 0 | 0 | #DIV/0!
[19 empty] | 0 | 0 | 0 | 0% | 0 | 0 | 0 | 0 | 0 | 0 | 0 | 0 | #N/A | #N/A | #N/A | #N/A | #N/A | #N/A | #N/A | 0 | 0 | 0 | #DIV/0!
[19 empty] | 0 | 0 | 0 | 0% | 0 | 0 | 0 | 0 | 0 | 0 | 0 | 0 | #N/A | #N/A | #N/A | #N/A | #N/A | #N/A | #N/A | 0 | 0 | 0 | #DIV/0!
[19 empty] | 0 | 0 | 0 | 0% | 0 | 0 | 0 | 0 | 0 | 0 | 0 | 0 | #N/A | #N/A | #N/A | #N/A | #N/A | #N/A | #N/A | 0 | 0 | 0 | #DIV/0!
[19 empty] | 0 | 0 | 0 | 0% | 0 | 0 | 0 | 0 | 0 | 0 | 0 | 0 | #N/A | #N/A | #N/A | #N/A | #N/A | #N/A | #N/A | 0 | 0 | 0 | #DIV/0!
[19 empty] | 0 | 0 | 0 | 0% | 0 | 0 | 0 | 0 | 0 | 0 | 0 | 0 | #N/A | #N/A | #N/A | #N/A | #N/A | #N/A | #N/A | 0 | 0 | 0 | #DIV/0!
[19 empty] | 0 | 0 | 0 | 0% | 0 | 0 | 0 | 0 | 0 | 0 | 0 | 0 | #N/A | #N/A | #N/A | #N/A | #N/A | #N/A | #N/A | 0 | 0 | 0 | #DIV/0!
[19 empty] | 0 | 0 | 0 | 0% | 0 | 0 | 0 | 0 | 0 | 0 | 0 | 0 | #N/A | #N/A | #N/A | #N/A | #N/A | #N/A | #N/A | 0 | 0 | 0 | #DIV/0!
[19 empty] | 0 | 0 | 0 | 0% | 0 | 0 | 0 | 0 | 0 | 0 | 0 | 0 | #N/A | #N/A | #N/A | #N/A | #N/A | #N/A | #N/A | 0 | 0 | 0 | #DIV/0!
[19 empty] | 0 | 0 | 0 | 0% | 0 | 0 | 0 | 0 | 0 | 0 | 0 | 0 | #N/A | #N/A | #N/A | #N/A | #N/A | #N/A | #N/A | 0 | 0 | 0 | #DIV/0!
[19 empty] | 0 | 0 | 0 | 0% | 0 | 0 | 0 | 0 | 0 | 0 | 0 | 0 | #N/A | #N/A | #N/A | #N/A | #N/A | #N/A | #N/A | 0 | 0 | 0 | #DIV/0!
[19 empty] | 0 | 0 | 0 | 0% | 0 | 0 | 0 | 0 | 0 | 0 | 0 | 0 | #N/A | #N/A | #N/A | #N/A | #N/A | #N/A | #N/A | 0 | 0 | 0 | #DIV/0!
[19 empty] | 0 | 0 | 0 | 0% | 0 | 0 | 0 | 0 | 0 | 0 | 0 | 0 | #N/A | #N/A | #N/A | #N/A | #N/A | #N/A | #N/A | 0 | 0 | 0 | #DIV/0!
[19 empty] | 0 | 0 | 0 | 0% | 0 | 0 | 0 | 0 | 0 | 0 | 0 | 0 | #N/A | #N/A | #N/A | #N/A | #N/A | #N/A | #N/A | 0 | 0 | 0 | #DIV/0!
[19 empty] | 0 | 0 | 0 | 0% | 0 | 0 | 0 | 0 | 0 | 0 | 0 | 0 | #N/A | #N/A | #N/A | #N/A | #N/A | #N/A | #N/A | 0 | 0 | 0 | #DIV/0!
[19 empty] | 0 | 0 | 0 | 0% | 0 | 0 | 0 | 0 | 0 | 0 | 0 | 0 | #N/A | #N/A | #N/A | #N/A | #N/A | #N/A | #N/A | 0 | 0 | 0 | #DIV/0!
[19 empty] | 0 | 0 | 0 | 0% | 0 | 0 | 0 | 0 | 0 | 0 | 0 | 0 | #N/A | #N/A | #N/A | #N/A | #N/A | #N/A | #N/A | 0 | 0 | 0 | #DIV/0!
[19 empty] | 0 | 0 | 0 | 0% | 0 | 0 | 0 | 0 | 0 | 0 | 0 | 0 | #N/A | #N/A | #N/A | #N/A | #N/A | #N/A | #N/A | 0 | 0 | 0 | #DIV/0!
[19 empty] | 0 | 0 | 0 | 0% | 0 | 0 | 0 | 0 | 0 | 0 | 0 | 0 | #N/A | #N/A | #N/A | #N/A | #N/A | #N/A | #N/A | 0 | 0 | 0 | #DIV/0!
[19 empty] | 0 | 0 | 0 | 0% | 0 | 0 | 0 | 0 | 0 | 0 | 0 | 0 | #N/A | #N/A | #N/A | #N/A | #N/A | #N/A | #N/A | 0 | 0 | 0 | #DIV/0!
[19 empty] | 0 | 0 | 0 | 0% | 0 | 0 | 0 | 0 | 0 | 0 | 0 | 0 | #N/A | #N/A | #N/A | #N/A | #N/A | #N/A | #N/A | 0 | 0 | 0 | #DIV/0!
[19 empty] | 0 | 0 | 0 | 0% | 0 | 0 | 0 | 0 | 0 | 0 | 0 | 0 | #N/A | #N/A | #N/A | #N/A | #N/A | #N/A | #N/A | 0 | 0 | 0 | #DIV/0!
[19 empty] | 0 | 0 | 0 | 0% | 0 | 0 | 0 | 0 | 0 | 0 | 0 | 0 | #N/A | #N/A | #N/A | #N/A | #N/A | #N/A | #N/A | 0 | 0 | 0 | #DIV/0!
[19 empty] | 0 | 0 | 0 | 0% | 0 | 0 | 0 | 0 | 0 | 0 | 0 | 0 | #N/A | #N/A | #N/A | #N/A | #N/A | #N/A | #N/A | 0 | 0 | 0 | #DIV/0!
[19 empty] | 0 | 0 | 0 | 0% | 0 | 0 | 0 | 0 | 0 | 0 | 0 | 0 | #N/A | #N/A | #N/A | #N/A | #N/A | #N/A | #N/A | 0 | 0 | 0 | #DIV/0!
[19 empty] | 0 | 0 | 0 | 0% | 0 | 0 | 0 | 0 | 0 | 0 | 0 | 0 | #N/A | #N/A | #N/A | #N/A | #N/A | #N/A | #N/A | 0 | 0 | 0 | #DIV/0!
[19 empty] | 0 | 0 | 0 | 0% | 0 | 0 | 0 | 0 | 0 | 0 | 0 | 0 | #N/A | #N/A | #N/A | #N/A | #N/A | #N/A | #N/A | 0 | 0 | 0 | #DIV/0!
[19 empty] | 0 | 0 | 0 | 0% | 0 | 0 | 0 | 0 | 0 | 0 | 0 | 0 | #N/A | #N/A | #N/A | #N/A | #N/A | #N/A | #N/A | 0 | 0 | 0 | #DIV/0!
[19 empty] | 0 | 0 | 0 | 0% | 0 | 0 | 0 | 0 | 0 | 0 | 0 | 0 | #N/A | #N/A | #N/A | #N/A | #N/A | #N/A | #N/A | 0 | 0 | 0 | #DIV/0!
[19 empty] | 0 | 0 | 0 | 0% | 0 | 0 | 0 | 0 | 0 | 0 | 0 | 0 | #N/A | #N/A | #N/A | #N/A | #N/A | #N/A | #N/A | 0 | 0 | 0 | #DIV/0!
[19 empty] | 0 | 0 | 0 | 0% | 0 | 0 | 0 | 0 | 0 | 0 | 0 | 0 | #N/A | #N/A | #N/A | #N/A | #N/A | #N/A | #N/A | 0 | 0 | 0 | #DIV/0!
[19 empty] | 0 | 0 | 0 | 0% | 0 | 0 | 0 | 0 | 0 | 0 | 0 | 0 | #N/A | #N/A | #N/A | #N/A | #N/A | #N/A | #N/A | 0 | 0 | 0 | #DIV/0!
[19 empty] | 0 | 0 | 0 | 0% | 0 | 0 | 0 | 0 | 0 | 0 | 0 | 0 | #N/A | #N/A | #N/A | #N/A | #N/A | #N/A | #N/A | 0 | 0 | 0 | #DIV/0!
[19 empty] | 0 | 0 | 0 | 0% | 0 | 0 | 0 | 0 | 0 | 0 | 0 | 0 | #N/A | #N/A | #N/A | #N/A | #N/A | #N/A | #N/A | 0 | 0 | 0 | #DIV/0!
[19 empty] | 0 | 0 | 0 | 0% | 0 | 0 | 0 | 0 | 0 | 0 | 0 | 0 | #N/A | #N/A | #N/A | #N/A | #N/A | #N/A | #N/A | 0 | 0 | 0 | #DIV/0!
[19 empty] | 0 | 0 | 0 | 0% | 0 | 0 | 0 | 0 | 0 | 0 | 0 | 0 | #N/A | #N/A | #N/A | #N/A | #N/A | #N/A | #N/A | 0 | 0 | 0 | #DIV/0!
[19 empty] | 0 | 0 | 0 | 0% | 0 | 0 | 0 | 0 | 0 | 0 | 0 | 0 | #N/A | #N/A | #N/A | #N/A | #N/A | #N/A | #N/A | 0 | 0 | 0 | #DIV/0!
[19 empty] | 0 | 0 | 0 | 0% | 0 | 0 | 0 | 0 | 0 | 0 | 0 | 0 | #N/A | #N/A | #N/A | #N/A | #N/A | #N/A | #N/A | 0 | 0 | 0 | #DIV/0!
[19 empty] | 0 | 0 | 0 | 0% | 0 | 0 | 0 | 0 | 0 | 0 | 0 | 0 | #N/A | #N/A | #N/A | #N/A | #N/A | #N/A | #N/A | 0 | 0 | 0 | #DIV/0!
[19 empty] | 0 | 0 | 0 | 0% | 0 | 0 | 0 | 0 | 0 | 0 | 0 | 0 | #N/A | #N/A | #N/A | #N/A | #N/A | #N/A | #N/A | 0 | 0 | 0 | #DIV/0!
[19 empty] | 0 | 0 | 0 | 0% | 0 | 0 | 0 | 0 | 0 | 0 | 0 | 0 | #N/A | #N/A | #N/A | #N/A | #N/A | #N/A | #N/A | 0 | 0 | 0 | #DIV/0!
[19 empty] | 0 | 0 | 0 | 0% | 0 | 0 | 0 | 0 | 0 | 0 | 0 | 0 | #N/A | #N/A | #N/A | #N/A | #N/A | #N/A | #N/A | 0 | 0 | 0 | #DIV/0!
[19 empty] | 0 | 0 | 0 | 0% | 0 | 0 | 0 | 0 | 0 | 0 | 0 | 0 | #N/A | #N/A | #N/A | #N/A | #N/A | #N/A | #N/A | 0 | 0 | 0 | #DIV/0!
[19 empty] | 0 | 0 | 0 | 0% | 0 | 0 | 0 | 0 | 0 | 0 | 0 | 0 | #N/A | #N/A | #N/A | #N/A | #N/A | #N/A | #N/A | 0 | 0 | 0 | #DIV/0!
[19 empty] | 0 | 0 | 0 | 0% | 0 | 0 | 0 | 0 | 0 | 0 | 0 | 0 | #N/A | #N/A | #N/A | #N/A | #N/A | #N/A | #N/A | 0 | 0 | 0 | #DIV/0!
[19 empty] | 0 | 0 | 0 | 0% | 0 | 0 | 0 | 0 | 0 | 0 | 0 | 0 | #N/A | #N/A | #N/A | #N/A | #N/A | #N/A | #N/A | 0 | 0 | 0 | #DIV/0!
[19 empty] | 0 | 0 | 0 | 0% | 0 | 0 | 0 | 0 | 0 | 0 | 0 | 0 | #N/A | #N/A | #N/A | #N/A | #N/A | #N/A | #N/A | 0 | 0 | 0 | #DIV/0!
[19 empty] | 0 | 0 | 0 | 0% | 0 | 0 | 0 | 0 | 0 | 0 | 0 | 0 | #N/A | #N/A | #N/A | #N/A | #N/A | #N/A | #N/A | 0 | 0 | 0 | #DIV/0!
[19 empty] | 0 | 0 | 0 | 0% | 0 | 0 | 0 | 0 | 0 | 0 | 0 | 0 | #N/A | #N/A | #N/A | #N/A | #N/A | #N/A | #N/A | 0 | 0 | 0 | #DIV/0!
[19 empty] | 0 | 0 | 0 | 0% | 0 | 0 | 0 | 0 | 0 | 0 | 0 | 0 | #N/A | #N/A | #N/A | #N/A | #N/A | #N/A | #N/A | 0 | 0 | 0 | #DIV/0!
[19 empty] | 0 | 0 | 0 | 0% | 0 | 0 | 0 | 0 | 0 | 0 | 0 | 0 | #N/A | #N/A | #N/A | #N/A | #N/A | #N/A | #N/A | 0 | 0 | 0 | #DIV/0!
[19 empty] | 0 | 0 | 0 | 0% | 0 | 0 | 0 | 0 | 0 | 0 | 0 | 0 | #N/A | #N/A | #N/A | #N/A | #N/A | #N/A | #N/A | 0 | 0 | 0 | #DIV/0!
[19 empty] | 0 | 0 | 0 | 0% | 0 | 0 | 0 | 0 | 0 | 0 | 0 | 0 | #N/A | #N/A | #N/A | #N/A | #N/A | #N/A | #N/A | 0 | 0 | 0 | #DIV/0!
[19 empty] | 0 | 0 | 0 | 0% | 0 | 0 | 0 | 0 | 0 | 0 | 0 | 0 | #N/A | #N/A | #N/A | #N/A | #N/A | #N/A | #N/A | 0 | 0 | 0 | #DIV/0!
[19 empty] | 0 | 0 | 0 | 0% | 0 | 0 | 0 | 0 | 0 | 0 | 0 | 0 | #N/A | #N/A | #N/A | #N/A | #N/A | #N/A | #N/A | 0 | 0 | 0 | #DIV/0!
[19 empty] | 0 | 0 | 0 | 0% | 0 | 0 | 0 | 0 | 0 | 0 | 0 | 0 | #N/A | #N/A | #N/A | #N/A | #N/A | #N/A | #N/A | 0 | 0 | 0 | #DIV/0!
[19 empty] | 0 | 0 | 0 | 0% | 0 | 0 | 0 | 0 | 0 | 0 | 0 | 0 | #N/A | #N/A | #N/A | #N/A | #N/A | #N/A | #N/A | 0 | 0 | 0 | #DIV/0!
[19 empty] | 0 | 0 | 0 | 0% | 0 | 0 | 0 | 0 | 0 | 0 | 0 | 0 | #N/A | #N/A | #N/A | #N/A | #N/A | #N/A | #N/A | 0 | 0 | 0 | #DIV/0!
[19 empty] | 0 | 0 | 0 | 0% | 0 | 0 | 0 | 0 | 0 | 0 | 0 | 0 | #N/A | #N/A | #N/A | #N/A | #N/A | #N/A | #N/A | 0 | 0 | 0 | #DIV/0!
[19 empty] | 0 | 0 | 0 | 0% | 0 | 0 | 0 | 0 | 0 | 0 | 0 | 0 | #N/A | #N/A | #N/A | #N/A | #N/A | #N/A | #N/A | 0 | 0 | 0 | #DIV/0!
[19 empty] | 0 | 0 | 0 | 0% | 0 | 0 | 0 | 0 | 0 | 0 | 0 | 0 | #N/A | #N/A | #N/A | #N/A | #N/A | #N/A | #N/A | 0 | 0 | 0 | #DIV/0!
[19 empty] | 0 | 0 | 0 | 0% | 0 | 0 | 0 | 0 | 0 | 0 | 0 | 0 | #N/A | #N/A | #N/A | #N/A | #N/A | #N/A | #N/A | 0 | 0 | 0 | #DIV/0!
[19 empty] | 0 | 0 | 0 | 0% | 0 | 0 | 0 | 0 | 0 | 0 | 0 | 0 | #N/A | #N/A | #N/A | #N/A | #N/A | #N/A | #N/A | 0 | 0 | 0 | #DIV/0!
[19 empty] | 0 | 0 | 0 | 0% | 0 | 0 | 0 | 0 | 0 | 0 | 0 | 0 | #N/A | #N/A | #N/A | #N/A | #N/A | #N/A | #N/A | 0 | 0 | 0 | #DIV/0!
[19 empty] | 0 | 0 | 0 | 0% | 0 | 0 | 0 | 0 | 0 | 0 | 0 | 0 | #N/A | #N/A | #N/A | #N/A | #N/A | #N/A | #N/A | 0 | 0 | 0 | #DIV/0!
[19 empty] | 0 | 0 | 0 | 0% | 0 | 0 | 0 | 0 | 0 | 0 | 0 | 0 | #N/A | #N/A | #N/A | #N/A | #N/A | #N/A | #N/A | 0 | 0 | 0 | #DIV/0!
[19 empty] | 0 | 0 | 0 | 0% | 0 | 0 | 0 | 0 | 0 | 0 | 0 | 0 | #N/A | #N/A | #N/A | #N/A | #N/A | #N/A | #N/A | 0 | 0 | 0 | #DIV/0!
[19 empty] | 0 | 0 | 0 | 0% | 0 | 0 | 0 | 0 | 0 | 0 | 0 | 0 | #N/A | #N/A | #N/A | #N/A | #N/A | #N/A | #N/A | 0 | 0 | 0 | #DIV/0!
[19 empty] | 0 | 0 | 0 | 0% | 0 | 0 | 0 | 0 | 0 | 0 | 0 | 0 | #N/A | #N/A | #N/A | #N/A | #N/A | #N/A | #N/A | 0 | 0 | 0 | #DIV/0!
[19 empty] | 0 | 0 | 0 | 0% | 0 | 0 | 0 | 0 | 0 | 0 | 0 | 0 | #N/A | #N/A | #N/A | #N/A | #N/A | #N/A | #N/A | 0 | 0 | 0 | #DIV/0!
[19 empty] | 0 | 0 | 0 | 0% | 0 | 0 | 0 | 0 | 0 | 0 | 0 | 0 | #N/A | #N/A | #N/A | #N/A | #N/A | #N/A | #N/A | 0 | 0 | 0 | #DIV/0!
[19 empty] | 0 | 0 | 0 | 0% | 0 | 0 | 0 | 0 | 0 | 0 | 0 | 0 | #N/A | #N/A | #N/A | #N/A | #N/A | #N/A | #N/A | 0 | 0 | 0 | #DIV/0!
[19 empty] | 0 | 0 | 0 | 0% | 0 | 0 | 0 | 0 | 0 | 0 | 0 | 0 | #N/A | #N/A | #N/A | #N/A | #N/A | #N/A | #N/A | 0 | 0 | 0 | #DIV/0!
[19 empty] | 0 | 0 | 0 | 0% | 0 | 0 | 0 | 0 | 0 | 0 | 0 | 0 | #N/A | #N/A | #N/A | #N/A | #N/A | #N/A | #N/A | 0 | 0 | 0 | #DIV/0!
[19 empty] | 0 | 0 | 0 | 0% | 0 | 0 | 0 | 0 | 0 | 0 | 0 | 0 | #N/A | #N/A | #N/A | #N/A | #N/A | #N/A | #N/A | 0 | 0 | 0 | #DIV/0!
[19 empty] | 0 | 0 | 0 | 0% | 0 | 0 | 0 | 0 | 0 | 0 | 0 | 0 | #N/A | #N/A | #N/A | #N/A | #N/A | #N/A | #N/A | 0 | 0 | 0 | #DIV/0!
[19 empty] | 0 | 0 | 0 | 0% | 0 | 0 | 0 | 0 | 0 | 0 | 0 | 0 | #N/A | #N/A | #N/A | #N/A | #N/A | #N/A | #N/A | 0 | 0 | 0 | #DIV/0!
[19 empty] | 0 | 0 | 0 | 0% | 0 | 0 | 0 | 0 | 0 | 0 | 0 | 0 | #N/A | #N/A | #N/A | #N/A | #N/A | #N/A | #N/A | 0 | 0 | 0 | #DIV/0!
[19 empty] | 0 | 0 | 0 | 0% | 0 | 0 | 0 | 0 | 0 | 0 | 0 | 0 | #N/A | #N/A | #N/A | #N/A | #N/A | #N/A | #N/A | 0 | 0 | 0 | #DIV/0!
[19 empty] | 0 | 0 | 0 | 0% | 0 | 0 | 0 | 0 | 0 | 0 | 0 | 0 | #N/A | #N/A | #N/A | #N/A | #N/A | #N/A | #N/A | 0 | 0 | 0 | #DIV/0!
[19 empty] | 0 | 0 | 0 | 0% | 0 | 0 | 0 | 0 | 0 | 0 | 0 | 0 | #N/A | #N/A | #N/A | #N/A | #N/A | #N/A | #N/A | 0 | 0 | 0 | #DIV/0!
[19 empty] | 0 | 0 | 0 | 0% | 0 | 0 | 0 | 0 | 0 | 0 | 0 | 0 | #N/A | #N/A | #N/A | #N/A | #N/A | #N/A | #N/A | 0 | 0 | 0 | #DIV/0!
[19 empty] | 0 | 0 | 0 | 0% | 0 | 0 | 0 | 0 | 0 | 0 | 0 | 0 | #N/A | #N/A | #N/A | #N/A | #N/A | #N/A | #N/A | 0 | 0 | 0 | #DIV/0!
[19 empty] | 0 | 0 | 0 | 0% | 0 | 0 | 0 | 0 | 0 | 0 | 0 | 0 | #N/A | #N/A | #N/A | #N/A | #N/A | #N/A | #N/A | 0 | 0 | 0 | #DIV/0!
[19 empty] | 0 | 0 | 0 | 0% | 0 | 0 | 0 | 0 | 0 | 0 | 0 | 0 | #N/A | #N/A | #N/A | #N/A | #N/A | #N/A | #N/A | 0 | 0 | 0 | #DIV/0!
[19 empty] | 0 | 0 | 0 | 0% | 0 | 0 | 0 | 0 | 0 | 0 | 0 | 0 | #N/A | #N/A | #N/A | #N/A | #N/A | #N/A | #N/A | 0 | 0 | 0 | #DIV/0!
[19 empty] | 0 | 0 | 0 | 0% | 0 | 0 | 0 | 0 | 0 | 0 | 0 | 0 | #N/A | #N/A | #N/A | #N/A | #N/A | #N/A | #N/A | 0 | 0 | 0 | #DIV/0!
[19 empty] | 0 | 0 | 0 | 0% | 0 | 0 | 0 | 0 | 0 | 0 | 0 | 0 | #N/A | #N/A | #N/A | #N/A | #N/A | #N/A | #N/A | 0 | 0 | 0 | #DIV/0!
[19 empty] | 0 | 0 | 0 | 0% | 0 | 0 | 0 | 0 | 0 | 0 | 0 | 0 | #N/A | #N/A | #N/A | #N/A | #N/A | #N/A | #N/A | 0 | 0 | 0 | #DIV/0!
[19 empty] | 0 | 0 | 0 | 0% | 0 | 0 | 0 | 0 | 0 | 0 | 0 | 0 | #N/A | #N/A | #N/A | #N/A | #N/A | #N/A | #N/A | 0 | 0 | 0 | #DIV/0!
[19 empty] | 0 | 0 | 0 | 0% | 0 | 0 | 0 | 0 | 0 | 0 | 0 | 0 | #N/A | #N/A | #N/A | #N/A | #N/A | #N/A | #N/A | 0 | 0 | 0 | #DIV/0!
[19 empty] | 0 | 0 | 0 | 0% | 0 | 0 | 0 | 0 | 0 | 0 | 0 | 0 | #N/A | #N/A | #N/A | #N/A | #N/A | #N/A | #N/A | 0 | 0 | 0 | #DIV/0!
[19 empty] | 0 | 0 | 0 | 0% | 0 | 0 | 0 | 0 | 0 | 0 | 0 | 0 | #N/A | #N/A | #N/A | #N/A | #N/A | #N/A | #N/A | 0 | 0 | 0 | #DIV/0!
[19 empty] | 0 | 0 | 0 | 0% | 0 | 0 | 0 | 0 | 0 | 0 | 0 | 0 | #N/A | #N/A | #N/A | #N/A | #N/A | #N/A | #N/A | 0 | 0 | 0 | #DIV/0!
[19 empty] | 0 | 0 | 0 | 0% | 0 | 0 | 0 | 0 | 0 | 0 | 0 | 0 | #N/A | #N/A | #N/A | #N/A | #N/A | #N/A | #N/A | 0 | 0 | 0 | #DIV/0!
[19 empty] | 0 | 0 | 0 | 0% | 0 | 0 | 0 | 0 | 0 | 0 | 0 | 0 | #N/A | #N/A | #N/A | #N/A | #N/A | #N/A | #N/A | 0 | 0 | 0 | #DIV/0!
[19 empty] | 0 | 0 | 0 | 0% | 0 | 0 | 0 | 0 | 0 | 0 | 0 | 0 | #N/A | #N/A | #N/A | #N/A | #N/A | #N/A | #N/A | 0 | 0 | 0 | #DIV/0!
[19 empty] | 0 | 0 | 0 | 0% | 0 | 0 | 0 | 0 | 0 | 0 | 0 | 0 | #N/A | #N/A | #N/A | #N/A | #N/A | #N/A | #N/A | 0 | 0 | 0 | #DIV/0!
[19 empty] | 0 | 0 | 0 | 0% | 0 | 0 | 0 | 0 | 0 | 0 | 0 | 0 | #N/A | #N/A | #N/A | #N/A | #N/A | #N/A | #N/A | 0 | 0 | 0 | #DIV/0!
[19 empty] | 0 | 0 | 0 | 0% | 0 | 0 | 0 | 0 | 0 | 0 | 0 | 0 | #N/A | #N/A | #N/A | #N/A | #N/A | #N/A | #N/A | 0 | 0 | 0 | #DIV/0!
[19 empty] | 0 | 0 | 0 | 0% | 0 | 0 | 0 | 0 | 0 | 0 | 0 | 0 | #N/A | #N/A | #N/A | #N/A | #N/A | #N/A | #N/A | 0 | 0 | 0 | #DIV/0!
[19 empty] | 0 | 0 | 0 | 0% | 0 | 0 | 0 | 0 | 0 | 0 | 0 | 0 | #N/A | #N/A | #N/A | #N/A | #N/A | #N/A | #N/A | 0 | 0 | 0 | #DIV/0!
[19 empty] | 0 | 0 | 0 | 0% | 0 | 0 | 0 | 0 | 0 | 0 | 0 | 0 | #N/A | #N/A | #N/A | #N/A | #N/A | #N/A | #N/A | 0 | 0 | 0 | #DIV/0!
[19 empty] | 0 | 0 | 0 | 0% | 0 | 0 | 0 | 0 | 0 | 0 | 0 | 0 | #N/A | #N/A | #N/A | #N/A | #N/A | #N/A | #N/A | 0 | 0 | 0 | #DIV/0!
[19 empty] | 0 | 0 | 0 | 0% | 0 | 0 | 0 | 0 | 0 | 0 | 0 | 0 | #N/A | #N/A | #N/A | #N/A | #N/A | #N/A | #N/A | 0 | 0 | 0 | #DIV/0!
[19 empty] | 0 | 0 | 0 | 0% | 0 | 0 | 0 | 0 | 0 | 0 | 0 | 0 | #N/A | #N/A | #N/A | #N/A | #N/A | #N/A | #N/A | 0 | 0 | 0 | #DIV/0!
[19 empty] | 0 | 0 | 0 | 0% | 0 | 0 | 0 | 0 | 0 | 0 | 0 | 0 | #N/A | #N/A | #N/A | #N/A | #N/A | #N/A | #N/A | 0 | 0 | 0 | #DIV/0!
[19 empty] | 0 | 0 | 0 | 0% | 0 | 0 | 0 | 0 | 0 | 0 | 0 | 0 | #N/A | #N/A | #N/A | #N/A | #N/A | #N/A | #N/A | 0 | 0 | 0 | #DIV/0!
[19 empty] | 0 | 0 | 0 | 0% | 0 | 0 | 0 | 0 | 0 | 0 | 0 | 0 | #N/A | #N/A | #N/A | #N/A | #N/A | #N/A | #N/A | 0 | 0 | 0 | #DIV/0!
[19 empty] | 0 | 0 | 0 | 0% | 0 | 0 | 0 | 0 | 0 | 0 | 0 | 0 | #N/A | #N/A | #N/A | #N/A | #N/A | #N/A | #N/A | 0 | 0 | 0 | #DIV/0!
[19 empty] | 0 | 0 | 0 | 0% | 0 | 0 | 0 | 0 | 0 | 0 | 0 | 0 | #N/A | #N/A | #N/A | #N/A | #N/A | #N/A | #N/A | 0 | 0 | 0 | #DIV/0!
[19 empty] | 0 | 0 | 0 | 0% | 0 | 0 | 0 | 0 | 0 | 0 | 0 | 0 | #N/A | #N/A | #N/A | #N/A | #N/A | #N/A | #N/A | 0 | 0 | 0 | #DIV/0!
[19 empty] | 0 | 0 | 0 | 0% | 0 | 0 | 0 | 0 | 0 | 0 | 0 | 0 | #N/A | #N/A | #N/A | #N/A | #N/A | #N/A | #N/A | 0 | 0 | 0 | #DIV/0!
[19 empty] | 0 | 0 | 0 | 0% | 0 | 0 | 0 | 0 | 0 | 0 | 0 | 0 | #N/A | #N/A | #N/A | #N/A | #N/A | #N/A | #N/A | 0 | 0 | 0 | #DIV/0!
[19 empty] | 0 | 0 | 0 | 0% | 0 | 0 | 0 | 0 | 0 | 0 | 0 | 0 | #N/A | #N/A | #N/A | #N/A | #N/A | #N/A | #N/A | 0 | 0 | 0 | #DIV/0!
[19 empty] | 0 | 0 | 0 | 0% | 0 | 0 | 0 | 0 | 0 | 0 | 0 | 0 | #N/A | #N/A | #N/A | #N/A | #N/A | #N/A | #N/A | 0 | 0 | 0 | #DIV/0!
[19 empty] | 0 | 0 | 0 | 0% | 0 | 0 | 0 | 0 | 0 | 0 | 0 | 0 | #N/A | #N/A | #N/A | #N/A | #N/A | #N/A | #N/A | 0 | 0 | 0 | #DIV/0!
[19 empty] | 0 | 0 | 0 | 0% | 0 | 0 | 0 | 0 | 0 | 0 | 0 | 0 | #N/A | #N/A | #N/A | #N/A | #N/A | #N/A | #N/A | 0 | 0 | 0 | #DIV/0!
[19 empty] | 0 | 0 | 0 | 0% | 0 | 0 | 0 | 0 | 0 | 0 | 0 | 0 | #N/A | #N/A | #N/A | #N/A | #N/A | #N/A | #N/A | 0 | 0 | 0 | #DIV/0!
[19 empty] | 0 | 0 | 0 | 0% | 0 | 0 | 0 | 0 | 0 | 0 | 0 | 0 | #N/A | #N/A | #N/A | #N/A | #N/A | #N/A | #N/A | 0 | 0 | 0 | #DIV/0!
[19 empty] | 0 | 0 | 0 | 0% | 0 | 0 | 0 | 0 | 0 | 0 | 0 | 0 | #N/A | #N/A | #N/A | #N/A | #N/A | #N/A | #N/A | 0 | 0 | 0 | #DIV/0!
[19 empty] | 0 | 0 | 0 | 0% | 0 | 0 | 0 | 0 | 0 | 0 | 0 | 0 | #N/A | #N/A | #N/A | #N/A | #N/A | #N/A | #N/A | 0 | 0 | 0 | #DIV/0!
[19 empty] | 0 | 0 | 0 | 0% | 0 | 0 | 0 | 0 | 0 | 0 | 0 | 0 | #N/A | #N/A | #N/A | #N/A | #N/A | #N/A | #N/A | 0 | 0 | 0 | #DIV/0!
[19 empty] | 0 | 0 | 0 | 0% | 0 | 0 | 0 | 0 | 0 | 0 | 0 | 0 | #N/A | #N/A | #N/A | #N/A | #N/A | #N/A | #N/A | 0 | 0 | 0 | #DIV/0!
[19 empty] | 0 | 0 | 0 | 0% | 0 | 0 | 0 | 0 | 0 | 0 | 0 | 0 | #N/A | #N/A | #N/A | #N/A | #N/A | #N/A | #N/A | 0 | 0 | 0 | #DIV/0!
[19 empty] | 0 | 0 | 0 | 0% | 0 | 0 | 0 | 0 | 0 | 0 | 0 | 0 | #N/A | #N/A | #N/A | #N/A | #N/A | #N/A | #N/A | 0 | 0 | 0 | #DIV/0!
[19 empty] | 0 | 0 | 0 | 0% | 0 | 0 | 0 | 0 | 0 | 0 | 0 | 0 | #N/A | #N/A | #N/A | #N/A | #N/A | #N/A | #N/A | 0 | 0 | 0 | #DIV/0!
[19 empty] | 0 | 0 | 0 | 0% | 0 | 0 | 0 | 0 | 0 | 0 | 0 | 0 | #N/A | #N/A | #N/A | #N/A | #N/A | #N/A | #N/A | 0 | 0 | 0 | #DIV/0!
[19 empty] | 0 | 0 | 0 | 0% | 0 | 0 | 0 | 0 | 0 | 0 | 0 | 0 | #N/A | #N/A | #N/A | #N/A | #N/A | #N/A | #N/A | 0 | 0 | 0 | #DIV/0!
[19 empty] | 0 | 0 | 0 | 0% | 0 | 0 | 0 | 0 | 0 | 0 | 0 | 0 | #N/A | #N/A | #N/A | #N/A | #N/A | #N/A | #N/A | 0 | 0 | 0 | #DIV/0!
[19 empty] | 0 | 0 | 0 | 0% | 0 | 0 | 0 | 0 | 0 | 0 | 0 | 0 | #N/A | #N/A | #N/A | #N/A | #N/A | #N/A | #N/A | 0 | 0 | 0 | #DIV/0!
[19 empty] | 0 | 0 | 0 | 0% | 0 | 0 | 0 | 0 | 0 | 0 | 0 | 0 | #N/A | #N/A | #N/A | #N/A | #N/A | #N/A | #N/A | 0 | 0 | 0 | #DIV/0!
[19 empty] | 0 | 0 | 0 | 0% | 0 | 0 | 0 | 0 | 0 | 0 | 0 | 0 | #N/A | #N/A | #N/A | #N/A | #N/A | #N/A | #N/A | 0 | 0 | 0 | #DIV/0!
[19 empty] | 0 | 0 | 0 | 0% | 0 | 0 | 0 | 0 | 0 | 0 | 0 | 0 | #N/A | #N/A | #N/A | #N/A | #N/A | #N/A | #N/A | 0 | 0 | 0 | #DIV/0!
[19 empty] | 0 | 0 | 0 | 0% | 0 | 0 | 0 | 0 | 0 | 0 | 0 | 0 | #N/A | #N/A | #N/A | #N/A | #N/A | #N/A | #N/A | 0 | 0 | 0 | #DIV/0!
[19 empty] | 0 | 0 | 0 | 0% | 0 | 0 | 0 | 0 | 0 | 0 | 0 | 0 | #N/A | #N/A | #N/A | #N/A | #N/A | #N/A | #N/A | 0 | 0 | 0 | #DIV/0!
[19 empty] | 0 | 0 | 0 | 0% | 0 | 0 | 0 | 0 | 0 | 0 | 0 | 0 | #N/A | #N/A | #N/A | #N/A | #N/A | #N/A | #N/A | 0 | 0 | 0 | #DIV/0!
[19 empty] | 0 | 0 | 0 | 0% | 0 | 0 | 0 | 0 | 0 | 0 | 0 | 0 | #N/A | #N/A | #N/A | #N/A | #N/A | #N/A | #N/A | 0 | 0 | 0 | #DIV/0!
[19 empty] | 0 | 0 | 0 | 0% | 0 | 0 | 0 | 0 | 0 | 0 | 0 | 0 | #N/A | #N/A | #N/A | #N/A | #N/A | #N/A | #N/A | 0 | 0 | 0 | #DIV/0!
[19 empty] | 0 | 0 | 0 | 0% | 0 | 0 | 0 | 0 | 0 | 0 | 0 | 0 | #N/A | #N/A | #N/A | #N/A | #N/A | #N/A | #N/A | 0 | 0 | 0 | #DIV/0!
[19 empty] | 0 | 0 | 0 | 0% | 0 | 0 | 0 | 0 | 0 | 0 | 0 | 0 | #N/A | #N/A | #N/A | #N/A | #N/A | #N/A | #N/A | 0 | 0 | 0 | #DIV/0!
[19 empty] | 0 | 0 | 0 | 0% | 0 | 0 | 0 | 0 | 0 | 0 | 0 | 0 | #N/A | #N/A | #N/A | #N/A | #N/A | #N/A | #N/A | 0 | 0 | 0 | #DIV/0!
[19 empty] | 0 | 0 | 0 | 0% | 0 | 0 | 0 | 0 | 0 | 0 | 0 | 0 | #N/A | #N/A | #N/A | #N/A | #N/A | #N/A | #N/A | 0 | 0 | 0 | #DIV/0!
[19 empty] | 0 | 0 | 0 | 0% | 0 | 0 | 0 | 0 | 0 | 0 | 0 | 0 | #N/A | #N/A | #N/A | #N/A | #N/A | #N/A | #N/A | 0 | 0 | 0 | #DIV/0!
[19 empty] | 0 | 0 | 0 | 0% | 0 | 0 | 0 | 0 | 0 | 0 | 0 | 0 | #N/A | #N/A | #N/A | #N/A | #N/A | #N/A | #N/A | 0 | 0 | 0 | #DIV/0!
[19 empty] | 0 | 0 | 0 | 0% | 0 | 0 | 0 | 0 | 0 | 0 | 0 | 0 | #N/A | #N/A | #N/A | #N/A | #N/A | #N/A | #N/A | 0 | 0 | 0 | #DIV/0!
[19 empty] | 0 | 0 | 0 | 0% | 0 | 0 | 0 | 0 | 0 | 0 | 0 | 0 | #N/A | #N/A | #N/A | #N/A | #N/A | #N/A | #N/A | 0 | 0 | 0 | #DIV/0!
[19 empty] | 0 | 0 | 0 | 0% | 0 | 0 | 0 | 0 | 0 | 0 | 0 | 0 | #N/A | #N/A | #N/A | #N/A | #N/A | #N/A | #N/A | 0 | 0 | 0 | #DIV/0!
[19 empty] | 0 | 0 | 0 | 0% | 0 | 0 | 0 | 0 | 0 | 0 | 0 | 0 | #N/A | #N/A | #N/A | #N/A | #N/A | #N/A | #N/A | 0 | 0 | 0 | #DIV/0!
[19 empty] | 0 | 0 | 0 | 0% | 0 | 0 | 0 | 0 | 0 | 0 | 0 | 0 | #N/A | #N/A | #N/A | #N/A | #N/A | #N/A | #N/A | 0 | 0 | 0 | #DIV/0!
[19 empty] | 0 | 0 | 0 | 0% | 0 | 0 | 0 | 0 | 0 | 0 | 0 | 0 | #N/A | #N/A | #N/A | #N/A | #N/A | #N/A | #N/A | 0 | 0 | 0 | #DIV/0!
[19 empty] | 0 | 0 | 0 | 0% | 0 | 0 | 0 | 0 | 0 | 0 | 0 | 0 | #N/A | #N/A | #N/A | #N/A | #N/A | #N/A | #N/A | 0 | 0 | 0 | #DIV/0!
[19 empty] | 0 | 0 | 0 | 0% | 0 | 0 | 0 | 0 | 0 | 0 | 0 | 0 | #N/A | #N/A | #N/A | #N/A | #N/A | #N/A | #N/A | 0 | 0 | 0 | #DIV/0!
[19 empty] | 0 | 0 | 0 | 0% | 0 | 0 | 0 | 0 | 0 | 0 | 0 | 0 | #N/A | #N/A | #N/A | #N/A | #N/A | #N/A | #N/A | 0 | 0 | 0 | #DIV/0!
[19 empty] | 0 | 0 | 0 | 0% | 0 | 0 | 0 | 0 | 0 | 0 | 0 | 0 | #N/A | #N/A | #N/A | #N/A | #N/A | #N/A | #N/A | 0 | 0 | 0 | #DIV/0!
[19 empty] | 0 | 0 | 0 | 0% | 0 | 0 | 0 | 0 | 0 | 0 | 0 | 0 | #N/A | #N/A | #N/A | #N/A | #N/A | #N/A | #N/A | 0 | 0 | 0 | #DIV/0!
[19 empty] | 0 | 0 | 0 | 0% | 0 | 0 | 0 | 0 | 0 | 0 | 0 | 0 | #N/A | #N/A | #N/A | #N/A | #N/A | #N/A | #N/A | 0 | 0 | 0 | #DIV/0!
[19 empty] | 0 | 0 | 0 | 0% | 0 | 0 | 0 | 0 | 0 | 0 | 0 | 0 | #N/A | #N/A | #N/A | #N/A | #N/A | #N/A | #N/A | 0 | 0 | 0 | #DIV/0!
[19 empty] | 0 | 0 | 0 | 0% | 0 | 0 | 0 | 0 | 0 | 0 | 0 | 0 | #N/A | #N/A | #N/A | #N/A | #N/A | #N/A | #N/A | 0 | 0 | 0 | #DIV/0!
[19 empty] | 0 | 0 | 0 | 0% | 0 | 0 | 0 | 0 | 0 | 0 | 0 | 0 | #N/A | #N/A | #N/A | #N/A | #N/A | #N/A | #N/A | 0 | 0 | 0 | #DIV/0!
[19 empty] | 0 | 0 | 0 | 0% | 0 | 0 | 0 | 0 | 0 | 0 | 0 | 0 | #N/A | #N/A | #N/A | #N/A | #N/A | #N/A | #N/A | 0 | 0 | 0 | #DIV/0!
[19 empty] | 0 | 0 | 0 | 0% | 0 | 0 | 0 | 0 | 0 | 0 | 0 | 0 | #N/A | #N/A | #N/A | #N/A | #N/A | #N/A | #N/A | 0 | 0 | 0 | #DIV/0!
[19 empty] | 0 | 0 | 0 | 0% | 0 | 0 | 0 | 0 | 0 | 0 | 0 | 0 | #N/A | #N/A | #N/A | #N/A | #N/A | #N/A | #N/A | 0 | 0 | 0 | #DIV/0!
[19 empty] | 0 | 0 | 0 | 0% | 0 | 0 | 0 | 0 | 0 | 0 | 0 | 0 | #N/A | #N/A | #N/A | #N/A | #N/A | #N/A | #N/A | 0 | 0 | 0 | #DIV/0!
[19 empty] | 0 | 0 | 0 | 0% | 0 | 0 | 0 | 0 | 0 | 0 | 0 | 0 | #N/A | #N/A | #N/A | #N/A | #N/A | #N/A | #N/A | 0 | 0 | 0 | #DIV/0!
[19 empty] | 0 | 0 | 0 | 0% | 0 | 0 | 0 | 0 | 0 | 0 | 0 | 0 | #N/A | #N/A | #N/A | #N/A | #N/A | #N/A | #N/A | 0 | 0 | 0 | #DIV/0!
[19 empty] | 0 | 0 | 0 | 0% | 0 | 0 | 0 | 0 | 0 | 0 | 0 | 0 | #N/A | #N/A | #N/A | #N/A | #N/A | #N/A | #N/A | 0 | 0 | 0 | #DIV/0!
[19 empty] | 0 | 0 | 0 | 0% | 0 | 0 | 0 | 0 | 0 | 0 | 0 | 0 | #N/A | #N/A | #N/A | #N/A | #N/A | #N/A | #N/A | 0 | 0 | 0 | #DIV/0!
[19 empty] | 0 | 0 | 0 | 0% | 0 | 0 | 0 | 0 | 0 | 0 | 0 | 0 | #N/A | #N/A | #N/A | #N/A | #N/A | #N/A | #N/A | 0 | 0 | 0 | #DIV/0!
[19 empty] | 0 | 0 | 0 | 0% | 0 | 0 | 0 | 0 | 0 | 0 | 0 | 0 | #N/A | #N/A | #N/A | #N/A | #N/A | #N/A | #N/A | 0 | 0 | 0 | #DIV/0!
[19 empty] | 0 | 0 | 0 | 0% | 0 | 0 | 0 | 0 | 0 | 0 | 0 | 0 | #N/A | #N/A | #N/A | #N/A | #N/A | #N/A | #N/A | 0 | 0 | 0 | #DIV/0!
[19 empty] | 0 | 0 | 0 | 0% | 0 | 0 | 0 | 0 | 0 | 0 | 0 | 0 | #N/A | #N/A | #N/A | #N/A | #N/A | #N/A | #N/A | 0 | 0 | 0 | #DIV/0!
[19 empty] | 0 | 0 | 0 | 0% | 0 | 0 | 0 | 0 | 0 | 0 | 0 | 0 | #N/A | #N/A | #N/A | #N/A | #N/A | #N/A | #N/A | 0 | 0 | 0 | #DIV/0!
[19 empty] | 0 | 0 | 0 | 0% | 0 | 0 | 0 | 0 | 0 | 0 | 0 | 0 | #N/A | #N/A | #N/A | #N/A | #N/A | #N/A | #N/A | 0 | 0 | 0 | #DIV/0!
[19 empty] | 0 | 0 | 0 | 0% | 0 | 0 | 0 | 0 | 0 | 0 | 0 | 0 | #N/A | #N/A | #N/A | #N/A | #N/A | #N/A | #N/A | 0 | 0 | 0 | #DIV/0!
[19 empty] | 0 | 0 | 0 | 0% | 0 | 0 | 0 | 0 | 0 | 0 | 0 | 0 | #N/A | #N/A | #N/A | #N/A | #N/A | #N/A | #N/A | 0 | 0 | 0 | #DIV/0!
[19 empty] | 0 | 0 | 0 | 0% | 0 | 0 | 0 | 0 | 0 | 0 | 0 | 0 | #N/A | #N/A | #N/A | #N/A | #N/A | #N/A | #N/A | 0 | 0 | 0 | #DIV/0!
[19 empty] | 0 | 0 | 0 | 0% | 0 | 0 | 0 | 0 | 0 | 0 | 0 | 0 | #N/A | #N/A | #N/A | #N/A | #N/A | #N/A | #N/A | 0 | 0 | 0 | #DIV/0!
[19 empty] | 0 | 0 | 0 | 0% | 0 | 0 | 0 | 0 | 0 | 0 | 0 | 0 | #N/A | #N/A | #N/A | #N/A | #N/A | #N/A | #N/A | 0 | 0 | 0 | #DIV/0!
[19 empty] | 0 | 0 | 0 | 0% | 0 | 0 | 0 | 0 | 0 | 0 | 0 | 0 | #N/A | #N/A | #N/A | #N/A | #N/A | #N/A | #N/A | 0 | 0 | 0 | #DIV/0!
[19 empty] | 0 | 0 | 0 | 0% | 0 | 0 | 0 | 0 | 0 | 0 | 0 | 0 | #N/A | #N/A | #N/A | #N/A | #N/A | #N/A | #N/A | 0 | 0 | 0 | #DIV/0!
[19 empty] | 0 | 0 | 0 | 0% | 0 | 0 | 0 | 0 | 0 | 0 | 0 | 0 | #N/A | #N/A | #N/A | #N/A | #N/A | #N/A | #N/A | 0 | 0 | 0 | #DIV/0!
[19 empty] | 0 | 0 | 0 | 0% | 0 | 0 | 0 | 0 | 0 | 0 | 0 | 0 | #N/A | #N/A | #N/A | #N/A | #N/A | #N/A | #N/A | 0 | 0 | 0 | #DIV/0!
[19 empty] | 0 | 0 | 0 | 0% | 0 | 0 | 0 | 0 | 0 | 0 | 0 | 0 | #N/A | #N/A | #N/A | #N/A | #N/A | #N/A | #N/A | 0 | 0 | 0 | #DIV/0!
[19 empty] | 0 | 0 | 0 | 0% | 0 | 0 | 0 | 0 | 0 | 0 | 0 | 0 | #N/A | #N/A | #N/A | #N/A | #N/A | #N/A | #N/A | 0 | 0 | 0 | #DIV/0!
[19 empty] | 0 | 0 | 0 | 0% | 0 | 0 | 0 | 0 | 0 | 0 | 0 | 0 | #N/A | #N/A | #N/A | #N/A | #N/A | #N/A | #N/A | 0 | 0 | 0 | #DIV/0!
[19 empty] | 0 | 0 | 0 | 0% | 0 | 0 | 0 | 0 | 0 | 0 | 0 | 0 | #N/A | #N/A | #N/A | #N/A | #N/A | #N/A | #N/A | 0 | 0 | 0 | #DIV/0!
[19 empty] | 0 | 0 | 0 | 0% | 0 | 0 | 0 | 0 | 0 | 0 | 0 | 0 | #N/A | #N/A | #N/A | #N/A | #N/A | #N/A | #N/A | 0 | 0 | 0 | #DIV/0!
[19 empty] | 0 | 0 | 0 | 0% | 0 | 0 | 0 | 0 | 0 | 0 | 0 | 0 | #N/A | #N/A | #N/A | #N/A | #N/A | #N/A | #N/A | 0 | 0 | 0 | #DIV/0!
[19 empty] | 0 | 0 | 0 | 0% | 0 | 0 | 0 | 0 | 0 | 0 | 0 | 0 | #N/A | #N/A | #N/A | #N/A | #N/A | #N/A | #N/A | 0 | 0 | 0 | #DIV/0!
[19 empty] | 0 | 0 | 0 | 0% | 0 | 0 | 0 | 0 | 0 | 0 | 0 | 0 | #N/A | #N/A | #N/A | #N/A | #N/A | #N/A | #N/A | 0 | 0 | 0 | #DIV/0!
[19 empty] | 0 | 0 | 0 | 0% | 0 | 0 | 0 | 0 | 0 | 0 | 0 | 0 | #N/A | #N/A | #N/A | #N/A | #N/A | #N/A | #N/A | 0 | 0 | 0 | #DIV/0!
[19 empty] | 0 | 0 | 0 | 0% | 0 | 0 | 0 | 0 | 0 | 0 | 0 | 0 | #N/A | #N/A | #N/A | #N/A | #N/A | #N/A | #N/A | 0 | 0 | 0 | #DIV/0!
[19 empty] | 0 | 0 | 0 | 0% | 0 | 0 | 0 | 0 | 0 | 0 | 0 | 0 | #N/A | #N/A | #N/A | #N/A | #N/A | #N/A | #N/A | 0 | 0 | 0 | #DIV/0!
[19 empty] | 0 | 0 | 0 | 0% | 0 | 0 | 0 | 0 | 0 | 0 | 0 | 0 | #N/A | #N/A | #N/A | #N/A | #N/A | #N/A | #N/A | 0 | 0 | 0 | #DIV/0!
[19 empty] | 0 | 0 | 0 | 0% | 0 | 0 | 0 | 0 | 0 | 0 | 0 | 0 | #N/A | #N/A | #N/A | #N/A | #N/A | #N/A | #N/A | 0 | 0 | 0 | #DIV/0!
[19 empty] | 0 | 0 | 0 | 0% | 0 | 0 | 0 | 0 | 0 | 0 | 0 | 0 | #N/A | #N/A | #N/A | #N/A | #N/A | #N/A | #N/A | 0 | 0 | 0 | #DIV/0!
[19 empty] | 0 | 0 | 0 | 0% | 0 | 0 | 0 | 0 | 0 | 0 | 0 | 0 | #N/A | #N/A | #N/A | #N/A | #N/A | #N/A | #N/A | 0 | 0 | 0 | #DIV/0!
[19 empty] | 0 | 0 | 0 | 0% | 0 | 0 | 0 | 0 | 0 | 0 | 0 | 0 | #N/A | #N/A | #N/A | #N/A | #N/A | #N/A | #N/A | 0 | 0 | 0 | #DIV/0!
[19 empty] | 0 | 0 | 0 | 0% | 0 | 0 | 0 | 0 | 0 | 0 | 0 | 0 | #N/A | #N/A | #N/A | #N/A | #N/A | #N/A | #N/A | 0 | 0 | 0 | #DIV/0!
[19 empty] | 0 | 0 | 0 | 0% | 0 | 0 | 0 | 0 | 0 | 0 | 0 | 0 | #N/A | #N/A | #N/A | #N/A | #N/A | #N/A | #N/A | 0 | 0 | 0 | #DIV/0!
[19 empty] | 0 | 0 | 0 | 0% | 0 | 0 | 0 | 0 | 0 | 0 | 0 | 0 | #N/A | #N/A | #N/A | #N/A | #N/A | #N/A | #N/A | 0 | 0 | 0 | #DIV/0!
[19 empty] | 0 | 0 | 0 | 0% | 0 | 0 | 0 | 0 | 0 | 0 | 0 | 0 | #N/A | #N/A | #N/A | #N/A | #N/A | #N/A | #N/A | 0 | 0 | 0 | #DIV/0!
[19 empty] | 0 | 0 | 0 | 0% | 0 | 0 | 0 | 0 | 0 | 0 | 0 | 0 | #N/A | #N/A | #N/A | #N/A | #N/A | #N/A | #N/A | 0 | 0 | 0 | #DIV/0!
[19 empty] | 0 | 0 | 0 | 0% | 0 | 0 | 0 | 0 | 0 | 0 | 0 | 0 | #N/A | #N/A | #N/A | #N/A | #N/A | #N/A | #N/A | 0 | 0 | 0 | #DIV/0!
[19 empty] | 0 | 0 | 0 | 0% | 0 | 0 | 0 | 0 | 0 | 0 | 0 | 0 | #N/A | #N/A | #N/A | #N/A | #N/A | #N/A | #N/A | 0 | 0 | 0 | #DIV/0!
[19 empty] | 0 | 0 | 0 | 0% | 0 | 0 | 0 | 0 | 0 | 0 | 0 | 0 | #N/A | #N/A | #N/A | #N/A | #N/A | #N/A | #N/A | 0 | 0 | 0 | #DIV/0!
[19 empty] | 0 | 0 | 0 | 0% | 0 | 0 | 0 | 0 | 0 | 0 | 0 | 0 | #N/A | #N/A | #N/A | #N/A | #N/A | #N/A | #N/A | 0 | 0 | 0 | #DIV/0!
[19 empty] | 0 | 0 | 0 | 0% | 0 | 0 | 0 | 0 | 0 | 0 | 0 | 0 | #N/A | #N/A | #N/A | #N/A | #N/A | #N/A | #N/A | 0 | 0 | 0 | #DIV/0!
[19 empty] | 0 | 0 | 0 | 0% | 0 | 0 | 0 | 0 | 0 | 0 | 0 | 0 | #N/A | #N/A | #N/A | #N/A | #N/A | #N/A | #N/A | 0 | 0 | 0 | #DIV/0!
[19 empty] | 0 | 0 | 0 | 0% | 0 | 0 | 0 | 0 | 0 | 0 | 0 | 0 | #N/A | #N/A | #N/A | #N/A | #N/A | #N/A | #N/A | 0 | 0 | 0 | #DIV/0!
[19 empty] | 0 | 0 | 0 | 0% | 0 | 0 | 0 | 0 | 0 | 0 | 0 | 0 | #N/A | #N/A | #N/A | #N/A | #N/A | #N/A | #N/A | 0 | 0 | 0 | #DIV/0!
[19 empty] | 0 | 0 | 0 | 0% | 0 | 0 | 0 | 0 | 0 | 0 | 0 | 0 | #N/A | #N/A | #N/A | #N/A | #N/A | #N/A | #N/A | 0 | 0 | 0 | #DIV/0!
[19 empty] | 0 | 0 | 0 | 0% | 0 | 0 | 0 | 0 | 0 | 0 | 0 | 0 | #N/A | #N/A | #N/A | #N/A | #N/A | #N/A | #N/A | 0 | 0 | 0 | #DIV/0!
[19 empty] | 0 | 0 | 0 | 0% | 0 | 0 | 0 | 0 | 0 | 0 | 0 | 0 | #N/A | #N/A | #N/A | #N/A | #N/A | #N/A | #N/A | 0 | 0 | 0 | #DIV/0!
[19 empty] | 0 | 0 | 0 | 0% | 0 | 0 | 0 | 0 | 0 | 0 | 0 | 0 | #N/A | #N/A | #N/A | #N/A | #N/A | #N/A | #N/A | 0 | 0 | 0 | #DIV/0!
[19 empty] | 0 | 0 | 0 | 0% | 0 | 0 | 0 | 0 | 0 | 0 | 0 | 0 | #N/A | #N/A | #N/A | #N/A | #N/A | #N/A | #N/A | 0 | 0 | 0 | #DIV/0!
[19 empty] | 0 | 0 | 0 | 0% | 0 | 0 | 0 | 0 | 0 | 0 | 0 | 0 | #N/A | #N/A | #N/A | #N/A | #N/A | #N/A | #N/A | 0 | 0 | 0 | #DIV/0!
[19 empty] | 0 | 0 | 0 | 0% | 0 | 0 | 0 | 0 | 0 | 0 | 0 | 0 | #N/A | #N/A | #N/A | #N/A | #N/A | #N/A | #N/A | 0 | 0 | 0 | #DIV/0!
[19 empty] | 0 | 0 | 0 | 0% | 0 | 0 | 0 | 0 | 0 | 0 | 0 | 0 | #N/A | #N/A | #N/A | #N/A | #N/A | #N/A | #N/A | 0 | 0 | 0 | #DIV/0!
[19 empty] | 0 | 0 | 0 | 0% | 0 | 0 | 0 | 0 | 0 | 0 | 0 | 0 | #N/A | #N/A | #N/A | #N/A | #N/A | #N/A | #N/A | 0 | 0 | 0 | #DIV/0!
[19 empty] | 0 | 0 | 0 | 0% | 0 | 0 | 0 | 0 | 0 | 0 | 0 | 0 | #N/A | #N/A | #N/A | #N/A | #N/A | #N/A | #N/A | 0 | 0 | 0 | #DIV/0!
[19 empty] | 0 | 0 | 0 | 0% | 0 | 0 | 0 | 0 | 0 | 0 | 0 | 0 | #N/A | #N/A | #N/A | #N/A | #N/A | #N/A | #N/A | 0 | 0 | 0 | #DIV/0!
[19 empty] | 0 | 0 | 0 | 0% | 0 | 0 | 0 | 0 | 0 | 0 | 0 | 0 | #N/A | #N/A | #N/A | #N/A | #N/A | #N/A | #N/A | 0 | 0 | 0 | #DIV/0!
[19 empty] | 0 | 0 | 0 | 0% | 0 | 0 | 0 | 0 | 0 | 0 | 0 | 0 | #N/A | #N/A | #N/A | #N/A | #N/A | #N/A | #N/A | 0 | 0 | 0 | #DIV/0!
[19 empty] | 0 | 0 | 0 | 0% | 0 | 0 | 0 | 0 | 0 | 0 | 0 | 0 | #N/A | #N/A | #N/A | #N/A | #N/A | #N/A | #N/A | 0 | 0 | 0 | #DIV/0!
[19 empty] | 0 | 0 | 0 | 0% | 0 | 0 | 0 | 0 | 0 | 0 | 0 | 0 | #N/A | #N/A | #N/A | #N/A | #N/A | #N/A | #N/A | 0 | 0 | 0 | #DIV/0!
[19 empty] | 0 | 0 | 0 | 0% | 0 | 0 | 0 | 0 | 0 | 0 | 0 | 0 | #N/A | #N/A | #N/A | #N/A | #N/A | #N/A | #N/A | 0 | 0 | 0 | #DIV/0!
[19 empty] | 0 | 0 | 0 | 0% | 0 | 0 | 0 | 0 | 0 | 0 | 0 | 0 | #N/A | #N/A | #N/A | #N/A | #N/A | #N/A | #N/A | 0 | 0 | 0 | #DIV/0!
[19 empty] | 0 | 0 | 0 | 0% | 0 | 0 | 0 | 0 | 0 | 0 | 0 | 0 | #N/A | #N/A | #N/A | #N/A | #N/A | #N/A | #N/A | 0 | 0 | 0 | #DIV/0!
[19 empty] | 0 | 0 | 0 | 0% | 0 | 0 | 0 | 0 | 0 | 0 | 0 | 0 | #N/A | #N/A | #N/A | #N/A | #N/A | #N/A | #N/A | 0 | 0 | 0 | #DIV/0!
[19 empty] | 0 | 0 | 0 | 0% | 0 | 0 | 0 | 0 | 0 | 0 | 0 | 0 | #N/A | #N/A | #N/A | #N/A | #N/A | #N/A | #N/A | 0 | 0 | 0 | #DIV/0!
[19 empty] | 0 | 0 | 0 | 0% | 0 | 0 | 0 | 0 | 0 | 0 | 0 | 0 | #N/A | #N/A | #N/A | #N/A | #N/A | #N/A | #N/A | 0 | 0 | 0 | #DIV/0!
[19 empty] | 0 | 0 | 0 | 0% | 0 | 0 | 0 | 0 | 0 | 0 | 0 | 0 | #N/A | #N/A | #N/A | #N/A | #N/A | #N/A | #N/A | 0 | 0 | 0 | #DIV/0!
[19 empty] | 0 | 0 | 0 | 0% | 0 | 0 | 0 | 0 | 0 | 0 | 0 | 0 | #N/A | #N/A | #N/A | #N/A | #N/A | #N/A | #N/A | 0 | 0 | 0 | #DIV/0!
[19 empty] | 0 | 0 | 0 | 0% | 0 | 0 | 0 | 0 | 0 | 0 | 0 | 0 | #N/A | #N/A | #N/A | #N/A | #N/A | #N/A | #N/A | 0 | 0 | 0 | #DIV/0!
[19 empty] | 0 | 0 | 0 | 0% | 0 | 0 | 0 | 0 | 0 | 0 | 0 | 0 | #N/A | #N/A | #N/A | #N/A | #N/A | #N/A | #N/A | 0 | 0 | 0 | #DIV/0!
[19 empty] | 0 | 0 | 0 | 0% | 0 | 0 | 0 | 0 | 0 | 0 | 0 | 0 | #N/A | #N/A | #N/A | #N/A | #N/A | #N/A | #N/A | 0 | 0 | 0 | #DIV/0!
[19 empty] | 0 | 0 | 0 | 0% | 0 | 0 | 0 | 0 | 0 | 0 | 0 | 0 | #N/A | #N/A | #N/A | #N/A | #N/A | #N/A | #N/A | 0 | 0 | 0 | #DIV/0!
[19 empty] | 0 | 0 | 0 | 0% | 0 | 0 | 0 | 0 | 0 | 0 | 0 | 0 | #N/A | #N/A | #N/A | #N/A | #N/A | #N/A | #N/A | 0 | 0 | 0 | #DIV/0!
[19 empty] | 0 | 0 | 0 | 0% | 0 | 0 | 0 | 0 | 0 | 0 | 0 | 0 | #N/A | #N/A | #N/A | #N/A | #N/A | #N/A | #N/A | 0 | 0 | 0 | #DIV/0!
[19 empty] | 0 | 0 | 0 | 0% | 0 | 0 | 0 | 0 | 0 | 0 | 0 | 0 | #N/A | #N/A | #N/A | #N/A | #N/A | #N/A | #N/A | 0 | 0 | 0 | #DIV/0!
[19 empty] | 0 | 0 | 0 | 0% | 0 | 0 | 0 | 0 | 0 | 0 | 0 | 0 | #N/A | #N/A | #N/A | #N/A | #N/A | #N/A | #N/A | 0 | 0 | 0 | #DIV/0!
[19 empty] | 0 | 0 | 0 | 0% | 0 | 0 | 0 | 0 | 0 | 0 | 0 | 0 | #N/A | #N/A | #N/A | #N/A | #N/A | #N/A | #N/A | 0 | 0 | 0 | #DIV/0!
[19 empty] | 0 | 0 | 0 | 0% | 0 | 0 | 0 | 0 | 0 | 0 | 0 | 0 | #N/A | #N/A | #N/A | #N/A | #N/A | #N/A | #N/A | 0 | 0 | 0 | #DIV/0!
[19 empty] | 0 | 0 | 0 | 0% | 0 | 0 | 0 | 0 | 0 | 0 | 0 | 0 | #N/A | #N/A | #N/A | #N/A | #N/A | #N/A | #N/A | 0 | 0 | 0 | #DIV/0!
[19 empty] | 0 | 0 | 0 | 0% | 0 | 0 | 0 | 0 | 0 | 0 | 0 | 0 | #N/A | #N/A | #N/A | #N/A | #N/A | #N/A | #N/A | 0 | 0 | 0 | #DIV/0!
[19 empty] | 0 | 0 | 0 | 0% | 0 | 0 | 0 | 0 | 0 | 0 | 0 | 0 | #N/A | #N/A | #N/A | #N/A | #N/A | #N/A | #N/A | 0 | 0 | 0 | #DIV/0!
[19 empty] | 0 | 0 | 0 | 0% | 0 | 0 | 0 | 0 | 0 | 0 | 0 | 0 | #N/A | #N/A | #N/A | #N/A | #N/A | #N/A | #N/A | 0 | 0 | 0 | #DIV/0!
[19 empty] | 0 | 0 | 0 | 0% | 0 | 0 | 0 | 0 | 0 | 0 | 0 | 0 | #N/A | #N/A | #N/A | #N/A | #N/A | #N/A | #N/A | 0 | 0 | 0 | #DIV/0!
[19 empty] | 0 | 0 | 0 | 0% | 0 | 0 | 0 | 0 | 0 | 0 | 0 | 0 | #N/A | #N/A | #N/A | #N/A | #N/A | #N/A | #N/A | 0 | 0 | 0 | #DIV/0!
[19 empty] | 0 | 0 | 0 | 0% | 0 | 0 | 0 | 0 | 0 | 0 | 0 | 0 | #N/A | #N/A | #N/A | #N/A | #N/A | #N/A | #N/A | 0 | 0 | 0 | #DIV/0!
[19 empty] | 0 | 0 | 0 | 0% | 0 | 0 | 0 | 0 | 0 | 0 | 0 | 0 | #N/A | #N/A | #N/A | #N/A | #N/A | #N/A | #N/A | 0 | 0 | 0 | #DIV/0!
[19 empty] | 0 | 0 | 0 | 0% | 0 | 0 | 0 | 0 | 0 | 0 | 0 | 0 | #N/A | #N/A | #N/A | #N/A | #N/A | #N/A | #N/A | 0 | 0 | 0 | #DIV/0!
[19 empty] | 0 | 0 | 0 | 0% | 0 | 0 | 0 | 0 | 0 | 0 | 0 | 0 | #N/A | #N/A | #N/A | #N/A | #N/A | #N/A | #N/A | 0 | 0 | 0 | #DIV/0!
[19 empty] | 0 | 0 | 0 | 0% | 0 | 0 | 0 | 0 | 0 | 0 | 0 | 0 | #N/A | #N/A | #N/A | #N/A | #N/A | #N/A | #N/A | 0 | 0 | 0 | #DIV/0!
[19 empty] | 0 | 0 | 0 | 0% | 0 | 0 | 0 | 0 | 0 | 0 | 0 | 0 | #N/A | #N/A | #N/A | #N/A | #N/A | #N/A | #N/A | 0 | 0 | 0 | #DIV/0!
[19 empty] | 0 | 0 | 0 | 0% | 0 | 0 | 0 | 0 | 0 | 0 | 0 | 0 | #N/A | #N/A | #N/A | #N/A | #N/A | #N/A | #N/A | 0 | 0 | 0 | #DIV/0!
[19 empty] | 0 | 0 | 0 | 0% | 0 | 0 | 0 | 0 | 0 | 0 | 0 | 0 | #N/A | #N/A | #N/A | #N/A | #N/A | #N/A | #N/A | 0 | 0 | 0 | #DIV/0!
[19 empty] | 0 | 0 | 0 | 0% | 0 | 0 | 0 | 0 | 0 | 0 | 0 | 0 | #N/A | #N/A | #N/A | #N/A | #N/A | #N/A | #N/A | 0 | 0 | 0 | #DIV/0!
[19 empty] | 0 | 0 | 0 | 0% | 0 | 0 | 0 | 0 | 0 | 0 | 0 | 0 | #N/A | #N/A | #N/A | #N/A | #N/A | #N/A | #N/A | 0 | 0 | 0 | #DIV/0!
[19 empty] | 0 | 0 | 0 | 0% | 0 | 0 | 0 | 0 | 0 | 0 | 0 | 0 | #N/A | #N/A | #N/A | #N/A | #N/A | #N/A | #N/A | 0 | 0 | 0 | #DIV/0!
[19 empty] | 0 | 0 | 0 | 0% | 0 | 0 | 0 | 0 | 0 | 0 | 0 | 0 | #N/A | #N/A | #N/A | #N/A | #N/A | #N/A | #N/A | 0 | 0 | 0 | #DIV/0!
[19 empty] | 0 | 0 | 0 | 0% | 0 | 0 | 0 | 0 | 0 | 0 | 0 | 0 | #N/A | #N/A | #N/A | #N/A | #N/A | #N/A | #N/A | 0 | 0 | 0 | #DIV/0!
[19 empty] | 0 | 0 | 0 | 0% | 0 | 0 | 0 | 0 | 0 | 0 | 0 | 0 | #N/A | #N/A | #N/A | #N/A | #N/A | #N/A | #N/A | 0 | 0 | 0 | #DIV/0!
[19 empty] | 0 | 0 | 0 | 0% | 0 | 0 | 0 | 0 | 0 | 0 | 0 | 0 | #N/A | #N/A | #N/A | #N/A | #N/A | #N/A | #N/A | 0 | 0 | 0 | #DIV/0!
[19 empty] | 0 | 0 | 0 | 0% | 0 | 0 | 0 | 0 | 0 | 0 | 0 | 0 | #N/A | #N/A | #N/A | #N/A | #N/A | #N/A | #N/A | 0 | 0 | 0 | #DIV/0!
[19 empty] | 0 | 0 | 0 | 0% | 0 | 0 | 0 | 0 | 0 | 0 | 0 | 0 | #N/A | #N/A | #N/A | #N/A | #N/A | #N/A | #N/A | 0 | 0 | 0 | #DIV/0!
[19 empty] | 0 | 0 | 0 | 0% | 0 | 0 | 0 | 0 | 0 | 0 | 0 | 0 | #N/A | #N/A | #N/A | #N/A | #N/A | #N/A | #N/A | 0 | 0 | 0 | #DIV/0!
[19 empty] | 0 | 0 | 0 | 0% | 0 | 0 | 0 | 0 | 0 | 0 | 0 | 0 | #N/A | #N/A | #N/A | #N/A | #N/A | #N/A | #N/A | 0 | 0 | 0 | #DIV/0!
[19 empty] | 0 | 0 | 0 | 0% | 0 | 0 | 0 | 0 | 0 | 0 | 0 | 0 | #N/A | #N/A | #N/A | #N/A | #N/A | #N/A | #N/A | 0 | 0 | 0 | #DIV/0!
[19 empty] | 0 | 0 | 0 | 0% | 0 | 0 | 0 | 0 | 0 | 0 | 0 | 0 | #N/A | #N/A | #N/A | #N/A | #N/A | #N/A | #N/A | 0 | 0 | 0 | #DIV/0!
[19 empty] | 0 | 0 | 0 | 0% | 0 | 0 | 0 | 0 | 0 | 0 | 0 | 0 | #N/A | #N/A | #N/A | #N/A | #N/A | #N/A | #N/A | 0 | 0 | 0 | #DIV/0!
[19 empty] | 0 | 0 | 0 | 0% | 0 | 0 | 0 | 0 | 0 | 0 | 0 | 0 | #N/A | #N/A | #N/A | #N/A | #N/A | #N/A | #N/A | 0 | 0 | 0 | #DIV/0!
[19 empty] | 0 | 0 | 0 | 0% | 0 | 0 | 0 | 0 | 0 | 0 | 0 | 0 | #N/A | #N/A | #N/A | #N/A | #N/A | #N/A | #N/A | 0 | 0 | 0 | #DIV/0!
[19 empty] | 0 | 0 | 0 | 0% | 0 | 0 | 0 | 0 | 0 | 0 | 0 | 0 | #N/A | #N/A | #N/A | #N/A | #N/A | #N/A | #N/A | 0 | 0 | 0 | #DIV/0!
[19 empty] | 0 | 0 | 0 | 0% | 0 | 0 | 0 | 0 | 0 | 0 | 0 | 0 | #N/A | #N/A | #N/A | #N/A | #N/A | #N/A | #N/A | 0 | 0 | 0 | #DIV/0!
[19 empty] | 0 | 0 | 0 | 0% | 0 | 0 | 0 | 0 | 0 | 0 | 0 | 0 | #N/A | #N/A | #N/A | #N/A | #N/A | #N/A | #N/A | 0 | 0 | 0 | #DIV/0!
[19 empty] | 0 | 0 | 0 | 0% | 0 | 0 | 0 | 0 | 0 | 0 | 0 | 0 | #N/A | #N/A | #N/A | #N/A | #N/A | #N/A | #N/A | 0 | 0 | 0 | #DIV/0!
[19 empty] | 0 | 0 | 0 | 0% | 0 | 0 | 0 | 0 | 0 | 0 | 0 | 0 | #N/A | #N/A | #N/A | #N/A | #N/A | #N/A | #N/A | 0 | 0 | 0 | #DIV/0!
[19 empty] | 0 | 0 | 0 | 0% | 0 | 0 | 0 | 0 | 0 | 0 | 0 | 0 | #N/A | #N/A | #N/A | #N/A | #N/A | #N/A | #N/A | 0 | 0 | 0 | #DIV/0!
[19 empty] | 0 | 0 | 0 | 0% | 0 | 0 | 0 | 0 | 0 | 0 | 0 | 0 | #N/A | #N/A | #N/A | #N/A | #N/A | #N/A | #N/A | 0 | 0 | 0 | #DIV/0!
[19 empty] | 0 | 0 | 0 | 0% | 0 | 0 | 0 | 0 | 0 | 0 | 0 | 0 | #N/A | #N/A | #N/A | #N/A | #N/A | #N/A | #N/A | 0 | 0 | 0 | #DIV/0!
[19 empty] | 0 | 0 | 0 | 0% | 0 | 0 | 0 | 0 | 0 | 0 | 0 | 0 | #N/A | #N/A | #N/A | #N/A | #N/A | #N/A | #N/A | 0 | 0 | 0 | #DIV/0!
[19 empty] | 0 | 0 | 0 | 0% | 0 | 0 | 0 | 0 | 0 | 0 | 0 | 0 | #N/A | #N/A | #N/A | #N/A | #N/A | #N/A | #N/A | 0 | 0 | 0 | #DIV/0!
[19 empty] | 0 | 0 | 0 | 0% | 0 | 0 | 0 | 0 | 0 | 0 | 0 | 0 | #N/A | #N/A | #N/A | #N/A | #N/A | #N/A | #N/A | 0 | 0 | 0 | #DIV/0!
[19 empty] | 0 | 0 | 0 | 0% | 0 | 0 | 0 | 0 | 0 | 0 | 0 | 0 | #N/A | #N/A | #N/A | #N/A | #N/A | #N/A | #N/A | 0 | 0 | 0 | #DIV/0!
[19 empty] | 0 | 0 | 0 | 0% | 0 | 0 | 0 | 0 | 0 | 0 | 0 | 0 | #N/A | #N/A | #N/A | #N/A | #N/A | #N/A | #N/A | 0 | 0 | 0 | #DIV/0!
[19 empty] | 0 | 0 | 0 | 0% | 0 | 0 | 0 | 0 | 0 | 0 | 0 | 0 | #N/A | #N/A | #N/A | #N/A | #N/A | #N/A | #N/A | 0 | 0 | 0 | #DIV/0!
[19 empty] | 0 | 0 | 0 | 0% | 0 | 0 | 0 | 0 | 0 | 0 | 0 | 0 | #N/A | #N/A | #N/A | #N/A | #N/A | #N/A | #N/A | 0 | 0 | 0 | #DIV/0!
[19 empty] | 0 | 0 | 0 | 0% | 0 | 0 | 0 | 0 | 0 | 0 | 0 | 0 | #N/A | #N/A | #N/A | #N/A | #N/A | #N/A | #N/A | 0 | 0 | 0 | #DIV/0!
[19 empty] | 0 | 0 | 0 | 0% | 0 | 0 | 0 | 0 | 0 | 0 | 0 | 0 | #N/A | #N/A | #N/A | #N/A | #N/A | #N/A | #N/A | 0 | 0 | 0 | #DIV/0!
[19 empty] | 0 | 0 | 0 | 0% | 0 | 0 | 0 | 0 | 0 | 0 | 0 | 0 | #N/A | #N/A | #N/A | #N/A | #N/A | #N/A | #N/A | 0 | 0 | 0 | #DIV/0!
[19 empty] | 0 | 0 | 0 | 0% | 0 | 0 | 0 | 0 | 0 | 0 | 0 | 0 | #N/A | #N/A | #N/A | #N/A | #N/A | #N/A | #N/A | 0 | 0 | 0 | #DIV/0!
[19 empty] | 0 | 0 | 0 | 0% | 0 | 0 | 0 | 0 | 0 | 0 | 0 | 0 | #N/A | #N/A | #N/A | #N/A | #N/A | #N/A | #N/A | 0 | 0 | 0 | #DIV/0!
[19 empty] | 0 | 0 | 0 | 0% | 0 | 0 | 0 | 0 | 0 | 0 | 0 | 0 | #N/A | #N/A | #N/A | #N/A | #N/A | #N/A | #N/A | 0 | 0 | 0 | #DIV/0!
[19 empty] | 0 | 0 | 0 | 0% | 0 | 0 | 0 | 0 | 0 | 0 | 0 | 0 | #N/A | #N/A | #N/A | #N/A | #N/A | #N/A | #N/A | 0 | 0 | 0 | #DIV/0!
[19 empty] | 0 | 0 | 0 | 0% | 0 | 0 | 0 | 0 | 0 | 0 | 0 | 0 | #N/A | #N/A | #N/A | #N/A | #N/A | #N/A | #N/A | 0 | 0 | 0 | #DIV/0!
[19 empty] | 0 | 0 | 0 | 0% | 0 | 0 | 0 | 0 | 0 | 0 | 0 | 0 | #N/A | #N/A | #N/A | #N/A | #N/A | #N/A | #N/A | 0 | 0 | 0 | #DIV/0!
[19 empty] | 0 | 0 | 0 | 0% | 0 | 0 | 0 | 0 | 0 | 0 | 0 | 0 | #N/A | #N/A | #N/A | #N/A | #N/A | #N/A | #N/A | 0 | 0 | 0 | #DIV/0!
[19 empty] | 0 | 0 | 0 | 0% | 0 | 0 | 0 | 0 | 0 | 0 | 0 | 0 | #N/A | #N/A | #N/A | #N/A | #N/A | #N/A | #N/A | 0 | 0 | 0 | #DIV/0!
[19 empty] | 0 | 0 | 0 | 0% | 0 | 0 | 0 | 0 | 0 | 0 | 0 | 0 | #N/A | #N/A | #N/A | #N/A | #N/A | #N/A | #N/A | 0 | 0 | 0 | #DIV/0!
[19 empty] | 0 | 0 | 0 | 0% | 0 | 0 | 0 | 0 | 0 | 0 | 0 | 0 | #N/A | #N/A | #N/A | #N/A | #N/A | #N/A | #N/A | 0 | 0 | 0 | #DIV/0!
[19 empty] | 0 | 0 | 0 | 0% | 0 | 0 | 0 | 0 | 0 | 0 | 0 | 0 | #N/A | #N/A | #N/A | #N/A | #N/A | #N/A | #N/A | 0 | 0 | 0 | #DIV/0!
[19 empty] | 0 | 0 | 0 | 0% | 0 | 0 | 0 | 0 | 0 | 0 | 0 | 0 | #N/A | #N/A | #N/A | #N/A | #N/A | #N/A | #N/A | 0 | 0 | 0 | #DIV/0!
[19 empty] | 0 | 0 | 0 | 0% | 0 | 0 | 0 | 0 | 0 | 0 | 0 | 0 | #N/A | #N/A | #N/A | #N/A | #N/A | #N/A | #N/A | 0 | 0 | 0 | #DIV/0!
[19 empty] | 0 | 0 | 0 | 0% | 0 | 0 | 0 | 0 | 0 | 0 | 0 | 0 | #N/A | #N/A | #N/A | #N/A | #N/A | #N/A | #N/A | 0 | 0 | 0 | #DIV/0!
[19 empty] | 0 | 0 | 0 | 0% | 0 | 0 | 0 | 0 | 0 | 0 | 0 | 0 | #N/A | #N/A | #N/A | #N/A | #N/A | #N/A | #N/A | 0 | 0 | 0 | #DIV/0!
[19 empty] | 0 | 0 | 0 | 0% | 0 | 0 | 0 | 0 | 0 | 0 | 0 | 0 | #N/A | #N/A | #N/A | #N/A | #N/A | #N/A | #N/A | 0 | 0 | 0 | #DIV/0!
[19 empty] | 0 | 0 | 0 | 0% | 0 | 0 | 0 | 0 | 0 | 0 | 0 | 0 | #N/A | #N/A | #N/A | #N/A | #N/A | #N/A | #N/A | 0 | 0 | 0 | #DIV/0!
[19 empty] | 0 | 0 | 0 | 0% | 0 | 0 | 0 | 0 | 0 | 0 | 0 | 0 | #N/A | #N/A | #N/A | #N/A | #N/A | #N/A | #N/A | 0 | 0 | 0 | #DIV/0!
[19 empty] | 0 | 0 | 0 | 0% | 0 | 0 | 0 | 0 | 0 | 0 | 0 | 0 | #N/A | #N/A | #N/A | #N/A | #N/A | #N/A | #N/A | 0 | 0 | 0 | #DIV/0!
[19 empty] | 0 | 0 | 0 | 0% | 0 | 0 | 0 | 0 | 0 | 0 | 0 | 0 | #N/A | #N/A | #N/A | #N/A | #N/A | #N/A | #N/A | 0 | 0 | 0 | #DIV/0!
[19 empty] | 0 | 0 | 0 | 0% | 0 | 0 | 0 | 0 | 0 | 0 | 0 | 0 | #N/A | #N/A | #N/A | #N/A | #N/A | #N/A | #N/A | 0 | 0 | 0 | #DIV/0!
[19 empty] | 0 | 0 | 0 | 0% | 0 | 0 | 0 | 0 | 0 | 0 | 0 | 0 | #N/A | #N/A | #N/A | #N/A | #N/A | #N/A | #N/A | 0 | 0 | 0 | #DIV/0!
[19 empty] | 0 | 0 | 0 | 0% | 0 | 0 | 0 | 0 | 0 | 0 | 0 | 0 | #N/A | #N/A | #N/A | #N/A | #N/A | #N/A | #N/A | 0 | 0 | 0 | #DIV/0!
[19 empty] | 0 | 0 | 0 | 0% | 0 | 0 | 0 | 0 | 0 | 0 | 0 | 0 | #N/A | #N/A | #N/A | #N/A | #N/A | #N/A | #N/A | 0 | 0 | 0 | #DIV/0!
[19 empty] | 0 | 0 | 0 | 0% | 0 | 0 | 0 | 0 | 0 | 0 | 0 | 0 | #N/A | #N/A | #N/A | #N/A | #N/A | #N/A | #N/A | 0 | 0 | 0 | #DIV/0!
[19 empty] | 0 | 0 | 0 | 0% | 0 | 0 | 0 | 0 | 0 | 0 | 0 | 0 | #N/A | #N/A | #N/A | #N/A | #N/A | #N/A | #N/A | 0 | 0 | 0 | #DIV/0!
[19 empty] | 0 | 0 | 0 | 0% | 0 | 0 | 0 | 0 | 0 | 0 | 0 | 0 | #N/A | #N/A | #N/A | #N/A | #N/A | #N/A | #N/A | 0 | 0 | 0 | #DIV/0!
[19 empty] | 0 | 0 | 0 | 0% | 0 | 0 | 0 | 0 | 0 | 0 | 0 | 0 | #N/A | #N/A | #N/A | #N/A | #N/A | #N/A | #N/A | 0 | 0 | 0 | #DIV/0!
[19 empty] | 0 | 0 | 0 | 0% | 0 | 0 | 0 | 0 | 0 | 0 | 0 | 0 | #N/A | #N/A | #N/A | #N/A | #N/A | #N/A | #N/A | 0 | 0 | 0 | #DIV/0!
[19 empty] | 0 | 0 | 0 | 0% | 0 | 0 | 0 | 0 | 0 | 0 | 0 | 0 | #N/A | #N/A | #N/A | #N/A | #N/A | #N/A | #N/A | 0 | 0 | 0 | #DIV/0!
[19 empty] | 0 | 0 | 0 | 0% | 0 | 0 | 0 | 0 | 0 | 0 | 0 | 0 | #N/A | #N/A | #N/A | #N/A | #N/A | #N/A | #N/A | 0 | 0 | 0 | #DIV/0!
[19 empty] | 0 | 0 | 0 | 0% | 0 | 0 | 0 | 0 | 0 | 0 | 0 | 0 | #N/A | #N/A | #N/A | #N/A | #N/A | #N/A | #N/A | 0 | 0 | 0 | #DIV/0!
[19 empty] | 0 | 0 | 0 | 0% | 0 | 0 | 0 | 0 | 0 | 0 | 0 | 0 | #N/A | #N/A | #N/A | #N/A | #N/A | #N/A | #N/A | 0 | 0 | 0 | #DIV/0!
[19 empty] | 0 | 0 | 0 | 0% | 0 | 0 | 0 | 0 | 0 | 0 | 0 | 0 | #N/A | #N/A | #N/A | #N/A | #N/A | #N/A | #N/A | 0 | 0 | 0 | #DIV/0!
[19 empty] | 0 | 0 | 0 | 0% | 0 | 0 | 0 | 0 | 0 | 0 | 0 | 0 | #N/A | #N/A | #N/A | #N/A | #N/A | #N/A | #N/A | 0 | 0 | 0 | #DIV/0!
[19 empty] | 0 | 0 | 0 | 0% | 0 | 0 | 0 | 0 | 0 | 0 | 0 | 0 | #N/A | #N/A | #N/A | #N/A | #N/A | #N/A | #N/A | 0 | 0 | 0 | #DIV/0!
[19 empty] | 0 | 0 | 0 | 0% | 0 | 0 | 0 | 0 | 0 | 0 | 0 | 0 | #N/A | #N/A | #N/A | #N/A | #N/A | #N/A | #N/A | 0 | 0 | 0 | #DIV/0!
[19 empty] | 0 | 0 | 0 | 0% | 0 | 0 | 0 | 0 | 0 | 0 | 0 | 0 | #N/A | #N/A | #N/A | #N/A | #N/A | #N/A | #N/A | 0 | 0 | 0 | #DIV/0!
[19 empty] | 0 | 0 | 0 | 0% | 0 | 0 | 0 | 0 | 0 | 0 | 0 | 0 | #N/A | #N/A | #N/A | #N/A | #N/A | #N/A | #N/A | 0 | 0 | 0 | #DIV/0!
[19 empty] | 0 | 0 | 0 | 0% | 0 | 0 | 0 | 0 | 0 | 0 | 0 | 0 | #N/A | #N/A | #N/A | #N/A | #N/A | #N/A | #N/A | 0 | 0 | 0 | #DIV/0!
[19 empty] | 0 | 0 | 0 | 0% | 0 | 0 | 0 | 0 | 0 | 0 | 0 | 0 | #N/A | #N/A | #N/A | #N/A | #N/A | #N/A | #N/A | 0 | 0 | 0 | #DIV/0!
[19 empty] | 0 | 0 | 0 | 0% | 0 | 0 | 0 | 0 | 0 | 0 | 0 | 0 | #N/A | #N/A | #N/A | #N/A | #N/A | #N/A | #N/A | 0 | 0 | 0 | #DIV/0!
[19 empty] | 0 | 0 | 0 | 0% | 0 | 0 | 0 | 0 | 0 | 0 | 0 | 0 | #N/A | #N/A | #N/A | #N/A | #N/A | #N/A | #N/A | 0 | 0 | 0 | #DIV/0!
[19 empty] | 0 | 0 | 0 | 0% | 0 | 0 | 0 | 0 | 0 | 0 | 0 | 0 | #N/A | #N/A | #N/A | #N/A | #N/A | #N/A | #N/A | 0 | 0 | 0 | #DIV/0!
[19 empty] | 0 | 0 | 0 | 0% | 0 | 0 | 0 | 0 | 0 | 0 | 0 | 0 | #N/A | #N/A | #N/A | #N/A | #N/A | #N/A | #N/A | 0 | 0 | 0 | #DIV/0!
[19 empty] | 0 | 0 | 0 | 0% | 0 | 0 | 0 | 0 | 0 | 0 | 0 | 0 | #N/A | #N/A | #N/A | #N/A | #N/A | #N/A | #N/A | 0 | 0 | 0 | #DIV/0!
[19 empty] | 0 | 0 | 0 | 0% | 0 | 0 | 0 | 0 | 0 | 0 | 0 | 0 | #N/A | #N/A | #N/A | #N/A | #N/A | #N/A | #N/A | 0 | 0 | 0 | #DIV/0!
[19 empty] | 0 | 0 | 0 | 0% | 0 | 0 | 0 | 0 | 0 | 0 | 0 | 0 | #N/A | #N/A | #N/A | #N/A | #N/A | #N/A | #N/A | 0 | 0 | 0 | #DIV/0!
[19 empty] | 0 | 0 | 0 | 0% | 0 | 0 | 0 | 0 | 0 | 0 | 0 | 0 | #N/A | #N/A | #N/A | #N/A | #N/A | #N/A | #N/A | 0 | 0 | 0 | #DIV/0!
[19 empty] | 0 | 0 | 0 | 0% | 0 | 0 | 0 | 0 | 0 | 0 | 0 | 0 | #N/A | #N/A | #N/A | #N/A | #N/A | #N/A | #N/A | 0 | 0 | 0 | #DIV/0!
[19 empty] | 0 | 0 | 0 | 0% | 0 | 0 | 0 | 0 | 0 | 0 | 0 | 0 | #N/A | #N/A | #N/A | #N/A | #N/A | #N/A | #N/A | 0 | 0 | 0 | #DIV/0!
[19 empty] | 0 | 0 | 0 | 0% | 0 | 0 | 0 | 0 | 0 | 0 | 0 | 0 | #N/A | #N/A | #N/A | #N/A | #N/A | #N/A | #N/A | 0 | 0 | 0 | #DIV/0!
[19 empty] | 0 | 0 | 0 | 0% | 0 | 0 | 0 | 0 | 0 | 0 | 0 | 0 | #N/A | #N/A | #N/A | #N/A | #N/A | #N/A | #N/A | 0 | 0 | 0 | #DIV/0!
[19 empty] | 0 | 0 | 0 | 0% | 0 | 0 | 0 | 0 | 0 | 0 | 0 | 0 | #N/A | #N/A | #N/A | #N/A | #N/A | #N/A | #N/A | 0 | 0 | 0 | #DIV/0!
[19 empty] | 0 | 0 | 0 | 0% | 0 | 0 | 0 | 0 | 0 | 0 | 0 | 0 | #N/A | #N/A | #N/A | #N/A | #N/A | #N/A | #N/A | 0 | 0 | 0 | #DIV/0!
[19 empty] | 0 | 0 | 0 | 0% | 0 | 0 | 0 | 0 | 0 | 0 | 0 | 0 | #N/A | #N/A | #N/A | #N/A | #N/A | #N/A | #N/A | 0 | 0 | 0 | #DIV/0!
[19 empty] | 0 | 0 | 0 | 0% | 0 | 0 | 0 | 0 | 0 | 0 | 0 | 0 | #N/A | #N/A | #N/A | #N/A | #N/A | #N/A | #N/A | 0 | 0 | 0 | #DIV/0!
[19 empty] | 0 | 0 | 0 | 0% | 0 | 0 | 0 | 0 | 0 | 0 | 0 | 0 | #N/A | #N/A | #N/A | #N/A | #N/A | #N/A | #N/A | 0 | 0 | 0 | #DIV/0!
[19 empty] | 0 | 0 | 0 | 0% | 0 | 0 | 0 | 0 | 0 | 0 | 0 | 0 | #N/A | #N/A | #N/A | #N/A | #N/A | #N/A | #N/A | 0 | 0 | 0 | #DIV/0!
[19 empty] | 0 | 0 | 0 | 0% | 0 | 0 | 0 | 0 | 0 | 0 | 0 | 0 | #N/A | #N/A | #N/A | #N/A | #N/A | #N/A | #N/A | 0 | 0 | 0 | #DIV/0!
[19 empty] | 0 | 0 | 0 | 0% | 0 | 0 | 0 | 0 | 0 | 0 | 0 | 0 | #N/A | #N/A | #N/A | #N/A | #N/A | #N/A | #N/A | 0 | 0 | 0 | #DIV/0!
[19 empty] | 0 | 0 | 0 | 0% | 0 | 0 | 0 | 0 | 0 | 0 | 0 | 0 | #N/A | #N/A | #N/A | #N/A | #N/A | #N/A | #N/A | 0 | 0 | 0 | #DIV/0!
[19 empty] | 0 | 0 | 0 | 0% | 0 | 0 | 0 | 0 | 0 | 0 | 0 | 0 | #N/A | #N/A | #N/A | #N/A | #N/A | #N/A | #N/A | 0 | 0 | 0 | #DIV/0!
[19 empty] | 0 | 0 | 0 | 0% | 0 | 0 | 0 | 0 | 0 | 0 | 0 | 0 | #N/A | #N/A | #N/A | #N/A | #N/A | #N/A | #N/A | 0 | 0 | 0 | #DIV/0!

## Home Energy Reports {E}
Rtn to Summary |  | Order Number | Program Name | Discount Rate: | 6.97% | [9 empty] | Paste in incentives but use DBtC for Total
| Program: | 18230461 | Home Energy Reports {E}
| paste |  |  | paste | paste | paste | paste | paste | paste | paste | paste | paste | paste | Paste | paste | paste | paste | paste | Formula: G + H | Formula: (O/A10)*T | Formula: N - M | Formula: O/A10 | Formula: W*A8 | Formula: Q - P | Formula: X + DBtC | Formula: Q + X | Formula: Z/(1+ElecDiscountRate)^1 | Formula: AA/(1+ElecDiscountRate)^1 | Formula: -PV (ElecDiscount Rate,T,R)*J | Formula: - PV (ElecDiscount Rate, T, S)*J |  | AF*J*K |  | AH*J*L | AG + AI |  | AG +AI -AK | formula: Logic to lookup from AC tables and adjust by savings and quantity | Formula: Utility Savings (AM)*1.1+AD+AE | formula: AM/AB | formula: AN/AC
| Sch. No. | Order Number | Program Name | Measure Version | Measure Name | First Period Measure Life | Second period Measure Life | Electric End-Use Type | Number of units offered | Savings per Unit Period 1 | Savngs per Unit Period 2 | Incentives Per Unit | Incremental Measure Cost per Unit | Total First Year Savings | Total Incentive | Total Incremental Measure Cost | Unit First Year Non-Energy Benefits | Unit Annual Net Equipment O&M | Total Measure Life | Weighted Life | Agency or Customer Cost per Unit | Percent Unit overhead | Program Overhead Cost | Total Customer Cost | Total Utility Program Costs | Total Resource Cost | PV Total Utility Program Costs | PV Total Resource Costs | PV Total Non-Energy Benefits | PV Total Net Equipment O&M | Unit PV First period Savings for 1 kWh | Total First Period Savings | Unit PV Savings for Second Period for 1 kWh | Total Second period Savings | Unadjusted Total | Decrement | Final UC Total Savings | PV Total Savings UC | PV Total Savings TRC | UC B/C Ratio | TRC B/C Ratio
DBTC: | E214 | 18230461 | Home Energy Reports {E} | 13177-1 | Energy Report - Year 2 - E - Res | 2 |  | Res Lighting | 251991 | 8.04 |  | 2.34 | 2.34 | 2026000 | 589658.94 | 589658.94 | 0 | 0 | 2 | 2 | 0 | 100% | 777574.1 | 0 | 1432214.62 | 1367233.04 | 1338893.7272 | 1278146.2466 | 0 | 0 | 0.16662 | 337573.1726 | 0.16662 | 0 | 337573.1726 | 0 | 337573.1726 | 337573.1726 | 371330.4898 | 0.25213 | 0.29052
654640.52 | [18 empty] | 0 | 0 | 0 | 0% | 0 | 0 | 0 | 0 | 0 | 0 | 0 | 0 | #N/A | #N/A | #N/A | #N/A | #N/A | #N/A | #N/A | 0 | 0 | 0 | #DIV/0!
Program Costs: | [18 empty] | 0 | 0 | 0 | 0% | 0 | 0 | 0 | 0 | 0 | 0 | 0 | 0 | #N/A | #N/A | #N/A | #N/A | #N/A | #N/A | #N/A | 0 | 0 | 0 | #DIV/0!
777574.1 | [18 empty] | 0 | 0 | 0 | 0% | 0 | 0 | 0 | 0 | 0 | 0 | 0 | 0 | #N/A | #N/A | #N/A | #N/A | #N/A | #N/A | #N/A | 0 | 0 | 0 | #DIV/0!
Total Savings (kWh): | [18 empty] | 0 | 0 | 0 | 0% | 0 | 0 | 0 | 0 | 0 | 0 | 0 | 0 | #N/A | #N/A | #N/A | #N/A | #N/A | #N/A | #N/A | 0 | 0 | 0 | #DIV/0!
2026000 | [18 empty] | 0 | 0 | 0 | 0% | 0 | 0 | 0 | 0 | 0 | 0 | 0 | 0 | #N/A | #N/A | #N/A | #N/A | #N/A | #N/A | #N/A | 0 | 0 | 0 | #DIV/0!
Total Incentives: | [18 empty] | 0 | 0 | 0 | 0% | 0 | 0 | 0 | 0 | 0 | 0 | 0 | 0 | #N/A | #N/A | #N/A | #N/A | #N/A | #N/A | #N/A | 0 | 0 | 0 | #DIV/0!
589658.94 | [18 empty] | 0 | 0 | 0 | 0% | 0 | 0 | 0 | 0 | 0 | 0 | 0 | 0 | #N/A | #N/A | #N/A | #N/A | #N/A | #N/A | #N/A | 0 | 0 | 0 | #DIV/0!
Total Customer Costs: | [18 empty] | 0 | 0 | 0 | 0% | 0 | 0 | 0 | 0 | 0 | 0 | 0 | 0 | #N/A | #N/A | #N/A | #N/A | #N/A | #N/A | #N/A | 0 | 0 | 0 | #DIV/0!
0 | [18 empty] | 0 | 0 | 0 | 0% | 0 | 0 | 0 | 0 | 0 | 0 | 0 | 0 | #N/A | #N/A | #N/A | #N/A | #N/A | #N/A | #N/A | 0 | 0 | 0 | #DIV/0!
Weighted Avg Life | [18 empty] | 0 | 0 | 0 | 0% | 0 | 0 | 0 | 0 | 0 | 0 | 0 | 0 | #N/A | #N/A | #N/A | #N/A | #N/A | #N/A | #N/A | 0 | 0 | 0 | #DIV/0!
2 | [18 empty] | 0 | 0 | 0 | 0% | 0 | 0 | 0 | 0 | 0 | 0 | 0 | 0 | #N/A | #N/A | #N/A | #N/A | #N/A | #N/A | #N/A | 0 | 0 | 0 | #DIV/0!
Total Utility Cost | [18 empty] | 0 | 0 | 0 | 0% | 0 | 0 | 0 | 0 | 0 | 0 | 0 | 0 | #N/A | #N/A | #N/A | #N/A | #N/A | #N/A | #N/A | 0 | 0 | 0 | #DIV/0!
1432214.62 | [18 empty] | 0 | 0 | 0 | 0% | 0 | 0 | 0 | 0 | 0 | 0 | 0 | 0 | #N/A | #N/A | #N/A | #N/A | #N/A | #N/A | #N/A | 0 | 0 | 0 | #DIV/0!
Total Resource Cost | [18 empty] | 0 | 0 | 0 | 0% | 0 | 0 | 0 | 0 | 0 | 0 | 0 | 0 | #N/A | #N/A | #N/A | #N/A | #N/A | #N/A | #N/A | 0 | 0 | 0 | #DIV/0!
1367233.04 | [18 empty] | 0 | 0 | 0 | 0% | 0 | 0 | 0 | 0 | 0 | 0 | 0 | 0 | #N/A | #N/A | #N/A | #N/A | #N/A | #N/A | #N/A | 0 | 0 | 0 | #DIV/0!
UC B/C Ratio | [18 empty] | 0 | 0 | 0 | 0% | 0 | 0 | 0 | 0 | 0 | 0 | 0 | 0 | #N/A | #N/A | #N/A | #N/A | #N/A | #N/A | #N/A | 0 | 0 | 0 | #DIV/0!
0.25213 | [18 empty] | 0 | 0 | 0 | 0% | 0 | 0 | 0 | 0 | 0 | 0 | 0 | 0 | #N/A | #N/A | #N/A | #N/A | #N/A | #N/A | #N/A | 0 | 0 | 0 | #DIV/0!
TRC B/C Ratio | [18 empty] | 0 | 0 | 0 | 0% | 0 | 0 | 0 | 0 | 0 | 0 | 0 | 0 | #N/A | #N/A | #N/A | #N/A | #N/A | #N/A | #N/A | 0 | 0 | 0 | #DIV/0!
0.29052 | [18 empty] | 0 | 0 | 0 | 0% | 0 | 0 | 0 | 0 | 0 | 0 | 0 | 0 | #N/A | #N/A | #N/A | #N/A | #N/A | #N/A | #N/A | 0 | 0 | 0 | #DIV/0!

## Efficiency Boost {E}
Rtn to Summary |  | Order Number | Program Name | Discount Rate: | 6.97% | [9 empty] | Paste in incentives but use DBtC for Total
| Program: | 18230751 | Efficiency Boost {E}
| paste |  |  | paste | paste | paste | paste | paste | paste | paste | paste | paste | paste | Paste | paste | paste | paste | paste | Formula: G + H | Formula: (O/A10)*T | Formula: N - M | Formula: O/A10 | Formula: W*A8 | Formula: Q - P | Formula: X + DBtC | Formula: Q + X | Formula: Z/(1+ElecDiscountRate)^1 | Formula: AA/(1+ElecDiscountRate)^1 | Formula: -PV (ElecDiscount Rate,T,R)*J | Formula: - PV (ElecDiscount Rate, T, S)*J |  | AF*J*K |  | AH*J*L | AG + AI |  | AG +AI -AK | formula: Logic to lookup from AC tables and adjust by savings and quantity | Formula: Utility Savings (AM)*1.1+AD+AE | formula: AM/AB | formula: AN/AC
| Sch. No. | Order Number | Program Name | Measure Version | Measure Name | First Period Measure Life | Second period Measure Life | Electric End-Use Type | Number of units offered | Savings per Unit Period 1 | Savngs per Unit Period 2 | Incentives Per Unit | Incremental Measure Cost per Unit | Total First Year Savings | Total Incentive | Total Incremental Measure Cost | Unit First Year Non-Energy Benefits | Unit Annual Net Equipment O&M | Total Measure Life | Weighted Life | Agency or Customer Cost per Unit | Percent Unit overhead | Program Overhead Cost | Total Customer Cost | Total Utility Program Costs | Total Resource Cost | PV Total Utility Program Costs | PV Total Resource Costs | PV Total Non-Energy Benefits | PV Total Net Equipment O&M | Unit PV First period Savings for 1 kWh | Total First Period Savings | Unit PV Savings for Second Period for 1 kWh | Total Second period Savings | Unadjusted Total | Decrement | Final UC Total Savings | PV Total Savings UC | PV Total Savings TRC | UC B/C Ratio | TRC B/C Ratio
DBTC: | E214 | 18230751 | Efficiency Boost {E} | [15 empty] | 0 | #DIV/0! | 0 | #DIV/0! | #DIV/0! | 0 | #DIV/0! | #DIV/0! | #DIV/0! | #DIV/0! | 0 | 0 | #N/A | #N/A | #N/A | #N/A | #N/A | #N/A | #N/A | 0 | 0 | 0 | #DIV/0!
0 | [18 empty] | 0 | #DIV/0! | 0 | #DIV/0! | #DIV/0! | 0 | #DIV/0! | #DIV/0! | #DIV/0! | #DIV/0! | 0 | 0 | #N/A | #N/A | #N/A | #N/A | #N/A | #N/A | #N/A | 0 | 0 | 0 | #DIV/0!
Program Costs: | [18 empty] | 0 | #DIV/0! | 0 | #DIV/0! | #DIV/0! | 0 | #DIV/0! | #DIV/0! | #DIV/0! | #DIV/0! | 0 | 0 | #N/A | #N/A | #N/A | #N/A | #N/A | #N/A | #N/A | 0 | 0 | 0 | #DIV/0!
57175.37 | [18 empty] | 0 | #DIV/0! | 0 | #DIV/0! | #DIV/0! | 0 | #DIV/0! | #DIV/0! | #DIV/0! | #DIV/0! | 0 | 0 | #N/A | #N/A | #N/A | #N/A | #N/A | #N/A | #N/A | 0 | 0 | 0 | #DIV/0!
Total Savings (kWh): | [18 empty] | 0 | #DIV/0! | 0 | #DIV/0! | #DIV/0! | 0 | #DIV/0! | #DIV/0! | #DIV/0! | #DIV/0! | 0 | 0 | #N/A | #N/A | #N/A | #N/A | #N/A | #N/A | #N/A | 0 | 0 | 0 | #DIV/0!
0 | [18 empty] | 0 | #DIV/0! | 0 | #DIV/0! | #DIV/0! | 0 | #DIV/0! | #DIV/0! | #DIV/0! | #DIV/0! | 0 | 0 | #N/A | #N/A | #N/A | #N/A | #N/A | #N/A | #N/A | 0 | 0 | 0 | #DIV/0!
Total Incentives: | [18 empty] | 0 | #DIV/0! | 0 | #DIV/0! | #DIV/0! | 0 | #DIV/0! | #DIV/0! | #DIV/0! | #DIV/0! | 0 | 0 | #N/A | #N/A | #N/A | #N/A | #N/A | #N/A | #N/A | 0 | 0 | 0 | #DIV/0!
0 | [18 empty] | 0 | #DIV/0! | 0 | #DIV/0! | #DIV/0! | 0 | #DIV/0! | #DIV/0! | #DIV/0! | #DIV/0! | 0 | 0 | #N/A | #N/A | #N/A | #N/A | #N/A | #N/A | #N/A | 0 | 0 | 0 | #DIV/0!
Total Customer Costs: | [18 empty] | 0 | #DIV/0! | 0 | #DIV/0! | #DIV/0! | 0 | #DIV/0! | #DIV/0! | #DIV/0! | #DIV/0! | 0 | 0 | #N/A | #N/A | #N/A | #N/A | #N/A | #N/A | #N/A | 0 | 0 | 0 | #DIV/0!
0 | [18 empty] | 0 | #DIV/0! | 0 | #DIV/0! | #DIV/0! | 0 | #DIV/0! | #DIV/0! | #DIV/0! | #DIV/0! | 0 | 0 | #N/A | #N/A | #N/A | #N/A | #N/A | #N/A | #N/A | 0 | 0 | 0 | #DIV/0!
Weighted Avg Life | [18 empty] | 0 | #DIV/0! | 0 | #DIV/0! | #DIV/0! | 0 | #DIV/0! | #DIV/0! | #DIV/0! | #DIV/0! | 0 | 0 | #N/A | #N/A | #N/A | #N/A | #N/A | #N/A | #N/A | 0 | 0 | 0 | #DIV/0!
#DIV/0! | [18 empty] | 0 | #DIV/0! | 0 | #DIV/0! | #DIV/0! | 0 | #DIV/0! | #DIV/0! | #DIV/0! | #DIV/0! | 0 | 0 | #N/A | #N/A | #N/A | #N/A | #N/A | #N/A | #N/A | 0 | 0 | 0 | #DIV/0!
Total Utility Cost | [18 empty] | 0 | #DIV/0! | 0 | #DIV/0! | #DIV/0! | 0 | #DIV/0! | #DIV/0! | #DIV/0! | #DIV/0! | 0 | 0 | #N/A | #N/A | #N/A | #N/A | #N/A | #N/A | #N/A | 0 | 0 | 0 | #DIV/0!
57175.37 | [18 empty] | 0 | #DIV/0! | 0 | #DIV/0! | #DIV/0! | 0 | #DIV/0! | #DIV/0! | #DIV/0! | #DIV/0! | 0 | 0 | #N/A | #N/A | #N/A | #N/A | #N/A | #N/A | #N/A | 0 | 0 | 0 | #DIV/0!
Total Resource Cost | [18 empty] | 0 | #DIV/0! | 0 | #DIV/0! | #DIV/0! | 0 | #DIV/0! | #DIV/0! | #DIV/0! | #DIV/0! | 0 | 0 | #N/A | #N/A | #N/A | #N/A | #N/A | #N/A | #N/A | 0 | 0 | 0 | #DIV/0!
57175.37 | [18 empty] | 0 | #DIV/0! | 0 | #DIV/0! | #DIV/0! | 0 | #DIV/0! | #DIV/0! | #DIV/0! | #DIV/0! | 0 | 0 | #N/A | #N/A | #N/A | #N/A | #N/A | #N/A | #N/A | 0 | 0 | 0 | #DIV/0!
UC B/C Ratio | [18 empty] | 0 | #DIV/0! | 0 | #DIV/0! | #DIV/0! | 0 | #DIV/0! | #DIV/0! | #DIV/0! | #DIV/0! | 0 | 0 | #N/A | #N/A | #N/A | #N/A | #N/A | #N/A | #N/A | 0 | 0 | 0 | #DIV/0!
#DIV/0! | [18 empty] | 0 | #DIV/0! | 0 | #DIV/0! | #DIV/0! | 0 | #DIV/0! | #DIV/0! | #DIV/0! | #DIV/0! | 0 | 0 | #N/A | #N/A | #N/A | #N/A | #N/A | #N/A | #N/A | 0 | 0 | 0 | #DIV/0!
TRC B/C Ratio | [18 empty] | 0 | #DIV/0! | 0 | #DIV/0! | #DIV/0! | 0 | #DIV/0! | #DIV/0! | #DIV/0! | #DIV/0! | 0 | 0 | #N/A | #N/A | #N/A | #N/A | #N/A | #N/A | #N/A | 0 | 0 | 0 | #DIV/0!
#DIV/0! | [18 empty] | 0 | #DIV/0! | 0 | #DIV/0! | #DIV/0! | 0 | #DIV/0! | #DIV/0! | #DIV/0! | #DIV/0! | 0 | 0 | #N/A | #N/A | #N/A | #N/A | #N/A | #N/A | #N/A | 0 | 0 | 0 | #DIV/0!

## SF New Construction {E}
Rtn to Summary |  | Order Number | Program Name | Discount Rate: | 6.97% | [9 empty] | Paste in incentives but use DBtC for Total
| Program: | 18230405 | Single Family New Construction {E}
| paste |  |  | paste | paste | paste | paste | paste | paste | paste | paste | paste | paste | Paste | paste | paste | paste | paste | Formula: G + H | Formula: (O/A10)*T | Formula: N - M | Formula: O/A10 | Formula: W*A8 | Formula: Q - P | Formula: X + DBtC | Formula: Q + X | Formula: Z/(1+ElecDiscountRate)^1 | Formula: AA/(1+ElecDiscountRate)^1 | Formula: -PV (ElecDiscount Rate,T,R)*J | Formula: - PV (ElecDiscount Rate, T, S)*J |  | AF*J*K |  | AH*J*L | AG + AI |  | AG +AI -AK | formula: Logic to lookup from AC tables and adjust by savings and quantity | Formula: Utility Savings (AM)*1.1+AD+AE | formula: AM/AB | formula: AN/AC
| Sch. No. | Order Number | Program Name | Measure Version | Measure Name | First Period Measure Life | Second period Measure Life | Electric End-Use Type | Number of units offered | Savings per Unit Period 1 | Savngs per Unit Period 2 | Incentives Per Unit | Incremental Measure Cost per Unit | Total First Year Savings | Total Incentive | Total Incremental Measure Cost | Unit First Year Non-Energy Benefits | Unit Annual Net Equipment O&M | Total Measure Life | Weighted Life | Agency or Customer Cost per Unit | Percent Unit overhead | Program Overhead Cost | Total Customer Cost | Total Utility Program Costs | Total Resource Cost | PV Total Utility Program Costs | PV Total Resource Costs | PV Total Non-Energy Benefits | PV Total Net Equipment O&M | Unit PV First period Savings for 1 kWh | Total First Period Savings | Unit PV Savings for Second Period for 1 kWh | Total Second period Savings | Unadjusted Total | Decrement | Final UC Total Savings | PV Total Savings UC | PV Total Savings TRC | UC B/C Ratio | TRC B/C Ratio
DBTC: | E215 | 18230405 | Single Family New Construction {E} | 12207-3 | SFNC: Built Green - 4 Star or Eqv - 20pc above WSEC - ESH - EWH - EO | 36 |  | SF Heat Pump | 3 | 1536.6667 |  | 1500 | 5354.04 | 4610 | 4500 | 16062.12 | 4.54 | 0 | 36 | 2.0837 | 3854.04 | 5.788% | 1744.1549 | 11562.12 | 3625.3007 | 17806.2749 | 3389.0817 | 16646.0455 | 178.1301 | 0 | 2.5226 | 11629.3604 | 2.5226 | 0 | 11629.3604 | 0 | 11629.3604 | 11629.3604 | 12970.4265 | 3.4314 | 0.77919
32500 | E215 | 18230405 | Single Family New Construction {E} | 12208-2 | SFNC: Built Green - 5 Star or Eqv - 30pc above WSEC - ESH - EWH - EO | 33 |  | SF Heat Pump | 2 | 4774 |  | 2000 | 5999.93 | 9548 | 4000 | 11999.86 | 24.59 | 0 | 33 | 3.9561 | 3999.93 | 11.99% | 3612.4059 | 7999.86 | 7508.5403 | 15612.2659 | 7019.2954 | 14594.9948 | 629.2277 | 0 | 2.3425 | 22366.3809 | 2.3425 | 0 | 22366.3809 | 0 | 22366.3809 | 22366.3809 | 25232.2467 | 3.1864 | 1.7288
Program Costs: | E215 | 18230405 | Single Family New Construction {E} | 12208-3 | SFNC: Built Green - 5 Star or Eqv - 30pc above WSEC - ESH - EWH - EO | 36 |  | SF Heat Pump | 8 | 6038.0763 |  | 2000 | 5477 | 48304.61 | 16000 | 43816 | 9.2 | 0 | 36 | 21.8338 | 3477 | 60.65% | 18275.6449 | 27816 | 37986.7103 | 62091.6449 | 35511.5549 | 58045.8492 | 962.5828 | 0 | 2.5226 | 121855.0362 | 2.5226 | 0 | 121855.0362 | 0 | 121855.0362 | 121855.0362 | 135003.1226 | 3.4314 | 2.3258
30133.25 | E215 | 18230405 | Single Family New Construction {E} | 12209-3 | SFNC: Built Green - 4 Star or Eqv - 20pc above WSEC - NGSH - NGWH - C | 27 |  | Res Lighting | 7 | 1370.8571 |  | 750 | 2215 | 9596 | 5250 | 15967.02 | 8.63 | 0 | 27 | 3.2531 | 1465 | 12.05% | 3630.5663 | 10717.02 | 7546.2874 | 19597.5863 | 7054.583 | 18320.6378 | 726.1738 | 0 | 1.6683 | 16008.6755 | 1.6683 | 0 | 16008.6755 | 0 | 16008.6755 | 16008.6755 | 18335.7168 | 2.2693 | 1.0008
Total Savings (kWh): | E215 | 18230405 | Single Family New Construction {E} | 12210-3 | SFNC: Built Green - 5 Star or Eqv - 30pc above WSEC - NGSH - NGWH - C | 27 |  | Res Lighting | 1 | 5429 |  | 1000 | 3773 | 5429 | 1000 | 3773 | 14.96 | 0 | 27 | 1.8404 | 2773 | 6.816% | 2054.0167 | 2773 | 4269.3617 | 5827.0167 | 3991.1767 | 5447.3373 | 179.8305 | 0 | 1.6683 | 9057.0133 | 1.6683 | 0 | 9057.0133 | 0 | 9057.0133 | 9057.0133 | 10142.5451 | 2.2693 | 1.8619
79645.61 | E215 | 18230405 | Single Family New Construction {E} | 12985-2 | SFNC: Built Green - 3 Star or Eqv - 10pc above WSEC - ESH - EWH - EO | 36 |  | SF Heat Pump | 1 | 2158 |  | 1000 | 4164 | 2158 | 1000 | 4164 | 3.35 | 0 | 36 | 0.97542 | 3164 | 2.71% | 816.4612 | 3164 | 1697.0496 | 4980.4612 | 1586.4725 | 4655.9421 | 43.8132 | 0 | 2.5226 | 5443.8524 | 2.5226 | 0 | 5443.8524 | 0 | 5443.8524 | 5443.8524 | 6032.0509 | 3.4314 | 1.2956
Total Incentives: | [18 empty] | 0 | 0 | 0 | 0% | 0 | 0 | 0 | 0 | 0 | 0 | 0 | 0 | #N/A | #N/A | #N/A | #N/A | #N/A | #N/A | #N/A | 0 | 0 | 0 | #DIV/0!
31750 | [18 empty] | 0 | 0 | 0 | 0% | 0 | 0 | 0 | 0 | 0 | 0 | 0 | 0 | #N/A | #N/A | #N/A | #N/A | #N/A | #N/A | #N/A | 0 | 0 | 0 | #DIV/0!
Total Customer Costs: | [18 empty] | 0 | 0 | 0 | 0% | 0 | 0 | 0 | 0 | 0 | 0 | 0 | 0 | #N/A | #N/A | #N/A | #N/A | #N/A | #N/A | #N/A | 0 | 0 | 0 | #DIV/0!
64032 | [18 empty] | 0 | 0 | 0 | 0% | 0 | 0 | 0 | 0 | 0 | 0 | 0 | 0 | #N/A | #N/A | #N/A | #N/A | #N/A | #N/A | #N/A | 0 | 0 | 0 | #DIV/0!
Weighted Avg Life | [18 empty] | 0 | 0 | 0 | 0% | 0 | 0 | 0 | 0 | 0 | 0 | 0 | 0 | #N/A | #N/A | #N/A | #N/A | #N/A | #N/A | #N/A | 0 | 0 | 0 | #DIV/0!
33.9425 | [18 empty] | 0 | 0 | 0 | 0% | 0 | 0 | 0 | 0 | 0 | 0 | 0 | 0 | #N/A | #N/A | #N/A | #N/A | #N/A | #N/A | #N/A | 0 | 0 | 0 | #DIV/0!
Total Utility Cost | [18 empty] | 0 | 0 | 0 | 0% | 0 | 0 | 0 | 0 | 0 | 0 | 0 | 0 | #N/A | #N/A | #N/A | #N/A | #N/A | #N/A | #N/A | 0 | 0 | 0 | #DIV/0!
62633.25 | [18 empty] | 0 | 0 | 0 | 0% | 0 | 0 | 0 | 0 | 0 | 0 | 0 | 0 | #N/A | #N/A | #N/A | #N/A | #N/A | #N/A | #N/A | 0 | 0 | 0 | #DIV/0!
Total Resource Cost | [18 empty] | 0 | 0 | 0 | 0% | 0 | 0 | 0 | 0 | 0 | 0 | 0 | 0 | #N/A | #N/A | #N/A | #N/A | #N/A | #N/A | #N/A | 0 | 0 | 0 | #DIV/0!
125915.25 | [18 empty] | 0 | 0 | 0 | 0% | 0 | 0 | 0 | 0 | 0 | 0 | 0 | 0 | #N/A | #N/A | #N/A | #N/A | #N/A | #N/A | #N/A | 0 | 0 | 0 | #DIV/0!
UC B/C Ratio | [18 empty] | 0 | 0 | 0 | 0% | 0 | 0 | 0 | 0 | 0 | 0 | 0 | 0 | #N/A | #N/A | #N/A | #N/A | #N/A | #N/A | #N/A | 0 | 0 | 0 | #DIV/0!
3.1828 | [18 empty] | 0 | 0 | 0 | 0% | 0 | 0 | 0 | 0 | 0 | 0 | 0 | 0 | #N/A | #N/A | #N/A | #N/A | #N/A | #N/A | #N/A | 0 | 0 | 0 | #DIV/0!
TRC B/C Ratio | [18 empty] | 0 | 0 | 0 | 0% | 0 | 0 | 0 | 0 | 0 | 0 | 0 | 0 | #N/A | #N/A | #N/A | #N/A | #N/A | #N/A | #N/A | 0 | 0 | 0 | #DIV/0!
1.7646 | [18 empty] | 0 | 0 | 0 | 0% | 0 | 0 | 0 | 0 | 0 | 0 | 0 | 0 | #N/A | #N/A | #N/A | #N/A | #N/A | #N/A | #N/A | 0 | 0 | 0 | #DIV/0!

## MH New Construction {E}
Rtn to Summary |  | Order Number | Program Name | Discount Rate: | 6.97% | [9 empty] | Paste in incentives but use DBtC for Total
| Program: | 18230071 | Manufactured Home New Construction {E}
| paste |  |  | paste | paste | paste | paste | paste | paste | paste | paste | paste | paste | Paste | paste | paste | paste | paste | Formula: G + H | Formula: (O/A10)*T | Formula: N - M | Formula: O/A10 | Formula: W*A8 | Formula: Q - P | Formula: X + DBtC | Formula: Q + X | Formula: Z/(1+ElecDiscountRate)^1 | Formula: AA/(1+ElecDiscountRate)^1 | Formula: -PV (ElecDiscount Rate,T,R)*J | Formula: - PV (ElecDiscount Rate, T, S)*J |  | AF*J*K |  | AH*J*L | AG + AI |  | AG +AI -AK | formula: Logic to lookup from AC tables and adjust by savings and quantity | Formula: Utility Savings (AM)*1.1+AD+AE | formula: AM/AB | formula: AN/AC
| Sch. No. | Order Number | Program Name | Measure Version | Measure Name | First Period Measure Life | Second period Measure Life | Electric End-Use Type | Number of units offered | Savings per Unit Period 1 | Savngs per Unit Period 2 | Incentives Per Unit | Incremental Measure Cost per Unit | Total First Year Savings | Total Incentive | Total Incremental Measure Cost | Unit First Year Non-Energy Benefits | Unit Annual Net Equipment O&M | Total Measure Life | Weighted Life | Agency or Customer Cost per Unit | Percent Unit overhead | Program Overhead Cost | Total Customer Cost | Total Utility Program Costs | Total Resource Cost | PV Total Utility Program Costs | PV Total Resource Costs | PV Total Non-Energy Benefits | PV Total Net Equipment O&M | Unit PV First period Savings for 1 kWh | Total First Period Savings | Unit PV Savings for Second Period for 1 kWh | Total Second period Savings | Unadjusted Total | Decrement | Final UC Total Savings | PV Total Savings UC | PV Total Savings TRC | UC B/C Ratio | TRC B/C Ratio
DBTC: | E215 | 18230071 | Manufactured Home New Construction {E} | 12213-1 | MHNC: NEEM 1.1 Rated - EnergyStar | 45 |  | SF Space Heat | 2 | 2299 |  | 1000 | 2441.7 | 4598 | 2000 | 4883.4 | 15.57 | 0 | 45 | 1.6142 | 1441.7 | 3.587% | 2096.4792 | 2883.4 | 5428.8207 | 6979.8792 | 5075.0871 | 6525.0811 | 425.2294 | 0 | 3.4276 | 15760.2989 | 3.4276 | 0 | 15760.2989 | 0 | 15760.2989 | 15760.2989 | 17761.5581 | 3.1054 | 2.722
92896.81 | E215 | 18230071 | Manufactured Home New Construction {E} | 12213-2 | MHNC: NEEM 1.1 Rated - EnergyStar | 44 |  | SF Space Heat | 26 | 2302 |  | 1000 | 2400.94 | 59852 | 26000 | 62424.44 | 17.04 | 0 | 44 | 20.5452 | 1400.94 | 46.69% | 27289.7944 | 36424.44 | 70666.7633 | 89714.2344 | 66062.2262 | 83868.5935 | 6028.5291 | 0 | 3.344 | 200147.5526 | 3.344 | 0 | 200147.5526 | 0 | 200147.5526 | 200147.5526 | 226190.837 | 3.0297 | 2.697
Program Costs: | E215 | 18230071 | Manufactured Home New Construction {E} | 12213-3 | MHNC: NEEM 1.1 Rated - EnergyStar | 45 |  | SF Space Heat | 24 | 2066 |  | 1000 | 2514.08 | 49584 | 24000 | 60337.92 | 0 | 0 | 45 | 17.4074 | 1514.08 | 38.68% | 22608.0526 | 36337.92 | 58543.4203 | 82945.9726 | 54728.8215 | 77541.3412 | 0 | 0 | 3.4276 | 169956.2112 | 3.4276 | 0 | 169956.2112 | 0 | 169956.2112 | 169956.2112 | 186951.8324 | 3.1054 | 2.411
58444.26 | E215 | 18230071 | Manufactured Home New Construction {E} | 12214-2 | MHNC: NEEM 2.0 Rated - EnergyStar | 41 |  | SF Space Heat | 2 | 2978 |  | 1500 | 3990.85 | 5956 | 3000 | 7981.7 | 19.91 | 0 | 41 | 1.9051 | 2490.85 | 4.647% | 2715.6656 | 4981.7 | 7032.2001 | 10697.3656 | 6573.9928 | 10000.3417 | 535.2372 | 0 | 3.1053 | 18495.0159 | 3.1053 | 0 | 18495.0159 | 0 | 18495.0159 | 18495.0159 | 20879.7547 | 2.8134 | 2.0879
Total Savings (kWh): | E215 | 18230071 | Manufactured Home New Construction {E} | 12214-3 | MHNC: NEEM 2.0 Rated - EnergyStar | 41 |  | SF Space Heat | 1 | 2978 |  | 2000 | 3990.85 | 2978 | 2000 | 3990.85 | 19.91 | 0 | 41 | 0.95255 | 1990.85 | 2.323% | 1357.8328 | 1990.85 | 3516.1001 | 5348.6828 | 3286.9964 | 5000.1709 | 267.6186 | 0 | 3.1053 | 9247.508 | 3.1053 | 0 | 9247.508 | 0 | 9247.508 | 9247.508 | 10439.8774 | 2.8134 | 2.0879
128180 | E215 | 18230071 | Manufactured Home New Construction {E} | 12214-4 | MHNC: NEEM 2.0 Rated - EnergyStar | 43 |  | SF Space Heat | 2 | 2606 |  | 2000 | 4110.8 | 5212 | 4000 | 8221.6 | 0 | 0 | 43 | 1.7484 | 2110.8 | 4.066% | 2376.4353 | 4221.6 | 6153.7655 | 10598.0353 | 5752.7956 | 9907.4837 | 0 | 0 | 3.2625 | 17004.0416 | 3.2625 | 0 | 17004.0416 | 0 | 17004.0416 | 17004.0416 | 18704.4457 | 2.9558 | 1.8879
Total Incentives: | E215 | 18230071 | Manufactured Home New Construction {E} | 12215-1 | MHNC: Sales Incentive - NEEM 1.1 Rated - EnergyStar | 0 |  |  | 1 | 0 |  | 200 | 200 | 0 | 200 | 200 | 0 | 0 | 0 | 0 | 0 | 0% | 0 | 0 | 0 | 200 | 0 | 186.9683 | 0 | 0 | #N/A | #N/A | #N/A | #N/A | #N/A | #N/A | #N/A | 0 | 0 | 0 | 0
65900 | E215 | 18230071 | Manufactured Home New Construction {E} | 12891-1 | Incentive - Sales - NEEM 1.1 |  |  |  | 16 | 0 |  | 200 | 200 | 0 | 3200 | 3200 | 0 | 0 | 0 | 0 | 0 | 0% | 0 | 0 | 0 | 3200 | 0 | 2991.4929 | 0 | 0 | #N/A | #N/A | #N/A | #N/A | #N/A | #N/A | #N/A | 0 | 0 | 0 | 0
Total Customer Costs: | E215 | 18230071 | Manufactured Home New Construction {E} | 12891-2 | Incentive - Sales - NEEM 1.1 |  |  |  | 6 | 0 |  | 200 | 0 | 0 | 1200 | 0 | 0 | 0 | 0 | 0 | -200 | 0% | 0 | -1200 | 0 | 0 | 0 | 0 | 0 | 0 | #N/A | #N/A | #N/A | #N/A | #N/A | #N/A | #N/A | 0 | 0 | 0 | #DIV/0!
85639.91 | E215 | 18230071 | Manufactured Home New Construction {E} | 12892-1 | Incentive - Sales - NEEM 2.0 |  |  |  | 1 | 0 |  | 300 | 300 | 0 | 300 | 300 | 0 | 0 | 0 | 0 | 0 | 0% | 0 | 0 | 0 | 300 | 0 | 280.4525 | 0 | 0 | #N/A | #N/A | #N/A | #N/A | #N/A | #N/A | #N/A | 0 | 0 | 0 | 0
Weighted Avg Life | [18 empty] | 0 | 0 | 0 | 0% | 0 | 0 | 0 | 0 | 0 | 0 | 0 | 0 | #N/A | #N/A | #N/A | #N/A | #N/A | #N/A | #N/A | 0 | 0 | 0 | #DIV/0!
44.1729 | [18 empty] | 0 | 0 | 0 | 0% | 0 | 0 | 0 | 0 | 0 | 0 | 0 | 0 | #N/A | #N/A | #N/A | #N/A | #N/A | #N/A | #N/A | 0 | 0 | 0 | #DIV/0!
Total Utility Cost | [18 empty] | 0 | 0 | 0 | 0% | 0 | 0 | 0 | 0 | 0 | 0 | 0 | 0 | #N/A | #N/A | #N/A | #N/A | #N/A | #N/A | #N/A | 0 | 0 | 0 | #DIV/0!
151341.07 | [18 empty] | 0 | 0 | 0 | 0% | 0 | 0 | 0 | 0 | 0 | 0 | 0 | 0 | #N/A | #N/A | #N/A | #N/A | #N/A | #N/A | #N/A | 0 | 0 | 0 | #DIV/0!
Total Resource Cost | [18 empty] | 0 | 0 | 0 | 0% | 0 | 0 | 0 | 0 | 0 | 0 | 0 | 0 | #N/A | #N/A | #N/A | #N/A | #N/A | #N/A | #N/A | 0 | 0 | 0 | #DIV/0!
209984.17 | [18 empty] | 0 | 0 | 0 | 0% | 0 | 0 | 0 | 0 | 0 | 0 | 0 | 0 | #N/A | #N/A | #N/A | #N/A | #N/A | #N/A | #N/A | 0 | 0 | 0 | #DIV/0!
UC B/C Ratio | [18 empty] | 0 | 0 | 0 | 0% | 0 | 0 | 0 | 0 | 0 | 0 | 0 | 0 | #N/A | #N/A | #N/A | #N/A | #N/A | #N/A | #N/A | 0 | 0 | 0 | #DIV/0!
3.0436 | [18 empty] | 0 | 0 | 0 | 0% | 0 | 0 | 0 | 0 | 0 | 0 | 0 | 0 | #N/A | #N/A | #N/A | #N/A | #N/A | #N/A | #N/A | 0 | 0 | 0 | #DIV/0!
TRC B/C Ratio | [18 empty] | 0 | 0 | 0 | 0% | 0 | 0 | 0 | 0 | 0 | 0 | 0 | 0 | #N/A | #N/A | #N/A | #N/A | #N/A | #N/A | #N/A | 0 | 0 | 0 | #DIV/0!
2.4499 | [18 empty] | 0 | 0 | 0 | 0% | 0 | 0 | 0 | 0 | 0 | 0 | 0 | 0 | #N/A | #N/A | #N/A | #N/A | #N/A | #N/A | #N/A | 0 | 0 | 0 | #DIV/0!

## Multi Family Retrofit {E}
Rtn to Summary |  | Order Number | Program Name | Discount Rate: | 6.97% | [9 empty] | Paste in incentives but use DBtC for Total
| Program: | 18230407 | Multi Family Retrofit {E}
| paste |  |  | paste | paste | paste | paste | paste | paste | paste | paste | paste | paste | Paste | paste | paste | paste | paste | Formula: G + H | Formula: (O/A10)*T | Formula: N - M | Formula: O/A10 | Formula: W*A8 | Formula: Q - P | Formula: X + DBtC | Formula: Q + X | Formula: Z/(1+ElecDiscountRate)^1 | Formula: AA/(1+ElecDiscountRate)^1 | Formula: -PV (ElecDiscount Rate,T,R)*J | Formula: - PV (ElecDiscount Rate, T, S)*J |  | AF*J*K |  | AH*J*L | AG + AI |  | AG +AI -AK | formula: Logic to lookup from AC tables and adjust by savings and quantity | Formula: Utility Savings (AM)*1.1+AD+AE | formula: AM/AB | formula: AN/AC
| Sch. No. | Order Number | Program Name | Measure Version | Measure Name | First Period Measure Life | Second period Measure Life | Electric End-Use Type | Number of units offered | Savings per Unit Period 1 | Savngs per Unit Period 2 | Incentives Per Unit | Incremental Measure Cost per Unit | Total First Year Savings | Total Incentive | Total Incremental Measure Cost | Unit First Year Non-Energy Benefits | Unit Annual Net Equipment O&M | Total Measure Life | Weighted Life | Agency or Customer Cost per Unit | Percent Unit overhead | Program Overhead Cost | Total Customer Cost | Total Utility Program Costs | Total Resource Cost | PV Total Utility Program Costs | PV Total Resource Costs | PV Total Non-Energy Benefits | PV Total Net Equipment O&M | Unit PV First period Savings for 1 kWh | Total First Period Savings | Unit PV Savings for Second Period for 1 kWh | Total Second period Savings | Unadjusted Total | Decrement | Final UC Total Savings | PV Total Savings UC | PV Total Savings TRC | UC B/C Ratio | TRC B/C Ratio
DBTC: | E217 | 18230407 | Multi Family Retrofit {E} | 11248-4 | MFRFT: Insulation - Attic - R0 to R38 - E | 45 |  | MF Space Heat | 1200 | 0.9 |  | 0.75 | 0.98 | 1080 | 900 | 1176 | 0 | 0 | 45 | 0.0072469 | 0.23 | 0.0161% | 210.1958 | 276 | 941.0646 | 1386.1958 | 879.7463 | 1295.8734 | 0 | 0 | 3.1346 | 3385.3841 | 3.1346 | 0 | 3385.3841 | 0 | 3385.3841 | 3385.3841 | 3723.9225 | 3.8481 | 2.8737
4538363.92 | E217 | 18230407 | Multi Family Retrofit {E} | 11250-4 | MFRFT: Insulation - Attic - R11 to R38 - E | 45 |  | MF Space Heat | 154966 | 0.6 |  | 0.75 | 0.7 | 92979.6 | 116224.5 | 108476.2 | 0 | 0 | 45 | 0.6239 | -0.05 | 1.386% | 18096.2207 | -7748.3 | 81018.3445 | 126572.4207 | 75739.3143 | 118325.1573 | 0 | 0 | 3.1346 | 291455.24 | 3.1346 | 0 | 291455.24 | 0 | 291455.24 | 291455.24 | 320600.764 | 3.8481 | 2.7095
Program Costs: | E217 | 18230407 | Multi Family Retrofit {E} | 11263-5 | MFRFT: Insulation - Floor - R0 to R30 - E | 45 |  | MF Space Heat | 68004 | 1.4 |  | 0.75 | 1.28 | 95205.6 | 51003 | 87045.12 | 0 | 0 | 45 | 0.63884 | 0.53 | 1.42% | 18529.4576 | 36042.12 | 82957.9833 | 105574.5776 | 77552.5692 | 98695.5011 | 0 | 0 | 3.1346 | 298432.8928 | 3.1346 | 0 | 298432.8928 | 0 | 298432.8928 | 298432.8928 | 328276.1821 | 3.8481 | 3.3262
1305220.33 | E217 | 18230407 | Multi Family Retrofit {E} | 11269-7 | MFRFT: Lamp - LED - A Lamp - Direct Install | 1 | 11 | Res Lighting | 3531 | 38 | 5 | 8.13 | 8.13 | 134178 | 21579.57 | 28707.03 | 0.65 | 0 | 12 | 0.24009 | 0 | 2.001% | 26114.4886 | 7127.46 | 116916.823 | 54821.5186 | 109298.7034 | 51249.4331 | 18258.8384 | 0 | 0.08628 | 11576.845 | 0.91116 | 16086.4821 | 27663.3272 | 1523.2691 | 26140.0581 | 26140.0581 | 47012.9023 | 0.23916 | 0.91734
Total Savings (kWh): | E217 | 18230407 | Multi Family Retrofit {E} | 11271-7 | MFRFT: Lamp - LED - Candelabra - Direct Install | 1 | 11 | Res Lighting | 330 | 37 | 5 | 9.23 | 9.23 | 12210 | 2394.39 | 3045.9 | 0.67 | 0 | 12 | 0.021848 | 0 | 0.1821% | 2376.3799 | 651.51 | 10639.2584 | 5422.2799 | 9946.0207 | 5068.9725 | 1758.9391 | 0 | 0.08628 | 1053.4758 | 0.91116 | 1503.4095 | 2556.8854 | 142.3616 | 2414.5238 | 2414.5238 | 4414.9153 | 0.24276 | 0.87097
6706309.9 | E217 | 18230407 | Multi Family Retrofit {E} | 11273-6 | MFRFT: Lamp - LED - MR16 - Direct Install | 1 | 11 | Res Lighting | 61 | 16 | 3 | 10.49 | 10.49 | 976 | 616.55 | 639.89 | 0.91 | 0 | 12 | 0.0017464 | 0 | 0.01455% | 189.9547 | 23.34 | 850.4436 | 829.8447 | 795.03 | 775.7733 | 441.6043 | 0 | 0.08628 | 84.209 | 0.91116 | 166.7418 | 250.9508 | 15.7892 | 235.1616 | 235.1616 | 700.2821 | 0.29579 | 0.90269
Total Incentives: | E217 | 18230407 | Multi Family Retrofit {E} | 11277-6 | MFRFT: Lamp - LED - Globe - Direct Install | 1 | 11 | Res Lighting | 323 | 40 | 5 | 9 | 9 | 12920 | 2799.2 | 2907 | 0.75 | 0 | 12 | 0.023119 | 0 | 0.1927% | 2514.5642 | 107.8 | 11257.9212 | 5421.5642 | 10524.3725 | 5068.3034 | 1927.1959 | 0 | 0.08628 | 1114.7344 | 0.91116 | 1471.519 | 2586.2535 | 139.3418 | 2446.9117 | 2446.9117 | 4618.7987 | 0.2325 | 0.91131
4463558.86 | E217 | 18230407 | Multi Family Retrofit {E} | 11279-6 | MFRFT: Lamp - LED - Reflector - Direct Install | 1 | 11 | Res Lighting | 342 | 75 | 7 | 9.1 | 9.1 | 25650 | 2872.1 | 3112.2 | 0.89 | 0 | 12 | 0.045897 | 0 | 0.3825% | 4992.1495 | 240.1 | 22350.2848 | 8104.3495 | 20893.9747 | 7576.2826 | 2421.4649 | 0 | 0.08628 | 2213.0757 | 0.91116 | 2181.3106 | 4394.3863 | 206.5537 | 4187.8326 | 4187.8326 | 7028.0808 | 0.20043 | 0.92764
Total Customer Costs: | E217 | 18230407 | Multi Family Retrofit {E} | 11280-6 | MFRFT: Lamp - LED - Reflector - Direct Install - Labor | 1 | 11 | Res Lighting | 28 | 75 | 7 | 6.75 | 6.75 | 2100 | 162 | 189 | 0.89 | 0 | 12 | 0.0037577 | 0 | 0.03131% | 408.714 | 27 | 1829.8479 | 597.714 | 1710.6178 | 558.7679 | 198.2486 | 0 | 0.08628 | 181.1875 | 0.91116 | 178.5868 | 359.7743 | 16.9108 | 342.8635 | 342.8635 | 575.3984 | 0.20043 | 1.0298
4083356.78 | E217 | 18230407 | Multi Family Retrofit {E} | 11293-5 | MFRFT: Insulation - Wall - R0 to R11 - E | 45 |  | MF Space Heat | 1400 | 2.1 |  | 0.75 | 1.18 | 2940 | 1050 | 1652 | 0 | 0 | 45 | 0.019728 | 0.43 | 0.04384% | 572.1996 | 602 | 2561.787 | 2224.1996 | 2394.8649 | 2079.2742 | 0 | 0 | 3.1346 | 9215.7678 | 3.1346 | 0 | 9215.7678 | 0 | 9215.7678 | 9215.7678 | 10137.3446 | 3.8481 | 4.8754
Weighted Avg Life | E217 | 18230407 | Multi Family Retrofit {E} | 11302-5 | MFRFT: Sealing - Air | 45 |  | MF Space Heat | 1 | 385553 |  | 1.13 | 1.29 | 385553 | 397199.5 | 492146.86 | 0 | 0 | 45 | 2.5871 | 0.16 | 5.749% | 75038.5266 | 94947.36 | 335953.9705 | 567185.3866 | 314063.7286 | 530228.4628 | 0 | 0 | 3.1346 | 1208560.1804 | 3.1346 | 0 | 1208560.1804 | 0 | 1208560.1804 | 1208560.1804 | 1329416.1985 | 3.8481 | 2.5073
32.6015 | E217 | 18230407 | Multi Family Retrofit {E} | 11304-3 | MFRFT: Boiler - Replacement - Domestic Water Heating | 15 |  | Comm Water Heat | 1 |  |  |  |  | 0 | 0 | 0 | 0 | 0 | 15 | 0 | 0 | 0% | 0 | 0 | 0 | 0 | 0 | 0 | 0 | 0 | 1.0179 | 0 | 1.0179 | 0 | 0 | 0 | 0 | 0 | 0 | 0 | #DIV/0!
Total Utility Cost | E217 | 18230407 | Multi Family Retrofit {E} | 11306-3 | MFRFT: Boiler - Replacement - Space Heating | 24 |  | Comm Space Heat | 1 |  |  |  |  | 0 | 0 | 0 | 0 | 0 | 24 | 0 | 0 | 0% | 0 | 0 | 0 | 0 | 0 | 0 | 0 | 0 | 1.9069 | 0 | 1.9069 | 0 | 0 | 0 | 0 | 0 | 0 | 0 | #DIV/0!
5843584.25 | E217 | 18230407 | Multi Family Retrofit {E} | 11307-2 | MFRFT: Lighting - Common Area | 15 |  | Comm Lighting | 1 | 71160 |  | 8000 | 160555 | 71160 | 18047 | 70257.57 | 0 | 0 | 15 | 0.15916 | 152555 | 1.061% | 13849.5656 | 52210.57 | 62005.7023 | 84107.1356 | 57965.5065 | 78626.8445 | 0 | 0 | 1.0546 | 75044.6596 | 1.0546 | 0 | 75044.6596 | 0 | 75044.6596 | 75044.6596 | 82549.1256 | 1.2946 | 1.0499
Total Resource Cost | E217 | 18230407 | Multi Family Retrofit {E} | 11307-3 | MFRFT: Lighting - Common Area | 15 |  | Comm Lighting | 1 | 1209585 |  | 0.15 | 0.5 | 1209585 | 290806 | 902212.31 | 0 | 0 | 15 | 2.7055 | 0.35 | 18.04% | 235416.3402 | 611406.31 | 1053979.3061 | 1137628.6502 | 985303.6423 | 1063502.5243 | 0 | 0 | 1.0546 | 1275616.8437 | 1.0546 | 0 | 1275616.8437 | 0 | 1275616.8437 | 1275616.8437 | 1403178.528 | 1.2946 | 1.3194
9852135.97 | E217 | 18230407 | Multi Family Retrofit {E} | 11969-4 | MFRFT: Thermostat - Electronic Line Voltage - kWh | 15 |  | MF Space Heat | 14167 | 59 |  | 35 | 57.99 | 835853 | 843395 | 821544.33 | 0 | 0 | 15 | 1.8696 | 22.99 | 12.46% | 162678.4841 | -21850.67 | 728325.6364 | 984222.8141 | 680869.0628 | 920092.3755 | 0 | 0 | 1.3893 | 1161281.8272 | 1.3893 | 0 | 1161281.8272 | 0 | 1161281.8272 | 1161281.8272 | 1277410.0099 | 1.7056 | 1.3883
UC B/C Ratio | E217 | 18230407 | Multi Family Retrofit {E} | 12066-3 | MFRFT: Tub Spout - DI | 10 |  | Res Water Heat | 551 | 170 |  | 95 | 95 | 93670 | 52345 | 52345 | 15.3 | 0 | 10 | 0.13967 | 0 | 1.397% | 18230.5903 | 0 | 81619.9288 | 70575.5903 | 76301.7003 | 65976.9938 | 59293.0974 | 0 | 0.74487 | 69772.2841 | 0.74487 | 0 | 69772.2841 | 0 | 69772.2841 | 69772.2841 | 136042.6099 | 0.91443 | 2.062
2.8249 | E217 | 18230407 | Multi Family Retrofit {E} | 12529-2 | Clothes Washer - Energy Star - Any WH - Any Dryer - Res - EO | 14 |  | Res Water Heat | 1 | 142 |  | 50 | 65.56 | 142 | 50 | 65.56 | 17.06 | 0 | 14 | 0.00029644 | 15.56 | 0.002117% | 27.6369 | 15.56 | 123.7326 | 93.1969 | 115.6703 | 87.1243 | 149.4665 | 0 | 1.017 | 144.414 | 1.017 | 0 | 144.414 | 0 | 144.414 | 144.414 | 308.3218 | 1.2485 | 3.5389
TRC B/C Ratio | E217 | 18230407 | Multi Family Retrofit {E} | 12530-2 | Heat Pump - Ductless - from Zonal - 9.0 or greater HSPF - HZ1CZ1 - MF | 15 |  | MF Space Heat | 9 | 1300 |  | 800 | 3758.92 | 11700 | 7200 | 33830.28 | 0 | 0 | 15 | 0.026169 | 2958.92 | 0.1745% | 2277.1208 | 26630.28 | 10194.8667 | 36107.4008 | 9530.585 | 33754.6983 | 0 | 0 | 1.3893 | 16255.2475 | 1.3893 | 0 | 16255.2475 | 0 | 16255.2475 | 16255.2475 | 17880.7722 | 1.7056 | 0.52973
1.858 | E217 | 18230407 | Multi Family Retrofit {E} | 12532-2 | Heat Pump - with AC - from E FAF - MF | 15 |  | MF Heat Pump | 1 | 3711 |  | 1500 | 3190.37 | 3711 | 1500 | 3190.37 | 0 | 0 | 15 | 0.0083004 | 1690.37 | 0.05534% | 722.256 | 1690.37 | 3233.6026 | 3912.626 | 3022.9061 | 3657.6853 | 0 | 0 | 1.3962 | 5181.1152 | 1.3962 | 0 | 5181.1152 | 0 | 5181.1152 | 5181.1152 | 5699.2267 | 1.714 | 1.5582
| E217 | 18230407 | Multi Family Retrofit {E} | 12601-1 | Clothes Dryer - Vented - Energy Star - EH - Res | 12 |  | Res Plug Load | 1 | 68 |  | 25 | 20.44 | 68 | 25 | 20.44 | -0.08 | 0 | 12 | 0.00012168 | -4.56 | 0.001014% | 13.2345 | -4.56 | 59.2522 | 33.6745 | 55.3914 | 31.4804 | -0.63643 | 0 | 0.87531 | 59.5211 | 0.87531 | 0 | 59.5211 | 0 | 59.5211 | 59.5211 | 64.8368 | 1.0746 | 2.0596
| E217 | 18230407 | Multi Family Retrofit {E} | 12601-2 | Clothes Dryer - Vented - Energy Star - EH - Res | 12 |  | Res Plug Load | 5 | 68 |  | 50 | 100 | 340 | 250 | 500 | -0.08 | 0 | 12 | 0.00060838 | 50 | 0.00507% | 66.1727 | 250 | 296.2611 | 566.1727 | 276.9572 | 529.2818 | -3.1822 | 0 | 0.87531 | 297.6055 | 0.87531 | 0 | 297.6055 | 0 | 297.6055 | 297.6055 | 324.1839 | 1.0746 | 0.6125
| E217 | 18230407 | Multi Family Retrofit {E} | 12603-1 | Fan - Ventilation - Energy Star - Res | 10 |  | Res Plug Load | 631 | 131 |  | 50 | 50 | 82661 | 42900 | 31550 | 0 | 0 | 10 | 0.12326 | 0 | 1.233% | 16087.9559 | -11350 | 72027.1692 | 47637.9559 | 67333.9901 | 44533.9402 | 0 | 0 | 0.73513 | 60766.1759 | 0.73513 | 0 | 60766.1759 | 0 | 60766.1759 | 60766.1759 | 66842.7935 | 0.90246 | 1.5009
| E217 | 18230407 | Multi Family Retrofit {E} | 12604-1 | Fan - Ventilation - Energy Star - with AS - Res | 10 |  | Res Plug Load | 63 | 131 |  | 200 | 250 | 8253 | 12600 | 15750 | 0 | 0 | 10 | 0.012306 | 50 | 0.1231% | 1606.246 | 3150 | 7191.3022 | 17356.246 | 6722.728 | 16225.3398 | 0 | 0 | 0.73513 | 6066.9875 | 0.73513 | 0 | 6066.9875 | 0 | 6066.9875 | 6066.9875 | 6673.6862 | 0.90246 | 0.41131
| E217 | 18230407 | Multi Family Retrofit {E} | 12649-1 | Windows - Double Pane - from U60 to U30 - EH - MF | 45 |  | MF Space Heat | 1185 | 12.3 |  | 5 | 17.81 | 14575.5 | 5925 | 21104.85 | 0 | 0 | 45 | 0.097803 | 12.81 | 0.2173% | 2836.767 | 15179.85 | 12700.4513 | 23941.617 | 11872.9095 | 22381.6183 | 0 | 0 | 3.1346 | 45688.5795 | 3.1346 | 0 | 45688.5795 | 0 | 45688.5795 | 45688.5795 | 50257.4375 | 3.8481 | 2.2455
| E217 | 18230407 | Multi Family Retrofit {E} | 12649-2 | Windows - Double Pane - from U60 to U30 - EH - MF | 45 |  | MF Space Heat | 196931 | 13 |  | 5 | 23.3 | 2560103 | 1862105 | 4588492.3 | 0 | 0 | 45 | 17.1785 | 18.3 | 38.17% | 498261.8657 | 2726387.3 | 2230761.4459 | 5086754.1657 | 2085408.4752 | 4755309.12 | 0 | 0 | 3.1346 | 8024937.022 | 3.1346 | 0 | 8024937.022 | 0 | 8024937.022 | 8024937.022 | 8827430.7242 | 3.8481 | 1.8563
| E217 | 18230407 | Multi Family Retrofit {E} | 12650-1 | Windows - Double Pane - U30 - from SP U120 - EH - MF | 45 |  | MF Space Heat | 199 | 24.2 |  | 7 | 17.81 | 4815.8 | 1393 | 3544.19 | 0 | 0 | 45 | 0.032314 | 10.81 | 0.07181% | 937.2785 | 2151.19 | 4196.2769 | 4481.4685 | 3922.8539 | 4189.4629 | 0 | 0 | 3.1346 | 15095.6785 | 3.1346 | 0 | 15095.6785 | 0 | 15095.6785 | 15095.6785 | 16605.2463 | 3.8481 | 3.9636
| E217 | 18230407 | Multi Family Retrofit {E} | 12650-2 | Windows - Double Pane - U30 - from SP U120 - EH - MF | 45 |  | MF Space Heat | 16299 | 24 |  | 7 | 23.3 | 391176 | 175021 | 379766.7 | 0 | 0 | 45 | 2.6248 | 16.3 | 5.833% | 76132.907 | 204745.7 | 340853.606 | 455899.607 | 318644.1115 | 426193.8927 | 0 | 0 | 3.1346 | 1226186.1201 | 3.1346 | 0 | 1226186.1201 | 0 | 1226186.1201 | 1226186.1201 | 1348804.7321 | 3.8481 | 3.1648
| E217 | 18230407 | Multi Family Retrofit {E} | 12651-2 | Windows - Double Pane - U30 - from SP U120 - GH - MF | 45 |  | SF Space Heat | 24540 |  |  |  |  | 0 | 0 | 0 | 0 | 0 | 45 | 0 | 0 | 0% | 0 | 0 | 0 | 0 | 0 | 0 | 0 | 0 | 3.4276 | 0 | 3.4276 | 0 | 0 | 0 | 0 | 0 | 0 | 0 | #DIV/0!
| E217 | 18230407 | Multi Family Retrofit {E} | 12657-2 | Windows - Triple Pane - U22 - from DP U60 - EH - MF | 45 |  | MF Space Heat | 23638 | 15 |  | 7 | 26.98 | 354570 | 330932 | 637753.24 | 0 | 0 | 45 | 2.3792 | 19.98 | 5.287% | 69008.4382 | 306821.24 | 308956.7435 | 706761.6782 | 288825.5992 | 660710.1788 | 0 | 0 | 3.1346 | 1111440.4068 | 3.1346 | 0 | 1111440.4068 | 0 | 1111440.4068 | 1111440.4068 | 1222584.4475 | 3.8481 | 1.8504
| E217 | 18230407 | Multi Family Retrofit {E} | 12658-2 | Windows - Triple Pane - U22 - from SP U120 - EH - MF | 45 |  | MF Space Heat | 3556 | 27 |  | 9 | 26.98 | 96012 | 64008 | 95940.88 | 0 | 0 | 45 | 0.64425 | 17.98 | 1.432% | 18686.4037 | 31932.88 | 83660.6449 | 114627.2837 | 78209.4465 | 107158.3469 | 0 | 0 | 3.1346 | 300960.6463 | 3.1346 | 0 | 300960.6463 | 0 | 300960.6463 | 300960.6463 | 331056.7109 | 3.8481 | 3.0894
| E217 | 18230407 | Multi Family Retrofit {E} | 12660-1 | Integrated Heating System - Space and Water - GH - Res | 18 |  | SF Space Heat | 2 |  |  |  |  | 0 | 0 | 0 | 0 | 0 | 18 | 0 | 0 | 0% | 0 | 0 | 0 | 0 | 0 | 0 | 0 | 0 | 1.596 | 0 | 1.596 | 0 | 0 | 0 | 0 | 0 | 0 | 0 | #DIV/0!
| E217 | 18230407 | Multi Family Retrofit {E} | 12660-2 | Integrated Heating System - Space and Water - GH - Res | 20 |  | SF Space Heat | 1 |  |  |  |  | 0 | 0 | 0 | 0 | 0 | 20 | 0 | 0 | 0% | 0 | 0 | 0 | 0 | 0 | 0 | 0 | 0 | 1.7279 | 0 | 1.7279 | 0 | 0 | 0 | 0 | 0 | 0 | 0 | #DIV/0!
| E217 | 18230407 | Multi Family Retrofit {E} | 12669-1 | Furnace - 95pc - GH - Res | 20 |  | SF Space Heat | 2 |  |  |  |  | 0 | 0 | 0 | 0 | 0 | 20 | 0 | 0 | 0% | 0 | 0 | 0 | 0 | 0 | 0 | 0 | 0 | 1.7279 | 0 | 1.7279 | 0 | 0 | 0 | 0 | 0 | 0 | 0 | #DIV/0!
| E217 | 18230407 | Multi Family Retrofit {E} | 12682-1 | Water Heater - Heat Pump - NEEA Specs - Tier 3 - EH - Res | 13 |  | Res Water Heat | 2 | 1225 |  | 500 | 629.17 | 2450 | 1000 | 1258.34 | 0 | 0 | 13 | 0.0047493 | 129.17 | 0.03653% | 476.833 | 258.34 | 2134.8225 | 1735.173 | 1995.7208 | 1622.1118 | 0 | 0 | 0.95299 | 2334.8163 | 0.95299 | 0 | 2334.8163 | 0 | 2334.8163 | 2334.8163 | 2568.298 | 1.1699 | 1.5833
| E217 | 18230407 | Multi Family Retrofit {E} | 12686-2 | Water Heater - Tankless - Energy Star - 0.9 EF - GH - Res | 20 |  | Res Water Heat | 2 |  |  |  |  | 0 | 0 | 0 | 15.03 | 0 | 20 | 0 | 0 | 0% | 0 | 0 | 0 | 0 | 0 | 0 | 319.2 | 0 | 1.35 | 0 | 1.35 | 0 | 0 | 0 | 0 | 0 | 319.2 | 0 | #DIV/0!
| E217 | 18230407 | Multi Family Retrofit {E} | 12692-2 | Adapter - Thermostatic Restrictor Valve - DI - EWH - MF | 10 |  | Res Water Heat | 750 | 50 |  | 33 | 33 | 37500 | 24750 | 24750 | 4.13 | 0 | 10 | 0.055917 | 0 | 0.5592% | 7298.4641 | 0 | 32675.8549 | 32048.4641 | 30546.7467 | 29960.2357 | 21785.7454 | 0 | 0.74487 | 27932.7496 | 0.74487 | 0 | 27932.7496 | 0 | 27932.7496 | 27932.7496 | 52511.7699 | 0.91443 | 1.7527
| E217 | 18230407 | Multi Family Retrofit {E} | 12733-2 | Thermostat - ELV - Smart - Zonal - MF | 15 |  | MF Space Heat | 7 | 71 |  | 75 | 100 | 497 | 525 | 700 | 0 | 0 | 15 | 0.0011116 | 25 | 0.007411% | 96.729 | 175 | 433.064 | 796.729 | 404.8462 | 744.8153 | 0 | 0 | 1.3893 | 690.5007 | 1.3893 | 0 | 690.5007 | 0 | 690.5007 | 690.5007 | 759.5508 | 1.7056 | 1.0198
| E217 | 18230407 | Multi Family Retrofit {E} | 12801-2 | Lamp - TLED - 4 ft - 2x - from 4 ft T12 2x - DI - MF | 15 |  | Res Lighting | 65 | 90 |  | 70 | 70 | 5850 | 4550 | 4550 | 1.48 | 0 | 15 | 0.013085 | 0 | 0.08723% | 1138.5604 | 0 | 5097.4334 | 5688.5604 | 4765.2925 | 5317.9026 | 877.844 | 0 | 1.1077 | 6479.7528 | 1.1077 | 0 | 6479.7528 | 0 | 6479.7528 | 6479.7528 | 8005.5721 | 1.3598 | 1.5054
| E217 | 18230407 | Multi Family Retrofit {E} | 12802-2 | Lamp - TLED - 4 ft - 2x - from 4 ft T8 32w 2x - DI - MF | 15 |  | Res Lighting | 786 | 61 |  | 70 | 70 | 47946 | 55020 | 55020 | 1.48 | 0 | 15 | 0.10724 | 0 | 0.7149% | 9331.5243 | 0 | 41778.0411 | 64351.5243 | 39055.8484 | 60158.4784 | 10615.1595 | 0 | 1.1077 | 53107.3893 | 1.1077 | 0 | 53107.3893 | 0 | 53107.3893 | 53107.3893 | 69033.2878 | 1.3598 | 1.1475
| E217 | 18230407 | Multi Family Retrofit {E} | 12906-2 | Windows - Double Pane - from U60 to U30 - GH - MF | 45 |  | SF Space Heat | 332 |  |  |  |  | 0 | 0 | 0 | 0 | 0 | 45 | 0 | 0 | 0% | 0 | 0 | 0 | 0 | 0 | 0 | 0 | 0 | 3.4276 | 0 | 3.4276 | 0 | 0 | 0 | 0 | 0 | 0 | 0 | #DIV/0!
| E217 | 18230407 | Multi Family Retrofit {E} | 12962-1 | Clothes Washer - Top Load - Energy Star - Any WH - Any Dryer - Res - C | 14 |  | Res Water Heat | 156 | 26 |  | 25 | 0.01 | 4056 | 3900 | 1.56 | 7.49 | 0 | 14 | 0.0084672 | -24.99 | 0.06048% | 789.4019 | -3898.44 | 3534.2205 | 790.9619 | 3303.9361 | 739.424 | 10236.964 | 0 | 1.017 | 4124.9507 | 1.017 | 0 | 4124.9507 | 0 | 4124.9507 | 4124.9507 | 14774.4098 | 1.2485 | 19.981
| E217 | 18230407 | Multi Family Retrofit {E} | 12983-1 | Power Strip - Advanced - Load Sensing - Tier 1 - MFCA | 4 |  | Res Plug Load | 2 | 65 |  | 14 | 14 | 130 | 28 | 28 | 0 | 0 | 4 | 7.7539e-05 | 0 | 0.001938% | 25.3013 | 0 | 113.2763 | 53.3013 | 105.8954 | 49.8283 | 0 | 0 | 0.29676 | 38.5783 | 0.29676 | 0 | 38.5783 | 0 | 38.5783 | 38.5783 | 42.4362 | 0.36431 | 0.85165
| E217 | 18230407 | Multi Family Retrofit {E} | 12984-1 | Power Strip - Advanced - Load Sensing - Tier 1 - Res | 5 |  | Res Plug Load | 1216 | 45 |  | 14 | 14 | 54720 | 17024 | 17024 | 0 | 0 | 5 | 0.040797 | 0 | 0.8159% | 10649.9189 | 0 | 47680.6075 | 27673.9189 | 44573.8128 | 25870.7291 | 0 | 0 | 0.37292 | 20406.2602 | 0.37292 | 0 | 20406.2602 | 0 | 20406.2602 | 20406.2602 | 22446.8862 | 0.45781 | 0.86766
| E217 | 18230407 | Multi Family Retrofit {E} | 12991-1 | Insulation - Attic - R11 to R49 - EH - MF | 45 |  | MF Space Heat | 22529 | 0.6 |  | 0.75 | 0.98 | 13517.4 | 16896.75 | 22078.42 | 0 | 0 | 45 | 0.090703 | 0.23 | 0.2016% | 2630.8336 | 5181.67 | 11778.4694 | 24709.2536 | 11011.0025 | 23099.2368 | 0 | 0 | 3.1346 | 42371.8435 | 3.1346 | 0 | 42371.8435 | 0 | 42371.8435 | 42371.8435 | 46609.0279 | 3.8481 | 2.0178
| E217 | 18230407 | Multi Family Retrofit {E} | 12995-1 | Clothes Washer - Front Load - Energy Star - Any WH - Any Dryer - Res - EO | 14 |  | Res Water Heat | 5 | 142 |  | 100 | 65.56 | 710 | 500 | 327.8 | 17.06 | 0 | 14 | 0.0014822 | -34.44 | 0.01059% | 138.1843 | -172.2 | 618.6629 | 465.9843 | 578.3517 | 435.6214 | 747.3324 | 0 | 1.017 | 722.0698 | 1.017 | 0 | 722.0698 | 0 | 722.0698 | 722.0698 | 1541.6091 | 1.2485 | 3.5389
| E217 | 18230407 | Multi Family Retrofit {E} | 13088-1 | Lamp - LED - A Lamp - UI - MFIU | 1 | 12 | Res Lighting | 3087 | 0.3 | 0.3 | 2.1 | 2.1 | 926.1 | 6482.7 | 6482.7 | 0 | 0 | 13 | 0.0017952 | 0 | 0.01381% | 180.2429 | 0 | 806.9629 | 6662.9429 | 754.3825 | 6228.7958 | 0 | 0 | 0.08628 | 79.9037 | 0.97922 | 906.8583 | 986.762 | 79.9037 | 906.8583 | 906.8583 | 997.5441 | 1.2021 | 0.16015
| E217 | 18230407 | Multi Family Retrofit {E} | 13089-1 | Lamp - LED - Candelabra - UI - MFIU | 1 | 12 | Res Lighting | 97 | 0.3 | 0.3 | 4.1 | 4.1 | 29.1 | 397.7 | 397.7 | 0 | 0 | 13 | 5.641e-05 | 0 | 0.0004339% | 5.6636 | 0 | 25.3565 | 403.3636 | 23.7043 | 377.0811 | 0 | 0 | 0.08628 | 2.5107 | 0.97922 | 28.4954 | 31.0061 | 2.5107 | 28.4954 | 28.4954 | 31.3449 | 1.2021 | 0.083125
| E217 | 18230407 | Multi Family Retrofit {E} | 13090-1 | Lamp - LED - Globe - UI - MFIU | 1 | 12 | Res Lighting | 257 | 0.2 | 0.3 | 4.1 | 4.1 | 51.4 | 1053.7 | 1053.7 | 0 | 0 | 13 | 9.9638e-05 | 0 | 0.0007664% | 10.0038 | 0 | 44.7877 | 1063.7038 | 41.8694 | 994.3945 | 0 | 0 | 0.08628 | 4.4348 | 0.97922 | 75.4981 | 79.9329 | 6.6522 | 73.2807 | 73.2807 | 80.6088 | 1.7502 | 0.081063
| E217 | 18230407 | Multi Family Retrofit {E} | 13091-1 | Lamp - LED - MR16 - UI - MFIU | 1 | 11 | Res Lighting | 320 | 0.8 | 0.8 | 6.6 | 6.6 | 256 | 2112 | 2112 | 0 | 0 | 12 | 0.00045808 | 0 | 0.003817% | 49.8242 | 0 | 223.0672 | 2161.8242 | 208.5325 | 2020.9631 | 0 | 0 | 0.08628 | 22.0876 | 0.91116 | 233.2563 | 255.3439 | 22.0876 | 233.2563 | 233.2563 | 256.5819 | 1.1186 | 0.12696
| E217 | 18230407 | Multi Family Retrofit {E} | 13092-1 | Lamp - LED - Reflector - UI - MFIU | 1 | 12 | Res Lighting | 811 | 0.4 | 0.3 | 4.2 | 4.2 | 324.4 | 3406.2 | 3406.2 | 0 | 0 | 13 | 0.00062884 | 0 | 0.004837% | 63.1366 | 0 | 282.6679 | 3469.3366 | 264.2497 | 3243.28 | 0 | 0 | 0.08628 | 27.9892 | 0.97922 | 238.2449 | 266.2341 | 20.9919 | 245.2422 | 245.2422 | 269.7664 | 0.92807 | 0.083177
| E217 | 18230407 | Multi Family Retrofit {E} | 13182-1 | Lamp - TLED - 4 ft - 2x - w Ext Driver - from 4 ft T12 75w 2x - MFIU | 12 |  | Res Lighting | 326 | 99 |  | 60 | 60 | 32274 | 19560 | 19560 | 3.24 | 0 | 12 | 0.05775 | 0 | 0.4812% | 6281.3502 | 0 | 28122.1478 | 25841.3502 | 26289.7521 | 24157.5677 | 8402.8126 | 0 | 0.91116 | 29406.6907 | 0.91116 | 0 | 29406.6907 | 0 | 29406.6907 | 29406.6907 | 40750.1724 | 1.1186 | 1.6868
| E217 | 18230407 | Multi Family Retrofit {E} | 13190-1 | Fixture - LED - 30w or less - from T8 59w - MFIU | 15 |  | Res Lighting | 15 | 59 |  | 70 | 80 | 885 | 1050 | 1200 | 1.44 | 0 | 15 | 0.0019795 | 10 | 0.0132% | 172.2438 | 150 | 771.1502 | 1372.2438 | 720.9032 | 1282.8305 | 197.1043 | 0 | 1.1077 | 980.2703 | 1.1077 | 0 | 980.2703 | 0 | 980.2703 | 980.2703 | 1275.4016 | 1.3598 | 0.99421
[19 empty] | 0 | 0 | 0 | 0% | 0 | 0 | 0 | 0 | 0 | 0 | 0 | 0 | #N/A | #N/A | #N/A | #N/A | #N/A | #N/A | #N/A | 0 | 0 | 0 | #DIV/0!
[19 empty] | 0 | 0 | 0 | 0% | 0 | 0 | 0 | 0 | 0 | 0 | 0 | 0 | #N/A | #N/A | #N/A | #N/A | #N/A | #N/A | #N/A | 0 | 0 | 0 | #DIV/0!
[19 empty] | 0 | 0 | 0 | 0% | 0 | 0 | 0 | 0 | 0 | 0 | 0 | 0 | #N/A | #N/A | #N/A | #N/A | #N/A | #N/A | #N/A | 0 | 0 | 0 | #DIV/0!
[19 empty] | 0 | 0 | 0 | 0% | 0 | 0 | 0 | 0 | 0 | 0 | 0 | 0 | #N/A | #N/A | #N/A | #N/A | #N/A | #N/A | #N/A | 0 | 0 | 0 | #DIV/0!
[19 empty] | 0 | 0 | 0 | 0% | 0 | 0 | 0 | 0 | 0 | 0 | 0 | 0 | #N/A | #N/A | #N/A | #N/A | #N/A | #N/A | #N/A | 0 | 0 | 0 | #DIV/0!
[19 empty] | 0 | 0 | 0 | 0% | 0 | 0 | 0 | 0 | 0 | 0 | 0 | 0 | #N/A | #N/A | #N/A | #N/A | #N/A | #N/A | #N/A | 0 | 0 | 0 | #DIV/0!
[19 empty] | 0 | 0 | 0 | 0% | 0 | 0 | 0 | 0 | 0 | 0 | 0 | 0 | #N/A | #N/A | #N/A | #N/A | #N/A | #N/A | #N/A | 0 | 0 | 0 | #DIV/0!
[19 empty] | 0 | 0 | 0 | 0% | 0 | 0 | 0 | 0 | 0 | 0 | 0 | 0 | #N/A | #N/A | #N/A | #N/A | #N/A | #N/A | #N/A | 0 | 0 | 0 | #DIV/0!
[19 empty] | 0 | 0 | 0 | 0% | 0 | 0 | 0 | 0 | 0 | 0 | 0 | 0 | #N/A | #N/A | #N/A | #N/A | #N/A | #N/A | #N/A | 0 | 0 | 0 | #DIV/0!
[19 empty] | 0 | 0 | 0 | 0% | 0 | 0 | 0 | 0 | 0 | 0 | 0 | 0 | #N/A | #N/A | #N/A | #N/A | #N/A | #N/A | #N/A | 0 | 0 | 0 | #DIV/0!
[19 empty] | 0 | 0 | 0 | 0% | 0 | 0 | 0 | 0 | 0 | 0 | 0 | 0 | #N/A | #N/A | #N/A | #N/A | #N/A | #N/A | #N/A | 0 | 0 | 0 | #DIV/0!
[19 empty] | 0 | 0 | 0 | 0% | 0 | 0 | 0 | 0 | 0 | 0 | 0 | 0 | #N/A | #N/A | #N/A | #N/A | #N/A | #N/A | #N/A | 0 | 0 | 0 | #DIV/0!
[19 empty] | 0 | 0 | 0 | 0% | 0 | 0 | 0 | 0 | 0 | 0 | 0 | 0 | #N/A | #N/A | #N/A | #N/A | #N/A | #N/A | #N/A | 0 | 0 | 0 | #DIV/0!
[19 empty] | 0 | 0 | 0 | 0% | 0 | 0 | 0 | 0 | 0 | 0 | 0 | 0 | #N/A | #N/A | #N/A | #N/A | #N/A | #N/A | #N/A | 0 | 0 | 0 | #DIV/0!
[19 empty] | 0 | 0 | 0 | 0% | 0 | 0 | 0 | 0 | 0 | 0 | 0 | 0 | #N/A | #N/A | #N/A | #N/A | #N/A | #N/A | #N/A | 0 | 0 | 0 | #DIV/0!
[19 empty] | 0 | 0 | 0 | 0% | 0 | 0 | 0 | 0 | 0 | 0 | 0 | 0 | #N/A | #N/A | #N/A | #N/A | #N/A | #N/A | #N/A | 0 | 0 | 0 | #DIV/0!
[19 empty] | 0 | 0 | 0 | 0% | 0 | 0 | 0 | 0 | 0 | 0 | 0 | 0 | #N/A | #N/A | #N/A | #N/A | #N/A | #N/A | #N/A | 0 | 0 | 0 | #DIV/0!
[19 empty] | 0 | 0 | 0 | 0% | 0 | 0 | 0 | 0 | 0 | 0 | 0 | 0 | #N/A | #N/A | #N/A | #N/A | #N/A | #N/A | #N/A | 0 | 0 | 0 | #DIV/0!
[19 empty] | 0 | 0 | 0 | 0% | 0 | 0 | 0 | 0 | 0 | 0 | 0 | 0 | #N/A | #N/A | #N/A | #N/A | #N/A | #N/A | #N/A | 0 | 0 | 0 | #DIV/0!
[19 empty] | 0 | 0 | 0 | 0% | 0 | 0 | 0 | 0 | 0 | 0 | 0 | 0 | #N/A | #N/A | #N/A | #N/A | #N/A | #N/A | #N/A | 0 | 0 | 0 | #DIV/0!
[19 empty] | 0 | 0 | 0 | 0% | 0 | 0 | 0 | 0 | 0 | 0 | 0 | 0 | #N/A | #N/A | #N/A | #N/A | #N/A | #N/A | #N/A | 0 | 0 | 0 | #DIV/0!
[19 empty] | 0 | 0 | 0 | 0% | 0 | 0 | 0 | 0 | 0 | 0 | 0 | 0 | #N/A | #N/A | #N/A | #N/A | #N/A | #N/A | #N/A | 0 | 0 | 0 | #DIV/0!
[19 empty] | 0 | 0 | 0 | 0% | 0 | 0 | 0 | 0 | 0 | 0 | 0 | 0 | #N/A | #N/A | #N/A | #N/A | #N/A | #N/A | #N/A | 0 | 0 | 0 | #DIV/0!

## MF New Construction {E}
Rtn to Summary |  | Order Number | Program Name | Discount Rate: | 6.97% | [9 empty] | Paste in incentives but use DBtC for Total
| Program: | 18230486 | Multi Family New Construction {E}
| paste |  |  | paste | paste | paste | paste | paste | paste | paste | paste | paste | paste | Paste | paste | paste | paste | paste | Formula: G + H | Formula: (O/A10)*T | Formula: N - M | Formula: O/A10 | Formula: W*A8 | Formula: Q - P | Formula: X + DBtC | Formula: Q + X | Formula: Z/(1+ElecDiscountRate)^1 | Formula: AA/(1+ElecDiscountRate)^1 | Formula: -PV (ElecDiscount Rate,T,R)*J | Formula: - PV (ElecDiscount Rate, T, S)*J |  | AF*J*K |  | AH*J*L | AG + AI |  | AG +AI -AK | formula: Logic to lookup from AC tables and adjust by savings and quantity | Formula: Utility Savings (AM)*1.1+AD+AE | formula: AM/AB | formula: AN/AC
| Sch. No. | Order Number | Program Name | Measure Version | Measure Name | First Period Measure Life | Second period Measure Life | Electric End-Use Type | Number of units offered | Savings per Unit Period 1 | Savngs per Unit Period 2 | Incentives Per Unit | Incremental Measure Cost per Unit | Total First Year Savings | Total Incentive | Total Incremental Measure Cost | Unit First Year Non-Energy Benefits | Unit Annual Net Equipment O&M | Total Measure Life | Weighted Life | Agency or Customer Cost per Unit | Percent Unit overhead | Program Overhead Cost | Total Customer Cost | Total Utility Program Costs | Total Resource Cost | PV Total Utility Program Costs | PV Total Resource Costs | PV Total Non-Energy Benefits | PV Total Net Equipment O&M | Unit PV First period Savings for 1 kWh | Total First Period Savings | Unit PV Savings for Second Period for 1 kWh | Total Second period Savings | Unadjusted Total | Decrement | Final UC Total Savings | PV Total Savings UC | PV Total Savings TRC | UC B/C Ratio | TRC B/C Ratio
DBTC: | E218 | 18230486 | Multi Family New Construction {E} | 10055-1 | Whole Building Design - Custom | 15 |  | Comm Flat | 1 |  |  |  |  | 0 | 0 | 0 |  |  | 15 | 0 | 0 | 0% | 0 | 0 | 0 | 0 | 0 | 0 | 0 | 0 | 1.0294 | 0 | 1.0294 | 0 | 0 | 0 | 0 | 0 | 0 | 0 | #DIV/0!
232417 | E218 | 18230486 | Multi Family New Construction {E} | 10055-1 | Whole Building Design - Custom | 15 |  | Comm Flat | 1 | 46520 |  | 20235 | 20235 | 46520 | 20235 | 20235 |  |  | 15 | 0.82628 | 0 | 5.509% | 22797.1681 | 0 | 35599.9044 | 43032.1681 | 33280.2696 | 40228.2585 | 0 | 0 | 1.0294 | 47887.5198 | 1.0294 | 0 | 47887.5198 | 0 | 47887.5198 | 47887.5198 | 52676.2718 | 1.4389 | 1.3094
Program Costs: | E218 | 18230486 | Multi Family New Construction {E} | 10055-1 | Whole Building Design - Custom | 15 |  | Comm Flat | 1 | 401021 |  | 110317 | 110317 | 401021 | 110317 | 110317 |  |  | 15 | 7.1228 | 0 | 47.49% | 196520.7041 | 0 | 306885.41 | 306837.7041 | 286889.2306 | 286844.6331 | 0 | 0 | 1.0294 | 412809.5674 | 1.0294 | 0 | 412809.5674 | 0 | 412809.5674 | 412809.5674 | 454090.5241 | 1.4389 | 1.5831
413852.89 | E218 | 18230486 | Multi Family New Construction {E} | 10055-1 | Whole Building Design - Custom | 15 |  | Comm Flat | 1 | 265262 |  | 69070 | 69070 | 265262 | 69070 | 69070 |  |  | 15 | 4.7115 | 0 | 31.41% | 129991.8832 | 0 | 202994.4507 | 199061.8832 | 189767.6458 | 186091.3183 | 0 | 0 | 1.0294 | 273059.7437 | 1.0294 | 0 | 273059.7437 | 0 | 273059.7437 | 273059.7437 | 300365.718 | 1.4389 | 1.6141
Total Savings (kWh): | E218 | 18230486 | Multi Family New Construction {E} | 10055-1 | Whole Building Design - Custom | 15 |  | Comm Flat | 1 | 108077 |  | 27478 | 27478 | 108077 | 27478 | 27478 |  |  | 15 | 1.9196 | 0 | 12.8% | 52963.2317 | 0 | 82707.0264 | 80441.2317 | 77317.9643 | 75199.8053 | 0 | 0 | 1.0294 | 111254.073 | 1.0294 | 0 | 111254.073 | 0 | 111254.073 | 111254.073 | 122379.4803 | 1.4389 | 1.6274
844510 | E218 | 18230486 | Multi Family New Construction {E} | 10076-1 | Lighting Power Density Reduction - Custom | 15 |  | Comm Lighting | 1 | 23630 |  | 5317 | 5317 | 23630 | 5317 | 5317 |  |  | 15 | 0.41971 | 0 | 2.798% | 11579.9029 | 0 | 18083.0985 | 16896.9029 | 16904.8317 | 15795.9268 | 0 | 0 | 1.0546 | 24919.9734 | 1.0546 | 0 | 24919.9734 | 0 | 24919.9734 | 24919.9734 | 27411.9707 | 1.4741 | 1.7354
Total Incentives: | [18 empty] | 0 | 0 | 0 | 0% | 0 | 0 | 0 | 0 | 0 | 0 | 0 | 0 | #N/A | #N/A | #N/A | #N/A | #N/A | #N/A | #N/A | 0 | 0 | 0 | #DIV/0!
232417 | [18 empty] | 0 | 0 | 0 | 0% | 0 | 0 | 0 | 0 | 0 | 0 | 0 | 0 | #N/A | #N/A | #N/A | #N/A | #N/A | #N/A | #N/A | 0 | 0 | 0 | #DIV/0!
Total Customer Costs: | [18 empty] | 0 | 0 | 0 | 0% | 0 | 0 | 0 | 0 | 0 | 0 | 0 | 0 | #N/A | #N/A | #N/A | #N/A | #N/A | #N/A | #N/A | 0 | 0 | 0 | #DIV/0!
0 | [18 empty] | 0 | 0 | 0 | 0% | 0 | 0 | 0 | 0 | 0 | 0 | 0 | 0 | #N/A | #N/A | #N/A | #N/A | #N/A | #N/A | #N/A | 0 | 0 | 0 | #DIV/0!
Weighted Avg Life | [18 empty] | 0 | 0 | 0 | 0% | 0 | 0 | 0 | 0 | 0 | 0 | 0 | 0 | #N/A | #N/A | #N/A | #N/A | #N/A | #N/A | #N/A | 0 | 0 | 0 | #DIV/0!
15 | [18 empty] | 0 | 0 | 0 | 0% | 0 | 0 | 0 | 0 | 0 | 0 | 0 | 0 | #N/A | #N/A | #N/A | #N/A | #N/A | #N/A | #N/A | 0 | 0 | 0 | #DIV/0!
Total Utility Cost | [18 empty] | 0 | 0 | 0 | 0% | 0 | 0 | 0 | 0 | 0 | 0 | 0 | 0 | #N/A | #N/A | #N/A | #N/A | #N/A | #N/A | #N/A | 0 | 0 | 0 | #DIV/0!
646269.89 | [18 empty] | 0 | 0 | 0 | 0% | 0 | 0 | 0 | 0 | 0 | 0 | 0 | 0 | #N/A | #N/A | #N/A | #N/A | #N/A | #N/A | #N/A | 0 | 0 | 0 | #DIV/0!
Total Resource Cost | [18 empty] | 0 | 0 | 0 | 0% | 0 | 0 | 0 | 0 | 0 | 0 | 0 | 0 | #N/A | #N/A | #N/A | #N/A | #N/A | #N/A | #N/A | 0 | 0 | 0 | #DIV/0!
646269.89 | [18 empty] | 0 | 0 | 0 | 0% | 0 | 0 | 0 | 0 | 0 | 0 | 0 | 0 | #N/A | #N/A | #N/A | #N/A | #N/A | #N/A | #N/A | 0 | 0 | 0 | #DIV/0!
UC B/C Ratio | [18 empty] | 0 | 0 | 0 | 0% | 0 | 0 | 0 | 0 | 0 | 0 | 0 | 0 | #N/A | #N/A | #N/A | #N/A | #N/A | #N/A | #N/A | 0 | 0 | 0 | #DIV/0!
1.4399 | [18 empty] | 0 | 0 | 0 | 0% | 0 | 0 | 0 | 0 | 0 | 0 | 0 | 0 | #N/A | #N/A | #N/A | #N/A | #N/A | #N/A | #N/A | 0 | 0 | 0 | #DIV/0!
TRC B/C Ratio | [18 empty] | 0 | 0 | 0 | 0% | 0 | 0 | 0 | 0 | 0 | 0 | 0 | 0 | #N/A | #N/A | #N/A | #N/A | #N/A | #N/A | #N/A | 0 | 0 | 0 | #DIV/0!
1.5839 | [18 empty] | 0 | 0 | 0 | 0% | 0 | 0 | 0 | 0 | 0 | 0 | 0 | 0 | #N/A | #N/A | #N/A | #N/A | #N/A | #N/A | #N/A | 0 | 0 | 0 | #DIV/0!

## CI Retrofit {E}
Rtn to Summary |  | Order Number | Program Name | Discount Rate: | 6.97% | [9 empty] | Paste in incentives but use DBtC for Total
| Program: | 18230711 | Commercial Industrial Retrofit {E}
| paste |  |  | paste | paste | paste | paste | paste | paste | paste | paste | paste | paste | Paste | paste | paste | paste | paste | Formula: G + H | Formula: (O/A10)*T | Formula: N - M | Formula: O/A10 | Formula: W*A8 | Formula: Q - P | Formula: X + DBtC | Formula: Q + X | Formula: Z/(1+ElecDiscountRate)^1 | Formula: AA/(1+ElecDiscountRate)^1 | Formula: -PV (ElecDiscount Rate,T,R)*J | Formula: - PV (ElecDiscount Rate, T, S)*J |  | AF*J*K |  | AH*J*L | AG + AI |  | AG +AI -AK | formula: Logic to lookup from AC tables and adjust by savings and quantity | Formula: Utility Savings (AM)*1.1+AD+AE | formula: AM/AB | formula: AN/AC
| Sch. No. | Order Number | Program Name | Measure Version | Measure Name | First Period Measure Life | Second period Measure Life | Electric End-Use Type | Number of units offered | Savings per Unit Period 1 | Savngs per Unit Period 2 | Incentives Per Unit | Incremental Measure Cost per Unit | Total First Year Savings | Total Incentive | Total Incremental Measure Cost | Unit First Year Non-Energy Benefits | Unit Annual Net Equipment O&M | Total Measure Life | Weighted Life | Agency or Customer Cost per Unit | Percent Unit overhead | Program Overhead Cost | Total Customer Cost | Total Utility Program Costs | Total Resource Cost | PV Total Utility Program Costs | PV Total Resource Costs | PV Total Non-Energy Benefits | PV Total Net Equipment O&M | Unit PV First period Savings for 1 kWh | Total First Period Savings | Unit PV Savings for Second Period for 1 kWh | Total Second period Savings | Unadjusted Total | Decrement | Final UC Total Savings | PV Total Savings UC | PV Total Savings TRC | UC B/C Ratio | TRC B/C Ratio
DBTC: | E250 | 18230711 | Commercial Industrial Retrofit {E} | 10037-1 | Insulation - Building Shell - Custom | 24 |  | Comm Space Heat | 1 |  |  |  |  | 0 | 0 | 0 |  |  | 24 | 0 | 0 | 0% | 0 | 0 | 0 | 0 | 0 | 0 | 0 | 0 | 1.9069 | 0 | 1.9069 | 0 | 0 | 0 | 0 | 0 | 0 | 0 | #DIV/0!
1862866 | E250 | 18230711 | Commercial Industrial Retrofit {E} | 10038-1 | Insulation - Exterior Roof - Custom | 15 |  | Comm Space Heat | 1 |  |  |  |  | 0 | 0 | 0 |  |  | 15 | 0 | 0 | 0% | 0 | 0 | 0 | 0 | 0 | 0 | 0 | 0 | 1.3788 | 0 | 1.3788 | 0 | 0 | 0 | 0 | 0 | 0 | 0 | #DIV/0!
Program Costs: | E250 | 18230711 | Commercial Industrial Retrofit {E} | 10039-1 | HVAC - Other - Custom | 15 |  | Comm Flat | 1 |  |  |  |  | 0 | 0 | 0 |  |  | 15 | 0 | 0 | 0% | 0 | 0 | 0 | 0 | 0 | 0 | 0 | 0 | 1.0294 | 0 | 1.0294 | 0 | 0 | 0 | 0 | 0 | 0 | 0 | #DIV/0!
1080774.15 | E250 | 18230711 | Commercial Industrial Retrofit {E} | 10039-1 | HVAC - Other - Custom | 15 |  | Comm Flat | 1 |  |  |  |  | 0 | 0 | 0 |  |  | 15 | 0 | 0 | 0% | 0 | 0 | 0 | 0 | 0 | 0 | 0 | 0 | 1.0294 | 0 | 1.0294 | 0 | 0 | 0 | 0 | 0 | 0 | 0 | #DIV/0!
Total Savings (kWh): | E250 | 18230711 | Commercial Industrial Retrofit {E} | 10039-1 | HVAC - Other - Custom | 10 |  | Comm Flat | 1 | 21976 |  | 2542 | 3630.84 | 21976 | 2542 | 3630.84 |  |  | 10 | 0.034362 | 1088.84 | 0.3436% | 3713.7496 | 1088.84 | 10114.9186 | 7344.5896 | 9455.8461 | 6866.0275 | 0 | 0 | 0.7084 | 15567.7364 | 0.7084 | 0 | 15567.7364 | 0 | 15567.7364 | 15567.7364 | 17124.5101 | 1.6464 | 2.4941
6395448 | E250 | 18230711 | Commercial Industrial Retrofit {E} | 10039-1 | HVAC - Other - Custom | 15 |  | Comm Flat | 1 | 109109 |  | 76626 | 233109 | 109109 | 76626 | 233109 |  |  | 15 | 0.25591 | 156483 | 1.706% | 18438.456 | 156483 | 50219.724 | 251547.456 | 46947.4843 | 235157.0123 | 0 | 0 | 1.0294 | 112316.4101 | 1.0294 | 0 | 112316.4101 | 0 | 112316.4101 | 112316.4101 | 123548.0511 | 2.3924 | 0.52539
Total Incentives: | E250 | 18230711 | Commercial Industrial Retrofit {E} | 10039-1 | HVAC - Other - Custom | 15 |  | Comm Flat | 1 | 30592 |  | 7382 | 13202 | 30592 | 7382 | 13202 |  |  | 15 | 0.071751 | 5820 | 0.4783% | 5169.7774 | 5820 | 14080.6148 | 18371.7774 | 13163.1436 | 17174.7008 | 0 | 0 | 1.0294 | 31491.2942 | 1.0294 | 0 | 31491.2942 | 0 | 31491.2942 | 31491.2942 | 34640.4236 | 2.3924 | 2.0169
1862866 | E250 | 18230711 | Commercial Industrial Retrofit {E} | 10041-1 | Window - Custom | 30 |  | Comm Space Heat | 1 |  |  |  |  | 0 | 0 | 0 |  |  | 30 | 0 | 0 | 0% | 0 | 0 | 0 | 0 | 0 | 0 | 0 | 0 | 2.138 | 0 | 2.138 | 0 | 0 | 0 | 0 | 0 | 0 | 0 | #DIV/0!
Total Customer Costs: | E250 | 18230711 | Commercial Industrial Retrofit {E} | 10046-1 | Energy Recovery System - Custom | 15 |  | Comm Flat | 1 |  |  |  |  | 0 | 0 | 0 |  |  | 15 | 0 | 0 | 0% | 0 | 0 | 0 | 0 | 0 | 0 | 0 | 0 | 1.0294 | 0 | 1.0294 | 0 | 0 | 0 | 0 | 0 | 0 | 0 | #DIV/0!
1399751.4 | E250 | 18230711 | Commercial Industrial Retrofit {E} | 10049-1 | HVAC Control - Base - Custom | 10 |  | Comm Flat | 1 | 36830 |  | 12891 | 12891 | 36830 | 12891 | 12891 |  |  | 10 | 0.057588 | 0 | 0.5759% | 6223.9443 | 0 | 16951.7861 | 19114.9443 | 15847.2339 | 17869.444 | 0 | 0 | 0.7084 | 26090.2682 | 0.7084 | 0 | 26090.2682 | 0 | 26090.2682 | 26090.2682 | 28699.295 | 1.6464 | 1.6061
Weighted Avg Life | E250 | 18230711 | Commercial Industrial Retrofit {E} | 10049-1 | HVAC Control - Base - Custom | 10 |  | Comm Flat | 1 | 225138 |  | 75108 | 75108 | 225138 | 75108 | 75108 |  |  | 10 | 0.35203 | 0 | 3.52% | 38046.3309 | 0 | 103624.5242 | 113154.3309 | 96872.5102 | 105781.3694 | 0 | 0 | 0.7084 | 159487.1245 | 0.7084 | 0 | 159487.1245 | 0 | 159487.1245 | 159487.1245 | 175435.837 | 1.6464 | 1.6585
12.9311 | E250 | 18230711 | Commercial Industrial Retrofit {E} | 10049-1 | HVAC Control - Base - Custom | 10 |  | Comm Flat | 1 | 365668 |  | 96062 | 96062 | 365668 | 96062 | 96062 |  |  | 10 | 0.57176 | 0 | 5.718% | 61794.658 | 0 | 168306.4277 | 157856.658 | 157339.8408 | 147570.9619 | 0 | 0 | 0.7084 | 259038.1803 | 0.7084 | 0 | 259038.1803 | 0 | 259038.1803 | 259038.1803 | 284941.9984 | 1.6464 | 1.9309
Total Utility Cost | E250 | 18230711 | Commercial Industrial Retrofit {E} | 10056-1 | Unitary Equipment - Custom | 15 |  | Comm Space Heat | 1 |  |  |  |  | 0 | 0 | 0 |  |  | 15 | 0 | 0 | 0% | 0 | 0 | 0 | 0 | 0 | 0 | 0 | 0 | 1.3788 | 0 | 1.3788 | 0 | 0 | 0 | 0 | 0 | 0 | 0 | #DIV/0!
2943640.15 | E250 | 18230711 | Commercial Industrial Retrofit {E} | 10056-1 | Unitary Equipment - Custom | 15 |  | Comm Space Heat | 1 | 244773 |  | 85671 | 207006 | 244773 | 85671 | 207006 |  |  | 15 | 0.5741 | 121335 | 3.827% | 41364.4722 | 121335 | 112661.9481 | 248370.4722 | 105321.0695 | 232187.0358 | 0 | 0 | 1.3788 | 337488.7997 | 1.3788 | 0 | 337488.7997 | 0 | 337488.7997 | 337488.7997 | 371237.6797 | 3.2044 | 1.5989
Total Resource Cost | E250 | 18230711 | Commercial Industrial Retrofit {E} | 10056-1 | Unitary Equipment - Custom | 15 |  | Comm Space Heat | 1 | 820 |  | 500 | 1010 | 820 | 500 | 1010 |  |  | 15 | 0.0019232 | 510 | 0.01282% | 138.5727 | 510 | 377.4223 | 1148.5727 | 352.8301 | 1073.7335 | 0 | 0 | 1.3788 | 1130.6019 | 1.3788 | 0 | 1130.6019 | 0 | 1130.6019 | 1130.6019 | 1243.6621 | 3.2044 | 1.1583
4343391.55 | E250 | 18230711 | Commercial Industrial Retrofit {E} | 10056-1 | Unitary Equipment - Custom | 15 |  | Comm Space Heat | 1 | 11720 |  | 10813 | 24277 | 11720 | 10813 | 24277 |  |  | 15 | 0.027488 | 13464 | 0.1833% | 1980.5763 | 13464 | 5394.3778 | 26257.5763 | 5042.8885 | 24546.6732 | 0 | 0 | 1.3788 | 16159.3343 | 1.3788 | 0 | 16159.3343 | 0 | 16159.3343 | 16159.3343 | 17775.2677 | 3.2044 | 0.72414
UC B/C Ratio | E250 | 18230711 | Commercial Industrial Retrofit {E} | 10057-1 | HVAC Control - Only - Custom | 10 |  | Comm Flat | 1 |  |  |  |  | 0 | 0 | 0 |  |  | 10 | 0 | 0 | 0% | 0 | 0 | 0 | 0 | 0 | 0 | 0 | 0 | 0.7084 | 0 | 0.7084 | 0 | 0 | 0 | 0 | 0 | 0 | 0 | #DIV/0!
2.0822 | E250 | 18230711 | Commercial Industrial Retrofit {E} | 10057-1 | HVAC Control - Only - Custom | 7 |  | Comm Flat | 1 | 215501 |  | 23454 | 33505 | 215501 | 23454 | 33505 |  |  | 7 | 0.23587 | 10051 | 3.37% | 36417.7631 | 10051 | 99188.8912 | 69922.7631 | 92725.8962 | 65366.7038 | 0 | 0 | 0.49981 | 107709.2077 | 0.49981 | 0 | 107709.2077 | 0 | 107709.2077 | 107709.2077 | 118480.1285 | 1.1616 | 1.8125
TRC B/C Ratio | E250 | 18230711 | Commercial Industrial Retrofit {E} | 10057-1 | HVAC Control - Only - Custom | 10 |  | Comm Flat | 1 | 35172 |  | 9255 | 13222 | 35172 | 9255 | 13222 |  |  | 10 | 0.054995 | 3967 | 0.55% | 5943.7569 | 3967 | 16188.6566 | 19165.7569 | 15133.8287 | 17916.9458 | 0 | 0 | 0.7084 | 24915.7456 | 0.7084 | 0 | 24915.7456 | 0 | 24915.7456 | 24915.7456 | 27407.3202 | 1.6464 | 1.5297
1.5523 | E250 | 18230711 | Commercial Industrial Retrofit {E} | 10058-1 | Fan - VFD - Custom | 15 |  | Comm Flat | 1 | 259795 |  | 58425 | 83464 | 259795 | 58425 | 83464 |  |  | 15 | 0.60933 | 25039 | 4.062% | 43903.0573 | 25039 | 119576.1412 | 127367.0573 | 111784.7445 | 119068.0166 | 0 | 0 | 1.0294 | 267432.0336 | 1.0294 | 0 | 267432.0336 | 0 | 267432.0336 | 267432.0336 | 294175.237 | 2.3924 | 2.4706
| E250 | 18230711 | Commercial Industrial Retrofit {E} | 10058-1 | Fan - VFD - Custom | 15 |  | Comm Flat | 1 | 120615 |  | 36185 | 55037 | 120615 | 36185 | 55037 |  |  | 15 | 0.28289 | 18852 | 1.886% | 20382.8683 | 18852 | 55515.6037 | 75419.8683 | 51898.2927 | 70505.6261 | 0 | 0 | 1.0294 | 124160.6449 | 1.0294 | 0 | 124160.6449 | 0 | 124160.6449 | 124160.6449 | 136576.7094 | 2.3924 | 1.9371
| E250 | 18230711 | Commercial Industrial Retrofit {E} | 10059-1 | Lighting - Custom | 7 |  | Comm Lighting | 1 | 557530 |  | 111200 | 200158 | 557530 | 111200 | 200158 |  |  | 7 | 0.61023 | 88958 | 8.718% | 94217.6391 | 88958 | 256614.9694 | 294375.6391 | 239894.3343 | 275194.5771 | 0 | 0 | 0.51472 | 286971.171 | 0.51472 | 0 | 286971.171 | 0 | 286971.171 | 286971.171 | 315668.2881 | 1.1962 | 1.1471
| E250 | 18230711 | Commercial Industrial Retrofit {E} | 10068-1 | Process Heating System - Custom | 15 |  | Comm Flat | 1 |  |  |  |  | 0 | 0 | 0 |  |  | 15 | 0 | 0 | 0% | 0 | 0 | 0 | 0 | 0 | 0 | 0 | 0 | 1.0294 | 0 | 1.0294 | 0 | 0 | 0 | 0 | 0 | 0 | 0 | #DIV/0!
| E250 | 18230711 | Commercial Industrial Retrofit {E} | 10070-1 | Pump - VFD - Custom | 15 |  | Comm Flat | 1 | 19274 |  | 4653 | 6707.16 | 19274 | 4653 | 6707.16 |  |  | 15 | 0.045206 | 2054.16 | 0.3014% | 3257.1355 | 2054.16 | 8871.266 | 9964.2955 | 8293.228 | 9315.0374 | 0 | 0 | 1.0294 | 19840.5859 | 1.0294 | 0 | 19840.5859 | 0 | 19840.5859 | 19840.5859 | 21824.6445 | 2.3924 | 2.3429
| E250 | 18230711 | Commercial Industrial Retrofit {E} | 10071-1 | Compressor or Dryer or Receiver - Custom | 15 |  | Comm Flat | 1 | 84851 |  | 7987 | 11410 | 84851 | 7987 | 11410 |  |  | 15 | 0.19901 | 3423 | 1.327% | 14339.0686 | 3423 | 39054.4666 | 25749.0686 | 36509.7379 | 24071.299 | 0 | 0 | 1.0294 | 87345.3126 | 1.0294 | 0 | 87345.3126 | 0 | 87345.3126 | 87345.3126 | 96079.8438 | 2.3924 | 3.9915
| E250 | 18230711 | Commercial Industrial Retrofit {E} | 10071-1 | Compressor or Dryer or Receiver - Custom | 15 |  | Comm Flat | 1 | 188971 |  | 38403 | 57479 | 188971 | 38403 | 57479 |  |  | 15 | 0.44322 | 19076 | 2.955% | 31934.4277 | 19076 | 86977.8978 | 89413.4277 | 81310.5523 | 83587.3869 | 0 | 0 | 1.0294 | 194526.0641 | 1.0294 | 0 | 194526.0641 | 0 | 194526.0641 | 194526.0641 | 213978.6705 | 2.3924 | 2.5599
| E250 | 18230711 | Commercial Industrial Retrofit {E} | 10072-1 | Chiller - Custom | 20 |  | Comm Cooling | 1 | 214445 |  | 75056 | 157300 | 214445 | 75056 | 157300 |  |  | 20 | 0.67062 | 82244 | 3.353% | 36239.3084 | 82244 | 98702.8449 | 193539.3084 | 92271.52 | 180928.586 | 0 | 0 | 1.1073 | 237461.8919 | 1.1073 | 0 | 237461.8919 | 0 | 237461.8919 | 237461.8919 | 261208.0811 | 2.5735 | 1.4437
| E250 | 18230711 | Commercial Industrial Retrofit {E} | 10073-1 | Boiler - Hot Water - Custom | 24 |  | Comm Water Heat | 1 |  |  |  |  | 0 | 0 | 0 |  |  | 24 | 0 | 0 | 0% | 0 | 0 | 0 | 0 | 0 | 0 | 0 | 0 | 1.4346 | 0 | 1.4346 | 0 | 0 | 0 | 0 | 0 | 0 | 0 | #DIV/0!
| E250 | 18230711 | Commercial Industrial Retrofit {E} | 10073-1 | Boiler - Hot Water - Custom | 24 |  | Comm Water Heat | 1 |  |  |  |  | 0 | 0 | 0 |  |  | 24 | 0 | 0 | 0% | 0 | 0 | 0 | 0 | 0 | 0 | 0 | 0 | 1.4346 | 0 | 1.4346 | 0 | 0 | 0 | 0 | 0 | 0 | 0 | #DIV/0!
| E250 | 18230711 | Commercial Industrial Retrofit {E} | 10073-1 | Boiler - Hot Water - Custom | 24 |  | Comm Water Heat | 1 |  |  |  |  | 0 | 0 | 0 |  |  | 24 | 0 | 0 | 0% | 0 | 0 | 0 | 0 | 0 | 0 | 0 | 0 | 1.4346 | 0 | 1.4346 | 0 | 0 | 0 | 0 | 0 | 0 | 0 | #DIV/0!
| E250 | 18230711 | Commercial Industrial Retrofit {E} | 10073-1 | Boiler - Hot Water - Custom | 24 |  | Comm Water Heat | 1 |  |  |  |  | 0 | 0 | 0 |  |  | 24 | 0 | 0 | 0% | 0 | 0 | 0 | 0 | 0 | 0 | 0 | 0 | 1.4346 | 0 | 1.4346 | 0 | 0 | 0 | 0 | 0 | 0 | 0 | #DIV/0!
| E250 | 18230711 | Commercial Industrial Retrofit {E} | 10075-1 | Boiler - Steam - Custom | 30 |  | Comm Water Heat | 1 |  |  |  |  | 0 | 0 | 0 |  |  | 30 | 0 | 0 | 0% | 0 | 0 | 0 | 0 | 0 | 0 | 0 | 0 | 1.616 | 0 | 1.616 | 0 | 0 | 0 | 0 | 0 | 0 | 0 | #DIV/0!
| E250 | 18230711 | Commercial Industrial Retrofit {E} | 10258-1 | Generic Measure - Custom | 15 |  | Comm Flat | 1 |  |  |  |  | 0 | 0 | 0 |  |  | 15 | 0 | 0 | 0% | 0 | 0 | 0 | 0 | 0 | 0 | 0 | 0 | 1.0294 | 0 | 1.0294 | 0 | 0 | 0 | 0 | 0 | 0 | 0 | #DIV/0!
| E250 | 18230711 | Commercial Industrial Retrofit {E} | 10258-1 | Generic Measure - Custom | 15 |  | Comm Flat | 1 |  |  |  |  | 0 | 0 | 0 |  |  | 15 | 0 | 0 | 0% | 0 | 0 | 0 | 0 | 0 | 0 | 0 | 0 | 1.0294 | 0 | 1.0294 | 0 | 0 | 0 | 0 | 0 | 0 | 0 | #DIV/0!
| E250 | 18230711 | Commercial Industrial Retrofit {E} | 10258-1 | Generic Measure - Custom | 15 |  | Comm Flat | 1 | 3300 |  | 990 | 1771 | 3300 | 990 | 1771 |  |  | 15 | 0.0077399 | 781 | 0.0516% | 557.6708 | 781 | 1518.8948 | 2328.6708 | 1419.9259 | 2176.9382 | 0 | 0 | 1.0294 | 3397.0081 | 1.0294 | 0 | 3397.0081 | 0 | 3397.0081 | 3397.0081 | 3736.7089 | 2.3924 | 1.7165
| E250 | 18230711 | Commercial Industrial Retrofit {E} | 10261-1 | Refrigeration - Custom | 20 |  | Comm Refrigeration | 1 |  |  |  |  | 0 | 0 | 0 |  |  | 20 | 0 | 0 | 0% | 0 | 0 | 0 | 0 | 0 | 0 | 0 | 0 | 1.2593 | 0 | 1.2593 | 0 | 0 | 0 | 0 | 0 | 0 | 0 | #DIV/0!
| E250 | 18230711 | Commercial Industrial Retrofit {E} | 10261-1 | Refrigeration - Custom | 10 |  | Comm Refrigeration | 1 | 262629 |  | 91920 | 213915 | 262629 | 91920 | 213915 |  |  | 10 | 0.41065 | 121995 | 4.106% | 44381.9783 | 121995 | 120880.5496 | 258296.9783 | 113004.1596 | 241466.7461 | 0 | 0 | 0.68727 | 180496.0224 | 0.68727 | 0 | 180496.0224 | 0 | 180496.0224 | 180496.0224 | 198545.6246 | 1.5973 | 0.82225
| E250 | 18230711 | Commercial Industrial Retrofit {E} | 10261-1 | Refrigeration - Custom | 20 |  | Comm Refrigeration | 1 | 211789 |  | 74126 | 325462 | 211789 | 74126 | 325462 |  |  | 20 | 0.66231 | 251336 | 3.312% | 35790.4679 | 251336 | 97480.3647 | 361252.4679 | 91128.6947 | 337713.815 | 0 | 0 | 1.2593 | 266703.0418 | 1.2593 | 0 | 266703.0418 | 0 | 266703.0418 | 266703.0418 | 293373.346 | 2.9267 | 0.8687
| E250 | 18230711 | Commercial Industrial Retrofit {E} | 10261-1 | Refrigeration - Custom | 20 |  | Comm Refrigeration | 1 | 453723 |  | 223976 | 295418 | 453723 | 223976 | 295418 |  |  | 20 | 1.4189 | 71442 | 7.094% | 76675.1742 | 71442 | 208835.603 | 372093.1742 | 195228.1977 | 347848.1576 | 0 | 0 | 1.2593 | 571367.277 | 1.2593 | 0 | 571367.277 | 0 | 571367.277 | 571367.277 | 628504.0047 | 2.9267 | 1.8068
| E250 | 18230711 | Commercial Industrial Retrofit {E} | 10261-1 | Refrigeration - Custom | 20 |  | Comm Refrigeration | 1 | 161429 |  | 28054 | 63183 | 161429 | 28054 | 63183 |  |  | 20 | 0.50482 | 35129 | 2.524% | 27280.0733 | 35129 | 74301.1101 | 90463.0733 | 69459.7645 | 84568.6392 | 0 | 0 | 1.2593 | 203285.3705 | 1.2593 | 0 | 203285.3705 | 0 | 203285.3705 | 203285.3705 | 223613.9076 | 2.9267 | 2.6442
| E250 | 18230711 | Commercial Industrial Retrofit {E} | 11912-1 | HVAC Control - Performance - Custom | 10 |  | Comm Flat | 1 | 69315 |  | 50706 | 146414 | 69315 | 50706 | 146414 |  |  | 10 | 0.10838 | 95708 | 1.084% | 11713.622 | 95708 | 31903.6942 | 158127.622 | 29824.8987 | 147824.2703 | 0 | 0 | 0.7084 | 49102.5506 | 0.7084 | 0 | 49102.5506 | 0 | 49102.5506 | 49102.5506 | 54012.8056 | 1.6464 | 0.36539
| E250 | 18230711 | Commercial Industrial Retrofit {E} | 11912-1 | HVAC Control - Performance - Custom | 10 |  | Comm Flat | 1 | 572958 |  | 152669 | 170587 | 572958 | 152669 | 170587 |  |  | 10 | 0.89588 | 17918 | 8.959% | 96824.8347 | 17918 | 263716.0326 | 267411.8347 | 246532.7032 | 249987.6925 | 0 | 0 | 0.7084 | 405881.8319 | 0.7084 | 0 | 405881.8319 | 0 | 405881.8319 | 405881.8319 | 446470.0151 | 1.6464 | 1.786
| E250 | 18230711 | Commercial Industrial Retrofit {E} | 11912-1 | HVAC Control - Performance - Custom | 10 |  | Comm Flat | 1 | 784332 |  | 42234 | 42234 | 784332 | 42234 | 42234 |  |  | 10 | 1.2264 | 0 | 12.26% | 132545.1713 | 0 | 361005.3848 | 174779.1713 | 337482.8314 | 163390.8304 | 0 | 0 | 0.7084 | 555618.5776 | 0.7084 | 0 | 555618.5776 | 0 | 555618.5776 | 555618.5776 | 611180.4354 | 1.6464 | 3.7406
| E250 | 18230711 | Commercial Industrial Retrofit {E} | 11913-1 | Process - Control - Custom | 10 |  | Comm Flat | 1 | 199043 |  | 42903 | 61290 | 199043 | 42903 | 61290 |  |  | 10 | 0.31123 | 18387 | 3.112% | 33636.5066 | 18387 | 91613.7488 | 94926.5066 | 85644.3384 | 88741.2421 | 0 | 0 | 0.7084 | 141001.5001 | 0.7084 | 0 | 141001.5001 | 0 | 141001.5001 | 141001.5001 | 155101.6501 | 1.6464 | 1.7478
| E250 | 18230711 | Commercial Industrial Retrofit {E} | 12308-1 | HVAC - VRF - Custom | 20 |  | Comm Space Heat | 1 | 122189 |  | 30934 | 106413 | 122189 | 30934 | 106413 |  |  | 20 | 0.38211 | 75479 | 1.911% | 20648.8603 | 75479 | 56240.0705 | 127061.8603 | 52575.5543 | 118782.7058 | 0 | 0 | 1.7026 | 208038.4882 | 1.7026 | 0 | 208038.4882 | 0 | 208038.4882 | 208038.4882 | 228842.3371 | 3.9569 | 1.9266
| E250 | 18230711 | Commercial Industrial Retrofit {E} | 12566-1 | EBCx - Assessment Phase - Custom | 5 |  | Comm Flat | 1 |  |  | 1574 | 1574 | 0 | 1574 | 1574 |  |  | 5 | 0 | 0 | 0% | 0 | 0 | 0 | 1574 | 0 | 1471.4406 | 0 | 0 | 0.35807 | 0 | 0.35807 | 0 | 0 | 0 | 0 | 0 | 0 | 0 | 0
| E250 | 18230711 | Commercial Industrial Retrofit {E} | 12576-1 | Pumps and Vacuums - Custom | 15 |  | Comm Flat | 1 | 811961 |  | 385580 | 544791.4 | 811961 | 385580 | 544791.4 |  |  | 15 | 1.9044 | 159211.4 | 12.7% | 137214.2279 | 159211.4 | 373722.2162 | 682005.6279 | 349371.0537 | 637567.1945 | 0 | 0 | 1.0294 | 835829.7175 | 1.0294 | 0 | 835829.7175 | 0 | 835829.7175 | 835829.7175 | 919412.6892 | 2.3924 | 1.4421
| E250 | 18230711 | Commercial Industrial Retrofit {E} | 12829-1 | Building Tune Up - Base - Custom | 5 |  | Comm Flat | 1 |  |  | 4987 | 4987 | 0 | 4987 | 4987 |  |  | 5 | 0 | 0 | 0% | 0 | 0 | 0 | 4987 | 0 | 4662.0548 | 0 | 0 | 0.35807 | 0 | 0.35807 | 0 | 0 | 0 | 0 | 0 | 0 | 0 | 0
| E250 | 18230711 | Commercial Industrial Retrofit {E} | 12988-1 | Insulation - Pool Cover - Exterior - Custom | 5 |  | Comm Flat | 1 |  |  |  |  | 0 | 0 | 0 |  |  | 5 | 0 | 0 | 0% | 0 | 0 | 0 | 0 | 0 | 0 | 0 | 0 | 0.35807 | 0 | 0.35807 | 0 | 0 | 0 | 0 | 0 | 0 | 0 | #DIV/0!
[19 empty] | 0 | 0 | 0 | 0% | 0 | 0 | 0 | 0 | 0 | 0 | 0 | 0 | #N/A | #N/A | #N/A | #N/A | #N/A | #N/A | #N/A | 0 | 0 | 0 | #DIV/0!
[19 empty] | 0 | 0 | 0 | 0% | 0 | 0 | 0 | 0 | 0 | 0 | 0 | 0 | #N/A | #N/A | #N/A | #N/A | #N/A | #N/A | #N/A | 0 | 0 | 0 | #DIV/0!
[19 empty] | 0 | 0 | 0 | 0% | 0 | 0 | 0 | 0 | 0 | 0 | 0 | 0 | #N/A | #N/A | #N/A | #N/A | #N/A | #N/A | #N/A | 0 | 0 | 0 | #DIV/0!
[19 empty] | 0 | 0 | 0 | 0% | 0 | 0 | 0 | 0 | 0 | 0 | 0 | 0 | #N/A | #N/A | #N/A | #N/A | #N/A | #N/A | #N/A | 0 | 0 | 0 | #DIV/0!
[19 empty] | 0 | 0 | 0 | 0% | 0 | 0 | 0 | 0 | 0 | 0 | 0 | 0 | #N/A | #N/A | #N/A | #N/A | #N/A | #N/A | #N/A | 0 | 0 | 0 | #DIV/0!
[19 empty] | 0 | 0 | 0 | 0% | 0 | 0 | 0 | 0 | 0 | 0 | 0 | 0 | #N/A | #N/A | #N/A | #N/A | #N/A | #N/A | #N/A | 0 | 0 | 0 | #DIV/0!
[19 empty] | 0 | 0 | 0 | 0% | 0 | 0 | 0 | 0 | 0 | 0 | 0 | 0 | #N/A | #N/A | #N/A | #N/A | #N/A | #N/A | #N/A | 0 | 0 | 0 | #DIV/0!
[19 empty] | 0 | 0 | 0 | 0% | 0 | 0 | 0 | 0 | 0 | 0 | 0 | 0 | #N/A | #N/A | #N/A | #N/A | #N/A | #N/A | #N/A | 0 | 0 | 0 | #DIV/0!
[19 empty] | 0 | 0 | 0 | 0% | 0 | 0 | 0 | 0 | 0 | 0 | 0 | 0 | #N/A | #N/A | #N/A | #N/A | #N/A | #N/A | #N/A | 0 | 0 | 0 | #DIV/0!
[19 empty] | 0 | 0 | 0 | 0% | 0 | 0 | 0 | 0 | 0 | 0 | 0 | 0 | #N/A | #N/A | #N/A | #N/A | #N/A | #N/A | #N/A | 0 | 0 | 0 | #DIV/0!
[19 empty] | 0 | 0 | 0 | 0% | 0 | 0 | 0 | 0 | 0 | 0 | 0 | 0 | #N/A | #N/A | #N/A | #N/A | #N/A | #N/A | #N/A | 0 | 0 | 0 | #DIV/0!
[19 empty] | 0 | 0 | 0 | 0% | 0 | 0 | 0 | 0 | 0 | 0 | 0 | 0 | #N/A | #N/A | #N/A | #N/A | #N/A | #N/A | #N/A | 0 | 0 | 0 | #DIV/0!
[19 empty] | 0 | 0 | 0 | 0% | 0 | 0 | 0 | 0 | 0 | 0 | 0 | 0 | #N/A | #N/A | #N/A | #N/A | #N/A | #N/A | #N/A | 0 | 0 | 0 | #DIV/0!
[19 empty] | 0 | 0 | 0 | 0% | 0 | 0 | 0 | 0 | 0 | 0 | 0 | 0 | #N/A | #N/A | #N/A | #N/A | #N/A | #N/A | #N/A | 0 | 0 | 0 | #DIV/0!
[19 empty] | 0 | 0 | 0 | 0% | 0 | 0 | 0 | 0 | 0 | 0 | 0 | 0 | #N/A | #N/A | #N/A | #N/A | #N/A | #N/A | #N/A | 0 | 0 | 0 | #DIV/0!
[19 empty] | 0 | 0 | 0 | 0% | 0 | 0 | 0 | 0 | 0 | 0 | 0 | 0 | #N/A | #N/A | #N/A | #N/A | #N/A | #N/A | #N/A | 0 | 0 | 0 | #DIV/0!
[19 empty] | 0 | 0 | 0 | 0% | 0 | 0 | 0 | 0 | 0 | 0 | 0 | 0 | #N/A | #N/A | #N/A | #N/A | #N/A | #N/A | #N/A | 0 | 0 | 0 | #DIV/0!
[19 empty] | 0 | 0 | 0 | 0% | 0 | 0 | 0 | 0 | 0 | 0 | 0 | 0 | #N/A | #N/A | #N/A | #N/A | #N/A | #N/A | #N/A | 0 | 0 | 0 | #DIV/0!
[19 empty] | 0 | 0 | 0 | 0% | 0 | 0 | 0 | 0 | 0 | 0 | 0 | 0 | #N/A | #N/A | #N/A | #N/A | #N/A | #N/A | #N/A | 0 | 0 | 0 | #DIV/0!
[19 empty] | 0 | 0 | 0 | 0% | 0 | 0 | 0 | 0 | 0 | 0 | 0 | 0 | #N/A | #N/A | #N/A | #N/A | #N/A | #N/A | #N/A | 0 | 0 | 0 | #DIV/0!
[19 empty] | 0 | 0 | 0 | 0% | 0 | 0 | 0 | 0 | 0 | 0 | 0 | 0 | #N/A | #N/A | #N/A | #N/A | #N/A | #N/A | #N/A | 0 | 0 | 0 | #DIV/0!
[19 empty] | 0 | 0 | 0 | 0% | 0 | 0 | 0 | 0 | 0 | 0 | 0 | 0 | #N/A | #N/A | #N/A | #N/A | #N/A | #N/A | #N/A | 0 | 0 | 0 | #DIV/0!
[19 empty] | 0 | 0 | 0 | 0% | 0 | 0 | 0 | 0 | 0 | 0 | 0 | 0 | #N/A | #N/A | #N/A | #N/A | #N/A | #N/A | #N/A | 0 | 0 | 0 | #DIV/0!
[19 empty] | 0 | 0 | 0 | 0% | 0 | 0 | 0 | 0 | 0 | 0 | 0 | 0 | #N/A | #N/A | #N/A | #N/A | #N/A | #N/A | #N/A | 0 | 0 | 0 | #DIV/0!
[19 empty] | 0 | 0 | 0 | 0% | 0 | 0 | 0 | 0 | 0 | 0 | 0 | 0 | #N/A | #N/A | #N/A | #N/A | #N/A | #N/A | #N/A | 0 | 0 | 0 | #DIV/0!
[19 empty] | 0 | 0 | 0 | 0% | 0 | 0 | 0 | 0 | 0 | 0 | 0 | 0 | #N/A | #N/A | #N/A | #N/A | #N/A | #N/A | #N/A | 0 | 0 | 0 | #DIV/0!
[19 empty] | 0 | 0 | 0 | 0% | 0 | 0 | 0 | 0 | 0 | 0 | 0 | 0 | #N/A | #N/A | #N/A | #N/A | #N/A | #N/A | #N/A | 0 | 0 | 0 | #DIV/0!
[19 empty] | 0 | 0 | 0 | 0% | 0 | 0 | 0 | 0 | 0 | 0 | 0 | 0 | #N/A | #N/A | #N/A | #N/A | #N/A | #N/A | #N/A | 0 | 0 | 0 | #DIV/0!
[19 empty] | 0 | 0 | 0 | 0% | 0 | 0 | 0 | 0 | 0 | 0 | 0 | 0 | #N/A | #N/A | #N/A | #N/A | #N/A | #N/A | #N/A | 0 | 0 | 0 | #DIV/0!
[19 empty] | 0 | 0 | 0 | 0% | 0 | 0 | 0 | 0 | 0 | 0 | 0 | 0 | #N/A | #N/A | #N/A | #N/A | #N/A | #N/A | #N/A | 0 | 0 | 0 | #DIV/0!
[19 empty] | 0 | 0 | 0 | 0% | 0 | 0 | 0 | 0 | 0 | 0 | 0 | 0 | #N/A | #N/A | #N/A | #N/A | #N/A | #N/A | #N/A | 0 | 0 | 0 | #DIV/0!
[19 empty] | 0 | 0 | 0 | 0% | 0 | 0 | 0 | 0 | 0 | 0 | 0 | 0 | #N/A | #N/A | #N/A | #N/A | #N/A | #N/A | #N/A | 0 | 0 | 0 | #DIV/0!
[19 empty] | 0 | 0 | 0 | 0% | 0 | 0 | 0 | 0 | 0 | 0 | 0 | 0 | #N/A | #N/A | #N/A | #N/A | #N/A | #N/A | #N/A | 0 | 0 | 0 | #DIV/0!
[19 empty] | 0 | 0 | 0 | 0% | 0 | 0 | 0 | 0 | 0 | 0 | 0 | 0 | #N/A | #N/A | #N/A | #N/A | #N/A | #N/A | #N/A | 0 | 0 | 0 | #DIV/0!
[19 empty] | 0 | 0 | 0 | 0% | 0 | 0 | 0 | 0 | 0 | 0 | 0 | 0 | #N/A | #N/A | #N/A | #N/A | #N/A | #N/A | #N/A | 0 | 0 | 0 | #DIV/0!
[19 empty] | 0 | 0 | 0 | 0% | 0 | 0 | 0 | 0 | 0 | 0 | 0 | 0 | #N/A | #N/A | #N/A | #N/A | #N/A | #N/A | #N/A | 0 | 0 | 0 | #DIV/0!
[19 empty] | 0 | 0 | 0 | 0% | 0 | 0 | 0 | 0 | 0 | 0 | 0 | 0 | #N/A | #N/A | #N/A | #N/A | #N/A | #N/A | #N/A | 0 | 0 | 0 | #DIV/0!
[19 empty] | 0 | 0 | 0 | 0% | 0 | 0 | 0 | 0 | 0 | 0 | 0 | 0 | #N/A | #N/A | #N/A | #N/A | #N/A | #N/A | #N/A | 0 | 0 | 0 | #DIV/0!

## Bus Lighting Grants {E}
Rtn to Summary |  | Order Number | Program Name | Discount Rate: | 6.97% | [9 empty] | Paste in incentives but use DBtC for Total
| Program: | 18230724 | Business Lighting - Grants {E}
| paste |  |  | paste | paste | paste | paste | paste | paste | paste | paste | paste | paste | Paste | paste | paste | paste | paste | Formula: G + H | Formula: (O/A10)*T | Formula: N - M | Formula: O/A10 | Formula: W*A8 | Formula: Q - P | Formula: X + DBtC | Formula: Q + X | Formula: Z/(1+ElecDiscountRate)^1 | Formula: AA/(1+ElecDiscountRate)^1 | Formula: -PV (ElecDiscount Rate,T,R)*J | Formula: - PV (ElecDiscount Rate, T, S)*J |  | AF*J*K |  | AH*J*L | AG + AI |  | AG +AI -AK | formula: Logic to lookup from AC tables and adjust by savings and quantity | Formula: Utility Savings (AM)*1.1+AD+AE | formula: AM/AB | formula: AN/AC
| Sch. No. | Order Number | Program Name | Measure Version | Measure Name | First Period Measure Life | Second period Measure Life | Electric End-Use Type | Number of units offered | Savings per Unit Period 1 | Savngs per Unit Period 2 | Incentives Per Unit | Incremental Measure Cost per Unit | Total First Year Savings | Total Incentive | Total Incremental Measure Cost | Unit First Year Non-Energy Benefits | Unit Annual Net Equipment O&M | Total Measure Life | Weighted Life | Agency or Customer Cost per Unit | Percent Unit overhead | Program Overhead Cost | Total Customer Cost | Total Utility Program Costs | Total Resource Cost | PV Total Utility Program Costs | PV Total Resource Costs | PV Total Non-Energy Benefits | PV Total Net Equipment O&M | Unit PV First period Savings for 1 kWh | Total First Period Savings | Unit PV Savings for Second Period for 1 kWh | Total Second period Savings | Unadjusted Total | Decrement | Final UC Total Savings | PV Total Savings UC | PV Total Savings TRC | UC B/C Ratio | TRC B/C Ratio
DBTC: | E250 | 18230724 | Business Lighting - Grants {E} | 10059-1 | Lighting - Custom | 20 |  | Comm Lighting | 1 | 50863 |  | 3826 | 27403 | 50863 | 3826 | 27403 |  |  | 20 | 0.02101 | 23577 | 0.1051% | 2494.2188 | 23577 | 15522.3727 | 29897.2188 | 14510.9589 | 27949.1622 | 0 | 0 | 1.3193 | 67101.1541 | 1.3193 | 0 | 67101.1541 | 0 | 67101.1541 | 67101.1541 | 73811.2695 | 4.6242 | 2.6409
12401682.33 | E250 | 18230724 | Business Lighting - Grants {E} | 10059-1 | Lighting - Custom | 20 |  | Comm Lighting | 1 | 304505 |  | 60500 | 134562 | 304505 | 60500 | 134562 |  |  | 20 | 0.12578 | 74062 | 0.6289% | 14932.3101 | 74062 | 92928.8501 | 149494.3101 | 86873.7497 | 139753.4917 | 0 | 0 | 1.3193 | 401719.0676 | 1.3193 | 0 | 401719.0676 | 0 | 401719.0676 | 401719.0676 | 441890.9744 | 4.6242 | 3.1619
Program Costs: | E250 | 18230724 | Business Lighting - Grants {E} | 10059-1 | Lighting - Custom | 20 |  | Comm Lighting | 1 | 267 |  | 600 | 600 | 267 | 600 | 600 |  |  | 20 | 0.00011029 | 0 | 0.0005515% | 13.0931 | 0 | 81.4831 | 613.0931 | 76.1738 | 573.1449 | 0 | 0 | 1.3193 | 352.2405 | 1.3193 | 0 | 352.2405 | 0 | 352.2405 | 352.2405 | 387.4645 | 4.6242 | 0.67603
2374281.81 | E250 | 18230724 | Business Lighting - Grants {E} | 10059-1 | Lighting - Custom | 20 |  | Comm Lighting | 1 | 536869 |  | 100792.69 | 274736 | 536869 | 100792.69 | 274736 |  |  | 20 | 0.22177 | 173943.31 | 1.109% | 26326.9713 | 173943.31 | 163841.7064 | 301062.9713 | 153166.0338 | 281446.173 | 0 | 0 | 1.3193 | 708265.9205 | 1.3193 | 0 | 708265.9205 | 0 | 708265.9205 | 708265.9205 | 779092.5126 | 4.6242 | 2.7682
Total Savings (kWh): | E250 | 18230724 | Business Lighting - Grants {E} | 10059-1 | Lighting - Custom | 20 |  | Comm Lighting | 1 | 16388 |  | 3278 | 10691.46 | 16388 | 3278 | 10691.46 |  |  | 20 | 0.0067695 | 7413.46 | 0.03385% | 803.6344 | 7413.46 | 5001.2906 | 11495.0944 | 4675.4142 | 10746.0918 | 0 | 0 | 1.3193 | 21619.9146 | 1.3193 | 0 | 21619.9146 | 0 | 21619.9146 | 21619.9146 | 23781.906 | 4.6242 | 2.2131
48417202.6 | E250 | 18230724 | Business Lighting - Grants {E} | 10059-1 | Lighting - Custom | 20 |  | Comm Lighting | 1 | 41000 |  | 6497.57 | 25850 | 41000 | 6497.57 | 25850 |  |  | 20 | 0.016936 | 19352.43 | 0.08468% | 2010.5572 | 19352.43 | 12512.3819 | 27860.5572 | 11697.0944 | 26045.2063 | 0 | 0 | 1.3193 | 54089.364 | 1.3193 | 0 | 54089.364 | 0 | 54089.364 | 54089.364 | 59498.3004 | 4.6242 | 2.2844
Total Incentives: | E250 | 18230724 | Business Lighting - Grants {E} | 10059-1 | Lighting - Custom | 20 |  | Comm Lighting | 1 | 378516 |  | 102199 | 264610 | 378516 | 102199 | 264610 |  |  | 20 | 0.15636 | 162411 | 0.7818% | 18561.66 | 162411 | 115515.5305 | 283171.66 | 107988.7169 | 264720.632 | 0 | 0 | 1.3193 | 499358.2851 | 1.3193 | 0 | 499358.2851 | 0 | 499358.2851 | 499358.2851 | 549294.1136 | 4.6242 | 2.075
12412035.33 | E250 | 18230724 | Business Lighting - Grants {E} | 10059-1 | Lighting - Custom | 20 |  | Comm Lighting | 1 | 14342 |  | 1666 | 32728 | 14342 | 1666 | 32728 |  |  | 20 | 0.0059243 | 31062 | 0.02962% | 703.3027 | 31062 | 4376.8922 | 33431.3027 | 4091.7007 | 31252.9707 | 0 | 0 | 1.3193 | 18920.7234 | 1.3193 | 0 | 18920.7234 | 0 | 18920.7234 | 18920.7234 | 20812.7957 | 4.6242 | 0.66595
Total Customer Costs: | E250 | 18230724 | Business Lighting - Grants {E} | 10059-1 | Lighting - Custom | 7 |  | Comm Lighting | 1 | 1482281 |  | 287200 | 778928 | 1482281 | 287200 | 778928 |  |  | 7 | 0.2143 | 491728 | 3.061% | 72688.0659 | 491728 | 452362.5845 | 851616.0659 | 422887.3371 | 796126.0783 | 0 | 0 | 0.51472 | 762957.8935 | 0.51472 | 0 | 762957.8935 | 0 | 762957.8935 | 762957.8935 | 839253.6829 | 1.8042 | 1.0542
17516428.05 | E250 | 18230724 | Business Lighting - Grants {E} | 10059-1 | Lighting - Custom | 10 |  | Comm Lighting | 1 | 2353308 |  | 171077 | 903818.87 | 2353308 | 171077 | 903818.87 |  |  | 10 | 0.48605 | 732741.87 | 4.86% | 115401.4705 | 732741.87 | 718182.6448 | 1019220.3405 | 671386.9728 | 952809.5172 | 0 | 0 | 0.72787 | 1712908.0261 | 0.72787 | 0 | 1712908.0261 | 0 | 1712908.0261 | 1712908.0261 | 1884198.8287 | 2.5513 | 1.9775
Weighted Avg Life | E250 | 18230724 | Business Lighting - Grants {E} | 10059-1 | Lighting - Custom | 11 |  | Comm Lighting | 1 | 570793 |  | 99811 | 364454 | 570793 | 99811 | 364454 |  |  | 11 | 0.12968 | 264643 | 1.179% | 27990.5357 | 264643 | 174194.6343 | 392444.5357 | 162844.3809 | 366873.4558 | 0 | 0 | 0.79882 | 455959.8509 | 0.79882 | 0 | 455959.8509 | 0 | 455959.8509 | 455959.8509 | 501555.836 | 2.8 | 1.3671
14.893 | E250 | 18230724 | Business Lighting - Grants {E} | 10059-1 | Lighting - Custom | 12 |  | Comm Lighting | 1 | 255644 |  | 37423.54 | 209009.61 | 255644 | 37423.54 | 209009.61 |  |  | 12 | 0.06336 | 171586.07 | 0.528% | 12536.2653 | 171586.07 | 78017.4478 | 221545.8753 | 72933.9514 | 207110.2883 | 0 | 0 | 0.8665 | 221516.4175 | 0.8665 | 0 | 221516.4175 | 0 | 221516.4175 | 221516.4175 | 243668.0592 | 3.0372 | 1.1765
Total Utility Cost | E250 | 18230724 | Business Lighting - Grants {E} | 10059-1 | Lighting - Custom | 13 |  | Comm Lighting | 1 | 578993 |  | 125973 | 327778.71 | 578993 | 125973 | 327778.71 |  |  | 13 | 0.15546 | 201805.71 | 1.196% | 28392.6471 | 201805.71 | 176697.1107 | 356171.3571 | 165183.7998 | 332963.7815 | 0 | 0 | 0.93164 | 539415.5843 | 0.93164 | 0 | 539415.5843 | 0 | 539415.5843 | 539415.5843 | 593357.1427 | 3.2655 | 1.782
14775964.14 | E250 | 18230724 | Business Lighting - Grants {E} | 10059-1 | Lighting - Custom | 14 |  | Comm Lighting | 1 | 3670649 |  | 853029.42 | 1786896.69 | 3670649 | 853029.42 | 1786896.69 |  |  | 14 | 1.0614 | 933867.27 | 7.581% | 180001.212 | 933867.27 | 1120208.8324 | 1966897.902 | 1047217.7549 | 1838737.8723 | 0 | 0 | 0.99426 | 3649584.1363 | 0.99426 | 0 | 3649584.1363 | 0 | 3649584.1363 | 3649584.1363 | 4014542.5499 | 3.485 | 2.1833
Total Resource Cost | E250 | 18230724 | Business Lighting - Grants {E} | 10059-1 | Lighting - Custom | 15 |  | Comm Lighting | 1 | 21296758 |  | 5797234.8 | 13235491.32 | 21296758 | 5797234.8 | 13235491.32 |  |  | 15 | 6.5979 | 7438256.52 | 43.99% | 1044349.9917 | 7438256.52 | 6499345.5964 | 14279841.3117 | 6075858.2746 | 13349388.905 | 0 | 0 | 1.0546 | 22459358.557 | 1.0546 | 0 | 22459358.557 | 0 | 22459358.557 | 22459358.557 | 24705294.4127 | 3.6965 | 1.8507
32302745.19 | E250 | 18230724 | Business Lighting - Grants {E} | 10059-1 | Lighting - Custom | 16 |  | Comm Lighting | 1 | 1406677 |  | 344230 | 861799.85 | 1406677 | 344230 | 861799.85 |  |  | 16 | 0.46485 | 517569.85 | 2.905% | 68980.5985 | 517569.85 | 429289.7522 | 930780.4485 | 401317.895 | 870132.2319 | 0 | 0 | 1.1126 | 1565070.3688 | 1.1126 | 0 | 1565070.3688 | 0 | 1565070.3688 | 1565070.3688 | 1721577.4057 | 3.8998 | 1.9785
UC B/C Ratio | E250 | 18230724 | Business Lighting - Grants {E} | 10059-1 | Lighting - Custom | 17 |  | Comm Lighting | 1 | 432045 |  | 113142 | 218329.28 | 432045 | 113142 | 218329.28 |  |  | 17 | 0.1517 | 105187.28 | 0.8923% | 21186.614 | 105187.28 | 131851.5132 | 239515.894 | 123260.2722 | 223909.4083 | 0 | 0 | 1.1675 | 504416.1819 | 1.1675 | 0 | 504416.1819 | 0 | 504416.1819 | 504416.1819 | 554857.8001 | 4.0923 | 2.478
3.6389 | E250 | 18230724 | Business Lighting - Grants {E} | 10059-1 | Lighting - Custom | 18 |  | Comm Lighting | 1 | 1471561 |  | 439594 | 911247.49 | 1471561 | 439594 | 911247.49 |  |  | 18 | 0.54708 | 471653.49 | 3.039% | 72162.3788 | 471653.49 | 449091.0544 | 983409.8688 | 419828.9748 | 919332.4005 | 0 | 0 | 1.2205 | 1796092.8356 | 1.2205 | 0 | 1796092.8356 | 0 | 1796092.8356 | 1796092.8356 | 1975702.1191 | 4.2782 | 2.1491
TRC B/C Ratio | E250 | 18230724 | Business Lighting - Grants {E} | 10059-1 | Lighting - Custom | 19 |  | Comm Lighting | 1 | 1106087 |  | 292362 | 570156.63 | 1106087 | 292362 | 570156.63 |  |  | 19 | 0.43405 | 277794.63 | 2.284% | 54240.2721 | 277794.63 | 337555.6821 | 624396.9021 | 315561.0751 | 583712.1643 | 0 | 0 | 1.2712 | 1406106.8804 | 1.2712 | 0 | 1406106.8804 | 0 | 1406106.8804 | 1406106.8804 | 1546717.5684 | 4.4559 | 2.6498
1.831 | E250 | 18230724 | Business Lighting - Grants {E} | 10059-1 | Lighting - Custom | 20 |  | Comm Lighting | 1 | 3725033 |  | 883570 | 2823041.12 | 3725033 | 883570 | 2823041.12 |  |  | 20 | 1.5387 | 1939471.12 | 7.694% | 182668.0935 | 1939471.12 | 1136805.7441 | 3005709.2135 | 1062733.2374 | 2809861.8431 | 0 | 0 | 1.3193 | 4914260.1393 | 1.3193 | 0 | 4914260.1393 | 0 | 4914260.1393 | 4914260.1393 | 5405686.1532 | 4.6242 | 1.9238
| E250 | 18230724 | Business Lighting - Grants {E} | 10074-1 | Lighting - Street - Custom | 12 |  | Comm Lighting | 1 | 1837395 |  | 178825.31 | 1781873.6 | 1837395 | 178825.31 | 1781873.6 |  |  | 12 | 0.45539 | 1603048.29 | 3.795% | 90102.1392 | 1603048.29 | 560736.2915 | 1871975.7392 | 524199.5807 | 1750000.691 | 0 | 0 | 0.8665 | 1592109.1748 | 0.8665 | 0 | 1592109.1748 | 0 | 1592109.1748 | 1592109.1748 | 1751320.0923 | 3.0372 | 1.0008
| E250 | 18230724 | Business Lighting - Grants {E} | 10074-1 | Lighting - Street - Custom | 20 |  | Comm Lighting | 1 | 520721 |  | 92071 | 151884.98 | 520721 | 92071 | 151884.98 |  |  | 20 | 0.2151 | 59813.98 | 1.075% | 25535.106 | 59813.98 | 158913.659 | 177420.086 | 148559.0904 | 165859.6672 | 0 | 0 | 1.3193 | 686962.6266 | 1.3193 | 0 | 686962.6266 | 0 | 686962.6266 | 686962.6266 | 755658.8893 | 4.6242 | 4.556
| E250 | 18230724 | Business Lighting - Grants {E} | 10628-5 | LTGO: Lamp - TLED - 2 3 or 4 foot | 12 |  | Comm Lighting | 3008 | 79.2 |  | 4 | 4 | 238233.6 | 12032 | 12032 | 0 | 0 | 12 | 0.059045 | 0 | 0.492% | 11682.4945 | 0 | 72704.1411 | 23714.4945 | 67966.8516 | 22169.2947 | 0 | 0 | 0.8665 | 206430.2452 | 0.8665 | 0 | 206430.2452 | 0 | 206430.2452 | 206430.2452 | 227073.2697 | 3.0372 | 10.2427
| E250 | 18230724 | Business Lighting - Grants {E} | 12323-1 | Lighting - Base - Custom | 13 |  | Comm Lighting | 1 | 218275 |  | 63850 | 155586 | 218275 | 63850 | 155586 |  |  | 13 | 0.058607 | 91736 | 0.4508% | 10703.7651 | 91736 | 66613.1746 | 166289.7651 | 62272.7631 | 155454.5808 | 0 | 0 | 0.93164 | 203354.6807 | 0.93164 | 0 | 203354.6807 | 0 | 203354.6807 | 203354.6807 | 223690.1488 | 3.2655 | 1.4389
| E250 | 18230724 | Business Lighting - Grants {E} | 12323-1 | Lighting - Base - Custom | 14 |  | Comm Lighting | 1 | 100649 |  | 46674 | 248324 | 100649 | 46674 | 248324 |  |  | 14 | 0.029103 | 201650 | 0.2079% | 4935.6236 | 201650 | 30716.0665 | 253259.6236 | 28714.655 | 236757.6177 | 0 | 0 | 0.99426 | 100071.4026 | 0.99426 | 0 | 100071.4026 | 0 | 100071.4026 | 100071.4026 | 110078.5428 | 3.485 | 0.46494
| E250 | 18230724 | Business Lighting - Grants {E} | 12323-1 | Lighting - Base - Custom | 15 |  | Comm Lighting | 1 | 3281462 |  | 1427250 | 2654125.77 | 3281462 | 1427250 | 2654125.77 |  |  | 15 | 1.0166 | 1226875.77 | 6.777% | 160916.2677 | 1226875.77 | 1001436.7257 | 2815042.0377 | 936184.6552 | 2631618.246 | 0 | 0 | 1.0546 | 3460598.6343 | 1.0546 | 0 | 3460598.6343 | 0 | 3460598.6343 | 3460598.6343 | 3806658.4977 | 3.6965 | 1.4465
| E250 | 18230724 | Business Lighting - Grants {E} | 12323-1 | Lighting - Base - Custom | 16 |  | Comm Lighting | 1 | 340735 |  | 128645 | 270316 | 340735 | 128645 | 270316 |  |  | 16 | 0.1126 | 141671 | 0.7037% | 16708.9561 | 141671 | 103985.5231 | 287024.9561 | 97209.987 | 268322.8532 | 0 | 0 | 1.1126 | 379102.1337 | 1.1126 | 0 | 379102.1337 | 0 | 379102.1337 | 379102.1337 | 417012.3471 | 3.8998 | 1.5541
| E250 | 18230724 | Business Lighting - Grants {E} | 12323-1 | Lighting - Base - Custom | 18 |  | Comm Lighting | 1 | 569993 |  | 179582 | 323442 | 569993 | 179582 | 323442 |  |  | 18 | 0.21191 | 143860 | 1.177% | 27951.3053 | 143860 | 173950.4902 | 351393.3053 | 162616.1449 | 328497.0602 | 0 | 0 | 1.2205 | 695696.8441 | 1.2205 | 0 | 695696.8441 | 0 | 695696.8441 | 695696.8441 | 765266.5285 | 4.2782 | 2.3296
| E250 | 18230724 | Business Lighting - Grants {E} | 12334-1 | Lighting - Performance - Custom | 10 |  | Comm Lighting | 1 | 1581601 |  | 554550 | 555675 | 1581601 | 554550 | 555675 |  |  | 10 | 0.32666 | 1125 | 3.267% | 77558.5181 | 1125 | 482673.0667 | 633233.5181 | 451222.8351 | 591973 | 0 | 0 | 0.72787 | 1151203.7723 | 0.72787 | 0 | 1151203.7723 | 0 | 1151203.7723 | 1151203.7723 | 1266324.1495 | 2.5513 | 2.1392
| E250 | 18230724 | Business Lighting - Grants {E} | 12909-1 | Lamp - LED - 30W or less Lamp - from HID 70W - Comm | 12 |  | Comm Lighting | 12 | 252 |  | 35 | 108 | 3024 | 420 | 1296 | 0 | 0 | 12 | 0.00074949 | 73 | 0.006246% | 148.2909 | 876 | 922.8645 | 1444.2909 | 862.732 | 1350.1831 | 0 | 0 | 0.8665 | 2620.3065 | 0.8665 | 0 | 2620.3065 | 0 | 2620.3065 | 2620.3065 | 2882.3372 | 3.0372 | 2.1348
| E250 | 18230724 | Business Lighting - Grants {E} | 12913-1 | Lamp - LED - 90W or less Lamp - from HID 250W - Comm | 12 |  | Comm Lighting | 15 | 857 |  | 110 | 320 | 12855 | 1650 | 4800 | 0 | 0 | 12 | 0.0031861 | 210 | 0.02655% | 630.3832 | 3150 | 3923.0895 | 5430.3832 | 3667.467 | 5076.5478 | 0 | 0 | 0.8665 | 11138.9023 | 0.8665 | 0 | 11138.9023 | 0 | 11138.9023 | 11138.9023 | 12252.7926 | 3.0372 | 2.4136
| E250 | 18230724 | Business Lighting - Grants {E} | 12915-1 | Lamp - LED - 155W or less Lamp - from HID 400W - Comm | 12 |  | Comm Lighting | 16 | 1230 |  | 155 | 436 | 19680 | 2480 | 6976 | 0 | 0 | 12 | 0.0048776 | 281 | 0.04065% | 965.0674 | 4496 | 6005.9433 | 7941.0674 | 5614.6053 | 7423.6398 | 0 | 0 | 0.8665 | 17052.7886 | 0.8665 | 0 | 17052.7886 | 0 | 17052.7886 | 17052.7886 | 18758.0675 | 3.0372 | 2.5268
[19 empty] | 0 | 0 | 0 | 0% | 0 | 0 | 0 | 0 | 0 | 0 | 0 | 0 | #N/A | #N/A | #N/A | #N/A | #N/A | #N/A | #N/A | 0 | 0 | 0 | #DIV/0!
[19 empty] | 0 | 0 | 0 | 0% | 0 | 0 | 0 | 0 | 0 | 0 | 0 | 0 | #N/A | #N/A | #N/A | #N/A | #N/A | #N/A | #N/A | 0 | 0 | 0 | #DIV/0!
[19 empty] | 0 | 0 | 0 | 0% | 0 | 0 | 0 | 0 | 0 | 0 | 0 | 0 | #N/A | #N/A | #N/A | #N/A | #N/A | #N/A | #N/A | 0 | 0 | 0 | #DIV/0!
[19 empty] | 0 | 0 | 0 | 0% | 0 | 0 | 0 | 0 | 0 | 0 | 0 | 0 | #N/A | #N/A | #N/A | #N/A | #N/A | #N/A | #N/A | 0 | 0 | 0 | #DIV/0!
[19 empty] | 0 | 0 | 0 | 0% | 0 | 0 | 0 | 0 | 0 | 0 | 0 | 0 | #N/A | #N/A | #N/A | #N/A | #N/A | #N/A | #N/A | 0 | 0 | 0 | #DIV/0!
[19 empty] | 0 | 0 | 0 | 0% | 0 | 0 | 0 | 0 | 0 | 0 | 0 | 0 | #N/A | #N/A | #N/A | #N/A | #N/A | #N/A | #N/A | 0 | 0 | 0 | #DIV/0!
[19 empty] | 0 | 0 | 0 | 0% | 0 | 0 | 0 | 0 | 0 | 0 | 0 | 0 | #N/A | #N/A | #N/A | #N/A | #N/A | #N/A | #N/A | 0 | 0 | 0 | #DIV/0!
[19 empty] | 0 | 0 | 0 | 0% | 0 | 0 | 0 | 0 | 0 | 0 | 0 | 0 | #N/A | #N/A | #N/A | #N/A | #N/A | #N/A | #N/A | 0 | 0 | 0 | #DIV/0!
[19 empty] | 0 | 0 | 0 | 0% | 0 | 0 | 0 | 0 | 0 | 0 | 0 | 0 | #N/A | #N/A | #N/A | #N/A | #N/A | #N/A | #N/A | 0 | 0 | 0 | #DIV/0!
[19 empty] | 0 | 0 | 0 | 0% | 0 | 0 | 0 | 0 | 0 | 0 | 0 | 0 | #N/A | #N/A | #N/A | #N/A | #N/A | #N/A | #N/A | 0 | 0 | 0 | #DIV/0!
[19 empty] | 0 | 0 | 0 | 0% | 0 | 0 | 0 | 0 | 0 | 0 | 0 | 0 | #N/A | #N/A | #N/A | #N/A | #N/A | #N/A | #N/A | 0 | 0 | 0 | #DIV/0!
[19 empty] | 0 | 0 | 0 | 0% | 0 | 0 | 0 | 0 | 0 | 0 | 0 | 0 | #N/A | #N/A | #N/A | #N/A | #N/A | #N/A | #N/A | 0 | 0 | 0 | #DIV/0!
[19 empty] | 0 | 0 | 0 | 0% | 0 | 0 | 0 | 0 | 0 | 0 | 0 | 0 | #N/A | #N/A | #N/A | #N/A | #N/A | #N/A | #N/A | 0 | 0 | 0 | #DIV/0!
[19 empty] | 0 | 0 | 0 | 0% | 0 | 0 | 0 | 0 | 0 | 0 | 0 | 0 | #N/A | #N/A | #N/A | #N/A | #N/A | #N/A | #N/A | 0 | 0 | 0 | #DIV/0!
[19 empty] | 0 | 0 | 0 | 0% | 0 | 0 | 0 | 0 | 0 | 0 | 0 | 0 | #N/A | #N/A | #N/A | #N/A | #N/A | #N/A | #N/A | 0 | 0 | 0 | #DIV/0!
[19 empty] | 0 | 0 | 0 | 0% | 0 | 0 | 0 | 0 | 0 | 0 | 0 | 0 | #N/A | #N/A | #N/A | #N/A | #N/A | #N/A | #N/A | 0 | 0 | 0 | #DIV/0!
[19 empty] | 0 | 0 | 0 | 0% | 0 | 0 | 0 | 0 | 0 | 0 | 0 | 0 | #N/A | #N/A | #N/A | #N/A | #N/A | #N/A | #N/A | 0 | 0 | 0 | #DIV/0!
[19 empty] | 0 | 0 | 0 | 0% | 0 | 0 | 0 | 0 | 0 | 0 | 0 | 0 | #N/A | #N/A | #N/A | #N/A | #N/A | #N/A | #N/A | 0 | 0 | 0 | #DIV/0!
[19 empty] | 0 | 0 | 0 | 0% | 0 | 0 | 0 | 0 | 0 | 0 | 0 | 0 | #N/A | #N/A | #N/A | #N/A | #N/A | #N/A | #N/A | 0 | 0 | 0 | #DIV/0!
[19 empty] | 0 | 0 | 0 | 0% | 0 | 0 | 0 | 0 | 0 | 0 | 0 | 0 | #N/A | #N/A | #N/A | #N/A | #N/A | #N/A | #N/A | 0 | 0 | 0 | #DIV/0!
[19 empty] | 0 | 0 | 0 | 0% | 0 | 0 | 0 | 0 | 0 | 0 | 0 | 0 | #N/A | #N/A | #N/A | #N/A | #N/A | #N/A | #N/A | 0 | 0 | 0 | #DIV/0!
[19 empty] | 0 | 0 | 0 | 0% | 0 | 0 | 0 | 0 | 0 | 0 | 0 | 0 | #N/A | #N/A | #N/A | #N/A | #N/A | #N/A | #N/A | 0 | 0 | 0 | #DIV/0!
[19 empty] | 0 | 0 | 0 | 0% | 0 | 0 | 0 | 0 | 0 | 0 | 0 | 0 | #N/A | #N/A | #N/A | #N/A | #N/A | #N/A | #N/A | 0 | 0 | 0 | #DIV/0!
[19 empty] | 0 | 0 | 0 | 0% | 0 | 0 | 0 | 0 | 0 | 0 | 0 | 0 | #N/A | #N/A | #N/A | #N/A | #N/A | #N/A | #N/A | 0 | 0 | 0 | #DIV/0!
[19 empty] | 0 | 0 | 0 | 0% | 0 | 0 | 0 | 0 | 0 | 0 | 0 | 0 | #N/A | #N/A | #N/A | #N/A | #N/A | #N/A | #N/A | 0 | 0 | 0 | #DIV/0!
[19 empty] | 0 | 0 | 0 | 0% | 0 | 0 | 0 | 0 | 0 | 0 | 0 | 0 | #N/A | #N/A | #N/A | #N/A | #N/A | #N/A | #N/A | 0 | 0 | 0 | #DIV/0!
[19 empty] | 0 | 0 | 0 | 0% | 0 | 0 | 0 | 0 | 0 | 0 | 0 | 0 | #N/A | #N/A | #N/A | #N/A | #N/A | #N/A | #N/A | 0 | 0 | 0 | #DIV/0!
[19 empty] | 0 | 0 | 0 | 0% | 0 | 0 | 0 | 0 | 0 | 0 | 0 | 0 | #N/A | #N/A | #N/A | #N/A | #N/A | #N/A | #N/A | 0 | 0 | 0 | #DIV/0!
[19 empty] | 0 | 0 | 0 | 0% | 0 | 0 | 0 | 0 | 0 | 0 | 0 | 0 | #N/A | #N/A | #N/A | #N/A | #N/A | #N/A | #N/A | 0 | 0 | 0 | #DIV/0!
[19 empty] | 0 | 0 | 0 | 0% | 0 | 0 | 0 | 0 | 0 | 0 | 0 | 0 | #N/A | #N/A | #N/A | #N/A | #N/A | #N/A | #N/A | 0 | 0 | 0 | #DIV/0!
[19 empty] | 0 | 0 | 0 | 0% | 0 | 0 | 0 | 0 | 0 | 0 | 0 | 0 | #N/A | #N/A | #N/A | #N/A | #N/A | #N/A | #N/A | 0 | 0 | 0 | #DIV/0!

## Industrial EM {E}
Rtn to Summary |  | Order Number | Program Name | Discount Rate: | 6.97% | [9 empty] | Paste in incentives but use DBtC for Total
| Program: | 18231137 | Industrial Energy Management {E}
| paste |  |  | paste | paste | paste | paste | paste | paste | paste | paste | paste | paste | Paste | paste | paste | paste | paste | Formula: G + H | Formula: (O/A10)*T | Formula: N - M | Formula: O/A10 | Formula: W*A8 | Formula: Q - P | Formula: X + DBtC | Formula: Q + X | Formula: Z/(1+ElecDiscountRate)^1 | Formula: AA/(1+ElecDiscountRate)^1 | Formula: -PV (ElecDiscount Rate,T,R)*J | Formula: - PV (ElecDiscount Rate, T, S)*J |  | AF*J*K |  | AH*J*L | AG + AI |  | AG +AI -AK | formula: Logic to lookup from AC tables and adjust by savings and quantity | Formula: Utility Savings (AM)*1.1+AD+AE | formula: AM/AB | formula: AN/AC
| Sch. No. | Order Number | Program Name | Measure Version | Measure Name | First Period Measure Life | Second period Measure Life | Electric End-Use Type | Number of units offered | Savings per Unit Period 1 | Savngs per Unit Period 2 | Incentives Per Unit | Incremental Measure Cost per Unit | Total First Year Savings | Total Incentive | Total Incremental Measure Cost | Unit First Year Non-Energy Benefits | Unit Annual Net Equipment O&M | Total Measure Life | Weighted Life | Agency or Customer Cost per Unit | Percent Unit overhead | Program Overhead Cost | Total Customer Cost | Total Utility Program Costs | Total Resource Cost | PV Total Utility Program Costs | PV Total Resource Costs | PV Total Non-Energy Benefits | PV Total Net Equipment O&M | Unit PV First period Savings for 1 kWh | Total First Period Savings | Unit PV Savings for Second Period for 1 kWh | Total Second period Savings | Unadjusted Total | Decrement | Final UC Total Savings | PV Total Savings UC | PV Total Savings TRC | UC B/C Ratio | TRC B/C Ratio
DBTC: | E250 | 18231137 | Industrial Energy Management {E} | 10070-1 | Pump - VFD - Custom | 15 |  | Comm Flat | 1 | 26163 |  | 5623 | 49733 | 26163 | 5623 | 49733 |  |  | 15 | 0.14461 | 44110 | 0.9641% | 2550.5753 | 44110 | 9787.6038 | 52283.5753 | 9149.8587 | 48876.8583 | 0 | 0 | 1.0294 | 26932.0976 | 1.0294 | 0 | 26932.0976 | 0 | 26932.0976 | 26932.0976 | 29625.3074 | 2.9434 | 0.60612
750673.98 | E250 | 18231137 | Industrial Energy Management {E} | 10071-1 | Compressor or Dryer or Receiver - Custom | 15 |  | Comm Flat | 1 | 62209.9 |  | 12380 | 20055 | 62209.9 | 12380 | 20055 |  |  | 15 | 0.34385 | 7675 | 2.292% | 6064.7111 | 7675 | 23272.7843 | 26119.7111 | 21756.3656 | 24417.7911 | 0 | 0 | 1.0294 | 64038.6461 | 1.0294 | 0 | 64038.6461 | 0 | 64038.6461 | 64038.6461 | 70442.5107 | 2.9434 | 2.8849
Program Costs: | E250 | 18231137 | Industrial Energy Management {E} | 10261-1 | Refrigeration - Custom | 20 |  | Comm Refrigeration | 1 | 134195 |  | 32978 | 47112 | 134195 | 32978 | 47112 |  |  | 20 | 0.98898 | 14134 | 4.945% | 13082.3857 | 14134 | 50202.4804 | 60194.3857 | 46931.3643 | 56272.2125 | 0 | 0 | 1.2593 | 168989.9603 | 1.2593 | 0 | 168989.9603 | 0 | 168989.9603 | 168989.9603 | 185888.9563 | 3.6008 | 3.3034
264563.08 | E250 | 18231137 | Industrial Energy Management {E} | 10261-1 | Refrigeration - Custom | 20 |  | Comm Refrigeration | 1 | 125175 |  | 46043 | 127557.75 | 125175 | 46043 | 127557.75 |  |  | 20 | 0.92251 | 81514.75 | 4.613% | 12203.0451 | 81514.75 | 46828.0896 | 139760.7951 | 43776.8436 | 130654.1975 | 0 | 0 | 1.2593 | 157631.1955 | 1.2593 | 0 | 157631.1955 | 0 | 157631.1955 | 157631.1955 | 173394.315 | 3.6008 | 1.3271
Total Savings (kWh): | E250 | 18231137 | Industrial Energy Management {E} | 11914-1 | Process - Modification - Custom | 15 |  | Comm Flat | 1 | 1170592 |  | 409707 | 890686 | 1170592 | 409707 | 890686 |  |  | 15 | 6.4702 | 480979 | 43.13% | 114118.5296 | 480979 | 437919.6089 | 1004804.5296 | 409385.4435 | 939333.0183 | 0 | 0 | 1.0294 | 1205003.1721 | 1.0294 | 0 | 1205003.1721 | 0 | 1205003.1721 | 1205003.1721 | 1325503.4893 | 2.9434 | 1.4111
2713804.9 | E250 | 18231137 | Industrial Energy Management {E} | 12577-1 | Optimization - Refrigeration - O and M - Custom | 5 |  | Comm Refrigeration | 1 | 1009164 |  | 37189 | 52838.11 | 1009164 | 37189 | 52838.11 |  |  | 5 | 1.8593 | 15649.11 | 37.19% | 98381.2565 | 15649.11 | 377529.2367 | 151219.3665 | 352930.0147 | 141366.1462 | 0 | 0 | 0.34569 | 348856.6724 | 0.34569 | 0 | 348856.6724 | 0 | 348856.6724 | 348856.6724 | 383742.3397 | 0.98846 | 2.7145
Total Incentives: | E250 | 18231137 | Industrial Energy Management {E} | 12584-1 | Optimization - Process Heating - O and M | 5 |  | Comm Flat | 1 |  |  |  |  | 0 | 0 | 0 |  |  | 5 | 0 | 0 | 0% | 0 | 0 | 0 | 0 | 0 | 0 | 0 | 0 | 0.35807 | 0 | 0.35807 | 0 | 0 | 0 | 0 | 0 | 0 | 0 | #DIV/0!
555646 | E250 | 18231137 | Industrial Energy Management {E} | 12589-1 | ISEM - Performance Incentive - Year 1 | 3 |  | Comm Flat | 1 | 186306 |  | 3726 | 3726 | 186306 | 3726 | 3726 |  |  | 3 | 0.20595 | 0 | 6.865% | 18162.5765 | 0 | 69697.2563 | 21888.5765 | 65155.8907 | 20462.3507 | 0 | 0 | 0.22069 | 41115.0428 | 0.22069 | 0 | 41115.0428 | 0 | 41115.0428 | 41115.0428 | 45226.5471 | 0.63103 | 2.2102
Total Customer Costs: | E250 | 18231137 | Industrial Energy Management {E} | 12592-1 | ISEM - Milestone Incentive 1 | 0 |  | Comm Flat | 1 |  |  | 4000 | 4000 | 0 | 4000 | 4000 |  |  | 0 | 0 | 0 | 0% | 0 | 0 | 0 | 4000 | 0 | 3739.3662 | 0 | 0 | Comm Flat | #VALUE! | Comm Flat | #VALUE! | #VALUE! | #VALUE! | #VALUE! | 0 | 0 | 0 | 0
644061.86 | E250 | 18231137 | Industrial Energy Management {E} | 12593-1 | ISEM - Milestone Incentive 2 | 0 |  | Comm Flat | 1 |  |  | 4000 | 4000 | 0 | 4000 | 4000 |  |  | 0 | 0 | 0 | 0% | 0 | 0 | 0 | 4000 | 0 | 3739.3662 | 0 | 0 | Comm Flat | #VALUE! | Comm Flat | #VALUE! | #VALUE! | #VALUE! | #VALUE! | 0 | 0 | 0 | 0
Weighted Avg Life | [18 empty] | 0 | 0 | 0 | 0% | 0 | 0 | 0 | 0 | 0 | 0 | 0 | 0 | #N/A | #N/A | #N/A | #N/A | #N/A | #N/A | #N/A | 0 | 0 | 0 | #DIV/0!
10.9354 | [18 empty] | 0 | 0 | 0 | 0% | 0 | 0 | 0 | 0 | 0 | 0 | 0 | 0 | #N/A | #N/A | #N/A | #N/A | #N/A | #N/A | #N/A | 0 | 0 | 0 | #DIV/0!
Total Utility Cost | [18 empty] | 0 | 0 | 0 | 0% | 0 | 0 | 0 | 0 | 0 | 0 | 0 | 0 | #N/A | #N/A | #N/A | #N/A | #N/A | #N/A | #N/A | 0 | 0 | 0 | #DIV/0!
1015237.06 | [18 empty] | 0 | 0 | 0 | 0% | 0 | 0 | 0 | 0 | 0 | 0 | 0 | 0 | #N/A | #N/A | #N/A | #N/A | #N/A | #N/A | #N/A | 0 | 0 | 0 | #DIV/0!
Total Resource Cost | [18 empty] | 0 | 0 | 0 | 0% | 0 | 0 | 0 | 0 | 0 | 0 | 0 | 0 | #N/A | #N/A | #N/A | #N/A | #N/A | #N/A | #N/A | 0 | 0 | 0 | #DIV/0!
1464270.94 | [18 empty] | 0 | 0 | 0 | 0% | 0 | 0 | 0 | 0 | 0 | 0 | 0 | 0 | #N/A | #N/A | #N/A | #N/A | #N/A | #N/A | #N/A | 0 | 0 | 0 | #DIV/0!
UC B/C Ratio | [18 empty] | 0 | 0 | 0 | 0% | 0 | 0 | 0 | 0 | 0 | 0 | 0 | 0 | #N/A | #N/A | #N/A | #N/A | #N/A | #N/A | #N/A | 0 | 0 | 0 | #DIV/0!
2.1205 | [18 empty] | 0 | 0 | 0 | 0% | 0 | 0 | 0 | 0 | 0 | 0 | 0 | 0 | #N/A | #N/A | #N/A | #N/A | #N/A | #N/A | #N/A | 0 | 0 | 0 | #DIV/0!
TRC B/C Ratio | [18 empty] | 0 | 0 | 0 | 0% | 0 | 0 | 0 | 0 | 0 | 0 | 0 | 0 | #N/A | #N/A | #N/A | #N/A | #N/A | #N/A | #N/A | 0 | 0 | 0 | #DIV/0!
1.6173 | [18 empty] | 0 | 0 | 0 | 0% | 0 | 0 | 0 | 0 | 0 | 0 | 0 | 0 | #N/A | #N/A | #N/A | #N/A | #N/A | #N/A | #N/A | 0 | 0 | 0 | #DIV/0!

## CBA {E}
Rtn to Summary |  | Order Number | Program Name | Discount Rate: | 6.97% | [9 empty] | Paste in incentives but use DBtC for Total
| Program: | 18230013 | Clean Buildings Accelerator {E}
| paste |  |  | paste | paste | paste | paste | paste | paste | paste | paste | paste | paste | Paste | paste | paste | paste | paste | Formula: G + H | Formula: (O/A10)*T | Formula: N - M | Formula: O/A10 | Formula: W*A8 | Formula: Q - P | Formula: X + DBtC | Formula: Q + X | Formula: Z/(1+ElecDiscountRate)^1 | Formula: AA/(1+ElecDiscountRate)^1 | Formula: -PV (ElecDiscount Rate,T,R)*J | Formula: - PV (ElecDiscount Rate, T, S)*J |  | AF*J*K |  | AH*J*L | AG + AI |  | AG +AI -AK | formula: Logic to lookup from AC tables and adjust by savings and quantity | Formula: Utility Savings (AM)*1.1+AD+AE | formula: AM/AB | formula: AN/AC
| Sch. No. | Order Number | Program Name | Measure Version | Measure Name | First Period Measure Life | Second period Measure Life | Electric End-Use Type | Number of units offered | Savings per Unit Period 1 | Savngs per Unit Period 2 | Incentives Per Unit | Incremental Measure Cost per Unit | Total First Year Savings | Total Incentive | Total Incremental Measure Cost | Unit First Year Non-Energy Benefits | Unit Annual Net Equipment O&M | Total Measure Life | Weighted Life | Agency or Customer Cost per Unit | Percent Unit overhead | Program Overhead Cost | Total Customer Cost | Total Utility Program Costs | Total Resource Cost | PV Total Utility Program Costs | PV Total Resource Costs | PV Total Non-Energy Benefits | PV Total Net Equipment O&M | Unit PV First period Savings for 1 kWh | Total First Period Savings | Unit PV Savings for Second Period for 1 kWh | Total Second period Savings | Unadjusted Total | Decrement | Final UC Total Savings | PV Total Savings UC | PV Total Savings TRC | UC B/C Ratio | TRC B/C Ratio
DBTC: | E250 | 18230013 | Clean Buildings Accelerator {E} | 13194-1 | CBA - Base - Custom | 5 |  | Comm Flat | 1 | 49410 |  |  |  | 49410 | 0 | 0 |  |  | 5 | 5 | 0 | 100% | 42645 | 0 | 42645 | 42645 | 39866.3177 | 39866.3177 | 0 | 0 | 0.35807 | 17692.3467 | 0.35807 | 0 | 17692.3467 | 0 | 17692.3467 | 17692.3467 | 19461.5813 | 0.44379 | 0.48817
0 | E250 | [17 empty] | 0 | 0 | 0 | 0% | 0 | 0 | 0 | 0 | 0 | 0 | 0 | 0 | #N/A | #N/A | #N/A | #N/A | #N/A | #N/A | #N/A | 0 | 0 | 0 | #DIV/0!
Program Costs: | E250 | [17 empty] | 0 | 0 | 0 | 0% | 0 | 0 | 0 | 0 | 0 | 0 | 0 | 0 | #N/A | #N/A | #N/A | #N/A | #N/A | #N/A | #N/A | 0 | 0 | 0 | #DIV/0!
42645 | E250 | [17 empty] | 0 | 0 | 0 | 0% | 0 | 0 | 0 | 0 | 0 | 0 | 0 | 0 | #N/A | #N/A | #N/A | #N/A | #N/A | #N/A | #N/A | 0 | 0 | 0 | #DIV/0!
Total Savings (kWh): | E250 | [17 empty] | 0 | 0 | 0 | 0% | 0 | 0 | 0 | 0 | 0 | 0 | 0 | 0 | #N/A | #N/A | #N/A | #N/A | #N/A | #N/A | #N/A | 0 | 0 | 0 | #DIV/0!
49410 | E250 | [17 empty] | 0 | 0 | 0 | 0% | 0 | 0 | 0 | 0 | 0 | 0 | 0 | 0 | #N/A | #N/A | #N/A | #N/A | #N/A | #N/A | #N/A | 0 | 0 | 0 | #DIV/0!
Total Incentives: | E250 | [17 empty] | 0 | 0 | 0 | 0% | 0 | 0 | 0 | 0 | 0 | 0 | 0 | 0 | #N/A | #N/A | #N/A | #N/A | #N/A | #N/A | #N/A | 0 | 0 | 0 | #DIV/0!
0 | E250 | [17 empty] | 0 | 0 | 0 | 0% | 0 | 0 | 0 | 0 | 0 | 0 | 0 | 0 | #N/A | #N/A | #N/A | #N/A | #N/A | #N/A | #N/A | 0 | 0 | 0 | #DIV/0!
Total Customer Costs: | E250 | [17 empty] | 0 | 0 | 0 | 0% | 0 | 0 | 0 | 0 | 0 | 0 | 0 | 0 | #N/A | #N/A | #N/A | #N/A | #N/A | #N/A | #N/A | 0 | 0 | 0 | #DIV/0!
0 | E250 | [17 empty] | 0 | 0 | 0 | 0% | 0 | 0 | 0 | 0 | 0 | 0 | 0 | 0 | #N/A | #N/A | #N/A | #N/A | #N/A | #N/A | #N/A | 0 | 0 | 0 | #DIV/0!
Weighted Avg Life | [18 empty] | 0 | 0 | 0 | 0% | 0 | 0 | 0 | 0 | 0 | 0 | 0 | 0 | #N/A | #N/A | #N/A | #N/A | #N/A | #N/A | #N/A | 0 | 0 | 0 | #DIV/0!
5 | [18 empty] | 0 | 0 | 0 | 0% | 0 | 0 | 0 | 0 | 0 | 0 | 0 | 0 | #N/A | #N/A | #N/A | #N/A | #N/A | #N/A | #N/A | 0 | 0 | 0 | #DIV/0!
Total Utility Cost | [18 empty] | 0 | 0 | 0 | 0% | 0 | 0 | 0 | 0 | 0 | 0 | 0 | 0 | #N/A | #N/A | #N/A | #N/A | #N/A | #N/A | #N/A | 0 | 0 | 0 | #DIV/0!
42645 | [18 empty] | 0 | 0 | 0 | 0% | 0 | 0 | 0 | 0 | 0 | 0 | 0 | 0 | #N/A | #N/A | #N/A | #N/A | #N/A | #N/A | #N/A | 0 | 0 | 0 | #DIV/0!
Total Resource Cost | [18 empty] | 0 | 0 | 0 | 0% | 0 | 0 | 0 | 0 | 0 | 0 | 0 | 0 | #N/A | #N/A | #N/A | #N/A | #N/A | #N/A | #N/A | 0 | 0 | 0 | #DIV/0!
42645 | [18 empty] | 0 | 0 | 0 | 0% | 0 | 0 | 0 | 0 | 0 | 0 | 0 | 0 | #N/A | #N/A | #N/A | #N/A | #N/A | #N/A | #N/A | 0 | 0 | 0 | #DIV/0!
UC B/C Ratio | [18 empty] | 0 | 0 | 0 | 0% | 0 | 0 | 0 | 0 | 0 | 0 | 0 | 0 | #N/A | #N/A | #N/A | #N/A | #N/A | #N/A | #N/A | 0 | 0 | 0 | #DIV/0!
0.44379 | [18 empty] | 0 | 0 | 0 | 0% | 0 | 0 | 0 | 0 | 0 | 0 | 0 | 0 | #N/A | #N/A | #N/A | #N/A | #N/A | #N/A | #N/A | 0 | 0 | 0 | #DIV/0!
TRC B/C Ratio | [18 empty] | 0 | 0 | 0 | 0% | 0 | 0 | 0 | 0 | 0 | 0 | 0 | 0 | #N/A | #N/A | #N/A | #N/A | #N/A | #N/A | #N/A | 0 | 0 | 0 | #DIV/0!
0.48817 | [18 empty] | 0 | 0 | 0 | 0% | 0 | 0 | 0 | 0 | 0 | 0 | 0 | 0 | #N/A | #N/A | #N/A | #N/A | #N/A | #N/A | #N/A | 0 | 0 | 0 | #DIV/0!

## CI New Construction {E}
Rtn to Summary |  | Order Number | Program Name | Discount Rate: | 6.97% | [9 empty] | Paste in incentives but use DBtC for Total
| Program: | 18230715 | Commercial Industrial New Construction {E}
| paste |  |  | paste | paste | paste | paste | paste | paste | paste | paste | paste | paste | Paste | paste | paste | paste | paste | Formula: G + H | Formula: (O/A10)*T | Formula: N - M | Formula: O/A10 | Formula: W*A8 | Formula: Q - P | Formula: X + DBtC | Formula: Q + X | Formula: Z/(1+ElecDiscountRate)^1 | Formula: AA/(1+ElecDiscountRate)^1 | Formula: -PV (ElecDiscount Rate,T,R)*J | Formula: - PV (ElecDiscount Rate, T, S)*J |  | AF*J*K |  | AH*J*L | AG + AI |  | AG +AI -AK | formula: Logic to lookup from AC tables and adjust by savings and quantity | Formula: Utility Savings (AM)*1.1+AD+AE | formula: AM/AB | formula: AN/AC
| Sch. No. | Order Number | Program Name | Measure Version | Measure Name | First Period Measure Life | Second period Measure Life | Electric End-Use Type | Number of units offered | Savings per Unit Period 1 | Savngs per Unit Period 2 | Incentives Per Unit | Incremental Measure Cost per Unit | Total First Year Savings | Total Incentive | Total Incremental Measure Cost | Unit First Year Non-Energy Benefits | Unit Annual Net Equipment O&M | Total Measure Life | Weighted Life | Agency or Customer Cost per Unit | Percent Unit overhead | Program Overhead Cost | Total Customer Cost | Total Utility Program Costs | Total Resource Cost | PV Total Utility Program Costs | PV Total Resource Costs | PV Total Non-Energy Benefits | PV Total Net Equipment O&M | Unit PV First period Savings for 1 kWh | Total First Period Savings | Unit PV Savings for Second Period for 1 kWh | Total Second period Savings | Unadjusted Total | Decrement | Final UC Total Savings | PV Total Savings UC | PV Total Savings TRC | UC B/C Ratio | TRC B/C Ratio
DBTC: | E251 | 18230715 | Commercial Industrial New Construction {E} | 10042-1 | Water Heater - Commercial - Custom | 15 |  | Comm Water Heat | 1 |  |  |  |  | 0 | 0 | 0 |  |  | 15 | 0 | 0 | 0% | 0 | 0 | 0 | 0 | 0 | 0 | 0 | 0 | 1.0179 | 0 | 1.0179 | 0 | 0 | 0 | 0 | 0 | 0 | 0 | #DIV/0!
1882382.8 | E251 | 18230715 | Commercial Industrial New Construction {E} | 10055-1 | Whole Building Design - Custom | 15 |  | Comm Flat | 1 | 36878 |  | 11063 | 11063 | 36878 | 11063 | 11063 |  |  | 15 | 0.061045 | 0 | 0.407% | 1234.4908 | 0 | 8895.1798 | 12297.4908 | 8315.5836 | 11496.2053 | 0 | 0 | 1.0294 | 37962.0799 | 1.0294 | 0 | 37962.0799 | 0 | 37962.0799 | 37962.0799 | 41758.2878 | 4.5652 | 3.6324
Program Costs: | E251 | 18230715 | Commercial Industrial New Construction {E} | 10055-1 | Whole Building Design - Custom | 15 |  | Comm Flat | 1 | 80610 |  | 28214 | 28214 | 80610 | 28214 | 28214 |  |  | 15 | 0.13344 | 0 | 0.8896% | 2698.4191 | 0 | 19443.5826 | 30912.4191 | 18176.6688 | 28898.2137 | 0 | 0 | 1.0294 | 82979.6425 | 1.0294 | 0 | 82979.6425 | 0 | 82979.6425 | 82979.6425 | 91277.6068 | 4.5652 | 3.1586
303338.8 | E251 | 18230715 | Commercial Industrial New Construction {E} | 10055-1 | Whole Building Design - Custom | 15 |  | Comm Flat | 1 | 1387316 |  | 455844 | 455844 | 1387316 | 455844 | 455844 |  |  | 15 | 2.2965 | 0 | 15.31% | 46440.3927 | 0 | 334628.3744 | 502284.3927 | 312824.5063 | 469556.3174 | 0 | 0 | 1.0294 | 1428098.0741 | 1.0294 | 0 | 1428098.0741 | 0 | 1428098.0741 | 1428098.0741 | 1570907.8815 | 4.5652 | 3.3455
Total Savings (kWh): | E251 | 18230715 | Commercial Industrial New Construction {E} | 10056-1 | Unitary Equipment - Custom | 15 |  | Comm Space Heat | 1 |  |  |  |  | 0 | 0 | 0 |  |  | 15 | 0 | 0 | 0% | 0 | 0 | 0 | 0 | 0 | 0 | 0 | 0 | 1.3788 | 0 | 1.3788 | 0 | 0 | 0 | 0 | 0 | 0 | 0 | #DIV/0!
9061654 | E251 | 18230715 | Commercial Industrial New Construction {E} | 10056-1 | Unitary Equipment - Custom | 15 |  | Comm Space Heat | 1 | 1511 |  | 1184.8 | 2991.82 | 1511 | 1184.8 | 2991.82 |  |  | 15 | 0.0025012 | 1807.02 | 0.01667% | 50.5807 | 1807.02 | 364.4616 | 3042.4007 | 340.7139 | 2844.1626 | 0 | 0 | 1.3788 | 2083.3408 | 1.3788 | 0 | 2083.3408 | 0 | 2083.3408 | 2083.3408 | 2291.6749 | 6.1146 | 0.80575
Total Incentives: | E251 | 18230715 | Commercial Industrial New Construction {E} | 10058-1 | Fan - VFD - Custom | 15 |  | Comm Flat | 1 | 219761 |  | 22900 | 24646 | 219761 | 22900 | 24646 |  |  | 15 | 0.36378 | 1746 | 2.425% | 7356.4978 | 1746 | 53007.5817 | 32002.4978 | 49553.6895 | 29917.2645 | 0 | 0 | 1.0294 | 226221.1788 | 1.0294 | 0 | 226221.1788 | 0 | 226221.1788 | 226221.1788 | 248843.2967 | 4.5652 | 8.3177
1882382.8 | E251 | 18230715 | Commercial Industrial New Construction {E} | 10059-1 | Lighting - Custom | 20 |  | Comm Lighting | 1 | 25282 |  | 4424 | 4424 | 25282 | 4424 | 4424 |  |  | 20 | 0.0558 | 0 | 0.279% | 846.3148 | 0 | 6098.1597 | 5270.3148 | 5700.8131 | 4926.9092 | 0 | 0 | 1.3193 | 33353.3488 | 1.3193 | 0 | 33353.3488 | 0 | 33353.3488 | 33353.3488 | 36688.6837 | 5.8506 | 7.4466
Total Customer Costs: | E251 | 18230715 | Commercial Industrial New Construction {E} | 10059-1 | Lighting - Custom | 1 |  | Comm Lighting | 1 | 4056 |  | 3943 | 3943 | 4056 | 3943 | 3943 |  |  | 1 | 0.0004476 | 0 | 0.04476% | 135.7746 | 0 | 978.3299 | 4078.7746 | 914.5834 | 3813.0079 | 0 | 0 | 0.081625 | 331.0726 | 0.081625 | 0 | 331.0726 | 0 | 331.0726 | 331.0726 | 364.1798 | 0.36199 | 0.09551
673138.02 | E251 | 18230715 | Commercial Industrial New Construction {E} | 10059-1 | Lighting - Custom | 7 |  | Comm Lighting | 1 | 4892300 |  | 776511 | 1256311 | 4892300 | 776511 | 1256311 |  |  | 7 | 3.7792 | 479800 | 53.99% | 163769.706 | 479800 | 1180050.1083 | 1420080.706 | 1103159.8656 | 1327550.4403 | 0 | 0 | 0.51472 | 2518158.7719 | 0.51472 | 0 | 2518158.7719 | 0 | 2518158.7719 | 2518158.7719 | 2769974.6491 | 2.2827 | 2.0865
Weighted Avg Life | E251 | 18230715 | Commercial Industrial New Construction {E} | 10059-1 | Lighting - Custom | 10 |  | Comm Lighting | 1 | 283870 |  | 49678 | 91384 | 283870 | 49678 | 91384 |  |  | 10 | 0.31327 | 41706 | 3.133% | 9502.5461 | 41706 | 68471.0309 | 100886.5461 | 64009.5642 | 94312.9346 | 0 | 0 | 0.72787 | 206621.1483 | 0.72787 | 0 | 206621.1483 | 0 | 206621.1483 | 206621.1483 | 227283.2632 | 3.228 | 2.4099
10.5463 | E251 | 18230715 | Commercial Industrial New Construction {E} | 10059-1 | Lighting - Custom | 11 |  | Comm Lighting | 1 | 123798 |  | 21665 | 32477 | 123798 | 21665 | 32477 |  |  | 11 | 0.15028 | 10812 | 1.366% | 4144.1371 | 10812 | 29860.7696 | 36621.1371 | 27915.088 | 34234.9604 | 0 | 0 | 0.79882 | 98892.0986 | 0.79882 | 0 | 98892.0986 | 0 | 98892.0986 | 98892.0986 | 108781.3084 | 3.5426 | 3.1775
Total Utility Cost | E251 | 18230715 | Commercial Industrial New Construction {E} | 10059-1 | Lighting - Custom | 13 |  | Comm Lighting | 1 | 263694 |  | 46146 | 106818 | 263694 | 46146 | 106818 |  |  | 13 | 0.3783 | 60672 | 2.91% | 8827.1547 | 60672 | 63604.4669 | 115645.1547 | 59460.098 | 108109.895 | 0 | 0 | 0.93164 | 245669.0376 | 0.93164 | 0 | 245669.0376 | 0 | 245669.0376 | 245669.0376 | 270235.9413 | 4.1317 | 2.4996
2185721.6 | E251 | 18230715 | Commercial Industrial New Construction {E} | 10059-1 | Lighting - Custom | 15 |  | Comm Lighting | 1 | 31273 |  | 6136 | 6136 | 31273 | 6136 | 6136 |  |  | 15 | 0.051767 | 0 | 0.3451% | 1046.8634 | 0 | 7543.2224 | 7182.8634 | 7051.7177 | 6714.8392 | 0 | 0 | 1.0546 | 32980.2085 | 1.0546 | 0 | 32980.2085 | 0 | 32980.2085 | 32980.2085 | 36278.2294 | 4.6769 | 5.4027
Total Resource Cost | E251 | 18230715 | Commercial Industrial New Construction {E} | 10059-1 | Lighting - Custom | 20 |  | Comm Lighting | 1 | 88510 |  | 6446 | 6446 | 88510 | 6446 | 6446 |  |  | 20 | 0.19535 | 0 | 0.9768% | 2962.8716 | 0 | 21349.1068 | 9408.8716 | 19958.0319 | 8795.804 | 0 | 0 | 1.3193 | 116767.0635 | 1.3193 | 0 | 116767.0635 | 0 | 116767.0635 | 116767.0635 | 128443.7699 | 5.8506 | 14.6028
2858859.62 | E251 | 18230715 | Commercial Industrial New Construction {E} | 10071-1 | Compressor or Dryer or Receiver - Custom | 15 |  | Comm Flat | 1 | 7604 |  | 2281 | 2281 | 7604 | 2281 | 2281 |  |  | 15 | 0.012587 | 0 | 0.08391% | 254.5438 | 0 | 1834.1273 | 2535.5438 | 1714.6184 | 2370.3317 | 0 | 0 | 1.0294 | 7827.5301 | 1.0294 | 0 | 7827.5301 | 0 | 7827.5301 | 7827.5301 | 8610.2831 | 4.5652 | 3.6325
UC B/C Ratio | E251 | 18230715 | Commercial Industrial New Construction {E} | 10076-1 | Lighting Power Density Reduction - Custom | 15 |  | Comm Lighting | 1 | 1422037 |  | 407348 | 440817 | 1422037 | 407348 | 440817 |  |  | 15 | 2.3539 | 33469 | 15.69% | 47602.678 | 33469 | 343003.2737 | 488419.678 | 320653.7101 | 456595.006 | 0 | 0 | 1.0546 | 1499666.7035 | 1.0546 | 0 | 1499666.7035 | 0 | 1499666.7035 | 1499666.7035 | 1649633.3738 | 4.6769 | 3.6129
3.3229 | E251 | 18230715 | Commercial Industrial New Construction {E} | 10261-1 | Refrigeration - Custom | 20 |  | Comm Refrigeration | 1 | 112241 |  | 16988 | 24268 | 112241 | 16988 | 24268 |  |  | 20 | 0.24773 | 7280 | 1.239% | 3757.2666 | 7280 | 27073.1566 | 28025.2666 | 25309.1116 | 26199.1835 | 0 | 0 | 1.2593 | 141343.5831 | 1.2593 | 0 | 141343.5831 | 0 | 141343.5831 | 141343.5831 | 155477.9414 | 5.5847 | 5.9345
TRC B/C Ratio | E251 | 18230715 | Commercial Industrial New Construction {E} | 11913-1 | Process - Control - Custom | 10 |  | Comm Flat | 1 | 20216 |  | 7076 | 12000 | 20216 | 7076 | 12000 |  |  | 10 | 0.022309 | 4924 | 0.2231% | 676.7304 | 4924 | 4876.2122 | 12676.7304 | 4558.4858 | 11850.7343 | 0 | 0 | 0.7084 | 14320.9574 | 0.7084 | 0 | 14320.9574 | 0 | 14320.9574 | 14320.9574 | 15753.0531 | 3.1416 | 1.3293
2.7946 | E251 | 18230715 | Commercial Industrial New Construction {E} | 12308-1 | HVAC - VRF - Custom | 20 |  | Comm Space Heat | 1 | 50058 |  | 12673 | 43595 | 50058 | 12673 | 43595 |  |  | 20 | 0.11048 | 30922 | 0.5524% | 1675.6912 | 30922 | 12074.2694 | 45270.6912 | 11287.5287 | 42320.9229 | 0 | 0 | 1.7026 | 85228.5447 | 1.7026 | 0 | 85228.5447 | 0 | 85228.5447 | 85228.5447 | 93751.3991 | 7.5507 | 2.2152
| E251 | 18230715 | Commercial Industrial New Construction {E} | 12323-1 | Lighting - Base - Custom | 15 |  | Comm Lighting | 1 | 10639 |  | 1862 | 1862 | 10639 | 1862 | 1862 |  |  | 15 | 0.017611 | 0 | 0.1174% | 356.1404 | 0 | 2566.1863 | 2218.1404 | 2398.9775 | 2073.6098 | 0 | 0 | 1.0546 | 11219.7883 | 1.0546 | 0 | 11219.7883 | 0 | 11219.7883 | 11219.7883 | 12341.7671 | 4.6769 | 5.9518
[19 empty] | 0 | 0 | 0 | 0% | 0 | 0 | 0 | 0 | 0 | 0 | 0 | 0 | #N/A | #N/A | #N/A | #N/A | #N/A | #N/A | #N/A | 0 | 0 | 0 | #DIV/0!
[19 empty] | 0 | 0 | 0 | 0% | 0 | 0 | 0 | 0 | 0 | 0 | 0 | 0 | #N/A | #N/A | #N/A | #N/A | #N/A | #N/A | #N/A | 0 | 0 | 0 | #DIV/0!

## Com SEM {E}
Rtn to Summary |  | Order Number | Program Name | Discount Rate: | 6.97% | [9 empty] | Paste in incentives but use DBtC for Total
| Program: | 18230723 | Commercial Strategic Energy Management {E}
| paste |  |  | paste | paste | paste | paste | paste | paste | paste | paste | paste | paste | Paste | paste | paste | paste | paste | Formula: G + H | Formula: (O/A10)*T | Formula: N - M | Formula: O/A10 | Formula: W*A8 | Formula: Q - P | Formula: X + DBtC | Formula: Q + X | Formula: Z/(1+ElecDiscountRate)^1 | Formula: AA/(1+ElecDiscountRate)^1 | Formula: -PV (ElecDiscount Rate,T,R)*J | Formula: - PV (ElecDiscount Rate, T, S)*J |  | AF*J*K |  | AH*J*L | AG + AI |  | AG +AI -AK | formula: Logic to lookup from AC tables and adjust by savings and quantity | Formula: Utility Savings (AM)*1.1+AD+AE | formula: AM/AB | formula: AN/AC
| Sch. No. | Order Number | Program Name | Measure Version | Measure Name | First Period Measure Life | Second period Measure Life | Electric End-Use Type | Number of units offered | Savings per Unit Period 1 | Savngs per Unit Period 2 | Incentives Per Unit | Incremental Measure Cost per Unit | Total First Year Savings | Total Incentive | Total Incremental Measure Cost | Unit First Year Non-Energy Benefits | Unit Annual Net Equipment O&M | Total Measure Life | Weighted Life | Agency or Customer Cost per Unit | Percent Unit overhead | Program Overhead Cost | Total Customer Cost | Total Utility Program Costs | Total Resource Cost | PV Total Utility Program Costs | PV Total Resource Costs | PV Total Non-Energy Benefits | PV Total Net Equipment O&M | Unit PV First period Savings for 1 kWh | Total First Period Savings | Unit PV Savings for Second Period for 1 kWh | Total Second period Savings | Unadjusted Total | Decrement | Final UC Total Savings | PV Total Savings UC | PV Total Savings TRC | UC B/C Ratio | TRC B/C Ratio
DBTC: | E253 | 18230723 | Commercial Strategic Energy Management {E} | 12092-1 | CSEM - Performance Incentive - Year 1 | 3 |  | Comm Flat | 1 | 2444409 |  | 60628 | 97776 | 2444409 | 60628 | 97776 |  |  | 3 | 1.1118 | 37148 | 37.06% | 315346.1098 | 37148 | 459292.8367 | 413122.1098 | 429366.0247 | 386203.7112 | 0 | 0 | 0.22069 | 539445.7545 | 0.22069 | 0 | 539445.7545 | 0 | 539445.7545 | 539445.7545 | 593390.33 | 1.2564 | 1.5365
388417 | E253 | 18230723 | Commercial Strategic Energy Management {E} | 12093-1 | CSEM - Performance Incentive - Year 2 | 3 |  | Comm Flat | 1 | 2123958 |  | 51494 | 84958 | 2123958 | 51494 | 84958 |  |  | 3 | 0.96604 | 33464 | 32.2% | 274005.6565 | 33464 | 399081.6164 | 358963.6565 | 373078.0746 | 335574.139 | 0 | 0 | 0.22069 | 468726.848 | 0.22069 | 0 | 468726.848 | 0 | 468726.848 | 468726.848 | 515599.5328 | 1.2564 | 1.5365
Program Costs: | E253 | 18230723 | Commercial Strategic Energy Management {E} | 12094-1 | CSEM - Performance Incentive - Year 3 | 3 |  | Comm Flat | 1 | 23024 |  | 460 | 921 | 23024 | 460 | 921 |  |  | 3 | 0.010472 | 461 | 0.3491% | 2970.2594 | 461 | 4326.1002 | 3891.2594 | 4044.2182 | 3637.711 | 0 | 0 | 0.22069 | 5081.0642 | 0.22069 | 0 | 5081.0642 | 0 | 5081.0642 | 5081.0642 | 5589.1706 | 1.2564 | 1.5365
850910.56 | E253 | 18230723 | Commercial Strategic Energy Management {E} | 12094-1 | CSEM - Performance Incentive - Year 3 | 3 |  | Comm Flat | 1 | 2004452 |  | 40436 | 95620 | 2004452 | 40436 | 95620 |  |  | 3 | 0.91169 | 55184 | 30.39% | 258588.5343 | 55184 | 376627.0068 | 354208.5343 | 352086.5727 | 331128.8532 | 0 | 0 | 0.22069 | 442353.6002 | 0.22069 | 0 | 442353.6002 | 0 | 442353.6002 | 442353.6002 | 486588.9602 | 1.2564 | 1.4695
Total Savings (kWh): | E253 | 18230723 | Commercial Strategic Energy Management {E} | 12095-1 | CSEM - Target Incentive - Year 1 | 3 |  | Comm Flat | 1 |  |  | 76723 | 76723 | 0 | 76723 | 76723 |  |  | 3 | 0 | 0 | 0% | 0 | 0 | 0 | 76723 | 0 | 71723.8478 | 0 | 0 | 0.22069 | 0 | 0.22069 | 0 | 0 | 0 | 0 | 0 | 0 | 0 | 0
6595843 | E253 | 18230723 | Commercial Strategic Energy Management {E} | 12096-1 | CSEM - Target Incentive - Year 2 | 3 |  | Comm Flat | 1 |  |  | 60000 | 60000 | 0 | 60000 | 60000 |  |  | 3 | 0 | 0 | 0% | 0 | 0 | 0 | 60000 | 0 | 56090.4927 | 0 | 0 | 0.22069 | 0 | 0.22069 | 0 | 0 | 0 | 0 | 0 | 0 | 0 | 0
Total Incentives: | E253 | 18230723 | Commercial Strategic Energy Management {E} | 12097-1 | CSEM - Target Incentive - Year 3 | 3 |  | Comm Flat | 1 |  |  | 3400 | 3400 | 0 | 3400 | 3400 |  |  | 3 | 0 | 0 | 0% | 0 | 0 | 0 | 3400 | 0 | 3178.4613 | 0 | 0 | 0.22069 | 0 | 0.22069 | 0 | 0 | 0 | 0 | 0 | 0 | 0 | 0
388417 | E253 | 18230723 | Commercial Strategic Energy Management {E} | 12097-1 | CSEM - Target Incentive - Year 3 | 3 |  | Comm Flat | 1 |  |  | 71690 | 71690 | 0 | 71690 | 71690 |  |  | 3 | 0 | 0 | 0% | 0 | 0 | 0 | 71690 | 0 | 67018.7903 | 0 | 0 | 0.22069 | 0 | 0.22069 | 0 | 0 | 0 | 0 | 0 | 0 | 0 | 0
Total Customer Costs: | E253 | 18230723 | Commercial Strategic Energy Management {E} | 12098-1 | CSEM - Start Up Incentive - Year 1 | 3 |  | Comm Flat | 1 |  |  | 19686 | 19686 | 0 | 19686 | 19686 |  |  | 3 | 0 | 0 | 0% | 0 | 0 | 0 | 19686 | 0 | 18403.2906 | 0 | 0 | 0.22069 | 0 | 0.22069 | 0 | 0 | 0 | 0 | 0 | 0 | 0 | 0
126257 | E253 | 18230723 | Commercial Strategic Energy Management {E} | 12100-1 | CSEM - Training Allowance - Year 2 | 3 |  | Comm Flat | 1 |  |  | 2600 | 2600 | 0 | 2600 | 2600 |  |  | 3 | 0 | 0 | 0% | 0 | 0 | 0 | 2600 | 0 | 2430.588 | 0 | 0 | 0.22069 | 0 | 0.22069 | 0 | 0 | 0 | 0 | 0 | 0 | 0 | 0
Weighted Avg Life | E253 | 18230723 | Commercial Strategic Energy Management {E} | 12101-1 | CSEM - Training Allowance - Year 3 | 3 |  | Comm Flat | 1 |  |  | 340 | 340 | 0 | 340 | 340 |  |  | 3 | 0 | 0 | 0% | 0 | 0 | 0 | 340 | 0 | 317.8461 | 0 | 0 | 0.22069 | 0 | 0.22069 | 0 | 0 | 0 | 0 | 0 | 0 | 0 | 0
3 | E253 | 18230723 | Commercial Strategic Energy Management {E} | 12101-1 | CSEM - Training Allowance - Year 3 | 3 |  | Comm Flat | 1 |  |  | 960 | 960 | 0 | 960 | 960 |  |  | 3 | 0 | 0 | 0% | 0 | 0 | 0 | 960 | 0 | 897.4479 | 0 | 0 | 0.22069 | 0 | 0.22069 | 0 | 0 | 0 | 0 | 0 | 0 | 0 | 0
Total Utility Cost | [18 empty] | 0 | 0 | 0 | 0% | 0 | 0 | 0 | 0 | 0 | 0 | 0 | 0 | #N/A | #N/A | #N/A | #N/A | #N/A | #N/A | #N/A | 0 | 0 | 0 | #DIV/0!
1239327.56 | [18 empty] | 0 | 0 | 0 | 0% | 0 | 0 | 0 | 0 | 0 | 0 | 0 | 0 | #N/A | #N/A | #N/A | #N/A | #N/A | #N/A | #N/A | 0 | 0 | 0 | #DIV/0!
Total Resource Cost | [18 empty] | 0 | 0 | 0 | 0% | 0 | 0 | 0 | 0 | 0 | 0 | 0 | 0 | #N/A | #N/A | #N/A | #N/A | #N/A | #N/A | #N/A | 0 | 0 | 0 | #DIV/0!
1365584.56 | [18 empty] | 0 | 0 | 0 | 0% | 0 | 0 | 0 | 0 | 0 | 0 | 0 | 0 | #N/A | #N/A | #N/A | #N/A | #N/A | #N/A | #N/A | 0 | 0 | 0 | #DIV/0!
UC B/C Ratio | [18 empty] | 0 | 0 | 0 | 0% | 0 | 0 | 0 | 0 | 0 | 0 | 0 | 0 | #N/A | #N/A | #N/A | #N/A | #N/A | #N/A | #N/A | 0 | 0 | 0 | #DIV/0!
1.2564 | [18 empty] | 0 | 0 | 0 | 0% | 0 | 0 | 0 | 0 | 0 | 0 | 0 | 0 | #N/A | #N/A | #N/A | #N/A | #N/A | #N/A | #N/A | 0 | 0 | 0 | #DIV/0!
TRC B/C Ratio | [18 empty] | 0 | 0 | 0 | 0% | 0 | 0 | 0 | 0 | 0 | 0 | 0 | 0 | #N/A | #N/A | #N/A | #N/A | #N/A | #N/A | #N/A | 0 | 0 | 0 | #DIV/0!
1.2542 | [18 empty] | 0 | 0 | 0 | 0% | 0 | 0 | 0 | 0 | 0 | 0 | 0 | 0 | #N/A | #N/A | #N/A | #N/A | #N/A | #N/A | #N/A | 0 | 0 | 0 | #DIV/0!
[19 empty] | 0 | 0 | 0 | 0% | 0 | 0 | 0 | 0 | 0 | 0 | 0 | 0 | #N/A | #N/A | #N/A | #N/A | #N/A | #N/A | #N/A | 0 | 0 | 0 | #DIV/0!
[19 empty] | 0 | 0 | 0 | 0% | 0 | 0 | 0 | 0 | 0 | 0 | 0 | 0 | #N/A | #N/A | #N/A | #N/A | #N/A | #N/A | #N/A | 0 | 0 | 0 | #DIV/0!
[19 empty] | 0 | 0 | 0 | 0% | 0 | 0 | 0 | 0 | 0 | 0 | 0 | 0 | #N/A | #N/A | #N/A | #N/A | #N/A | #N/A | #N/A | 0 | 0 | 0 | #DIV/0!
[19 empty] | 0 | 0 | 0 | 0% | 0 | 0 | 0 | 0 | 0 | 0 | 0 | 0 | #N/A | #N/A | #N/A | #N/A | #N/A | #N/A | #N/A | 0 | 0 | 0 | #DIV/0!

## P4P {E}
Rtn to Summary |  | Order Number | Program Name | Discount Rate: | 6.97% | [9 empty] | Paste in incentives but use DBtC for Total
| Program: | 18236102 | Pay for Performance {E}
| paste |  |  | paste | paste | paste | paste | paste | paste | paste | paste | paste | paste | Paste | paste | paste | paste | paste | Formula: G + H | Formula: (O/A10)*T | Formula: N - M | Formula: O/A10 | Formula: W*A8 | Formula: Q - P | Formula: X + DBtC | Formula: Q + X | Formula: Z/(1+ElecDiscountRate)^1 | Formula: AA/(1+ElecDiscountRate)^1 | Formula: -PV (ElecDiscount Rate,T,R)*J | Formula: - PV (ElecDiscount Rate, T, S)*J |  | AF*J*K |  | AH*J*L | AG + AI |  | AG +AI -AK | formula: Logic to lookup from AC tables and adjust by savings and quantity | Formula: Utility Savings (AM)*1.1+AD+AE | formula: AM/AB | formula: AN/AC
| Sch. No. | Order Number | Program Name | Measure Version | Measure Name | First Period Measure Life | Second period Measure Life | Electric End-Use Type | Number of units offered | Savings per Unit Period 1 | Savngs per Unit Period 2 | Incentives Per Unit | Incremental Measure Cost per Unit | Total First Year Savings | Total Incentive | Total Incremental Measure Cost | Unit First Year Non-Energy Benefits | Unit Annual Net Equipment O&M | Total Measure Life | Weighted Life | Agency or Customer Cost per Unit | Percent Unit overhead | Program Overhead Cost | Total Customer Cost | Total Utility Program Costs | Total Resource Cost | PV Total Utility Program Costs | PV Total Resource Costs | PV Total Non-Energy Benefits | PV Total Net Equipment O&M | Unit PV First period Savings for 1 kWh | Total First Period Savings | Unit PV Savings for Second Period for 1 kWh | Total Second period Savings | Unadjusted Total | Decrement | Final UC Total Savings | PV Total Savings UC | PV Total Savings TRC | UC B/C Ratio | TRC B/C Ratio
DBTC: |  | 18236102 | Pay for Performance {E} | 12196-1 | PFP: Base Incentive - Year 1 | 14 |  | Comm Flat | 1 | 80136 |  | 28048 | 64510 | 80136 | 28048 | 64510 |  |  | 14 | 14 | 36462 | 100% | 9575.28 | 36462 | 37623.28 | 74085.28 | 35171.8052 | 69257.9976 | 0 | 0 | 0.97007 | 77737.3711 | 0.97007 | 0 | 77737.3711 | 0 | 77737.3711 | 77737.3711 | 85511.1082 | 2.2102 | 1.2347
28048 | [18 empty] | 0 | 0 | 0 | 0% | 0 | 0 | 0 | 0 | 0 | 0 | 0 | 0 | #N/A | #N/A | #N/A | #N/A | #N/A | #N/A | #N/A | 0 | 0 | 0 | #DIV/0!
Program Costs: | [18 empty] | 0 | 0 | 0 | 0% | 0 | 0 | 0 | 0 | 0 | 0 | 0 | 0 | #N/A | #N/A | #N/A | #N/A | #N/A | #N/A | #N/A | 0 | 0 | 0 | #DIV/0!
9575.28 | [18 empty] | 0 | 0 | 0 | 0% | 0 | 0 | 0 | 0 | 0 | 0 | 0 | 0 | #N/A | #N/A | #N/A | #N/A | #N/A | #N/A | #N/A | 0 | 0 | 0 | #DIV/0!
Total Savings (kWh): | [18 empty] | 0 | 0 | 0 | 0% | 0 | 0 | 0 | 0 | 0 | 0 | 0 | 0 | #N/A | #N/A | #N/A | #N/A | #N/A | #N/A | #N/A | 0 | 0 | 0 | #DIV/0!
80136 | [18 empty] | 0 | 0 | 0 | 0% | 0 | 0 | 0 | 0 | 0 | 0 | 0 | 0 | #N/A | #N/A | #N/A | #N/A | #N/A | #N/A | #N/A | 0 | 0 | 0 | #DIV/0!
Total Incentives: | [18 empty] | 0 | 0 | 0 | 0% | 0 | 0 | 0 | 0 | 0 | 0 | 0 | 0 | #N/A | #N/A | #N/A | #N/A | #N/A | #N/A | #N/A | 0 | 0 | 0 | #DIV/0!
28048 | [18 empty] | 0 | 0 | 0 | 0% | 0 | 0 | 0 | 0 | 0 | 0 | 0 | 0 | #N/A | #N/A | #N/A | #N/A | #N/A | #N/A | #N/A | 0 | 0 | 0 | #DIV/0!
Total Customer Costs: | [18 empty] | 0 | 0 | 0 | 0% | 0 | 0 | 0 | 0 | 0 | 0 | 0 | 0 | #N/A | #N/A | #N/A | #N/A | #N/A | #N/A | #N/A | 0 | 0 | 0 | #DIV/0!
36462 | [18 empty] | 0 | 0 | 0 | 0% | 0 | 0 | 0 | 0 | 0 | 0 | 0 | 0 | #N/A | #N/A | #N/A | #N/A | #N/A | #N/A | #N/A | 0 | 0 | 0 | #DIV/0!
Weighted Avg Life | [18 empty] | 0 | 0 | 0 | 0% | 0 | 0 | 0 | 0 | 0 | 0 | 0 | 0 | #N/A | #N/A | #N/A | #N/A | #N/A | #N/A | #N/A | 0 | 0 | 0 | #DIV/0!
14 | [18 empty] | 0 | 0 | 0 | 0% | 0 | 0 | 0 | 0 | 0 | 0 | 0 | 0 | #N/A | #N/A | #N/A | #N/A | #N/A | #N/A | #N/A | 0 | 0 | 0 | #DIV/0!
Total Utility Cost | [18 empty] | 0 | 0 | 0 | 0% | 0 | 0 | 0 | 0 | 0 | 0 | 0 | 0 | #N/A | #N/A | #N/A | #N/A | #N/A | #N/A | #N/A | 0 | 0 | 0 | #DIV/0!
37623.28 | [18 empty] | 0 | 0 | 0 | 0% | 0 | 0 | 0 | 0 | 0 | 0 | 0 | 0 | #N/A | #N/A | #N/A | #N/A | #N/A | #N/A | #N/A | 0 | 0 | 0 | #DIV/0!
Total Resource Cost | [18 empty] | 0 | 0 | 0 | 0% | 0 | 0 | 0 | 0 | 0 | 0 | 0 | 0 | #N/A | #N/A | #N/A | #N/A | #N/A | #N/A | #N/A | 0 | 0 | 0 | #DIV/0!
74085.28 | [18 empty] | 0 | 0 | 0 | 0% | 0 | 0 | 0 | 0 | 0 | 0 | 0 | 0 | #N/A | #N/A | #N/A | #N/A | #N/A | #N/A | #N/A | 0 | 0 | 0 | #DIV/0!
UC B/C Ratio | [18 empty] | 0 | 0 | 0 | 0% | 0 | 0 | 0 | 0 | 0 | 0 | 0 | 0 | #N/A | #N/A | #N/A | #N/A | #N/A | #N/A | #N/A | 0 | 0 | 0 | #DIV/0!
2.2102 | [18 empty] | 0 | 0 | 0 | 0% | 0 | 0 | 0 | 0 | 0 | 0 | 0 | 0 | #N/A | #N/A | #N/A | #N/A | #N/A | #N/A | #N/A | 0 | 0 | 0 | #DIV/0!
TRC B/C Ratio | [18 empty] | 0 | 0 | 0 | 0% | 0 | 0 | 0 | 0 | 0 | 0 | 0 | 0 | #N/A | #N/A | #N/A | #N/A | #N/A | #N/A | #N/A | 0 | 0 | 0 | #DIV/0!
1.2347 | [18 empty] | 0 | 0 | 0 | 0% | 0 | 0 | 0 | 0 | 0 | 0 | 0 | 0 | #N/A | #N/A | #N/A | #N/A | #N/A | #N/A | #N/A | 0 | 0 | 0 | #DIV/0!

## LPU 449 {E}
Rtn to Summary |  | Order Number | Program Name | Discount Rate: | 6.97% | [9 empty] | Paste in incentives but use DBtC for Total
| Program: | 18230720 | High Voltage Program 449 {E}
| paste |  |  | paste | paste | paste | paste | paste | paste | paste | paste | paste | paste | Paste | paste | paste | paste | paste | Formula: G + H | Formula: (O/A10)*T | Formula: N - M | Formula: O/A10 | Formula: W*A8 | Formula: Q - P | Formula: X + DBtC | Formula: Q + X | Formula: Z/(1+ElecDiscountRate)^1 | Formula: AA/(1+ElecDiscountRate)^1 | Formula: -PV (ElecDiscount Rate,T,R)*J | Formula: - PV (ElecDiscount Rate, T, S)*J |  | AF*J*K |  | AH*J*L | AG + AI |  | AG +AI -AK | formula: Logic to lookup from AC tables and adjust by savings and quantity | Formula: Utility Savings (AM)*1.1+AD+AE | formula: AM/AB | formula: AN/AC
| Sch. No. | Order Number | Program Name | Measure Version | Measure Name | First Period Measure Life | Second period Measure Life | Electric End-Use Type | Number of units offered | Savings per Unit Period 1 | Savngs per Unit Period 2 | Incentives Per Unit | Incremental Measure Cost per Unit | Total First Year Savings | Total Incentive | Total Incremental Measure Cost | Unit First Year Non-Energy Benefits | Unit Annual Net Equipment O&M | Total Measure Life | Weighted Life | Agency or Customer Cost per Unit | Percent Unit overhead | Program Overhead Cost | Total Customer Cost | Total Utility Program Costs | Total Resource Cost | PV Total Utility Program Costs | PV Total Resource Costs | PV Total Non-Energy Benefits | PV Total Net Equipment O&M | Unit PV First period Savings for 1 kWh | Total First Period Savings | Unit PV Savings for Second Period for 1 kWh | Total Second period Savings | Unadjusted Total | Decrement | Final UC Total Savings | PV Total Savings UC | PV Total Savings TRC | UC B/C Ratio | TRC B/C Ratio
DBTC: | E258 | 18230720 | High Voltage Program 449 {E} | 10057-1 | HVAC Control - Only - Custom | 7 |  | Comm Flat | 1 | 112783 |  | 14112 | 14112 | 112783 | 14112 | 14112 |  |  | 7 | 0.10561 | 0 | 1.509% | 3787.6247 | 0 | 53701.6221 | 17899.6247 | 50202.5073 | 16733.3128 | 0 | 0 | 0.49981 | 56369.8896 | 0.49981 | 0 | 56369.8896 | 0 | 56369.8896 | 56369.8896 | 62006.8785 | 1.1229 | 3.7056
3308373.99 | E258 | 18230720 | High Voltage Program 449 {E} | 10057-1 | HVAC Control - Only - Custom | 10 |  | Comm Flat | 1 | 236140 |  | 102726 | 102726 | 236140 | 102726 | 102726 |  |  | 10 | 0.31589 | 0 | 3.159% | 7930.3592 | 0 | 112438.0539 | 110656.3592 | 105111.764 | 103446.1617 | 0 | 0 | 0.7084 | 167280.9103 | 0.7084 | 0 | 167280.9103 | 0 | 167280.9103 | 167280.9103 | 184009.0013 | 1.5915 | 1.7788
Program Costs: | E258 | 18230720 | High Voltage Program 449 {E} | 10058-1 | Fan - VFD - Custom | 15 |  | Comm Flat | 1 | 84093 |  | 42047 | 67833.74 | 84093 | 42047 | 67833.74 |  |  | 15 | 0.16874 | 25786.74 | 1.125% | 2824.12 | 25786.74 | 40040.8794 | 70657.86 | 37431.8776 | 66053.903 | 0 | 0 | 1.0294 | 86565.0301 | 1.0294 | 0 | 86565.0301 | 0 | 86565.0301 | 86565.0301 | 95221.5331 | 2.3126 | 1.4416
251049.4 | E258 | 18230720 | High Voltage Program 449 {E} | 10058-1 | Fan - VFD - Custom | 15 |  | Comm Flat | 1 | 35224 |  | 11687 | 11687 | 35224 | 11687 | 11687 |  |  | 15 | 0.07068 | 0 | 0.4712% | 1182.938 | 0 | 16771.9065 | 12869.938 | 15679.075 | 12031.3527 | 0 | 0 | 1.0294 | 36259.4582 | 1.0294 | 0 | 36259.4582 | 0 | 36259.4582 | 36259.4582 | 39885.4041 | 2.3126 | 3.3151
Total Savings (kWh): | E258 | 18230720 | High Voltage Program 449 {E} | 10059-1 | Lighting - Custom | 20 |  | Comm Lighting | 1 | 1237183 |  | 618592 | 1226165 | 1237183 | 618592 | 1226165 |  |  | 20 | 3.31 | 607573 | 16.55% | 41548.6812 | 607573 | 589084.6484 | 1267713.6812 | 550700.8025 | 1185111.4155 | 0 | 0 | 1.3193 | 1632157.1116 | 1.3193 | 0 | 1632157.1116 | 0 | 1632157.1116 | 1632157.1116 | 1795372.8228 | 2.9638 | 1.5149
7475425 | E258 | 18230720 | High Voltage Program 449 {E} | 10059-1 | Lighting - Custom | 20 |  | Comm Lighting | 1 | 2848543 |  | 1407892.26 | 3632675.76 | 2848543 | 1407892.26 | 3632675.76 |  |  | 20 | 7.6211 | 2224783.5 | 38.11% | 95663.4587 | 2224783.5 | 1356333.6642 | 3728339.2187 | 1267957.0573 | 3485406.3931 | 0 | 0 | 1.3193 | 3757948.2705 | 1.3193 | 0 | 3757948.2705 | 0 | 3757948.2705 | 3757948.2705 | 4133743.0976 | 2.9638 | 1.186
Total Incentives: | E258 | 18230720 | High Voltage Program 449 {E} | 10065-1 | Motor - Custom | 15 |  | Comm Flat | 1 | 720343 |  | 356151 | 1000998 | 720343 | 356151 | 1000998 |  |  | 15 | 1.4454 | 644847 | 9.636% | 24191.4912 | 644847 | 342991.2979 | 1025189.4912 | 320642.5146 | 958389.7272 | 0 | 0 | 1.0294 | 741518.4795 | 1.0294 | 0 | 741518.4795 | 0 | 741518.4795 | 741518.4795 | 815670.3275 | 2.3126 | 0.85108
2973641.45 | E258 | 18230720 | High Voltage Program 449 {E} | 12698-1 | Study - Engineering - Custom | 5 |  | Comm Flat | 1 |  |  | 63052.19 | 63052.19 | 0 | 63052.19 | 63052.19 |  |  | 5 | 0 | 0 | 0% | 0 | 0 | 0 | 63052.19 | 0 | 58943.8067 | 0 | 0 | 0.35807 | 0 | 0.35807 | 0 | 0 | 0 | 0 | 0 | 0 | 0 | 0
Total Customer Costs: | E258 | 18230720 | High Voltage Program 449 {E} | 12824-1 | Commissioning - Ongoing - Performance - Year 2 - Custom | 4 |  | Comm Flat | 1 | 2201116 |  | 357382 | 708723 | 2201116 | 357382 | 708723 |  |  | 4 | 1.1778 | 351341 | 29.44% | 73920.7271 | 351341 | 1048061.3175 | 782643.7271 | 979771.2607 | 731647.8705 | 0 | 0 | 0.28455 | 626320.5015 | 0.28455 | 0 | 626320.5015 | 0 | 626320.5015 | 626320.5015 | 688952.5516 | 0.63925 | 0.94164
3854331.24 | [18 empty] | 0 | 0 | 0 | 0% | 0 | 0 | 0 | 0 | 0 | 0 | 0 | 0 | #N/A | #N/A | #N/A | #N/A | #N/A | #N/A | #N/A | 0 | 0 | 0 | #DIV/0!
Weighted Avg Life | [18 empty] | 0 | 0 | 0 | 0% | 0 | 0 | 0 | 0 | 0 | 0 | 0 | 0 | #N/A | #N/A | #N/A | #N/A | #N/A | #N/A | #N/A | 0 | 0 | 0 | #DIV/0!
14.2152 | [18 empty] | 0 | 0 | 0 | 0% | 0 | 0 | 0 | 0 | 0 | 0 | 0 | 0 | #N/A | #N/A | #N/A | #N/A | #N/A | #N/A | #N/A | 0 | 0 | 0 | #DIV/0!
Total Utility Cost | [18 empty] | 0 | 0 | 0 | 0% | 0 | 0 | 0 | 0 | 0 | 0 | 0 | 0 | #N/A | #N/A | #N/A | #N/A | #N/A | #N/A | #N/A | 0 | 0 | 0 | #DIV/0!
3559423.39 | [18 empty] | 0 | 0 | 0 | 0% | 0 | 0 | 0 | 0 | 0 | 0 | 0 | 0 | #N/A | #N/A | #N/A | #N/A | #N/A | #N/A | #N/A | 0 | 0 | 0 | #DIV/0!
Total Resource Cost | [18 empty] | 0 | 0 | 0 | 0% | 0 | 0 | 0 | 0 | 0 | 0 | 0 | 0 | #N/A | #N/A | #N/A | #N/A | #N/A | #N/A | #N/A | 0 | 0 | 0 | #DIV/0!
7079022.09 | [18 empty] | 0 | 0 | 0 | 0% | 0 | 0 | 0 | 0 | 0 | 0 | 0 | 0 | #N/A | #N/A | #N/A | #N/A | #N/A | #N/A | #N/A | 0 | 0 | 0 | #DIV/0!
UC B/C Ratio | [18 empty] | 0 | 0 | 0 | 0% | 0 | 0 | 0 | 0 | 0 | 0 | 0 | 0 | #N/A | #N/A | #N/A | #N/A | #N/A | #N/A | #N/A | 0 | 0 | 0 | #DIV/0!
2.1351 | [18 empty] | 0 | 0 | 0 | 0% | 0 | 0 | 0 | 0 | 0 | 0 | 0 | 0 | #N/A | #N/A | #N/A | #N/A | #N/A | #N/A | #N/A | 0 | 0 | 0 | #DIV/0!
TRC B/C Ratio | [18 empty] | 0 | 0 | 0 | 0% | 0 | 0 | 0 | 0 | 0 | 0 | 0 | 0 | #N/A | #N/A | #N/A | #N/A | #N/A | #N/A | #N/A | 0 | 0 | 0 | #DIV/0!
1.1809 | [18 empty] | 0 | 0 | 0 | 0% | 0 | 0 | 0 | 0 | 0 | 0 | 0 | 0 | #N/A | #N/A | #N/A | #N/A | #N/A | #N/A | #N/A | 0 | 0 | 0 | #DIV/0!

## LPU Non-449 {E}
Rtn to Summary |  | Order Number | Program Name | Discount Rate: | 6.97% | [9 empty] | Paste in incentives but use DBtC for Total
| Program: | 18230721 | High Voltage Program 40 46 49 {E}
| paste |  |  | paste | paste | paste | paste | paste | paste | paste | paste | paste | paste | Paste | paste | paste | paste | paste | Formula: G + H | Formula: (O/A10)*T | Formula: N - M | Formula: O/A10 | Formula: W*A8 | Formula: Q - P | Formula: X + DBtC | Formula: Q + X | Formula: Z/(1+ElecDiscountRate)^1 | Formula: AA/(1+ElecDiscountRate)^1 | Formula: -PV (ElecDiscount Rate,T,R)*J | Formula: - PV (ElecDiscount Rate, T, S)*J |  | AF*J*K |  | AH*J*L | AG + AI |  | AG +AI -AK | formula: Logic to lookup from AC tables and adjust by savings and quantity | Formula: Utility Savings (AM)*1.1+AD+AE | formula: AM/AB | formula: AN/AC
| Sch. No. | Order Number | Program Name | Measure Version | Measure Name | First Period Measure Life | Second period Measure Life | Electric End-Use Type | Number of units offered | Savings per Unit Period 1 | Savngs per Unit Period 2 | Incentives Per Unit | Incremental Measure Cost per Unit | Total First Year Savings | Total Incentive | Total Incremental Measure Cost | Unit First Year Non-Energy Benefits | Unit Annual Net Equipment O&M | Total Measure Life | Weighted Life | Agency or Customer Cost per Unit | Percent Unit overhead | Program Overhead Cost | Total Customer Cost | Total Utility Program Costs | Total Resource Cost | PV Total Utility Program Costs | PV Total Resource Costs | PV Total Non-Energy Benefits | PV Total Net Equipment O&M | Unit PV First period Savings for 1 kWh | Total First Period Savings | Unit PV Savings for Second Period for 1 kWh | Total Second period Savings | Unadjusted Total | Decrement | Final UC Total Savings | PV Total Savings UC | PV Total Savings TRC | UC B/C Ratio | TRC B/C Ratio
DBTC: | E258 | 18230721 | High Voltage Program 40 46 49 {E} | 10057-1 | HVAC Control - Only - Custom | 10 |  | Comm Flat | 1 | 501405 |  | 122985 | 122985 | 501405 | 122985 | 122985 |  |  | 10 | 0.90808 | 0 | 9.081% | 18417.5315 | 0 | 181442.9937 | 141402.5315 | 169620.4484 | 132188.961 | 0 | 0 | 0.7084 | 355193.8885 | 0.7084 | 0 | 355193.8885 | 0 | 355193.8885 | 355193.8885 | 390713.2773 | 2.0941 | 2.9557
1795273.5 | E258 | 18230721 | High Voltage Program 40 46 49 {E} | 10057-1 | HVAC Control - Only - Custom | 7 |  | Comm Flat | 1 | 1198017 |  | 157797 | 157797 | 1198017 | 157797 | 157797 |  |  | 7 | 1.5188 | 0 | 21.7% | 44005.3767 | 0 | 433525.3756 | 201802.3767 | 405277.5316 | 188653.2455 | 0 | 0 | 0.49981 | 598778.9473 | 0.49981 | 0 | 598778.9473 | 0 | 598778.9473 | 598778.9473 | 658656.8421 | 1.4775 | 3.4914
Program Costs: | E258 | 18230721 | High Voltage Program 40 46 49 {E} | 10057-1 | HVAC Control - Only - Custom | 10 |  | Comm Flat | 1 | 388889 |  | 149256 | 230151 | 388889 | 149256 | 230151 |  |  | 10 | 0.70431 | 80895 | 7.043% | 14284.6111 | 80895 | 140726.9261 | 244435.6111 | 131557.3769 | 228508.5642 | 0 | 0 | 0.7084 | 275487.8713 | 0.7084 | 0 | 275487.8713 | 0 | 275487.8713 | 275487.8713 | 303036.6584 | 2.0941 | 1.3262
202818.05 | E258 | 18230721 | High Voltage Program 40 46 49 {E} | 10059-1 | Lighting - Custom | 20 |  | Comm Lighting | 1 | 1181584 |  | 184740.43 | 194571.43 | 1181584 | 184740.43 | 194571.43 |  |  | 20 | 4.2799 | 9831 | 21.4% | 43401.7622 | 9831 | 427578.7801 | 237973.1922 | 399718.4071 | 222467.2266 | 0 | 0 | 1.3193 | 1558807.9763 | 1.3193 | 0 | 1558807.9763 | 0 | 1558807.9763 | 1558807.9763 | 1714688.774 | 3.8998 | 7.7076
Total Savings (kWh): | E258 | 18230721 | High Voltage Program 40 46 49 {E} | 10059-1 | Lighting - Custom | 15 |  | Comm Lighting | 1 | 341275 |  | 170638 | 459514 | 341275 | 170638 | 459514 |  |  | 15 | 0.92711 | 288876 | 6.181% | 12535.661 | 288876 | 123496.8891 | 472049.661 | 115450.0225 | 441291.6341 | 0 | 0 | 1.0546 | 359905.3711 | 1.0546 | 0 | 359905.3711 | 0 | 359905.3711 | 359905.3711 | 395895.9082 | 3.1174 | 0.89713
5521586 | E258 | 18230721 | High Voltage Program 40 46 49 {E} | 10258-1 | Generic Measure - Custom | 15 |  | Comm Flat | 1 | 953263 |  | 362967 | 362967 | 953263 | 362967 | 362967 |  |  | 15 | 2.5896 | 0 | 17.26% | 35015.1103 | 0 | 344956.4573 | 397982.1103 | 322479.6273 | 372050.2106 | 0 | 0 | 1.0294 | 981285.4853 | 1.0294 | 0 | 981285.4853 | 0 | 981285.4853 | 981285.4853 | 1079414.0339 | 3.0429 | 2.9013
Total Incentives: | E258 | 18230721 | High Voltage Program 40 46 49 {E} | 11914-1 | Process - Modification - Custom | 15 |  | Comm Flat | 1 | 272062 |  | 135553 | 222672 | 272062 | 135553 | 222672 |  |  | 15 | 0.73909 | 87119 | 4.927% | 9993.3397 | 87119 | 98450.8406 | 232665.3397 | 92035.9359 | 217505.2254 | 0 | 0 | 1.0294 | 280059.6391 | 1.0294 | 0 | 280059.6391 | 0 | 280059.6391 | 280059.6391 | 308065.603 | 3.0429 | 1.4164
1524849.43 | E258 | 18230721 | High Voltage Program 40 46 49 {E} | 12576-1 | Pumps and Vacuums - Custom | 15 |  | Comm Flat | 1 | 685091 |  | 226521 | 257822 | 685091 | 226521 | 257822 |  |  | 15 | 1.8611 | 31301 | 12.41% | 25164.6575 | 31301 | 247913.2876 | 282986.6575 | 231759.6407 | 264547.684 | 0 | 0 | 1.0294 | 705230.1982 | 1.0294 | 0 | 705230.1982 | 0 | 705230.1982 | 705230.1982 | 775753.218 | 3.0429 | 2.9324
Total Customer Costs: | E258 | 18230721 | High Voltage Program 40 46 49 {E} | 12698-1 | Study - Engineering - Custom | 5 |  | Comm Flat | 1 |  |  | 14392 | 14392 | 0 | 14392 | 14392 |  |  | 5 | 0 | 0 | 0% | 0 | 0 | 0 | 14392 | 0 | 13454.2395 | 0 | 0 | 0.35807 | 0 | 0.35807 | 0 | 0 | 0 | 0 | 0 | 0 | 0 | 0
498022 | [18 empty] | 0 | 0 | 0 | 0% | 0 | 0 | 0 | 0 | 0 | 0 | 0 | 0 | #N/A | #N/A | #N/A | #N/A | #N/A | #N/A | #N/A | 0 | 0 | 0 | #DIV/0!
Weighted Avg Life | [18 empty] | 0 | 0 | 0 | 0% | 0 | 0 | 0 | 0 | 0 | 0 | 0 | 0 | #N/A | #N/A | #N/A | #N/A | #N/A | #N/A | #N/A | 0 | 0 | 0 | #DIV/0!
13.528 | [18 empty] | 0 | 0 | 0 | 0% | 0 | 0 | 0 | 0 | 0 | 0 | 0 | 0 | #N/A | #N/A | #N/A | #N/A | #N/A | #N/A | #N/A | 0 | 0 | 0 | #DIV/0!
Total Utility Cost | [18 empty] | 0 | 0 | 0 | 0% | 0 | 0 | 0 | 0 | 0 | 0 | 0 | 0 | #N/A | #N/A | #N/A | #N/A | #N/A | #N/A | #N/A | 0 | 0 | 0 | #DIV/0!
1998091.55 | [18 empty] | 0 | 0 | 0 | 0% | 0 | 0 | 0 | 0 | 0 | 0 | 0 | 0 | #N/A | #N/A | #N/A | #N/A | #N/A | #N/A | #N/A | 0 | 0 | 0 | #DIV/0!
Total Resource Cost | [18 empty] | 0 | 0 | 0 | 0% | 0 | 0 | 0 | 0 | 0 | 0 | 0 | 0 | #N/A | #N/A | #N/A | #N/A | #N/A | #N/A | #N/A | 0 | 0 | 0 | #DIV/0!
2225689.48 | [18 empty] | 0 | 0 | 0 | 0% | 0 | 0 | 0 | 0 | 0 | 0 | 0 | 0 | #N/A | #N/A | #N/A | #N/A | #N/A | #N/A | #N/A | 0 | 0 | 0 | #DIV/0!
UC B/C Ratio | [18 empty] | 0 | 0 | 0 | 0% | 0 | 0 | 0 | 0 | 0 | 0 | 0 | 0 | #N/A | #N/A | #N/A | #N/A | #N/A | #N/A | #N/A | 0 | 0 | 0 | #DIV/0!
2.7382 | [18 empty] | 0 | 0 | 0 | 0% | 0 | 0 | 0 | 0 | 0 | 0 | 0 | 0 | #N/A | #N/A | #N/A | #N/A | #N/A | #N/A | #N/A | 0 | 0 | 0 | #DIV/0!
TRC B/C Ratio | [18 empty] | 0 | 0 | 0 | 0% | 0 | 0 | 0 | 0 | 0 | 0 | 0 | 0 | #N/A | #N/A | #N/A | #N/A | #N/A | #N/A | #N/A | 0 | 0 | 0 | #DIV/0!
2.704 | [18 empty] | 0 | 0 | 0 | 0% | 0 | 0 | 0 | 0 | 0 | 0 | 0 | 0 | #N/A | #N/A | #N/A | #N/A | #N/A | #N/A | #N/A | 0 | 0 | 0 | #DIV/0!

## Lighting to Go {E}
Rtn to Summary |  | Order Number | Program Name | Discount Rate: | 6.97% | [9 empty] | Paste in incentives but use DBtC for Total
| Program: | 18230714 | Lighting to Go {E}
| paste |  |  | paste | paste | paste | paste | paste | paste | paste | paste | paste | paste | Paste | paste | paste | paste | paste | Formula: G + H | Formula: (O/A10)*T | Formula: N - M | Formula: O/A10 | Formula: W*A8 | Formula: Q - P | Formula: X + DBtC | Formula: Q + X | Formula: Z/(1+ElecDiscountRate)^1 | Formula: AA/(1+ElecDiscountRate)^1 | Formula: -PV (ElecDiscount Rate,T,R)*J | Formula: - PV (ElecDiscount Rate, T, S)*J |  | AF*J*K |  | AH*J*L | AG + AI |  | AG +AI -AK | formula: Logic to lookup from AC tables and adjust by savings and quantity | Formula: Utility Savings (AM)*1.1+AD+AE | formula: AM/AB | formula: AN/AC
| Sch. No. | Order Number | Program Name | Measure Version | Measure Name | First Period Measure Life | Second period Measure Life | Electric End-Use Type | Number of units offered | Savings per Unit Period 1 | Savngs per Unit Period 2 | Incentives Per Unit | Incremental Measure Cost per Unit | Total First Year Savings | Total Incentive | Total Incremental Measure Cost | Unit First Year Non-Energy Benefits | Unit Annual Net Equipment O&M | Total Measure Life | Weighted Life | Agency or Customer Cost per Unit | Percent Unit overhead | Program Overhead Cost | Total Customer Cost | Total Utility Program Costs | Total Resource Cost | PV Total Utility Program Costs | PV Total Resource Costs | PV Total Non-Energy Benefits | PV Total Net Equipment O&M | Unit PV First period Savings for 1 kWh | Total First Period Savings | Unit PV Savings for Second Period for 1 kWh | Total Second period Savings | Unadjusted Total | Decrement | Final UC Total Savings | PV Total Savings UC | PV Total Savings TRC | UC B/C Ratio | TRC B/C Ratio
DBTC: | E262 | 18230714 | Lighting to Go {E} | 10621-3 | LTGO: Fixture - LED - Retrofit Kit - Hard Wired Recessed Can | 12 |  | Comm Lighting | 6446 | 110 |  | 6 | 6 | 709060 | 36742.56 | 38676 | 0 | 0 | 12 | 0.57145 | 0 | 4.762% | 18696.4462 | 1933.44 | 105226.0445 | 57372.4462 | 98369.678 | 53634.1462 | 0 | 0 | 0.8665 | 614402.9626 | 0.8665 | 0 | 614402.9626 | 0 | 614402.9626 | 614402.9626 | 675843.2589 | 6.2459 | 12.601
1817063.94 | E262 | 18230714 | Lighting to Go {E} | 10622-3 | LTGO: Lamp - LED - Integral - Decorative | 3 |  | Comm Lighting | 118 | 57 |  | 2 | 2 | 6726 | 236 | 236 | 0 | 0 | 3 | 0.0013552 | 0 | 0.04517% | 177.3507 | 0 | 998.153 | 413.3507 | 933.1149 | 386.4174 | 0 | 0 | 0.22797 | 1533.359 | 0.22797 | 0 | 1533.359 | 0 | 1533.359 | 1533.359 | 1686.6949 | 1.6433 | 4.365
Program Costs: | E262 | 18230714 | Lighting to Go {E} | 10623-3 | LTGO: Lamp - LED - Integral - Omnidirectional | 5 |  | Comm Lighting | 1345 | 79 |  | 2 | 2 | 106255 | 2682.02 | 2690 | 0 | 0 | 5 | 0.03568 | 0 | 0.7136% | 2801.7247 | 7.98 | 15768.4729 | 5491.7247 | 14741.0235 | 5133.8924 | 0 | 0 | 0.36945 | 39256.3452 | 0.36945 | 0 | 39256.3452 | 0 | 39256.3452 | 39256.3452 | 43181.9798 | 2.6631 | 8.4112
392612.92 | E262 | 18230714 | Lighting to Go {E} | 10624-2 | LTGO: Lamp - LED - Integral - from R BR or PAR20 | 5 |  | Comm Lighting | 33 | 99 |  | 4 | 4 | 3267 | 132 | 132 | 0 | 0 | 5 | 0.0010971 | 0 | 0.02194% | 86.144 | 0 | 484.8299 | 218.144 | 453.2391 | 203.9301 | 0 | 0 | 0.36945 | 1207.0065 | 0.36945 | 0 | 1207.0065 | 0 | 1207.0065 | 1207.0065 | 1327.7072 | 2.6631 | 6.5106
Total Savings (kWh): | E262 | 18230714 | Lighting to Go {E} | 10625-2 | LTGO: Lamp - LED - Integral - from R BR or PAR30 | 5 |  | Comm Lighting | 1805 | 99 |  | 4 | 4 | 178695 | 6998.8 | 7220 | 0 | 0 | 5 | 0.060006 | 0 | 1.2% | 4711.8177 | 221.2 | 26518.7262 | 11931.8177 | 24790.807 | 11154.3589 | 0 | 0 | 0.36945 | 66019.6002 | 0.36945 | 0 | 66019.6002 | 0 | 66019.6002 | 66019.6002 | 72621.5602 | 2.6631 | 6.5106
14889787.8 | E262 | 18230714 | Lighting to Go {E} | 10626-3 | LTGO: Lamp - LED - Integral - from R BR or PAR38 or 40 | 5 |  | Comm Lighting | 398 | 128 |  | 4 | 4 | 50944 | 1592 | 1592 | 0 | 0 | 5 | 0.017107 | 0 | 0.3421% | 1343.288 | 0 | 7560.2003 | 2935.288 | 7067.5893 | 2744.0291 | 0 | 0 | 0.36945 | 18821.4696 | 0.36945 | 0 | 18821.4696 | 0 | 18821.4696 | 18821.4696 | 20703.6166 | 2.6631 | 7.545
Total Incentives: | E262 | 18230714 | Lighting to Go {E} | 10627-3 | LTGO: Lamp - LED - MR16 or PAR16 | 5 |  | Comm Lighting | 97 | 94 |  | 3 | 3 | 9118 | 291 | 291 | 0 | 0 | 5 | 0.0030618 | 0 | 0.06124% | 240.4228 | 0 | 1353.131 | 531.4228 | 1264.9631 | 496.7961 | 0 | 0 | 0.36945 | 3368.6825 | 0.36945 | 0 | 3368.6825 | 0 | 3368.6825 | 3368.6825 | 3705.5507 | 2.6631 | 7.4589
1315131.14 | E262 | 18230714 | Lighting to Go {E} | 10628-4 | LTGO: Lamp - TLED - 2 3 or 4 foot | 12 |  | Comm Lighting | 60750 | 31.8 |  | 2 | 2 | 1931850 | 221843.68 | 121500 | 0 | 0 | 12 | 1.5569 | 0 | 12.97% | 50938.8904 | -100343.68 | 286690.7373 | 172438.8904 | 268010.4116 | 161203.0387 | 0 | 0 | 0.8665 | 1673954.7617 | 0.8665 | 0 | 1673954.7617 | 0 | 1673954.7617 | 1673954.7617 | 1841350.2379 | 6.2459 | 11.4226
Total Customer Costs: | E262 | 18230714 | Lighting to Go {E} | 10628-5 | LTGO: Lamp - TLED - 2 3 or 4 foot | 12 |  | Comm Lighting | 98176 | 79.2 |  | 4 | 4 | 7775539.2 | 391206.09 | 392704 | 0 | 0 | 12 | 6.2665 | 0 | 52.22% | 205024.893 | 1497.91 | 1153906.9109 | 597728.893 | 1078720.1186 | 558781.8014 | 0 | 0 | 0.8665 | 6737531.8314 | 0.8665 | 0 | 6737531.8314 | 0 | 6737531.8314 | 6737531.8314 | 7411285.0145 | 6.2459 | 13.2633
985543.97 | E262 | 18230714 | Lighting to Go {E} | 12771-1 | Lamp - LED - 101w to 200w - from 320w to 400w HID - Comm | 10 |  | Comm Lighting | 448 | 679.3 |  | 150 | 206.89 | 304326.4 | 66620.69 | 92686.72 | 0 | 0 | 10 | 0.20439 | 56.89 | 2.044% | 8024.458 | 26066.03 | 45162.699 | 100711.178 | 42219.9672 | 94148.9932 | 0 | 0 | 0.72787 | 221510.798 | 0.72787 | 0 | 221510.798 | 0 | 221510.798 | 221510.798 | 243661.8778 | 5.2466 | 2.588
Weighted Avg Life | E262 | 18230714 | Lighting to Go {E} | 12773-1 | Lamp - LED - 201w or more - from 1000w - Comm | 10 |  | Comm Lighting | 88 | 2817.8 |  | 300 | 693.27 | 247966.4 | 26320.3 | 61007.76 | 0 | 0 | 10 | 0.16653 | 393.27 | 1.665% | 6538.3613 | 34687.46 | 36798.7525 | 67546.1213 | 34401.0026 | 63144.9204 | 0 | 0 | 0.72787 | 180487.9076 | 0.72787 | 0 | 180487.9076 | 0 | 180487.9076 | 180487.9076 | 198536.6983 | 5.2466 | 3.1441
12.1345 | E262 | 18230714 | Lighting to Go {E} | 12774-1 | Lamp - LED - 25w or less - from 50w to 100w HID - Comm | 10 |  | Comm Lighting | 26 | 232.3 |  | 40 | 131.18 | 6039.8 | 1012.75 | 3410.68 | 0 | 0 | 10 | 0.0040563 | 91.18 | 0.04056% | 159.257 | 2397.93 | 896.3194 | 3569.937 | 837.9167 | 3337.3255 | 0 | 0 | 0.72787 | 4396.2039 | 0.72787 | 0 | 4396.2039 | 0 | 4396.2039 | 4396.2039 | 4835.8243 | 5.2466 | 1.449
Total Utility Cost | E262 | 18230714 | Lighting to Go {E} | 12775-1 | Lamp - LED - 26w to 60w - from 150w to 175w HID - Comm | 10 |  | Comm Lighting | 641 | 502.4 |  | 90 | 215.58 | 322038.4 | 42333.58 | 138186.78 | 0 | 0 | 10 | 0.21628 | 125.58 | 2.163% | 8491.4868 | 95853.2 | 47791.1982 | 146678.2668 | 44677.1976 | 137120.9375 | 0 | 0 | 0.72787 | 234402.8746 | 0.72787 | 0 | 234402.8746 | 0 | 234402.8746 | 234402.8746 | 257843.1621 | 5.2466 | 1.8804
2209676.86 | E262 | 18230714 | Lighting to Go {E} | 12777-1 | Lamp - LED - 61w to 100w - from 250w HID - Comm | 10 |  | Comm Lighting | 569 | 652 |  | 100 | 241.93 | 370988 | 54091.52 | 137658.17 | 0 | 0 | 10 | 0.24916 | 141.93 | 2.492% | 9782.1866 | 83566.65 | 55055.4252 | 147440.3566 | 51468.0987 | 137833.3706 | 0 | 0 | 0.72787 | 270031.9392 | 0.72787 | 0 | 270031.9392 | 0 | 270031.9392 | 270031.9392 | 297035.1331 | 5.2466 | 2.155
Total Resource Cost | E262 | 18230714 | Lighting to Go {E} | 12779-1 | Lamp - LED - Any - from CFL - Comm | 10 |  | Comm Lighting | 2377 | 54 |  | 3 | 20 | 128358 | 7109 | 47540 | 0 | 0 | 10 | 0.086205 | 17 | 0.8621% | 3384.5351 | 40431 | 19048.6061 | 50924.5351 | 17807.4283 | 47606.371 | 0 | 0 | 0.72787 | 93428.2501 | 0.72787 | 0 | 93428.2501 | 0 | 93428.2501 | 93428.2501 | 102771.0751 | 5.2466 | 2.1588
2693288.03 | E262 | 18230714 | Lighting to Go {E} | 12818-1 | Lamp - TLED - Any - from 4 ft T5 - Comm | 12 |  | Comm Lighting | 4511 | 70.6 |  | 4 | 20 | 318476.6 | 18044 | 90220 | 0 | 0 | 12 | 0.25667 | 16 | 2.139% | 8397.5695 | 72176 | 47262.6194 | 98617.5695 | 44183.0601 | 92191.801 | 0 | 0 | 0.8665 | 275961.0845 | 0.8665 | 0 | 275961.0845 | 0 | 275961.0845 | 275961.0845 | 303557.1929 | 6.2459 | 3.2927
UC B/C Ratio | E262 | 18230714 | Lighting to Go {E} | 12941-1 | Fixture - LED - 15W or less - from HID 50W - Comm | 15 |  | Comm Lighting | 17 | 202 |  | 40 | 255 | 3434 | 680 | 4335 | 0 | 0 | 15 | 0.0034594 | 215 | 0.02306% | 90.5475 | 3655 | 509.6131 | 4425.5475 | 476.4075 | 4137.1856 | 0 | 0 | 1.0546 | 3621.4638 | 1.0546 | 0 | 3621.4638 | 0 | 3621.4638 | 3621.4638 | 3983.6101 | 7.6016 | 0.96288
6.2877 | E262 | 18230714 | Lighting to Go {E} | 12942-1 | Fixture - LED - 30W or less - from HID 70W - Comm | 15 |  | Comm Lighting | 291 | 252 |  | 50 | 329 | 73332 | 14240 | 95739 | 0 | 0 | 15 | 0.073875 | 279 | 0.4925% | 1933.6132 | 81499 | 10882.6281 | 97672.6132 | 10173.5329 | 91308.4166 | 0 | 0 | 1.0546 | 77335.2302 | 1.0546 | 0 | 77335.2302 | 0 | 77335.2302 | 77335.2302 | 85068.7532 | 7.6016 | 0.93166
TRC B/C Ratio | E262 | 18230714 | Lighting to Go {E} | 12943-1 | Fixture - LED - 40W or less - from HID 100W - Comm | 15 |  | Comm Lighting | 54 | 352 |  | 70 | 365 | 19008 | 3780 | 19710 | 0 | 0 | 15 | 0.019149 | 295 | 0.1277% | 501.2017 | 15930 | 2820.8285 | 20211.2017 | 2637.0277 | 18894.271 | 0 | 0 | 1.0546 | 20045.6561 | 1.0546 | 0 | 20045.6561 | 0 | 20045.6561 | 20045.6561 | 22050.2217 | 7.6016 | 1.167
5.6746 | E262 | 18230714 | Lighting to Go {E} | 12944-1 | Fixture - LED - 50W or less - from HID 150W - Comm | 15 |  | Comm Lighting | 122 | 533 |  | 110 | 388 | 65026 | 13172.29 | 47336 | 0 | 0 | 15 | 0.065507 | 278 | 0.4367% | 1714.6012 | 34163.71 | 9649.9997 | 49050.6012 | 9021.2206 | 45854.5398 | 0 | 0 | 1.0546 | 68575.8015 | 1.0546 | 0 | 68575.8015 | 0 | 68575.8015 | 68575.8015 | 75433.3817 | 7.6016 | 1.6451
| E262 | 18230714 | Lighting to Go {E} | 12946-1 | Fixture - LED - 90W or less - from HID 250W - Comm | 15 |  | Comm Lighting | 413 | 857 |  | 175 | 516 | 353941 | 69307.26 | 213108 | 0 | 0 | 15 | 0.35656 | 341 | 2.377% | 9332.6924 | 143800.74 | 52525.6134 | 222440.6924 | 49103.1255 | 207946.8004 | 0 | 0 | 1.0546 | 373262.8143 | 1.0546 | 0 | 373262.8143 | 0 | 373262.8143 | 373262.8143 | 410589.0958 | 7.6016 | 1.9745
| E262 | 18230714 | Lighting to Go {E} | 12947-1 | Fixture - LED - 105W or less - from HID 320W - Comm | 15 |  | Comm Lighting | 40 | 1042 |  | 210 | 471 | 41680 | 8400 | 18840 | 0 | 0 | 15 | 0.041989 | 261 | 0.2799% | 1099.0154 | 10440 | 6185.4026 | 19939.0154 | 5782.3713 | 18639.82 | 0 | 0 | 1.0546 | 43955.3318 | 1.0546 | 0 | 43955.3318 | 0 | 43955.3318 | 43955.3318 | 48350.865 | 7.6016 | 2.594
| E262 | 18230714 | Lighting to Go {E} | 12948-1 | Fixture - LED - 155W or less - from HID 400W - Comm | 15 |  | Comm Lighting | 265 | 1230 |  | 250 | 677 | 325950 | 65820 | 179405 | 0 | 0 | 15 | 0.32836 | 427 | 2.189% | 8594.6276 | 113585 | 48371.6882 | 187999.6276 | 45219.8637 | 175749.8622 | 0 | 0 | 1.0546 | 343743.7718 | 1.0546 | 0 | 343743.7718 | 0 | 343743.7718 | 343743.7718 | 378118.149 | 7.6016 | 2.1515
| E262 | 18230714 | Lighting to Go {E} | 12949-1 | Fixture - LED - 315W or less - from HID 1000W - Comm | 15 |  | Comm Lighting | 354 | 3204 |  | 645 | 1203 | 1134216 | 211874.83 | 425862 | 0 | 0 | 15 | 1.1426 | 558 | 7.617% | 29906.931 | 213987.17 | 168320.1187 | 455768.931 | 157352.6397 | 426071.7313 | 0 | 0 | 1.0546 | 1196133.4127 | 1.0546 | 0 | 1196133.4127 | 0 | 1196133.4127 | 1196133.4127 | 1315746.7539 | 7.6016 | 3.0881
| E262 | 18230714 | Lighting to Go {E} | 13192-1 | Troffer - LED - Any - from FL - Comm | 15 |  | Comm Lighting | 160 | 234 |  | 20 | 98 | 37440 | 3200 | 15680 | 0 | 0 | 15 | 0.037717 | 78 | 0.2514% | 987.2154 | 12480 | 5556.1773 | 16667.2154 | 5194.1454 | 15581.2054 | 0 | 0 | 1.0546 | 39483.8681 | 1.0546 | 0 | 39483.8681 | 0 | 39483.8681 | 39483.8681 | 43432.2549 | 7.6016 | 2.7875
| E262 | 18230714 | Lighting to Go {E} | 13193-1 | Strip Fixture - LED - Any - Comm | 15 |  | Comm Lighting | 74 | 305 |  | 15 | 89 | 22570 | 1110 | 6586 | 0 | 0 | 15 | 0.022737 | 74 | 0.1516% | 595.1242 | 5476 | 3349.437 | 7181.1242 | 3131.1929 | 6713.2133 | 0 | 0 | 1.0546 | 23802.1075 | 1.0546 | 0 | 23802.1075 | 0 | 23802.1075 | 23802.1075 | 26182.3182 | 7.6016 | 3.9001
| E262 | 18230714 | Lighting to Go {E} | 13196-1 | Downlight - LED - 25w or less - from CFL - Comm | 15 |  | Comm Lighting | 448 | 107 |  | 30 | 66 | 47936 | 4686.94 | 29568 | 0 | 0 | 15 | 0.048291 | 36 | 0.3219% | 1263.9732 | 24881.06 | 7113.8065 | 30831.9732 | 6650.2819 | 28823.0095 | 0 | 0 | 1.0546 | 50552.85 | 1.0546 | 0 | 50552.85 | 0 | 50552.85 | 50552.85 | 55608.135 | 7.6016 | 1.9293
| E262 | 18230714 | Lighting to Go {E} | 13197-1 | Downlight - LED - over 25w - from CFL - Comm | 15 |  | Comm Lighting | 2 | 60 |  | 30 | 45 | 120 | 60 | 90 | 0 | 0 | 15 | 0.00012089 | 15 | 0.0008059% | 3.1642 | 30 | 17.8083 | 93.1642 | 16.6479 | 87.0937 | 0 | 0 | 1.0546 | 126.5509 | 1.0546 | 0 | 126.5509 | 0 | 126.5509 | 126.5509 | 139.2059 | 7.6016 | 1.5983
| E262 | 18230714 | Lighting to Go {E} | 13199-1 | High Bay - LED - 51w to 125 w - Comm | 15 |  | Comm Lighting | 17 | 620 |  | 80 | 201 | 10540 | 1360 | 3417 | 0 | 0 | 15 | 0.010618 | 121 | 0.07079% | 277.918 | 2057 | 1564.1589 | 3694.918 | 1462.2407 | 3454.1629 | 0 | 0 | 1.0546 | 11115.3838 | 1.0546 | 0 | 11115.3838 | 0 | 11115.3838 | 11115.3838 | 12226.9222 | 7.6016 | 3.5398
| E262 | 18230714 | Lighting to Go {E} | 13200-1 | High Bay - LED - over 125w - Comm | 15 |  | Comm Lighting | 299 | 953 |  | 140 | 352 | 284947 | 40183.83 | 105248 | 0 | 0 | 15 | 0.28706 | 212 | 1.914% | 7513.4633 | 65064.17 | 42286.7539 | 112761.4633 | 39531.4143 | 105414.1005 | 0 | 0 | 1.0546 | 300502.3977 | 1.0546 | 0 | 300502.3977 | 0 | 300502.3977 | 300502.3977 | 330552.6375 | 7.6016 | 3.1358
[19 empty] | 0 | 0 | 0 | 0% | 0 | 0 | 0 | 0 | 0 | 0 | 0 | 0 | #N/A | #N/A | #N/A | #N/A | #N/A | #N/A | #N/A | 0 | 0 | 0 | #DIV/0!
[19 empty] | 0 | 0 | 0 | 0% | 0 | 0 | 0 | 0 | 0 | 0 | 0 | 0 | #N/A | #N/A | #N/A | #N/A | #N/A | #N/A | #N/A | 0 | 0 | 0 | #DIV/0!
[19 empty] | 0 | 0 | 0 | 0% | 0 | 0 | 0 | 0 | 0 | 0 | 0 | 0 | #N/A | #N/A | #N/A | #N/A | #N/A | #N/A | #N/A | 0 | 0 | 0 | #DIV/0!
[19 empty] | 0 | 0 | 0 | 0% | 0 | 0 | 0 | 0 | 0 | 0 | 0 | 0 | #N/A | #N/A | #N/A | #N/A | #N/A | #N/A | #N/A | 0 | 0 | 0 | #DIV/0!
[19 empty] | 0 | 0 | 0 | 0% | 0 | 0 | 0 | 0 | 0 | 0 | 0 | 0 | #N/A | #N/A | #N/A | #N/A | #N/A | #N/A | #N/A | 0 | 0 | 0 | #DIV/0!
[19 empty] | 0 | 0 | 0 | 0% | 0 | 0 | 0 | 0 | 0 | 0 | 0 | 0 | #N/A | #N/A | #N/A | #N/A | #N/A | #N/A | #N/A | 0 | 0 | 0 | #DIV/0!
[19 empty] | 0 | 0 | 0 | 0% | 0 | 0 | 0 | 0 | 0 | 0 | 0 | 0 | #N/A | #N/A | #N/A | #N/A | #N/A | #N/A | #N/A | 0 | 0 | 0 | #DIV/0!
[19 empty] | 0 | 0 | 0 | 0% | 0 | 0 | 0 | 0 | 0 | 0 | 0 | 0 | #N/A | #N/A | #N/A | #N/A | #N/A | #N/A | #N/A | 0 | 0 | 0 | #DIV/0!
[19 empty] | 0 | 0 | 0 | 0% | 0 | 0 | 0 | 0 | 0 | 0 | 0 | 0 | #N/A | #N/A | #N/A | #N/A | #N/A | #N/A | #N/A | 0 | 0 | 0 | #DIV/0!
[19 empty] | 0 | 0 | 0 | 0% | 0 | 0 | 0 | 0 | 0 | 0 | 0 | 0 | #N/A | #N/A | #N/A | #N/A | #N/A | #N/A | #N/A | 0 | 0 | 0 | #DIV/0!
[19 empty] | 0 | 0 | 0 | 0% | 0 | 0 | 0 | 0 | 0 | 0 | 0 | 0 | #N/A | #N/A | #N/A | #N/A | #N/A | #N/A | #N/A | 0 | 0 | 0 | #DIV/0!
[19 empty] | 0 | 0 | 0 | 0% | 0 | 0 | 0 | 0 | 0 | 0 | 0 | 0 | #N/A | #N/A | #N/A | #N/A | #N/A | #N/A | #N/A | 0 | 0 | 0 | #DIV/0!
[19 empty] | 0 | 0 | 0 | 0% | 0 | 0 | 0 | 0 | 0 | 0 | 0 | 0 | #N/A | #N/A | #N/A | #N/A | #N/A | #N/A | #N/A | 0 | 0 | 0 | #DIV/0!
[19 empty] | 0 | 0 | 0 | 0% | 0 | 0 | 0 | 0 | 0 | 0 | 0 | 0 | #N/A | #N/A | #N/A | #N/A | #N/A | #N/A | #N/A | 0 | 0 | 0 | #DIV/0!

## Commercial Kitchen Laundry {E}
Rtn to Summary |  | Order Number | Program Name | Discount Rate: | 6.97% | [9 empty] | Paste in incentives but use DBtC for Total
| Program: | 18230716 | Commercial Kitchen Laundry {E}
| paste |  |  | paste | paste | paste | paste | paste | paste | paste | paste | paste | paste | Paste | paste | paste | paste | paste | Formula: G + H | Formula: (O/A10)*T | Formula: N - M | Formula: O/A10 | Formula: W*A8 | Formula: Q - P | Formula: X + DBtC | Formula: Q + X | Formula: Z/(1+ElecDiscountRate)^1 | Formula: AA/(1+ElecDiscountRate)^1 | Formula: -PV (ElecDiscount Rate,T,R)*J | Formula: - PV (ElecDiscount Rate, T, S)*J |  | AF*J*K |  | AH*J*L | AG + AI |  | AG +AI -AK | formula: Logic to lookup from AC tables and adjust by savings and quantity | Formula: Utility Savings (AM)*1.1+AD+AE | formula: AM/AB | formula: AN/AC
| Sch. No. | Order Number | Program Name | Measure Version | Measure Name | First Period Measure Life | Second period Measure Life | Electric End-Use Type | Number of units offered | Savings per Unit Period 1 | Savngs per Unit Period 2 | Incentives Per Unit | Incremental Measure Cost per Unit | Total First Year Savings | Total Incentive | Total Incremental Measure Cost | Unit First Year Non-Energy Benefits | Unit Annual Net Equipment O&M | Total Measure Life | Weighted Life | Agency or Customer Cost per Unit | Percent Unit overhead | Program Overhead Cost | Total Customer Cost | Total Utility Program Costs | Total Resource Cost | PV Total Utility Program Costs | PV Total Resource Costs | PV Total Non-Energy Benefits | PV Total Net Equipment O&M | Unit PV First period Savings for 1 kWh | Total First Period Savings | Unit PV Savings for Second Period for 1 kWh | Total Second period Savings | Unadjusted Total | Decrement | Final UC Total Savings | PV Total Savings UC | PV Total Savings TRC | UC B/C Ratio | TRC B/C Ratio
DBTC: | E262 | 18230716 | Commercial Kitchen Laundry {E} | 10873-1 | CKTCH: Dishwasher - Door Type - High Temp - EWH - E Booster | 15 |  | Comm Water Heat | 2 | 10200 |  | 750 | 2659 | 20400 | 1500 | 5318 | 4172.99 |  | 15 | 0.60515 | 1909 | 4.034% | 2682.9069 | 3818 | 8694.8729 | 8000.9069 | 8128.3284 | 7479.5802 | 76158.714 | 0 | 1.0179 | 20764.702 | 1.0179 | 0 | 20764.702 | 0 | 20764.702 | 20764.702 | 98999.8861 | 2.5546 | 13.236
149021.19 | E262 | 18230716 | Commercial Kitchen Laundry {E} | 10876-1 | CKTCH: Dishwasher - Door Type - Low Temp - EWH | 15 |  | Comm Water Heat | 1 | 14338 |  | 750 | 2659 | 14338 | 750 | 2659 | 9597.84 |  | 15 | 0.42532 | 1909 | 2.835% | 1885.6627 | 1909 | 6111.1317 | 4544.6627 | 5712.9398 | 4248.5395 | 87582.1834 | 0 | 1.0179 | 14594.3283 | 1.0179 | 0 | 14594.3283 | 0 | 14594.3283 | 14594.3283 | 103635.9445 | 2.5546 | 24.3933
Program Costs: | E262 | 18230716 | Commercial Kitchen Laundry {E} | 10884-1 | CKTCH: Dishwasher - Single Tank - High Temp - EWH - E Booster | 20 |  | Comm Water Heat | 1 | 7341 |  | 1000 | 5882 | 7341 | 1000 | 5882 | 1817.04 |  | 20 | 0.29035 | 4882 | 1.452% | 965.4519 | 4882 | 3128.8756 | 6847.4519 | 2925.0029 | 6401.2826 | 19294.7135 | 0 | 1.2735 | 9348.5154 | 1.2735 | 0 | 9348.5154 | 0 | 9348.5154 | 9348.5154 | 29578.0805 | 3.1961 | 4.6206
66502.37 | E262 | 18230716 | Commercial Kitchen Laundry {E} | 10895-2 | CKTCH: Dishwasher - Under Counter - High Temp - GWH - E Booster | 10 |  | Comm Water Heat | 1 | 1349 |  | 150 | 175 | 1349 | 150 | 175 | 479.68 | 0 | 10 | 0.026678 | 25 | 0.2668% | 177.4138 | 25 | 574.9698 | 352.4138 | 537.5056 | 329.4511 | 3373.7486 | 0 | 0.70153 | 946.3576 | 0.70153 | 0 | 946.3576 | 0 | 946.3576 | 946.3576 | 4414.742 | 1.7606 | 13.4003
Total Savings (kWh): | E262 | 18230716 | Commercial Kitchen Laundry {E} | 10896-1 | CKTCH: Dishwasher - Under Counter - Low Temp - EWH | 10 |  | Comm Water Heat | 2 | 2254 |  | 150 | 232 | 4508 | 300 | 464 | 1126.21 |  | 10 | 0.08915 | 82 | 0.8915% | 592.8698 | 164 | 1921.3964 | 1056.8698 | 1796.2012 | 988.0058 | 15842.0173 | 0 | 0.70153 | 3162.4761 | 0.70153 | 0 | 3162.4761 | 0 | 3162.4761 | 3162.4761 | 19320.741 | 1.7606 | 19.5553
505663.59 | E262 | 18230716 | Commercial Kitchen Laundry {E} | 12430-3 | Fryer - Kitchen - Any Vat - Comm - E | 12 |  | Comm Cooking | 1 | 1344 |  | 850 | 871 | 1344 | 850 | 871 | 1357 | 0 | 12 | 0.031895 | 21 | 0.2658% | 176.7562 | 21 | 572.8387 | 1047.7562 | 535.5134 | 979.486 | 10795.479 | 0 | 0.82714 | 1111.674 | 0.82714 | 0 | 1111.674 | 0 | 1111.674 | 1111.674 | 12018.3205 | 2.0759 | 12.27
Total Incentives: | E262 | 18230716 | Commercial Kitchen Laundry {E} | 12432-1 | Steam - Kitchen - Any Size - Comm - E | 12 |  | Comm Cooking | 1 | 21109 |  | 2000 | 2131 | 21109 | 2000 | 2131 | 10342.09 | 0 | 12 | 0.50094 | 131 | 4.175% | 2776.1511 | 131 | 8997.0623 | 4907.1511 | 8410.8276 | 4587.4087 | 82275.4721 | 0 | 0.82714 | 17460.0648 | 0.82714 | 0 | 17460.0648 | 0 | 17460.0648 | 17460.0648 | 101481.5434 | 2.0759 | 22.1218
87875 | E262 | 18230716 | Commercial Kitchen Laundry {E} | 12612-2 | Clothes Washer - EWH - E Dryer - Laundromat | 7 |  | Comm Flat | 11 | 1188.69 |  | 400 | 399.62 | 13075.59 | 4400 | 4395.82 | 389.08 | 0 | 7 | 0.18101 | -0.38 | 2.586% | 1719.6368 | -4.18 | 5573.0683 | 6115.4568 | 5209.9357 | 5716.9831 | 23089.6558 | 0 | 0.49981 | 6535.2896 | 0.49981 | 0 | 6535.2896 | 0 | 6535.2896 | 6535.2896 | 30278.4744 | 1.2544 | 5.2962
Total Customer Costs: | E262 | 18230716 | Commercial Kitchen Laundry {E} | 12748-1 | Oven - Convection - Full - 5 Pans or less - EH - Comm | 12 |  | Comm Cooking | 7 | 1951 |  | 500 | 1007 | 13657 | 3500 | 7049 | 0 | 0 | 12 | 0.3241 | 507 | 2.701% | 1796.101 | 3549 | 5820.8764 | 8845.101 | 5441.5971 | 8268.7679 | 0 | 0 | 0.82714 | 11296.2293 | 0.82714 | 0 | 11296.2293 | 0 | 11296.2293 | 11296.2293 | 12425.8523 | 2.0759 | 1.5027
13597.8 | E262 | 18230716 | Commercial Kitchen Laundry {E} | 12756-1 | Oven - Convection - Half - EH - Comm | 12 |  | Comm Cooking | 2 | 1740 |  | 450 | 793 | 3480 | 900 | 1586 | 0 | 0 | 12 | 0.082585 | 343 | 0.6882% | 457.6724 | 686 | 1483.243 | 2043.6724 | 1386.5972 | 1910.5098 | 0 | 0 | 0.82714 | 2878.4417 | 0.82714 | 0 | 2878.4417 | 0 | 2878.4417 | 2878.4417 | 3166.2858 | 2.0759 | 1.6573
Weighted Avg Life | E262 | 18230716 | Commercial Kitchen Laundry {E} | 12834-1 | Ice Maker - Ice Making Head - AC - IHR 300 to 799 - Comm | 10 |  | Comm Refrigeration | 2 | 666 |  | 250 | 272.88 | 1332 | 500 | 545.76 | 5378.87 | 0 | 10 | 0.026342 | 22.88 | 0.2634% | 175.178 | 45.76 | 567.7241 | 720.938 | 530.732 | 673.9628 | 75662.7553 | 0 | 0.68727 | 915.4385 | 0.68727 | 0 | 915.4385 | 0 | 915.4385 | 915.4385 | 76669.7376 | 1.7249 | 113.7596
12.7851 | E262 | 18230716 | Commercial Kitchen Laundry {E} | 12834-2 | Ice Maker - Ice Making Head - AC - IHR 300 to 799 - Comm | 10 |  | Comm Refrigeration | 7 | 666 |  | 250 | 272.88 | 4662 | 1750 | 1910.16 | 878.03 | 0 | 10 | 0.092196 | 22.88 | 0.922% | 613.1231 | 160.16 | 1987.0342 | 2523.2831 | 1857.5621 | 2358.8699 | 43228.3345 | 0 | 0.68727 | 3204.0348 | 0.68727 | 0 | 3204.0348 | 0 | 3204.0348 | 3204.0348 | 46752.7728 | 1.7249 | 19.82
Total Utility Cost | E262 | 18230716 | Commercial Kitchen Laundry {E} | 12840-2 | Ice Maker - Remote Condensing - AC - IHR 988 or more - Comm | 10 |  | Comm Refrigeration | 2 | 2123 |  | 500 | 513.35 | 4246 | 1000 | 1026.7 | 878.03 | 0 | 10 | 0.083969 | 13.35 | 0.8397% | 558.4129 | 26.7 | 1809.727 | 1585.1129 | 1691.808 | 1481.8294 | 12350.9527 | 0 | 0.68727 | 2918.1321 | 0.68727 | 0 | 2918.1321 | 0 | 2918.1321 | 2918.1321 | 15560.898 | 1.7249 | 10.5011
215523.56 | E262 | 18230716 | Commercial Kitchen Laundry {E} | 12842-2 | Ice Maker - Remote Condensing - AC - IHR less than 988 - Comm | 10 |  | Comm Refrigeration | 2 | 1319 |  | 375 | 399.56 | 2638 | 750 | 799.12 | 878.03 | 0 | 10 | 0.052169 | 24.56 | 0.5217% | 346.9367 | 49.12 | 1124.3664 | 1146.0567 | 1051.1044 | 1071.3814 | 12350.9527 | 0 | 0.68727 | 1813.0081 | 0.68727 | 0 | 1813.0081 | 0 | 1813.0081 | 1813.0081 | 14345.2616 | 1.7249 | 13.3895
Total Resource Cost | E262 | 18230716 | Commercial Kitchen Laundry {E} | 12846-2 | Ice Maker - Self Contained - AC - IHR 200 or more - Comm | 10 |  | Comm Refrigeration | 4 | 745 |  | 200 | 224.48 | 2980 | 800 | 897.92 | 878.03 | 0 | 10 | 0.058932 | 24.48 | 0.5893% | 391.9148 | 97.92 | 1270.1334 | 1289.8348 | 1187.3735 | 1205.7912 | 24701.9054 | 0 | 0.68727 | 2048.0531 | 0.68727 | 0 | 2048.0531 | 0 | 2048.0531 | 2048.0531 | 26954.7639 | 1.7249 | 22.3544
167975.17 | E262 | 18230716 | Commercial Kitchen Laundry {E} | 12848-2 | Ice Maker - Self Contained - AC - IHR less than 110 - Comm | 10 |  | Comm Refrigeration | 3 | 344 |  | 150 | 151.82 | 1032 | 450 | 455.46 | 878.03 | 0 | 10 | 0.020409 | 1.82 | 0.2041% | 135.7235 | 5.46 | 439.8583 | 591.1835 | 411.1978 | 552.6629 | 18526.4291 | 0 | 0.68727 | 709.2587 | 0.68727 | 0 | 709.2587 | 0 | 709.2587 | 709.2587 | 19306.6136 | 1.7249 | 34.9338
UC B/C Ratio | E262 | 18230716 | Commercial Kitchen Laundry {E} | 12878-1 | Incentive - Sales - Dishwasher - DWH - Comm - Kitchen |  |  |  | 1 | 0 |  | 25 | 25 | 0 | 25 | 25 | 0 | 0 | 0 | 0 | 0 | 0% | 0 | 0 | 0 | 25 | 0 | 23.371 | 0 | 0 | #N/A | #N/A | #N/A | #N/A | #N/A | #N/A | #N/A | 0 | 0 | 0 | 0
2.1866 | E262 | 18230716 | Commercial Kitchen Laundry {E} | 12879-1 | Incentive - Sales - Dishwasher - EWH - Comm - Kitchen |  |  |  | 5 | 0 |  | 50 | 50 | 0 | 250 | 250 | 0 | 0 | 0 | 0 | 0 | 0% | 0 | 0 | 0 | 250 | 0 | 233.7104 | 0 | 0 | #N/A | #N/A | #N/A | #N/A | #N/A | #N/A | #N/A | 0 | 0 | 0 | 0
TRC B/C Ratio | E262 | 18230716 | Commercial Kitchen Laundry {E} | 12879-2 | Incentive - Sales - Dishwasher - EWH - Comm - Kitchen |  |  |  | 14 | 0 |  | 50 | 0 | 0 | 700 | 0 | 0 | 0 | 0 | 0 | -50 | 0% | 0 | -700 | 0 | 0 | 0 | 0 | 0 | 0 | #N/A | #N/A | #N/A | #N/A | #N/A | #N/A | #N/A | 0 | 0 | 0 | #DIV/0!
8.1455 | E262 | 18230716 | Commercial Kitchen Laundry {E} | 12881-2 | Incentive - Sales - Food Cabinet - Hot - EH - Comm - Kitchen |  |  |  | 2 | 0 |  | 50 | 0 | 0 | 100 | 0 | 0 | 0 | 0 | 0 | -50 | 0% | 0 | -100 | 0 | 0 | 0 | 0 | 0 | 0 | #N/A | #N/A | #N/A | #N/A | #N/A | #N/A | #N/A | 0 | 0 | 0 | #DIV/0!
| E262 | 18230716 | Commercial Kitchen Laundry {E} | 12882-2 | Incentive - Sales - Fryer - EH - Comm - Kitchen |  |  |  | 1 | 0 |  | 50 | 0 | 0 | 50 | 0 | 0 | 0 | 0 | 0 | -50 | 0% | 0 | -50 | 0 | 0 | 0 | 0 | 0 | 0 | #N/A | #N/A | #N/A | #N/A | #N/A | #N/A | #N/A | 0 | 0 | 0 | #DIV/0!
| E262 | 18230716 | Commercial Kitchen Laundry {E} | 12886-1 | Incentive - Sales - Ice Maker - EH - Comm - Kitchen |  |  |  | 2 | 0 |  | 50 | 50 | 0 | 100 | 100 | 0 | 0 | 0 | 0 | 0 | 0% | 0 | 0 | 0 | 100 | 0 | 93.4842 | 0 | 0 | #N/A | #N/A | #N/A | #N/A | #N/A | #N/A | #N/A | 0 | 0 | 0 | 0
| E262 | 18230716 | Commercial Kitchen Laundry {E} | 12886-2 | Incentive - Sales - Ice Maker - EH - Comm - Kitchen |  |  |  | 14 | 0 |  | 50 | 0 | 0 | 700 | 0 | 0 | 0 | 0 | 0 | -50 | 0% | 0 | -700 | 0 | 0 | 0 | 0 | 0 | 0 | #N/A | #N/A | #N/A | #N/A | #N/A | #N/A | #N/A | 0 | 0 | 0 | #DIV/0!
| E262 | 18230716 | Commercial Kitchen Laundry {E} | 12887-1 | Incentive - Sales - Oven - EH - Comm - Kitchen |  |  |  | 7 | 0 |  | 50 | 50 | 0 | 350 | 350 | 0 | 0 | 0 | 0 | 0 | 0% | 0 | 0 | 0 | 350 | 0 | 327.1945 | 0 | 0 | #N/A | #N/A | #N/A | #N/A | #N/A | #N/A | #N/A | 0 | 0 | 0 | 0
| E262 | 18230716 | Commercial Kitchen Laundry {E} | 12887-2 | Incentive - Sales - Oven - EH - Comm - Kitchen |  |  |  | 8 | 0 |  | 50 | 0 | 0 | 400 | 0 | 0 | 0 | 0 | 0 | -50 | 0% | 0 | -400 | 0 | 0 | 0 | 0 | 0 | 0 | #N/A | #N/A | #N/A | #N/A | #N/A | #N/A | #N/A | 0 | 0 | 0 | #DIV/0!
| E262 | 18230716 | Commercial Kitchen Laundry {E} | 12889-1 | Incentive - Sales - Steam Cooker - EH - Comm - Kitchen |  |  |  | 1 | 0 |  | 50 | 50 | 0 | 50 | 50 | 0 | 0 | 0 | 0 | 0 | 0% | 0 | 0 | 0 | 50 | 0 | 46.7421 | 0 | 0 | #N/A | #N/A | #N/A | #N/A | #N/A | #N/A | #N/A | 0 | 0 | 0 | 0
| E262 | 18230716 | Commercial Kitchen Laundry {E} | 12889-2 | Incentive - Sales - Steam Cooker - EH - Comm - Kitchen |  |  |  | 6 | 0 |  | 300 | 0 | 0 | 1800 | 0 | 0 | 0 | 0 | 0 | -300 | 0% | 0 | -1800 | 0 | 0 | 0 | 0 | 0 | 0 | #N/A | #N/A | #N/A | #N/A | #N/A | #N/A | #N/A | 0 | 0 | 0 | #DIV/0!
| E262 | 18230716 | Commercial Kitchen Laundry {E} | 12976-1 | Food Cabinet - Holding - 13 ft to under 28 ft - Kitchen - Comm | 10 |  | Comm Cooking | 2 | 2840 |  | 550 | 597.41 | 5680 | 1100 | 1194.82 | 0 | 0 | 10 | 0.11233 | 47.41 | 1.123% | 747.0055 | 94.82 | 2420.9254 | 1941.8255 | 2263.1816 | 1815.2991 | 0 | 0 | 0.69303 | 3936.4228 | 0.69303 | 0 | 3936.4228 | 0 | 3936.4228 | 3936.4228 | 4330.0651 | 1.7393 | 2.3853
| E262 | 18230716 | Commercial Kitchen Laundry {E} | 12980-1 | Food Cabinet - Holding - Under 13 ft - Kitchen - Comm | 10 |  | Comm Cooking | 2 | 1605 |  | 250 | 280.59 | 3210 | 500 | 561.18 | 0 | 0 | 10 | 0.063481 | 30.59 | 0.6348% | 422.1633 | 61.18 | 1368.1638 | 983.3433 | 1279.0164 | 919.2702 | 0 | 0 | 0.69303 | 2224.6333 | 0.69303 | 0 | 2224.6333 | 0 | 2224.6333 | 2224.6333 | 2447.0966 | 1.7393 | 2.662
| E262 | 18230716 | Commercial Kitchen Laundry {E} | 13040-1 | Freezer - Ultra Low Temp - 24 ft to 29 ft - Comm | 12 |  | Comm Refrigeration | 5 | 3772 |  | 1200 | 1476 | 18860 | 6000 | 7380 | 0 | 0 | 12 | 0.44757 | 276 | 3.73% | 2480.3738 | 1380 | 8038.4952 | 9860.3738 | 7514.7193 | 9217.887 | 0 | 0 | 0.82066 | 15477.5793 | 0.82066 | 0 | 15477.5793 | 0 | 15477.5793 | 15477.5793 | 17025.3372 | 2.0596 | 1.847
| E262 | 18230716 | Commercial Kitchen Laundry {E} | 13072-1 | Oven - Convection - Full - EH - Comm | 12 |  | Comm Cooking | 8 | 2595 |  | 1000 | 1191 | 20760 | 8000 | 9528 | 0 | 0 | 12 | 0.49266 | 191 | 4.105% | 2730.2523 | 1528 | 8848.3118 | 12258.2523 | 8271.7695 | 11459.5236 | 0 | 0 | 0.82714 | 17171.3935 | 0.82714 | 0 | 17171.3935 | 0 | 17171.3935 | 17171.3935 | 18888.5328 | 2.0759 | 1.6483
| E262 | 18230716 | Commercial Kitchen Laundry {E} | 13080-1 | Steamer - Any Size - EH - Kitchen - Comm | 12 |  | Comm Cooking | 6 | 36468 |  | 2300 | 2393 | 218808 | 13800 | 14358 | 1887.14 | 0 | 12 | 5.1926 | 93 | 43.27% | 28776.5441 | 558 | 93260.1833 | 43134.5441 | 87183.4938 | 40323.9638 | 90077.7315 | 0 | 0.82714 | 180984.5021 | 0.82714 | 0 | 180984.5021 | 0 | 180984.5021 | 180984.5021 | 289160.6839 | 2.0759 | 7.1709
| E262 | 18230716 | Commercial Kitchen Laundry {E} | 13084-1 | Incentive - Sales - Freezer - Ultra Low Temp - EH - Comm |  |  |  | 5 | 0 |  | 100 | 0 | 0 | 500 | 0 | 0 | 0 | 0 | 0 | -100 | 0% | 0 | -500 | 0 | 0 | 0 | 0 | 0 | 0 | #N/A | #N/A | #N/A | #N/A | #N/A | #N/A | #N/A | 0 | 0 | 0 | #DIV/0!
| E262 | 18230716 | Commercial Kitchen Laundry {E} | 13095-1 | Dishwasher - Door Type - Single Tank - High Temp - EWH - E Booster - Foodservice | 15 |  | Comm Cooking | 1 | 10677 |  | 2500 | 2659 | 10677 | 2500 | 2659 | 763.14 | 0 | 15 | 0.31672 | 159 | 2.111% | 1404.1861 | 159 | 4550.743 | 4063.1861 | 4254.2236 | 3798.4352 | 6963.8031 | 0 | 1.0096 | 10779.6626 | 1.0096 | 0 | 10779.6626 | 0 | 10779.6626 | 10779.6626 | 18821.4319 | 2.5339 | 4.955
| E262 | 18230716 | Commercial Kitchen Laundry {E} | 13097-1 | Dishwasher - Door Type - Single Tank - High Temp - GWH - E Booster - Foodservice | 15 |  | Comm Cooking | 1 | 4356 |  | 2300 | 2399.86 | 4356 | 2300 | 2399.86 | 763.14 | 0 | 15 | 0.12922 | 99.86 | 0.8614% | 572.8795 | 99.86 | 1856.6111 | 2972.7395 | 1735.6372 | 2779.0404 | 6963.8031 | 0 | 1.0096 | 4397.8843 | 1.0096 | 0 | 4397.8843 | 0 | 4397.8843 | 4397.8843 | 11801.4757 | 2.5339 | 4.2466
| E262 | 18230716 | Commercial Kitchen Laundry {E} | 13100-1 | Dishwasher - Door Type - Single Tank - Low Temp - EWH - Foodservice | 15 |  | Comm Cooking | 5 | 14537 |  | 2500 | 2659 | 72685 | 12500 | 13295 | 1755.23 | 0 | 15 | 2.1561 | 159 | 14.37% | 9559.1711 | 795 | 30979.7467 | 22854.1711 | 28961.1543 | 21365.0286 | 80084.1001 | 0 | 1.0096 | 73383.8884 | 1.0096 | 0 | 73383.8884 | 0 | 73383.8884 | 73383.8884 | 160806.3773 | 2.5339 | 7.5266
| E262 | 18230716 | Commercial Kitchen Laundry {E} | 13117-1 | Dishwasher - Rack Conveyor - Single Tank - High Temp - EWH - E Booster - Foodservice | 20 |  | Comm Cooking | 2 | 8290 |  | 5800 | 5882 | 16580 | 11600 | 11764 | 4683.44 | 0 | 20 | 0.65577 | 82 | 3.279% | 2180.5195 | 164 | 7066.7153 | 13944.5195 | 6606.259 | 13035.9161 | 99464.6603 | 0 | 1.2676 | 21017.4389 | 1.2676 | 0 | 21017.4389 | 0 | 21017.4389 | 21017.4389 | 122583.8431 | 3.1814 | 9.4035
| E262 | 18230716 | Commercial Kitchen Laundry {E} | 13131-1 | Dishwasher - Under Counter - High Temp - EWH - E Booster - Foodservice | 10 |  | Comm Cooking | 5 | 2854 |  | 200 | 232 | 14270 | 1000 | 1160 | 110.15 | 0 | 10 | 0.2822 | 32 | 2.822% | 1876.7197 | 160 | 6082.1488 | 3036.7197 | 5685.8454 | 2838.8517 | 3873.6075 | 0 | 0.69303 | 9889.5693 | 0.69303 | 0 | 9889.5693 | 0 | 9889.5693 | 9889.5693 | 14752.1337 | 1.7393 | 5.1965
| E262 | 18230716 | Commercial Kitchen Laundry {E} | 13136-1 | Dishwasher - Under Counter - Low Temp - EWH - Foodservice | 10 |  | Comm Cooking | 1 | 2286 |  | 200 | 232 | 2286 | 200 | 232 | 258.63 | 0 | 10 | 0.045208 | 32 | 0.4521% | 300.6434 | 32 | 974.3372 | 532.6434 | 910.8509 | 497.9372 | 1819.0306 | 0 | 0.69303 | 1584.2716 | 0.69303 | 0 | 1584.2716 | 0 | 1584.2716 | 1584.2716 | 3561.7293 | 1.7393 | 7.153
| E262 | 18230716 | Commercial Kitchen Laundry {E} | 13154-1 | Dishwasher - Door Type - Single Tank - High Temp - EWH - Foodservice - CWA |  |  |  | 1 | 0 |  | 750 | 0 | 0 | 750 | 0 | 0 | 0 | 0 | 0 | -750 | 0% | 0 | -750 | 0 | 0 | 0 | 0 | 0 | 0 | #N/A | #N/A | #N/A | #N/A | #N/A | #N/A | #N/A | 0 | 0 | 0 | #DIV/0!
| E262 | 18230716 | Commercial Kitchen Laundry {E} | 13158-1 | Dishwasher - Rack Conveyor - Single Tank - High Temp - EWH - Foodservice - CWA |  |  |  | 1 | 0 |  | 1000 | 0 | 0 | 1000 | 0 | 0 | 0 | 0 | 0 | -1000 | 0% | 0 | -1000 | 0 | 0 | 0 | 0 | 0 | 0 | #N/A | #N/A | #N/A | #N/A | #N/A | #N/A | #N/A | 0 | 0 | 0 | #DIV/0!
| E262 | 18230716 | Commercial Kitchen Laundry {E} | 13165-1 | Ice Maker - Ice Making Head - AC - IHR 300 to 799 - Comm - CWA |  |  |  | 1 | 0 |  | 250 | 0 | 0 | 250 | 0 | 0 | 0 | 0 | 0 | -250 | 0% | 0 | -250 | 0 | 0 | 0 | 0 | 0 | 0 | #N/A | #N/A | #N/A | #N/A | #N/A | #N/A | #N/A | 0 | 0 | 0 | #DIV/0!
| E262 | 18230716 | Commercial Kitchen Laundry {E} | 13174-1 | Steamer - 6 to 10 pan - EH - Kitchen - Comm - CWA |  |  |  | 1 | 0 |  | 750 | 0 | 0 | 750 | 0 | 0 | 0 | 0 | 0 | -750 | 0% | 0 | -750 | 0 | 0 | 0 | 0 | 0 | 0 | #N/A | #N/A | #N/A | #N/A | #N/A | #N/A | #N/A | 0 | 0 | 0 | #DIV/0!
[19 empty] | 0 | 0 | 0 | 0% | 0 | 0 | 0 | 0 | 0 | 0 | 0 | 0 | #N/A | #N/A | #N/A | #N/A | #N/A | #N/A | #N/A | 0 | 0 | 0 | #DIV/0!
[19 empty] | 0 | 0 | 0 | 0% | 0 | 0 | 0 | 0 | 0 | 0 | 0 | 0 | #N/A | #N/A | #N/A | #N/A | #N/A | #N/A | #N/A | 0 | 0 | 0 | #DIV/0!
[19 empty] | 0 | 0 | 0 | 0% | 0 | 0 | 0 | 0 | 0 | 0 | 0 | 0 | #N/A | #N/A | #N/A | #N/A | #N/A | #N/A | #N/A | 0 | 0 | 0 | #DIV/0!
[19 empty] | 0 | 0 | 0 | 0% | 0 | 0 | 0 | 0 | 0 | 0 | 0 | 0 | #N/A | #N/A | #N/A | #N/A | #N/A | #N/A | #N/A | 0 | 0 | 0 | #DIV/0!
[19 empty] | 0 | 0 | 0 | 0% | 0 | 0 | 0 | 0 | 0 | 0 | 0 | 0 | #N/A | #N/A | #N/A | #N/A | #N/A | #N/A | #N/A | 0 | 0 | 0 | #DIV/0!
[19 empty] | 0 | 0 | 0 | 0% | 0 | 0 | 0 | 0 | 0 | 0 | 0 | 0 | #N/A | #N/A | #N/A | #N/A | #N/A | #N/A | #N/A | 0 | 0 | 0 | #DIV/0!
[19 empty] | 0 | 0 | 0 | 0% | 0 | 0 | 0 | 0 | 0 | 0 | 0 | 0 | #N/A | #N/A | #N/A | #N/A | #N/A | #N/A | #N/A | 0 | 0 | 0 | #DIV/0!
[19 empty] | 0 | 0 | 0 | 0% | 0 | 0 | 0 | 0 | 0 | 0 | 0 | 0 | #N/A | #N/A | #N/A | #N/A | #N/A | #N/A | #N/A | 0 | 0 | 0 | #DIV/0!
[19 empty] | 0 | 0 | 0 | 0% | 0 | 0 | 0 | 0 | 0 | 0 | 0 | 0 | #N/A | #N/A | #N/A | #N/A | #N/A | #N/A | #N/A | 0 | 0 | 0 | #DIV/0!
[19 empty] | 0 | 0 | 0 | 0% | 0 | 0 | 0 | 0 | 0 | 0 | 0 | 0 | #N/A | #N/A | #N/A | #N/A | #N/A | #N/A | #N/A | 0 | 0 | 0 | #DIV/0!
[19 empty] | 0 | 0 | 0 | 0% | 0 | 0 | 0 | 0 | 0 | 0 | 0 | 0 | #N/A | #N/A | #N/A | #N/A | #N/A | #N/A | #N/A | 0 | 0 | 0 | #DIV/0!
[19 empty] | 0 | 0 | 0 | 0% | 0 | 0 | 0 | 0 | 0 | 0 | 0 | 0 | #N/A | #N/A | #N/A | #N/A | #N/A | #N/A | #N/A | 0 | 0 | 0 | #DIV/0!
[19 empty] | 0 | 0 | 0 | 0% | 0 | 0 | 0 | 0 | 0 | 0 | 0 | 0 | #N/A | #N/A | #N/A | #N/A | #N/A | #N/A | #N/A | 0 | 0 | 0 | #DIV/0!
[19 empty] | 0 | 0 | 0 | 0% | 0 | 0 | 0 | 0 | 0 | 0 | 0 | 0 | #N/A | #N/A | #N/A | #N/A | #N/A | #N/A | #N/A | 0 | 0 | 0 | #DIV/0!
[19 empty] | 0 | 0 | 0 | 0% | 0 | 0 | 0 | 0 | 0 | 0 | 0 | 0 | #N/A | #N/A | #N/A | #N/A | #N/A | #N/A | #N/A | 0 | 0 | 0 | #DIV/0!
[19 empty] | 0 | 0 | 0 | 0% | 0 | 0 | 0 | 0 | 0 | 0 | 0 | 0 | #N/A | #N/A | #N/A | #N/A | #N/A | #N/A | #N/A | 0 | 0 | 0 | #DIV/0!
[19 empty] | 0 | 0 | 0 | 0% | 0 | 0 | 0 | 0 | 0 | 0 | 0 | 0 | #N/A | #N/A | #N/A | #N/A | #N/A | #N/A | #N/A | 0 | 0 | 0 | #DIV/0!
[19 empty] | 0 | 0 | 0 | 0% | 0 | 0 | 0 | 0 | 0 | 0 | 0 | 0 | #N/A | #N/A | #N/A | #N/A | #N/A | #N/A | #N/A | 0 | 0 | 0 | #DIV/0!
[19 empty] | 0 | 0 | 0 | 0% | 0 | 0 | 0 | 0 | 0 | 0 | 0 | 0 | #N/A | #N/A | #N/A | #N/A | #N/A | #N/A | #N/A | 0 | 0 | 0 | #DIV/0!
[19 empty] | 0 | 0 | 0 | 0% | 0 | 0 | 0 | 0 | 0 | 0 | 0 | 0 | #N/A | #N/A | #N/A | #N/A | #N/A | #N/A | #N/A | 0 | 0 | 0 | #DIV/0!
[19 empty] | 0 | 0 | 0 | 0% | 0 | 0 | 0 | 0 | 0 | 0 | 0 | 0 | #N/A | #N/A | #N/A | #N/A | #N/A | #N/A | #N/A | 0 | 0 | 0 | #DIV/0!
[19 empty] | 0 | 0 | 0 | 0% | 0 | 0 | 0 | 0 | 0 | 0 | 0 | 0 | #N/A | #N/A | #N/A | #N/A | #N/A | #N/A | #N/A | 0 | 0 | 0 | #DIV/0!
[19 empty] | 0 | 0 | 0 | 0% | 0 | 0 | 0 | 0 | 0 | 0 | 0 | 0 | #N/A | #N/A | #N/A | #N/A | #N/A | #N/A | #N/A | 0 | 0 | 0 | #DIV/0!
[19 empty] | 0 | 0 | 0 | 0% | 0 | 0 | 0 | 0 | 0 | 0 | 0 | 0 | #N/A | #N/A | #N/A | #N/A | #N/A | #N/A | #N/A | 0 | 0 | 0 | #DIV/0!
[19 empty] | 0 | 0 | 0 | 0% | 0 | 0 | 0 | 0 | 0 | 0 | 0 | 0 | #N/A | #N/A | #N/A | #N/A | #N/A | #N/A | #N/A | 0 | 0 | 0 | #DIV/0!
[19 empty] | 0 | 0 | 0 | 0% | 0 | 0 | 0 | 0 | 0 | 0 | 0 | 0 | #N/A | #N/A | #N/A | #N/A | #N/A | #N/A | #N/A | 0 | 0 | 0 | #DIV/0!
[19 empty] | 0 | 0 | 0 | 0% | 0 | 0 | 0 | 0 | 0 | 0 | 0 | 0 | #N/A | #N/A | #N/A | #N/A | #N/A | #N/A | #N/A | 0 | 0 | 0 | #DIV/0!
[19 empty] | 0 | 0 | 0 | 0% | 0 | 0 | 0 | 0 | 0 | 0 | 0 | 0 | #N/A | #N/A | #N/A | #N/A | #N/A | #N/A | #N/A | 0 | 0 | 0 | #DIV/0!
[19 empty] | 0 | 0 | 0 | 0% | 0 | 0 | 0 | 0 | 0 | 0 | 0 | 0 | #N/A | #N/A | #N/A | #N/A | #N/A | #N/A | #N/A | 0 | 0 | 0 | #DIV/0!
[19 empty] | 0 | 0 | 0 | 0% | 0 | 0 | 0 | 0 | 0 | 0 | 0 | 0 | #N/A | #N/A | #N/A | #N/A | #N/A | #N/A | #N/A | 0 | 0 | 0 | #DIV/0!
[19 empty] | 0 | 0 | 0 | 0% | 0 | 0 | 0 | 0 | 0 | 0 | 0 | 0 | #N/A | #N/A | #N/A | #N/A | #N/A | #N/A | #N/A | 0 | 0 | 0 | #DIV/0!
[19 empty] | 0 | 0 | 0 | 0% | 0 | 0 | 0 | 0 | 0 | 0 | 0 | 0 | #N/A | #N/A | #N/A | #N/A | #N/A | #N/A | #N/A | 0 | 0 | 0 | #DIV/0!
[19 empty] | 0 | 0 | 0 | 0% | 0 | 0 | 0 | 0 | 0 | 0 | 0 | 0 | #N/A | #N/A | #N/A | #N/A | #N/A | #N/A | #N/A | 0 | 0 | 0 | #DIV/0!
[19 empty] | 0 | 0 | 0 | 0% | 0 | 0 | 0 | 0 | 0 | 0 | 0 | 0 | #N/A | #N/A | #N/A | #N/A | #N/A | #N/A | #N/A | 0 | 0 | 0 | #DIV/0!
[19 empty] | 0 | 0 | 0 | 0% | 0 | 0 | 0 | 0 | 0 | 0 | 0 | 0 | #N/A | #N/A | #N/A | #N/A | #N/A | #N/A | #N/A | 0 | 0 | 0 | #DIV/0!
[19 empty] | 0 | 0 | 0 | 0% | 0 | 0 | 0 | 0 | 0 | 0 | 0 | 0 | #N/A | #N/A | #N/A | #N/A | #N/A | #N/A | #N/A | 0 | 0 | 0 | #DIV/0!

## Commercial HVAC {E}
Rtn to Summary |  | Order Number | Program Name | Discount Rate: | 6.97% | [9 empty] | Paste in incentives but use DBtC for Total
| Program: | 18230718 | Commercial HVAC {E}
| paste |  |  | paste | paste | paste | paste | paste | paste | paste | paste | paste | paste | Paste | paste | paste | paste | paste | Formula: G + H | Formula: (O/A10)*T | Formula: N - M | Formula: O/A10 | Formula: W*A8 | Formula: Q - P | Formula: X + DBtC | Formula: Q + X | Formula: Z/(1+ElecDiscountRate)^1 | Formula: AA/(1+ElecDiscountRate)^1 | Formula: -PV (ElecDiscount Rate,T,R)*J | Formula: - PV (ElecDiscount Rate, T, S)*J |  | AF*J*K |  | AH*J*L | AG + AI |  | AG +AI -AK | formula: Logic to lookup from AC tables and adjust by savings and quantity | Formula: Utility Savings (AM)*1.1+AD+AE | formula: AM/AB | formula: AN/AC
| Sch. No. | Order Number | Program Name | Measure Version | Measure Name | First Period Measure Life | Second period Measure Life | Electric End-Use Type | Number of units offered | Savings per Unit Period 1 | Savngs per Unit Period 2 | Incentives Per Unit | Incremental Measure Cost per Unit | Total First Year Savings | Total Incentive | Total Incremental Measure Cost | Unit First Year Non-Energy Benefits | Unit Annual Net Equipment O&M | Total Measure Life | Weighted Life | Agency or Customer Cost per Unit | Percent Unit overhead | Program Overhead Cost | Total Customer Cost | Total Utility Program Costs | Total Resource Cost | PV Total Utility Program Costs | PV Total Resource Costs | PV Total Non-Energy Benefits | PV Total Net Equipment O&M | Unit PV First period Savings for 1 kWh | Total First Period Savings | Unit PV Savings for Second Period for 1 kWh | Total Second period Savings | Unadjusted Total | Decrement | Final UC Total Savings | PV Total Savings UC | PV Total Savings TRC | UC B/C Ratio | TRC B/C Ratio
DBTC: | E262 | 18230718 | Commercial HVAC {E} | 12343-1 | Supply Fan VFD and Controller - with DCV - RTU - Gas Pack - 1500 to 2500 Hrs - C | 15 |  | Comm Flat | 30 | 516 |  | 225 | 0 | 15480 | 6750 | 0 | 0 | 0 | 15 | 0.21119 | -225 | 1.408% | 814.8105 | -6750 | 3512.3485 | 814.8105 | 3283.4893 | 761.7187 | 0 | 0 | 1.0294 | 15935.056 | 1.0294 | 0 | 15935.056 | 0 | 15935.056 | 15935.056 | 17528.5616 | 4.8531 | 23.0119
191592.87 | E262 | 18230718 | Commercial HVAC {E} | 12351-1 | Thermostat - Web Enabled - HP Heating - Comm - Grocery | 10 |  | Comm Space Heat | 2 | 295 |  | 200 | 69.6 | 590 | 169.99 | 139.2 | 0 | 0 | 10 | 0.0053662 | -130.4 | 0.05366% | 31.0554 | -30.79 | 133.8686 | 170.2554 | 125.1459 | 159.1619 | 0 | 0 | 0.97335 | 574.2758 | 0.97335 | 0 | 574.2758 | 0 | 574.2758 | 574.2758 | 631.7034 | 4.5889 | 3.9689
Program Costs: | E262 | 18230718 | Commercial HVAC {E} | 12357-1 | Thermostat - Web Enabled - HP Heating - Comm | 10 |  | Comm Space Heat | 33.99 | 116 |  | 200 | 69.6 | 3942.84 | 1671.47 | 2365.7 | 0 | 0 | 10 | 0.035861 | -130.4 | 0.3586% | 207.5367 | 694.23 | 894.6142 | 2573.2367 | 836.3225 | 2405.5685 | 0 | 0 | 0.97335 | 3837.7589 | 0.97335 | 0 | 3837.7589 | 0 | 3837.7589 | 3837.7589 | 4221.5348 | 4.5889 | 1.7549
57871.99 | E262 | 18230718 | Commercial HVAC {E} | 12358-1 | Thermostat - Web Enabled - GP Heating - Comm | 10 |  | Comm Space Heat | 466.15 | 51 |  | 200 | 69.6 | 23773.65 | 6905.41 | 32444.04 | 0 | 0 | 10 | 0.21623 | -130.4 | 2.162% | 1251.3579 | 25538.63 | 5394.1436 | 33695.3979 | 5042.6695 | 31499.8578 | 0 | 0 | 0.97335 | 23140.0556 | 0.97335 | 0 | 23140.0556 | 0 | 23140.0556 | 23140.0556 | 25454.0612 | 4.5889 | 0.80807
Total Savings (kWh): | E262 | 18230718 | Commercial HVAC {E} | 12360-1 | Thermostat - Web Enabled - HP Heating - wo AC - Comm | 10 |  | Comm Space Heat | 1.5 | 112 |  | 200 | 69.6 | 168 | 200 | 104.4 | 0 | 0 | 10 | 0.001528 | -130.4 | 0.01528% | 8.8429 | -95.6 | 38.1185 | 113.2429 | 35.6348 | 105.8642 | 0 | 0 | 0.97335 | 163.5226 | 0.97335 | 0 | 163.5226 | 0 | 163.5226 | 163.5226 | 179.8749 | 4.5889 | 1.6991
1099468.37 | E262 | 18230718 | Commercial HVAC {E} | 12361-1 | Thermostat - Web Enabled - GP Heating - wo AC - Comm | 10 |  | Comm Space Heat | 50.08 | 47 |  | 200 | 69.6 | 2353.76 | 1056 | 3485.57 | 0 | 0 | 10 | 0.021408 | -130.4 | 0.2141% | 123.8933 | 2429.57 | 534.0585 | 3609.4633 | 499.2601 | 3374.2763 | 0 | 0 | 0.97335 | 2291.0297 | 0.97335 | 0 | 2291.0297 | 0 | 2291.0297 | 2291.0297 | 2520.1326 | 4.5889 | 0.74687
Total Incentives: | E262 | 18230718 | Commercial HVAC {E} | 12363-1 | Heat Pump - Ductless - Comm | 15 |  | Comm Space Heat | 52.58 | 1589 |  | 500 | 2115.35 | 83549.62 | 26290 | 111225.07 | 0 | 0 | 15 | 1.1399 | 1615.35 | 7.599% | 4397.7461 | 84935.07 | 18957.0658 | 115622.8161 | 17721.8527 | 108089.012 | 0 | 0 | 1.3788 | 115196.7781 | 1.3788 | 0 | 115196.7781 | 0 | 115196.7781 | 115196.7781 | 126716.4559 | 6.5003 | 1.1723
191592.87 | E262 | 18230718 | Commercial HVAC {E} | 12369-1 | Supply Fan VFD and Controller - RTU - Heat Pump - 5500 to 6500 Hrs | 15 |  | Comm Flat | 53 | 538 |  | 150 | 225.2 | 28514 | 7950 | 11935.6 | 0 | 0 | 15 | 0.38902 | 75.2 | 2.593% | 1500.8726 | 3985.6 | 6469.7096 | 13436.4726 | 6048.1533 | 12560.9728 | 0 | 0 | 1.0294 | 29352.2085 | 1.0294 | 0 | 29352.2085 | 0 | 29352.2085 | 29352.2085 | 32287.4293 | 4.8531 | 2.5705
Total Customer Costs: | E262 | 18230718 | Commercial HVAC {E} | 12377-1 | Supply Fan VFD and Controller - RTU - Gas Pack - 5500 to 6500 Hrs | 15 |  | Comm Flat | 170 | 639 |  | 150 | 225.2 | 108630 | 25500 | 38284 | 0 | 0 | 15 | 1.482 | 75.2 | 9.88% | 5717.8855 | 12784 | 24647.7011 | 44001.8855 | 23041.695 | 41134.7906 | 0 | 0 | 1.0294 | 111823.3292 | 1.0294 | 0 | 111823.3292 | 0 | 111823.3292 | 111823.3292 | 123005.6621 | 4.8531 | 2.9903
371240.1 | E262 | 18230718 | Commercial HVAC {E} | 13025-1 | Supply Fan VFD and Controller - RTU - 10 to 20 Tons - Gas Pack - Comm | 15 |  | Comm Flat | 1203.5 | 522 |  | 1000 | 225.2 | 628227 | 77000 | 271028.2 | 0 | 0 | 15 | 8.5709 | -774.8 | 57.14% | 33067.5694 | 194028.2 | 142542.1275 | 304095.7694 | 133254.3026 | 284281.3587 | 0 | 0 | 1.0294 | 646694.6022 | 1.0294 | 0 | 646694.6022 | 0 | 646694.6022 | 646694.6022 | 711364.0624 | 4.8531 | 2.5023
Weighted Avg Life | E262 | 18230718 | Commercial HVAC {E} | 13026-1 | Supply Fan VFD and Controller - RTU - 10 to 20 Tons - Heat Pump - Comm | 15 |  | Comm Flat | 165 | 440 |  | 1000 | 225.2 | 72600 | 11000 | 37158 | 0 | 0 | 15 | 0.99048 | -774.8 | 6.603% | 3821.3982 | 26158 | 16472.642 | 40979.3982 | 15399.3101 | 38309.2439 | 0 | 0 | 1.0294 | 74734.1775 | 1.0294 | 0 | 74734.1775 | 0 | 74734.1775 | 74734.1775 | 82207.5952 | 4.8531 | 2.1459
14.8598 | E262 | 18230718 | Commercial HVAC {E} | 13027-1 | Supply Fan VFD and Controller - RTU - 5 to under 10 Tons - Gas Pack - Comm | 15 |  | Comm Flat | 54.5 | 522 |  | 800 | 225.2 | 28449 | 5600 | 12273.4 | 0 | 0 | 15 | 0.38813 | -574.8 | 2.588% | 1497.4512 | 6673.4 | 6454.9613 | 13770.8512 | 6034.366 | 12873.5638 | 0 | 0 | 1.0294 | 29285.2977 | 1.0294 | 0 | 29285.2977 | 0 | 29285.2977 | 29285.2977 | 32213.8275 | 4.8531 | 2.5023
Total Utility Cost | E262 | 18230718 | Commercial HVAC {E} | 13031-1 | Supply Fan VFD and Controller - RTU - More than 20 Tons - Gas Pack - Comm | 15 |  | Comm Flat | 100 | 522 |  | 2000 | 225.2 | 52200 | 8000 | 22520 | 0 | 0 | 15 | 0.71216 | -1774.8 | 4.748% | 2747.6169 | 14520 | 11843.9657 | 25267.6169 | 11072.2312 | 23621.218 | 0 | 0 | 1.0294 | 53734.4913 | 1.0294 | 0 | 53734.4913 | 0 | 53734.4913 | 53734.4913 | 59107.9404 | 4.8531 | 2.5023
249464.86 | E262 | 18230718 | Commercial HVAC {E} | 13033-1 | Supply Fan VFD and Controller - with DCV - RTU - 10 to 20 Tons - Gas Pack - Comm - C | 15 |  | Comm Flat | 35 | 803 |  | 2500 | 312.91 | 28105 | 7500 | 10951.85 | 0 | 0 | 15 | 0.38344 | -2187.09 | 2.556% | 1479.3443 | 3451.85 | 6376.9091 | 12431.1943 | 5961.3996 | 11621.1969 | 0 | 0 | 1.0294 | 28931.1854 | 1.0294 | 0 | 28931.1854 | 0 | 28931.1854 | 28931.1854 | 31824.3039 | 4.8531 | 2.7385
Total Resource Cost | E262 | 18230718 | Commercial HVAC {E} | 13035-1 | Supply Fan VFD and Controller - with DCV - RTU - 5 to under 10 Tons - Gas Pack - Comm - C | 15 |  | Comm Flat | 28.5 | 803 |  | 1500 | 312.91 | 22885.5 | 6000 | 8917.94 | 0 | 0 | 15 | 0.31223 | -1187.09 | 2.082% | 1204.6089 | 2917.94 | 5192.626 | 10122.5489 | 4854.2825 | 9462.9793 | 0 | 0 | 1.0294 | 23558.2509 | 1.0294 | 0 | 23558.2509 | 0 | 23558.2509 | 23558.2509 | 25914.076 | 4.8531 | 2.7385
620704.96 | [18 empty] | 0 | 0 | 0 | 0% | 0 | 0 | 0 | 0 | 0 | 0 | 0 | 0 | #N/A | #N/A | #N/A | #N/A | #N/A | #N/A | #N/A | 0 | 0 | 0 | #DIV/0!
UC B/C Ratio | [18 empty] | 0 | 0 | 0 | 0% | 0 | 0 | 0 | 0 | 0 | 0 | 0 | 0 | #N/A | #N/A | #N/A | #N/A | #N/A | #N/A | #N/A | 0 | 0 | 0 | #DIV/0!
4.9708 | [18 empty] | 0 | 0 | 0 | 0% | 0 | 0 | 0 | 0 | 0 | 0 | 0 | 0 | #N/A | #N/A | #N/A | #N/A | #N/A | #N/A | #N/A | 0 | 0 | 0 | #DIV/0!
TRC B/C Ratio | [18 empty] | 0 | 0 | 0 | 0% | 0 | 0 | 0 | 0 | 0 | 0 | 0 | 0 | #N/A | #N/A | #N/A | #N/A | #N/A | #N/A | #N/A | 0 | 0 | 0 | #DIV/0!
2.1976 | [18 empty] | 0 | 0 | 0 | 0% | 0 | 0 | 0 | 0 | 0 | 0 | 0 | 0 | #N/A | #N/A | #N/A | #N/A | #N/A | #N/A | #N/A | 0 | 0 | 0 | #DIV/0!

## Commercial Midstream {E}
Rtn to Summary |  | Order Number | Program Name | Discount Rate: | 6.97% | [9 empty] | Paste in incentives but use DBtC for Total
| Program: | 18230524 | Commercial Midstream {E}
| paste |  |  | paste | paste | paste | paste | paste | paste | paste | paste | paste | paste | Paste | paste | paste | paste | paste | Formula: G + H | Formula: (O/A10)*T | Formula: N - M | Formula: O/A10 | Formula: W*A8 | Formula: Q - P | Formula: X + DBtC | Formula: Q + X | Formula: Z/(1+ElecDiscountRate)^1 | Formula: AA/(1+ElecDiscountRate)^1 | Formula: -PV (ElecDiscount Rate,T,R)*J | Formula: - PV (ElecDiscount Rate, T, S)*J |  | AF*J*K |  | AH*J*L | AG + AI |  | AG +AI -AK | formula: Logic to lookup from AC tables and adjust by savings and quantity | Formula: Utility Savings (AM)*1.1+AD+AE | formula: AM/AB | formula: AN/AC
| Sch. No. | Order Number | Program Name | Measure Version | Measure Name | First Period Measure Life | Second period Measure Life | Electric End-Use Type | Number of units offered | Savings per Unit Period 1 | Savngs per Unit Period 2 | Incentives Per Unit | Incremental Measure Cost per Unit | Total First Year Savings | Total Incentive | Total Incremental Measure Cost | Unit First Year Non-Energy Benefits | Unit Annual Net Equipment O&M | Total Measure Life | Weighted Life | Agency or Customer Cost per Unit | Percent Unit overhead | Program Overhead Cost | Total Customer Cost | Total Utility Program Costs | Total Resource Cost | PV Total Utility Program Costs | PV Total Resource Costs | PV Total Non-Energy Benefits | PV Total Net Equipment O&M | Unit PV First period Savings for 1 kWh | Total First Period Savings | Unit PV Savings for Second Period for 1 kWh | Total Second period Savings | Unadjusted Total | Decrement | Final UC Total Savings | PV Total Savings UC | PV Total Savings TRC | UC B/C Ratio | TRC B/C Ratio
DBTC: | E262 | 18230524 | Commercial Midstream {E} | 12230-1 | CMID: Air Conditioner - AC - Package - Bthu Under 65k - Tier 2 | 15 |  | Comm Space Heat | -1 | 334 |  | 75 | 236 | -334 | 0 | -1139.88 | 0 | 0 | 15 | -0.013212 | 161 | -0.08808% | -76.6933 | -1139.88 | -342.5186 | -1216.5733 | -320.2006 | -1137.3033 | 0 | 0 | 1.3788 | -460.5135 | 1.3788 | 0 | -460.5135 | 0 | -460.5135 | -460.5135 | -506.5648 | 1.4382 | 0.44541
301801.62 | E262 | 18230524 | Commercial Midstream {E} | 12232-1 | CMID: Air Conditioner - AC - Bthu 65k to 135k - Tier 1 | 15 |  | Comm Space Heat | 3 | 444 |  | 40 | 101 | 1332 | 993.2 | 2507.83 | 0 | 0 | 15 | 0.052689 | 61 | 0.3513% | 305.8547 | 1514.63 | 1365.9723 | 2813.6847 | 1276.9677 | 2630.3494 | 0 | 0 | 1.3788 | 1836.5387 | 1.3788 | 0 | 1836.5387 | 0 | 1836.5387 | 1836.5387 | 2020.1925 | 1.4382 | 0.76803
Program Costs: | E262 | 18230524 | Commercial Midstream {E} | 12233-1 | CMID: Air Conditioner - AC - Bthu 65k to 135k - Tier 2 | 15 |  | Comm Space Heat | 8 | 578.875 |  | 65 | 191 | 4631 | 3381.3 | 9935.82 | 0 | 0 | 15 | 0.18319 | 126 | 1.221% | 1063.3734 | 6554.52 | 4749.1124 | 10999.1934 | 4439.6676 | 10282.5029 | 0 | 0 | 1.3788 | 6385.1431 | 1.3788 | 0 | 6385.1431 | 0 | 6385.1431 | 6385.1431 | 7023.6574 | 1.4382 | 0.68307
87072.85 | E262 | 18230524 | Commercial Midstream {E} | 12234-1 | CMID: Air Conditioner - AC - Bthu 65k to 135k - Tier 3 | 15 |  | Comm Space Heat | -1 | 1854 |  | 125 | 298 | -1854 | 2876.25 | -2854.84 | 0 | 0 | 15 | -0.073338 | 173 | -0.4889% | -425.7167 | -5731.09 | -1901.2858 | -3280.5567 | -1777.4009 | -3066.8007 | 0 | 0 | 1.3788 | -2556.2633 | 1.3788 | 0 | -2556.2633 | 0 | -2556.2633 | -2556.2633 | -2811.8896 | 1.4382 | 0.91688
Total Savings (kWh): | E262 | 18230524 | Commercial Midstream {E} | 12235-1 | CMID: Air Conditioner - AC - Bthu 135k to 240k - Tier 1 | 15 |  | Comm Space Heat | 15 | 861.4 |  | 40 | 89 | 12921 | 9446 | 13275.24 | 0 | 0 | 15 | 0.51111 | 49 | 3.407% | 2966.9288 | 3829.24 | 13250.5466 | 16242.1688 | 12387.1615 | 15183.8541 | 0 | 0 | 1.3788 | 17815.2524 | 1.3788 | 0 | 17815.2524 | 0 | 17815.2524 | 17815.2524 | 19596.7777 | 1.4382 | 1.2906
379203 | E262 | 18230524 | Commercial Midstream {E} | 12236-1 | CMID: Air Conditioner - AC - Bthu 135k to 240k - Tier 2 | 15 |  | Comm Space Heat | 12 | 1406.8333 |  | 65 | 135 | 16882 | 12232.35 | 25405.65 | 0 | 0 | 15 | 0.6678 | 70 | 4.452% | 3876.4563 | 13173.3 | 17312.5708 | 29282.1063 | 16184.5105 | 27374.1295 | 0 | 0 | 1.3788 | 23276.6111 | 1.3788 | 0 | 23276.6111 | 0 | 23276.6111 | 23276.6111 | 25604.2722 | 1.4382 | 0.93535
Total Incentives: | E262 | 18230524 | Commercial Midstream {E} | 12238-1 | CMID: Air Conditioner - AC - Btuh 240k to 760k - Tier 1 | 15 |  | Comm Space Heat | 15 | 1455.8 |  | 40 | 50 | 21837 | 17296.4 | 17120.5 | 0 | 0 | 15 | 0.8638 | 10 | 5.759% | 5014.2267 | -175.9 | 22393.9468 | 22134.7267 | 20934.7918 | 20692.4621 | 0 | 0 | 1.3788 | 30108.4798 | 1.3788 | 0 | 30108.4798 | 0 | 30108.4798 | 30108.4798 | 33119.3277 | 1.4382 | 1.6006
224435.5 | E262 | 18230524 | Commercial Midstream {E} | 12239-1 | CMID: Air Conditioner - AC - Btuh 240k to 760k - Tier 2 | 15 |  | Comm Space Heat | 3 | 4417 |  | 65 | 96 | 13251 | 7983.95 | 11791.68 | 0 | 0 | 15 | 0.52417 | 31 | 3.494% | 3042.7036 | 3807.73 | 13588.9632 | 14834.3836 | 12703.5273 | 13867.7981 | 0 | 0 | 1.3788 | 18270.2507 | 1.3788 | 0 | 18270.2507 | 0 | 18270.2507 | 18270.2507 | 20097.2758 | 1.4382 | 1.4492
Total Customer Costs: | E262 | 18230524 | Commercial Midstream {E} | 12240-1 | CMID: Air Conditioner - AC - Btuh 240k to 760k - Tier 3 | 15 |  | Comm Space Heat | 7 | 7121.4286 |  | 100 | 186 | 49850 | 38649 | 71887.14 | 0 | 0 | 15 | 1.9719 | 86 | 13.15% | 11446.5908 | 33238.14 | 51121.4108 | 83333.7308 | 47790.4186 | 77903.8336 | 0 | 0 | 1.3788 | 68732.3221 | 1.3788 | 0 | 68732.3221 | 0 | 68732.3221 | 68732.3221 | 75605.5543 | 1.4382 | 0.9705
166801.45 | E262 | 18230524 | Commercial Midstream {E} | 12242-1 | CMID: Air Conditioner - AC - Btuh over 760k - Tier 2 | 15 |  | Comm Space Heat | 5 | 14568.2 |  | 65 | 158 | 72841 | 28362.75 | 68943.3 | 0 | 0 | 15 | 2.8813 | 93 | 19.21% | 16725.7998 | 40580.55 | 74698.79 | 85669.0998 | 69831.5322 | 80087.0336 | 0 | 0 | 1.3788 | 100431.9172 | 1.3788 | 0 | 100431.9172 | 0 | 100431.9172 | 100431.9172 | 110475.1089 | 1.4382 | 1.3794
Weighted Avg Life | E262 | 18230524 | Commercial Midstream {E} | 12243-1 | CMID: Air Conditioner - AC - Btuh over 760k - Tier 3 | 15 |  | Comm Space Heat | 6 | 14907.3333 |  | 125 | 262 | 89444 | 54530 | 114294.88 | 0 | 0 | 15 | 3.5381 | 137 | 23.59% | 20538.1919 | 59764.88 | 91725.245 | 134833.0719 | 85748.5697 | 126047.5572 | 0 | 0 | 1.3788 | 123323.8478 | 1.3788 | 0 | 123323.8478 | 0 | 123323.8478 | 123323.8478 | 135656.2326 | 1.4382 | 1.0762
14.8902 | E262 | 18230524 | Commercial Midstream {E} | 12251-1 | CMID: Heat Pump - AC - Btuh 65k to 135k - Tier 2 | 15 |  | Comm Space Heat | 1 | 1404 |  | 65 | 135 | 1404 | 514.8 | 1069.2 | 0 | 0 | 15 | 0.055538 | 70 | 0.3703% | 322.3874 | 554.4 | 1439.8086 | 1391.5874 | 1345.9929 | 1300.9137 | 0 | 0 | 1.3788 | 1935.811 | 1.3788 | 0 | 1935.811 | 0 | 1935.811 | 1935.811 | 2129.3921 | 1.4382 | 1.6368
Total Utility Cost | E262 | 18230524 | Commercial Midstream {E} | 12252-1 | CMID: Heat Pump - AC - Btuh 65k to 135k - Tier 3 | 15 |  | Comm Space Heat | 2 | 1947.5 |  | 100 | 204 | 3895 | 1550 | 3162 | 0 | 0 | 15 | 0.15407 | 104 | 1.027% | 894.3725 | 1612 | 3994.3409 | 4056.3725 | 3734.0758 | 3792.0656 | 0 | 0 | 1.3788 | 5370.359 | 1.3788 | 0 | 5370.359 | 0 | 5370.359 | 5370.359 | 5907.3949 | 1.4382 | 1.5578
388874.47 | E262 | 18230524 | Commercial Midstream {E} | 12255-1 | CMID: Heat Pump - AC - Btuh 135k to 240k - Tier 3 | 15 |  | Comm Space Heat | 1 | 3277 |  | 100 | 186 | 3277 | 1183 | 2200.38 | 0 | 0 | 15 | 0.12963 | 86 | 0.8642% | 752.467 | 1017.38 | 3360.579 | 2952.847 | 3141.6089 | 2760.444 | 0 | 0 | 1.3788 | 4518.2712 | 1.3788 | 0 | 4518.2712 | 0 | 4518.2712 | 4518.2712 | 4970.0983 | 1.4382 | 1.8005
Total Resource Cost | E262 | 18230524 | Commercial Midstream {E} | 12259-1 | CMID: Heat Pump - WC - WL - Btuh Under 17k - Tier 1 | 15 |  | Comm Space Heat | 37 | 157.2973 |  | 50 | 163 | 5820 | 1402.5 | 4572.15 | 0 | 0 | 15 | 0.23022 | 113 | 1.535% | 1336.3923 | 3169.65 | 5968.4375 | 5908.5423 | 5579.5434 | 5523.5509 | 0 | 0 | 1.3788 | 8024.5158 | 1.3788 | 0 | 8024.5158 | 0 | 8024.5158 | 8024.5158 | 8826.9674 | 1.4382 | 1.5981
478309.8 | E262 | 18230524 | Commercial Midstream {E} | 12263-1 | CMID: Heat Pump - WC - WL - Btuh over 17k - Tier 2 | 15 |  | Comm Space Heat | 11 | 445.4545 |  | 75 | 245 | 4900 | 1981.5 | 6472.9 | 0 | 0 | 15 | 0.19383 | 170 | 1.292% | 1125.1413 | 4491.4 | 5024.9732 | 7598.0413 | 4697.5537 | 7102.9647 | 0 | 0 | 1.3788 | 6756.0357 | 1.3788 | 0 | 6756.0357 | 0 | 6756.0357 | 6756.0357 | 7431.6392 | 1.4382 | 1.0463
UC B/C Ratio | E262 | 18230524 | Commercial Midstream {E} | 12264-1 | CMID: Heat Pump - WC - WL - Btuh over 17k - Tier 3 | 15 |  | Comm Space Heat | 4 | 759 |  | 125 | 327 | 3036 | 1387.5 | 3629.7 | 0 | 0 | 15 | 0.12009 | 202 | 0.8006% | 697.1284 | 2242.2 | 3113.4324 | 4326.8284 | 2910.5659 | 4044.8989 | 0 | 0 | 1.3788 | 4185.9845 | 1.3788 | 0 | 4185.9845 | 0 | 4185.9845 | 4185.9845 | 4604.583 | 1.4382 | 1.1384
1.4208 | E262 | 18230524 | Commercial Midstream {E} | 12265-1 | CMID: Heat Pump - WC - GL - Btuh Under 135k - Tier 1 | 15 |  | Comm Space Heat | 1 | 359 |  | 125 | 200 | 359 | 215 | 344 | 0 | 0 | 15 | 0.014201 | 75 | 0.09467% | 82.4338 | 129 | 368.1562 | 426.4338 | 344.1677 | 398.6481 | 0 | 0 | 1.3788 | 494.983 | 1.3788 | 0 | 494.983 | 0 | 494.983 | 494.983 | 544.4813 | 1.4382 | 1.3658
TRC B/C Ratio | E262 | 18230524 | Commercial Midstream {E} | 12852-1 | Heat Pump - Ductless - Tier 1 - Less than 65 kBtuh - EH - Comm | 15 |  | Comm Space Heat | 26 | 775.3462 |  | 400 | 500 | 20159 | 10400 | 9125.76 | 0 | 0 | 15 | 0.79742 | 100 | 5.316% | 4628.9232 | -1274.24 | 20673.1498 | 13754.6832 | 19326.1193 | 12858.4493 | 0 | 0 | 1.3788 | 27794.8823 | 1.3788 | 0 | 27794.8823 | 0 | 27794.8823 | 27794.8823 | 30574.3705 | 1.4382 | 2.3778
1.2706 | E262 | 18230524 | Commercial Midstream {E} | 12855-1 | Heat Pump - Ductless - Tier 2 - Less than 65 kBtuh - EH - Comm | 15 |  | Comm Space Heat | 42 | 1004.881 |  | 600 | 840 | 42205 | 25200 | 26396.7 | 0 | 0 | 15 | 1.6695 | 240 | 11.13% | 9691.1407 | 1196.7 | 43281.4271 | 36087.8407 | 40461.2762 | 33736.4128 | 0 | 0 | 1.3788 | 58191.5276 | 1.3788 | 0 | 58191.5276 | 0 | 58191.5276 | 58191.5276 | 64010.6804 | 1.4382 | 1.8974
| E262 | 18230524 | Commercial Midstream {E} | 12858-1 | Heat Pump - Packaged - Tier 1 - Less than 65 kBtuh - EH - Comm | 15 |  | Comm Space Heat | 1 | 1440 |  | 300 | 450 | 1440 | 300 | 0 | 0 | 0 | 15 | 0.056962 | 150 | 0.3797% | 330.6538 | -300 | 1476.7268 | 330.6538 | 1380.5056 | 309.1089 | 0 | 0 | 1.3788 | 1985.4472 | 1.3788 | 0 | 1985.4472 | 0 | 1985.4472 | 1985.4472 | 2183.9919 | 1.4382 | 7.0654
| E262 | 18230524 | Commercial Midstream {E} | 12867-1 | Heat Pump - Split - Tier 2 - Less than 65 kBtuh - EH - Comm | 15 |  | Comm Space Heat | 1 | 1500 |  | 500 | 732 | 1500 | 500 | 0 | 0 | 0 | 15 | 0.059335 | 232 | 0.3956% | 344.431 | -500 | 1538.2571 | 344.431 | 1438.0266 | 321.9884 | 0 | 0 | 1.3788 | 2068.1742 | 1.3788 | 0 | 2068.1742 | 0 | 2068.1742 | 2068.1742 | 2274.9916 | 1.4382 | 7.0654
| E262 | 18230524 | Commercial Midstream {E} | 12870-1 | Water Heater - Heat Pump - EH - Comm | 11 |  | Comm Water Heat | 1 | 10407 |  | 500 | 751.56 | 10407 | 500 | 751.56 | 0 | 0 | 11 | 0.30189 | 251.56 | 2.744% | 2389.6624 | 251.56 | 10672.4277 | 3141.2224 | 9977.0288 | 2936.5452 | 0 | 0 | 0.77029 | 8016.3852 | 0.77029 | 0 | 8016.3852 | 0 | 8016.3852 | 8016.3852 | 8818.0237 | 0.80348 | 3.0029
| E262 | 18230524 | Commercial Midstream {E} | 12893-2 | Incentive - Sales - Distributor - EH or EWH - Comm |  |  |  | 71 | 0 |  | 50 | 33.0321 | 0 | 3550 | 2345.28 | 0 | 0 | 0 | 0 | -16.9679 | 0% | 0 | -1204.72 | 0 | 2345.28 | 0 | 2192.4652 | 0 | 0 | #N/A | #N/A | #N/A | #N/A | #N/A | #N/A | #N/A | 0 | 0 | 0 | 0
[19 empty] | 0 | 0 | 0 | 0% | 0 | 0 | 0 | 0 | 0 | 0 | 0 | 0 | #N/A | #N/A | #N/A | #N/A | #N/A | #N/A | #N/A | 0 | 0 | 0 | #DIV/0!
[19 empty] | 0 | 0 | 0 | 0% | 0 | 0 | 0 | 0 | 0 | 0 | 0 | 0 | #N/A | #N/A | #N/A | #N/A | #N/A | #N/A | #N/A | 0 | 0 | 0 | #DIV/0!
[19 empty] | 0 | 0 | 0 | 0% | 0 | 0 | 0 | 0 | 0 | 0 | 0 | 0 | #N/A | #N/A | #N/A | #N/A | #N/A | #N/A | #N/A | 0 | 0 | 0 | #DIV/0!
[19 empty] | 0 | 0 | 0 | 0% | 0 | 0 | 0 | 0 | 0 | 0 | 0 | 0 | #N/A | #N/A | #N/A | #N/A | #N/A | #N/A | #N/A | 0 | 0 | 0 | #DIV/0!
[19 empty] | 0 | 0 | 0 | 0% | 0 | 0 | 0 | 0 | 0 | 0 | 0 | 0 | #N/A | #N/A | #N/A | #N/A | #N/A | #N/A | #N/A | 0 | 0 | 0 | #DIV/0!
[19 empty] | 0 | 0 | 0 | 0% | 0 | 0 | 0 | 0 | 0 | 0 | 0 | 0 | #N/A | #N/A | #N/A | #N/A | #N/A | #N/A | #N/A | 0 | 0 | 0 | #DIV/0!
[19 empty] | 0 | 0 | 0 | 0% | 0 | 0 | 0 | 0 | 0 | 0 | 0 | 0 | #N/A | #N/A | #N/A | #N/A | #N/A | #N/A | #N/A | 0 | 0 | 0 | #DIV/0!
[19 empty] | 0 | 0 | 0 | 0% | 0 | 0 | 0 | 0 | 0 | 0 | 0 | 0 | #N/A | #N/A | #N/A | #N/A | #N/A | #N/A | #N/A | 0 | 0 | 0 | #DIV/0!
[19 empty] | 0 | 0 | 0 | 0% | 0 | 0 | 0 | 0 | 0 | 0 | 0 | 0 | #N/A | #N/A | #N/A | #N/A | #N/A | #N/A | #N/A | 0 | 0 | 0 | #DIV/0!
[19 empty] | 0 | 0 | 0 | 0% | 0 | 0 | 0 | 0 | 0 | 0 | 0 | 0 | #N/A | #N/A | #N/A | #N/A | #N/A | #N/A | #N/A | 0 | 0 | 0 | #DIV/0!
[19 empty] | 0 | 0 | 0 | 0% | 0 | 0 | 0 | 0 | 0 | 0 | 0 | 0 | #N/A | #N/A | #N/A | #N/A | #N/A | #N/A | #N/A | 0 | 0 | 0 | #DIV/0!
[19 empty] | 0 | 0 | 0 | 0% | 0 | 0 | 0 | 0 | 0 | 0 | 0 | 0 | #N/A | #N/A | #N/A | #N/A | #N/A | #N/A | #N/A | 0 | 0 | 0 | #DIV/0!
[19 empty] | 0 | 0 | 0 | 0% | 0 | 0 | 0 | 0 | 0 | 0 | 0 | 0 | #N/A | #N/A | #N/A | #N/A | #N/A | #N/A | #N/A | 0 | 0 | 0 | #DIV/0!
[19 empty] | 0 | 0 | 0 | 0% | 0 | 0 | 0 | 0 | 0 | 0 | 0 | 0 | #N/A | #N/A | #N/A | #N/A | #N/A | #N/A | #N/A | 0 | 0 | 0 | #DIV/0!
[19 empty] | 0 | 0 | 0 | 0% | 0 | 0 | 0 | 0 | 0 | 0 | 0 | 0 | #N/A | #N/A | #N/A | #N/A | #N/A | #N/A | #N/A | 0 | 0 | 0 | #DIV/0!
[19 empty] | 0 | 0 | 0 | 0% | 0 | 0 | 0 | 0 | 0 | 0 | 0 | 0 | #N/A | #N/A | #N/A | #N/A | #N/A | #N/A | #N/A | 0 | 0 | 0 | #DIV/0!
[19 empty] | 0 | 0 | 0 | 0% | 0 | 0 | 0 | 0 | 0 | 0 | 0 | 0 | #N/A | #N/A | #N/A | #N/A | #N/A | #N/A | #N/A | 0 | 0 | 0 | #DIV/0!
[19 empty] | 0 | 0 | 0 | 0% | 0 | 0 | 0 | 0 | 0 | 0 | 0 | 0 | #N/A | #N/A | #N/A | #N/A | #N/A | #N/A | #N/A | 0 | 0 | 0 | #DIV/0!
[19 empty] | 0 | 0 | 0 | 0% | 0 | 0 | 0 | 0 | 0 | 0 | 0 | 0 | #N/A | #N/A | #N/A | #N/A | #N/A | #N/A | #N/A | 0 | 0 | 0 | #DIV/0!
[19 empty] | 0 | 0 | 0 | 0% | 0 | 0 | 0 | 0 | 0 | 0 | 0 | 0 | #N/A | #N/A | #N/A | #N/A | #N/A | #N/A | #N/A | 0 | 0 | 0 | #DIV/0!
[19 empty] | 0 | 0 | 0 | 0% | 0 | 0 | 0 | 0 | 0 | 0 | 0 | 0 | #N/A | #N/A | #N/A | #N/A | #N/A | #N/A | #N/A | 0 | 0 | 0 | #DIV/0!
[19 empty] | 0 | 0 | 0 | 0% | 0 | 0 | 0 | 0 | 0 | 0 | 0 | 0 | #N/A | #N/A | #N/A | #N/A | #N/A | #N/A | #N/A | 0 | 0 | 0 | #DIV/0!
[19 empty] | 0 | 0 | 0 | 0% | 0 | 0 | 0 | 0 | 0 | 0 | 0 | 0 | #N/A | #N/A | #N/A | #N/A | #N/A | #N/A | #N/A | 0 | 0 | 0 | #DIV/0!
[19 empty] | 0 | 0 | 0 | 0% | 0 | 0 | 0 | 0 | 0 | 0 | 0 | 0 | #N/A | #N/A | #N/A | #N/A | #N/A | #N/A | #N/A | 0 | 0 | 0 | #DIV/0!
[19 empty] | 0 | 0 | 0 | 0% | 0 | 0 | 0 | 0 | 0 | 0 | 0 | 0 | #N/A | #N/A | #N/A | #N/A | #N/A | #N/A | #N/A | 0 | 0 | 0 | #DIV/0!
[19 empty] | 0 | 0 | 0 | 0% | 0 | 0 | 0 | 0 | 0 | 0 | 0 | 0 | #N/A | #N/A | #N/A | #N/A | #N/A | #N/A | #N/A | 0 | 0 | 0 | #DIV/0!
[19 empty] | 0 | 0 | 0 | 0% | 0 | 0 | 0 | 0 | 0 | 0 | 0 | 0 | #N/A | #N/A | #N/A | #N/A | #N/A | #N/A | #N/A | 0 | 0 | 0 | #DIV/0!
[19 empty] | 0 | 0 | 0 | 0% | 0 | 0 | 0 | 0 | 0 | 0 | 0 | 0 | #N/A | #N/A | #N/A | #N/A | #N/A | #N/A | #N/A | 0 | 0 | 0 | #DIV/0!
[19 empty] | 0 | 0 | 0 | 0% | 0 | 0 | 0 | 0 | 0 | 0 | 0 | 0 | #N/A | #N/A | #N/A | #N/A | #N/A | #N/A | #N/A | 0 | 0 | 0 | #DIV/0!
[19 empty] | 0 | 0 | 0 | 0% | 0 | 0 | 0 | 0 | 0 | 0 | 0 | 0 | #N/A | #N/A | #N/A | #N/A | #N/A | #N/A | #N/A | 0 | 0 | 0 | #DIV/0!
[19 empty] | 0 | 0 | 0 | 0% | 0 | 0 | 0 | 0 | 0 | 0 | 0 | 0 | #N/A | #N/A | #N/A | #N/A | #N/A | #N/A | #N/A | 0 | 0 | 0 | #DIV/0!

## SBDI {E}
Rtn to Summary |  | Order Number | Program Name | Discount Rate: | 6.97% | [9 empty] | Paste in incentives but use DBtC for Total
| Program: | 18231134 | Small Business Direct Install {E}
| paste |  |  | paste | paste | paste | paste | paste | paste | paste | paste | paste | paste | Paste | paste | paste | paste | paste | Formula: G + H | Formula: (O/A10)*T | Formula: N - M | Formula: O/A10 | Formula: W*A8 | Formula: Q - P | Formula: X + DBtC | Formula: Q + X | Formula: Z/(1+ElecDiscountRate)^1 | Formula: AA/(1+ElecDiscountRate)^1 | Formula: -PV (ElecDiscount Rate,T,R)*J | Formula: - PV (ElecDiscount Rate, T, S)*J |  | AF*J*K |  | AH*J*L | AG + AI |  | AG +AI -AK | formula: Logic to lookup from AC tables and adjust by savings and quantity | Formula: Utility Savings (AM)*1.1+AD+AE | formula: AM/AB | formula: AN/AC
| Sch. No. | Order Number | Program Name | Measure Version | Measure Name | First Period Measure Life | Second period Measure Life | Electric End-Use Type | Number of units offered | Savings per Unit Period 1 | Savngs per Unit Period 2 | Incentives Per Unit | Incremental Measure Cost per Unit | Total First Year Savings | Total Incentive | Total Incremental Measure Cost | Unit First Year Non-Energy Benefits | Unit Annual Net Equipment O&M | Total Measure Life | Weighted Life | Agency or Customer Cost per Unit | Percent Unit overhead | Program Overhead Cost | Total Customer Cost | Total Utility Program Costs | Total Resource Cost | PV Total Utility Program Costs | PV Total Resource Costs | PV Total Non-Energy Benefits | PV Total Net Equipment O&M | Unit PV First period Savings for 1 kWh | Total First Period Savings | Unit PV Savings for Second Period for 1 kWh | Total Second period Savings | Unadjusted Total | Decrement | Final UC Total Savings | PV Total Savings UC | PV Total Savings TRC | UC B/C Ratio | TRC B/C Ratio
DBTC: | E262 | 18231134 | Small Business Direct Install {E} | 10039-1 | HVAC - Other - Custom | 15 |  | Comm Flat | 1 | 8938 |  |  |  | 8938 | 0 | 0 |  |  | 15 | 0.0088754 | 0 | 0.05917% | 807.6969 | 0 | 4418.8956 | 807.6969 | 4130.9672 | 755.0687 | 0 | 0 | 1.0294 | 9200.7449 | 1.0294 | 0 | 9200.7449 | 0 | 9200.7449 | 9200.7449 | 10120.8194 | 2.2273 | 13.4038
6103156.62 | E262 | 18231134 | Small Business Direct Install {E} | 10059-1 | Lighting - Custom | 20 |  | Comm Lighting | 1 | 4986 |  |  |  | 4986 | 0 | 0 |  |  | 20 | 0.0066014 | 0 | 0.03301% | 450.568 | 0 | 2465.0496 | 450.568 | 2304.4308 | 421.2097 | 0 | 0 | 1.3193 | 6577.7944 | 1.3193 | 0 | 6577.7944 | 0 | 6577.7944 | 6577.7944 | 7235.5738 | 2.8544 | 17.1781
Program Costs: | E262 | 18231134 | Small Business Direct Install {E} | 10952-3 | SBDI: Controls - ASH - Compressor - Low Temp | 12 |  | Comm Refrigeration | 3 | 312 |  | 42.4 | 42.4 | 936 | 3180 | 127.2 | 0 | 0 | 12 | 0.00074356 | 0 | 0.006196% | 84.5832 | -3052.8 | 462.753 | 211.7832 | 432.6007 | 197.9837 | 0 | 0 | 0.82066 | 768.1344 | 0.82066 | 0 | 768.1344 | 0 | 768.1344 | 768.1344 | 844.9478 | 1.7756 | 4.2678
1365059.48 | E262 | 18231134 | Small Business Direct Install {E} | 10953-3 | SBDI: Controls - ASH - Compressor - Mid Temp | 12 |  | Comm Refrigeration | 28.5 | 231 |  | 42.4 | 42.4 | 6583.5 | 2650 | 1208.4 | 0 | 0 | 12 | 0.0052299 | 0 | 0.04358% | 594.9287 | -1441.6 | 3254.8444 | 1803.3287 | 3042.7638 | 1685.8266 | 0 | 0 | 0.82066 | 5402.7913 | 0.82066 | 0 | 5402.7913 | 0 | 5402.7913 | 5402.7913 | 5943.0704 | 1.7756 | 3.5253
Total Savings (kWh): | E262 | 18231134 | Small Business Direct Install {E} | 10955-3 | SBDI: ECM - Walk In - 23w | 15 |  | Comm Refrigeration | 1 | 583 |  | 275.73 | 275.73 | 583 | 1378.65 | 275.73 | 0 | 0 | 15 | 0.00057892 | 0 | 0.003859% | 52.6837 | -1102.92 | 288.2318 | 328.4137 | 269.4511 | 307.0148 | 0 | 0 | 1.0023 | 584.3289 | 1.0023 | 0 | 584.3289 | 0 | 584.3289 | 584.3289 | 642.7618 | 2.1686 | 2.0936
15105791.39 | E262 | 18231134 | Small Business Direct Install {E} | 10956-3 | SBDI: ECM - Walk In - More than 23w | 15 |  | Comm Refrigeration | 13 | 1355 |  | 275.73 | 275.73 | 17615 | 6066.06 | 3584.49 | 0 | 0 | 15 | 0.017492 | 0 | 0.1166% | 1591.8082 | -2481.57 | 8708.7544 | 5176.2982 | 8141.3054 | 4839.0186 | 0 | 0 | 1.0023 | 17655.1515 | 1.0023 | 0 | 17655.1515 | 0 | 17655.1515 | 17655.1515 | 19420.6667 | 2.1686 | 4.0133
Total Incentives: | E262 | 18231134 | Small Business Direct Install {E} | 11106-5 | SBDI: Lamp - TLED - 3 ft - 1x - from 3 ft 1x T8 25w | 12 |  | Comm Lighting | 66 | 54 |  | 37 | 37 | 3564 | 2442 | 2442 | 0 | 0 | 12 | 0.0028312 | 0 | 0.02359% | 322.0667 | 0 | 1762.021 | 2764.0667 | 1647.2105 | 2583.9644 | 0 | 0 | 0.8665 | 3088.2184 | 0.8665 | 0 | 3088.2184 | 0 | 3088.2184 | 3088.2184 | 3397.0403 | 1.8748 | 1.3147
5952507.86 | E262 | 18231134 | Small Business Direct Install {E} | 11107-6 | SBDI: Lamp - TLED - 3 ft - 1x - from 3 ft T12 1x | 12 |  | Comm Lighting | 15 | 105 |  | 37 | 37 | 1575 | 555 | 555 | 0 | 0 | 12 | 0.0012512 | 0 | 0.01043% | 142.3274 | 0 | 778.6709 | 697.3274 | 727.9339 | 651.8907 | 0 | 0 | 0.8665 | 1364.743 | 0.8665 | 0 | 1364.743 | 0 | 1364.743 | 1364.743 | 1501.2173 | 1.8748 | 2.3029
Total Customer Costs: | E262 | 18231134 | Small Business Direct Install {E} | 11108-5 | SBDI: Lamp - TLED - 4 ft - 1x - from 4 ft T12 1x | 12 |  | Comm Lighting | 26 | 91 |  | 37 | 37 | 2366 | 962 | 962 | 0 | 0 | 12 | 0.0018795 | 0 | 0.01566% | 213.8074 | 0 | 1169.7367 | 1175.8074 | 1093.5185 | 1099.1937 | 0 | 0 | 0.8665 | 2050.1473 | 0.8665 | 0 | 2050.1473 | 0 | 2050.1473 | 2050.1473 | 2255.162 | 1.8748 | 2.0517
-205774.64 | E262 | 18231134 | Small Business Direct Install {E} | 11108-6 | SBDI: Lamp - TLED - 4 ft - 1x - from 4 ft T12 1x | 12 |  | Comm Lighting | 162 | 91 |  | 37 | 37 | 14742 | 5994 | 5994 | 0 | 0 | 12 | 0.011711 | 0 | 0.09759% | 1332.1849 | 0 | 7288.3597 | 7326.1849 | 6813.4615 | 6848.822 | 0 | 0 | 0.8665 | 12773.9944 | 0.8665 | 0 | 12773.9944 | 0 | 12773.9944 | 12773.9944 | 14051.3938 | 1.8748 | 2.0517
Weighted Avg Life | E262 | 18231134 | Small Business Direct Install {E} | 11114-5 | SBDI: Lamp - TLED - 4 ft - 2x - from 4 ft T12 2x | 12 |  | Comm Lighting | 9 | 181 |  | 65 | 65 | 1629 | 585 | 585 | 0 | 0 | 12 | 0.0012941 | 0 | 0.01078% | 147.2072 | 0 | 805.3682 | 732.2072 | 752.8917 | 684.4977 | 0 | 0 | 0.8665 | 1411.5342 | 0.8665 | 0 | 1411.5342 | 0 | 1411.5342 | 1411.5342 | 1552.6876 | 1.8748 | 2.2684
13.3355 | E262 | 18231134 | Small Business Direct Install {E} | 11114-6 | SBDI: Lamp - TLED - 4 ft - 2x - from 4 ft T12 2x | 12 |  | Comm Lighting | 1634 | 183 |  | 65 | 65 | 299022 | 106210 | 106210 | 0 | 0 | 12 | 0.23754 | 0 | 1.98% | 27021.6108 | 0 | 147834.7514 | 133231.6108 | 138202.0673 | 124550.4448 | 0 | 0 | 0.8665 | 259103.6057 | 0.8665 | 0 | 259103.6057 | 0 | 259103.6057 | 259103.6057 | 285013.9663 | 1.8748 | 2.2883
Total Utility Cost | E262 | 18231134 | Small Business Direct Install {E} | 11115-5 | SBDI: Lamp - TLED - 4 ft - 2x - from 4 ft T12 HO 2x | 12 |  | Comm Lighting | 34 | 417 |  | 65 | 65 | 14178 | 2210 | 2210 | 0 | 0 | 12 | 0.011263 | 0 | 0.09386% | 1281.2181 | 0 | 7009.5214 | 3491.2181 | 6552.7918 | 3263.7357 | 0 | 0 | 0.8665 | 12285.2864 | 0.8665 | 0 | 12285.2864 | 0 | 12285.2864 | 12285.2864 | 13513.8151 | 1.8748 | 4.1406
7468216.1 | E262 | 18231134 | Small Business Direct Install {E} | 11115-6 | SBDI: Lamp - TLED - 4 ft - 2x - from 4 ft T12 HO 2x | 12 |  | Comm Lighting | 5 | 420 |  | 65 | 65 | 2100 | 325 | 325 | 0 | 0 | 12 | 0.0016682 | 0 | 0.0139% | 189.7699 | 0 | 1038.2279 | 514.7699 | 970.5786 | 481.2283 | 0 | 0 | 0.8665 | 1819.6573 | 0.8665 | 0 | 1819.6573 | 0 | 1819.6573 | 1819.6573 | 2001.6231 | 1.8748 | 4.1594
Total Resource Cost | E262 | 18231134 | Small Business Direct Install {E} | 11127-5 | SBDI: Lamp - TLED - 4 ft - 3x from 4 ft T12 3x | 12 |  | Comm Lighting | 1 | 272 |  | 100 | 100 | 272 | 100 | 100 | 0 | 0 | 12 | 0.00021608 | 0 | 0.001801% | 24.5797 | 0 | 134.4752 | 124.5797 | 125.713 | 116.4623 | 0 | 0 | 0.8665 | 235.6889 | 0.8665 | 0 | 235.6889 | 0 | 235.6889 | 235.6889 | 259.2578 | 1.8748 | 2.2261
7111792.7 | E262 | 18231134 | Small Business Direct Install {E} | 11127-6 | SBDI: Lamp - TLED - 4 ft - 3x from 4 ft T12 3x | 12 |  | Comm Lighting | 90 | 274 |  | 100 | 100 | 24660 | 9000 | 9000 | 0 | 0 | 12 | 0.01959 | 0 | 0.1632% | 2228.4411 | 0 | 12191.7617 | 11228.4411 | 11397.3653 | 10496.8132 | 0 | 0 | 0.8665 | 21367.976 | 0.8665 | 0 | 21367.976 | 0 | 21367.976 | 21367.976 | 23504.7736 | 1.8748 | 2.2392
UC B/C Ratio | E262 | 18231134 | Small Business Direct Install {E} | 11128-5 | SBDI: Lamp - TLED - 4 ft - 4x - from 4 ft T12 4x | 12 |  | Comm Lighting | 18 | 363 |  | 127 | 127 | 6534 | 2286 | 2286 | 0 | 0 | 12 | 0.0051906 | 0 | 0.04325% | 590.4556 | 0 | 3230.3719 | 2876.4556 | 3019.8859 | 2689.0302 | 0 | 0 | 0.8665 | 5661.7338 | 0.8665 | 0 | 5661.7338 | 0 | 5661.7338 | 5661.7338 | 6227.9072 | 1.8748 | 2.316
2.0551 | E262 | 18231134 | Small Business Direct Install {E} | 11128-6 | SBDI: Lamp - TLED - 4 ft - 4x - from 4 ft T12 4x | 12 |  | Comm Lighting | 1394 | 366 |  | 127 | 127 | 510204 | 177038 | 177038 | 0 | 0 | 12 | 0.4053 | 0 | 3.378% | 46105.4167 | 0 | 252241.9136 | 223143.4167 | 235806.2201 | 208603.7363 | 0 | 0 | 0.8665 | 442093.5452 | 0.8665 | 0 | 442093.5452 | 0 | 442093.5452 | 442093.5452 | 486302.8997 | 1.8748 | 2.3312
TRC B/C Ratio | E262 | 18231134 | Small Business Direct Install {E} | 11129-6 | SBDI: Lamp - TLED - 4 ft - 4x - from 4 ft T12 HO 4x | 12 |  | Comm Lighting | 3 | 840 |  | 127 | 127 | 2520 | 381 | 381 | 0 | 0 | 12 | 0.0020019 | 0 | 0.01668% | 227.7239 | 0 | 1245.8735 | 608.7239 | 1164.6943 | 569.0604 | 0 | 0 | 0.8665 | 2183.5888 | 0.8665 | 0 | 2183.5888 | 0 | 2183.5888 | 2183.5888 | 2401.9477 | 1.8748 | 4.2209
2.3744 | E262 | 18231134 | Small Business Direct Install {E} | 11135-1 | SBDI: LED Exit Sign | 9 |  | Comm Flat | 9 | 153.3 |  | 60 | 60 | 1379.7 | 540 | 540 |  |  | 9 | 0.00082202 | 0 | 0.009134% | 124.6788 | 0 | 682.1157 | 664.6788 | 637.6701 | 621.3694 | 0 | 0 | 0.63677 | 878.5553 | 0.63677 | 0 | 878.5553 | 0 | 878.5553 | 878.5553 | 966.4109 | 1.3778 | 1.5553
| E262 | 18231134 | Small Business Direct Install {E} | 11135-2 | SBDI: LED Exit Sign | 9 |  | Comm Flat | 82 | 153.4 |  | 60 | 60 | 12578.8 | 4920 | 4920 |  |  | 9 | 0.0074944 | 0 | 0.08327% | 1136.7038 | 0 | 6218.8861 | 6056.7038 | 5813.6731 | 5662.0583 | 0 | 0 | 0.63677 | 8009.8368 | 0.63677 | 0 | 8009.8368 | 0 | 8009.8368 | 8009.8368 | 8810.8205 | 1.3778 | 1.5561
| E262 | 18231134 | Small Business Direct Install {E} | 11136-9 | SBDI: LED Open Sign | 16 |  | Comm Lighting | 3 | 139.59 |  | 130.65 | 130.65 | 418.77 | 391.95 | 391.95 | 0 | 0 | 16 | 0.00044356 | 0 | 0.002772% | 37.8428 | 0 | 207.0375 | 429.7928 | 193.5472 | 401.7882 | 0 | 0 | 1.1126 | 465.924 | 1.1126 | 0 | 465.924 | 0 | 465.924 | 465.924 | 512.5164 | 2.4073 | 1.2756
| E262 | 18231134 | Small Business Direct Install {E} | 11137-4 | SBDI: Occupancy Sensor - 100w to 150w | 10 |  | Comm Lighting | 346 | 87.75 |  | 68 | 68 | 30361.5 | 23528 | 23528 | 0 | 0 | 10 | 0.020099 | 0 | 0.201% | 2743.6665 | 0 | 15010.5504 | 26271.6665 | 14032.4861 | 24559.8453 | 0 | 0 | 0.72787 | 22099.299 | 0.72787 | 0 | 22099.299 | 0 | 22099.299 | 22099.299 | 24309.2289 | 1.5749 | 0.9898
| E262 | 18231134 | Small Business Direct Install {E} | 11138-4 | SBDI: Occupancy Sensor - 151w to 200w | 10 |  | Comm Lighting | 3 | 122.86 |  | 68 | 68 | 368.58 | 204 | 204 | 0 | 0 | 10 | 0.000244 | 0 | 0.00244% | 33.3073 | 0 | 182.2238 | 237.3073 | 170.3504 | 221.8448 | 0 | 0 | 0.72787 | 268.2792 | 0.72787 | 0 | 268.2792 | 0 | 268.2792 | 268.2792 | 295.1071 | 1.5749 | 1.3302
| E262 | 18231134 | Small Business Direct Install {E} | 11220-3 | SBDI: Sprayhead - EWH - 0.65 gpm - from 2.2 | 4 |  | Comm Water Heat | 1 | 1476 |  | 76.3 | 76.3 | 1476 | 76.3 | 76.3 | 235.92 | 0 | 4 | 0.00039084 | 0 | 0.009771% | 133.3811 | 0 | 729.7259 | 209.6811 | 682.1781 | 196.0186 | 799.6524 | 0 | 0.28227 | 416.6358 | 0.28227 | 0 | 416.6358 | 0 | 416.6358 | 416.6358 | 1257.9518 | 0.61074 | 6.4175
| E262 | 18231134 | Small Business Direct Install {E} | 11315-3 | SBDI: Aerator - EWH - All Others | 10 |  | Comm Water Heat | 2 | 151.6 |  | 13.09 | 13.09 | 303.2 | 26.18 | 26.18 | 132.69 |  | 10 | 0.00020072 | 0 | 0.002007% | 27.3992 | 0 | 149.9003 | 53.5792 | 140.1331 | 50.088 | 1866.5056 | 0 | 0.70153 | 212.7025 | 0.70153 | 0 | 212.7025 | 0 | 212.7025 | 212.7025 | 2100.4783 | 1.5179 | 41.9357
| E262 | 18231134 | Small Business Direct Install {E} | 11321-3 | SBDI: Aerator - EWH - Retail | 10 |  | Comm Water Heat | 1 | 151.6 |  | 13.09 | 13.09 | 151.6 | 13.09 | 13.09 | 132.69 |  | 10 | 0.00010036 | 0 | 0.001004% | 13.6996 | 0 | 74.9502 | 26.7896 | 70.0665 | 25.044 | 933.2528 | 0 | 0.70153 | 106.3512 | 0.70153 | 0 | 106.3512 | 0 | 106.3512 | 106.3512 | 1050.2392 | 1.5179 | 41.9357
| E262 | 18231134 | Small Business Direct Install {E} | 12053-4 | SBDI: Fixture - LED - 100w - from 400w HID | 15 |  | Comm Lighting | 14 | 1206 |  | 239.32 | 239.32 | 16884 | 3350.48 | 3350.48 | 0 | 0 | 15 | 0.016766 | 0 | 0.1118% | 1525.7502 | 0 | 8347.3522 | 4876.2302 | 7803.4516 | 4558.5026 | 0 | 0 | 1.0546 | 17805.7059 | 1.0546 | 0 | 17805.7059 | 0 | 17805.7059 | 17805.7059 | 19586.2765 | 2.2818 | 4.2966
| E262 | 18231134 | Small Business Direct Install {E} | 12053-5 | SBDI: Fixture - LED - 100w - from 400w HID | 15 |  | Comm Lighting | 980 | 1213 |  | 239.32 | 239.32 | 1188740 | 234533.6 | 234533.6 | 0 | 0 | 15 | 1.1804 | 0 | 7.869% | 107422.4292 | 0 | 587706.1967 | 341956.0292 | 549412.1686 | 319674.7024 | 0 | 0 | 1.0546 | 1253633.9048 | 1.0546 | 0 | 1253633.9048 | 0 | 1253633.9048 | 1253633.9048 | 1378997.2953 | 2.2818 | 4.3138
| E262 | 18231134 | Small Business Direct Install {E} | 12105-2 | SBDI: Fixture - LED - 20w - from 100w HID | 15 |  | Comm Lighting | 462 | 457.8 |  | 123.77 | 176.82 | 211503.6 | 79515.79 | 81690.84 | 0 | 0 | 15 | 0.21002 | 53.05 | 1.4% | 19112.8678 | 2175.05 | 104566.1594 | 100803.7078 | 97752.79 | 94235.4939 | 0 | 0 | 1.0546 | 223049.6862 | 1.0546 | 0 | 223049.6862 | 0 | 223049.6862 | 223049.6862 | 245354.6548 | 2.2818 | 2.6036
| E262 | 18231134 | Small Business Direct Install {E} | 12106-5 | SBDI: Lamp - TLED - 4 ft - 1x - from 4 ft T8 28w BBF 1x | 12 |  | Comm Lighting | 21 | 42 |  | 37 | 37 | 882 | 777 | 777 | 0 | 0 | 12 | 0.00070066 | 0 | 0.005839% | 79.7034 | 0 | 436.0557 | 856.7034 | 407.643 | 800.8819 | 0 | 0 | 0.8665 | 764.2561 | 0.8665 | 0 | 764.2561 | 0 | 764.2561 | 764.2561 | 840.6817 | 1.8748 | 1.0497
| E262 | 18231134 | Small Business Direct Install {E} | 12107-4 | SBDI: Lamp - TLED - 4 ft - 1x - from 4ft T8 32w BBF 1x | 12 |  | Comm Lighting | 16 | 64 |  | 37 | 37 | 1024 | 592 | 592 | 0 | 0 | 12 | 0.00081346 | 0 | 0.006779% | 92.5354 | 0 | 506.2597 | 684.5354 | 473.2726 | 639.9322 | 0 | 0 | 0.8665 | 887.2996 | 0.8665 | 0 | 887.2996 | 0 | 887.2996 | 887.2996 | 976.0295 | 1.8748 | 1.5252
| E262 | 18231134 | Small Business Direct Install {E} | 12107-5 | SBDI: Lamp - TLED - 4 ft - 1x - from 4ft T8 32w BBF 1x | 12 |  | Comm Lighting | 1287 | 64 |  | 37 | 37 | 82368 | 47619 | 47619 | 0 | 0 | 12 | 0.065433 | 0 | 0.5453% | 7443.3187 | 0 | 40722.2639 | 55062.3187 | 38068.8641 | 51474.543 | 0 | 0 | 0.8665 | 71372.1592 | 0.8665 | 0 | 71372.1592 | 0 | 71372.1592 | 71372.1592 | 78509.3752 | 1.8748 | 1.5252
| E262 | 18231134 | Small Business Direct Install {E} | 12108-5 | SBDI: Lamp - TLED - 4 ft - 2x - from 4 ft T8 28w BBF 2x | 12 |  | Comm Lighting | 209 | 85 |  | 65 | 65 | 17765 | 13585 | 13585 | 0 | 0 | 12 | 0.014112 | 0 | 0.1176% | 1605.3632 | 0 | 8782.9135 | 15190.3632 | 8210.6324 | 14200.5826 | 0 | 0 | 0.8665 | 15393.4344 | 0.8665 | 0 | 15393.4344 | 0 | 15393.4344 | 15393.4344 | 16932.7779 | 1.8748 | 1.1924
| E262 | 18231134 | Small Business Direct Install {E} | 12109-4 | SBDI: Lamp - TLED - 4 ft - 2x - from 4 ft T8 32w BBF 2x | 12 |  | Comm Lighting | 458 | 128 |  | 65 | 65 | 58624 | 29770 | 29770 | 0 | 0 | 12 | 0.046571 | 0 | 0.3881% | 5297.6534 | 0 | 28983.3673 | 35067.6534 | 27094.8559 | 32782.6993 | 0 | 0 | 0.8665 | 50797.9004 | 0.8665 | 0 | 50797.9004 | 0 | 50797.9004 | 50797.9004 | 55877.6905 | 1.8748 | 1.7045
| E262 | 18231134 | Small Business Direct Install {E} | 12109-5 | SBDI: Lamp - TLED - 4 ft - 2x - from 4 ft T8 32w BBF 2x | 12 |  | Comm Lighting | 13628 | 129 |  | 65 | 65 | 1758012 | 885820 | 885820 | 0 | 0 | 12 | 1.3966 | 0 | 11.64% | 158865.6221 | 0 | 869150.9887 | 1044685.6221 | 812518.4526 | 976615.5203 | 0 | 0 | 0.8665 | 1523323.5285 | 0.8665 | 0 | 1523323.5285 | 0 | 1523323.5285 | 1523323.5285 | 1675655.8813 | 1.8748 | 1.7158
| E262 | 18231134 | Small Business Direct Install {E} | 12110-4 | SBDI: Lamp - TLED - 4 ft - 3x - from 4 ft T8 28w BBF 3x | 12 |  | Comm Lighting | 123 | 127 |  | 78 | 78 | 15621 | 9594 | 9594 | 0 | 0 | 12 | 0.012409 | 0 | 0.1034% | 1411.6171 | 0 | 7722.9323 | 11005.6171 | 7219.7179 | 10288.5081 | 0 | 0 | 0.8665 | 13535.651 | 0.8665 | 0 | 13535.651 | 0 | 13535.651 | 13535.651 | 14889.2161 | 1.8748 | 1.4472
| E262 | 18231134 | Small Business Direct Install {E} | 12111-4 | SBDI: Lamp - TLED - 4 ft - 3x - from 4 ft T8 32w BBF 3x | 12 |  | Comm Lighting | 132 | 192 |  | 78 | 78 | 25344 | 10296 | 10296 | 0 | 0 | 12 | 0.020133 | 0 | 0.1678% | 2290.2519 | 0 | 12529.9274 | 12586.2519 | 11713.4966 | 11766.1512 | 0 | 0 | 0.8665 | 21960.6644 | 0.8665 | 0 | 21960.6644 | 0 | 21960.6644 | 21960.6644 | 24156.7308 | 1.8748 | 2.0531
| E262 | 18231134 | Small Business Direct Install {E} | 12111-5 | SBDI: Lamp - TLED - 4 ft - 3x - from 4 ft T8 32w BBF 3x | 12 |  | Comm Lighting | 6550 | 193 |  | 78 | 78 | 1264150 | 510900 | 510900 | 0 | 0 | 12 | 1.0042 | 0 | 8.369% | 114236.9769 | 0 | 624988.4656 | 625136.9769 | 584265.1824 | 584404.0169 | 0 | 0 | 0.8665 | 1095390.3833 | 0.8665 | 0 | 1095390.3833 | 0 | 1095390.3833 | 1095390.3833 | 1204929.4216 | 1.8748 | 2.0618
| E262 | 18231134 | Small Business Direct Install {E} | 12113-3 | SBDI: Lamp - TLED - 4 ft - 4x - from 4 ft T8 28w BBF 4x | 12 |  | Comm Lighting | 6 | 225 |  | 100 | 100 | 1350 | 600 | 600 | 0 | 0 | 12 | 0.0010724 | 0 | 0.008937% | 121.995 | 0 | 667.4322 | 721.995 | 623.9434 | 674.9509 | 0 | 0 | 0.8665 | 1169.7797 | 0.8665 | 0 | 1169.7797 | 0 | 1169.7797 | 1169.7797 | 1286.7577 | 1.8748 | 1.9064
| E262 | 18231134 | Small Business Direct Install {E} | 12113-4 | SBDI: Lamp - TLED - 4 ft - 4x - from 4 ft T8 28w BBF 4x | 12 |  | Comm Lighting | 45 | 169 |  | 100 | 100 | 7605 | 4500 | 4500 | 0 | 0 | 12 | 0.0060414 | 0 | 0.05034% | 687.2382 | 0 | 3759.8681 | 5187.2382 | 3514.8809 | 4849.2458 | 0 | 0 | 0.8665 | 6589.759 | 0.8665 | 0 | 6589.759 | 0 | 6589.759 | 6589.759 | 7248.7349 | 1.8748 | 1.4948
| E262 | 18231134 | Small Business Direct Install {E} | 12114-4 | SBDI: Lamp - TLED - 4 ft - 4x - from 4 ft T8 32w BBF 4x | 12 |  | Comm Lighting | 686 | 255 |  | 100 | 100 | 174930 | 68600 | 68600 | 0 | 0 | 12 | 0.13896 | 0 | 1.158% | 15807.8348 | 0 | 86484.3826 | 84407.8348 | 80849.1938 | 78907.9506 | 0 | 0 | 0.8665 | 151577.455 | 0.8665 | 0 | 151577.455 | 0 | 151577.455 | 151577.455 | 166735.2005 | 1.8748 | 2.113
| E262 | 18231134 | Small Business Direct Install {E} | 12114-5 | SBDI: Lamp - TLED - 4 ft - 4x - from 4 ft T8 32w BBF 4x | 12 |  | Comm Lighting | 9940 | 258 |  | 100 | 100 | 2564520 | 994000 | 994000 | 0 | 0 | 12 | 2.0372 | 0 | 16.98% | 231747.0331 | 0 | 1267883.8902 | 1225747.0331 | 1185270.534 | 1145879.2494 | 0 | 0 | 0.8665 | 2222165.5229 | 0.8665 | 0 | 2222165.5229 | 0 | 2222165.5229 | 2222165.5229 | 2444382.0752 | 1.8748 | 2.1332
| E262 | 18231134 | Small Business Direct Install {E} | 12115-3 | SBDI: Fixture - Volumetric - LED - 24w - from 4 ft T12 4x | 15 |  | Comm Lighting | 183 | 424 |  | 119.1 | 185 | 77592 | 33855 | 33855 | 0 | 0 | 15 | 0.077049 | 65.9 | 0.5137% | 7011.7277 | 0 | 38361.0371 | 40866.7277 | 35861.4911 | 38203.9148 | 0 | 0 | 1.0546 | 81827.7857 | 1.0546 | 0 | 81827.7857 | 0 | 81827.7857 | 81827.7857 | 90010.5642 | 2.2818 | 2.3561
| E262 | 18231134 | Small Business Direct Install {E} | 12115-4 | SBDI: Fixture - Volumetric - LED - 24w - from 4 ft T12 4x | 15 |  | Comm Lighting | 7078 | 420 |  | 112 | 140 | 2972760 | 1205697 | 990920 | 0 | 0 | 15 | 2.9519 | 28 | 19.68% | 268638.3067 | -214777 | 1469715.3906 | 1259558.3067 | 1373951.0055 | 1177487.4326 | 0 | 0 | 1.0546 | 3135044.4393 | 1.0546 | 0 | 3135044.4393 | 0 | 3135044.4393 | 3135044.4393 | 3448548.8833 | 2.2818 | 2.9287
| E262 | 18231134 | Small Business Direct Install {E} | 12116-4 | SBDI: Fixture - Volumetric - LED - 24w - from 4 ft T8 32w 4x | 15 |  | Comm Lighting | 81 | 312 |  | 112 | 140 | 25272 | 9072 | 11340 | 0 | 0 | 15 | 0.025095 | 28 | 0.1673% | 2283.7455 | 2268 | 12494.331 | 13623.7455 | 11680.2197 | 12736.0433 | 0 | 0 | 1.0546 | 26651.611 | 1.0546 | 0 | 26651.611 | 0 | 26651.611 | 26651.611 | 29316.7721 | 2.2818 | 2.3019
| E262 | 18231134 | Small Business Direct Install {E} | 12117-5 | SBDI: Fixture - Volumetric - LED - 24w - from 4 ft T8 32w 3x | 15 |  | Comm Lighting | 54 | 213 |  | 112 | 140 | 11502 | 9990 | 7560 | 0 | 0 | 15 | 0.011421 | 28 | 0.07614% | 1039.397 | -2430 | 5686.5224 | 8599.397 | 5315.9974 | 8039.0736 | 0 | 0 | 1.0546 | 12129.8999 | 1.0546 | 0 | 12129.8999 | 0 | 12129.8999 | 12129.8999 | 13342.8899 | 2.2818 | 1.6598
| E262 | 18231134 | Small Business Direct Install {E} | 12118-1 | SBDI: Fixture - LED - 35w - from 175w HID | 15 |  | Comm Lighting | 202 | 735 |  | 153.17 | 218.82 | 148470 | 42494.74 | 44201.64 | 0 | 0 | 15 | 0.14743 | 65.65 | 0.9829% | 13416.7337 | 1706.9 | 73402.7113 | 57618.3737 | 68619.904 | 53864.0495 | 0 | 0 | 1.0546 | 156575.0508 | 1.0546 | 0 | 156575.0508 | 0 | 156575.0508 | 156575.0508 | 172232.5558 | 2.2818 | 3.1975
| E262 | 18231134 | Small Business Direct Install {E} | 12161-1 | SBDI: Lamp - TLED - 4 ft - 2x - from 4 ft T8 32w NLO 2x - LCA | 12 |  | Comm Lighting | 10 | 290 |  | 65 | 65 | 2900 | 650 | 650 | 0 | 0 | 12 | 0.0023038 | 0 | 0.0192% | 262.0632 | 0 | 1433.7433 | 912.0632 | 1340.3228 | 852.6346 | 0 | 0 | 0.8665 | 2512.8601 | 0.8665 | 0 | 2512.8601 | 0 | 2512.8601 | 2512.8601 | 2764.1461 | 1.8748 | 3.2419
| E262 | 18231134 | Small Business Direct Install {E} | 12176-1 | SBDI: Lamp - TLED - 4 ft - 4x - from 4 ft T8 32w NLO 4x - LCA | 12 |  | Comm Lighting | 4 | 886 |  | 100 | 100 | 3544 | 400 | 400 | 0 | 0 | 12 | 0.0028153 | 0 | 0.02346% | 320.2593 | 0 | 1752.1332 | 720.2593 | 1637.9669 | 673.3284 | 0 | 0 | 0.8665 | 3070.8884 | 0.8665 | 0 | 3070.8884 | 0 | 3070.8884 | 3070.8884 | 3377.9772 | 1.8748 | 5.0168
| E262 | 18231134 | Small Business Direct Install {E} | 12188-1 | SBDI: Fixture - LED - 35w - from 250w HID | 15 |  | Comm Lighting | 85 | 1075 |  | 153.17 | 218.82 | 91375 | 20312.06 | 18599.7 | 0 | 0 | 15 | 0.090735 | 65.65 | 0.6049% | 8257.2509 | -1712.36 | 45175.2727 | 26856.9509 | 42231.7217 | 25106.9935 | 0 | 0 | 1.0546 | 96363.2065 | 1.0546 | 0 | 96363.2065 | 0 | 96363.2065 | 96363.2065 | 105999.5271 | 2.2818 | 4.2219
| E262 | 18231134 | Small Business Direct Install {E} | 12189-2 | SBDI: Fixture - LED - 60w - from 250w HID | 15 |  | Comm Lighting | 813 | 970.2 |  | 209.03 | 298.62 | 788772.6 | 248550.75 | 242778.06 | 0 | 0 | 15 | 0.78325 | 89.59 | 5.222% | 71278.7227 | -5772.69 | 389964.6221 | 314056.7827 | 364555.1295 | 293593.3277 | 0 | 0 | 1.0546 | 831832.0865 | 1.0546 | 0 | 831832.0865 | 0 | 831832.0865 | 831832.0865 | 915015.2952 | 2.2818 | 3.1166
| E262 | 18231134 | Small Business Direct Install {E} | 12190-1 | SBDI: Fixture - LED - 60w - from 400w HID | 15 |  | Comm Lighting | 85 | 1672 |  | 329.75 | 471.07 | 142120 | 40040.95 | 40040.95 | 0 | 0 | 15 | 0.14112 | 141.32 | 0.9408% | 12842.9056 | 0 | 70263.3079 | 52883.8556 | 65685.0593 | 49438.0253 | 0 | 0 | 1.0546 | 149878.4011 | 1.0546 | 0 | 149878.4011 | 0 | 149878.4011 | 149878.4011 | 164866.2412 | 2.2818 | 3.3348
| E262 | 18231134 | Small Business Direct Install {E} | 12191-2 | SBDI: Fixture - LED - 80w - from 400w HID | 15 |  | Comm Lighting | 556 | 1587.6 |  | 329.75 | 471.07 | 882705.6 | 249902.72 | 261914.92 | 0 | 0 | 15 | 0.87652 | 141.32 | 5.843% | 79767.1314 | 12012.2 | 436404.5553 | 341682.0514 | 407969.1084 | 319418.5766 | 0 | 0 | 1.0546 | 930892.9355 | 1.0546 | 0 | 930892.9355 | 0 | 930892.9355 | 930892.9355 | 1023982.229 | 2.2818 | 3.2058
| E262 | 18231134 | Small Business Direct Install {E} | 12193-1 | SBDI: Fixture - LED - High Output - from 400w HID | 15 |  | Comm Lighting | 16 | 1306 |  | 329.75 | 417.07 | 20896 | 6673.12 | 6673.12 | 0 | 0 | 15 | 0.02075 | 87.32 | 0.1383% | 1888.3011 | 0 | 10330.8618 | 8561.4211 | 9657.7188 | 8003.5721 | 0 | 0 | 1.0546 | 22036.723 | 1.0546 | 0 | 22036.723 | 0 | 22036.723 | 22036.723 | 24240.3953 | 2.2818 | 3.0287
| E262 | 18231134 | Small Business Direct Install {E} | 12195-1 | SBDI: Fixture - LED - Low to Med Output - from 400w HID | 15 |  | Comm Lighting | 6 | 1676 |  | 329.75 | 417.07 | 10056 | 2502.42 | 2502.42 | 0 | 0 | 15 | 0.0099856 | 87.32 | 0.06657% | 908.7268 | 0 | 4971.6284 | 3411.1468 | 4647.6847 | 3188.8818 | 0 | 0 | 1.0546 | 10604.962 | 1.0546 | 0 | 10604.962 | 0 | 10604.962 | 10604.962 | 11665.4582 | 2.2818 | 3.6582
| E262 | 18231134 | Small Business Direct Install {E} | 12356-1 | Thermostat - Web Enabled - ER Heating - Comm | 10 |  | Comm Space Heat | 2.86 | 188 |  | 200 | 69.6 | 537.68 | 400 | 199.06 | 0 | 0 | 10 | 0.00035594 | -130.4 | 0.003559% | 48.5883 | -200.94 | 265.8259 | 247.6483 | 248.5051 | 231.5119 | 0 | 0 | 0.97335 | 523.3502 | 0.97335 | 0 | 523.3502 | 0 | 523.3502 | 523.3502 | 575.6852 | 2.106 | 2.4866
| E262 | 18231134 | Small Business Direct Install {E} | 12357-1 | Thermostat - Web Enabled - HP Heating - Comm | 10 |  | Comm Space Heat | 26.28 | 116 |  | 200 | 69.6 | 3048.48 | 800 | 1829.09 | 0 | 0 | 10 | 0.0020181 | -130.4 | 0.02018% | 275.4809 | 1029.09 | 1507.1509 | 2104.5709 | 1408.9473 | 1967.4403 | 0 | 0 | 0.97335 | 2967.2346 | 0.97335 | 0 | 2967.2346 | 0 | 2967.2346 | 2967.2346 | 3263.9581 | 2.106 | 1.659
| E262 | 18231134 | Small Business Direct Install {E} | 12731-1 | Fixture - LED - 150w - from 4 ft T5 HLO 6x - SMB | 15 |  | Comm Lighting | 14 | 883 |  | 150 | 225 | 12362 | 2100 | 3150 | 0 | 0 | 15 | 0.012275 | 75 | 0.08184% | 1117.1123 | 1050 | 6111.7015 | 4267.1123 | 5713.4724 | 3989.0738 | 0 | 0 | 1.0546 | 13036.8477 | 1.0546 | 0 | 13036.8477 | 0 | 13036.8477 | 13036.8477 | 14340.5325 | 2.2818 | 3.595
| E262 | 18231134 | Small Business Direct Install {E} | 12732-1 | Fixture - LED - 300w - from 1000w MH - SMB | 15 |  | Comm Lighting | 95 | 3276 |  | 400 | 588 | 311220 | 48904 | 55860 | 0 | 0 | 15 | 0.30904 | 188 | 2.06% | 28123.903 | 6956 | 153865.3722 | 83983.903 | 143839.7422 | 78511.6416 | 0 | 0 | 1.0546 | 328209.6538 | 1.0546 | 0 | 328209.6538 | 0 | 328209.6538 | 328209.6538 | 361030.6192 | 2.2818 | 4.5984
| E262 | 18231134 | Small Business Direct Install {E} | 12784-2 | Lamp - TLED - 4 ft - 2x - DLR from 4 ft T12 3x - DI - SMB | 12 |  | Comm Lighting | 64 | 308 |  | 114 | 114 | 19712 | 7296 | 7296 | 0 | 0 | 12 | 0.015659 | 0 | 0.1305% | 1781.307 | 0 | 9745.4991 | 9077.307 | 9110.4974 | 8485.8437 | 0 | 0 | 0.8665 | 17080.5167 | 0.8665 | 0 | 17080.5167 | 0 | 17080.5167 | 17080.5167 | 18788.5684 | 1.8748 | 2.2141
| E262 | 18231134 | Small Business Direct Install {E} | 12786-2 | Lamp - TLED - 4 ft - 2x - DLR from 4 ft T12 4x - DI - SMB | 12 |  | Comm Lighting | 128 | 434 |  | 127 | 127 | 55552 | 16256 | 16256 | 0 | 0 | 12 | 0.04413 | 0 | 0.3678% | 5020.0471 | 0 | 27464.5883 | 21276.0471 | 25675.0381 | 19889.7327 | 0 | 0 | 0.8665 | 48136.0017 | 0.8665 | 0 | 48136.0017 | 0 | 48136.0017 | 48136.0017 | 52949.6019 | 1.8748 | 2.6622
| E262 | 18231134 | Small Business Direct Install {E} | 12792-1 | Lamp - TLED - 4 ft - 2x - DLR from 4 ft T8 32w BBF 3x - DI - SMB | 12 |  | Comm Lighting | 48 | 225 |  | 109 | 109 | 10800 | 5232 | 5232 | 0 | 0 | 12 | 0.0085795 | 0 | 0.0715% | 975.9596 | 0 | 5339.4577 | 6207.9596 | 4991.5469 | 5803.4586 | 0 | 0 | 0.8665 | 9358.2377 | 0.8665 | 0 | 9358.2377 | 0 | 9358.2377 | 9358.2377 | 10294.0614 | 1.8748 | 1.7738
| E262 | 18231134 | Small Business Direct Install {E} | 12792-2 | Lamp - TLED - 4 ft - 2x - DLR from 4 ft T8 32w BBF 3x - DI - SMB | 12 |  | Comm Lighting | 313 | 227 |  | 109 | 109 | 71051 | 34117 | 34117 | 0 | 0 | 12 | 0.056443 | 0 | 0.4704% | 6420.6395 | 0 | 35127.2044 | 40537.6395 | 32838.37 | 37896.2695 | 0 | 0 | 0.8665 | 61565.9393 | 0.8665 | 0 | 61565.9393 | 0 | 61565.9393 | 61565.9393 | 67722.5332 | 1.8748 | 1.7871
| E262 | 18231134 | Small Business Direct Install {E} | 12793-2 | Lamp - TLED - 4 ft - 2x - DLR from 4 ft T8 32w BBF 4x - DI - SMB | 12 |  | Comm Lighting | 1080 | 325 |  | 135 | 135 | 351000 | 145800 | 145800 | 0 | 0 | 12 | 0.27883 | 0 | 2.324% | 31718.6876 | 0 | 173532.3747 | 177518.6876 | 162225.2731 | 165951.844 | 0 | 0 | 0.8665 | 304142.724 | 0.8665 | 0 | 304142.724 | 0 | 304142.724 | 304142.724 | 334556.9964 | 1.8748 | 2.016
| E262 | 18231134 | Small Business Direct Install {E} | 12795-1 | Lamp - TLED - 4 ft - 2x - DLR from 4 ft T8 32w HLO 4x - DI - LCA | 12 |  | Comm Lighting | 2 | 1056 |  | 135 | 135 | 2112 | 270 | 270 | 0 | 0 | 12 | 0.0016778 | 0 | 0.01398% | 190.8543 | 0 | 1044.1606 | 460.8543 | 976.1247 | 430.8258 | 0 | 0 | 0.8665 | 1830.0554 | 0.8665 | 0 | 1830.0554 | 0 | 1830.0554 | 1830.0554 | 2013.0609 | 1.8748 | 4.6726
| E262 | 18231134 | Small Business Direct Install {E} | 12800-1 | Lamp - TLED - 4 ft - 2x - DLR from 8 ft T12 F96 2x - DI - SMB | 12 |  | Comm Lighting | 8 | 397 |  | 116 | 116 | 3176 | 928 | 928 | 0 | 0 | 12 | 0.002523 | 0 | 0.02103% | 287.0044 | 0 | 1570.1961 | 1215.0044 | 1467.8845 | 1135.8366 | 0 | 0 | 0.8665 | 2752.0151 | 0.8665 | 0 | 2752.0151 | 0 | 2752.0151 | 2752.0151 | 3027.2166 | 1.8748 | 2.6652
| E262 | 18231134 | Small Business Direct Install {E} | 12800-2 | Lamp - TLED - 4 ft - 2x - DLR from 8 ft T12 F96 2x - DI - SMB | 12 |  | Comm Lighting | 871 | 400 |  | 116 | 116 | 348400 | 101036 | 101036 | 0 | 0 | 12 | 0.27677 | 0 | 2.306% | 31483.7343 | 0 | 172246.9497 | 132519.7343 | 161023.6044 | 123884.9531 | 0 | 0 | 0.8665 | 301889.8149 | 0.8665 | 0 | 301889.8149 | 0 | 301889.8149 | 301889.8149 | 332078.7964 | 1.8748 | 2.6805
| E262 | 18231134 | Small Business Direct Install {E} | 12804-2 | Lamp - TLED - 4 ft - 2x - from 8 ft T12 F96 1x - DI - SMB | 12 |  | Comm Lighting | 40 | 166 |  | 112 | 112 | 6640 | 4480 | 4480 | 0 | 0 | 12 | 0.0052748 | 0 | 0.04396% | 600.0344 | 0 | 3282.7777 | 5080.0344 | 3068.877 | 4749.0272 | 0 | 0 | 0.8665 | 5753.5832 | 0.8665 | 0 | 5753.5832 | 0 | 5753.5832 | 5753.5832 | 6328.9415 | 1.8748 | 1.3327
| E262 | 18231134 | Small Business Direct Install {E} | 12806-2 | Lamp - TLED - 4 ft - 2x - from 8 ft T12 HO F96 1x - DI - SMB | 12 |  | Comm Lighting | 60 | 288 |  | 112 | 112 | 17280 | 6720 | 6720 | 0 | 0 | 12 | 0.013727 | 0 | 0.1144% | 1561.5354 | 0 | 8543.1323 | 8281.5354 | 7986.475 | 7741.9233 | 0 | 0 | 0.8665 | 14973.1803 | 0.8665 | 0 | 14973.1803 | 0 | 14973.1803 | 14973.1803 | 16470.4983 | 1.8748 | 2.1274
| E262 | 18231134 | Small Business Direct Install {E} | 12815-1 | Lamp - TLED - 4 ft - 4x - from 8 ft T12 F96 2x - DI - SMB | 12 |  | Comm Lighting | 9 | 329 |  | 154 | 154 | 2961 | 1386 | 1386 | 0 | 0 | 12 | 0.0023522 | 0 | 0.0196% | 267.5756 | 0 | 1463.9013 | 1653.5756 | 1368.5158 | 1545.8312 | 0 | 0 | 0.8665 | 2565.7168 | 0.8665 | 0 | 2565.7168 | 0 | 2565.7168 | 2565.7168 | 2822.2885 | 1.8748 | 1.8257
| E262 | 18231134 | Small Business Direct Install {E} | 12815-2 | Lamp - TLED - 4 ft - 4x - from 8 ft T12 F96 2x - DI - SMB | 12 |  | Comm Lighting | 194 | 332 |  | 154 | 154 | 64408 | 29876 | 29876 | 0 | 0 | 12 | 0.051166 | 0 | 0.4264% | 5820.334 | 0 | 31842.9436 | 35696.334 | 29768.1065 | 33370.416 | 0 | 0 | 0.8665 | 55809.7566 | 0.8665 | 0 | 55809.7566 | 0 | 55809.7566 | 55809.7566 | 61390.7323 | 1.8748 | 1.8397
| E262 | 18231134 | Small Business Direct Install {E} | 12817-1 | Lamp - TLED - 4 ft - 4x - from 8 ft T12 HO F96 2x - DI - SMB | 12 |  | Comm Lighting | 20 | 571 |  | 170 | 170 | 11420 | 3400 | 3400 | 0 | 0 | 12 | 0.009072 | 0 | 0.0756% | 1031.9869 | 0 | 5645.9821 | 4431.9869 | 5278.0986 | 4143.2055 | 0 | 0 | 0.8665 | 9895.4698 | 0.8665 | 0 | 9895.4698 | 0 | 9895.4698 | 9895.4698 | 10885.0168 | 1.8748 | 2.6272
| E262 | 18231134 | Small Business Direct Install {E} | 12817-2 | Lamp - TLED - 4 ft - 4x - from 8 ft T12 HO F96 2x - DI - SMB | 12 |  | Comm Lighting | 257 | 576 |  | 170 | 170 | 148032 | 43690 | 43690 | 0 | 0 | 12 | 0.1176 | 0 | 0.98% | 13377.1532 | 0 | 73186.1666 | 57067.1532 | 68417.469 | 53348.7456 | 0 | 0 | 0.8665 | 128270.2442 | 0.8665 | 0 | 128270.2442 | 0 | 128270.2442 | 128270.2442 | 141097.2686 | 1.8748 | 2.6448
| E262 | 18231134 | Small Business Direct Install {E} | 12918-1 | Case Lighting - LED - Low Power - Refrigerated Space - Med Temp - from Single T12 - Restaurant | 13 |  | Comm Lighting | 60 | 41.58 |  | 17 | 17 | 2494.8 | 1020 | 1020 | 0 | 0 | 13 | 0.002147 | 0 | 0.01652% | 225.4467 | 0 | 1233.4147 | 1245.4467 | 1153.0473 | 1164.2953 | 0 | 0 | 0.93164 | 2324.2664 | 0.93164 | 0 | 2324.2664 | 0 | 2324.2664 | 2324.2664 | 2556.6931 | 2.0158 | 2.1959
| E262 | 18231134 | Small Business Direct Install {E} | 12925-1 | Case Lighting - LED - Low Power - Refrigerated Space - Low Temp - from Single T8 - Restaurant | 13 |  | Comm Lighting | 24 | 30.96 |  | 17 | 17 | 743.04 | 408 | 408 | 0 | 0 | 13 | 0.00063946 | 0 | 0.004919% | 67.146 | 0 | 367.3547 | 475.146 | 343.4184 | 444.1862 | 0 | 0 | 0.93164 | 692.2491 | 0.93164 | 0 | 692.2491 | 0 | 692.2491 | 692.2491 | 761.474 | 2.0158 | 1.7143
| E262 | 18231134 | Small Business Direct Install {E} | 12926-1 | Case Lighting - LED - Low Power - Refrigerated Space - Low Temp - from Single T12 - Restaurant | 13 |  | Comm Lighting | 202 | 50.74 |  | 17 | 17 | 10249.48 | 3434 | 3434 | 0 | 0 | 13 | 0.0088207 | 0 | 0.06785% | 926.211 | 0 | 5067.2838 | 4360.211 | 4737.1074 | 4076.1064 | 0 | 0 | 0.93164 | 9548.8706 | 0.93164 | 0 | 9548.8706 | 0 | 9548.8706 | 9548.8706 | 10503.7577 | 2.0158 | 2.5769
| E262 | 18231134 | Small Business Direct Install {E} | 12929-1 | Case Lighting - LED - Low Power - Refrigerated Space - Med Temp - from Single T8 - Grocery | 7 |  | Comm Lighting | 96 | 37 |  | 17 | 17 | 3552 | 1632 | 1632 | 0 | 0 | 7 | 0.001646 | 0 | 0.02351% | 320.9823 | 0 | 1756.0883 | 1952.9823 | 1641.6643 | 1825.729 | 0 | 0 | 0.51472 | 1828.2812 | 0.51472 | 0 | 1828.2812 | 0 | 1828.2812 | 1828.2812 | 2011.1093 | 1.1137 | 1.1015
| E262 | 18231134 | Small Business Direct Install {E} | 12930-1 | Case Lighting - LED - Low Power - Refrigerated Space - Med Temp - from Single T12 - Grocery | 7 |  | Comm Lighting | 1389 | 60.64 |  | 17 | 17 | 84228.96 | 23613 | 23613 | 0 | 0 | 7 | 0.039032 | 0 | 0.5576% | 7611.4874 | 0 | 41642.3118 | 31224.4874 | 38928.9631 | 29189.948 | 0 | 0 | 0.51472 | 43354.229 | 0.51472 | 0 | 43354.229 | 0 | 43354.229 | 43354.229 | 47689.6519 | 1.1137 | 1.6338
| E262 | 18231134 | Small Business Direct Install {E} | 12937-1 | Case Lighting - LED - Low Power - Refrigerated Space - Low Temp - from Single T8 - Grocery | 7 |  | Comm Lighting | 130 | 45.15 |  | 17 | 17 | 5869.5 | 2210 | 2210 | 0 | 0 | 7 | 0.0027199 | 0 | 0.03886% | 530.4069 | 0 | 2901.8469 | 2740.4069 | 2712.7671 | 2561.8463 | 0 | 0 | 0.51472 | 3021.142 | 0.51472 | 0 | 3021.142 | 0 | 3021.142 | 3021.142 | 3323.2562 | 1.1137 | 1.2972
| E262 | 18231134 | Small Business Direct Install {E} | 12938-1 | Case Lighting - LED - Low Power - Refrigerated Space - Low Temp - from Single T12 - Grocery | 7 |  | Comm Lighting | 292 | 74 |  | 17 | 17 | 21608 | 4964 | 4964 | 0 | 0 | 7 | 0.010013 | 0 | 0.143% | 1952.6422 | 0 | 10682.8705 | 6916.6422 | 9986.7912 | 6465.9644 | 0 | 0 | 0.51472 | 11122.0438 | 0.51472 | 0 | 11122.0438 | 0 | 11122.0438 | 11122.0438 | 12234.2481 | 1.1137 | 1.8921
| E262 | 18231134 | Small Business Direct Install {E} | 12959-1 | Energy Audit - EH - SMB | 1 |  | Comm Lighting | 1447 | 0 |  | 240 | 240 | 0 | 347280 | 347280 | 0 | 0 | 1 | 0 | 0 | 0% | 0 | 0 | 0 | 347280 | 0 | 324651.7715 | 0 | 0 | 0.081625 | 0 | 0.081625 | 0 | 0 | 0 | 0 | 0 | 0 | 0 | 0
[19 empty] | 0 | 0 | 0 | 0% | 0 | 0 | 0 | 0 | 0 | 0 | 0 | 0 | #N/A | #N/A | #N/A | #N/A | #N/A | #N/A | #N/A | 0 | 0 | 0 | #DIV/0!
[19 empty] | 0 | 0 | 0 | 0% | 0 | 0 | 0 | 0 | 0 | 0 | 0 | 0 | #N/A | #N/A | #N/A | #N/A | #N/A | #N/A | #N/A | 0 | 0 | 0 | #DIV/0!
[19 empty] | 0 | 0 | 0 | 0% | 0 | 0 | 0 | 0 | 0 | 0 | 0 | 0 | #N/A | #N/A | #N/A | #N/A | #N/A | #N/A | #N/A | 0 | 0 | 0 | #DIV/0!
[19 empty] | 0 | 0 | 0 | 0% | 0 | 0 | 0 | 0 | 0 | 0 | 0 | 0 | #N/A | #N/A | #N/A | #N/A | #N/A | #N/A | #N/A | 0 | 0 | 0 | #DIV/0!
[19 empty] | 0 | 0 | 0 | 0% | 0 | 0 | 0 | 0 | 0 | 0 | 0 | 0 | #N/A | #N/A | #N/A | #N/A | #N/A | #N/A | #N/A | 0 | 0 | 0 | #DIV/0!
[19 empty] | 0 | 0 | 0 | 0% | 0 | 0 | 0 | 0 | 0 | 0 | 0 | 0 | #N/A | #N/A | #N/A | #N/A | #N/A | #N/A | #N/A | 0 | 0 | 0 | #DIV/0!
[19 empty] | 0 | 0 | 0 | 0% | 0 | 0 | 0 | 0 | 0 | 0 | 0 | 0 | #N/A | #N/A | #N/A | #N/A | #N/A | #N/A | #N/A | 0 | 0 | 0 | #DIV/0!
[19 empty] | 0 | 0 | 0 | 0% | 0 | 0 | 0 | 0 | 0 | 0 | 0 | 0 | #N/A | #N/A | #N/A | #N/A | #N/A | #N/A | #N/A | 0 | 0 | 0 | #DIV/0!
[19 empty] | 0 | 0 | 0 | 0% | 0 | 0 | 0 | 0 | 0 | 0 | 0 | 0 | #N/A | #N/A | #N/A | #N/A | #N/A | #N/A | #N/A | 0 | 0 | 0 | #DIV/0!
[19 empty] | 0 | 0 | 0 | 0% | 0 | 0 | 0 | 0 | 0 | 0 | 0 | 0 | #N/A | #N/A | #N/A | #N/A | #N/A | #N/A | #N/A | 0 | 0 | 0 | #DIV/0!
[19 empty] | 0 | 0 | 0 | 0% | 0 | 0 | 0 | 0 | 0 | 0 | 0 | 0 | #N/A | #N/A | #N/A | #N/A | #N/A | #N/A | #N/A | 0 | 0 | 0 | #DIV/0!
[19 empty] | 0 | 0 | 0 | 0% | 0 | 0 | 0 | 0 | 0 | 0 | 0 | 0 | #N/A | #N/A | #N/A | #N/A | #N/A | #N/A | #N/A | 0 | 0 | 0 | #DIV/0!
[19 empty] | 0 | 0 | 0 | 0% | 0 | 0 | 0 | 0 | 0 | 0 | 0 | 0 | #N/A | #N/A | #N/A | #N/A | #N/A | #N/A | #N/A | 0 | 0 | 0 | #DIV/0!
[19 empty] | 0 | 0 | 0 | 0% | 0 | 0 | 0 | 0 | 0 | 0 | 0 | 0 | #N/A | #N/A | #N/A | #N/A | #N/A | #N/A | #N/A | 0 | 0 | 0 | #DIV/0!
[19 empty] | 0 | 0 | 0 | 0% | 0 | 0 | 0 | 0 | 0 | 0 | 0 | 0 | #N/A | #N/A | #N/A | #N/A | #N/A | #N/A | #N/A | 0 | 0 | 0 | #DIV/0!
[19 empty] | 0 | 0 | 0 | 0% | 0 | 0 | 0 | 0 | 0 | 0 | 0 | 0 | #N/A | #N/A | #N/A | #N/A | #N/A | #N/A | #N/A | 0 | 0 | 0 | #DIV/0!
[19 empty] | 0 | 0 | 0 | 0% | 0 | 0 | 0 | 0 | 0 | 0 | 0 | 0 | #N/A | #N/A | #N/A | #N/A | #N/A | #N/A | #N/A | 0 | 0 | 0 | #DIV/0!
[19 empty] | 0 | 0 | 0 | 0% | 0 | 0 | 0 | 0 | 0 | 0 | 0 | 0 | #N/A | #N/A | #N/A | #N/A | #N/A | #N/A | #N/A | 0 | 0 | 0 | #DIV/0!
[19 empty] | 0 | 0 | 0 | 0% | 0 | 0 | 0 | 0 | 0 | 0 | 0 | 0 | #N/A | #N/A | #N/A | #N/A | #N/A | #N/A | #N/A | 0 | 0 | 0 | #DIV/0!
[19 empty] | 0 | 0 | 0 | 0% | 0 | 0 | 0 | 0 | 0 | 0 | 0 | 0 | #N/A | #N/A | #N/A | #N/A | #N/A | #N/A | #N/A | 0 | 0 | 0 | #DIV/0!
[19 empty] | 0 | 0 | 0 | 0% | 0 | 0 | 0 | 0 | 0 | 0 | 0 | 0 | #N/A | #N/A | #N/A | #N/A | #N/A | #N/A | #N/A | 0 | 0 | 0 | #DIV/0!
[19 empty] | 0 | 0 | 0 | 0% | 0 | 0 | 0 | 0 | 0 | 0 | 0 | 0 | #N/A | #N/A | #N/A | #N/A | #N/A | #N/A | #N/A | 0 | 0 | 0 | #DIV/0!
[19 empty] | 0 | 0 | 0 | 0% | 0 | 0 | 0 | 0 | 0 | 0 | 0 | 0 | #N/A | #N/A | #N/A | #N/A | #N/A | #N/A | #N/A | 0 | 0 | 0 | #DIV/0!
[19 empty] | 0 | 0 | 0 | 0% | 0 | 0 | 0 | 0 | 0 | 0 | 0 | 0 | #N/A | #N/A | #N/A | #N/A | #N/A | #N/A | #N/A | 0 | 0 | 0 | #DIV/0!
[19 empty] | 0 | 0 | 0 | 0% | 0 | 0 | 0 | 0 | 0 | 0 | 0 | 0 | #N/A | #N/A | #N/A | #N/A | #N/A | #N/A | #N/A | 0 | 0 | 0 | #DIV/0!
[19 empty] | 0 | 0 | 0 | 0% | 0 | 0 | 0 | 0 | 0 | 0 | 0 | 0 | #N/A | #N/A | #N/A | #N/A | #N/A | #N/A | #N/A | 0 | 0 | 0 | #DIV/0!
[19 empty] | 0 | 0 | 0 | 0% | 0 | 0 | 0 | 0 | 0 | 0 | 0 | 0 | #N/A | #N/A | #N/A | #N/A | #N/A | #N/A | #N/A | 0 | 0 | 0 | #DIV/0!
[19 empty] | 0 | 0 | 0 | 0% | 0 | 0 | 0 | 0 | 0 | 0 | 0 | 0 | #N/A | #N/A | #N/A | #N/A | #N/A | #N/A | #N/A | 0 | 0 | 0 | #DIV/0!
[19 empty] | 0 | 0 | 0 | 0% | 0 | 0 | 0 | 0 | 0 | 0 | 0 | 0 | #N/A | #N/A | #N/A | #N/A | #N/A | #N/A | #N/A | 0 | 0 | 0 | #DIV/0!
[19 empty] | 0 | 0 | 0 | 0% | 0 | 0 | 0 | 0 | 0 | 0 | 0 | 0 | #N/A | #N/A | #N/A | #N/A | #N/A | #N/A | #N/A | 0 | 0 | 0 | #DIV/0!
[19 empty] | 0 | 0 | 0 | 0% | 0 | 0 | 0 | 0 | 0 | 0 | 0 | 0 | #N/A | #N/A | #N/A | #N/A | #N/A | #N/A | #N/A | 0 | 0 | 0 | #DIV/0!
[19 empty] | 0 | 0 | 0 | 0% | 0 | 0 | 0 | 0 | 0 | 0 | 0 | 0 | #N/A | #N/A | #N/A | #N/A | #N/A | #N/A | #N/A | 0 | 0 | 0 | #DIV/0!
[19 empty] | 0 | 0 | 0 | 0% | 0 | 0 | 0 | 0 | 0 | 0 | 0 | 0 | #N/A | #N/A | #N/A | #N/A | #N/A | #N/A | #N/A | 0 | 0 | 0 | #DIV/0!
[19 empty] | 0 | 0 | 0 | 0% | 0 | 0 | 0 | 0 | 0 | 0 | 0 | 0 | #N/A | #N/A | #N/A | #N/A | #N/A | #N/A | #N/A | 0 | 0 | 0 | #DIV/0!
[19 empty] | 0 | 0 | 0 | 0% | 0 | 0 | 0 | 0 | 0 | 0 | 0 | 0 | #N/A | #N/A | #N/A | #N/A | #N/A | #N/A | #N/A | 0 | 0 | 0 | #DIV/0!
[19 empty] | 0 | 0 | 0 | 0% | 0 | 0 | 0 | 0 | 0 | 0 | 0 | 0 | #N/A | #N/A | #N/A | #N/A | #N/A | #N/A | #N/A | 0 | 0 | 0 | #DIV/0!
[19 empty] | 0 | 0 | 0 | 0% | 0 | 0 | 0 | 0 | 0 | 0 | 0 | 0 | #N/A | #N/A | #N/A | #N/A | #N/A | #N/A | #N/A | 0 | 0 | 0 | #DIV/0!
[19 empty] | 0 | 0 | 0 | 0% | 0 | 0 | 0 | 0 | 0 | 0 | 0 | 0 | #N/A | #N/A | #N/A | #N/A | #N/A | #N/A | #N/A | 0 | 0 | 0 | #DIV/0!
[19 empty] | 0 | 0 | 0 | 0% | 0 | 0 | 0 | 0 | 0 | 0 | 0 | 0 | #N/A | #N/A | #N/A | #N/A | #N/A | #N/A | #N/A | 0 | 0 | 0 | #DIV/0!
[19 empty] | 0 | 0 | 0 | 0% | 0 | 0 | 0 | 0 | 0 | 0 | 0 | 0 | #N/A | #N/A | #N/A | #N/A | #N/A | #N/A | #N/A | 0 | 0 | 0 | #DIV/0!
[19 empty] | 0 | 0 | 0 | 0% | 0 | 0 | 0 | 0 | 0 | 0 | 0 | 0 | #N/A | #N/A | #N/A | #N/A | #N/A | #N/A | #N/A | 0 | 0 | 0 | #DIV/0!
[19 empty] | 0 | 0 | 0 | 0% | 0 | 0 | 0 | 0 | 0 | 0 | 0 | 0 | #N/A | #N/A | #N/A | #N/A | #N/A | #N/A | #N/A | 0 | 0 | 0 | #DIV/0!
[19 empty] | 0 | 0 | 0 | 0% | 0 | 0 | 0 | 0 | 0 | 0 | 0 | 0 | #N/A | #N/A | #N/A | #N/A | #N/A | #N/A | #N/A | 0 | 0 | 0 | #DIV/0!
[19 empty] | 0 | 0 | 0 | 0% | 0 | 0 | 0 | 0 | 0 | 0 | 0 | 0 | #N/A | #N/A | #N/A | #N/A | #N/A | #N/A | #N/A | 0 | 0 | 0 | #DIV/0!
[19 empty] | 0 | 0 | 0 | 0% | 0 | 0 | 0 | 0 | 0 | 0 | 0 | 0 | #N/A | #N/A | #N/A | #N/A | #N/A | #N/A | #N/A | 0 | 0 | 0 | #DIV/0!
[19 empty] | 0 | 0 | 0 | 0% | 0 | 0 | 0 | 0 | 0 | 0 | 0 | 0 | #N/A | #N/A | #N/A | #N/A | #N/A | #N/A | #N/A | 0 | 0 | 0 | #DIV/0!
[19 empty] | 0 | 0 | 0 | 0% | 0 | 0 | 0 | 0 | 0 | 0 | 0 | 0 | #N/A | #N/A | #N/A | #N/A | #N/A | #N/A | #N/A | 0 | 0 | 0 | #DIV/0!
[19 empty] | 0 | 0 | 0 | 0% | 0 | 0 | 0 | 0 | 0 | 0 | 0 | 0 | #N/A | #N/A | #N/A | #N/A | #N/A | #N/A | #N/A | 0 | 0 | 0 | #DIV/0!
[19 empty] | 0 | 0 | 0 | 0% | 0 | 0 | 0 | 0 | 0 | 0 | 0 | 0 | #N/A | #N/A | #N/A | #N/A | #N/A | #N/A | #N/A | 0 | 0 | 0 | #DIV/0!
[19 empty] | 0 | 0 | 0 | 0% | 0 | 0 | 0 | 0 | 0 | 0 | 0 | 0 | #N/A | #N/A | #N/A | #N/A | #N/A | #N/A | #N/A | 0 | 0 | 0 | #DIV/0!
[19 empty] | 0 | 0 | 0 | 0% | 0 | 0 | 0 | 0 | 0 | 0 | 0 | 0 | #N/A | #N/A | #N/A | #N/A | #N/A | #N/A | #N/A | 0 | 0 | 0 | #DIV/0!
[19 empty] | 0 | 0 | 0 | 0% | 0 | 0 | 0 | 0 | 0 | 0 | 0 | 0 | #N/A | #N/A | #N/A | #N/A | #N/A | #N/A | #N/A | 0 | 0 | 0 | #DIV/0!
[19 empty] | 0 | 0 | 0 | 0% | 0 | 0 | 0 | 0 | 0 | 0 | 0 | 0 | #N/A | #N/A | #N/A | #N/A | #N/A | #N/A | #N/A | 0 | 0 | 0 | #DIV/0!
[19 empty] | 0 | 0 | 0 | 0% | 0 | 0 | 0 | 0 | 0 | 0 | 0 | 0 | #N/A | #N/A | #N/A | #N/A | #N/A | #N/A | #N/A | 0 | 0 | 0 | #DIV/0!
[19 empty] | 0 | 0 | 0 | 0% | 0 | 0 | 0 | 0 | 0 | 0 | 0 | 0 | #N/A | #N/A | #N/A | #N/A | #N/A | #N/A | #N/A | 0 | 0 | 0 | #DIV/0!
[19 empty] | 0 | 0 | 0 | 0% | 0 | 0 | 0 | 0 | 0 | 0 | 0 | 0 | #N/A | #N/A | #N/A | #N/A | #N/A | #N/A | #N/A | 0 | 0 | 0 | #DIV/0!
[19 empty] | 0 | 0 | 0 | 0% | 0 | 0 | 0 | 0 | 0 | 0 | 0 | 0 | #N/A | #N/A | #N/A | #N/A | #N/A | #N/A | #N/A | 0 | 0 | 0 | #DIV/0!
[19 empty] | 0 | 0 | 0 | 0% | 0 | 0 | 0 | 0 | 0 | 0 | 0 | 0 | #N/A | #N/A | #N/A | #N/A | #N/A | #N/A | #N/A | 0 | 0 | 0 | #DIV/0!
[19 empty] | 0 | 0 | 0 | 0% | 0 | 0 | 0 | 0 | 0 | 0 | 0 | 0 | #N/A | #N/A | #N/A | #N/A | #N/A | #N/A | #N/A | 0 | 0 | 0 | #DIV/0!
[19 empty] | 0 | 0 | 0 | 0% | 0 | 0 | 0 | 0 | 0 | 0 | 0 | 0 | #N/A | #N/A | #N/A | #N/A | #N/A | #N/A | #N/A | 0 | 0 | 0 | #DIV/0!
[19 empty] | 0 | 0 | 0 | 0% | 0 | 0 | 0 | 0 | 0 | 0 | 0 | 0 | #N/A | #N/A | #N/A | #N/A | #N/A | #N/A | #N/A | 0 | 0 | 0 | #DIV/0!
[19 empty] | 0 | 0 | 0 | 0% | 0 | 0 | 0 | 0 | 0 | 0 | 0 | 0 | #N/A | #N/A | #N/A | #N/A | #N/A | #N/A | #N/A | 0 | 0 | 0 | #DIV/0!
[19 empty] | 0 | 0 | 0 | 0% | 0 | 0 | 0 | 0 | 0 | 0 | 0 | 0 | #N/A | #N/A | #N/A | #N/A | #N/A | #N/A | #N/A | 0 | 0 | 0 | #DIV/0!
[19 empty] | 0 | 0 | 0 | 0% | 0 | 0 | 0 | 0 | 0 | 0 | 0 | 0 | #N/A | #N/A | #N/A | #N/A | #N/A | #N/A | #N/A | 0 | 0 | 0 | #DIV/0!
[19 empty] | 0 | 0 | 0 | 0% | 0 | 0 | 0 | 0 | 0 | 0 | 0 | 0 | #N/A | #N/A | #N/A | #N/A | #N/A | #N/A | #N/A | 0 | 0 | 0 | #DIV/0!
[19 empty] | 0 | 0 | 0 | 0% | 0 | 0 | 0 | 0 | 0 | 0 | 0 | 0 | #N/A | #N/A | #N/A | #N/A | #N/A | #N/A | #N/A | 0 | 0 | 0 | #DIV/0!
[19 empty] | 0 | 0 | 0 | 0% | 0 | 0 | 0 | 0 | 0 | 0 | 0 | 0 | #N/A | #N/A | #N/A | #N/A | #N/A | #N/A | #N/A | 0 | 0 | 0 | #DIV/0!
[19 empty] | 0 | 0 | 0 | 0% | 0 | 0 | 0 | 0 | 0 | 0 | 0 | 0 | #N/A | #N/A | #N/A | #N/A | #N/A | #N/A | #N/A | 0 | 0 | 0 | #DIV/0!
[19 empty] | 0 | 0 | 0 | 0% | 0 | 0 | 0 | 0 | 0 | 0 | 0 | 0 | #N/A | #N/A | #N/A | #N/A | #N/A | #N/A | #N/A | 0 | 0 | 0 | #DIV/0!
[19 empty] | 0 | 0 | 0 | 0% | 0 | 0 | 0 | 0 | 0 | 0 | 0 | 0 | #N/A | #N/A | #N/A | #N/A | #N/A | #N/A | #N/A | 0 | 0 | 0 | #DIV/0!
[19 empty] | 0 | 0 | 0 | 0% | 0 | 0 | 0 | 0 | 0 | 0 | 0 | 0 | #N/A | #N/A | #N/A | #N/A | #N/A | #N/A | #N/A | 0 | 0 | 0 | #DIV/0!
[19 empty] | 0 | 0 | 0 | 0% | 0 | 0 | 0 | 0 | 0 | 0 | 0 | 0 | #N/A | #N/A | #N/A | #N/A | #N/A | #N/A | #N/A | 0 | 0 | 0 | #DIV/0!
[19 empty] | 0 | 0 | 0 | 0% | 0 | 0 | 0 | 0 | 0 | 0 | 0 | 0 | #N/A | #N/A | #N/A | #N/A | #N/A | #N/A | #N/A | 0 | 0 | 0 | #DIV/0!
[19 empty] | 0 | 0 | 0 | 0% | 0 | 0 | 0 | 0 | 0 | 0 | 0 | 0 | #N/A | #N/A | #N/A | #N/A | #N/A | #N/A | #N/A | 0 | 0 | 0 | #DIV/0!
[19 empty] | 0 | 0 | 0 | 0% | 0 | 0 | 0 | 0 | 0 | 0 | 0 | 0 | #N/A | #N/A | #N/A | #N/A | #N/A | #N/A | #N/A | 0 | 0 | 0 | #DIV/0!
[19 empty] | 0 | 0 | 0 | 0% | 0 | 0 | 0 | 0 | 0 | 0 | 0 | 0 | #N/A | #N/A | #N/A | #N/A | #N/A | #N/A | #N/A | 0 | 0 | 0 | #DIV/0!
[19 empty] | 0 | 0 | 0 | 0% | 0 | 0 | 0 | 0 | 0 | 0 | 0 | 0 | #N/A | #N/A | #N/A | #N/A | #N/A | #N/A | #N/A | 0 | 0 | 0 | #DIV/0!
[19 empty] | 0 | 0 | 0 | 0% | 0 | 0 | 0 | 0 | 0 | 0 | 0 | 0 | #N/A | #N/A | #N/A | #N/A | #N/A | #N/A | #N/A | 0 | 0 | 0 | #DIV/0!
[19 empty] | 0 | 0 | 0 | 0% | 0 | 0 | 0 | 0 | 0 | 0 | 0 | 0 | #N/A | #N/A | #N/A | #N/A | #N/A | #N/A | #N/A | 0 | 0 | 0 | #DIV/0!
[19 empty] | 0 | 0 | 0 | 0% | 0 | 0 | 0 | 0 | 0 | 0 | 0 | 0 | #N/A | #N/A | #N/A | #N/A | #N/A | #N/A | #N/A | 0 | 0 | 0 | #DIV/0!
[19 empty] | 0 | 0 | 0 | 0% | 0 | 0 | 0 | 0 | 0 | 0 | 0 | 0 | #N/A | #N/A | #N/A | #N/A | #N/A | #N/A | #N/A | 0 | 0 | 0 | #DIV/0!
[19 empty] | 0 | 0 | 0 | 0% | 0 | 0 | 0 | 0 | 0 | 0 | 0 | 0 | #N/A | #N/A | #N/A | #N/A | #N/A | #N/A | #N/A | 0 | 0 | 0 | #DIV/0!
[19 empty] | 0 | 0 | 0 | 0% | 0 | 0 | 0 | 0 | 0 | 0 | 0 | 0 | #N/A | #N/A | #N/A | #N/A | #N/A | #N/A | #N/A | 0 | 0 | 0 | #DIV/0!
[19 empty] | 0 | 0 | 0 | 0% | 0 | 0 | 0 | 0 | 0 | 0 | 0 | 0 | #N/A | #N/A | #N/A | #N/A | #N/A | #N/A | #N/A | 0 | 0 | 0 | #DIV/0!
[19 empty] | 0 | 0 | 0 | 0% | 0 | 0 | 0 | 0 | 0 | 0 | 0 | 0 | #N/A | #N/A | #N/A | #N/A | #N/A | #N/A | #N/A | 0 | 0 | 0 | #DIV/0!
[19 empty] | 0 | 0 | 0 | 0% | 0 | 0 | 0 | 0 | 0 | 0 | 0 | 0 | #N/A | #N/A | #N/A | #N/A | #N/A | #N/A | #N/A | 0 | 0 | 0 | #DIV/0!

## Lodging Rebates {E}
Rtn to Summary |  | Order Number | Program Name | Discount Rate: | 6.97% | [9 empty] | Paste in incentives but use DBtC for Total
| Program: | 18230014 | Lodging Rebates {E}
| paste |  |  | paste | paste | paste | paste | paste | paste | paste | paste | paste | paste | Paste | paste | paste | paste | paste | Formula: G + H | Formula: (O/A10)*T | Formula: N - M | Formula: O/A10 | Formula: W*A8 | Formula: Q - P | Formula: X + DBtC | Formula: Q + X | Formula: Z/(1+ElecDiscountRate)^1 | Formula: AA/(1+ElecDiscountRate)^1 | Formula: -PV (ElecDiscount Rate,T,R)*J | Formula: - PV (ElecDiscount Rate, T, S)*J |  | AF*J*K |  | AH*J*L | AG + AI |  | AG +AI -AK | formula: Logic to lookup from AC tables and adjust by savings and quantity | Formula: Utility Savings (AM)*1.1+AD+AE | formula: AM/AB | formula: AN/AC
| Sch. No. | Order Number | Program Name | Measure Version | Measure Name | First Period Measure Life | Second period Measure Life | Electric End-Use Type | Number of units offered | Savings per Unit Period 1 | Savngs per Unit Period 2 | Incentives Per Unit | Incremental Measure Cost per Unit | Total First Year Savings | Total Incentive | Total Incremental Measure Cost | Unit First Year Non-Energy Benefits | Unit Annual Net Equipment O&M | Total Measure Life | Weighted Life | Agency or Customer Cost per Unit | Percent Unit overhead | Program Overhead Cost | Total Customer Cost | Total Utility Program Costs | Total Resource Cost | PV Total Utility Program Costs | PV Total Resource Costs | PV Total Non-Energy Benefits | PV Total Net Equipment O&M | Unit PV First period Savings for 1 kWh | Total First Period Savings | Unit PV Savings for Second Period for 1 kWh | Total Second period Savings | Unadjusted Total | Decrement | Final UC Total Savings | PV Total Savings UC | PV Total Savings TRC | UC B/C Ratio | TRC B/C Ratio
DBTC: | E262 | 18230014 | Lodging Rebates {E} | 13022-1 | Thermostat Control - Occupancy Based - Setback - 5 Degrees - Lodging | 10 |  | Comm Space Heat | 1204 | 253 |  | 200 | 206.08 | 304612 | 240767.76 | 248120.32 | 0 | 0 | 10 | 5.0309 | 6.08 | 50.31% | 238.1911 | 7352.56 | 302543.9244 | 248358.5111 | 282830.6295 | 232175.854 | 0 | 0 | 0.97335 | 296493.749 | 0.97335 | 0 | 296493.749 | 0 | 296493.749 | 296493.749 | 326143.1239 | 1.0483 | 1.4047
600902.76 | E262 | 18230014 | Lodging Rebates {E} | 13064-1 | Heat Pump - Packaged Terminal - Lodging | 15 |  | Comm Space Heat | 415 | 725 |  | 900 | 907 | 300875 | 360135 | 376405 | 0 | 0 | 15 | 7.4537 | 7 | 49.69% | 235.2689 | 16270 | 298832.2956 | 376640.2689 | 279360.8448 | 352098.9707 | 0 | 0 | 1.3788 | 414841.2718 | 1.3788 | 0 | 414841.2718 | 0 | 414841.2718 | 414841.2718 | 456325.3989 | 1.485 | 1.296
Program Costs: | [18 empty] | 0 | 0 | 0 | 0% | 0 | 0 | 0 | 0 | 0 | 0 | 0 | 0 | #N/A | #N/A | #N/A | #N/A | #N/A | #N/A | #N/A | 0 | 0 | 0 | #DIV/0!
473.46 | [18 empty] | 0 | 0 | 0 | 0% | 0 | 0 | 0 | 0 | 0 | 0 | 0 | 0 | #N/A | #N/A | #N/A | #N/A | #N/A | #N/A | #N/A | 0 | 0 | 0 | #DIV/0!
Total Savings (kWh): | [18 empty] | 0 | 0 | 0 | 0% | 0 | 0 | 0 | 0 | 0 | 0 | 0 | 0 | #N/A | #N/A | #N/A | #N/A | #N/A | #N/A | #N/A | 0 | 0 | 0 | #DIV/0!
605487 | [18 empty] | 0 | 0 | 0 | 0% | 0 | 0 | 0 | 0 | 0 | 0 | 0 | 0 | #N/A | #N/A | #N/A | #N/A | #N/A | #N/A | #N/A | 0 | 0 | 0 | #DIV/0!
Total Incentives: | [18 empty] | 0 | 0 | 0 | 0% | 0 | 0 | 0 | 0 | 0 | 0 | 0 | 0 | #N/A | #N/A | #N/A | #N/A | #N/A | #N/A | #N/A | 0 | 0 | 0 | #DIV/0!
600902.76 | [18 empty] | 0 | 0 | 0 | 0% | 0 | 0 | 0 | 0 | 0 | 0 | 0 | 0 | #N/A | #N/A | #N/A | #N/A | #N/A | #N/A | #N/A | 0 | 0 | 0 | #DIV/0!
Total Customer Costs: | [18 empty] | 0 | 0 | 0 | 0% | 0 | 0 | 0 | 0 | 0 | 0 | 0 | 0 | #N/A | #N/A | #N/A | #N/A | #N/A | #N/A | #N/A | 0 | 0 | 0 | #DIV/0!
23622.56 | [18 empty] | 0 | 0 | 0 | 0% | 0 | 0 | 0 | 0 | 0 | 0 | 0 | 0 | #N/A | #N/A | #N/A | #N/A | #N/A | #N/A | #N/A | 0 | 0 | 0 | #DIV/0!
Weighted Avg Life | [18 empty] | 0 | 0 | 0 | 0% | 0 | 0 | 0 | 0 | 0 | 0 | 0 | 0 | #N/A | #N/A | #N/A | #N/A | #N/A | #N/A | #N/A | 0 | 0 | 0 | #DIV/0!
12.4846 | [18 empty] | 0 | 0 | 0 | 0% | 0 | 0 | 0 | 0 | 0 | 0 | 0 | 0 | #N/A | #N/A | #N/A | #N/A | #N/A | #N/A | #N/A | 0 | 0 | 0 | #DIV/0!
Total Utility Cost | [18 empty] | 0 | 0 | 0 | 0% | 0 | 0 | 0 | 0 | 0 | 0 | 0 | 0 | #N/A | #N/A | #N/A | #N/A | #N/A | #N/A | #N/A | 0 | 0 | 0 | #DIV/0!
601376.22 | [18 empty] | 0 | 0 | 0 | 0% | 0 | 0 | 0 | 0 | 0 | 0 | 0 | 0 | #N/A | #N/A | #N/A | #N/A | #N/A | #N/A | #N/A | 0 | 0 | 0 | #DIV/0!
Total Resource Cost | [18 empty] | 0 | 0 | 0 | 0% | 0 | 0 | 0 | 0 | 0 | 0 | 0 | 0 | #N/A | #N/A | #N/A | #N/A | #N/A | #N/A | #N/A | 0 | 0 | 0 | #DIV/0!
624998.78 | [18 empty] | 0 | 0 | 0 | 0% | 0 | 0 | 0 | 0 | 0 | 0 | 0 | 0 | #N/A | #N/A | #N/A | #N/A | #N/A | #N/A | #N/A | 0 | 0 | 0 | #DIV/0!
UC B/C Ratio | [18 empty] | 0 | 0 | 0 | 0% | 0 | 0 | 0 | 0 | 0 | 0 | 0 | 0 | #N/A | #N/A | #N/A | #N/A | #N/A | #N/A | #N/A | 0 | 0 | 0 | #DIV/0!
1.2653 | [18 empty] | 0 | 0 | 0 | 0% | 0 | 0 | 0 | 0 | 0 | 0 | 0 | 0 | #N/A | #N/A | #N/A | #N/A | #N/A | #N/A | #N/A | 0 | 0 | 0 | #DIV/0!
TRC B/C Ratio | [18 empty] | 0 | 0 | 0 | 0% | 0 | 0 | 0 | 0 | 0 | 0 | 0 | 0 | #N/A | #N/A | #N/A | #N/A | #N/A | #N/A | #N/A | 0 | 0 | 0 | #DIV/0!
1.3392 | [18 empty] | 0 | 0 | 0 | 0% | 0 | 0 | 0 | 0 | 0 | 0 | 0 | 0 | #N/A | #N/A | #N/A | #N/A | #N/A | #N/A | #N/A | 0 | 0 | 0 | #DIV/0!

## Residential Pilots {E}
Rtn to Summary |  | Order Number | Program Name | Discount Rate: | 6.97% | [9 empty] | Paste in incentives but use DBtC for Total
| Program: | 18230525 | Residential Pilots {E}
| paste |  |  | paste | paste | paste | paste | paste | paste | paste | paste | paste | paste | Paste | paste | paste | paste | paste | Formula: G + H | Formula: (O/A10)*T | Formula: N - M | Formula: O/A10 | Formula: W*A8 | Formula: Q - P | Formula: X + DBtC | Formula: Q + X | Formula: Z/(1+ElecDiscountRate)^1 | Formula: AA/(1+ElecDiscountRate)^1 | Formula: -PV (ElecDiscount Rate,T,R)*J | Formula: - PV (ElecDiscount Rate, T, S)*J |  | AF*J*K |  | AH*J*L | AG + AI |  | AG +AI -AK | formula: Logic to lookup from AC tables and adjust by savings and quantity | Formula: Utility Savings (AM)*1.1+AD+AE | formula: AM/AB | formula: AN/AC
| Sch. No. | Order Number | Program Name | Measure Version | Measure Name | First Period Measure Life | Second period Measure Life | Electric End-Use Type | Number of units offered | Savings per Unit Period 1 | Savngs per Unit Period 2 | Incentives Per Unit | Incremental Measure Cost per Unit | Total First Year Savings | Total Incentive | Total Incremental Measure Cost | Unit First Year Non-Energy Benefits | Unit Annual Net Equipment O&M | Total Measure Life | Weighted Life | Agency or Customer Cost per Unit | Percent Unit overhead | Program Overhead Cost | Total Customer Cost | Total Utility Program Costs | Total Resource Cost | PV Total Utility Program Costs | PV Total Resource Costs | PV Total Non-Energy Benefits | PV Total Net Equipment O&M | Unit PV First period Savings for 1 kWh | Total First Period Savings | Unit PV Savings for Second Period for 1 kWh | Total Second period Savings | Unadjusted Total | Decrement | Final UC Total Savings | PV Total Savings UC | PV Total Savings TRC | UC B/C Ratio | TRC B/C Ratio
DBTC: | E249 | 18230525 | Residential Pilots {E} | [15 empty] | 0 | #DIV/0! | 0 | #DIV/0! | #DIV/0! | 0 | #DIV/0! | #DIV/0! | #DIV/0! | #DIV/0! | 0 | 0 | #N/A | #N/A | #N/A | #N/A | #N/A | #N/A | #N/A | 0 | 0 | 0 | #DIV/0!
0 | E249 | 18230750 | Retail Choice {E} | [15 empty] | 0 | #DIV/0! | 0 | #DIV/0! | #DIV/0! | 0 | #DIV/0! | #DIV/0! | #DIV/0! | #DIV/0! | 0 | 0 | #N/A | #N/A | #N/A | #N/A | #N/A | #N/A | #N/A | 0 | 0 | 0 | #DIV/0!
Program Costs: | E249 | 18230749 | Single Fam AMI Pilot Prgrm - Elec | [15 empty] | 0 | #DIV/0! | 0 | #DIV/0! | #DIV/0! | 0 | #DIV/0! | #DIV/0! | #DIV/0! | #DIV/0! | 0 | 0 | #N/A | #N/A | #N/A | #N/A | #N/A | #N/A | #N/A | 0 | 0 | 0 | #DIV/0!
338818.27 | [18 empty] | 0 | #DIV/0! | 0 | #DIV/0! | #DIV/0! | 0 | #DIV/0! | #DIV/0! | #DIV/0! | #DIV/0! | 0 | 0 | #N/A | #N/A | #N/A | #N/A | #N/A | #N/A | #N/A | 0 | 0 | 0 | #DIV/0!
Total Savings (kWh): | [18 empty] | 0 | #DIV/0! | 0 | #DIV/0! | #DIV/0! | 0 | #DIV/0! | #DIV/0! | #DIV/0! | #DIV/0! | 0 | 0 | #N/A | #N/A | #N/A | #N/A | #N/A | #N/A | #N/A | 0 | 0 | 0 | #DIV/0!
0 | [18 empty] | 0 | #DIV/0! | 0 | #DIV/0! | #DIV/0! | 0 | #DIV/0! | #DIV/0! | #DIV/0! | #DIV/0! | 0 | 0 | #N/A | #N/A | #N/A | #N/A | #N/A | #N/A | #N/A | 0 | 0 | 0 | #DIV/0!
Total Incentives: | [18 empty] | 0 | #DIV/0! | 0 | #DIV/0! | #DIV/0! | 0 | #DIV/0! | #DIV/0! | #DIV/0! | #DIV/0! | 0 | 0 | #N/A | #N/A | #N/A | #N/A | #N/A | #N/A | #N/A | 0 | 0 | 0 | #DIV/0!
0 | [18 empty] | 0 | #DIV/0! | 0 | #DIV/0! | #DIV/0! | 0 | #DIV/0! | #DIV/0! | #DIV/0! | #DIV/0! | 0 | 0 | #N/A | #N/A | #N/A | #N/A | #N/A | #N/A | #N/A | 0 | 0 | 0 | #DIV/0!
Total Customer Costs: | [18 empty] | 0 | #DIV/0! | 0 | #DIV/0! | #DIV/0! | 0 | #DIV/0! | #DIV/0! | #DIV/0! | #DIV/0! | 0 | 0 | #N/A | #N/A | #N/A | #N/A | #N/A | #N/A | #N/A | 0 | 0 | 0 | #DIV/0!
0 | [18 empty] | 0 | #DIV/0! | 0 | #DIV/0! | #DIV/0! | 0 | #DIV/0! | #DIV/0! | #DIV/0! | #DIV/0! | 0 | 0 | #N/A | #N/A | #N/A | #N/A | #N/A | #N/A | #N/A | 0 | 0 | 0 | #DIV/0!
Weighted Avg Life | [18 empty] | 0 | #DIV/0! | 0 | #DIV/0! | #DIV/0! | 0 | #DIV/0! | #DIV/0! | #DIV/0! | #DIV/0! | 0 | 0 | #N/A | #N/A | #N/A | #N/A | #N/A | #N/A | #N/A | 0 | 0 | 0 | #DIV/0!
#DIV/0! | [18 empty] | 0 | #DIV/0! | 0 | #DIV/0! | #DIV/0! | 0 | #DIV/0! | #DIV/0! | #DIV/0! | #DIV/0! | 0 | 0 | #N/A | #N/A | #N/A | #N/A | #N/A | #N/A | #N/A | 0 | 0 | 0 | #DIV/0!
Total Utility Cost | [18 empty] | 0 | #DIV/0! | 0 | #DIV/0! | #DIV/0! | 0 | #DIV/0! | #DIV/0! | #DIV/0! | #DIV/0! | 0 | 0 | #N/A | #N/A | #N/A | #N/A | #N/A | #N/A | #N/A | 0 | 0 | 0 | #DIV/0!
338818.27 | [18 empty] | 0 | #DIV/0! | 0 | #DIV/0! | #DIV/0! | 0 | #DIV/0! | #DIV/0! | #DIV/0! | #DIV/0! | 0 | 0 | #N/A | #N/A | #N/A | #N/A | #N/A | #N/A | #N/A | 0 | 0 | 0 | #DIV/0!
Total Resource Cost | [18 empty] | 0 | #DIV/0! | 0 | #DIV/0! | #DIV/0! | 0 | #DIV/0! | #DIV/0! | #DIV/0! | #DIV/0! | 0 | 0 | #N/A | #N/A | #N/A | #N/A | #N/A | #N/A | #N/A | 0 | 0 | 0 | #DIV/0!
338818.27 | [18 empty] | 0 | #DIV/0! | 0 | #DIV/0! | #DIV/0! | 0 | #DIV/0! | #DIV/0! | #DIV/0! | #DIV/0! | 0 | 0 | #N/A | #N/A | #N/A | #N/A | #N/A | #N/A | #N/A | 0 | 0 | 0 | #DIV/0!
UC B/C Ratio | [18 empty] | 0 | #DIV/0! | 0 | #DIV/0! | #DIV/0! | 0 | #DIV/0! | #DIV/0! | #DIV/0! | #DIV/0! | 0 | 0 | #N/A | #N/A | #N/A | #N/A | #N/A | #N/A | #N/A | 0 | 0 | 0 | #DIV/0!
#DIV/0! | [18 empty] | 0 | #DIV/0! | 0 | #DIV/0! | #DIV/0! | 0 | #DIV/0! | #DIV/0! | #DIV/0! | #DIV/0! | 0 | 0 | #N/A | #N/A | #N/A | #N/A | #N/A | #N/A | #N/A | 0 | 0 | 0 | #DIV/0!
TRC B/C Ratio | [18 empty] | 0 | #DIV/0! | 0 | #DIV/0! | #DIV/0! | 0 | #DIV/0! | #DIV/0! | #DIV/0! | #DIV/0! | 0 | 0 | #N/A | #N/A | #N/A | #N/A | #N/A | #N/A | #N/A | 0 | 0 | 0 | #DIV/0!
#DIV/0!

## Commercial Pilots {E}
Rtn to Summary |  | Order Number | Program Name | Discount Rate: | 6.97% | [9 empty] | Paste in incentives but use DBtC for Total
| Program: | 18230140 | Commercial Pay for Performance Pilot {E}
| paste |  |  | paste | paste | paste | paste | paste | paste | paste | paste | paste | paste | Paste | paste | paste | paste | paste | Formula: G + H | Formula: (O/A10)*T | Formula: N - M | Formula: O/A10 | Formula: W*A8 | Formula: Q - P | Formula: X + DBtC | Formula: Q + X | Formula: Z/(1+ElecDiscountRate)^1 | Formula: AA/(1+ElecDiscountRate)^1 | Formula: -PV (ElecDiscount Rate,T,R)*J | Formula: - PV (ElecDiscount Rate, T, S)*J |  | AF*J*K |  | AH*J*L | AG + AI |  | AG +AI -AK | formula: Logic to lookup from AC tables and adjust by savings and quantity | Formula: Utility Savings (AM)*1.1+AD+AE | formula: AM/AB | formula: AN/AC
| Sch. No. | Order Number | Program Name | Measure Version | Measure Name | First Period Measure Life | Second period Measure Life | Electric End-Use Type | Number of units offered | Savings per Unit Period 1 | Savngs per Unit Period 2 | Incentives Per Unit | Incremental Measure Cost per Unit | Total First Year Savings | Total Incentive | Total Incremental Measure Cost | Unit First Year Non-Energy Benefits | Unit Annual Net Equipment O&M | Total Measure Life | Weighted Life | Agency or Customer Cost per Unit | Percent Unit overhead | Program Overhead Cost | Total Customer Cost | Total Utility Program Costs | Total Resource Cost | PV Total Utility Program Costs | PV Total Resource Costs | PV Total Non-Energy Benefits | PV Total Net Equipment O&M | Unit PV First period Savings for 1 kWh | Total First Period Savings | Unit PV Savings for Second Period for 1 kWh | Total Second period Savings | Unadjusted Total | Decrement | Final UC Total Savings | PV Total Savings UC | PV Total Savings TRC | UC B/C Ratio | TRC B/C Ratio
DBTC: | E249 | 18230140 | Commercial Pay for Performance Pilot {E} | 12196-1 | PFP: Base Incentive - Year 1 | 13.5 |  | Comm Flat | 1 | 143598 |  | 43079 | 43079 | 143598 | 43079 | 43079 |  |  | 13.5 | 3.1911 | 0 | 23.64% | 4622.1111 | 0 | 50695.8869 | 47701.1111 | 47392.6212 | 44592.9803 | 0 | 0 | 0.90851 | 130460.2228 | 0.90851 | 0 | 130460.2228 | 0 | 130460.2228 | 130460.2228 | 143506.245 | 2.7528 | 3.2181
194915 | E249 | 18230140 | Commercial Pay for Performance Pilot {E} | 12196-1 | PFP: Base Incentive - Year 1 | 12 |  | Comm Flat | 1 | 253367 |  | 88678 | 88678 | 253367 | 88678 | 88678 |  |  | 12 | 5.0049 | 0 | 41.71% | 8155.3393 | 0 | 89448.7722 | 96833.3393 | 83620.4283 | 90523.8285 | 0 | 0 | 0.8445 | 213967.4979 | 0.8445 | 0 | 213967.4979 | 0 | 213967.4979 | 213967.4979 | 235364.2476 | 2.5588 | 2.6
Program Costs: | E249 | 18230140 | Commercial Pay for Performance Pilot {E} | 12196-1 | PFP: Base Incentive - Year 1 | 15 |  | Comm Flat | 1 | 210526 |  | 63158 | 63158 | 210526 | 63158 | 63158 |  |  | 15 | 5.1982 | 0 | 34.65% | 6776.3796 | 0 | 74324.1709 | 69934.3796 | 69481.3227 | 65377.5634 | 0 | 0 | 1.0294 | 216714.7032 | 1.0294 | 0 | 216714.7032 | 0 | 216714.7032 | 216714.7032 | 238386.1735 | 3.119 | 3.6463
19553.83 |  | 18231128 | 4440 - BEM AMI SMB Pilot - Electric | [15 empty] | 0 | 0 | 0 | 0% | 0 | 0 | 0 | 0 | 0 | 0 | 0 | 0 | #N/A | #N/A | #N/A | #N/A | #N/A | #N/A | #N/A | 0 | 0 | 0 | #DIV/0!
Total Savings (kWh): | [18 empty] | 0 | 0 | 0 | 0% | 0 | 0 | 0 | 0 | 0 | 0 | 0 | 0 | #N/A | #N/A | #N/A | #N/A | #N/A | #N/A | #N/A | 0 | 0 | 0 | #DIV/0!
607491 | [18 empty] | 0 | 0 | 0 | 0% | 0 | 0 | 0 | 0 | 0 | 0 | 0 | 0 | #N/A | #N/A | #N/A | #N/A | #N/A | #N/A | #N/A | 0 | 0 | 0 | #DIV/0!
Total Incentives: | [18 empty] | 0 | 0 | 0 | 0% | 0 | 0 | 0 | 0 | 0 | 0 | 0 | 0 | #N/A | #N/A | #N/A | #N/A | #N/A | #N/A | #N/A | 0 | 0 | 0 | #DIV/0!
194915 | [18 empty] | 0 | 0 | 0 | 0% | 0 | 0 | 0 | 0 | 0 | 0 | 0 | 0 | #N/A | #N/A | #N/A | #N/A | #N/A | #N/A | #N/A | 0 | 0 | 0 | #DIV/0!
Total Customer Costs: | [18 empty] | 0 | 0 | 0 | 0% | 0 | 0 | 0 | 0 | 0 | 0 | 0 | 0 | #N/A | #N/A | #N/A | #N/A | #N/A | #N/A | #N/A | 0 | 0 | 0 | #DIV/0!
0 | [18 empty] | 0 | 0 | 0 | 0% | 0 | 0 | 0 | 0 | 0 | 0 | 0 | 0 | #N/A | #N/A | #N/A | #N/A | #N/A | #N/A | #N/A | 0 | 0 | 0 | #DIV/0!
Weighted Avg Life | [18 empty] | 0 | 0 | 0 | 0% | 0 | 0 | 0 | 0 | 0 | 0 | 0 | 0 | #N/A | #N/A | #N/A | #N/A | #N/A | #N/A | #N/A | 0 | 0 | 0 | #DIV/0!
13.3942 | [18 empty] | 0 | 0 | 0 | 0% | 0 | 0 | 0 | 0 | 0 | 0 | 0 | 0 | #N/A | #N/A | #N/A | #N/A | #N/A | #N/A | #N/A | 0 | 0 | 0 | #DIV/0!
Total Utility Cost | [18 empty] | 0 | 0 | 0 | 0% | 0 | 0 | 0 | 0 | 0 | 0 | 0 | 0 | #N/A | #N/A | #N/A | #N/A | #N/A | #N/A | #N/A | 0 | 0 | 0 | #DIV/0!
214468.83 | [18 empty] | 0 | 0 | 0 | 0% | 0 | 0 | 0 | 0 | 0 | 0 | 0 | 0 | #N/A | #N/A | #N/A | #N/A | #N/A | #N/A | #N/A | 0 | 0 | 0 | #DIV/0!
Total Resource Cost | [18 empty] | 0 | 0 | 0 | 0% | 0 | 0 | 0 | 0 | 0 | 0 | 0 | 0 | #N/A | #N/A | #N/A | #N/A | #N/A | #N/A | #N/A | 0 | 0 | 0 | #DIV/0!
214468.83 | [18 empty] | 0 | 0 | 0 | 0% | 0 | 0 | 0 | 0 | 0 | 0 | 0 | 0 | #N/A | #N/A | #N/A | #N/A | #N/A | #N/A | #N/A | 0 | 0 | 0 | #DIV/0!
UC B/C Ratio | [18 empty] | 0 | 0 | 0 | 0% | 0 | 0 | 0 | 0 | 0 | 0 | 0 | 0 | #N/A | #N/A | #N/A | #N/A | #N/A | #N/A | #N/A | 0 | 0 | 0 | #DIV/0!
2.7988 | [18 empty] | 0 | 0 | 0 | 0% | 0 | 0 | 0 | 0 | 0 | 0 | 0 | 0 | #N/A | #N/A | #N/A | #N/A | #N/A | #N/A | #N/A | 0 | 0 | 0 | #DIV/0!
TRC B/C Ratio | [18 empty] | 0 | 0 | 0 | 0% | 0 | 0 | 0 | 0 | 0 | 0 | 0 | 0 | #N/A | #N/A | #N/A | #N/A | #N/A | #N/A | #N/A | 0 | 0 | 0 | #DIV/0!
3.0787 | [18 empty] | 0 | 0 | 0 | 0% | 0 | 0 | 0 | 0 | 0 | 0 | 0 | 0 | #N/A | #N/A | #N/A | #N/A | #N/A | #N/A | #N/A | 0 | 0 | 0 | #DIV/0!

## TDSM {E}
Rtn to Summary |  | Order Number | Program Name | Discount Rate: | 6.97% | [9 empty] | Paste in incentives but use DBtC for Total
| Program: | 18230134 | Targeted DSM {E}
| paste |  |  | paste | paste | paste | paste | paste | paste | paste | paste | paste | paste | Paste | paste | paste | paste | paste | Formula: G + H | Formula: (O/A10)*T | Formula: N - M | Formula: O/A10 | Formula: W*A8 | Formula: Q - P | Formula: X + DBtC | Formula: Q + X | Formula: Z/(1+ElecDiscountRate)^1 | Formula: AA/(1+ElecDiscountRate)^1 | Formula: -PV (ElecDiscount Rate,T,R)*J | Formula: - PV (ElecDiscount Rate, T, S)*J |  | AF*J*K |  | AH*J*L | AG + AI |  | AG +AI -AK | formula: Logic to lookup from AC tables and adjust by savings and quantity | Formula: Utility Savings (AM)*1.1+AD+AE | formula: AM/AB | formula: AN/AC
| Sch. No. | Order Number | Program Name | Measure Version | Measure Name | First Period Measure Life | Second period Measure Life | Electric End-Use Type | Number of units offered | Savings per Unit Period 1 | Savngs per Unit Period 2 | Incentives Per Unit | Incremental Measure Cost per Unit | Total First Year Savings | Total Incentive | Total Incremental Measure Cost | Unit First Year Non-Energy Benefits | Unit Annual Net Equipment O&M | Total Measure Life | Weighted Life | Agency or Customer Cost per Unit | Percent Unit overhead | Program Overhead Cost | Total Customer Cost | Total Utility Program Costs | Total Resource Cost | PV Total Utility Program Costs | PV Total Resource Costs | PV Total Non-Energy Benefits | PV Total Net Equipment O&M | Unit PV First period Savings for 1 kWh | Total First Period Savings | Unit PV Savings for Second Period for 1 kWh | Total Second period Savings | Unadjusted Total | Decrement | Final UC Total Savings | PV Total Savings UC | PV Total Savings TRC | UC B/C Ratio | TRC B/C Ratio
DBTC: | E219 | 18230134 | Targeted DSM {E} | [15 empty] | 0 | #DIV/0! | 0 | #DIV/0! | #DIV/0! | 0 | #DIV/0! | #DIV/0! | #DIV/0! | #DIV/0! | 0 | 0 | #N/A | #N/A | #N/A | #N/A | #N/A | #N/A | #N/A | 0 | 0 | 0 | #DIV/0!
0 | [18 empty] | 0 | #DIV/0! | 0 | #DIV/0! | #DIV/0! | 0 | #DIV/0! | #DIV/0! | #DIV/0! | #DIV/0! | 0 | 0 | #N/A | #N/A | #N/A | #N/A | #N/A | #N/A | #N/A | 0 | 0 | 0 | #DIV/0!
Program Costs: | [18 empty] | 0 | #DIV/0! | 0 | #DIV/0! | #DIV/0! | 0 | #DIV/0! | #DIV/0! | #DIV/0! | #DIV/0! | 0 | 0 | #N/A | #N/A | #N/A | #N/A | #N/A | #N/A | #N/A | 0 | 0 | 0 | #DIV/0!
25615.18 | [18 empty] | 0 | #DIV/0! | 0 | #DIV/0! | #DIV/0! | 0 | #DIV/0! | #DIV/0! | #DIV/0! | #DIV/0! | 0 | 0 | #N/A | #N/A | #N/A | #N/A | #N/A | #N/A | #N/A | 0 | 0 | 0 | #DIV/0!
Total Savings (kWh): | [18 empty] | 0 | #DIV/0! | 0 | #DIV/0! | #DIV/0! | 0 | #DIV/0! | #DIV/0! | #DIV/0! | #DIV/0! | 0 | 0 | #N/A | #N/A | #N/A | #N/A | #N/A | #N/A | #N/A | 0 | 0 | 0 | #DIV/0!
0 | [18 empty] | 0 | #DIV/0! | 0 | #DIV/0! | #DIV/0! | 0 | #DIV/0! | #DIV/0! | #DIV/0! | #DIV/0! | 0 | 0 | #N/A | #N/A | #N/A | #N/A | #N/A | #N/A | #N/A | 0 | 0 | 0 | #DIV/0!
Total Incentives: | [18 empty] | 0 | #DIV/0! | 0 | #DIV/0! | #DIV/0! | 0 | #DIV/0! | #DIV/0! | #DIV/0! | #DIV/0! | 0 | 0 | #N/A | #N/A | #N/A | #N/A | #N/A | #N/A | #N/A | 0 | 0 | 0 | #DIV/0!
0 | [18 empty] | 0 | #DIV/0! | 0 | #DIV/0! | #DIV/0! | 0 | #DIV/0! | #DIV/0! | #DIV/0! | #DIV/0! | 0 | 0 | #N/A | #N/A | #N/A | #N/A | #N/A | #N/A | #N/A | 0 | 0 | 0 | #DIV/0!
Total Customer Costs: | [18 empty] | 0 | #DIV/0! | 0 | #DIV/0! | #DIV/0! | 0 | #DIV/0! | #DIV/0! | #DIV/0! | #DIV/0! | 0 | 0 | #N/A | #N/A | #N/A | #N/A | #N/A | #N/A | #N/A | 0 | 0 | 0 | #DIV/0!
0 | [18 empty] | 0 | #DIV/0! | 0 | #DIV/0! | #DIV/0! | 0 | #DIV/0! | #DIV/0! | #DIV/0! | #DIV/0! | 0 | 0 | #N/A | #N/A | #N/A | #N/A | #N/A | #N/A | #N/A | 0 | 0 | 0 | #DIV/0!
Weighted Avg Life | [18 empty] | 0 | #DIV/0! | 0 | #DIV/0! | #DIV/0! | 0 | #DIV/0! | #DIV/0! | #DIV/0! | #DIV/0! | 0 | 0 | #N/A | #N/A | #N/A | #N/A | #N/A | #N/A | #N/A | 0 | 0 | 0 | #DIV/0!
#DIV/0! | [18 empty] | 0 | #DIV/0! | 0 | #DIV/0! | #DIV/0! | 0 | #DIV/0! | #DIV/0! | #DIV/0! | #DIV/0! | 0 | 0 | #N/A | #N/A | #N/A | #N/A | #N/A | #N/A | #N/A | 0 | 0 | 0 | #DIV/0!
Total Utility Cost | [18 empty] | 0 | #DIV/0! | 0 | #DIV/0! | #DIV/0! | 0 | #DIV/0! | #DIV/0! | #DIV/0! | #DIV/0! | 0 | 0 | #N/A | #N/A | #N/A | #N/A | #N/A | #N/A | #N/A | 0 | 0 | 0 | #DIV/0!
25615.18 | [18 empty] | 0 | #DIV/0! | 0 | #DIV/0! | #DIV/0! | 0 | #DIV/0! | #DIV/0! | #DIV/0! | #DIV/0! | 0 | 0 | #N/A | #N/A | #N/A | #N/A | #N/A | #N/A | #N/A | 0 | 0 | 0 | #DIV/0!
Total Resource Cost | [18 empty] | 0 | #DIV/0! | 0 | #DIV/0! | #DIV/0! | 0 | #DIV/0! | #DIV/0! | #DIV/0! | #DIV/0! | 0 | 0 | #N/A | #N/A | #N/A | #N/A | #N/A | #N/A | #N/A | 0 | 0 | 0 | #DIV/0!
25615.18 | [18 empty] | 0 | #DIV/0! | 0 | #DIV/0! | #DIV/0! | 0 | #DIV/0! | #DIV/0! | #DIV/0! | #DIV/0! | 0 | 0 | #N/A | #N/A | #N/A | #N/A | #N/A | #N/A | #N/A | 0 | 0 | 0 | #DIV/0!
UC B/C Ratio | [18 empty] | 0 | #DIV/0! | 0 | #DIV/0! | #DIV/0! | 0 | #DIV/0! | #DIV/0! | #DIV/0! | #DIV/0! | 0 | 0 | #N/A | #N/A | #N/A | #N/A | #N/A | #N/A | #N/A | 0 | 0 | 0 | #DIV/0!
#DIV/0! | [18 empty] | 0 | #DIV/0! | 0 | #DIV/0! | #DIV/0! | 0 | #DIV/0! | #DIV/0! | #DIV/0! | #DIV/0! | 0 | 0 | #N/A | #N/A | #N/A | #N/A | #N/A | #N/A | #N/A | 0 | 0 | 0 | #DIV/0!
TRC B/C Ratio | [18 empty] | 0 | #DIV/0! | 0 | #DIV/0! | #DIV/0! | 0 | #DIV/0! | #DIV/0! | #DIV/0! | #DIV/0! | 0 | 0 | #N/A | #N/A | #N/A | #N/A | #N/A | #N/A | #N/A | 0 | 0 | 0 | #DIV/0!
#DIV/0! | [18 empty] | 0 | #DIV/0! | 0 | #DIV/0! | #DIV/0! | 0 | #DIV/0! | #DIV/0! | #DIV/0! | #DIV/0! | 0 | 0 | #N/A | #N/A | #N/A | #N/A | #N/A | #N/A | #N/A | 0 | 0 | 0 | #DIV/0!

## NEEA {E}
Rtn to Summary |  | Order Number | Program Name | Discount Rate: | 6.97% | [9 empty] | Paste in incentives but use DBtC for Total
| Program: | 18230421 | NW Energy Efficiency Alliance {E}
| paste |  |  | paste | paste | paste | paste | paste | paste | paste | paste | paste | paste | Paste | paste | paste | paste | paste | Formula: G + H | Formula: (O/A10)*T | Formula: N - M | Formula: O/A10 | Formula: W*A8 | Formula: Q - P | Formula: X + DBtC | Formula: Q + X | Formula: Z/(1+ElecDiscountRate)^1 | Formula: AA/(1+ElecDiscountRate)^1 | Formula: -PV (ElecDiscount Rate,T,R)*J | Formula: - PV (ElecDiscount Rate, T, S)*J |  | AF*J*K |  | AH*J*L | AG + AI |  | AG +AI -AK | formula: Logic to lookup from AC tables and adjust by savings and quantity | Formula: Utility Savings (AM)*1.1+AD+AE | formula: AM/AB | formula: AN/AC
| Sch. No. | Order Number | Program Name | Measure Version | Measure Name | First Period Measure Life | Second period Measure Life | Electric End-Use Type | Number of units offered | Savings per Unit Period 1 | Savngs per Unit Period 2 | Incentives Per Unit | Incremental Measure Cost per Unit | Total First Year Savings | Total Incentive | Total Incremental Measure Cost | Unit First Year Non-Energy Benefits | Unit Annual Net Equipment O&M | Total Measure Life | Weighted Life | Agency or Customer Cost per Unit | Percent Unit overhead | Program Overhead Cost | Total Customer Cost | Total Utility Program Costs | Total Resource Cost | PV Total Utility Program Costs | PV Total Resource Costs | PV Total Non-Energy Benefits | PV Total Net Equipment O&M | Unit PV First period Savings for 1 kWh | Total First Period Savings | Unit PV Savings for Second Period for 1 kWh | Total Second period Savings | Unadjusted Total | Decrement | Final UC Total Savings | PV Total Savings UC | PV Total Savings TRC | UC B/C Ratio | TRC B/C Ratio
DBTC: | G214 | 18230421 | NW Energy Efficiency Alliance {E} | 12999-1 | Savings Tracking - kWh | 5 |  | Comm Flat | 1 | 10249200 |  | 0 | 0 | 10249200 | 0 | 0 | 0 | 0 | 5 | 5 | 0 | 100% | 1483874.71 | 0 | 4289485.32 | 1483874.71 | 4009989.0811 | 1387187.7255 | 0 | 0 | 0.35807 | 3669953.4363 | 0.35807 | 0 | 3669953.4363 | 0 | 3669953.4363 | 3669953.4363 | 4036948.7799 | 0.9152 | 2.9102
2805610.61 | [18 empty] | 0 | 0 | 0 | 0% | 0 | 0 | 0 | 0 | 0 | 0 | 0 | 0 | #N/A | #N/A | #N/A | #N/A | #N/A | #N/A | #N/A | 0 | 0 | 0 | #DIV/0!
Program Costs: | [18 empty] | 0 | 0 | 0 | 0% | 0 | 0 | 0 | 0 | 0 | 0 | 0 | 0 | #N/A | #N/A | #N/A | #N/A | #N/A | #N/A | #N/A | 0 | 0 | 0 | #DIV/0!
1483874.71 | [18 empty] | 0 | 0 | 0 | 0% | 0 | 0 | 0 | 0 | 0 | 0 | 0 | 0 | #N/A | #N/A | #N/A | #N/A | #N/A | #N/A | #N/A | 0 | 0 | 0 | #DIV/0!
Total Savings (kWh): | [18 empty] | 0 | 0 | 0 | 0% | 0 | 0 | 0 | 0 | 0 | 0 | 0 | 0 | #N/A | #N/A | #N/A | #N/A | #N/A | #N/A | #N/A | 0 | 0 | 0 | #DIV/0!
10249200 | [18 empty] | 0 | 0 | 0 | 0% | 0 | 0 | 0 | 0 | 0 | 0 | 0 | 0 | #N/A | #N/A | #N/A | #N/A | #N/A | #N/A | #N/A | 0 | 0 | 0 | #DIV/0!
Total Incentives: | [18 empty] | 0 | 0 | 0 | 0% | 0 | 0 | 0 | 0 | 0 | 0 | 0 | 0 | #N/A | #N/A | #N/A | #N/A | #N/A | #N/A | #N/A | 0 | 0 | 0 | #DIV/0!
0 | [18 empty] | 0 | 0 | 0 | 0% | 0 | 0 | 0 | 0 | 0 | 0 | 0 | 0 | #N/A | #N/A | #N/A | #N/A | #N/A | #N/A | #N/A | 0 | 0 | 0 | #DIV/0!
Total Customer Costs: | [18 empty] | 0 | 0 | 0 | 0% | 0 | 0 | 0 | 0 | 0 | 0 | 0 | 0 | #N/A | #N/A | #N/A | #N/A | #N/A | #N/A | #N/A | 0 | 0 | 0 | #DIV/0!
0 | [18 empty] | 0 | 0 | 0 | 0% | 0 | 0 | 0 | 0 | 0 | 0 | 0 | 0 | #N/A | #N/A | #N/A | #N/A | #N/A | #N/A | #N/A | 0 | 0 | 0 | #DIV/0!
Weighted Avg Life | [18 empty] | 0 | 0 | 0 | 0% | 0 | 0 | 0 | 0 | 0 | 0 | 0 | 0 | #N/A | #N/A | #N/A | #N/A | #N/A | #N/A | #N/A | 0 | 0 | 0 | #DIV/0!
5 | [18 empty] | 0 | 0 | 0 | 0% | 0 | 0 | 0 | 0 | 0 | 0 | 0 | 0 | #N/A | #N/A | #N/A | #N/A | #N/A | #N/A | #N/A | 0 | 0 | 0 | #DIV/0!
Total Utility Cost | [18 empty] | 0 | 0 | 0 | 0% | 0 | 0 | 0 | 0 | 0 | 0 | 0 | 0 | #N/A | #N/A | #N/A | #N/A | #N/A | #N/A | #N/A | 0 | 0 | 0 | #DIV/0!
4289485.32 | [18 empty] | 0 | 0 | 0 | 0% | 0 | 0 | 0 | 0 | 0 | 0 | 0 | 0 | #N/A | #N/A | #N/A | #N/A | #N/A | #N/A | #N/A | 0 | 0 | 0 | #DIV/0!
Total Resource Cost | [18 empty] | 0 | 0 | 0 | 0% | 0 | 0 | 0 | 0 | 0 | 0 | 0 | 0 | #N/A | #N/A | #N/A | #N/A | #N/A | #N/A | #N/A | 0 | 0 | 0 | #DIV/0!
1483874.71 | [18 empty] | 0 | 0 | 0 | 0% | 0 | 0 | 0 | 0 | 0 | 0 | 0 | 0 | #N/A | #N/A | #N/A | #N/A | #N/A | #N/A | #N/A | 0 | 0 | 0 | #DIV/0!
UC B/C Ratio | [18 empty] | 0 | 0 | 0 | 0% | 0 | 0 | 0 | 0 | 0 | 0 | 0 | 0 | #N/A | #N/A | #N/A | #N/A | #N/A | #N/A | #N/A | 0 | 0 | 0 | #DIV/0!
0.9152 | [18 empty] | 0 | 0 | 0 | 0% | 0 | 0 | 0 | 0 | 0 | 0 | 0 | 0 | #N/A | #N/A | #N/A | #N/A | #N/A | #N/A | #N/A | 0 | 0 | 0 | #DIV/0!
TRC B/C Ratio | [18 empty] | 0 | 0 | 0 | 0% | 0 | 0 | 0 | 0 | 0 | 0 | 0 | 0 | #N/A | #N/A | #N/A | #N/A | #N/A | #N/A | #N/A | 0 | 0 | 0 | #DIV/0!
2.9102 | [18 empty] | 0 | 0 | 0 | 0% | 0 | 0 | 0 | 0 | 0 | 0 | 0 | 0 | #N/A | #N/A | #N/A | #N/A | #N/A | #N/A | #N/A | 0 | 0 | 0 | #DIV/0!

## T&D {E}
Rtn to Summary |  | Order Number | Program Name | Discount Rate: | 6.97% | [9 empty] | Paste in incentives but use DBtC for Total
| Program: | 18230713 | Generation Transmission and Distribution {E}
| paste |  |  | paste | paste | paste | paste | paste | paste | paste | paste | paste | paste | Paste | paste | paste | paste | paste | Formula: G + H | Formula: (O/A10)*T | Formula: N - M | Formula: O/A10 | Formula: W*A8 | Formula: Q - P | Formula: X + DBtC | Formula: Q + X | Formula: Z/(1+ElecDiscountRate)^1 | Formula: AA/(1+ElecDiscountRate)^1 | Formula: -PV (ElecDiscount Rate,T,R)*J | Formula: - PV (ElecDiscount Rate, T, S)*J |  | AF*J*K |  | AH*J*L | AG + AI |  | AG +AI -AK | formula: Logic to lookup from AC tables and adjust by savings and quantity | Formula: Utility Savings (AM)*1.1+AD+AE | formula: AM/AB | formula: AN/AC
| Sch. No. | Order Number | Program Name | Measure Version | Measure Name | First Period Measure Life | Second period Measure Life | Electric End-Use Type | Number of units offered | Savings per Unit Period 1 | Savngs per Unit Period 2 | Incentives Per Unit | Incremental Measure Cost per Unit | Total First Year Savings | Total Incentive | Total Incremental Measure Cost | Unit First Year Non-Energy Benefits | Unit Annual Net Equipment O&M | Total Measure Life | Weighted Life | Agency or Customer Cost per Unit | Percent Unit overhead | Program Overhead Cost | Total Customer Cost | Total Utility Program Costs | Total Resource Cost | PV Total Utility Program Costs | PV Total Resource Costs | PV Total Non-Energy Benefits | PV Total Net Equipment O&M | Unit PV First period Savings for 1 kWh | Total First Period Savings | Unit PV Savings for Second Period for 1 kWh | Total Second period Savings | Unadjusted Total | Decrement | Final UC Total Savings | PV Total Savings UC | PV Total Savings TRC | UC B/C Ratio | TRC B/C Ratio
DBTC: | E292 | 18230713 | Generation Transmission and Distribution {E} | 10045-1 | Conservation Voltage Reduction - Custom | 15 |  | Comm Flat | 1 | 2251863 |  |  | 167328 | 2251863 | 0 | 167328 |  |  | 15 | 14.7188 | 167328 | 98.13% | 0 | 167328 | 0 | 167328 | 0 | 156425.1659 | 0 | 0 | 1.0294 | 2318059.6298 | 1.0294 | 0 | 2318059.6298 | 0 | 2318059.6298 | 2318059.6298 | 2549865.5928 | 0 | 16.3009
0 | E292 | 18230713 | Generation Transmission and Distribution {E} | 10059-1 | Lighting - Custom | 15 |  | Comm Lighting | 1 | 43014 |  |  | 1760 | 43014 | 0 | 1760 |  |  | 15 | 0.28115 | 1760 | 1.874% | 0 | 1760 | 0 | 1760 | 0 | 1645.3211 | 0 | 0 | 1.0546 | 45362.1555 | 1.0546 | 0 | 45362.1555 | 0 | 45362.1555 | 45362.1555 | 49898.3711 | 0 | 30.3274
Program Costs: | [18 empty] | 0 | 0 | 0 | 0% | 0 | 0 | 0 | 0 | 0 | 0 | 0 | 0 | #N/A | #N/A | #N/A | #N/A | #N/A | #N/A | #N/A | 0 | 0 | 0 | #DIV/0!
0 | [18 empty] | 0 | 0 | 0 | 0% | 0 | 0 | 0 | 0 | 0 | 0 | 0 | 0 | #N/A | #N/A | #N/A | #N/A | #N/A | #N/A | #N/A | 0 | 0 | 0 | #DIV/0!
Total Savings (kWh): | [18 empty] | 0 | 0 | 0 | 0% | 0 | 0 | 0 | 0 | 0 | 0 | 0 | 0 | #N/A | #N/A | #N/A | #N/A | #N/A | #N/A | #N/A | 0 | 0 | 0 | #DIV/0!
2294877 | [18 empty] | 0 | 0 | 0 | 0% | 0 | 0 | 0 | 0 | 0 | 0 | 0 | 0 | #N/A | #N/A | #N/A | #N/A | #N/A | #N/A | #N/A | 0 | 0 | 0 | #DIV/0!
Total Incentives: | [18 empty] | 0 | 0 | 0 | 0% | 0 | 0 | 0 | 0 | 0 | 0 | 0 | 0 | #N/A | #N/A | #N/A | #N/A | #N/A | #N/A | #N/A | 0 | 0 | 0 | #DIV/0!
0 | [18 empty] | 0 | 0 | 0 | 0% | 0 | 0 | 0 | 0 | 0 | 0 | 0 | 0 | #N/A | #N/A | #N/A | #N/A | #N/A | #N/A | #N/A | 0 | 0 | 0 | #DIV/0!
Total Customer Costs: | [18 empty] | 0 | 0 | 0 | 0% | 0 | 0 | 0 | 0 | 0 | 0 | 0 | 0 | #N/A | #N/A | #N/A | #N/A | #N/A | #N/A | #N/A | 0 | 0 | 0 | #DIV/0!
169088 | [18 empty] | 0 | 0 | 0 | 0% | 0 | 0 | 0 | 0 | 0 | 0 | 0 | 0 | #N/A | #N/A | #N/A | #N/A | #N/A | #N/A | #N/A | 0 | 0 | 0 | #DIV/0!
Weighted Avg Life | [18 empty] | 0 | 0 | 0 | 0% | 0 | 0 | 0 | 0 | 0 | 0 | 0 | 0 | #N/A | #N/A | #N/A | #N/A | #N/A | #N/A | #N/A | 0 | 0 | 0 | #DIV/0!
15 | [18 empty] | 0 | 0 | 0 | 0% | 0 | 0 | 0 | 0 | 0 | 0 | 0 | 0 | #N/A | #N/A | #N/A | #N/A | #N/A | #N/A | #N/A | 0 | 0 | 0 | #DIV/0!
Total Utility Cost | [18 empty] | 0 | 0 | 0 | 0% | 0 | 0 | 0 | 0 | 0 | 0 | 0 | 0 | #N/A | #N/A | #N/A | #N/A | #N/A | #N/A | #N/A | 0 | 0 | 0 | #DIV/0!
0 | [18 empty] | 0 | 0 | 0 | 0% | 0 | 0 | 0 | 0 | 0 | 0 | 0 | 0 | #N/A | #N/A | #N/A | #N/A | #N/A | #N/A | #N/A | 0 | 0 | 0 | #DIV/0!
Total Resource Cost | [18 empty] | 0 | 0 | 0 | 0% | 0 | 0 | 0 | 0 | 0 | 0 | 0 | 0 | #N/A | #N/A | #N/A | #N/A | #N/A | #N/A | #N/A | 0 | 0 | 0 | #DIV/0!
169088 | [18 empty] | 0 | 0 | 0 | 0% | 0 | 0 | 0 | 0 | 0 | 0 | 0 | 0 | #N/A | #N/A | #N/A | #N/A | #N/A | #N/A | #N/A | 0 | 0 | 0 | #DIV/0!
UC B/C Ratio | [18 empty] | 0 | 0 | 0 | 0% | 0 | 0 | 0 | 0 | 0 | 0 | 0 | 0 | #N/A | #N/A | #N/A | #N/A | #N/A | #N/A | #N/A | 0 | 0 | 0 | #DIV/0!
#DIV/0! | [18 empty] | 0 | 0 | 0 | 0% | 0 | 0 | 0 | 0 | 0 | 0 | 0 | 0 | #N/A | #N/A | #N/A | #N/A | #N/A | #N/A | #N/A | 0 | 0 | 0 | #DIV/0!
TRC B/C Ratio | [18 empty] | 0 | 0 | 0 | 0% | 0 | 0 | 0 | 0 | 0 | 0 | 0 | 0 | #N/A | #N/A | #N/A | #N/A | #N/A | #N/A | #N/A | 0 | 0 | 0 | #DIV/0!
16.4469 | [18 empty] | 0 | 0 | 0 | 0% | 0 | 0 | 0 | 0 | 0 | 0 | 0 | 0 | #N/A | #N/A | #N/A | #N/A | #N/A | #N/A | #N/A | 0 | 0 | 0 | #DIV/0!

## G201 LIW {G}
Rtn to Summary |  | Order Number | Program Name | Discount Rate: | 6.97% | [9 empty] | Paste in incentives but use DBtC for Total
| Program: | 18230661 | Low Income Weatherization {G}
| paste |  |  | paste | paste | paste | paste | paste | paste | paste | paste | paste | paste | Paste | paste | paste | paste | paste | Formula: G + H | Formula: (O/A10)*T | Formula: N - M | Formula: O/A10 | Formula: W*A8 | Formula: Q - P | Formula: X + DBtC | Formula: Q + X | Formula: Z/(1+GasDiscountRate)^1 | Formula: AA/(1+GasDiscountRate)^1 | Formula: -PV(ElecDiscount Rate,T,R)*J | Formula: -PV(ElecDiscount Rate, T, S)*J |  | AF*J*K |  | AH*J*L | AG + AI |  | AG +AI -AK | formula: Logic to lookup from AC tables and adjust by savings and quantity | Formula: Utility Savings (AM)*1.1+AD+AE | formula: AM/AB | formula: AN/AC
| Sch. No. | Order Number | Program Name | Measure Version | Measure Name | First Period Measure Life | Second period Measure Life | Gas End-Use Type | Number of units offered | Savings per Unit Period 1 | Savngs per Unit Period 2 | Incentives Per Unit | Incremental Measure Cost per Unit | Total First Year Savings | Total Incentive | Total Incremental Measure Cost | Unit First Year Non-Energy Benefits | Unit Annual Net Equipment O&M | Total Measure Life | Weighted Life | Agency or Customer Cost per Unit | Percent Unit overhead | Program Overhead Cost | Total Customer Cost | Total Utility Program Costs | Total Resource Cost | PV Total Utility Program Costs | PV Total Resource Costs | PV Total Non-Energy Benefits | PV Total Net Equipment O&M | Unit PV First period Savings for 1 therm | Total First Period Savings | Unit PV Savings for Second Period for 1 therm | Total Second period Savings | Unadjusted Total | Decrement | Final UC Total Savings | PV Total Savings UC | PV Total Savings TRC | UC B/C Ratio | TRC B/C Ratio
DBTC: | G201 | 18230661 | Low Income Weatherization {G} |  | Shareholder | [13 empty] | 0 | 0 | 0 | 0% | 0 | 0 | 0 | 0 | 0 | 0 | #VALUE! | 0 | #N/A | #N/A | #N/A | #N/A | #N/A | #N/A | #N/A | 0 | #VALUE! | 0 | #VALUE!
442558.36 | G201 | 18230661 | Low Income Weatherization {G} | 10531-5 | LIW: Sealing - Shell - MH - TG | 25 |  | SF Space Heat | 6345 | 0.02 |  | 1.15 | 1.15 | 126.9 | 8979.97 | 8979.97 | 0 | 0 | 25 | 0.3371 | 0 | 1.348% | 720.6673 | 0 | 6688.1647 | 9700.6373 | 6252.3743 | 9068.5587 | 0 | 0 | 16.4726 | 2090.3672 | 16.4726 | 0 | 2090.3672 | 0 | 2090.3672 | 2090.3672 | 2299.4039 | 0.33433 | 0.25356
Program Costs: | G201 | 18230661 | Low Income Weatherization {G} | 10534-5 | LIW: Sealing - Shell - SF - TG | 15 |  | SF Space Heat | 41086 | 0.01 |  | 1.32 | 1.32 | 410.86 | 57151.91 | 57151.91 | 0 | 0 | 15 | 0.65486 | 0 | 4.366% | 2333.2809 | 0 | 21654.0533 | 59485.1909 | 20243.1086 | 55609.2277 | 0 | 0 | 10.7682 | 4424.2026 | 10.7682 | 0 | 4424.2026 | 0 | 4424.2026 | 4424.2026 | 4866.6228 | 0.21855 | 0.087515
53445.74 | G201 | 18230661 | Low Income Weatherization {G} | 10316-5 | LIW: Sealing - Duct - MH - TG | 18 |  | SF Space Heat | 7 | 18.96 |  | 549 | 549 | 132.72 | 4995.9 | 4995.9 | 0 | 0 | 18 | 0.25385 | 0 | 1.41% | 753.7191 | 0 | 6994.9033 | 5749.6191 | 6539.1262 | 5374.9828 | 0 | 0 | 12.5988 | 1672.1085 | 12.5988 | 0 | 1672.1085 | 0 | 1672.1085 | 1672.1085 | 1839.3194 | 0.25571 | 0.3422
Total Savings (therm): | G201 | 18230661 | Low Income Weatherization {G} | 10319-5 | LIW: Sealing - Duct - SF - TG | 20 |  | SF Space Heat | 32 | 50.8 |  | 631.5 | 631.5 | 1625.6 | 23238.49 | 23238.49 | 0 | 0 | 20 | 3.4546 | 0 | 17.27% | 9231.81 | 0 | 85675.97 | 32470.3 | 80093.4562 | 30354.5854 | 0 | 0 | 13.7655 | 22377.1646 | 13.7655 | 0 | 22377.1646 | 0 | 22377.1646 | 22377.1646 | 24614.8811 | 0.27939 | 0.81091
9411.09 | G201 | 18230661 | Low Income Weatherization {G} | 10341-3 | LIW: Furnace - Replacement - Gas - 95pc - MF - TG | 20 |  | SF Space Heat | 1 | 110 |  | 4290 | 4290 | 110 | 5577 | 5577 | 0 | 0 | 20 | 0.23377 | 0 | 1.169% | 624.6919 | 0 | 5797.4635 | 6201.6919 | 5419.7098 | 5797.5992 | 0 | 0 | 13.7655 | 1514.2028 | 13.7655 | 0 | 1514.2028 | 0 | 1514.2028 | 1514.2028 | 1665.6231 | 0.27939 | 0.2873
Total Incentives: | G201 | 18230661 | Low Income Weatherization {G} | 10343-2 | LIW: Furnace - Replacement - Gas - 95pc - SF - TG | 20 |  | SF Space Heat | 17 | 110 |  | 4290 | 4290 | 1870 | 88596.07 | 88596.07 | 0 |  | 20 | 3.974 | 0 | 19.87% | 10619.7618 | 0 | 98556.8799 | 99215.8318 | 92135.0658 | 92751.0814 | 0 | 0 | 13.7655 | 25741.448 | 13.7655 | 0 | 25741.448 | 0 | 25741.448 | 25741.448 | 28315.5928 | 0.27939 | 0.30529
508780.75 | G201 | 18230661 | Low Income Weatherization {G} | 10361-3 | LIW: Insulation - Duct - R0 to R11 - SF - TG | 20 |  | SF Space Heat | 3428 | 0.2 |  | 6.46 | 6.46 | 685.6 | 25741.85 | 25741.85 | 0 | 0 | 20 | 1.457 | 0 | 7.285% | 3893.534 | 0 | 36134.009 | 29635.384 | 33779.5728 | 27704.3882 | 0 | 0 | 13.7655 | 9437.6132 | 13.7655 | 0 | 9437.6132 | 0 | 9437.6132 | 9437.6132 | 10381.3745 | 0.27939 | 0.37472
Total Customer Costs: | G201 | 18230661 | Low Income Weatherization {G} | 10368-5 | LIW: Insulation - Floor - R0 to R22 - MH - TG | 25 |  | SF Space Heat | 6692 | 0.04 |  | 2.37 | 2.37 | 267.68 | 20618.05 | 20618.05 | 0 | 0 | 25 | 0.71108 | 0 | 2.844% | 1520.1593 | 0 | 14107.864 | 22138.2093 | 13188.6173 | 20695.7177 | 0 | 0 | 16.4726 | 4409.3734 | 16.4726 | 0 | 4409.3734 | 0 | 4409.3734 | 4409.3734 | 4850.3107 | 0.33433 | 0.23436
0 | G201 | 18230661 | Low Income Weatherization {G} | 10374-3 | LIW: Insulation - Floor - R0 to R30 - MH - TG | 25 |  | SF Space Heat | 300 | 0.02 |  | 2.7 | 2.7 | 6 | 1613.98 | 1613.98 | 0 | 0 | 25 | 0.015939 | 0 | 0.06375% | 34.0741 | 0 | 316.2253 | 1648.0541 | 295.6205 | 1540.6694 | 0 | 0 | 16.4726 | 98.8353 | 16.4726 | 0 | 98.8353 | 0 | 98.8353 | 98.8353 | 108.7189 | 0.33433 | 0.070566
Weighted Avg Life | G201 | 18230661 | Low Income Weatherization {G} | 10377-4 | LIW: Insulation - Floor - R0 to R30 - SF - TG | 45 |  | SF Space Heat | 30435 | 0.03 |  | 2.14 | 2.14 | 913.05 | 82497.35 | 82497.35 | 0 | 0 | 45 | 4.3658 | 0 | 9.702% | 5185.2265 | 0 | 48121.5825 | 87682.5765 | 44986.0545 | 81969.3152 | 0 | 0 | 27.4442 | 25057.9568 | 27.4442 | 0 | 25057.9568 | 0 | 25057.9568 | 25057.9568 | 27563.7525 | 0.55702 | 0.33627
29.7935 | G201 | 18230661 | Low Income Weatherization {G} | 10392-6 | LIW: Insulation - Wall - R0 to R11 - SF - TG | 45 |  | SF Space Heat | 19465 | 0.07 |  | 2.75 | 2.75 | 1362.55 | 69257.42 | 69257.42 | 0 | 0 | 45 | 6.5152 | 0 | 14.48% | 7737.9446 | 0 | 71812.1266 | 76995.3646 | 67132.9593 | 71978.4656 | 0 | 0 | 27.4442 | 37394.1395 | 27.4442 | 0 | 37394.1395 | 0 | 37394.1395 | 37394.1395 | 41133.5534 | 0.55702 | 0.57147
Total Utility Cost | G201 | 18230661 | Low Income Weatherization {G} | 10401-5 | LIW: Insulation - Attic - R0 to R30 - MH - TG | 25 |  | SF Space Heat | 1680 | 0.04 |  | 2.03 | 2.03 | 67.2 | 4433.52 | 4433.52 | 0 | 0 | 25 | 0.17851 | 0 | 0.7141% | 381.6299 | 0 | 3541.7232 | 4815.1499 | 3310.95 | 4501.4022 | 0 | 0 | 16.4726 | 1106.9557 | 16.4726 | 0 | 1106.9557 | 0 | 1106.9557 | 1106.9557 | 1217.6512 | 0.33433 | 0.2705
496004.1 | G201 | 18230661 | Low Income Weatherization {G} | 10407-4 | LIW: Insulation - Attic - R0 to R38 - SF - TG | 45 |  | SF Space Heat | 6951 | 0.09 |  | 2.43 | 2.43 | 625.59 | 21772.58 | 21772.58 | 0 | 0 | 45 | 2.9913 | 0 | 6.647% | 3552.7362 | 0 | 32971.2291 | 25325.3162 | 30822.8748 | 23675.1577 | 0 | 0 | 27.4442 | 17168.8376 | 27.4442 | 0 | 17168.8376 | 0 | 17168.8376 | 17168.8376 | 18885.7214 | 0.55702 | 0.7977
Total Resource Cost | G201 | 18230661 | Low Income Weatherization {G} | 10415-4 | LIW: Insulation - Attic - R11 to R38 - SF - TG | 45 |  | SF Space Heat | 6394 | 0.03 |  | 1.59 | 1.59 | 191.82 | 13216.4 | 13216.4 | 0 | 0 | 45 | 0.91721 | 0 | 2.038% | 1089.349 | 0 | 10109.7223 | 14305.749 | 9450.9884 | 13373.6085 | 0 | 0 | 27.4442 | 5264.3527 | 27.4442 | 0 | 5264.3527 | 0 | 5264.3527 | 5264.3527 | 5790.788 | 0.55702 | 0.433
562226.49 | G201 | 18230661 | Low Income Weatherization {G} | 10560-3 | LIW: Insulation - Water Heater Pipe - MH - TG | 15 |  | Res Water Heat | 7 | 0.84 |  | 20 | 20 | 5.88 | 182 | 182 | 0 | 0 | 15 | 0.0093719 | 0 | 0.06248% | 33.3926 | 0 | 309.9008 | 215.3926 | 289.7081 | 201.358 | 0 | 0 | 10.2065 | 60.014 | 10.2065 | 0 | 60.014 | 0 | 60.014 | 60.014 | 66.0154 | 0.20715 | 0.32785
UC B/C Ratio | G201 | 18230661 | Low Income Weatherization {G} | 10563-3 | LIW: Insulation - Water Heater Pipe - SF - TG | 15 |  | Res Water Heat | 21 | 0.84 |  | 20 | 20 | 17.64 | 546 | 546 | 0 | 0 | 15 | 0.028116 | 0 | 0.1874% | 100.1779 | 0 | 929.7023 | 646.1779 | 869.1244 | 604.0739 | 0 | 0 | 10.2065 | 180.0419 | 10.2065 | 0 | 180.0419 | 0 | 180.0419 | 180.0419 | 198.0461 | 0.20715 | 0.32785
0.38732 | G201 | 18230661 | Low Income Weatherization {G} | 10635-4 | LIW: Insulation - Attic - R0 to R49 - SF - TG | 45 |  | SF Space Heat | 210 | 0.09 |  | 2.43 | 2.43 | 18.9 | 663.39 | 663.39 | 0 | 0 | 45 | 0.090372 | 0 | 0.2008% | 107.3334 | 0 | 996.1096 | 770.7234 | 931.2047 | 720.5043 | 0 | 0 | 27.4442 | 518.696 | 27.4442 | 0 | 518.696 | 0 | 518.696 | 518.696 | 570.5656 | 0.55702 | 0.7919
TRC B/C Ratio | G201 | 18230661 | Low Income Weatherization {G} | 10638-4 | LIW: Insulation - Attic - R11 to R49 - SF - TG | 45 |  | SF Space Heat | 18788 | 0.03 |  | 1.82 | 1.82 | 563.64 | 42718.16 | 42718.16 | 0 | 0 | 45 | 2.6951 | 0 | 5.989% | 3200.9211 | 0 | 29706.2031 | 45919.0811 | 27770.5928 | 42927.0647 | 0 | 0 | 27.4442 | 15468.6674 | 27.4442 | 0 | 15468.6674 | 0 | 15468.6674 | 15468.6674 | 17015.5342 | 0.55702 | 0.39638
0.3783 | G201 | 18230661 | Low Income Weatherization {G} | 12217-1 | LIW: Safety Test - Combustion - SF - TG |  |  |  | 6 |  |  | 281.8533 | 281.8533 | 0 | 1691.12 | 1691.12 |  |  | 0 | 0 | 0 | 0% | 0 | 0 | 0 | 1691.12 | 0 | 1580.9292 | 0 | 0 | #N/A | #N/A | #N/A | #N/A | #N/A | #N/A | #N/A | 0 | 0 | 0 | 0
| G201 | 18230661 | Low Income Weatherization {G} | 12223-1 | LIW: Ventilation - Mechanical - SF - TG |  |  |  | 5 | 0 |  | 0 | 0 | 0 | 1099.48 | 1099.48 |  |  | 0 | 0 | 0 | 0% | 0 | 0 | 0 | 1099.48 | 0 | 1027.8396 | 0 | 0 | #N/A | #N/A | #N/A | #N/A | #N/A | #N/A | #N/A | 0 | 0 | 0 | 0
| G201 | 18230661 | Low Income Weatherization {G} | 12225-1 | LIW: Repair - Furnace - SF - TG |  |  |  | 4 | 0 |  | 0 | 0 | 0 | 2153.81 | 2153.81 |  |  | 0 | 0 | 0 | 0% | 0 | 0 | 0 | 2153.81 | 0 | 2013.4711 | 0 | 0 | #N/A | #N/A | #N/A | #N/A | #N/A | #N/A | #N/A | 0 | 0 | 0 | 0
| G201 | 18230661 | Low Income Weatherization {G} | 12292-1 | LIW: Repair - Health - SF - TG |  |  |  | 1 | 0 |  | 0 | 0 | 0 | 203.2 | 203.2 |  |  | 0 | 0 | 0 | 0% | 0 | 0 | 0 | 203.2 | 0 | 189.9598 | 0 | 0 | #N/A | #N/A | #N/A | #N/A | #N/A | #N/A | #N/A | 0 | 0 | 0 | 0
| G201 | 18230661 | Low Income Weatherization {G} | 12293-1 | LIW: Repair - Electrical - SF - TG |  |  |  | 3 | 0 |  | 0 | 0 | 0 | 534.85 | 534.85 | 0 | 0 | 0 | 0 | 0 | 0% | 0 | 0 | 0 | 534.85 | 0 | 500 | 0 | 0 | #N/A | #N/A | #N/A | #N/A | #N/A | #N/A | #N/A | 0 | 0 | 0 | 0
| G201 | 18230661 | Low Income Weatherization {G} | 12306-1 | LIW: Door - Weather Strip - SF - TG |  |  |  | 6 | 0 | 0 | 0 | 0 | 0 | 771.34 | 771.34 |  |  | 0 | 0 | 0 | 0% | 0 | 0 | 0 | 771.34 | 0 | 721.0807 | 0 | 0 | #N/A | #N/A | #N/A | #N/A | #N/A | #N/A | #N/A | 0 | 0 | 0 | 0
| G201 | 18230661 | Low Income Weatherization {G} | 12310-1 | LIW: Repair - Furnace - MH - TG |  |  |  | 3 | 0 |  | 0 | 0 | 0 | 1754.99 | 1754.99 |  |  | 0 | 0 | 0 | 0% | 0 | 0 | 0 | 1754.99 | 0 | 1640.6376 | 0 | 0 | #N/A | #N/A | #N/A | #N/A | #N/A | #N/A | #N/A | 0 | 0 | 0 | 0
| G201 | 18230661 | Low Income Weatherization {G} | 12311-1 | LIW: Ground Vapor Barrier - SF - TG |  |  |  | 5 | 0 |  | 0 | 0 | 0 | 3604.8 | 3604.8 |  |  | 0 | 0 | 0 | 0% | 0 | 0 | 0 | 3604.8 | 0 | 3369.9168 | 0 | 0 | #N/A | #N/A | #N/A | #N/A | #N/A | #N/A | #N/A | 0 | 0 | 0 | 0
| G201 | 18230661 | Low Income Weatherization {G} | 12313-1 | LIW: Ventilation - Mechanical - MH - TG |  |  |  | 1 | 0 |  | 0 | 0 | 0 | 1051.34 | 1051.34 |  |  | 0 | 0 | 0 | 0% | 0 | 0 | 0 | 1051.34 | 0 | 982.8363 | 0 | 0 | #N/A | #N/A | #N/A | #N/A | #N/A | #N/A | #N/A | 0 | 0 | 0 | 0
| G201 | 18230661 | Low Income Weatherization {G} | 12397-3 | LIW: Insulation - Attic - R0 to R22 - MH - TG | 25 |  | SF Space Heat | 1632 | 0.03 |  | 1.55 | 1.55 | 48.96 | 4303 | 4303 | 0 | 0 | 25 | 0.13006 | 0 | 0.5202% | 278.0447 | 0 | 2580.3983 | 4581.0447 | 2412.2635 | 4282.5509 | 0 | 0 | 16.4726 | 806.4963 | 16.4726 | 0 | 806.4963 | 0 | 806.4963 | 806.4963 | 887.1459 | 0.33433 | 0.20715
| G201 | 18230661 | Low Income Weatherization {G} | 12558-1 | LIW: Repair - Roof - SF - TG |  |  |  | 2 | 0 |  | 0 | 0 | 0 | 269.23 | 269.23 |  |  | 0 | 0 | 0 | 0% | 0 | 0 | 0 | 269.23 | 0 | 251.6874 | 0 | 0 | #N/A | #N/A | #N/A | #N/A | #N/A | #N/A | #N/A | 0 | 0 | 0 | 0
| G201 | 18230661 | Low Income Weatherization {G} | 12609-1 | LIW: Repair - Structural - SF - TG |  |  |  | 1 | 0 |  | 0 | 0 | 0 | 136.34 | 136.34 | 0 | 0 | 0 | 0 | 0 | 0% | 0 | 0 | 0 | 136.34 | 0 | 127.4563 | 0 | 0 | #N/A | #N/A | #N/A | #N/A | #N/A | #N/A | #N/A | 0 | 0 | 0 | 0
| G201 | 18230661 | Low Income Weatherization {G} | 12648-2 | LIW: Windows - SP to DP - SF - TG | 45 |  | SF Space Heat | 25 | 0.38 |  | 22.6 | 22.6 | 9.5 | 734.5 | 734.5 | 0 | 0 | 45 | 0.045425 | 0 | 0.1009% | 53.9507 | 0 | 500.69 | 788.4507 | 468.0658 | 737.0764 | 0 | 0 | 27.4442 | 260.7202 | 27.4442 | 0 | 260.7202 | 0 | 260.7202 | 260.7202 | 286.7922 | 0.55702 | 0.38909
| G201 | 18230661 | Low Income Weatherization {G} | 12722-2 | LIW: Water Heater - Storage - Energy Star - SF - TG | 13 |  | Res Water Heat | 1 | 15 |  | 841.67 | 841.67 | 15 | 1094.17 | 1094.17 | 0 | 0 | 13 | 0.02072 | 0 | 0.1594% | 85.1853 | 0 | 790.5632 | 1179.3553 | 739.0513 | 1102.5103 | 0 | 0 | 9.0054 | 135.0815 | 9.0054 | 0 | 135.0815 | 0 | 135.0815 | 135.0815 | 148.5896 | 0.18278 | 0.13477
| G201 | 18230661 | Low Income Weatherization {G} | 12726-2 | LIW: Water Heater - Tankless - Energy Star - MH - TG | 20 |  | Res Water Heat | 2 | 42 |  | 1484 | 1484 | 84 | 3858.4 | 3858.4 | 15.03 | 0 | 20 | 0.17851 | 0 | 0.8926% | 477.0374 | 0 | 4427.154 | 4335.4374 | 4138.6874 | 4052.947 | 319.2 | 0 | 13.1146 | 1101.6241 | 13.1146 | 0 | 1101.6241 | 0 | 1101.6241 | 1101.6241 | 1530.9865 | 0.26618 | 0.37775
| G201 | 18230661 | Low Income Weatherization {G} | 12728-2 | LIW: Water Heater - Tankless - Energy Star - SF - TG | 20 |  | Res Water Heat | 6 | 42 |  | 1484 | 1484 | 252 | 11575.2 | 11575.2 | 15.03 | 0 | 20 | 0.53554 | 0 | 2.678% | 1431.1123 | 0 | 13281.4619 | 13006.3123 | 12416.0623 | 12158.8411 | 957.5999 | 0 | 13.1146 | 3304.8724 | 13.1146 | 0 | 3304.8724 | 0 | 3304.8724 | 3304.8724 | 4592.9596 | 0.26618 | 0.37775
| G201 | 18230661 | Low Income Weatherization {G} | 12900-1 | LIW: Personal Protective Equipment - SF - TG |  |  |  | 15 | 0 |  | 0 | 0 | 0 | 2090.2 | 2090.2 | 0 | 0 | 0 | 0 | 0 | 0% | 0 | 0 | 0 | 2090.2 | 0 | 1954.0058 | 0 | 0 | #N/A | #N/A | #N/A | #N/A | #N/A | #N/A | #N/A | 0 | 0 | 0 | 0
| G201 | 18230661 | Low Income Weatherization {G} | 13179-1 | LIW: Door - Sweep - SF - TG |  |  |  | 2 | 0 |  | 0 | 0 | 0 | 54.74 | 54.74 | 0 | 0 | 0 | 0 | 0 | 0% | 0 | 0 | 0 | 54.74 | 0 | 51.1732 | 0 | 0 | #N/A | #N/A | #N/A | #N/A | #N/A | #N/A | #N/A | 0 | 0 | 0 | 0
[19 empty] | 0 | 0 | 0 | 0% | 0 | 0 | 0 | 0 | 0 | 0 | 0 | 0 | #N/A | #N/A | #N/A | #N/A | #N/A | #N/A | #N/A | 0 | 0 | 0 | #DIV/0!
[19 empty] | 0 | 0 | 0 | 0% | 0 | 0 | 0 | 0 | 0 | 0 | 0 | 0 | #N/A | #N/A | #N/A | #N/A | #N/A | #N/A | #N/A | 0 | 0 | 0 | #DIV/0!
[19 empty] | 0 | 0 | 0 | 0% | 0 | 0 | 0 | 0 | 0 | 0 | 0 | 0 | #N/A | #N/A | #N/A | #N/A | #N/A | #N/A | #N/A | 0 | 0 | 0 | #DIV/0!
[19 empty] | 0 | 0 | 0 | 0% | 0 | 0 | 0 | 0 | 0 | 0 | 0 | 0 | #N/A | #N/A | #N/A | #N/A | #N/A | #N/A | #N/A | 0 | 0 | 0 | #DIV/0!
[19 empty] | 0 | 0 | 0 | 0% | 0 | 0 | 0 | 0 | 0 | 0 | 0 | 0 | #N/A | #N/A | #N/A | #N/A | #N/A | #N/A | #N/A | 0 | 0 | 0 | #DIV/0!
[19 empty] | 0 | 0 | 0 | 0% | 0 | 0 | 0 | 0 | 0 | 0 | 0 | 0 | #N/A | #N/A | #N/A | #N/A | #N/A | #N/A | #N/A | 0 | 0 | 0 | #DIV/0!
[19 empty] | 0 | 0 | 0 | 0% | 0 | 0 | 0 | 0 | 0 | 0 | 0 | 0 | #N/A | #N/A | #N/A | #N/A | #N/A | #N/A | #N/A | 0 | 0 | 0 | #DIV/0!
[19 empty] | 0 | 0 | 0 | 0% | 0 | 0 | 0 | 0 | 0 | 0 | 0 | 0 | #N/A | #N/A | #N/A | #N/A | #N/A | #N/A | #N/A | 0 | 0 | 0 | #DIV/0!
[19 empty] | 0 | 0 | 0 | 0% | 0 | 0 | 0 | 0 | 0 | 0 | 0 | 0 | #N/A | #N/A | #N/A | #N/A | #N/A | #N/A | #N/A | 0 | 0 | 0 | #DIV/0!
[19 empty] | 0 | 0 | 0 | 0% | 0 | 0 | 0 | 0 | 0 | 0 | 0 | 0 | #N/A | #N/A | #N/A | #N/A | #N/A | #N/A | #N/A | 0 | 0 | 0 | #DIV/0!
[19 empty] | 0 | 0 | 0 | 0% | 0 | 0 | 0 | 0 | 0 | 0 | 0 | 0 | #N/A | #N/A | #N/A | #N/A | #N/A | #N/A | #N/A | 0 | 0 | 0 | #DIV/0!
[19 empty] | 0 | 0 | 0 | 0% | 0 | 0 | 0 | 0 | 0 | 0 | 0 | 0 | #N/A | #N/A | #N/A | #N/A | #N/A | #N/A | #N/A | 0 | 0 | 0 | #DIV/0!
[19 empty] | 0 | 0 | 0 | 0% | 0 | 0 | 0 | 0 | 0 | 0 | 0 | 0 | #N/A | #N/A | #N/A | #N/A | #N/A | #N/A | #N/A | 0 | 0 | 0 | #DIV/0!
[19 empty] | 0 | 0 | 0 | 0% | 0 | 0 | 0 | 0 | 0 | 0 | 0 | 0 | #N/A | #N/A | #N/A | #N/A | #N/A | #N/A | #N/A | 0 | 0 | 0 | #DIV/0!
[19 empty] | 0 | 0 | 0 | 0% | 0 | 0 | 0 | 0 | 0 | 0 | 0 | 0 | #N/A | #N/A | #N/A | #N/A | #N/A | #N/A | #N/A | 0 | 0 | 0 | #DIV/0!
[19 empty] | 0 | 0 | 0 | 0% | 0 | 0 | 0 | 0 | 0 | 0 | 0 | 0 | #N/A | #N/A | #N/A | #N/A | #N/A | #N/A | #N/A | 0 | 0 | 0 | #DIV/0!
[19 empty] | 0 | 0 | 0 | 0% | 0 | 0 | 0 | 0 | 0 | 0 | 0 | 0 | #N/A | #N/A | #N/A | #N/A | #N/A | #N/A | #N/A | 0 | 0 | 0 | #DIV/0!
[19 empty] | 0 | 0 | 0 | 0% | 0 | 0 | 0 | 0 | 0 | 0 | 0 | 0 | #N/A | #N/A | #N/A | #N/A | #N/A | #N/A | #N/A | 0 | 0 | 0 | #DIV/0!
[19 empty] | 0 | 0 | 0 | 0% | 0 | 0 | 0 | 0 | 0 | 0 | 0 | 0 | #N/A | #N/A | #N/A | #N/A | #N/A | #N/A | #N/A | 0 | 0 | 0 | #DIV/0!
[19 empty] | 0 | 0 | 0 | 0% | 0 | 0 | 0 | 0 | 0 | 0 | 0 | 0 | #N/A | #N/A | #N/A | #N/A | #N/A | #N/A | #N/A | 0 | 0 | 0 | #DIV/0!
[19 empty] | 0 | 0 | 0 | 0% | 0 | 0 | 0 | 0 | 0 | 0 | 0 | 0 | #N/A | #N/A | #N/A | #N/A | #N/A | #N/A | #N/A | 0 | 0 | 0 | #DIV/0!
[19 empty] | 0 | 0 | 0 | 0% | 0 | 0 | 0 | 0 | 0 | 0 | 0 | 0 | #N/A | #N/A | #N/A | #N/A | #N/A | #N/A | #N/A | 0 | 0 | 0 | #DIV/0!
[19 empty] | 0 | 0 | 0 | 0% | 0 | 0 | 0 | 0 | 0 | 0 | 0 | 0 | #N/A | #N/A | #N/A | #N/A | #N/A | #N/A | #N/A | 0 | 0 | 0 | #DIV/0!
[19 empty] | 0 | 0 | 0 | 0% | 0 | 0 | 0 | 0 | 0 | 0 | 0 | 0 | #N/A | #N/A | #N/A | #N/A | #N/A | #N/A | #N/A | 0 | 0 | 0 | #DIV/0!
[19 empty] | 0 | 0 | 0 | 0% | 0 | 0 | 0 | 0 | 0 | 0 | 0 | 0 | #N/A | #N/A | #N/A | #N/A | #N/A | #N/A | #N/A | 0 | 0 | 0 | #DIV/0!
[19 empty] | 0 | 0 | 0 | 0% | 0 | 0 | 0 | 0 | 0 | 0 | 0 | 0 | #N/A | #N/A | #N/A | #N/A | #N/A | #N/A | #N/A | 0 | 0 | 0 | #DIV/0!
[19 empty] | 0 | 0 | 0 | 0% | 0 | 0 | 0 | 0 | 0 | 0 | 0 | 0 | #N/A | #N/A | #N/A | #N/A | #N/A | #N/A | #N/A | 0 | 0 | 0 | #DIV/0!
[19 empty] | 0 | 0 | 0 | 0% | 0 | 0 | 0 | 0 | 0 | 0 | 0 | 0 | #N/A | #N/A | #N/A | #N/A | #N/A | #N/A | #N/A | 0 | 0 | 0 | #DIV/0!
[19 empty] | 0 | 0 | 0 | 0% | 0 | 0 | 0 | 0 | 0 | 0 | 0 | 0 | #N/A | #N/A | #N/A | #N/A | #N/A | #N/A | #N/A | 0 | 0 | 0 | #DIV/0!
[19 empty] | 0 | 0 | 0 | 0% | 0 | 0 | 0 | 0 | 0 | 0 | 0 | 0 | #N/A | #N/A | #N/A | #N/A | #N/A | #N/A | #N/A | 0 | 0 | 0 | #DIV/0!
[19 empty] | 0 | 0 | 0 | 0% | 0 | 0 | 0 | 0 | 0 | 0 | 0 | 0 | #N/A | #N/A | #N/A | #N/A | #N/A | #N/A | #N/A | 0 | 0 | 0 | #DIV/0!
[19 empty] | 0 | 0 | 0 | 0% | 0 | 0 | 0 | 0 | 0 | 0 | 0 | 0 | #N/A | #N/A | #N/A | #N/A | #N/A | #N/A | #N/A | 0 | 0 | 0 | #DIV/0!
[19 empty] | 0 | 0 | 0 | 0% | 0 | 0 | 0 | 0 | 0 | 0 | 0 | 0 | #N/A | #N/A | #N/A | #N/A | #N/A | #N/A | #N/A | 0 | 0 | 0 | #DIV/0!
[19 empty] | 0 | 0 | 0 | 0% | 0 | 0 | 0 | 0 | 0 | 0 | 0 | 0 | #N/A | #N/A | #N/A | #N/A | #N/A | #N/A | #N/A | 0 | 0 | 0 | #DIV/0!
[19 empty] | 0 | 0 | 0 | 0% | 0 | 0 | 0 | 0 | 0 | 0 | 0 | 0 | #N/A | #N/A | #N/A | #N/A | #N/A | #N/A | #N/A | 0 | 0 | 0 | #DIV/0!
[19 empty] | 0 | 0 | 0 | 0% | 0 | 0 | 0 | 0 | 0 | 0 | 0 | 0 | #N/A | #N/A | #N/A | #N/A | #N/A | #N/A | #N/A | 0 | 0 | 0 | #DIV/0!
[19 empty] | 0 | 0 | 0 | 0% | 0 | 0 | 0 | 0 | 0 | 0 | 0 | 0 | #N/A | #N/A | #N/A | #N/A | #N/A | #N/A | #N/A | 0 | 0 | 0 | #DIV/0!
[19 empty] | 0 | 0 | 0 | 0% | 0 | 0 | 0 | 0 | 0 | 0 | 0 | 0 | #N/A | #N/A | #N/A | #N/A | #N/A | #N/A | #N/A | 0 | 0 | 0 | #DIV/0!
[19 empty] | 0 | 0 | 0 | 0% | 0 | 0 | 0 | 0 | 0 | 0 | 0 | 0 | #N/A | #N/A | #N/A | #N/A | #N/A | #N/A | #N/A | 0 | 0 | 0 | #DIV/0!
[19 empty] | 0 | 0 | 0 | 0% | 0 | 0 | 0 | 0 | 0 | 0 | 0 | 0 | #N/A | #N/A | #N/A | #N/A | #N/A | #N/A | #N/A | 0 | 0 | 0 | #DIV/0!
[19 empty] | 0 | 0 | 0 | 0% | 0 | 0 | 0 | 0 | 0 | 0 | 0 | 0 | #N/A | #N/A | #N/A | #N/A | #N/A | #N/A | #N/A | 0 | 0 | 0 | #DIV/0!
[19 empty] | 0 | 0 | 0 | 0% | 0 | 0 | 0 | 0 | 0 | 0 | 0 | 0 | #N/A | #N/A | #N/A | #N/A | #N/A | #N/A | #N/A | 0 | 0 | 0 | #DIV/0!
[19 empty] | 0 | 0 | 0 | 0% | 0 | 0 | 0 | 0 | 0 | 0 | 0 | 0 | #N/A | #N/A | #N/A | #N/A | #N/A | #N/A | #N/A | 0 | 0 | 0 | #DIV/0!
[19 empty] | 0 | 0 | 0 | 0% | 0 | 0 | 0 | 0 | 0 | 0 | 0 | 0 | #N/A | #N/A | #N/A | #N/A | #N/A | #N/A | #N/A | 0 | 0 | 0 | #DIV/0!
[19 empty] | 0 | 0 | 0 | 0% | 0 | 0 | 0 | 0 | 0 | 0 | 0 | 0 | #N/A | #N/A | #N/A | #N/A | #N/A | #N/A | #N/A | 0 | 0 | 0 | #DIV/0!
[19 empty] | 0 | 0 | 0 | 0% | 0 | 0 | 0 | 0 | 0 | 0 | 0 | 0 | #N/A | #N/A | #N/A | #N/A | #N/A | #N/A | #N/A | 0 | 0 | 0 | #DIV/0!
[19 empty] | 0 | 0 | 0 | 0% | 0 | 0 | 0 | 0 | 0 | 0 | 0 | 0 | #N/A | #N/A | #N/A | #N/A | #N/A | #N/A | #N/A | 0 | 0 | 0 | #DIV/0!
[19 empty] | 0 | 0 | 0 | 0% | 0 | 0 | 0 | 0 | 0 | 0 | 0 | 0 | #N/A | #N/A | #N/A | #N/A | #N/A | #N/A | #N/A | 0 | 0 | 0 | #DIV/0!
[19 empty] | 0 | 0 | 0 | 0% | 0 | 0 | 0 | 0 | 0 | 0 | 0 | 0 | #N/A | #N/A | #N/A | #N/A | #N/A | #N/A | #N/A | 0 | 0 | 0 | #DIV/0!
[19 empty] | 0 | 0 | 0 | 0% | 0 | 0 | 0 | 0 | 0 | 0 | 0 | 0 | #N/A | #N/A | #N/A | #N/A | #N/A | #N/A | #N/A | 0 | 0 | 0 | #DIV/0!
[19 empty] | 0 | 0 | 0 | 0% | 0 | 0 | 0 | 0 | 0 | 0 | 0 | 0 | #N/A | #N/A | #N/A | #N/A | #N/A | #N/A | #N/A | 0 | 0 | 0 | #DIV/0!
[19 empty] | 0 | 0 | 0 | 0% | 0 | 0 | 0 | 0 | 0 | 0 | 0 | 0 | #N/A | #N/A | #N/A | #N/A | #N/A | #N/A | #N/A | 0 | 0 | 0 | #DIV/0!
[19 empty] | 0 | 0 | 0 | 0% | 0 | 0 | 0 | 0 | 0 | 0 | 0 | 0 | #N/A | #N/A | #N/A | #N/A | #N/A | #N/A | #N/A | 0 | 0 | 0 | #DIV/0!
[19 empty] | 0 | 0 | 0 | 0% | 0 | 0 | 0 | 0 | 0 | 0 | 0 | 0 | #N/A | #N/A | #N/A | #N/A | #N/A | #N/A | #N/A | 0 | 0 | 0 | #DIV/0!
[19 empty] | 0 | 0 | 0 | 0% | 0 | 0 | 0 | 0 | 0 | 0 | 0 | 0 | #N/A | #N/A | #N/A | #N/A | #N/A | #N/A | #N/A | 0 | 0 | 0 | #DIV/0!
[19 empty] | 0 | 0 | 0 | 0% | 0 | 0 | 0 | 0 | 0 | 0 | 0 | 0 | #N/A | #N/A | #N/A | #N/A | #N/A | #N/A | #N/A | 0 | 0 | 0 | #DIV/0!
[19 empty] | 0 | 0 | 0 | 0% | 0 | 0 | 0 | 0 | 0 | 0 | 0 | 0 | #N/A | #N/A | #N/A | #N/A | #N/A | #N/A | #N/A | 0 | 0 | 0 | #DIV/0!
[19 empty] | 0 | 0 | 0 | 0% | 0 | 0 | 0 | 0 | 0 | 0 | 0 | 0 | #N/A | #N/A | #N/A | #N/A | #N/A | #N/A | #N/A | 0 | 0 | 0 | #DIV/0!
[19 empty] | 0 | 0 | 0 | 0% | 0 | 0 | 0 | 0 | 0 | 0 | 0 | 0 | #N/A | #N/A | #N/A | #N/A | #N/A | #N/A | #N/A | 0 | 0 | 0 | #DIV/0!
[19 empty] | 0 | 0 | 0 | 0% | 0 | 0 | 0 | 0 | 0 | 0 | 0 | 0 | #N/A | #N/A | #N/A | #N/A | #N/A | #N/A | #N/A | 0 | 0 | 0 | #DIV/0!
[19 empty] | 0 | 0 | 0 | 0% | 0 | 0 | 0 | 0 | 0 | 0 | 0 | 0 | #N/A | #N/A | #N/A | #N/A | #N/A | #N/A | #N/A | 0 | 0 | 0 | #DIV/0!
[19 empty] | 0 | 0 | 0 | 0% | 0 | 0 | 0 | 0 | 0 | 0 | 0 | 0 | #N/A | #N/A | #N/A | #N/A | #N/A | #N/A | #N/A | 0 | 0 | 0 | #DIV/0!
[19 empty] | 0 | 0 | 0 | 0% | 0 | 0 | 0 | 0 | 0 | 0 | 0 | 0 | #N/A | #N/A | #N/A | #N/A | #N/A | #N/A | #N/A | 0 | 0 | 0 | #DIV/0!
[19 empty] | 0 | 0 | 0 | 0% | 0 | 0 | 0 | 0 | 0 | 0 | 0 | 0 | #N/A | #N/A | #N/A | #N/A | #N/A | #N/A | #N/A | 0 | 0 | 0 | #DIV/0!
[19 empty] | 0 | 0 | 0 | 0% | 0 | 0 | 0 | 0 | 0 | 0 | 0 | 0 | #N/A | #N/A | #N/A | #N/A | #N/A | #N/A | #N/A | 0 | 0 | 0 | #DIV/0!
[19 empty] | 0 | 0 | 0 | 0% | 0 | 0 | 0 | 0 | 0 | 0 | 0 | 0 | #N/A | #N/A | #N/A | #N/A | #N/A | #N/A | #N/A | 0 | 0 | 0 | #DIV/0!
[19 empty] | 0 | 0 | 0 | 0% | 0 | 0 | 0 | 0 | 0 | 0 | 0 | 0 | #N/A | #N/A | #N/A | #N/A | #N/A | #N/A | #N/A | 0 | 0 | 0 | #DIV/0!
[19 empty] | 0 | 0 | 0 | 0% | 0 | 0 | 0 | 0 | 0 | 0 | 0 | 0 | #N/A | #N/A | #N/A | #N/A | #N/A | #N/A | #N/A | 0 | 0 | 0 | #DIV/0!
[19 empty] | 0 | 0 | 0 | 0% | 0 | 0 | 0 | 0 | 0 | 0 | 0 | 0 | #N/A | #N/A | #N/A | #N/A | #N/A | #N/A | #N/A | 0 | 0 | 0 | #DIV/0!
[19 empty] | 0 | 0 | 0 | 0% | 0 | 0 | 0 | 0 | 0 | 0 | 0 | 0 | #N/A | #N/A | #N/A | #N/A | #N/A | #N/A | #N/A | 0 | 0 | 0 | #DIV/0!
[19 empty] | 0 | 0 | 0 | 0% | 0 | 0 | 0 | 0 | 0 | 0 | 0 | 0 | #N/A | #N/A | #N/A | #N/A | #N/A | #N/A | #N/A | 0 | 0 | 0 | #DIV/0!
[19 empty] | 0 | 0 | 0 | 0% | 0 | 0 | 0 | 0 | 0 | 0 | 0 | 0 | #N/A | #N/A | #N/A | #N/A | #N/A | #N/A | #N/A | 0 | 0 | 0 | #DIV/0!
[19 empty] | 0 | 0 | 0 | 0% | 0 | 0 | 0 | 0 | 0 | 0 | 0 | 0 | #N/A | #N/A | #N/A | #N/A | #N/A | #N/A | #N/A | 0 | 0 | 0 | #DIV/0!
[19 empty] | 0 | 0 | 0 | 0% | 0 | 0 | 0 | 0 | 0 | 0 | 0 | 0 | #N/A | #N/A | #N/A | #N/A | #N/A | #N/A | #N/A | 0 | 0 | 0 | #DIV/0!
[19 empty] | 0 | 0 | 0 | 0% | 0 | 0 | 0 | 0 | 0 | 0 | 0 | 0 | #N/A | #N/A | #N/A | #N/A | #N/A | #N/A | #N/A | 0 | 0 | 0 | #DIV/0!
[19 empty] | 0 | 0 | 0 | 0% | 0 | 0 | 0 | 0 | 0 | 0 | 0 | 0 | #N/A | #N/A | #N/A | #N/A | #N/A | #N/A | #N/A | 0 | 0 | 0 | #DIV/0!
[19 empty] | 0 | 0 | 0 | 0% | 0 | 0 | 0 | 0 | 0 | 0 | 0 | 0 | #N/A | #N/A | #N/A | #N/A | #N/A | #N/A | #N/A | 0 | 0 | 0 | #DIV/0!
[19 empty] | 0 | 0 | 0 | 0% | 0 | 0 | 0 | 0 | 0 | 0 | 0 | 0 | #N/A | #N/A | #N/A | #N/A | #N/A | #N/A | #N/A | 0 | 0 | 0 | #DIV/0!
[19 empty] | 0 | 0 | 0 | 0% | 0 | 0 | 0 | 0 | 0 | 0 | 0 | 0 | #N/A | #N/A | #N/A | #N/A | #N/A | #N/A | #N/A | 0 | 0 | 0 | #DIV/0!
[19 empty] | 0 | 0 | 0 | 0% | 0 | 0 | 0 | 0 | 0 | 0 | 0 | 0 | #N/A | #N/A | #N/A | #N/A | #N/A | #N/A | #N/A | 0 | 0 | 0 | #DIV/0!
[19 empty] | 0 | 0 | 0 | 0% | 0 | 0 | 0 | 0 | 0 | 0 | 0 | 0 | #N/A | #N/A | #N/A | #N/A | #N/A | #N/A | #N/A | 0 | 0 | 0 | #DIV/0!
[19 empty] | 0 | 0 | 0 | 0% | 0 | 0 | 0 | 0 | 0 | 0 | 0 | 0 | #N/A | #N/A | #N/A | #N/A | #N/A | #N/A | #N/A | 0 | 0 | 0 | #DIV/0!
[19 empty] | 0 | 0 | 0 | 0% | 0 | 0 | 0 | 0 | 0 | 0 | 0 | 0 | #N/A | #N/A | #N/A | #N/A | #N/A | #N/A | #N/A | 0 | 0 | 0 | #DIV/0!
[19 empty] | 0 | 0 | 0 | 0% | 0 | 0 | 0 | 0 | 0 | 0 | 0 | 0 | #N/A | #N/A | #N/A | #N/A | #N/A | #N/A | #N/A | 0 | 0 | 0 | #DIV/0!
[19 empty] | 0 | 0 | 0 | 0% | 0 | 0 | 0 | 0 | 0 | 0 | 0 | 0 | #N/A | #N/A | #N/A | #N/A | #N/A | #N/A | #N/A | 0 | 0 | 0 | #DIV/0!
[19 empty] | 0 | 0 | 0 | 0% | 0 | 0 | 0 | 0 | 0 | 0 | 0 | 0 | #N/A | #N/A | #N/A | #N/A | #N/A | #N/A | #N/A | 0 | 0 | 0 | #DIV/0!
[19 empty] | 0 | 0 | 0 | 0% | 0 | 0 | 0 | 0 | 0 | 0 | 0 | 0 | #N/A | #N/A | #N/A | #N/A | #N/A | #N/A | #N/A | 0 | 0 | 0 | #DIV/0!
[19 empty] | 0 | 0 | 0 | 0% | 0 | 0 | 0 | 0 | 0 | 0 | 0 | 0 | #N/A | #N/A | #N/A | #N/A | #N/A | #N/A | #N/A | 0 | 0 | 0 | #DIV/0!
[19 empty] | 0 | 0 | 0 | 0% | 0 | 0 | 0 | 0 | 0 | 0 | 0 | 0 | #N/A | #N/A | #N/A | #N/A | #N/A | #N/A | #N/A | 0 | 0 | 0 | #DIV/0!
[19 empty] | 0 | 0 | 0 | 0% | 0 | 0 | 0 | 0 | 0 | 0 | 0 | 0 | #N/A | #N/A | #N/A | #N/A | #N/A | #N/A | #N/A | 0 | 0 | 0 | #DIV/0!
Note on W3: Curtis, Kasey Calculates measure savings as a % of total program savings.
Note on X3: Curtis, Kasey: Uses % of measure savings as a proxy for % of program spending.

## SF Existing Space Heat {G}
Rtn to Summary |  | Order Number | Program Name | Discount Rate: | 6.97% | [9 empty] | Paste in incentives but use DBtC for Total
| Program: | 18230638 | SF Existing Space Heat {G}
| paste |  |  | paste | paste | paste | paste | paste | paste | paste | paste | paste | paste | Paste | paste | paste | paste | paste | Formula: G + H | Formula: (O/A10)*T | Formula: N - M | Formula: O/A10 | Formula: W*A8 | Formula: Q - P | Formula: X + DBtC | Formula: Q + X | Formula: Z/(1+GasDiscountRate)^1 | Formula: AA/(1+GasDiscountRate)^1 | Formula: -PV(ElecDiscount Rate,T,R)*J | Formula: -PV(ElecDiscount Rate, T, S)*J |  | AF*J*K |  | AH*J*L | AG + AI |  | AG +AI -AK | formula: Logic to lookup from AC tables and adjust by savings and quantity | Formula: Utility Savings (AM)*1.1+AD+AE | formula: AM/AB | formula: AN/AC
| Sch. No. | Order Number | Program Name | Measure Version | Measure Name | First Period Measure Life | Second period Measure Life | Gas End-Use Type | Number of units offered | Savings per Unit Period 1 | Savngs per Unit Period 2 | Incentives Per Unit | Incremental Measure Cost per Unit | Total First Year Savings | Total Incentive | Total Incremental Measure Cost | Unit First Year Non-Energy Benefits | Unit Annual Net Equipment O&M | Total Measure Life | Weighted Life | Agency or Customer Cost per Unit | Percent Unit overhead | Program Overhead Cost | Total Customer Cost | Total Utility Program Costs | Total Resource Cost | PV Total Utility Program Costs | PV Total Resource Costs | PV Total Non-Energy Benefits | PV Total Net Equipment O&M | Unit PV First period Savings for 1 therm | Total First Period Savings | Unit PV Savings for Second Period for 1 therm | Total Second period Savings | Unadjusted Total | Decrement | Final UC Total Savings | PV Total Savings UC | PV Total Savings TRC | UC B/C Ratio | TRC B/C Ratio
DBTC: | G214 | 18230638 | SF Existing Space Heat {G} | 12660-1 | Integrated Heating System - Space and Water - GH - Res | 18 |  | SF Space Heat | 19 | 184 |  | 800 | 987 | 3496 | 15200 | 18753 | 0 | 0 | 18 | 0.12898 | 187 | 0.7166% | 913.2958 | 3553 | 12184.9826 | 19666.2958 | 11391.028 | 18384.8704 | 0 | 0 | 12.5988 | 44045.294 | 12.5988 | 0 | 44045.294 | 0 | 44045.294 | 44045.294 | 48449.8234 | 3.8667 | 2.6353
1573000 | G214 | 18230638 | SF Existing Space Heat {G} | 12660-2 | Integrated Heating System - Space and Water - GH - Res | 20 |  | SF Space Heat | 66 | 184 |  | 800 | 987 | 12144 | 52800 | 65142 | 0 | 0 | 20 | 0.49783 | 187 | 2.489% | 3172.5013 | 12342 | 42326.7817 | 68314.5013 | 39568.834 | 63863.2339 | 0 | 0 | 13.7655 | 167167.9914 | 13.7655 | 0 | 167167.9914 | 0 | 167167.9914 | 167167.9914 | 183884.7906 | 4.2247 | 2.8794
Program Costs: | G214 | 18230638 | SF Existing Space Heat {G} | 12669-1 | Furnace - 95pc - GH - Res | 20 |  | SF Space Heat | 4212 | 110 |  | 350 | 603 | 463320 | 1474200 | 2539836 | 0 | 0 | 20 | 18.9933 | 253 | 94.97% | 121037.8225 | 1065636 | 1614858.7367 | 2660873.8225 | 1509637.0354 | 2487495.3935 | 0 | 0 | 13.7655 | 6377822.2821 | 13.7655 | 0 | 6377822.2821 | 0 | 6377822.2821 | 6377822.2821 | 7015604.5103 | 4.2247 | 2.8203
127453.36 | G214 | 18230638 | SF Existing Space Heat {G} | 12670-1 | Furnace - 95pc - GH - Res - MI | 20 |  | SF Space Heat | 14 | 110 |  | 600 | 603 | 1540 | 8400 | 8442 | 0 | 0 | 20 | 0.063131 | 3 | 0.3157% | 402.31 | 42 | 5367.5267 | 8844.31 | 5017.7869 | 8268.0284 | 0 | 0 | 13.7655 | 21198.8395 | 13.7655 | 0 | 21198.8395 | 0 | 21198.8395 | 21198.8395 | 23318.7234 | 4.2247 | 2.8203
Total Savings (therm): | G214 | 18230638 | SF Existing Space Heat {G} | 12680-1 | Boiler - Energy Star - 95pc AFUE - GH - Res | 20 |  | SF Space Heat | 62 | 119 |  | 350 | 1239 | 7378 | 21700 | 76818 | 0 | 0 | 20 | 0.30245 | 889 | 1.512% | 1927.4304 | 55118 | 25715.3323 | 78745.4304 | 24039.761 | 73614.4998 | 0 | 0 | 13.7655 | 101561.7128 | 13.7655 | 0 | 101561.7128 | 0 | 101561.7128 | 101561.7128 | 111717.8841 | 4.2247 | 1.5176
487878 | [18 empty] | 0 | 0 | 0 | 0% | 0 | 0 | 0 | 0 | 0 | 0 | 0 | 0 | #N/A | #N/A | #N/A | #N/A | #N/A | #N/A | #N/A | 0 | 0 | 0 | #DIV/0!
Total Incentives: | [18 empty] | 0 | 0 | 0 | 0% | 0 | 0 | 0 | 0 | 0 | 0 | 0 | 0 | #N/A | #N/A | #N/A | #N/A | #N/A | #N/A | #N/A | 0 | 0 | 0 | #DIV/0!
1572300 | [18 empty] | 0 | 0 | 0 | 0% | 0 | 0 | 0 | 0 | 0 | 0 | 0 | 0 | #N/A | #N/A | #N/A | #N/A | #N/A | #N/A | #N/A | 0 | 0 | 0 | #DIV/0!
Total Customer Costs: | [18 empty] | 0 | 0 | 0 | 0% | 0 | 0 | 0 | 0 | 0 | 0 | 0 | 0 | #N/A | #N/A | #N/A | #N/A | #N/A | #N/A | #N/A | 0 | 0 | 0 | #DIV/0!
1136691 | [18 empty] | 0 | 0 | 0 | 0% | 0 | 0 | 0 | 0 | 0 | 0 | 0 | 0 | #N/A | #N/A | #N/A | #N/A | #N/A | #N/A | #N/A | 0 | 0 | 0 | #DIV/0!
Weighted Avg Life | [18 empty] | 0 | 0 | 0 | 0% | 0 | 0 | 0 | 0 | 0 | 0 | 0 | 0 | #N/A | #N/A | #N/A | #N/A | #N/A | #N/A | #N/A | 0 | 0 | 0 | #DIV/0!
19.9857 | [18 empty] | 0 | 0 | 0 | 0% | 0 | 0 | 0 | 0 | 0 | 0 | 0 | 0 | #N/A | #N/A | #N/A | #N/A | #N/A | #N/A | #N/A | 0 | 0 | 0 | #DIV/0!
Total Utility Cost | [18 empty] | 0 | 0 | 0 | 0% | 0 | 0 | 0 | 0 | 0 | 0 | 0 | 0 | #N/A | #N/A | #N/A | #N/A | #N/A | #N/A | #N/A | 0 | 0 | 0 | #DIV/0!
1700453.36 | [18 empty] | 0 | 0 | 0 | 0% | 0 | 0 | 0 | 0 | 0 | 0 | 0 | 0 | #N/A | #N/A | #N/A | #N/A | #N/A | #N/A | #N/A | 0 | 0 | 0 | #DIV/0!
Total Resource Cost | [18 empty] | 0 | 0 | 0 | 0% | 0 | 0 | 0 | 0 | 0 | 0 | 0 | 0 | #N/A | #N/A | #N/A | #N/A | #N/A | #N/A | #N/A | 0 | 0 | 0 | #DIV/0!
2836444.36 | [18 empty] | 0 | 0 | 0 | 0% | 0 | 0 | 0 | 0 | 0 | 0 | 0 | 0 | #N/A | #N/A | #N/A | #N/A | #N/A | #N/A | #N/A | 0 | 0 | 0 | #DIV/0!
UC B/C Ratio | [18 empty] | 0 | 0 | 0 | 0% | 0 | 0 | 0 | 0 | 0 | 0 | 0 | 0 | #N/A | #N/A | #N/A | #N/A | #N/A | #N/A | #N/A | 0 | 0 | 0 | #DIV/0!
4.2222 | [18 empty] | 0 | 0 | 0 | 0% | 0 | 0 | 0 | 0 | 0 | 0 | 0 | 0 | #N/A | #N/A | #N/A | #N/A | #N/A | #N/A | #N/A | 0 | 0 | 0 | #DIV/0!
TRC B/C Ratio | [18 empty] | 0 | 0 | 0 | 0% | 0 | 0 | 0 | 0 | 0 | 0 | 0 | 0 | #N/A | #N/A | #N/A | #N/A | #N/A | #N/A | #N/A | 0 | 0 | 0 | #DIV/0!
2.7843 | [18 empty] | 0 | 0 | 0 | 0% | 0 | 0 | 0 | 0 | 0 | 0 | 0 | 0 | #N/A | #N/A | #N/A | #N/A | #N/A | #N/A | #N/A | 0 | 0 | 0 | #DIV/0!
[19 empty] | 0 | 0 | 0 | 0% | 0 | 0 | 0 | 0 | 0 | 0 | 0 | 0 | #N/A | #N/A | #N/A | #N/A | #N/A | #N/A | #N/A | 0 | 0 | 0 | #DIV/0!
[19 empty] | 0 | 0 | 0 | 0% | 0 | 0 | 0 | 0 | 0 | 0 | 0 | 0 | #N/A | #N/A | #N/A | #N/A | #N/A | #N/A | #N/A | 0 | 0 | 0 | #DIV/0!
[19 empty] | 0 | 0 | 0 | 0% | 0 | 0 | 0 | 0 | 0 | 0 | 0 | 0 | #N/A | #N/A | #N/A | #N/A | #N/A | #N/A | #N/A | 0 | 0 | 0 | #DIV/0!
[19 empty] | 0 | 0 | 0 | 0% | 0 | 0 | 0 | 0 | 0 | 0 | 0 | 0 | #N/A | #N/A | #N/A | #N/A | #N/A | #N/A | #N/A | 0 | 0 | 0 | #DIV/0!
[19 empty] | 0 | 0 | 0 | 0% | 0 | 0 | 0 | 0 | 0 | 0 | 0 | 0 | #N/A | #N/A | #N/A | #N/A | #N/A | #N/A | #N/A | 0 | 0 | 0 | #DIV/0!
[19 empty] | 0 | 0 | 0 | 0% | 0 | 0 | 0 | 0 | 0 | 0 | 0 | 0 | #N/A | #N/A | #N/A | #N/A | #N/A | #N/A | #N/A | 0 | 0 | 0 | #DIV/0!
[19 empty] | 0 | 0 | 0 | 0% | 0 | 0 | 0 | 0 | 0 | 0 | 0 | 0 | #N/A | #N/A | #N/A | #N/A | #N/A | #N/A | #N/A | 0 | 0 | 0 | #DIV/0!
[19 empty] | 0 | 0 | 0 | 0% | 0 | 0 | 0 | 0 | 0 | 0 | 0 | 0 | #N/A | #N/A | #N/A | #N/A | #N/A | #N/A | #N/A | 0 | 0 | 0 | #DIV/0!
[19 empty] | 0 | 0 | 0 | 0% | 0 | 0 | 0 | 0 | 0 | 0 | 0 | 0 | #N/A | #N/A | #N/A | #N/A | #N/A | #N/A | #N/A | 0 | 0 | 0 | #DIV/0!
[19 empty] | 0 | 0 | 0 | 0% | 0 | 0 | 0 | 0 | 0 | 0 | 0 | 0 | #N/A | #N/A | #N/A | #N/A | #N/A | #N/A | #N/A | 0 | 0 | 0 | #DIV/0!
[19 empty] | 0 | 0 | 0 | 0% | 0 | 0 | 0 | 0 | 0 | 0 | 0 | 0 | #N/A | #N/A | #N/A | #N/A | #N/A | #N/A | #N/A | 0 | 0 | 0 | #DIV/0!
[19 empty] | 0 | 0 | 0 | 0% | 0 | 0 | 0 | 0 | 0 | 0 | 0 | 0 | #N/A | #N/A | #N/A | #N/A | #N/A | #N/A | #N/A | 0 | 0 | 0 | #DIV/0!
[19 empty] | 0 | 0 | 0 | 0% | 0 | 0 | 0 | 0 | 0 | 0 | 0 | 0 | #N/A | #N/A | #N/A | #N/A | #N/A | #N/A | #N/A | 0 | 0 | 0 | #DIV/0!
[19 empty] | 0 | 0 | 0 | 0% | 0 | 0 | 0 | 0 | 0 | 0 | 0 | 0 | #N/A | #N/A | #N/A | #N/A | #N/A | #N/A | #N/A | 0 | 0 | 0 | #DIV/0!
[19 empty] | 0 | 0 | 0 | 0% | 0 | 0 | 0 | 0 | 0 | 0 | 0 | 0 | #N/A | #N/A | #N/A | #N/A | #N/A | #N/A | #N/A | 0 | 0 | 0 | #DIV/0!
[19 empty] | 0 | 0 | 0 | 0% | 0 | 0 | 0 | 0 | 0 | 0 | 0 | 0 | #N/A | #N/A | #N/A | #N/A | #N/A | #N/A | #N/A | 0 | 0 | 0 | #DIV/0!
[19 empty] | 0 | 0 | 0 | 0% | 0 | 0 | 0 | 0 | 0 | 0 | 0 | 0 | #N/A | #N/A | #N/A | #N/A | #N/A | #N/A | #N/A | 0 | 0 | 0 | #DIV/0!
[19 empty] | 0 | 0 | 0 | 0% | 0 | 0 | 0 | 0 | 0 | 0 | 0 | 0 | #N/A | #N/A | #N/A | #N/A | #N/A | #N/A | #N/A | 0 | 0 | 0 | #DIV/0!
[19 empty] | 0 | 0 | 0 | 0% | 0 | 0 | 0 | 0 | 0 | 0 | 0 | 0 | #N/A | #N/A | #N/A | #N/A | #N/A | #N/A | #N/A | 0 | 0 | 0 | #DIV/0!
[19 empty] | 0 | 0 | 0 | 0% | 0 | 0 | 0 | 0 | 0 | 0 | 0 | 0 | #N/A | #N/A | #N/A | #N/A | #N/A | #N/A | #N/A | 0 | 0 | 0 | #DIV/0!
[19 empty] | 0 | 0 | 0 | 0% | 0 | 0 | 0 | 0 | 0 | 0 | 0 | 0 | #N/A | #N/A | #N/A | #N/A | #N/A | #N/A | #N/A | 0 | 0 | 0 | #DIV/0!
[19 empty] | 0 | 0 | 0 | 0% | 0 | 0 | 0 | 0 | 0 | 0 | 0 | 0 | #N/A | #N/A | #N/A | #N/A | #N/A | #N/A | #N/A | 0 | 0 | 0 | #DIV/0!
[19 empty] | 0 | 0 | 0 | 0% | 0 | 0 | 0 | 0 | 0 | 0 | 0 | 0 | #N/A | #N/A | #N/A | #N/A | #N/A | #N/A | #N/A | 0 | 0 | 0 | #DIV/0!
[19 empty] | 0 | 0 | 0 | 0% | 0 | 0 | 0 | 0 | 0 | 0 | 0 | 0 | #N/A | #N/A | #N/A | #N/A | #N/A | #N/A | #N/A | 0 | 0 | 0 | #DIV/0!
[19 empty] | 0 | 0 | 0 | 0% | 0 | 0 | 0 | 0 | 0 | 0 | 0 | 0 | #N/A | #N/A | #N/A | #N/A | #N/A | #N/A | #N/A | 0 | 0 | 0 | #DIV/0!
[19 empty] | 0 | 0 | 0 | 0% | 0 | 0 | 0 | 0 | 0 | 0 | 0 | 0 | #N/A | #N/A | #N/A | #N/A | #N/A | #N/A | #N/A | 0 | 0 | 0 | #DIV/0!
Note on W3: Curtis, Kasey Calculates measure savings as a % of total program savings.
Note on X3: Curtis, Kasey: Uses % of measure savings as a proxy for % of program spending.

## SF Existing Water Heat {G}
Rtn to Summary |  | Order Number | Program Name | Discount Rate: | 6.97% | [9 empty] | Paste in incentives but use DBtC for Total
| Program: | 18230249 | SF Existing Water Heat {G}
| paste |  |  | paste | paste | paste | paste | paste | paste | paste | paste | paste | paste | Paste | paste | paste | paste | paste | Formula: G + H | Formula: (O/A10)*T | Formula: N - M | Formula: O/A10 | Formula: W*A8 | Formula: Q - P | Formula: X + DBtC | Formula: Q + X | Formula: Z/(1+GasDiscountRate)^1 | Formula: AA/(1+GasDiscountRate)^1 | Formula: -PV(ElecDiscount Rate,T,R)*J | Formula: -PV(ElecDiscount Rate, T, S)*J |  | AF*J*K |  | AH*J*L | AG + AI |  | AG +AI -AK | formula: Logic to lookup from AC tables and adjust by savings and quantity | Formula: Utility Savings (AM)*1.1+AD+AE | formula: AM/AB | formula: AN/AC
| Sch. No. | Order Number | Program Name | Measure Version | Measure Name | First Period Measure Life | Second period Measure Life | Gas End-Use Type | Number of units offered | Savings per Unit Period 1 | Savngs per Unit Period 2 | Incentives Per Unit | Incremental Measure Cost per Unit | Total First Year Savings | Total Incentive | Total Incremental Measure Cost | Unit First Year Non-Energy Benefits | Unit Annual Net Equipment O&M | Total Measure Life | Weighted Life | Agency or Customer Cost per Unit | Percent Unit overhead | Program Overhead Cost | Total Customer Cost | Total Utility Program Costs | Total Resource Cost | PV Total Utility Program Costs | PV Total Resource Costs | PV Total Non-Energy Benefits | PV Total Net Equipment O&M | Unit PV First period Savings for 1 therm | Total First Period Savings | Unit PV Savings for Second Period for 1 therm | Total Second period Savings | Unadjusted Total | Decrement | Final UC Total Savings | PV Total Savings UC | PV Total Savings TRC | UC B/C Ratio | TRC B/C Ratio
DBTC: | G214 | 18230249 | SF Existing Water Heat {G} | 12684-1 | Water Heater - Storage - Energy Star - 0.67 EF - GH - Res | 13 |  | Res Water Heat | 17 | 28 |  | 50 | 166 | 476 | 850 | 2822 | 0 | 0 | 13 | 0.10982 | 116 | 0.8448% | 618.1047 | 1972 | 3341.7168 | 3440.1047 | 3123.9757 | 3215.9528 | 0 | 0 | 9.0054 | 4286.585 | 9.0054 | 0 | 4286.585 | 0 | 4286.585 | 4286.585 | 4715.2435 | 1.3722 | 1.4662
322399 | G214 | 18230249 | SF Existing Water Heat {G} | 12684-2 | Water Heater - Storage - Energy Star - 0.67 EF - GH - Res | 13 |  | Res Water Heat | 79 | 15 |  | 50 | 186.6 | 1185 | 3950 | 14741.4 | 0 | 0 | 13 | 0.2734 | 136.6 | 2.103% | 1538.7691 | 10791.4 | 8319.19 | 16280.1691 | 7777.1245 | 15219.3785 | 0 | 0 | 9.0054 | 10671.4353 | 9.0054 | 0 | 10671.4353 | 0 | 10671.4353 | 10671.4353 | 11738.5789 | 1.3722 | 0.77129
Program Costs: | G214 | 18230249 | SF Existing Water Heat {G} | 12685-2 | Water Heater - Storage - Energy Star - 0.67 EF - GH - Res - MI | 13 |  | Res Water Heat | 1 | 15 |  | 150 | 186.6 | 15 | 150 | 186.6 | 0 | 0 | 13 | 0.0034608 | 36.6 | 0.02662% | 19.4781 | 36.6 | 105.3062 | 206.0781 | 98.4446 | 192.6504 | 0 | 0 | 9.0054 | 135.0815 | 9.0054 | 0 | 135.0815 | 0 | 135.0815 | 135.0815 | 148.5896 | 1.3722 | 0.77129
73166.2 | G214 | 18230249 | SF Existing Water Heat {G} | 12686-1 | Water Heater - Tankless - Energy Star - 0.9 EF - GH - Res | 20 |  | Res Water Heat | 170 | 51 |  | 250 | 808.33 | 8670 | 42449 | 137416.1 | 11.51 | 0 | 20 | 3.0775 | 558.33 | 15.39% | 11258.3362 | 94967.1 | 60866.9853 | 148674.4362 | 56900.9865 | 138987.0396 | 20777.7297 | 0 | 13.1146 | 113703.3493 | 13.1146 | 0 | 113703.3493 | 0 | 113703.3493 | 113703.3493 | 145851.414 | 1.9983 | 1.0494
Total Savings (therm): | G214 | 18230249 | SF Existing Water Heat {G} | 12686-2 | Water Heater - Tankless - Energy Star - 0.9 EF - GH - Res | 20 |  | Res Water Heat | 1090 | 42 |  | 250 | 925.6 | 45780 | 272500 | 1008904 | 15.03 | 0 | 20 | 16.2499 | 675.6 | 81.25% | 59447.1317 | 736404 | 321394.5311 | 1068351.1317 | 300452.9598 | 998739.0219 | 173963.9764 | 0 | 13.1146 | 600385.1595 | 13.1146 | 0 | 600385.1595 | 0 | 600385.1595 | 600385.1595 | 834387.6518 | 1.9983 | 0.83544
56345 | G214 | 18230249 | SF Existing Water Heat {G} | 12687-1 | Water Heater - Tankless - Energy Star - 0.9 EF - GH - Res - MI | 20 |  | SF Space Heat | 1 | 51 |  | 500 | 808.33 | 51 | 500 | 808.33 | 11.51 | 0 | 20 | 0.018103 | 308.33 | 0.09051% | 66.2255 | 308.33 | 358.0411 | 874.5555 | 334.7117 | 817.5708 | 122.2219 | 0 | 13.7655 | 702.0395 | 13.7655 | 0 | 702.0395 | 0 | 702.0395 | 702.0395 | 894.4654 | 2.0974 | 1.0941
Total Incentives: | G214 | 18230249 | SF Existing Water Heat {G} | 12687-2 | Water Heater - Tankless - Energy Star - 0.9 EF - GH - Res - MI | 20 |  | SF Space Heat | 4 | 42 |  | 500 | 925.6 | 168 | 2000 | 3702.4 | 15.03 | 0 | 20 | 0.059633 | 425.6 | 0.2982% | 218.1546 | 1702.4 | 1179.4295 | 3920.5546 | 1102.5797 | 3665.0973 | 638.3999 | 0 | 13.7655 | 2312.6007 | 13.7655 | 0 | 2312.6007 | 0 | 2312.6007 | 2312.6007 | 3182.2607 | 2.0974 | 0.86826
322399 | [18 empty] | 0 | 0 | 0 | 0% | 0 | 0 | 0 | 0 | 0 | 0 | 0 | 0 | #N/A | #N/A | #N/A | #N/A | #N/A | #N/A | #N/A | 0 | 0 | 0 | #DIV/0!
Total Customer Costs: | [18 empty] | 0 | 0 | 0 | 0% | 0 | 0 | 0 | 0 | 0 | 0 | 0 | 0 | #N/A | #N/A | #N/A | #N/A | #N/A | #N/A | #N/A | 0 | 0 | 0 | #DIV/0!
846181.83 | [18 empty] | 0 | 0 | 0 | 0% | 0 | 0 | 0 | 0 | 0 | 0 | 0 | 0 | #N/A | #N/A | #N/A | #N/A | #N/A | #N/A | #N/A | 0 | 0 | 0 | #DIV/0!
Weighted Avg Life | [18 empty] | 0 | 0 | 0 | 0% | 0 | 0 | 0 | 0 | 0 | 0 | 0 | 0 | #N/A | #N/A | #N/A | #N/A | #N/A | #N/A | #N/A | 0 | 0 | 0 | #DIV/0!
19.7918 | [18 empty] | 0 | 0 | 0 | 0% | 0 | 0 | 0 | 0 | 0 | 0 | 0 | 0 | #N/A | #N/A | #N/A | #N/A | #N/A | #N/A | #N/A | 0 | 0 | 0 | #DIV/0!
Total Utility Cost | [18 empty] | 0 | 0 | 0 | 0% | 0 | 0 | 0 | 0 | 0 | 0 | 0 | 0 | #N/A | #N/A | #N/A | #N/A | #N/A | #N/A | #N/A | 0 | 0 | 0 | #DIV/0!
395565.2 | [18 empty] | 0 | 0 | 0 | 0% | 0 | 0 | 0 | 0 | 0 | 0 | 0 | 0 | #N/A | #N/A | #N/A | #N/A | #N/A | #N/A | #N/A | 0 | 0 | 0 | #DIV/0!
Total Resource Cost | [18 empty] | 0 | 0 | 0 | 0% | 0 | 0 | 0 | 0 | 0 | 0 | 0 | 0 | #N/A | #N/A | #N/A | #N/A | #N/A | #N/A | #N/A | 0 | 0 | 0 | #DIV/0!
1241747.03 | [18 empty] | 0 | 0 | 0 | 0% | 0 | 0 | 0 | 0 | 0 | 0 | 0 | 0 | #N/A | #N/A | #N/A | #N/A | #N/A | #N/A | #N/A | 0 | 0 | 0 | #DIV/0!
UC B/C Ratio | [18 empty] | 0 | 0 | 0 | 0% | 0 | 0 | 0 | 0 | 0 | 0 | 0 | 0 | #N/A | #N/A | #N/A | #N/A | #N/A | #N/A | #N/A | 0 | 0 | 0 | #DIV/0!
1.98 | [18 empty] | 0 | 0 | 0 | 0% | 0 | 0 | 0 | 0 | 0 | 0 | 0 | 0 | #N/A | #N/A | #N/A | #N/A | #N/A | #N/A | #N/A | 0 | 0 | 0 | #DIV/0!
TRC B/C Ratio | [18 empty] | 0 | 0 | 0 | 0% | 0 | 0 | 0 | 0 | 0 | 0 | 0 | 0 | #N/A | #N/A | #N/A | #N/A | #N/A | #N/A | #N/A | 0 | 0 | 0 | #DIV/0!
0.86224 | [18 empty] | 0 | 0 | 0 | 0% | 0 | 0 | 0 | 0 | 0 | 0 | 0 | 0 | #N/A | #N/A | #N/A | #N/A | #N/A | #N/A | #N/A | 0 | 0 | 0 | #DIV/0!
Note on W3: Curtis, Kasey Calculates measure savings as a % of total program savings.
Note on X3: Curtis, Kasey: Uses % of measure savings as a proxy for % of program spending.

## Home Energy Assessments {G}
Rtn to Summary |  | Order Number | Program Name | Discount Rate: | 6.97% | [9 empty] | Paste in incentives but use DBtC for Total
| Program: | 18230625 | Home Energy Assessments {G}
| paste |  |  | paste | paste | paste | paste | paste | paste | paste | paste | paste | paste | Paste | paste | paste | paste | paste | Formula: G + H | Formula: (O/A10)*T | Formula: N - M | Formula: O/A10 | Formula: W*A8 | Formula: Q - P | Formula: X + DBtC | Formula: Q + X | Formula: Z/(1+GasDiscountRate)^1 | Formula: AA/(1+GasDiscountRate)^1 | Formula: -PV(ElecDiscount Rate,T,R)*J | Formula: -PV(ElecDiscount Rate, T, S)*J |  | AF*J*K |  | AH*J*L | AG + AI |  | AG +AI -AK | formula: Logic to lookup from AC tables and adjust by savings and quantity | Formula: Utility Savings (AM)*1.1+AD+AE | formula: AM/AB | formula: AN/AC
| Sch. No. | Order Number | Program Name | Measure Version | Measure Name | First Period Measure Life | Second period Measure Life | Gas End-Use Type | Number of units offered | Savings per Unit Period 1 | Savngs per Unit Period 2 | Incentives Per Unit | Incremental Measure Cost per Unit | Total First Year Savings | Total Incentive | Total Incremental Measure Cost | Unit First Year Non-Energy Benefits | Unit Annual Net Equipment O&M | Total Measure Life | Weighted Life | Agency or Customer Cost per Unit | Percent Unit overhead | Program Overhead Cost | Total Customer Cost | Total Utility Program Costs | Total Resource Cost | PV Total Utility Program Costs | PV Total Resource Costs | PV Total Non-Energy Benefits | PV Total Net Equipment O&M | Unit PV First period Savings for 1 therm | Total First Period Savings | Unit PV Savings for Second Period for 1 therm | Total Second period Savings | Unadjusted Total | Decrement | Final UC Total Savings | PV Total Savings UC | PV Total Savings TRC | UC B/C Ratio | TRC B/C Ratio
DBTC: | G214 | 18230625 | Home Energy Assessments {G} | [15 empty] | 0 | #DIV/0! | 0 | #DIV/0! | #DIV/0! | 0 | #DIV/0! | #DIV/0! | #DIV/0! | #DIV/0! | 0 | 0 | #N/A | #N/A | #N/A | #N/A | #N/A | #N/A | #N/A | 0 | 0 | 0 | #DIV/0!
0 | [18 empty] | 0 | #DIV/0! | 0 | #DIV/0! | #DIV/0! | 0 | #DIV/0! | #DIV/0! | #DIV/0! | #DIV/0! | 0 | 0 | #N/A | #N/A | #N/A | #N/A | #N/A | #N/A | #N/A | 0 | 0 | 0 | #DIV/0!
Program Costs: | [18 empty] | 0 | #DIV/0! | 0 | #DIV/0! | #DIV/0! | 0 | #DIV/0! | #DIV/0! | #DIV/0! | #DIV/0! | 0 | 0 | #N/A | #N/A | #N/A | #N/A | #N/A | #N/A | #N/A | 0 | 0 | 0 | #DIV/0!
0 | [18 empty] | 0 | #DIV/0! | 0 | #DIV/0! | #DIV/0! | 0 | #DIV/0! | #DIV/0! | #DIV/0! | #DIV/0! | 0 | 0 | #N/A | #N/A | #N/A | #N/A | #N/A | #N/A | #N/A | 0 | 0 | 0 | #DIV/0!
Total Savings (therm): | [18 empty] | 0 | #DIV/0! | 0 | #DIV/0! | #DIV/0! | 0 | #DIV/0! | #DIV/0! | #DIV/0! | #DIV/0! | 0 | 0 | #N/A | #N/A | #N/A | #N/A | #N/A | #N/A | #N/A | 0 | 0 | 0 | #DIV/0!
0 | [18 empty] | 0 | #DIV/0! | 0 | #DIV/0! | #DIV/0! | 0 | #DIV/0! | #DIV/0! | #DIV/0! | #DIV/0! | 0 | 0 | #N/A | #N/A | #N/A | #N/A | #N/A | #N/A | #N/A | 0 | 0 | 0 | #DIV/0!
Total Incentives: | [18 empty] | 0 | #DIV/0! | 0 | #DIV/0! | #DIV/0! | 0 | #DIV/0! | #DIV/0! | #DIV/0! | #DIV/0! | 0 | 0 | #N/A | #N/A | #N/A | #N/A | #N/A | #N/A | #N/A | 0 | 0 | 0 | #DIV/0!
0 | [18 empty] | 0 | #DIV/0! | 0 | #DIV/0! | #DIV/0! | 0 | #DIV/0! | #DIV/0! | #DIV/0! | #DIV/0! | 0 | 0 | #N/A | #N/A | #N/A | #N/A | #N/A | #N/A | #N/A | 0 | 0 | 0 | #DIV/0!
Total Customer Costs: | [18 empty] | 0 | #DIV/0! | 0 | #DIV/0! | #DIV/0! | 0 | #DIV/0! | #DIV/0! | #DIV/0! | #DIV/0! | 0 | 0 | #N/A | #N/A | #N/A | #N/A | #N/A | #N/A | #N/A | 0 | 0 | 0 | #DIV/0!
0 | [18 empty] | 0 | #DIV/0! | 0 | #DIV/0! | #DIV/0! | 0 | #DIV/0! | #DIV/0! | #DIV/0! | #DIV/0! | 0 | 0 | #N/A | #N/A | #N/A | #N/A | #N/A | #N/A | #N/A | 0 | 0 | 0 | #DIV/0!
Weighted Avg Life | [18 empty] | 0 | #DIV/0! | 0 | #DIV/0! | #DIV/0! | 0 | #DIV/0! | #DIV/0! | #DIV/0! | #DIV/0! | 0 | 0 | #N/A | #N/A | #N/A | #N/A | #N/A | #N/A | #N/A | 0 | 0 | 0 | #DIV/0!
#DIV/0! | [18 empty] | 0 | #DIV/0! | 0 | #DIV/0! | #DIV/0! | 0 | #DIV/0! | #DIV/0! | #DIV/0! | #DIV/0! | 0 | 0 | #N/A | #N/A | #N/A | #N/A | #N/A | #N/A | #N/A | 0 | 0 | 0 | #DIV/0!
Total Utility Cost | [18 empty] | 0 | #DIV/0! | 0 | #DIV/0! | #DIV/0! | 0 | #DIV/0! | #DIV/0! | #DIV/0! | #DIV/0! | 0 | 0 | #N/A | #N/A | #N/A | #N/A | #N/A | #N/A | #N/A | 0 | 0 | 0 | #DIV/0!
0 | [18 empty] | 0 | #DIV/0! | 0 | #DIV/0! | #DIV/0! | 0 | #DIV/0! | #DIV/0! | #DIV/0! | #DIV/0! | 0 | 0 | #N/A | #N/A | #N/A | #N/A | #N/A | #N/A | #N/A | 0 | 0 | 0 | #DIV/0!
Total Resource Cost | [18 empty] | 0 | #DIV/0! | 0 | #DIV/0! | #DIV/0! | 0 | #DIV/0! | #DIV/0! | #DIV/0! | #DIV/0! | 0 | 0 | #N/A | #N/A | #N/A | #N/A | #N/A | #N/A | #N/A | 0 | 0 | 0 | #DIV/0!
0 | [18 empty] | 0 | #DIV/0! | 0 | #DIV/0! | #DIV/0! | 0 | #DIV/0! | #DIV/0! | #DIV/0! | #DIV/0! | 0 | 0 | #N/A | #N/A | #N/A | #N/A | #N/A | #N/A | #N/A | 0 | 0 | 0 | #DIV/0!
UC B/C Ratio | [18 empty] | 0 | #DIV/0! | 0 | #DIV/0! | #DIV/0! | 0 | #DIV/0! | #DIV/0! | #DIV/0! | #DIV/0! | 0 | 0 | #N/A | #N/A | #N/A | #N/A | #N/A | #N/A | #N/A | 0 | 0 | 0 | #DIV/0!
#DIV/0! | [18 empty] | 0 | #DIV/0! | 0 | #DIV/0! | #DIV/0! | 0 | #DIV/0! | #DIV/0! | #DIV/0! | #DIV/0! | 0 | 0 | #N/A | #N/A | #N/A | #N/A | #N/A | #N/A | #N/A | 0 | 0 | 0 | #DIV/0!
TRC B/C Ratio | [18 empty] | 0 | #DIV/0! | 0 | #DIV/0! | #DIV/0! | 0 | #DIV/0! | #DIV/0! | #DIV/0! | #DIV/0! | 0 | 0 | #N/A | #N/A | #N/A | #N/A | #N/A | #N/A | #N/A | 0 | 0 | 0 | #DIV/0!
#DIV/0! | [18 empty] | 0 | #DIV/0! | 0 | #DIV/0! | #DIV/0! | 0 | #DIV/0! | #DIV/0! | #DIV/0! | #DIV/0! | 0 | 0 | #N/A | #N/A | #N/A | #N/A | #N/A | #N/A | #N/A | 0 | 0 | 0 | #DIV/0!
Note on W3: Curtis, Kasey Calculates measure savings as a % of total program savings.
Note on X3: Curtis, Kasey: Uses % of measure savings as a proxy for % of program spending.

## Single Family Rental Pilot {G}
Rtn to Summary |  | Order Number | Program Name | Discount Rate: | 6.97% | [9 empty] | Paste in incentives but use DBtC for Total
| Program: | 18230247 | Single Family Rental Pilot {G}
| paste |  |  | paste | paste | paste | paste | paste | paste | paste | paste | paste | paste | Paste | paste | paste | paste | paste | Formula: G + H | Formula: (O/A10)*T | Formula: N - M | Formula: O/A10 | Formula: W*A8 | Formula: Q - P | Formula: X + DBtC | Formula: Q + X | Formula: Z/(1+GasDiscountRate)^1 | Formula: AA/(1+GasDiscountRate)^1 | Formula: -PV(ElecDiscount Rate,T,R)*J | Formula: -PV(ElecDiscount Rate, T, S)*J |  | AF*J*K |  | AH*J*L | AG + AI |  | AG +AI -AK | formula: Logic to lookup from AC tables and adjust by savings and quantity | Formula: Utility Savings (AM)*1.1+AD+AE | formula: AM/AB | formula: AN/AC
| Sch. No. | Order Number | Program Name | Measure Version | Measure Name | First Period Measure Life | Second period Measure Life | Gas End-Use Type | Number of units offered | Savings per Unit Period 1 | Savngs per Unit Period 2 | Incentives Per Unit | Incremental Measure Cost per Unit | Total First Year Savings | Total Incentive | Total Incremental Measure Cost | Unit First Year Non-Energy Benefits | Unit Annual Net Equipment O&M | Total Measure Life | Weighted Life | Agency or Customer Cost per Unit | Percent Unit overhead | Program Overhead Cost | Total Customer Cost | Total Utility Program Costs | Total Resource Cost | PV Total Utility Program Costs | PV Total Resource Costs | PV Total Non-Energy Benefits | PV Total Net Equipment O&M | Unit PV First period Savings for 1 therm | Total First Period Savings | Unit PV Savings for Second Period for 1 therm | Total Second period Savings | Unadjusted Total | Decrement | Final UC Total Savings | PV Total Savings UC | PV Total Savings TRC | UC B/C Ratio | TRC B/C Ratio
DBTC: | G214 | 18230247 | Single Family Rental Pilot {G} | [15 empty] | 0 | #DIV/0! | 0 | #DIV/0! | #DIV/0! | 0 | #DIV/0! | #DIV/0! | #DIV/0! | #DIV/0! | 0 | 0 | #N/A | #N/A | #N/A | #N/A | #N/A | #N/A | #N/A | 0 | 0 | 0 | #DIV/0!
0 | [18 empty] | 0 | #DIV/0! | 0 | #DIV/0! | #DIV/0! | 0 | #DIV/0! | #DIV/0! | #DIV/0! | #DIV/0! | 0 | 0 | #N/A | #N/A | #N/A | #N/A | #N/A | #N/A | #N/A | 0 | 0 | 0 | #DIV/0!
Program Costs: | [18 empty] | 0 | #DIV/0! | 0 | #DIV/0! | #DIV/0! | 0 | #DIV/0! | #DIV/0! | #DIV/0! | #DIV/0! | 0 | 0 | #N/A | #N/A | #N/A | #N/A | #N/A | #N/A | #N/A | 0 | 0 | 0 | #DIV/0!
0 | [18 empty] | 0 | #DIV/0! | 0 | #DIV/0! | #DIV/0! | 0 | #DIV/0! | #DIV/0! | #DIV/0! | #DIV/0! | 0 | 0 | #N/A | #N/A | #N/A | #N/A | #N/A | #N/A | #N/A | 0 | 0 | 0 | #DIV/0!
Total Savings (therm): | [18 empty] | 0 | #DIV/0! | 0 | #DIV/0! | #DIV/0! | 0 | #DIV/0! | #DIV/0! | #DIV/0! | #DIV/0! | 0 | 0 | #N/A | #N/A | #N/A | #N/A | #N/A | #N/A | #N/A | 0 | 0 | 0 | #DIV/0!
0 | [18 empty] | 0 | #DIV/0! | 0 | #DIV/0! | #DIV/0! | 0 | #DIV/0! | #DIV/0! | #DIV/0! | #DIV/0! | 0 | 0 | #N/A | #N/A | #N/A | #N/A | #N/A | #N/A | #N/A | 0 | 0 | 0 | #DIV/0!
Total Incentives: | [18 empty] | 0 | #DIV/0! | 0 | #DIV/0! | #DIV/0! | 0 | #DIV/0! | #DIV/0! | #DIV/0! | #DIV/0! | 0 | 0 | #N/A | #N/A | #N/A | #N/A | #N/A | #N/A | #N/A | 0 | 0 | 0 | #DIV/0!
0 | [18 empty] | 0 | #DIV/0! | 0 | #DIV/0! | #DIV/0! | 0 | #DIV/0! | #DIV/0! | #DIV/0! | #DIV/0! | 0 | 0 | #N/A | #N/A | #N/A | #N/A | #N/A | #N/A | #N/A | 0 | 0 | 0 | #DIV/0!
Total Customer Costs: | [18 empty] | 0 | #DIV/0! | 0 | #DIV/0! | #DIV/0! | 0 | #DIV/0! | #DIV/0! | #DIV/0! | #DIV/0! | 0 | 0 | #N/A | #N/A | #N/A | #N/A | #N/A | #N/A | #N/A | 0 | 0 | 0 | #DIV/0!
0 | [18 empty] | 0 | #DIV/0! | 0 | #DIV/0! | #DIV/0! | 0 | #DIV/0! | #DIV/0! | #DIV/0! | #DIV/0! | 0 | 0 | #N/A | #N/A | #N/A | #N/A | #N/A | #N/A | #N/A | 0 | 0 | 0 | #DIV/0!
Weighted Avg Life | [18 empty] | 0 | #DIV/0! | 0 | #DIV/0! | #DIV/0! | 0 | #DIV/0! | #DIV/0! | #DIV/0! | #DIV/0! | 0 | 0 | #N/A | #N/A | #N/A | #N/A | #N/A | #N/A | #N/A | 0 | 0 | 0 | #DIV/0!
#DIV/0! | [18 empty] | 0 | #DIV/0! | 0 | #DIV/0! | #DIV/0! | 0 | #DIV/0! | #DIV/0! | #DIV/0! | #DIV/0! | 0 | 0 | #N/A | #N/A | #N/A | #N/A | #N/A | #N/A | #N/A | 0 | 0 | 0 | #DIV/0!
Total Utility Cost | [18 empty] | 0 | #DIV/0! | 0 | #DIV/0! | #DIV/0! | 0 | #DIV/0! | #DIV/0! | #DIV/0! | #DIV/0! | 0 | 0 | #N/A | #N/A | #N/A | #N/A | #N/A | #N/A | #N/A | 0 | 0 | 0 | #DIV/0!
0 | [18 empty] | 0 | #DIV/0! | 0 | #DIV/0! | #DIV/0! | 0 | #DIV/0! | #DIV/0! | #DIV/0! | #DIV/0! | 0 | 0 | #N/A | #N/A | #N/A | #N/A | #N/A | #N/A | #N/A | 0 | 0 | 0 | #DIV/0!
Total Resource Cost | [18 empty] | 0 | #DIV/0! | 0 | #DIV/0! | #DIV/0! | 0 | #DIV/0! | #DIV/0! | #DIV/0! | #DIV/0! | 0 | 0 | #N/A | #N/A | #N/A | #N/A | #N/A | #N/A | #N/A | 0 | 0 | 0 | #DIV/0!
0 | [18 empty] | 0 | #DIV/0! | 0 | #DIV/0! | #DIV/0! | 0 | #DIV/0! | #DIV/0! | #DIV/0! | #DIV/0! | 0 | 0 | #N/A | #N/A | #N/A | #N/A | #N/A | #N/A | #N/A | 0 | 0 | 0 | #DIV/0!
UC B/C Ratio | [18 empty] | 0 | #DIV/0! | 0 | #DIV/0! | #DIV/0! | 0 | #DIV/0! | #DIV/0! | #DIV/0! | #DIV/0! | 0 | 0 | #N/A | #N/A | #N/A | #N/A | #N/A | #N/A | #N/A | 0 | 0 | 0 | #DIV/0!
#DIV/0! | [18 empty] | 0 | #DIV/0! | 0 | #DIV/0! | #DIV/0! | 0 | #DIV/0! | #DIV/0! | #DIV/0! | #DIV/0! | 0 | 0 | #N/A | #N/A | #N/A | #N/A | #N/A | #N/A | #N/A | 0 | 0 | 0 | #DIV/0!
TRC B/C Ratio | [18 empty] | 0 | #DIV/0! | 0 | #DIV/0! | #DIV/0! | 0 | #DIV/0! | #DIV/0! | #DIV/0! | #DIV/0! | 0 | 0 | #N/A | #N/A | #N/A | #N/A | #N/A | #N/A | #N/A | 0 | 0 | 0 | #DIV/0!
#DIV/0! | [18 empty] | 0 | #DIV/0! | 0 | #DIV/0! | #DIV/0! | 0 | #DIV/0! | #DIV/0! | #DIV/0! | #DIV/0! | 0 | 0 | #N/A | #N/A | #N/A | #N/A | #N/A | #N/A | #N/A | 0 | 0 | 0 | #DIV/0!
Note on W3: Curtis, Kasey Calculates measure savings as a % of total program savings.
Note on X3: Curtis, Kasey: Uses % of measure savings as a proxy for % of program spending.

## Home Appliances {G}
Rtn to Summary |  | Order Number | Program Name | Discount Rate: | 6.97% | [9 empty] | Paste in incentives but use DBtC for Total
| Program: | 18230434 | Home Appliances {G}
| paste |  |  | paste | paste | paste | paste | paste | paste | paste | paste | paste | paste | Paste | paste | paste | paste | paste | Formula: G + H | Formula: (O/A10)*T | Formula: N - M | Formula: O/A10 | Formula: W*A8 | Formula: Q - P | Formula: X + DBtC | Formula: Q + X | Formula: Z/(1+GasDiscountRate)^1 | Formula: AA/(1+GasDiscountRate)^1 | Formula: -PV(ElecDiscount Rate,T,R)*J | Formula: -PV(ElecDiscount Rate, T, S)*J |  | AF*J*K |  | AH*J*L | AG + AI |  | AG +AI -AK | formula: Logic to lookup from AC tables and adjust by savings and quantity | Formula: Utility Savings (AM)*1.1+AD+AE | formula: AM/AB | formula: AN/AC
| Sch. No. | Order Number | Program Name | Measure Version | Measure Name | First Period Measure Life | Second period Measure Life | Gas End-Use Type | Number of units offered | Savings per Unit Period 1 | Savngs per Unit Period 2 | Incentives Per Unit | Incremental Measure Cost per Unit | Total First Year Savings | Total Incentive | Total Incremental Measure Cost | Unit First Year Non-Energy Benefits | Unit Annual Net Equipment O&M | Total Measure Life | Weighted Life | Agency or Customer Cost per Unit | Percent Unit overhead | Program Overhead Cost | Total Customer Cost | Total Utility Program Costs | Total Resource Cost | PV Total Utility Program Costs | PV Total Resource Costs | PV Total Non-Energy Benefits | PV Total Net Equipment O&M | Unit PV First period Savings for 1 therm | Total First Period Savings | Unit PV Savings for Second Period for 1 therm | Total Second period Savings | Unadjusted Total | Decrement | Final UC Total Savings | PV Total Savings UC | PV Total Savings TRC | UC B/C Ratio | TRC B/C Ratio
DBTC: | G214 | 18230434 | Home Appliances {G} | 12528-1 | Clothes Washer - Energy Star - Any WH - Any Dryer - Res - C | 14 |  | Res Water Heat | 1 | 2.1 |  | 0 | 0 | 2.1 | 0 | 0 | 17.06 | 0 | 14 | 0.0037925 | 0 | 0.02709% | 0 | 0 | 0 | 0 | 0 | 0 | 149.4665 | 0 | 9.6059 | 20.1724 | 9.6059 | 0 | 20.1724 | 0 | 20.1724 | 20.1724 | 171.6562 | 0 | #DIV/0!
| G214 | 18230434 | Home Appliances {G} | 12528-2 | Clothes Washer - Energy Star - Any WH - Any Dryer - Res - C | 14 |  | Res Water Heat | 535 | 2.1 |  | 0 | 0 | 1123.5 | 0 | 0 | 17.06 | 0 | 14 | 2.029 | 0 | 14.49% | 0 | 0 | 0 | 0 | 0 | 0 | 79964.5633 | 0 | 9.6059 | 10792.2598 | 9.6059 | 0 | 10792.2598 | 0 | 10792.2598 | 10792.2598 | 91836.049 | 0 | #DIV/0!
Program Costs: | G214 | 18230434 | Home Appliances {G} | 12529-2 | Clothes Washer - Energy Star - Any WH - Any Dryer - Res - EO | 14 |  | Res Water Heat | 393 | 0 |  | 0 | 0 | 0 | 0 | 0 | 17.06 | 0 | 14 | 0 | 0 | 0% | 0 | 0 | 0 | 0 | 0 | 0 | 58740.324 | 0 | 9.6059 | 0 | 9.6059 | 0 | 0 | 0 | 0 | 0 | 58740.324 | 0 | #DIV/0!
| G214 | 18230434 | Home Appliances {G} | 12535-2 | Clothes Washer - Energy Star - Any WH - Any Dryer - Res - NQC |  |  | Res Water Heat | 1 | 0 |  | 0 | 0 | 0 | 0 | 0 | 0 | 0 | 0 | 0 | 0 | 0% | 0 | 0 | 0 | 0 | 0 | 0 | 0 | 0 | Res Water Heat | #VALUE! | Res Water Heat | #VALUE! | #VALUE! | #VALUE! | #VALUE! | 0 | 0 | 0 | #DIV/0!
Total Savings (therm): | G214 | 18230434 | Home Appliances {G} | 12962-1 | Clothes Washer - Top Load - Energy Star - Any WH - Any Dryer - Res - C | 14 |  | Res Water Heat | 739 | 0.8 |  | 0 | 0 | 591.2 | 0 | 0 | 7.49 | 0 | 14 | 1.0677 | 0 | 7.626% | 0 | 0 | 0 | 0 | 0 | 0 | 48494.336 | 0 | 9.6059 | 5679.0245 | 9.6059 | 0 | 5679.0245 | 0 | 5679.0245 | 5679.0245 | 54741.2629 | 0 | #DIV/0!
7752.2 | G214 | 18230434 | Home Appliances {G} | 12963-1 | Clothes Washer - Top Load - Energy Star - Any WH - Any Dryer - Res - EO | 14 |  | Res Water Heat | 619 | 0 |  | 0 | 0 | 0 | 0 | 0 | 7.49 | 0 | 14 | 0 | 0 | 0% | 0 | 0 | 0 | 0 | 0 | 0 | 40619.7483 | 0 | 9.6059 | 0 | 9.6059 | 0 | 0 | 0 | 0 | 0 | 40619.7483 | 0 | #DIV/0!
Total Incentives: | G214 | 18230434 | Home Appliances {G} | 12964-1 | Clothes Washer - Top Load - Energy Star - Any WH - Any Dryer - Res - NQC |  |  | Res Water Heat | 1 | 0 |  | 0 | 0 | 0 | 0 | 0 | 0 | 0 | 0 | 0 | 0 | 0% | 0 | 0 | 0 | 0 | 0 | 0 | 0 | 0 | Res Water Heat | #VALUE! | Res Water Heat | #VALUE! | #VALUE! | #VALUE! | #VALUE! | 0 | 0 | 0 | #DIV/0!
0 | G214 | 18230434 | Home Appliances {G} | 12993-1 | Clothes Washer - Front Load - Energy Star - Any WH - Any Dryer - Res - C | 14 |  | Res Water Heat | 2651 | 2.1 |  | 0 | 0 | 5567.1 | 0 | 0 | 17.06 | 0 | 14 | 10.0538 | 0 | 71.81% | 0 | 0 | 0 | 0 | 0 | 0 | 396235.6209 | 0 | 9.6059 | 53477.1602 | 9.6059 | 0 | 53477.1602 | 0 | 53477.1602 | 53477.1602 | 455060.4972 | 0 | #DIV/0!
Total Customer Costs: | G214 | 18230434 | Home Appliances {G} | 12994-1 | Clothes Washer - Front Load - Energy Star - Any WH - Any Dryer - Res - C - LTO | 14 |  | Res Water Heat | 223 | 2.1 |  | 0 | 0 | 468.3 | 0 | 0 | 17.06 | 0 | 14 | 0.84572 | 0 | 6.041% | 0 | 0 | 0 | 0 | 0 | 0 | 33331.0236 | 0 | 9.6059 | 4498.456 | 9.6059 | 0 | 4498.456 | 0 | 4498.456 | 4498.456 | 38279.3251 | 0 | #DIV/0!
0 | G214 | 18230434 | Home Appliances {G} | 12995-1 | Clothes Washer - Front Load - Energy Star - Any WH - Any Dryer - Res - EO | 14 |  | Res Water Heat | 2425 | 0 |  | 0 | 0 | 0 | 0 | 0 | 17.06 | 0 | 14 | 0 | 0 | 0% | 0 | 0 | 0 | 0 | 0 | 0 | 362456.1979 | 0 | 9.6059 | 0 | 9.6059 | 0 | 0 | 0 | 0 | 0 | 362456.1979 | 0 | #DIV/0!
Weighted Avg Life | G214 | 18230434 | Home Appliances {G} | 12996-1 | Clothes Washer - Front Load - Energy Star - Any WH - Any Dryer - Res - EO - LTO | 14 |  | Res Water Heat | 181 |  |  |  |  | 0 | 0 | 0 | 17.06 | 0 | 14 | 0 | 0 | 0% | 0 | 0 | 0 | 0 | 0 | 0 | 27053.4317 | 0 | 9.6059 | 0 | 9.6059 | 0 | 0 | 0 | 0 | 0 | 27053.4317 | 0 | #DIV/0!
14 | [18 empty] | 0 | 0 | 0 | 0% | 0 | 0 | 0 | 0 | 0 | 0 | 0 | 0 | #N/A | #N/A | #N/A | #N/A | #N/A | #N/A | #N/A | 0 | 0 | 0 | #DIV/0!
Total Utility Cost | [18 empty] | 0 | 0 | 0 | 0% | 0 | 0 | 0 | 0 | 0 | 0 | 0 | 0 | #N/A | #N/A | #N/A | #N/A | #N/A | #N/A | #N/A | 0 | 0 | 0 | #DIV/0!
0 | [18 empty] | 0 | 0 | 0 | 0% | 0 | 0 | 0 | 0 | 0 | 0 | 0 | 0 | #N/A | #N/A | #N/A | #N/A | #N/A | #N/A | #N/A | 0 | 0 | 0 | #DIV/0!
Total Resource Cost | [18 empty] | 0 | 0 | 0 | 0% | 0 | 0 | 0 | 0 | 0 | 0 | 0 | 0 | #N/A | #N/A | #N/A | #N/A | #N/A | #N/A | #N/A | 0 | 0 | 0 | #DIV/0!
0 | [18 empty] | 0 | 0 | 0 | 0% | 0 | 0 | 0 | 0 | 0 | 0 | 0 | 0 | #N/A | #N/A | #N/A | #N/A | #N/A | #N/A | #N/A | 0 | 0 | 0 | #DIV/0!
UC B/C Ratio | [18 empty] | 0 | 0 | 0 | 0% | 0 | 0 | 0 | 0 | 0 | 0 | 0 | 0 | #N/A | #N/A | #N/A | #N/A | #N/A | #N/A | #N/A | 0 | 0 | 0 | #DIV/0!
#DIV/0! | [18 empty] | 0 | 0 | 0 | 0% | 0 | 0 | 0 | 0 | 0 | 0 | 0 | 0 | #N/A | #N/A | #N/A | #N/A | #N/A | #N/A | #N/A | 0 | 0 | 0 | #DIV/0!
TRC B/C Ratio | [18 empty] | 0 | 0 | 0 | 0% | 0 | 0 | 0 | 0 | 0 | 0 | 0 | 0 | #N/A | #N/A | #N/A | #N/A | #N/A | #N/A | #N/A | 0 | 0 | 0 | #DIV/0!
#DIV/0! | [18 empty] | 0 | 0 | 0 | 0% | 0 | 0 | 0 | 0 | 0 | 0 | 0 | 0 | #N/A | #N/A | #N/A | #N/A | #N/A | #N/A | #N/A | 0 | 0 | 0 | #DIV/0!
Note on W3: Curtis, Kasey Calculates measure savings as a % of total program savings.
Note on X3: Curtis, Kasey: Uses % of measure savings as a proxy for % of program spending.

## Web Enabled Thermostats {G}
Rtn to Summary |  | Order Number | Program Name | Discount Rate: | 6.97% | [9 empty] | Paste in incentives but use DBtC for Total
| Program: | 18230687 | Web Enabled Thermostats {G}
| paste |  |  | paste | paste | paste | paste | paste | paste | paste | paste | paste | paste | Paste | paste | paste | paste | paste | Formula: G + H | Formula: (O/A10)*T | Formula: N - M | Formula: O/A10 | Formula: W*A8 | Formula: Q - P | Formula: X + DBtC | Formula: Q + X | Formula: Z/(1+GasDiscountRate)^1 | Formula: AA/(1+GasDiscountRate)^1 | Formula: -PV(ElecDiscount Rate,T,R)*J | Formula: -PV(ElecDiscount Rate, T, S)*J |  | AF*J*K |  | AH*J*L | AG + AI |  | AG +AI -AK | formula: Logic to lookup from AC tables and adjust by savings and quantity | Formula: Utility Savings (AM)*1.1+AD+AE | formula: AM/AB | formula: AN/AC
| Sch. No. | Order Number | Program Name | Measure Version | Measure Name | First Period Measure Life | Second period Measure Life | Gas End-Use Type | Number of units offered | Savings per Unit Period 1 | Savngs per Unit Period 2 | Incentives Per Unit | Incremental Measure Cost per Unit | Total First Year Savings | Total Incentive | Total Incremental Measure Cost | Unit First Year Non-Energy Benefits | Unit Annual Net Equipment O&M | Total Measure Life | Weighted Life | Agency or Customer Cost per Unit | Percent Unit overhead | Program Overhead Cost | Total Customer Cost | Total Utility Program Costs | Total Resource Cost | PV Total Utility Program Costs | PV Total Resource Costs | PV Total Non-Energy Benefits | PV Total Net Equipment O&M | Unit PV First period Savings for 1 therm | Total First Period Savings | Unit PV Savings for Second Period for 1 therm | Total Second period Savings | Unadjusted Total | Decrement | Final UC Total Savings | PV Total Savings UC | PV Total Savings TRC | UC B/C Ratio | TRC B/C Ratio
DBTC: | G214 | 18230687 | Web Enabled Thermostats {G} | 10736-3 | WET: Thermostat - Web Enabled - Retail - kWh | 12 |  | SF Heat Pump | 410 |  |  |  |  | 0 | 0 | 0 | 0 | 0 | 12 | 0 | 0 | 0% | 0 | 0 | 0 | 0 | 0 | 0 | 0 | 0 | #N/A | #N/A | #N/A | #N/A | #N/A | #N/A | #N/A | 0 | 0 | 0 | #DIV/0!
1080093.91 | G214 | 18230687 | Web Enabled Thermostats {G} | 10736-4 | WET: Thermostat - Web Enabled - Retail - kWh | 11 |  | SF Space Heat | 11 |  |  |  |  | 0 | 0 | 0 | 0 | 0 | 11 | 0 | 0 | 0% | 0 | 0 | 0 | 0 | 0 | 0 | 0 | 0 | 8.2478 | 0 | 8.2478 | 0 | 0 | 0 | 0 | 0 | 0 | 0 | #DIV/0!
Program Costs: | G214 | 18230687 | Web Enabled Thermostats {G} | 10737-3 | WET: Thermostat - Web Enabled - Retail - Therm | 12 |  | SF Space Heat | 459 | 36 |  | 75 | 145.28 | 16524 | 34425 | 66683.52 | 0 | 0 | 12 | 0.45497 | 70.28 | 3.791% | 7981.5668 | 32258.52 | 48932.8538 | 74665.0868 | 45744.4646 | 69800.0251 | 0 | 0 | 8.8943 | 146969.5467 | 8.8943 | 0 | 146969.5467 | 0 | 146969.5467 | 146969.5467 | 161666.5013 | 3.2128 | 2.3161
210514.55 | G214 | 18230687 | Web Enabled Thermostats {G} | 10737-4 | WET: Thermostat - Web Enabled - Retail - Therm | 11 |  | SF Space Heat | 25 | 33 |  | 75 | 151.83 | 825 | 1875 | 3795.75 | 0 | 0 | 11 | 0.020823 | 76.83 | 0.1893% | 398.4987 | 1920.75 | 2443.0891 | 4194.2487 | 2283.9012 | 3920.9579 | 0 | 0 | 8.2478 | 6804.4095 | 8.2478 | 0 | 6804.4095 | 0 | 6804.4095 | 6804.4095 | 7484.8505 | 2.9793 | 1.9089
Total Savings (therm): | G214 | 18230687 | Web Enabled Thermostats {G} | 12305-1 | WET: Thermostat - Web Enabled - Retail - NQC |  |  |  | 33 |  |  | 47.7273 | 0 | 0 | 1575 | 0 | 0 | 0 | 0 | 0 | -47.7273 | 0% | 0 | -1575 | 0 | 0 | 0 | 0 | 0 | 0 | #N/A | #N/A | #N/A | #N/A | #N/A | #N/A | #N/A | 0 | 0 | 0 | #DIV/0!
435822 | G214 | 18230687 | Web Enabled Thermostats {G} | 12305-3 | WET: Thermostat - Web Enabled - Retail - NQC |  |  | SF Space Heat | 6 |  |  |  |  | 0 | 0 | 0 | 0 | 0 | 0 | 0 | 0 | 0% | 0 | 0 | 0 | 0 | 0 | 0 | 0 | 0 | SF Space Heat | #VALUE! | SF Space Heat | #VALUE! | #VALUE! | #VALUE! | #VALUE! | 0 | 0 | 0 | #DIV/0!
Total Incentives: | G214 | 18230687 | Web Enabled Thermostats {G} | 12738-1 | Thermostat - Smart - GH - Res | 11 |  | SF Space Heat | 1977 | 33 |  | 75 | 172.38 | 65241 | 148149.41 | 340795.26 | 0 | 0 | 11 | 1.6467 | 97.38 | 14.97% | 31513.2778 | 192645.85 | 193199.4863 | 372308.5378 | 180610.9062 | 348049.4885 | 0 | 0 | 8.2478 | 538092.7071 | 8.2478 | 0 | 538092.7071 | 0 | 538092.7071 | 538092.7071 | 591901.9779 | 2.9793 | 1.7006
987346.39 | G214 | 18230687 | Web Enabled Thermostats {G} | 12738-2 | Thermostat - Smart - GH - Res | 11 |  | SF Space Heat | 10704 | 33 |  | 75 | 189 | 353232 | 801321.98 | 2023056 | 0 | 0 | 11 | 8.9155 | 114 | 81.05% | 170621.2067 | 1221734.02 | 1046033.0308 | 2193677.2067 | 977875.1339 | 2050740.5877 | 0 | 0 | 8.2478 | 2913375.9925 | 8.2478 | 0 | 2913375.9925 | 0 | 2913375.9925 | 2913375.9925 | 3204713.5918 | 2.9793 | 1.5627
Total Customer Costs: | G214 | 18230687 | Web Enabled Thermostats {G} | 12972-1 | Thermostat - ELV - Smart - SF or MH or DX | 15 |  | SF Space Heat | 2540 |  |  |  |  | 0 | 0 | 0 | 0 | 0 | 15 | 0 | 0 | 0% | 0 | 0 | 0 | 0 | 0 | 0 | 0 | 0 | 10.7682 | 0 | 10.7682 | 0 | 0 | 0 | 0 | 0 | 0 | 0 | #DIV/0!
1446984.14 | [18 empty] | 0 | 0 | 0 | 0% | 0 | 0 | 0 | 0 | 0 | 0 | 0 | 0 | #N/A | #N/A | #N/A | #N/A | #N/A | #N/A | #N/A | 0 | 0 | 0 | #DIV/0!
Weighted Avg Life | [18 empty] | 0 | 0 | 0 | 0% | 0 | 0 | 0 | 0 | 0 | 0 | 0 | 0 | #N/A | #N/A | #N/A | #N/A | #N/A | #N/A | #N/A | 0 | 0 | 0 | #DIV/0!
11.0379 | [18 empty] | 0 | 0 | 0 | 0% | 0 | 0 | 0 | 0 | 0 | 0 | 0 | 0 | #N/A | #N/A | #N/A | #N/A | #N/A | #N/A | #N/A | 0 | 0 | 0 | #DIV/0!
Total Utility Cost | [18 empty] | 0 | 0 | 0 | 0% | 0 | 0 | 0 | 0 | 0 | 0 | 0 | 0 | #N/A | #N/A | #N/A | #N/A | #N/A | #N/A | #N/A | 0 | 0 | 0 | #DIV/0!
1290608.46 | [18 empty] | 0 | 0 | 0 | 0% | 0 | 0 | 0 | 0 | 0 | 0 | 0 | 0 | #N/A | #N/A | #N/A | #N/A | #N/A | #N/A | #N/A | 0 | 0 | 0 | #DIV/0!
Total Resource Cost | [18 empty] | 0 | 0 | 0 | 0% | 0 | 0 | 0 | 0 | 0 | 0 | 0 | 0 | #N/A | #N/A | #N/A | #N/A | #N/A | #N/A | #N/A | 0 | 0 | 0 | #DIV/0!
2644845.08 | [18 empty] | 0 | 0 | 0 | 0% | 0 | 0 | 0 | 0 | 0 | 0 | 0 | 0 | #N/A | #N/A | #N/A | #N/A | #N/A | #N/A | #N/A | 0 | 0 | 0 | #DIV/0!
UC B/C Ratio | [18 empty] | 0 | 0 | 0 | 0% | 0 | 0 | 0 | 0 | 0 | 0 | 0 | 0 | #N/A | #N/A | #N/A | #N/A | #N/A | #N/A | #N/A | 0 | 0 | 0 | #DIV/0!
2.9881 | [18 empty] | 0 | 0 | 0 | 0% | 0 | 0 | 0 | 0 | 0 | 0 | 0 | 0 | #N/A | #N/A | #N/A | #N/A | #N/A | #N/A | #N/A | 0 | 0 | 0 | #DIV/0!
TRC B/C Ratio | [18 empty] | 0 | 0 | 0 | 0% | 0 | 0 | 0 | 0 | 0 | 0 | 0 | 0 | #N/A | #N/A | #N/A | #N/A | #N/A | #N/A | #N/A | 0 | 0 | 0 | #DIV/0!
1.6039 | [18 empty] | 0 | 0 | 0 | 0% | 0 | 0 | 0 | 0 | 0 | 0 | 0 | 0 | #N/A | #N/A | #N/A | #N/A | #N/A | #N/A | #N/A | 0 | 0 | 0 | #DIV/0!
Note on W3: Curtis, Kasey Calculates measure savings as a % of total program savings.
Note on X3: Curtis, Kasey: Uses % of measure savings as a proxy for % of program spending.

## Residential Showerheads {G}
Rtn to Summary |  | Order Number | Program Name | Discount Rate: | 6.97% | [9 empty] | Paste in incentives but use DBtC for Total
| Program: | 18230700 | Residential Showerheads {G}
| paste |  |  | paste | paste | paste | paste | paste | paste | paste | paste | paste | paste | Paste | paste | paste | paste | paste | Formula: G + H | Formula: (O/A10)*T | Formula: N - M | Formula: O/A10 | Formula: W*A8 | Formula: Q - P | Formula: X + DBtC | Formula: Q + X | Formula: Z/(1+GasDiscountRate)^1 | Formula: AA/(1+GasDiscountRate)^1 | Formula: -PV(ElecDiscount Rate,T,R)*J | Formula: -PV(ElecDiscount Rate, T, S)*J |  | AF*J*K |  | AH*J*L | AG + AI |  | AG +AI -AK | formula: Logic to lookup from AC tables and adjust by savings and quantity | Formula: Utility Savings (AM)*1.1+AD+AE | formula: AM/AB | formula: AN/AC
| Sch. No. | Order Number | Program Name | Measure Version | Measure Name | First Period Measure Life | Second period Measure Life | Gas End-Use Type | Number of units offered | Savings per Unit Period 1 | Savngs per Unit Period 2 | Incentives Per Unit | Incremental Measure Cost per Unit | Total First Year Savings | Total Incentive | Total Incremental Measure Cost | Unit First Year Non-Energy Benefits | Unit Annual Net Equipment O&M | Total Measure Life | Weighted Life | Agency or Customer Cost per Unit | Percent Unit overhead | Program Overhead Cost | Total Customer Cost | Total Utility Program Costs | Total Resource Cost | PV Total Utility Program Costs | PV Total Resource Costs | PV Total Non-Energy Benefits | PV Total Net Equipment O&M | Unit PV First period Savings for 1 therm | Total First Period Savings | Unit PV Savings for Second Period for 1 therm | Total Second period Savings | Unadjusted Total | Decrement | Final UC Total Savings | PV Total Savings UC | PV Total Savings TRC | UC B/C Ratio | TRC B/C Ratio
DBTC: | G214 | 18230700 | Residential Showerheads {G} | 12671-1 | Showerhead - 1.5 gpm or less - RP - Any WH - Res - C | 3 | 7 | Res Water Heat | 1 | 2.9 | 2.9 | 3 | 1.58 | 2.9 | 3 | 1.58 | 8.88 | 0 | 10 | 0.011726 | -1.42 | 0.1173% | 26.3328 | -1.42 | 35.3764 | 27.9128 | 33.0713 | 26.094 | 62.456 | 0 | 2.3114 | 6.7031 | 7.14 | 20.7061 | 27.4093 | 6.7031 | 20.7061 | 20.7061 | 85.2327 | 0.62611 | 3.2664
7712.67 | G214 | 18230700 | Residential Showerheads {G} | 12672-1 | Showerhead - 1.51 to 1.8 gpm - RP - Any WH - Res - C | 3 | 7 | Res Water Heat | 557 | 2.1 | 2.1 | 3 | 1.58 | 1169.7 | 1671 | 880.06 | 5.34 | 0 | 10 | 4.7295 | -1.42 | 47.3% | 10621.1806 | -790.94 | 14268.888 | 11501.2406 | 13339.1493 | 10751.8375 | 20919.8016 | 0 | 2.3114 | 2703.6744 | 7.14 | 8351.7112 | 11055.3857 | 2703.6744 | 8351.7112 | 8351.7112 | 30106.6839 | 0.62611 | 2.8001
Program Costs: | G214 | 18230700 | Residential Showerheads {G} | 12673-1 | Showerhead - 1.81 to 2.0 gpm - RP - Any WH - Res - C | 3 | 7 | Res Water Heat | 68 | 1.5 | 1.5 | 1.5 | 1.58 | 102 | 102 | 107.44 | 2.51 | 0 | 10 | 0.41242 | 0.08 | 4.124% | 926.1866 | 5.44 | 1244.2734 | 1033.6266 | 1163.1985 | 966.277 | 1200.4491 | 0 | 2.3114 | 235.7654 | 7.14 | 728.2846 | 964.05 | 235.7654 | 728.2846 | 728.2846 | 2001.5622 | 0.62611 | 2.0714
22457.3 | G214 | 18230700 | Residential Showerheads {G} | 12674-1 | Showerhead - 1.5 gpm or less - RP - Any WH - Res - EO | 3 | 7 | Res Water Heat | 5 |  |  |  |  | 0 | 0 | 0 | 8.88 | 0 | 10 | 0 | 0 | 0% | 0 | 0 | 0 | 0 | 0 | 0 | 312.2799 | 0 | 2.3114 | 0 | 7.14 | 0 | 0 | 0 | 0 | 0 | 312.2799 | 0 | #DIV/0!
Total Savings (therm): | G214 | 18230700 | Residential Showerheads {G} | 12675-1 | Showerhead - 1.51 to 1.8 gpm - RP - Any WH - Res - EO | 3 | 7 | Res Water Heat | 175 |  |  |  |  | 0 | 0 | 0 | 5.34 | 0 | 10 | 0 | 0 | 0% | 0 | 0 | 0 | 0 | 0 | 0 | 6572.6486 | 0 | 2.3114 | 0 | 7.14 | 0 | 0 | 0 | 0 | 0 | 6572.6486 | 0 | #DIV/0!
2473.2 | G214 | 18230700 | Residential Showerheads {G} | 12676-1 | Showerhead - 1.81 to 2.0 gpm - RP - Any WH - Res - EO | 3 | 7 | Res Water Heat | 32 |  |  |  |  | 0 | 0 | 0 | 2.51 | 0 | 10 | 0 | 0 | 0% | 0 | 0 | 0 | 0 | 0 | 0 | 564.9172 | 0 | 2.3114 | 0 | 7.14 | 0 | 0 | 0 | 0 | 0 | 564.9172 | 0 | #DIV/0!
Total Incentives: | G214 | 18230700 | Residential Showerheads {G} | 12688-1 | Adapter - w Thermostatic Restrictor - for Showerhead - 1.5 gpm - RP - Res - C | 10 |  | Res Water Heat | 32 | 0.4 |  | 1.5 | 5.14 | 12.8 | 48 | 164.48 | 3.16 | 0 | 10 | 0.051755 | 3.64 | 0.5175% | 116.2273 | 116.48 | 156.1441 | 280.7073 | 145.97 | 262.4169 | 711.2105 | 0 | 7.14 | 91.3926 | 7.14 | 0 | 91.3926 | 0 | 91.3926 | 91.3926 | 811.7424 | 0.62611 | 3.0933
7621.5 | G214 | 18230700 | Residential Showerheads {G} | 12689-1 | Adapter - w Thermostatic Restrictor - for Showerhead - 1.5 gpm - RP - Res - EO | 10 |  | Res Water Heat | 9 |  |  |  |  | 0 | 0 | 0 | 3.16 | 0 | 10 | 0 | 0 | 0% | 0 | 0 | 0 | 0 | 0 | 0 | 200.028 | 0 | 7.14 | 0 | 7.14 | 0 | 0 | 0 | 0 | 0 | 200.028 | 0 | #DIV/0!
Total Customer Costs: | G214 | 18230700 | Residential Showerheads {G} | 12694-2 | Showerhead - w Thermostatic Restrictor - 1.5 gpm - RP - Res - GO | 10 |  | Res Water Heat | 2 | 9 |  | 5 | 20.04 | 18 | 60 | 40.08 | 19.27 | 0 | 10 | 0.07278 | 15.04 | 0.7278% | 163.4447 | -19.92 | 219.5777 | 203.5247 | 205.2703 | 190.2633 | 271.0646 | 0 | 7.14 | 128.5208 | 7.14 | 0 | 128.5208 | 0 | 128.5208 | 128.5208 | 412.4375 | 0.62611 | 2.1677
3895.12 | G214 | 18230700 | Residential Showerheads {G} | 12696-1 | Showerhead - w Thermostatic Restrictor - 1.5 gpm - RP - Res - C | 10 |  | Res Water Heat | 178 | 2.1 |  | 7 | 6.01 | 373.8 | 1335 | 1069.78 | 19.27 | 0 | 10 | 1.5114 | -0.99 | 15.11% | 3394.2013 | -265.22 | 4559.896 | 4463.9813 | 4262.7802 | 4173.1152 | 24124.7502 | 0 | 7.14 | 2668.949 | 7.14 | 0 | 2668.949 | 0 | 2668.949 | 2668.949 | 27060.5941 | 0.62611 | 6.4845
Weighted Avg Life | G214 | 18230700 | Residential Showerheads {G} | 12697-1 | Showerhead - w Thermostatic Restrictor - 1.5 gpm - RP - Res - EO | 10 |  | Res Water Heat | 59 |  |  |  |  | 0 | 0 | 0 | 19.27 | 0 | 10 | 0 | 0 | 0% | 0 | 0 | 0 | 0 | 0 | 0 | 7996.406 | 0 | 7.14 | 0 | 7.14 | 0 | 0 | 0 | 0 | 0 | 7996.406 | 0 | #DIV/0!
10 | G214 | 18230700 | Residential Showerheads {G} | 13013-1 | Adapter - w Thermostatic Restrictor - for Showerhead - RP - Res - C | 10 |  | Res Water Heat | 589 | 0.4 |  | 1.5 | 5.4 | 235.6 | 1402.5 | 3180.6 | 3.72 | 0 | 10 | 0.95261 | 3.9 | 9.526% | 2139.3093 | 1778.1 | 2874.0275 | 5319.9093 | 2686.7604 | 4973.2723 | 15410.5927 | 0 | 7.14 | 1682.1947 | 7.14 | 0 | 1682.1947 | 0 | 1682.1947 | 1682.1947 | 17261.0069 | 0.62611 | 3.4708
Total Utility Cost | G214 | 18230700 | Residential Showerheads {G} | 13014-1 | Adapter - w Thermostatic Restrictor - for Showerhead - RP - Res - EO | 10 |  | Res Water Heat | 194 |  |  |  |  | 0 | 0 | 0 | 3.72 | 0 | 10 | 0 | 0 | 0% | 0 | 0 | 0 | 0 | 0 | 0 | 5075.8149 | 0 | 7.14 | 0 | 7.14 | 0 | 0 | 0 | 0 | 0 | 5075.8149 | 0 | #DIV/0!
30169.97 | G214 | 18230700 | Residential Showerheads {G} | 13015-1 | Adapter - w Thermostatic Restrictor - for Showerhead - RP - Res - GO | 10 |  | Res Water Heat | 349 | 1.6 |  | 5 | 17.4 | 558.4 | 3000 | 6072.6 | 3.72 | 0 | 10 | 2.2578 | 12.4 | 22.58% | 5070.4174 | 3072.6 | 6811.7869 | 11143.0174 | 6367.9413 | 10416.9556 | 9131.2341 | 0 | 7.14 | 3987.0014 | 7.14 | 0 | 3987.0014 | 0 | 3987.0014 | 3987.0014 | 13516.9356 | 0.62611 | 1.2976
Total Resource Cost | [18 empty] | 0 | 0 | 0 | 0% | 0 | 0 | 0 | 0 | 0 | 0 | 0 | 0 | #N/A | #N/A | #N/A | #N/A | #N/A | #N/A | #N/A | 0 | 0 | 0 | #DIV/0!
33973.92 | [18 empty] | 0 | 0 | 0 | 0% | 0 | 0 | 0 | 0 | 0 | 0 | 0 | 0 | #N/A | #N/A | #N/A | #N/A | #N/A | #N/A | #N/A | 0 | 0 | 0 | #DIV/0!
UC B/C Ratio | [18 empty] | 0 | 0 | 0 | 0% | 0 | 0 | 0 | 0 | 0 | 0 | 0 | 0 | #N/A | #N/A | #N/A | #N/A | #N/A | #N/A | #N/A | 0 | 0 | 0 | #DIV/0!
0.62611 | [18 empty] | 0 | 0 | 0 | 0% | 0 | 0 | 0 | 0 | 0 | 0 | 0 | 0 | #N/A | #N/A | #N/A | #N/A | #N/A | #N/A | #N/A | 0 | 0 | 0 | #DIV/0!
TRC B/C Ratio | [18 empty] | 0 | 0 | 0 | 0% | 0 | 0 | 0 | 0 | 0 | 0 | 0 | 0 | #N/A | #N/A | #N/A | #N/A | #N/A | #N/A | #N/A | 0 | 0 | 0 | #DIV/0!
3.5257 | [18 empty] | 0 | 0 | 0 | 0% | 0 | 0 | 0 | 0 | 0 | 0 | 0 | 0 | #N/A | #N/A | #N/A | #N/A | #N/A | #N/A | #N/A | 0 | 0 | 0 | #DIV/0!
Note on W3: Curtis, Kasey Calculates measure savings as a % of total program savings.
Note on X3: Curtis, Kasey: Uses % of measure savings as a proxy for % of program spending.

## SF Existing Weatherization {G}
Rtn to Summary |  | Order Number | Program Name | Discount Rate: | 6.97% | [9 empty] | Paste in incentives but use DBtC for Total
| Program: | 18230637 | SF Existing Weatherization {G}
| paste |  |  | paste | paste | paste | paste | paste | paste | paste | paste | paste | paste | Paste | paste | paste | paste | paste | Formula: G + H | Formula: (O/A10)*T | Formula: N - M | Formula: O/A10 | Formula: W*A8 | Formula: Q - P | Formula: X + DBtC | Formula: Q + X | Formula: Z/(1+GasDiscountRate)^1 | Formula: AA/(1+GasDiscountRate)^1 | Formula: -PV(ElecDiscount Rate,T,R)*J | Formula: -PV(ElecDiscount Rate, T, S)*J |  | AF*J*K |  | AH*J*L | AG + AI |  | AG +AI -AK | formula: Logic to lookup from AC tables and adjust by savings and quantity | Formula: Utility Savings (AM)*1.1+AD+AE | formula: AM/AB | formula: AN/AC
| Sch. No. | Order Number | Program Name | Measure Version | Measure Name | First Period Measure Life | Second period Measure Life | Gas End-Use Type | Number of units offered | Savings per Unit Period 1 | Savngs per Unit Period 2 | Incentives Per Unit | Incremental Measure Cost per Unit | Total First Year Savings | Total Incentive | Total Incremental Measure Cost | Unit First Year Non-Energy Benefits | Unit Annual Net Equipment O&M | Total Measure Life | Weighted Life | Agency or Customer Cost per Unit | Percent Unit overhead | Program Overhead Cost | Total Customer Cost | Total Utility Program Costs | Total Resource Cost | PV Total Utility Program Costs | PV Total Resource Costs | PV Total Non-Energy Benefits | PV Total Net Equipment O&M | Unit PV First period Savings for 1 therm | Total First Period Savings | Unit PV Savings for Second Period for 1 therm | Total Second period Savings | Unadjusted Total | Decrement | Final UC Total Savings | PV Total Savings UC | PV Total Savings TRC | UC B/C Ratio | TRC B/C Ratio
DBTC: | G214 | 18230637 | SF Existing Weatherization {G} | 10709-4 | SFWIN: Windows - Single Pane - to U30 - NG | 30 |  | SF Space Heat | 41 | 0.64 |  | 50 | 20.5 | 26.24 | 50 | 840.5 | 0.24 | 0 | 30 | 0.0027684 | -29.5 | 0.009228% | 12.6571 | 790.5 | 216.6179 | 853.1571 | 202.5034 | 797.5667 | 122.4739 | 0 | 18.9493 | 497.2296 | 18.9493 | 0 | 497.2296 | 0 | 497.2296 | 497.2296 | 669.4264 | 2.4554 | 0.83934
2210201.15 | G214 | 18230637 | SF Existing Weatherization {G} | 10709-5 | SFWIN: Windows - Single Pane - to U30 - NG | 45 |  | SF Space Heat | 35114.79 | 0.64 |  | 50 | 20.5 | 22473.47 | 83900 | 719853.08 | 0 | 0 | 45 | 3.5566 | -29.5 | 7.904% | 10840.282 | 635953.08 | 185524.2221 | 730693.362 | 173435.7503 | 683082.511 | 0 | 0 | 27.4442 | 616767.0233 | 27.4442 | 0 | 616767.0233 | 0 | 616767.0233 | 616767.0233 | 678443.7257 | 3.5562 | 0.99321
Program Costs: | G214 | 18230637 | SF Existing Weatherization {G} | 10709-6 | SFWIN: Windows - Single Pane - to U30 - NG | 45 |  | SF Space Heat | 124587.22 | 0.38 |  | 50 | 22.6 | 47480.11 | 324589 | 2815671.14 | 0 | 0 | 45 | 7.5141 | -27.4 | 16.7% | 22902.4615 | 2491082.14 | 391960.408 | 2838573.6015 | 366420.8732 | 2653616.5294 | 0 | 0 | 27.4442 | 1299296.2578 | 27.4442 | 0 | 1299296.2578 | 0 | 1299296.2578 | 1299296.2578 | 1429225.8835 | 3.5459 | 0.5386
137157.45 | G214 | 18230637 | SF Existing Weatherization {G} | 10721-4 | SFWIN: Windows - Single Pane - to U30 - NG - MH | 25 |  | SF Space Heat | 234.1 | 0.4 |  | 200 | 17.81 | 93.64 | 4000 | 4169.32 | 0 | 0 | 25 | 0.0082329 | -182.19 | 0.03293% | 45.1681 | 169.32 | 773.0221 | 4214.4881 | 722.6531 | 3939.8786 | 0 | 0 | 16.4726 | 1542.49 | 16.4726 | 0 | 1542.49 | 0 | 1542.49 | 1542.49 | 1696.739 | 2.1345 | 0.43066
Total Savings (therm): | G214 | 18230637 | SF Existing Weatherization {G} | 10721-5 | SFWIN: Windows - Single Pane - to U30 - NG - MH | 25 |  | SF Space Heat | 1302.32 | 0.76 |  | 200 | 18.53 | 994.58 | 13942.27 | 24131.99 | 0 | 0 | 25 | 0.087444 | -181.47 | 0.3498% | 479.7447 | 10189.72 | 8210.5114 | 24611.7347 | 7675.5271 | 23008.0721 | 0 | 0 | 16.4726 | 16303.9283 | 16.4726 | 0 | 16303.9283 | 0 | 16303.9283 | 16303.9283 | 17934.3211 | 2.1241 | 0.77948
284347.2 | G214 | 18230637 | SF Existing Weatherization {G} | 10913-5 | SFWX: Insulation - Attic - R0 to R49 - NG | 45 |  | SF Space Heat | 76334 | 0.1 |  | 0.5 | 1.24 | 7633.4 | 37380.64 | 94654.16 | 0 | 0 | 45 | 1.208 | 0.74 | 2.685% | 3682.0397 | 57273.52 | 63015.6623 | 98336.1997 | 58909.6591 | 91928.7648 | 0 | 0 | 27.4442 | 209492.8072 | 27.4442 | 0 | 209492.8072 | 0 | 209492.8072 | 209492.8072 | 230442.0879 | 3.5562 | 2.5067
Total Incentives: | G214 | 18230637 | SF Existing Weatherization {G} | 10913-6 | SFWX: Insulation - Attic - R0 to R49 - NG | 45 |  | SF Space Heat | 287952 | 0.09 |  | 0.5 | 1.49 | 26606.72 | 146614.46 | 429048.48 | 0 | 0 | 45 | 4.2107 | 0.99 | 9.357% | 12833.9926 | 282434.02 | 219645.2541 | 441882.4726 | 205333.5086 | 413090.0931 | 0 | 0 | 27.4442 | 711235.9569 | 27.4442 | 0 | 711235.9569 | 0 | 711235.9569 | 711235.9569 | 782359.5526 | 3.4638 | 1.8939
2116094.29 | G214 | 18230637 | SF Existing Weatherization {G} | 10917-4 | SFWX: Insulation - Attic - R11 to R49 - NG | 45 |  | SF Space Heat | 93886 | 0.03 |  | 0.5 | 1.09 | 2816.58 | 47582.29 | 102335.74 | 0 | 0 | 45 | 0.44574 | 0.59 | 0.9905% | 1358.6029 | 54753.45 | 23251.5857 | 103694.3429 | 21736.5483 | 96937.7797 | 0 | 0 | 27.4442 | 77298.8774 | 27.4442 | 0 | 77298.8774 | 0 | 77298.8774 | 77298.8774 | 85028.7652 | 3.5562 | 0.87715
Total Customer Costs: | G214 | 18230637 | SF Existing Weatherization {G} | 10917-5 | SFWX: Insulation - Attic - R11 to R49 - NG | 45 |  | SF Space Heat | 419368 | 0.03 |  | 0.5 | 1.24 | 13461.79 | 207449.6 | 520016.32 | 0 | 0 | 45 | 2.1304 | 0.74 | 4.734% | 6493.4165 | 312566.72 | 111130.5071 | 526509.7365 | 103889.4149 | 492203.1752 | 0 | 0 | 27.4442 | 345276.9915 | 27.4442 | 0 | 345276.9915 | 0 | 345276.9915 | 345276.9915 | 379804.6907 | 3.3235 | 0.77164
6056509.91 | G214 | 18230637 | SF Existing Weatherization {G} | 10925-5 | SFWX: Insulation - Floor - R0 to R22 - NG - MH | 25 |  | SF Space Heat | 1364 | 0.02 |  | 1.39 | 1.39 | 27.28 | 1200 | 1895.96 | 0 | 0 | 25 | 0.0023985 | 0 | 0.009594% | 13.1588 | 695.96 | 225.2034 | 1909.1188 | 210.5294 | 1784.7235 | 0 | 0 | 16.4726 | 449.3713 | 16.4726 | 0 | 449.3713 | 0 | 449.3713 | 449.3713 | 494.3084 | 2.1345 | 0.27697
Weighted Avg Life | G214 | 18230637 | SF Existing Weatherization {G} | 10927-6 | SFWX: Insulation - Floor - R0 to R30 - NG | 45 |  | SF Space Heat | 174398 | 0.04 |  | 0.25 | 1.46 | 6975.92 | 30586.49 | 254621.08 | 0 | 0 | 45 | 1.104 | 1.21 | 2.453% | 3364.8983 | 224034.59 | 57587.9974 | 257985.9783 | 53835.6524 | 241176.0103 | 0 | 0 | 27.4442 | 191448.773 | 27.4442 | 0 | 191448.773 | 0 | 191448.773 | 191448.773 | 210593.6503 | 3.5562 | 0.87319
36.9578 | G214 | 18230637 | SF Existing Weatherization {G} | 10927-7 | SFWX: Insulation - Floor - R0 to R30 - NG | 45 |  | SF Space Heat | 852039 | 0.03 |  | 0.25 | 1.41 | 29395.99 | 140800 | 1201374.99 | 0 | 0 | 45 | 4.6521 | 1.16 | 10.34% | 14179.4223 | 1060574.99 | 242671.3888 | 1215554.4123 | 226859.2959 | 1136350.764 | 0 | 0 | 27.4442 | 701506.7019 | 27.4442 | 0 | 701506.7019 | 0 | 701506.7019 | 701506.7019 | 771657.3721 | 3.0923 | 0.67907
Total Utility Cost | G214 | 18230637 | SF Existing Weatherization {G} | 10941-3 | SFWX: Sealing - Duct and Insulation - NG | 20 |  | SF Space Heat | 163 | 75.33 |  | 400 | 1000 | 12278.79 | 60890.76 | 163000 | 0 | 0 | 20 | 0.86365 | 600 | 4.318% | 5922.7857 | 102109.24 | 101364.5406 | 168922.7857 | 94759.7837 | 157916.0378 | 0 | 0 | 13.7655 | 169023.4405 | 13.7655 | 0 | 169023.4405 | 0 | 169023.4405 | 169023.4405 | 185925.7846 | 1.7837 | 1.1774
2347358.6 | G214 | 18230637 | SF Existing Weatherization {G} | 10941-4 | SFWX: Sealing - Duct and Insulation - NG | 20 |  | SF Space Heat | 904 | 75.32 |  | 400 | 1000 | 68089.28 | 351819.98 | 904000 | 0 | 0 | 20 | 4.7892 | 600 | 23.95% | 32843.4816 | 552180.02 | 562094.3585 | 936843.4816 | 525469.1582 | 875800.2071 | 0 | 0 | 13.7655 | 937281.6351 | 13.7655 | 0 | 937281.6351 | 0 | 937281.6351 | 937281.6351 | 1031009.7986 | 1.7837 | 1.1772
Total Resource Cost | G214 | 18230637 | SF Existing Weatherization {G} | 10943-3 | SFWX: Sealing - Duct - NG | 20 |  | SF Space Heat | 170 | 50.81 |  | 300 | 631.58 | 8637.7 | 49968.89 | 107368.6 | 0 | 0 | 20 | 0.60755 | 331.58 | 3.038% | 4166.4729 | 57399.71 | 71306.4148 | 111535.0729 | 66660.1989 | 104267.6198 | 0 | 0 | 13.7655 | 118902.0882 | 13.7655 | 0 | 118902.0882 | 0 | 118902.0882 | 118902.0882 | 130792.2971 | 1.7837 | 1.2544
8309761.65 | G214 | 18230637 | SF Existing Weatherization {G} | 10946-4 | SFWX: Insulation - Wall - R0 to R13 - NG | 45 |  | SF Space Heat | 36373 | 0.09 |  | 0.75 | 1.54 | 3273.57 | 13867.39 | 56014.42 | 0 | 0 | 45 | 0.51807 | 0.79 | 1.151% | 1579.0362 | 42147.03 | 27024.1546 | 57593.4562 | 25263.3024 | 53840.7555 | 0 | 0 | 27.4442 | 89840.6174 | 27.4442 | 0 | 89840.6174 | 0 | 89840.6174 | 89840.6174 | 98824.6791 | 3.5562 | 1.8355
UC B/C Ratio | G214 | 18230637 | SF Existing Weatherization {G} | 10946-5 | SFWX: Insulation - Wall - R0 to R13 - NG | 45 |  | SF Space Heat | 110981 | 0.07 |  | 0.75 | 1.56 | 7424.69 | 42983.52 | 173130.36 | 0 | 0 | 45 | 1.175 | 0.81 | 2.611% | 3581.3665 | 130146.84 | 61292.7081 | 176711.7265 | 57298.9699 | 165197.4633 | 0 | 0 | 27.4442 | 213205.1886 | 27.4442 | 0 | 213205.1886 | 0 | 213205.1886 | 213205.1886 | 234525.7074 | 3.7209 | 1.4197
2.9199 | G214 | 18230637 | SF Existing Weatherization {G} | 12557-2 | Windows - Double Pane - Metal Frame - to U30 - NG - MH | 25 |  | SF Space Heat | 274.07 | 0.16 |  | 200 | 17.81 | 43.88 | 3371 | 4881.19 | 0 | 0 | 25 | 0.003858 | -182.19 | 0.01543% | 21.1659 | 1510.19 | 362.2406 | 4902.3559 | 338.6375 | 4582.926 | 0 | 0 | 16.4726 | 722.3413 | 16.4726 | 0 | 722.3413 | 0 | 722.3413 | 722.3413 | 794.5754 | 2.1331 | 0.17338
TRC B/C Ratio | G214 | 18230637 | SF Existing Weatherization {G} | 12557-3 | Windows - Double Pane - Metal Frame - to U30 - NG - MH | 25 |  | SF Space Heat | 761.45 | 0.33 |  | 200 | 18.53 | 250.9 | 9000 | 14109.67 | 0 | 0 | 25 | 0.022059 | -181.47 | 0.08824% | 121.0239 | 5109.67 | 2071.2434 | 14230.6939 | 1936.2844 | 13303.4439 | 0 | 0 | 16.4726 | 4139.1988 | 16.4726 | 0 | 4139.1988 | 0 | 4139.1988 | 4139.1988 | 4553.1187 | 2.1377 | 0.34225
0.90732 | G214 | 18230637 | SF Existing Weatherization {G} | 12563-1 | Incentive - Add On - 3 Bundle - Wx - GH - Res |  |  |  | 290 | 0 |  | 250 | 0 | 0 | 72500 | 0 | 0 | 0 | 0 | 0 | -250 | 0% | 0 | -72500 | 0 | 0 | 0 | 0 | 0 | 0 | #N/A | #N/A | #N/A | #N/A | #N/A | #N/A | #N/A | 0 | 0 | 0 | #DIV/0!
| G214 | 18230637 | SF Existing Weatherization {G} | 12563-2 | Incentive - Add On - 3 Bundle - Wx - GH - Res |  |  | SF Space Heat | 370 | 0 |  | 400 | 0 | 0 | 148000 | 0 | 0 | 0 | 0 | 0 | -400 | 0% | 0 | -148000 | 0 | 0 | 0 | 0 | 0 | 0 | SF Space Heat | #VALUE! | SF Space Heat | #VALUE! | #VALUE! | #VALUE! | #VALUE! | 0 | 0 | 0 | #DIV/0!
| G214 | 18230637 | SF Existing Weatherization {G} | 12565-1 | Incentive - Add On - 4 Bundle - Wx - GH - Res |  |  |  | 71 | 0 |  | 400 | 0 | 0 | 28400 | 0 | 0 | 0 | 0 | 0 | -400 | 0% | 0 | -28400 | 0 | 0 | 0 | 0 | 0 | 0 | #N/A | #N/A | #N/A | #N/A | #N/A | #N/A | #N/A | 0 | 0 | 0 | #DIV/0!
| G214 | 18230637 | SF Existing Weatherization {G} | 12565-2 | Incentive - Add On - 4 Bundle - Wx - GH - Res |  |  | SF Space Heat | 82 | 0 |  | 600 | 0 | 0 | 49200 | 0 | 0 | 0 | 0 | 0 | -600 | 0% | 0 | -49200 | 0 | 0 | 0 | 0 | 0 | 0 | SF Space Heat | #VALUE! | SF Space Heat | #VALUE! | #VALUE! | #VALUE! | #VALUE! | 0 | 0 | 0 | #DIV/0!
| G214 | 18230637 | SF Existing Weatherization {G} | 12631-1 | Insulation - Attic - R0 to R49 - GH - SF or DX - MI | 45 |  | SF Space Heat | 1250 | 0.1 |  | 1 | 1.24 | 125 | 1200 | 1550 | 0 | 0 | 45 | 0.019782 | 0.24 | 0.04396% | 60.2949 | 350 | 1031.9069 | 1610.2949 | 964.6694 | 1505.3706 | 0 | 0 | 27.4442 | 3430.5291 | 27.4442 | 0 | 3430.5291 | 0 | 3430.5291 | 3430.5291 | 3773.582 | 3.5562 | 2.5067
| G214 | 18230637 | SF Existing Weatherization {G} | 12631-2 | Insulation - Attic - R0 to R49 - GH - SF or DX - MI | 45 |  | SF Space Heat | 4902 | 0.09 |  | 1 | 1.49 | 452.95 | 6000 | 7303.98 | 0 | 0 | 45 | 0.071683 | 0.49 | 0.1593% | 218.4845 | 1303.98 | 3739.2177 | 7522.4645 | 3495.576 | 7032.3124 | 0 | 0 | 27.4442 | 12107.8467 | 27.4442 | 0 | 12107.8467 | 0 | 12107.8467 | 12107.8467 | 13318.6313 | 3.4638 | 1.8939
| G214 | 18230637 | SF Existing Weatherization {G} | 12635-1 | Insulation - Attic - R11 to R49 - GH - SF or DX - MI | 45 |  | SF Space Heat | 2405 | 0.03 |  | 1 | 1.09 | 72.15 | 2238.24 | 2621.45 | 0 | 0 | 45 | 0.011418 | 0.09 | 0.02537% | 34.8022 | 383.21 | 595.6166 | 2656.2522 | 556.8072 | 2483.1749 | 0 | 0 | 27.4442 | 1980.1014 | 27.4442 | 0 | 1980.1014 | 0 | 1980.1014 | 1980.1014 | 2178.1115 | 3.5562 | 0.87715
| G214 | 18230637 | SF Existing Weatherization {G} | 12635-2 | Insulation - Attic - R11 to R49 - GH - SF or DX - MI | 45 |  | SF Space Heat | 7800 | 0.03 |  | 1 | 1.24 | 250.38 | 7200 | 9672 | 0 | 0 | 45 | 0.039624 | 0.24 | 0.08805% | 120.7731 | 2472 | 2066.9507 | 9792.7731 | 1932.2714 | 9154.6911 | 0 | 0 | 27.4442 | 6421.9505 | 27.4442 | 0 | 6421.9505 | 0 | 6421.9505 | 6421.9505 | 7064.1455 | 3.3235 | 0.77164
| G214 | 18230637 | SF Existing Weatherization {G} | 12639-1 | Insulation - Floor - R0 to R30 - GH - SF or DX - MI | 45 |  | SF Space Heat | 3520 | 0.04 |  | 0.5 | 1.46 | 140.8 | 1200 | 5139.2 | 0 | 0 | 45 | 0.022283 | 0.96 | 0.04952% | 67.9162 | 3939.2 | 1162.3399 | 5207.1162 | 1086.6036 | 4867.8285 | 0 | 0 | 27.4442 | 3864.148 | 27.4442 | 0 | 3864.148 | 0 | 3864.148 | 3864.148 | 4250.5628 | 3.5562 | 0.87319
| G214 | 18230637 | SF Existing Weatherization {G} | 12639-2 | Insulation - Floor - R0 to R30 - GH - SF or DX - MI | 45 |  | SF Space Heat | 12124 | 0.03 |  | 0.5 | 1.41 | 418.29 | 4000 | 17094.84 | 0 | 0 | 45 | 0.066197 | 0.91 | 0.1471% | 201.766 | 13094.84 | 3453.0905 | 17296.606 | 3228.0925 | 16169.5858 | 0 | 0 | 27.4442 | 9982.0164 | 27.4442 | 0 | 9982.0164 | 0 | 9982.0164 | 9982.0164 | 10980.218 | 3.0922 | 0.67907
| G214 | 18230637 | SF Existing Weatherization {G} | 12644-1 | Insulation - Wall - R0 to R13 - GH - SF or DX - MI | 45 |  | SF Space Heat | 825 | 0.09 |  | 1.54 | 1.54 | 74.25 | 800 | 1270.5 | 0 | 0 | 45 | 0.011751 | 0 | 0.02611% | 35.8152 | 470.5 | 612.9527 | 1306.3152 | 573.0136 | 1221.1977 | 0 | 0 | 27.4442 | 2037.7343 | 27.4442 | 0 | 2037.7343 | 0 | 2037.7343 | 2037.7343 | 2241.5077 | 3.5562 | 1.8355
| G214 | 18230637 | SF Existing Weatherization {G} | 12644-2 | Insulation - Wall - R0 to R13 - GH - SF or DX - MI | 45 |  | SF Space Heat | 1992 | 0.07 |  | 1.56 | 1.56 | 133.26 | 1600 | 3107.52 | 0 | 0 | 45 | 0.021089 | 0 | 0.04687% | 64.2792 | 1507.52 | 1100.0953 | 3171.7992 | 1028.4148 | 2965.1296 | 0 | 0 | 27.4442 | 3826.8238 | 27.4442 | 0 | 3826.8238 | 0 | 3826.8238 | 3826.8238 | 4209.5062 | 3.7211 | 1.4197
| G214 | 18230637 | SF Existing Weatherization {G} | 12653-1 | Windows - Single Pane - to U30 - GH - SF or DX - MI | 45 |  | SF Space Heat | 662.15 | 0.64 |  | 200 | 20.5 | 423.78 | 4994 | 13574.07 | 0 | 0 | 45 | 0.067066 | -179.5 | 0.149% | 204.4141 | 8580.07 | 3498.4119 | 13778.4841 | 3270.4608 | 12880.6994 | 0 | 0 | 27.4442 | 11630.2072 | 27.4442 | 0 | 11630.2072 | 0 | 11630.2072 | 11630.2072 | 12793.228 | 3.5561 | 0.99321
| G214 | 18230637 | SF Existing Weatherization {G} | 12653-2 | Windows - Single Pane - to U30 - GH - SF or DX - MI | 45 |  | SF Space Heat | 2832.68 | 0.38 |  | 200 | 22.6 | 1079.55 | 26800 | 64018.56 | 0 | 0 | 45 | 0.17085 | -177.4 | 0.3797% | 520.7307 | 37218.56 | 8911.9604 | 64539.2907 | 8331.2708 | 60334.0102 | 0 | 0 | 27.4442 | 29541.4772 | 27.4442 | 0 | 29541.4772 | 0 | 29541.4772 | 29541.4772 | 32495.625 | 3.5459 | 0.5386
| G214 | 18230637 | SF Existing Weatherization {G} | 12700-1 | Duct Sealing and Insulation - GH - SF or DX - MI | 20 |  | SF Space Heat | 4 | 75.33 |  | 800 | 1000 | 301.32 | 1789.12 | 4000 | 0 | 0 | 20 | 0.021194 | 200 | 0.106% | 145.3444 | 2210.88 | 2487.4734 | 4145.3444 | 2325.3935 | 3875.2402 | 0 | 0 | 13.7655 | 4147.8145 | 13.7655 | 0 | 4147.8145 | 0 | 4147.8145 | 4147.8145 | 4562.5959 | 1.7837 | 1.1774
| G214 | 18230637 | SF Existing Weatherization {G} | 12700-2 | Duct Sealing and Insulation - GH - SF or DX - MI | 20 |  | SF Space Heat | 13 | 75.32 |  | 800 | 1000 | 979.16 | 8749.67 | 13000 | 0 | 0 | 20 | 0.068871 | 200 | 0.3444% | 472.3067 | 4250.33 | 8083.2153 | 13472.3067 | 7556.5255 | 12594.472 | 0 | 0 | 13.7655 | 13478.6076 | 13.7655 | 0 | 13478.6076 | 0 | 13478.6076 | 13478.6076 | 14826.4683 | 1.7837 | 1.1772
| G214 | 18230637 | SF Existing Weatherization {G} | 12703-1 | Sealing - Air - Attic - GH - SF or DX | 45 |  | SF Space Heat | 877811 | 0.01 |  | 0.08 | 0.2 | 8778.11 | 73264.62 | 176122.2 | 0 | 0 | 45 | 1.3892 | 0.12 | 3.087% | 4234.2009 | 102857.58 | 72465.5351 | 180356.4009 | 67743.7927 | 168604.6564 | 0 | 0 | 27.4442 | 240908.495 | 27.4442 | 0 | 240908.495 | 0 | 240908.495 | 240908.495 | 264999.3445 | 3.5562 | 1.5717
| G214 | 18230637 | SF Existing Weatherization {G} | 12704-1 | Sealing - Air - Attic - GH - SF or DX - MI | 45 |  | SF Space Heat | 18155 | 0.01 |  | 0.2 | 0.2 | 181.55 | 2848.71 | 3631 | 0 | 0 | 45 | 0.028732 | 0 | 0.06385% | 87.5723 | 782.29 | 1498.7415 | 3718.5723 | 1401.0858 | 3476.2759 | 0 | 0 | 27.4442 | 4982.5005 | 27.4442 | 0 | 4982.5005 | 0 | 4982.5005 | 4982.5005 | 5480.7505 | 3.5562 | 1.5766
| G214 | 18230637 | SF Existing Weatherization {G} | 12707-1 | Sealing - Air - Floor - GH - SF or DX | 45 |  | SF Space Heat | 1272527.39 | 0.01 |  | 0.08 | 0.2 | 12725.28 | 102500.8 | 254505.48 | 0 | 0 | 45 | 2.0139 | 0.12 | 4.475% | 6138.1542 | 152004.68 | 105050.4294 | 260643.6342 | 98205.5056 | 243660.4975 | 0 | 0 | 27.4442 | 349235.3802 | 27.4442 | 0 | 349235.3802 | 0 | 349235.3802 | 349235.3802 | 384158.9183 | 3.5562 | 1.5766
| G214 | 18230637 | SF Existing Weatherization {G} | 12708-1 | Sealing - Air - Floor - GH - SF or DX - MI | 45 |  | SF Space Heat | 18892 | 0.01 |  | 0.2 | 0.2 | 188.92 | 2252.44 | 3778.4 | 0 | 0 | 45 | 0.029898 | 0 | 0.06644% | 91.1273 | 1525.96 | 1559.5827 | 3869.5273 | 1457.9627 | 3617.3949 | 0 | 0 | 27.4442 | 5184.7645 | 27.4442 | 0 | 5184.7645 | 0 | 5184.7645 | 5184.7645 | 5703.2409 | 3.5562 | 1.5766
| G214 | 18230637 | SF Existing Weatherization {G} | 12715-1 | Sealing - Duct - GH - MH | 18 |  | SF Space Heat | 2 | 18.96 |  | 450 | 549 | 37.92 | 560.4 | 1098 | 0 | 0 | 18 | 0.0024004 | 99 | 0.01334% | 18.2911 | 537.6 | 313.0393 | 1116.2911 | 292.6421 | 1043.5553 | 0 | 0 | 12.5988 | 477.7453 | 12.5988 | 0 | 477.7453 | 0 | 477.7453 | 477.7453 | 525.5198 | 1.6325 | 0.50359
[19 empty] | 0 | 0 | 0 | 0% | 0 | 0 | 0 | 0 | 0 | 0 | 0 | 0 | #N/A | #N/A | #N/A | #N/A | #N/A | #N/A | #N/A | 0 | 0 | 0 | #DIV/0!
[19 empty] | 0 | 0 | 0 | 0% | 0 | 0 | 0 | 0 | 0 | 0 | 0 | 0 | #N/A | #N/A | #N/A | #N/A | #N/A | #N/A | #N/A | 0 | 0 | 0 | #DIV/0!
[19 empty] | 0 | 0 | 0 | 0% | 0 | 0 | 0 | 0 | 0 | 0 | 0 | 0 | #N/A | #N/A | #N/A | #N/A | #N/A | #N/A | #N/A | 0 | 0 | 0 | #DIV/0!
[19 empty] | 0 | 0 | 0 | 0% | 0 | 0 | 0 | 0 | 0 | 0 | 0 | 0 | #N/A | #N/A | #N/A | #N/A | #N/A | #N/A | #N/A | 0 | 0 | 0 | #DIV/0!
[19 empty] | 0 | 0 | 0 | 0% | 0 | 0 | 0 | 0 | 0 | 0 | 0 | 0 | #N/A | #N/A | #N/A | #N/A | #N/A | #N/A | #N/A | 0 | 0 | 0 | #DIV/0!
[19 empty] | 0 | 0 | 0 | 0% | 0 | 0 | 0 | 0 | 0 | 0 | 0 | 0 | #N/A | #N/A | #N/A | #N/A | #N/A | #N/A | #N/A | 0 | 0 | 0 | #DIV/0!
[19 empty] | 0 | 0 | 0 | 0% | 0 | 0 | 0 | 0 | 0 | 0 | 0 | 0 | #N/A | #N/A | #N/A | #N/A | #N/A | #N/A | #N/A | 0 | 0 | 0 | #DIV/0!
[19 empty] | 0 | 0 | 0 | 0% | 0 | 0 | 0 | 0 | 0 | 0 | 0 | 0 | #N/A | #N/A | #N/A | #N/A | #N/A | #N/A | #N/A | 0 | 0 | 0 | #DIV/0!
[19 empty] | 0 | 0 | 0 | 0% | 0 | 0 | 0 | 0 | 0 | 0 | 0 | 0 | #N/A | #N/A | #N/A | #N/A | #N/A | #N/A | #N/A | 0 | 0 | 0 | #DIV/0!
[19 empty] | 0 | 0 | 0 | 0% | 0 | 0 | 0 | 0 | 0 | 0 | 0 | 0 | #N/A | #N/A | #N/A | #N/A | #N/A | #N/A | #N/A | 0 | 0 | 0 | #DIV/0!
[19 empty] | 0 | 0 | 0 | 0% | 0 | 0 | 0 | 0 | 0 | 0 | 0 | 0 | #N/A | #N/A | #N/A | #N/A | #N/A | #N/A | #N/A | 0 | 0 | 0 | #DIV/0!
[19 empty] | 0 | 0 | 0 | 0% | 0 | 0 | 0 | 0 | 0 | 0 | 0 | 0 | #N/A | #N/A | #N/A | #N/A | #N/A | #N/A | #N/A | 0 | 0 | 0 | #DIV/0!
[19 empty] | 0 | 0 | 0 | 0% | 0 | 0 | 0 | 0 | 0 | 0 | 0 | 0 | #N/A | #N/A | #N/A | #N/A | #N/A | #N/A | #N/A | 0 | 0 | 0 | #DIV/0!
[19 empty] | 0 | 0 | 0 | 0% | 0 | 0 | 0 | 0 | 0 | 0 | 0 | 0 | #N/A | #N/A | #N/A | #N/A | #N/A | #N/A | #N/A | 0 | 0 | 0 | #DIV/0!
[19 empty] | 0 | 0 | 0 | 0% | 0 | 0 | 0 | 0 | 0 | 0 | 0 | 0 | #N/A | #N/A | #N/A | #N/A | #N/A | #N/A | #N/A | 0 | 0 | 0 | #DIV/0!
[19 empty] | 0 | 0 | 0 | 0% | 0 | 0 | 0 | 0 | 0 | 0 | 0 | 0 | #N/A | #N/A | #N/A | #N/A | #N/A | #N/A | #N/A | 0 | 0 | 0 | #DIV/0!
[19 empty] | 0 | 0 | 0 | 0% | 0 | 0 | 0 | 0 | 0 | 0 | 0 | 0 | #N/A | #N/A | #N/A | #N/A | #N/A | #N/A | #N/A | 0 | 0 | 0 | #DIV/0!
[19 empty] | 0 | 0 | 0 | 0% | 0 | 0 | 0 | 0 | 0 | 0 | 0 | 0 | #N/A | #N/A | #N/A | #N/A | #N/A | #N/A | #N/A | 0 | 0 | 0 | #DIV/0!
[19 empty] | 0 | 0 | 0 | 0% | 0 | 0 | 0 | 0 | 0 | 0 | 0 | 0 | #N/A | #N/A | #N/A | #N/A | #N/A | #N/A | #N/A | 0 | 0 | 0 | #DIV/0!
[19 empty] | 0 | 0 | 0 | 0% | 0 | 0 | 0 | 0 | 0 | 0 | 0 | 0 | #N/A | #N/A | #N/A | #N/A | #N/A | #N/A | #N/A | 0 | 0 | 0 | #DIV/0!
[19 empty] | 0 | 0 | 0 | 0% | 0 | 0 | 0 | 0 | 0 | 0 | 0 | 0 | #N/A | #N/A | #N/A | #N/A | #N/A | #N/A | #N/A | 0 | 0 | 0 | #DIV/0!
[19 empty] | 0 | 0 | 0 | 0% | 0 | 0 | 0 | 0 | 0 | 0 | 0 | 0 | #N/A | #N/A | #N/A | #N/A | #N/A | #N/A | #N/A | 0 | 0 | 0 | #DIV/0!
[19 empty] | 0 | 0 | 0 | 0% | 0 | 0 | 0 | 0 | 0 | 0 | 0 | 0 | #N/A | #N/A | #N/A | #N/A | #N/A | #N/A | #N/A | 0 | 0 | 0 | #DIV/0!
[19 empty] | 0 | 0 | 0 | 0% | 0 | 0 | 0 | 0 | 0 | 0 | 0 | 0 | #N/A | #N/A | #N/A | #N/A | #N/A | #N/A | #N/A | 0 | 0 | 0 | #DIV/0!
[19 empty] | 0 | 0 | 0 | 0% | 0 | 0 | 0 | 0 | 0 | 0 | 0 | 0 | #N/A | #N/A | #N/A | #N/A | #N/A | #N/A | #N/A | 0 | 0 | 0 | #DIV/0!
[19 empty] | 0 | 0 | 0 | 0% | 0 | 0 | 0 | 0 | 0 | 0 | 0 | 0 | #N/A | #N/A | #N/A | #N/A | #N/A | #N/A | #N/A | 0 | 0 | 0 | #DIV/0!
[19 empty] | 0 | 0 | 0 | 0% | 0 | 0 | 0 | 0 | 0 | 0 | 0 | 0 | #N/A | #N/A | #N/A | #N/A | #N/A | #N/A | #N/A | 0 | 0 | 0 | #DIV/0!
[19 empty] | 0 | 0 | 0 | 0% | 0 | 0 | 0 | 0 | 0 | 0 | 0 | 0 | #N/A | #N/A | #N/A | #N/A | #N/A | #N/A | #N/A | 0 | 0 | 0 | #DIV/0!
[19 empty] | 0 | 0 | 0 | 0% | 0 | 0 | 0 | 0 | 0 | 0 | 0 | 0 | #N/A | #N/A | #N/A | #N/A | #N/A | #N/A | #N/A | 0 | 0 | 0 | #DIV/0!
[19 empty] | 0 | 0 | 0 | 0% | 0 | 0 | 0 | 0 | 0 | 0 | 0 | 0 | #N/A | #N/A | #N/A | #N/A | #N/A | #N/A | #N/A | 0 | 0 | 0 | #DIV/0!
[19 empty] | 0 | 0 | 0 | 0% | 0 | 0 | 0 | 0 | 0 | 0 | 0 | 0 | #N/A | #N/A | #N/A | #N/A | #N/A | #N/A | #N/A | 0 | 0 | 0 | #DIV/0!
[19 empty] | 0 | 0 | 0 | 0% | 0 | 0 | 0 | 0 | 0 | 0 | 0 | 0 | #N/A | #N/A | #N/A | #N/A | #N/A | #N/A | #N/A | 0 | 0 | 0 | #DIV/0!
[19 empty] | 0 | 0 | 0 | 0% | 0 | 0 | 0 | 0 | 0 | 0 | 0 | 0 | #N/A | #N/A | #N/A | #N/A | #N/A | #N/A | #N/A | 0 | 0 | 0 | #DIV/0!
[19 empty] | 0 | 0 | 0 | 0% | 0 | 0 | 0 | 0 | 0 | 0 | 0 | 0 | #N/A | #N/A | #N/A | #N/A | #N/A | #N/A | #N/A | 0 | 0 | 0 | #DIV/0!
[19 empty] | 0 | 0 | 0 | 0% | 0 | 0 | 0 | 0 | 0 | 0 | 0 | 0 | #N/A | #N/A | #N/A | #N/A | #N/A | #N/A | #N/A | 0 | 0 | 0 | #DIV/0!
[19 empty] | 0 | 0 | 0 | 0% | 0 | 0 | 0 | 0 | 0 | 0 | 0 | 0 | #N/A | #N/A | #N/A | #N/A | #N/A | #N/A | #N/A | 0 | 0 | 0 | #DIV/0!
[19 empty] | 0 | 0 | 0 | 0% | 0 | 0 | 0 | 0 | 0 | 0 | 0 | 0 | #N/A | #N/A | #N/A | #N/A | #N/A | #N/A | #N/A | 0 | 0 | 0 | #DIV/0!
[19 empty] | 0 | 0 | 0 | 0% | 0 | 0 | 0 | 0 | 0 | 0 | 0 | 0 | #N/A | #N/A | #N/A | #N/A | #N/A | #N/A | #N/A | 0 | 0 | 0 | #DIV/0!
Note on W3: Curtis, Kasey Calculates measure savings as a % of total program savings.
Note on X3: Curtis, Kasey: Uses % of measure savings as a proxy for % of program spending.

## Home Energy Reports {G}
Rtn to Summary |  | Order Number | Program Name | Discount Rate: | 6.97% | [9 empty] | Paste in incentives but use DBtC for Total
| Program: | 18230738 | Home Energy Reports {G}
| paste |  |  | paste | paste | paste | paste | paste | paste | paste | paste | paste | paste | Paste | paste | paste | paste | paste | Formula: G + H | Formula: (O/A10)*T | Formula: N - M | Formula: O/A10 | Formula: W*A8 | Formula: Q - P | Formula: X + DBtC | Formula: Q + X | Formula: Z/(1+GasDiscountRate)^1 | Formula: AA/(1+GasDiscountRate)^1 | Formula: -PV(ElecDiscount Rate,T,R)*J | Formula: -PV(ElecDiscount Rate, T, S)*J |  | AF*J*K |  | AH*J*L | AG + AI |  | AG +AI -AK | formula: Logic to lookup from AC tables and adjust by savings and quantity | Formula: Utility Savings (AM)*1.1+AD+AE | formula: AM/AB | formula: AN/AC
| Sch. No. | Order Number | Program Name | Measure Version | Measure Name | First Period Measure Life | Second period Measure Life | Gas End-Use Type | Number of units offered | Savings per Unit Period 1 | Savngs per Unit Period 2 | Incentives Per Unit | Incremental Measure Cost per Unit | Total First Year Savings | Total Incentive | Total Incremental Measure Cost | Unit First Year Non-Energy Benefits | Unit Annual Net Equipment O&M | Total Measure Life | Weighted Life | Agency or Customer Cost per Unit | Percent Unit overhead | Program Overhead Cost | Total Customer Cost | Total Utility Program Costs | Total Resource Cost | PV Total Utility Program Costs | PV Total Resource Costs | PV Total Non-Energy Benefits | PV Total Net Equipment O&M | Unit PV First period Savings for 1 therm | Total First Period Savings | Unit PV Savings for Second Period for 1 therm | Total Second period Savings | Unadjusted Total | Decrement | Final UC Total Savings | PV Total Savings UC | PV Total Savings TRC | UC B/C Ratio | TRC B/C Ratio
DBTC: | G214 | 18230738 | Home Energy Reports {G} | 13177-1 | Energy Report - Year 2 - E - Res | 2 |  | Res Lighting | 251991 |  |  |  |  | 0 | 0 | 0 | 0 | 0 | 2 | 0 | 0 | 0% | 0 | 0 | 0 | 0 | 0 | 0 | 0 | 0 | #N/A | #N/A | #N/A | #N/A | #N/A | #N/A | #N/A | 0 | 0 | 0 | #DIV/0!
477152.31 |  |  |  | 13178-1 | Energy Report - Year 2 - G - Res | 2 |  | Res Water Heat | 150291 | -2.9104 |  | 2.5 | 2.5 | -437401 | 375727.5 | 375727.5 | 0 | 0 | 2 | 2 | 0 | 100% | 505405.25 | 0 | 982557.56 | 881132.75 | 918535.6268 | 823719.5008 | 0 | 0 | 1.5739 | -688439.2395 | 1.5739 | 0 | -688439.2395 | 0 | -688439.2395 | -688439.2395 | -757283.1634 | -0.7495 | -0.91935
Program Costs: | [18 empty] | 0 | 0 | 0 | 0% | 0 | 0 | 0 | 0 | 0 | 0 | 0 | 0 | #N/A | #N/A | #N/A | #N/A | #N/A | #N/A | #N/A | 0 | 0 | 0 | #DIV/0!
505405.25 | [18 empty] | 0 | 0 | 0 | 0% | 0 | 0 | 0 | 0 | 0 | 0 | 0 | 0 | #N/A | #N/A | #N/A | #N/A | #N/A | #N/A | #N/A | 0 | 0 | 0 | #DIV/0!
Total Savings (therm): | [18 empty] | 0 | 0 | 0 | 0% | 0 | 0 | 0 | 0 | 0 | 0 | 0 | 0 | #N/A | #N/A | #N/A | #N/A | #N/A | #N/A | #N/A | 0 | 0 | 0 | #DIV/0!
-437401 | [18 empty] | 0 | 0 | 0 | 0% | 0 | 0 | 0 | 0 | 0 | 0 | 0 | 0 | #N/A | #N/A | #N/A | #N/A | #N/A | #N/A | #N/A | 0 | 0 | 0 | #DIV/0!
Total Incentives: | [18 empty] | 0 | 0 | 0 | 0% | 0 | 0 | 0 | 0 | 0 | 0 | 0 | 0 | #N/A | #N/A | #N/A | #N/A | #N/A | #N/A | #N/A | 0 | 0 | 0 | #DIV/0!
375727.5 | [18 empty] | 0 | 0 | 0 | 0% | 0 | 0 | 0 | 0 | 0 | 0 | 0 | 0 | #N/A | #N/A | #N/A | #N/A | #N/A | #N/A | #N/A | 0 | 0 | 0 | #DIV/0!
Total Customer Costs: | [18 empty] | 0 | 0 | 0 | 0% | 0 | 0 | 0 | 0 | 0 | 0 | 0 | 0 | #N/A | #N/A | #N/A | #N/A | #N/A | #N/A | #N/A | 0 | 0 | 0 | #DIV/0!
0 | [18 empty] | 0 | 0 | 0 | 0% | 0 | 0 | 0 | 0 | 0 | 0 | 0 | 0 | #N/A | #N/A | #N/A | #N/A | #N/A | #N/A | #N/A | 0 | 0 | 0 | #DIV/0!
Weighted Avg Life | [18 empty] | 0 | 0 | 0 | 0% | 0 | 0 | 0 | 0 | 0 | 0 | 0 | 0 | #N/A | #N/A | #N/A | #N/A | #N/A | #N/A | #N/A | 0 | 0 | 0 | #DIV/0!
2 | [18 empty] | 0 | 0 | 0 | 0% | 0 | 0 | 0 | 0 | 0 | 0 | 0 | 0 | #N/A | #N/A | #N/A | #N/A | #N/A | #N/A | #N/A | 0 | 0 | 0 | #DIV/0!
Total Utility Cost | [18 empty] | 0 | 0 | 0 | 0% | 0 | 0 | 0 | 0 | 0 | 0 | 0 | 0 | #N/A | #N/A | #N/A | #N/A | #N/A | #N/A | #N/A | 0 | 0 | 0 | #DIV/0!
982557.56 | [18 empty] | 0 | 0 | 0 | 0% | 0 | 0 | 0 | 0 | 0 | 0 | 0 | 0 | #N/A | #N/A | #N/A | #N/A | #N/A | #N/A | #N/A | 0 | 0 | 0 | #DIV/0!
Total Resource Cost | [18 empty] | 0 | 0 | 0 | 0% | 0 | 0 | 0 | 0 | 0 | 0 | 0 | 0 | #N/A | #N/A | #N/A | #N/A | #N/A | #N/A | #N/A | 0 | 0 | 0 | #DIV/0!
881132.75 | [18 empty] | 0 | 0 | 0 | 0% | 0 | 0 | 0 | 0 | 0 | 0 | 0 | 0 | #N/A | #N/A | #N/A | #N/A | #N/A | #N/A | #N/A | 0 | 0 | 0 | #DIV/0!
UC B/C Ratio | [18 empty] | 0 | 0 | 0 | 0% | 0 | 0 | 0 | 0 | 0 | 0 | 0 | 0 | #N/A | #N/A | #N/A | #N/A | #N/A | #N/A | #N/A | 0 | 0 | 0 | #DIV/0!
-0.7495 | [18 empty] | 0 | 0 | 0 | 0% | 0 | 0 | 0 | 0 | 0 | 0 | 0 | 0 | #N/A | #N/A | #N/A | #N/A | #N/A | #N/A | #N/A | 0 | 0 | 0 | #DIV/0!
TRC B/C Ratio | [18 empty] | 0 | 0 | 0 | 0% | 0 | 0 | 0 | 0 | 0 | 0 | 0 | 0 | #N/A | #N/A | #N/A | #N/A | #N/A | #N/A | #N/A | 0 | 0 | 0 | #DIV/0!
-0.91935 | [18 empty] | 0 | 0 | 0 | 0% | 0 | 0 | 0 | 0 | 0 | 0 | 0 | 0 | #N/A | #N/A | #N/A | #N/A | #N/A | #N/A | #N/A | 0 | 0 | 0 | #DIV/0!
[19 empty] | 0 | 0 | 0 | 0% | 0 | 0 | 0 | 0 | 0 | 0 | 0 | 0 | #N/A | #N/A | #N/A | #N/A | #N/A | #N/A | #N/A | 0 | 0 | 0 | #DIV/0!
[19 empty] | 0 | 0 | 0 | 0% | 0 | 0 | 0 | 0 | 0 | 0 | 0 | 0 | #N/A | #N/A | #N/A | #N/A | #N/A | #N/A | #N/A | 0 | 0 | 0 | #DIV/0!
[19 empty] | 0 | 0 | 0 | 0% | 0 | 0 | 0 | 0 | 0 | 0 | 0 | 0 | #N/A | #N/A | #N/A | #N/A | #N/A | #N/A | #N/A | 0 | 0 | 0 | #DIV/0!
[19 empty] | 0 | 0 | 0 | 0% | 0 | 0 | 0 | 0 | 0 | 0 | 0 | 0 | #N/A | #N/A | #N/A | #N/A | #N/A | #N/A | #N/A | 0 | 0 | 0 | #DIV/0!
[19 empty] | 0 | 0 | 0 | 0% | 0 | 0 | 0 | 0 | 0 | 0 | 0 | 0 | #N/A | #N/A | #N/A | #N/A | #N/A | #N/A | #N/A | 0 | 0 | 0 | #DIV/0!
[19 empty] | 0 | 0 | 0 | 0% | 0 | 0 | 0 | 0 | 0 | 0 | 0 | 0 | #N/A | #N/A | #N/A | #N/A | #N/A | #N/A | #N/A | 0 | 0 | 0 | #DIV/0!
[19 empty] | 0 | 0 | 0 | 0% | 0 | 0 | 0 | 0 | 0 | 0 | 0 | 0 | #N/A | #N/A | #N/A | #N/A | #N/A | #N/A | #N/A | 0 | 0 | 0 | #DIV/0!
[19 empty] | 0 | 0 | 0 | 0% | 0 | 0 | 0 | 0 | 0 | 0 | 0 | 0 | #N/A | #N/A | #N/A | #N/A | #N/A | #N/A | #N/A | 0 | 0 | 0 | #DIV/0!
[19 empty] | 0 | 0 | 0 | 0% | 0 | 0 | 0 | 0 | 0 | 0 | 0 | 0 | #N/A | #N/A | #N/A | #N/A | #N/A | #N/A | #N/A | 0 | 0 | 0 | #DIV/0!
[19 empty] | 0 | 0 | 0 | 0% | 0 | 0 | 0 | 0 | 0 | 0 | 0 | 0 | #N/A | #N/A | #N/A | #N/A | #N/A | #N/A | #N/A | 0 | 0 | 0 | #DIV/0!
[19 empty] | 0 | 0 | 0 | 0% | 0 | 0 | 0 | 0 | 0 | 0 | 0 | 0 | #N/A | #N/A | #N/A | #N/A | #N/A | #N/A | #N/A | 0 | 0 | 0 | #DIV/0!
[19 empty] | 0 | 0 | 0 | 0% | 0 | 0 | 0 | 0 | 0 | 0 | 0 | 0 | #N/A | #N/A | #N/A | #N/A | #N/A | #N/A | #N/A | 0 | 0 | 0 | #DIV/0!
[19 empty] | 0 | 0 | 0 | 0% | 0 | 0 | 0 | 0 | 0 | 0 | 0 | 0 | #N/A | #N/A | #N/A | #N/A | #N/A | #N/A | #N/A | 0 | 0 | 0 | #DIV/0!
[19 empty] | 0 | 0 | 0 | 0% | 0 | 0 | 0 | 0 | 0 | 0 | 0 | 0 | #N/A | #N/A | #N/A | #N/A | #N/A | #N/A | #N/A | 0 | 0 | 0 | #DIV/0!
[19 empty] | 0 | 0 | 0 | 0% | 0 | 0 | 0 | 0 | 0 | 0 | 0 | 0 | #N/A | #N/A | #N/A | #N/A | #N/A | #N/A | #N/A | 0 | 0 | 0 | #DIV/0!
[19 empty] | 0 | 0 | 0 | 0% | 0 | 0 | 0 | 0 | 0 | 0 | 0 | 0 | #N/A | #N/A | #N/A | #N/A | #N/A | #N/A | #N/A | 0 | 0 | 0 | #DIV/0!
[19 empty] | 0 | 0 | 0 | 0% | 0 | 0 | 0 | 0 | 0 | 0 | 0 | 0 | #N/A | #N/A | #N/A | #N/A | #N/A | #N/A | #N/A | 0 | 0 | 0 | #DIV/0!
[19 empty] | 0 | 0 | 0 | 0% | 0 | 0 | 0 | 0 | 0 | 0 | 0 | 0 | #N/A | #N/A | #N/A | #N/A | #N/A | #N/A | #N/A | 0 | 0 | 0 | #DIV/0!
[19 empty] | 0 | 0 | 0 | 0% | 0 | 0 | 0 | 0 | 0 | 0 | 0 | 0 | #N/A | #N/A | #N/A | #N/A | #N/A | #N/A | #N/A | 0 | 0 | 0 | #DIV/0!
[19 empty] | 0 | 0 | 0 | 0% | 0 | 0 | 0 | 0 | 0 | 0 | 0 | 0 | #N/A | #N/A | #N/A | #N/A | #N/A | #N/A | #N/A | 0 | 0 | 0 | #DIV/0!
[19 empty] | 0 | 0 | 0 | 0% | 0 | 0 | 0 | 0 | 0 | 0 | 0 | 0 | #N/A | #N/A | #N/A | #N/A | #N/A | #N/A | #N/A | 0 | 0 | 0 | #DIV/0!
[19 empty] | 0 | 0 | 0 | 0% | 0 | 0 | 0 | 0 | 0 | 0 | 0 | 0 | #N/A | #N/A | #N/A | #N/A | #N/A | #N/A | #N/A | 0 | 0 | 0 | #DIV/0!
[19 empty] | 0 | 0 | 0 | 0% | 0 | 0 | 0 | 0 | 0 | 0 | 0 | 0 | #N/A | #N/A | #N/A | #N/A | #N/A | #N/A | #N/A | 0 | 0 | 0 | #DIV/0!
[19 empty] | 0 | 0 | 0 | 0% | 0 | 0 | 0 | 0 | 0 | 0 | 0 | 0 | #N/A | #N/A | #N/A | #N/A | #N/A | #N/A | #N/A | 0 | 0 | 0 | #DIV/0!
[19 empty] | 0 | 0 | 0 | 0% | 0 | 0 | 0 | 0 | 0 | 0 | 0 | 0 | #N/A | #N/A | #N/A | #N/A | #N/A | #N/A | #N/A | 0 | 0 | 0 | #DIV/0!
[19 empty] | 0 | 0 | 0 | 0% | 0 | 0 | 0 | 0 | 0 | 0 | 0 | 0 | #N/A | #N/A | #N/A | #N/A | #N/A | #N/A | #N/A | 0 | 0 | 0 | #DIV/0!
[19 empty] | 0 | 0 | 0 | 0% | 0 | 0 | 0 | 0 | 0 | 0 | 0 | 0 | #N/A | #N/A | #N/A | #N/A | #N/A | #N/A | #N/A | 0 | 0 | 0 | #DIV/0!
[19 empty] | 0 | 0 | 0 | 0% | 0 | 0 | 0 | 0 | 0 | 0 | 0 | 0 | #N/A | #N/A | #N/A | #N/A | #N/A | #N/A | #N/A | 0 | 0 | 0 | #DIV/0!
[19 empty] | 0 | 0 | 0 | 0% | 0 | 0 | 0 | 0 | 0 | 0 | 0 | 0 | #N/A | #N/A | #N/A | #N/A | #N/A | #N/A | #N/A | 0 | 0 | 0 | #DIV/0!
[19 empty] | 0 | 0 | 0 | 0% | 0 | 0 | 0 | 0 | 0 | 0 | 0 | 0 | #N/A | #N/A | #N/A | #N/A | #N/A | #N/A | #N/A | 0 | 0 | 0 | #DIV/0!
[19 empty] | 0 | 0 | 0 | 0% | 0 | 0 | 0 | 0 | 0 | 0 | 0 | 0 | #N/A | #N/A | #N/A | #N/A | #N/A | #N/A | #N/A | 0 | 0 | 0 | #DIV/0!
[19 empty] | 0 | 0 | 0 | 0% | 0 | 0 | 0 | 0 | 0 | 0 | 0 | 0 | #N/A | #N/A | #N/A | #N/A | #N/A | #N/A | #N/A | 0 | 0 | 0 | #DIV/0!
[19 empty] | 0 | 0 | 0 | 0% | 0 | 0 | 0 | 0 | 0 | 0 | 0 | 0 | #N/A | #N/A | #N/A | #N/A | #N/A | #N/A | #N/A | 0 | 0 | 0 | #DIV/0!
[19 empty] | 0 | 0 | 0 | 0% | 0 | 0 | 0 | 0 | 0 | 0 | 0 | 0 | #N/A | #N/A | #N/A | #N/A | #N/A | #N/A | #N/A | 0 | 0 | 0 | #DIV/0!
[19 empty] | 0 | 0 | 0 | 0% | 0 | 0 | 0 | 0 | 0 | 0 | 0 | 0 | #N/A | #N/A | #N/A | #N/A | #N/A | #N/A | #N/A | 0 | 0 | 0 | #DIV/0!
[19 empty] | 0 | 0 | 0 | 0% | 0 | 0 | 0 | 0 | 0 | 0 | 0 | 0 | #N/A | #N/A | #N/A | #N/A | #N/A | #N/A | #N/A | 0 | 0 | 0 | #DIV/0!
[19 empty] | 0 | 0 | 0 | 0% | 0 | 0 | 0 | 0 | 0 | 0 | 0 | 0 | #N/A | #N/A | #N/A | #N/A | #N/A | #N/A | #N/A | 0 | 0 | 0 | #DIV/0!
[19 empty] | 0 | 0 | 0 | 0% | 0 | 0 | 0 | 0 | 0 | 0 | 0 | 0 | #N/A | #N/A | #N/A | #N/A | #N/A | #N/A | #N/A | 0 | 0 | 0 | #DIV/0!
[19 empty] | 0 | 0 | 0 | 0% | 0 | 0 | 0 | 0 | 0 | 0 | 0 | 0 | #N/A | #N/A | #N/A | #N/A | #N/A | #N/A | #N/A | 0 | 0 | 0 | #DIV/0!
[19 empty] | 0 | 0 | 0 | 0% | 0 | 0 | 0 | 0 | 0 | 0 | 0 | 0 | #N/A | #N/A | #N/A | #N/A | #N/A | #N/A | #N/A | 0 | 0 | 0 | #DIV/0!
[19 empty] | 0 | 0 | 0 | 0% | 0 | 0 | 0 | 0 | 0 | 0 | 0 | 0 | #N/A | #N/A | #N/A | #N/A | #N/A | #N/A | #N/A | 0 | 0 | 0 | #DIV/0!
[19 empty] | 0 | 0 | 0 | 0% | 0 | 0 | 0 | 0 | 0 | 0 | 0 | 0 | #N/A | #N/A | #N/A | #N/A | #N/A | #N/A | #N/A | 0 | 0 | 0 | #DIV/0!
[19 empty] | 0 | 0 | 0 | 0% | 0 | 0 | 0 | 0 | 0 | 0 | 0 | 0 | #N/A | #N/A | #N/A | #N/A | #N/A | #N/A | #N/A | 0 | 0 | 0 | #DIV/0!
Note on W3: Curtis, Kasey Calculates measure savings as a % of total program savings.
Note on X3: Curtis, Kasey: Uses % of measure savings as a proxy for % of program spending.

## Efficiency Boost {G}
Rtn to Summary |  | Order Number | Program Name | Discount Rate: | 6.97% | [9 empty] | Paste in incentives but use DBtC for Total
| Program: | 18230254 | Efficiency Boost {G}
| paste |  |  | paste | paste | paste | paste | paste | paste | paste | paste | paste | paste | Paste | paste | paste | paste | paste | Formula: G + H | Formula: (O/A10)*T | Formula: N - M | Formula: O/A10 | Formula: W*A8 | Formula: Q - P | Formula: X + DBtC | Formula: Q + X | Formula: Z/(1+GasDiscountRate)^1 | Formula: AA/(1+GasDiscountRate)^1 | Formula: -PV(ElecDiscount Rate,T,R)*J | Formula: -PV(ElecDiscount Rate, T, S)*J |  | AF*J*K |  | AH*J*L | AG + AI |  | AG +AI -AK | formula: Logic to lookup from AC tables and adjust by savings and quantity | Formula: Utility Savings (AM)*1.1+AD+AE | formula: AM/AB | formula: AN/AC
| Sch. No. | Order Number | Program Name | Measure Version | Measure Name | First Period Measure Life | Second period Measure Life | Gas End-Use Type | Number of units offered | Savings per Unit Period 1 | Savngs per Unit Period 2 | Incentives Per Unit | Incremental Measure Cost per Unit | Total First Year Savings | Total Incentive | Total Incremental Measure Cost | Unit First Year Non-Energy Benefits | Unit Annual Net Equipment O&M | Total Measure Life | Weighted Life | Agency or Customer Cost per Unit | Percent Unit overhead | Program Overhead Cost | Total Customer Cost | Total Utility Program Costs | Total Resource Cost | PV Total Utility Program Costs | PV Total Resource Costs | PV Total Non-Energy Benefits | PV Total Net Equipment O&M | Unit PV First period Savings for 1 therm | Total First Period Savings | Unit PV Savings for Second Period for 1 therm | Total Second period Savings | Unadjusted Total | Decrement | Final UC Total Savings | PV Total Savings UC | PV Total Savings TRC | UC B/C Ratio | TRC B/C Ratio
DBTC: | G214 | 18230254 | Efficiency Boost {G} | [15 empty] | 0 | #DIV/0! | 0 | #DIV/0! | #DIV/0! | 0 | #DIV/0! | #DIV/0! | #DIV/0! | #DIV/0! | 0 | 0 | #N/A | #N/A | #N/A | #N/A | #N/A | #N/A | #N/A | 0 | 0 | 0 | #DIV/0!
0 | [18 empty] | 0 | #DIV/0! | 0 | #DIV/0! | #DIV/0! | 0 | #DIV/0! | #DIV/0! | #DIV/0! | #DIV/0! | 0 | 0 | #N/A | #N/A | #N/A | #N/A | #N/A | #N/A | #N/A | 0 | 0 | 0 | #DIV/0!
Program Costs: | [18 empty] | 0 | #DIV/0! | 0 | #DIV/0! | #DIV/0! | 0 | #DIV/0! | #DIV/0! | #DIV/0! | #DIV/0! | 0 | 0 | #N/A | #N/A | #N/A | #N/A | #N/A | #N/A | #N/A | 0 | 0 | 0 | #DIV/0!
56992.45 | [18 empty] | 0 | #DIV/0! | 0 | #DIV/0! | #DIV/0! | 0 | #DIV/0! | #DIV/0! | #DIV/0! | #DIV/0! | 0 | 0 | #N/A | #N/A | #N/A | #N/A | #N/A | #N/A | #N/A | 0 | 0 | 0 | #DIV/0!
Total Savings (therm): | [18 empty] | 0 | #DIV/0! | 0 | #DIV/0! | #DIV/0! | 0 | #DIV/0! | #DIV/0! | #DIV/0! | #DIV/0! | 0 | 0 | #N/A | #N/A | #N/A | #N/A | #N/A | #N/A | #N/A | 0 | 0 | 0 | #DIV/0!
0 | [18 empty] | 0 | #DIV/0! | 0 | #DIV/0! | #DIV/0! | 0 | #DIV/0! | #DIV/0! | #DIV/0! | #DIV/0! | 0 | 0 | #N/A | #N/A | #N/A | #N/A | #N/A | #N/A | #N/A | 0 | 0 | 0 | #DIV/0!
Total Incentives: | [18 empty] | 0 | #DIV/0! | 0 | #DIV/0! | #DIV/0! | 0 | #DIV/0! | #DIV/0! | #DIV/0! | #DIV/0! | 0 | 0 | #N/A | #N/A | #N/A | #N/A | #N/A | #N/A | #N/A | 0 | 0 | 0 | #DIV/0!
0 | [18 empty] | 0 | #DIV/0! | 0 | #DIV/0! | #DIV/0! | 0 | #DIV/0! | #DIV/0! | #DIV/0! | #DIV/0! | 0 | 0 | #N/A | #N/A | #N/A | #N/A | #N/A | #N/A | #N/A | 0 | 0 | 0 | #DIV/0!
Total Customer Costs: | [18 empty] | 0 | #DIV/0! | 0 | #DIV/0! | #DIV/0! | 0 | #DIV/0! | #DIV/0! | #DIV/0! | #DIV/0! | 0 | 0 | #N/A | #N/A | #N/A | #N/A | #N/A | #N/A | #N/A | 0 | 0 | 0 | #DIV/0!
0 | [18 empty] | 0 | #DIV/0! | 0 | #DIV/0! | #DIV/0! | 0 | #DIV/0! | #DIV/0! | #DIV/0! | #DIV/0! | 0 | 0 | #N/A | #N/A | #N/A | #N/A | #N/A | #N/A | #N/A | 0 | 0 | 0 | #DIV/0!
Weighted Avg Life | [18 empty] | 0 | #DIV/0! | 0 | #DIV/0! | #DIV/0! | 0 | #DIV/0! | #DIV/0! | #DIV/0! | #DIV/0! | 0 | 0 | #N/A | #N/A | #N/A | #N/A | #N/A | #N/A | #N/A | 0 | 0 | 0 | #DIV/0!
#DIV/0! | [18 empty] | 0 | #DIV/0! | 0 | #DIV/0! | #DIV/0! | 0 | #DIV/0! | #DIV/0! | #DIV/0! | #DIV/0! | 0 | 0 | #N/A | #N/A | #N/A | #N/A | #N/A | #N/A | #N/A | 0 | 0 | 0 | #DIV/0!
Total Utility Cost | [18 empty] | 0 | #DIV/0! | 0 | #DIV/0! | #DIV/0! | 0 | #DIV/0! | #DIV/0! | #DIV/0! | #DIV/0! | 0 | 0 | #N/A | #N/A | #N/A | #N/A | #N/A | #N/A | #N/A | 0 | 0 | 0 | #DIV/0!
56992.45 | [18 empty] | 0 | #DIV/0! | 0 | #DIV/0! | #DIV/0! | 0 | #DIV/0! | #DIV/0! | #DIV/0! | #DIV/0! | 0 | 0 | #N/A | #N/A | #N/A | #N/A | #N/A | #N/A | #N/A | 0 | 0 | 0 | #DIV/0!
Total Resource Cost | [18 empty] | 0 | #DIV/0! | 0 | #DIV/0! | #DIV/0! | 0 | #DIV/0! | #DIV/0! | #DIV/0! | #DIV/0! | 0 | 0 | #N/A | #N/A | #N/A | #N/A | #N/A | #N/A | #N/A | 0 | 0 | 0 | #DIV/0!
56992.45 | [18 empty] | 0 | #DIV/0! | 0 | #DIV/0! | #DIV/0! | 0 | #DIV/0! | #DIV/0! | #DIV/0! | #DIV/0! | 0 | 0 | #N/A | #N/A | #N/A | #N/A | #N/A | #N/A | #N/A | 0 | 0 | 0 | #DIV/0!
UC B/C Ratio | [18 empty] | 0 | #DIV/0! | 0 | #DIV/0! | #DIV/0! | 0 | #DIV/0! | #DIV/0! | #DIV/0! | #DIV/0! | 0 | 0 | #N/A | #N/A | #N/A | #N/A | #N/A | #N/A | #N/A | 0 | 0 | 0 | #DIV/0!
#DIV/0! | [18 empty] | 0 | #DIV/0! | 0 | #DIV/0! | #DIV/0! | 0 | #DIV/0! | #DIV/0! | #DIV/0! | #DIV/0! | 0 | 0 | #N/A | #N/A | #N/A | #N/A | #N/A | #N/A | #N/A | 0 | 0 | 0 | #DIV/0!
TRC B/C Ratio | [18 empty] | 0 | #DIV/0! | 0 | #DIV/0! | #DIV/0! | 0 | #DIV/0! | #DIV/0! | #DIV/0! | #DIV/0! | 0 | 0 | #N/A | #N/A | #N/A | #N/A | #N/A | #N/A | #N/A | 0 | 0 | 0 | #DIV/0!
#DIV/0! | [18 empty] | 0 | #DIV/0! | 0 | #DIV/0! | #DIV/0! | 0 | #DIV/0! | #DIV/0! | #DIV/0! | #DIV/0! | 0 | 0 | #N/A | #N/A | #N/A | #N/A | #N/A | #N/A | #N/A | 0 | 0 | 0 | #DIV/0!
[19 empty] | 0 | #DIV/0! | 0 | #DIV/0! | #DIV/0! | 0 | #DIV/0! | #DIV/0! | #DIV/0! | #DIV/0! | 0 | 0 | #N/A | #N/A | #N/A | #N/A | #N/A | #N/A | #N/A | 0 | 0 | 0 | #DIV/0!
[19 empty] | 0 | #DIV/0! | 0 | #DIV/0! | #DIV/0! | 0 | #DIV/0! | #DIV/0! | #DIV/0! | #DIV/0! | 0 | 0 | #N/A | #N/A | #N/A | #N/A | #N/A | #N/A | #N/A | 0 | 0 | 0 | #DIV/0!
[19 empty] | 0 | #DIV/0! | 0 | #DIV/0! | #DIV/0! | 0 | #DIV/0! | #DIV/0! | #DIV/0! | #DIV/0! | 0 | 0 | #N/A | #N/A | #N/A | #N/A | #N/A | #N/A | #N/A | 0 | 0 | 0 | #DIV/0!
[19 empty] | 0 | #DIV/0! | 0 | #DIV/0! | #DIV/0! | 0 | #DIV/0! | #DIV/0! | #DIV/0! | #DIV/0! | 0 | 0 | #N/A | #N/A | #N/A | #N/A | #N/A | #N/A | #N/A | 0 | 0 | 0 | #DIV/0!
[19 empty] | 0 | #DIV/0! | 0 | #DIV/0! | #DIV/0! | 0 | #DIV/0! | #DIV/0! | #DIV/0! | #DIV/0! | 0 | 0 | #N/A | #N/A | #N/A | #N/A | #N/A | #N/A | #N/A | 0 | 0 | 0 | #DIV/0!
[19 empty] | 0 | #DIV/0! | 0 | #DIV/0! | #DIV/0! | 0 | #DIV/0! | #DIV/0! | #DIV/0! | #DIV/0! | 0 | 0 | #N/A | #N/A | #N/A | #N/A | #N/A | #N/A | #N/A | 0 | 0 | 0 | #DIV/0!
[19 empty] | 0 | #DIV/0! | 0 | #DIV/0! | #DIV/0! | 0 | #DIV/0! | #DIV/0! | #DIV/0! | #DIV/0! | 0 | 0 | #N/A | #N/A | #N/A | #N/A | #N/A | #N/A | #N/A | 0 | 0 | 0 | #DIV/0!
[19 empty] | 0 | #DIV/0! | 0 | #DIV/0! | #DIV/0! | 0 | #DIV/0! | #DIV/0! | #DIV/0! | #DIV/0! | 0 | 0 | #N/A | #N/A | #N/A | #N/A | #N/A | #N/A | #N/A | 0 | 0 | 0 | #DIV/0!
[19 empty] | 0 | #DIV/0! | 0 | #DIV/0! | #DIV/0! | 0 | #DIV/0! | #DIV/0! | #DIV/0! | #DIV/0! | 0 | 0 | #N/A | #N/A | #N/A | #N/A | #N/A | #N/A | #N/A | 0 | 0 | 0 | #DIV/0!
[19 empty] | 0 | #DIV/0! | 0 | #DIV/0! | #DIV/0! | 0 | #DIV/0! | #DIV/0! | #DIV/0! | #DIV/0! | 0 | 0 | #N/A | #N/A | #N/A | #N/A | #N/A | #N/A | #N/A | 0 | 0 | 0 | #DIV/0!
[19 empty] | 0 | #DIV/0! | 0 | #DIV/0! | #DIV/0! | 0 | #DIV/0! | #DIV/0! | #DIV/0! | #DIV/0! | 0 | 0 | #N/A | #N/A | #N/A | #N/A | #N/A | #N/A | #N/A | 0 | 0 | 0 | #DIV/0!
[19 empty] | 0 | #DIV/0! | 0 | #DIV/0! | #DIV/0! | 0 | #DIV/0! | #DIV/0! | #DIV/0! | #DIV/0! | 0 | 0 | #N/A | #N/A | #N/A | #N/A | #N/A | #N/A | #N/A | 0 | 0 | 0 | #DIV/0!
[19 empty] | 0 | #DIV/0! | 0 | #DIV/0! | #DIV/0! | 0 | #DIV/0! | #DIV/0! | #DIV/0! | #DIV/0! | 0 | 0 | #N/A | #N/A | #N/A | #N/A | #N/A | #N/A | #N/A | 0 | 0 | 0 | #DIV/0!
[19 empty] | 0 | #DIV/0! | 0 | #DIV/0! | #DIV/0! | 0 | #DIV/0! | #DIV/0! | #DIV/0! | #DIV/0! | 0 | 0 | #N/A | #N/A | #N/A | #N/A | #N/A | #N/A | #N/A | 0 | 0 | 0 | #DIV/0!
[19 empty] | 0 | #DIV/0! | 0 | #DIV/0! | #DIV/0! | 0 | #DIV/0! | #DIV/0! | #DIV/0! | #DIV/0! | 0 | 0 | #N/A | #N/A | #N/A | #N/A | #N/A | #N/A | #N/A | 0 | 0 | 0 | #DIV/0!
[19 empty] | 0 | #DIV/0! | 0 | #DIV/0! | #DIV/0! | 0 | #DIV/0! | #DIV/0! | #DIV/0! | #DIV/0! | 0 | 0 | #N/A | #N/A | #N/A | #N/A | #N/A | #N/A | #N/A | 0 | 0 | 0 | #DIV/0!
[19 empty] | 0 | #DIV/0! | 0 | #DIV/0! | #DIV/0! | 0 | #DIV/0! | #DIV/0! | #DIV/0! | #DIV/0! | 0 | 0 | #N/A | #N/A | #N/A | #N/A | #N/A | #N/A | #N/A | 0 | 0 | 0 | #DIV/0!
[19 empty] | 0 | #DIV/0! | 0 | #DIV/0! | #DIV/0! | 0 | #DIV/0! | #DIV/0! | #DIV/0! | #DIV/0! | 0 | 0 | #N/A | #N/A | #N/A | #N/A | #N/A | #N/A | #N/A | 0 | 0 | 0 | #DIV/0!
[19 empty] | 0 | #DIV/0! | 0 | #DIV/0! | #DIV/0! | 0 | #DIV/0! | #DIV/0! | #DIV/0! | #DIV/0! | 0 | 0 | #N/A | #N/A | #N/A | #N/A | #N/A | #N/A | #N/A | 0 | 0 | 0 | #DIV/0!
[19 empty] | 0 | #DIV/0! | 0 | #DIV/0! | #DIV/0! | 0 | #DIV/0! | #DIV/0! | #DIV/0! | #DIV/0! | 0 | 0 | #N/A | #N/A | #N/A | #N/A | #N/A | #N/A | #N/A | 0 | 0 | 0 | #DIV/0!
[19 empty] | 0 | #DIV/0! | 0 | #DIV/0! | #DIV/0! | 0 | #DIV/0! | #DIV/0! | #DIV/0! | #DIV/0! | 0 | 0 | #N/A | #N/A | #N/A | #N/A | #N/A | #N/A | #N/A | 0 | 0 | 0 | #DIV/0!
[19 empty] | 0 | #DIV/0! | 0 | #DIV/0! | #DIV/0! | 0 | #DIV/0! | #DIV/0! | #DIV/0! | #DIV/0! | 0 | 0 | #N/A | #N/A | #N/A | #N/A | #N/A | #N/A | #N/A | 0 | 0 | 0 | #DIV/0!
[19 empty] | 0 | #DIV/0! | 0 | #DIV/0! | #DIV/0! | 0 | #DIV/0! | #DIV/0! | #DIV/0! | #DIV/0! | 0 | 0 | #N/A | #N/A | #N/A | #N/A | #N/A | #N/A | #N/A | 0 | 0 | 0 | #DIV/0!
[19 empty] | 0 | #DIV/0! | 0 | #DIV/0! | #DIV/0! | 0 | #DIV/0! | #DIV/0! | #DIV/0! | #DIV/0! | 0 | 0 | #N/A | #N/A | #N/A | #N/A | #N/A | #N/A | #N/A | 0 | 0 | 0 | #DIV/0!
[19 empty] | 0 | #DIV/0! | 0 | #DIV/0! | #DIV/0! | 0 | #DIV/0! | #DIV/0! | #DIV/0! | #DIV/0! | 0 | 0 | #N/A | #N/A | #N/A | #N/A | #N/A | #N/A | #N/A | 0 | 0 | 0 | #DIV/0!
[19 empty] | 0 | #DIV/0! | 0 | #DIV/0! | #DIV/0! | 0 | #DIV/0! | #DIV/0! | #DIV/0! | #DIV/0! | 0 | 0 | #N/A | #N/A | #N/A | #N/A | #N/A | #N/A | #N/A | 0 | 0 | 0 | #DIV/0!
[19 empty] | 0 | #DIV/0! | 0 | #DIV/0! | #DIV/0! | 0 | #DIV/0! | #DIV/0! | #DIV/0! | #DIV/0! | 0 | 0 | #N/A | #N/A | #N/A | #N/A | #N/A | #N/A | #N/A | 0 | 0 | 0 | #DIV/0!
[19 empty] | 0 | #DIV/0! | 0 | #DIV/0! | #DIV/0! | 0 | #DIV/0! | #DIV/0! | #DIV/0! | #DIV/0! | 0 | 0 | #N/A | #N/A | #N/A | #N/A | #N/A | #N/A | #N/A | 0 | 0 | 0 | #DIV/0!
[19 empty] | 0 | #DIV/0! | 0 | #DIV/0! | #DIV/0! | 0 | #DIV/0! | #DIV/0! | #DIV/0! | #DIV/0! | 0 | 0 | #N/A | #N/A | #N/A | #N/A | #N/A | #N/A | #N/A | 0 | 0 | 0 | #DIV/0!
[19 empty] | 0 | #DIV/0! | 0 | #DIV/0! | #DIV/0! | 0 | #DIV/0! | #DIV/0! | #DIV/0! | #DIV/0! | 0 | 0 | #N/A | #N/A | #N/A | #N/A | #N/A | #N/A | #N/A | 0 | 0 | 0 | #DIV/0!
[19 empty] | 0 | #DIV/0! | 0 | #DIV/0! | #DIV/0! | 0 | #DIV/0! | #DIV/0! | #DIV/0! | #DIV/0! | 0 | 0 | #N/A | #N/A | #N/A | #N/A | #N/A | #N/A | #N/A | 0 | 0 | 0 | #DIV/0!
[19 empty] | 0 | #DIV/0! | 0 | #DIV/0! | #DIV/0! | 0 | #DIV/0! | #DIV/0! | #DIV/0! | #DIV/0! | 0 | 0 | #N/A | #N/A | #N/A | #N/A | #N/A | #N/A | #N/A | 0 | 0 | 0 | #DIV/0!
[19 empty] | 0 | #DIV/0! | 0 | #DIV/0! | #DIV/0! | 0 | #DIV/0! | #DIV/0! | #DIV/0! | #DIV/0! | 0 | 0 | #N/A | #N/A | #N/A | #N/A | #N/A | #N/A | #N/A | 0 | 0 | 0 | #DIV/0!
[19 empty] | 0 | #DIV/0! | 0 | #DIV/0! | #DIV/0! | 0 | #DIV/0! | #DIV/0! | #DIV/0! | #DIV/0! | 0 | 0 | #N/A | #N/A | #N/A | #N/A | #N/A | #N/A | #N/A | 0 | 0 | 0 | #DIV/0!
[19 empty] | 0 | #DIV/0! | 0 | #DIV/0! | #DIV/0! | 0 | #DIV/0! | #DIV/0! | #DIV/0! | #DIV/0! | 0 | 0 | #N/A | #N/A | #N/A | #N/A | #N/A | #N/A | #N/A | 0 | 0 | 0 | #DIV/0!
[19 empty] | 0 | #DIV/0! | 0 | #DIV/0! | #DIV/0! | 0 | #DIV/0! | #DIV/0! | #DIV/0! | #DIV/0! | 0 | 0 | #N/A | #N/A | #N/A | #N/A | #N/A | #N/A | #N/A | 0 | 0 | 0 | #DIV/0!
[19 empty] | 0 | #DIV/0! | 0 | #DIV/0! | #DIV/0! | 0 | #DIV/0! | #DIV/0! | #DIV/0! | #DIV/0! | 0 | 0 | #N/A | #N/A | #N/A | #N/A | #N/A | #N/A | #N/A | 0 | 0 | 0 | #DIV/0!
[19 empty] | 0 | #DIV/0! | 0 | #DIV/0! | #DIV/0! | 0 | #DIV/0! | #DIV/0! | #DIV/0! | #DIV/0! | 0 | 0 | #N/A | #N/A | #N/A | #N/A | #N/A | #N/A | #N/A | 0 | 0 | 0 | #DIV/0!
[19 empty] | 0 | #DIV/0! | 0 | #DIV/0! | #DIV/0! | 0 | #DIV/0! | #DIV/0! | #DIV/0! | #DIV/0! | 0 | 0 | #N/A | #N/A | #N/A | #N/A | #N/A | #N/A | #N/A | 0 | 0 | 0 | #DIV/0!
[19 empty] | 0 | #DIV/0! | 0 | #DIV/0! | #DIV/0! | 0 | #DIV/0! | #DIV/0! | #DIV/0! | #DIV/0! | 0 | 0 | #N/A | #N/A | #N/A | #N/A | #N/A | #N/A | #N/A | 0 | 0 | 0 | #DIV/0!
[19 empty] | 0 | #DIV/0! | 0 | #DIV/0! | #DIV/0! | 0 | #DIV/0! | #DIV/0! | #DIV/0! | #DIV/0! | 0 | 0 | #N/A | #N/A | #N/A | #N/A | #N/A | #N/A | #N/A | 0 | 0 | 0 | #DIV/0!
[19 empty] | 0 | #DIV/0! | 0 | #DIV/0! | #DIV/0! | 0 | #DIV/0! | #DIV/0! | #DIV/0! | #DIV/0! | 0 | 0 | #N/A | #N/A | #N/A | #N/A | #N/A | #N/A | #N/A | 0 | 0 | 0 | #DIV/0!
[19 empty] | 0 | #DIV/0! | 0 | #DIV/0! | #DIV/0! | 0 | #DIV/0! | #DIV/0! | #DIV/0! | #DIV/0! | 0 | 0 | #N/A | #N/A | #N/A | #N/A | #N/A | #N/A | #N/A | 0 | 0 | 0 | #DIV/0!
Note on W3: Curtis, Kasey Calculates measure savings as a % of total program savings.
Note on X3: Curtis, Kasey: Uses % of measure savings as a proxy for % of program spending.

## SF New Construction {G}
Rtn to Summary |  | Order Number | Program Name | Discount Rate: | 6.97% | [9 empty] | Paste in incentives but use DBtC for Total
| Program: | 18230684 | Single Family New Construction {G}
| paste |  |  | paste | paste | paste | paste | paste | paste | paste | paste | paste | paste | Paste | paste | paste | paste | paste | Formula: G + H | Formula: (O/A10)*T | Formula: N - M | Formula: O/A10 | Formula: W*A8 | Formula: Q - P | Formula: X + DBtC | Formula: Q + X | Formula: Z/(1+GasDiscountRate)^1 | Formula: AA/(1+GasDiscountRate)^1 | Formula: -PV(ElecDiscount Rate,T,R)*J | Formula: -PV(ElecDiscount Rate, T, S)*J |  | AF*J*K |  | AH*J*L | AG + AI |  | AG +AI -AK | formula: Logic to lookup from AC tables and adjust by savings and quantity | Formula: Utility Savings (AM)*1.1+AD+AE | formula: AM/AB | formula: AN/AC
| Sch. No. | Order Number | Program Name | Measure Version | Measure Name | First Period Measure Life | Second period Measure Life | Gas End-Use Type | Number of units offered | Savings per Unit Period 1 | Savngs per Unit Period 2 | Incentives Per Unit | Incremental Measure Cost per Unit | Total First Year Savings | Total Incentive | Total Incremental Measure Cost | Unit First Year Non-Energy Benefits | Unit Annual Net Equipment O&M | Total Measure Life | Weighted Life | Agency or Customer Cost per Unit | Percent Unit overhead | Program Overhead Cost | Total Customer Cost | Total Utility Program Costs | Total Resource Cost | PV Total Utility Program Costs | PV Total Resource Costs | PV Total Non-Energy Benefits | PV Total Net Equipment O&M | Unit PV First period Savings for 1 therm | Total First Period Savings | Unit PV Savings for Second Period for 1 therm | Total Second period Savings | Unadjusted Total | Decrement | Final UC Total Savings | PV Total Savings UC | PV Total Savings TRC | UC B/C Ratio | TRC B/C Ratio
DBTC: | G215 | 18230684 | Single Family New Construction {G} | 12209-3 | SFNC: Built Green - 4 Star or Eqv - 20pc above WSEC - NGSH - NGWH - C | 27 |  | SF Space Heat | 7 | 133.1429 |  | 750 | 2215 | 932 | 5250 | 15966.02 | 8.63 | 0 | 27 | 24.5024 | 1465 | 90.75% | 16730.8338 | 10716.02 | 21722.0705 | 32696.8538 | 20306.6939 | 30566.3773 | 726.1738 | 0 | 17.4887 | 16299.4713 | 17.4887 | 0 | 16299.4713 | 0 | 16299.4713 | 16299.4713 | 18655.5922 | 0.80266 | 0.61033
5500 |  |  |  | 12210-3 | SFNC: Built Green - 5 Star or Eqv - 30pc above WSEC - NGSH - NGWH - C | 27 |  | SF Space Heat | 1 | 95 |  | 1000 | 3773 | 95 | 1000 | 3773 | 14.96 | 0 | 27 | 2.4976 | 2773 | 9.25% | 1705.3962 | 2773 | 2214.1595 | 5478.3962 | 2069.8883 | 5121.4323 | 179.8305 | 0 | 17.4887 | 1661.4268 | 17.4887 | 0 | 1661.4268 | 0 | 1661.4268 | 1661.4268 | 2007.4 | 0.80266 | 0.39196
Program Costs: | [18 empty] | 0 | 0 | 0 | 0% | 0 | 0 | 0 | 0 | 0 | 0 | 0 | 0 | #N/A | #N/A | #N/A | #N/A | #N/A | #N/A | #N/A | 0 | 0 | 0 | #DIV/0!
18436.23 | [18 empty] | 0 | 0 | 0 | 0% | 0 | 0 | 0 | 0 | 0 | 0 | 0 | 0 | #N/A | #N/A | #N/A | #N/A | #N/A | #N/A | #N/A | 0 | 0 | 0 | #DIV/0!
Total Savings (therm): | [18 empty] | 0 | 0 | 0 | 0% | 0 | 0 | 0 | 0 | 0 | 0 | 0 | 0 | #N/A | #N/A | #N/A | #N/A | #N/A | #N/A | #N/A | 0 | 0 | 0 | #DIV/0!
1027 | [18 empty] | 0 | 0 | 0 | 0% | 0 | 0 | 0 | 0 | 0 | 0 | 0 | 0 | #N/A | #N/A | #N/A | #N/A | #N/A | #N/A | #N/A | 0 | 0 | 0 | #DIV/0!
Total Incentives: | [18 empty] | 0 | 0 | 0 | 0% | 0 | 0 | 0 | 0 | 0 | 0 | 0 | 0 | #N/A | #N/A | #N/A | #N/A | #N/A | #N/A | #N/A | 0 | 0 | 0 | #DIV/0!
6250 | [18 empty] | 0 | 0 | 0 | 0% | 0 | 0 | 0 | 0 | 0 | 0 | 0 | 0 | #N/A | #N/A | #N/A | #N/A | #N/A | #N/A | #N/A | 0 | 0 | 0 | #DIV/0!
Total Customer Costs: | [18 empty] | 0 | 0 | 0 | 0% | 0 | 0 | 0 | 0 | 0 | 0 | 0 | 0 | #N/A | #N/A | #N/A | #N/A | #N/A | #N/A | #N/A | 0 | 0 | 0 | #DIV/0!
13489.02 | [18 empty] | 0 | 0 | 0 | 0% | 0 | 0 | 0 | 0 | 0 | 0 | 0 | 0 | #N/A | #N/A | #N/A | #N/A | #N/A | #N/A | #N/A | 0 | 0 | 0 | #DIV/0!
Weighted Avg Life | [18 empty] | 0 | 0 | 0 | 0% | 0 | 0 | 0 | 0 | 0 | 0 | 0 | 0 | #N/A | #N/A | #N/A | #N/A | #N/A | #N/A | #N/A | 0 | 0 | 0 | #DIV/0!
27 | [18 empty] | 0 | 0 | 0 | 0% | 0 | 0 | 0 | 0 | 0 | 0 | 0 | 0 | #N/A | #N/A | #N/A | #N/A | #N/A | #N/A | #N/A | 0 | 0 | 0 | #DIV/0!
Total Utility Cost | [18 empty] | 0 | 0 | 0 | 0% | 0 | 0 | 0 | 0 | 0 | 0 | 0 | 0 | #N/A | #N/A | #N/A | #N/A | #N/A | #N/A | #N/A | 0 | 0 | 0 | #DIV/0!
23936.23 | [18 empty] | 0 | 0 | 0 | 0% | 0 | 0 | 0 | 0 | 0 | 0 | 0 | 0 | #N/A | #N/A | #N/A | #N/A | #N/A | #N/A | #N/A | 0 | 0 | 0 | #DIV/0!
Total Resource Cost | [18 empty] | 0 | 0 | 0 | 0% | 0 | 0 | 0 | 0 | 0 | 0 | 0 | 0 | #N/A | #N/A | #N/A | #N/A | #N/A | #N/A | #N/A | 0 | 0 | 0 | #DIV/0!
38175.25 | [18 empty] | 0 | 0 | 0 | 0% | 0 | 0 | 0 | 0 | 0 | 0 | 0 | 0 | #N/A | #N/A | #N/A | #N/A | #N/A | #N/A | #N/A | 0 | 0 | 0 | #DIV/0!
UC B/C Ratio | [18 empty] | 0 | 0 | 0 | 0% | 0 | 0 | 0 | 0 | 0 | 0 | 0 | 0 | #N/A | #N/A | #N/A | #N/A | #N/A | #N/A | #N/A | 0 | 0 | 0 | #DIV/0!
0.80266 | [18 empty] | 0 | 0 | 0 | 0% | 0 | 0 | 0 | 0 | 0 | 0 | 0 | 0 | #N/A | #N/A | #N/A | #N/A | #N/A | #N/A | #N/A | 0 | 0 | 0 | #DIV/0!
TRC B/C Ratio | [18 empty] | 0 | 0 | 0 | 0% | 0 | 0 | 0 | 0 | 0 | 0 | 0 | 0 | #N/A | #N/A | #N/A | #N/A | #N/A | #N/A | #N/A | 0 | 0 | 0 | #DIV/0!
0.57899 | [18 empty] | 0 | 0 | 0 | 0% | 0 | 0 | 0 | 0 | 0 | 0 | 0 | 0 | #N/A | #N/A | #N/A | #N/A | #N/A | #N/A | #N/A | 0 | 0 | 0 | #DIV/0!
Note on W3: Curtis, Kasey Calculates measure savings as a % of total program savings.
Note on X3: Curtis, Kasey: Uses % of measure savings as a proxy for % of program spending.

## MH New Construction {G}
Rtn to Summary |  | Order Number | Program Name | Discount Rate: | 6.97% | [9 empty] | Paste in incentives but use DBtC for Total
| Program: | 18230752 | Manufactured Home New Construction {G}
| paste |  |  | paste | paste | paste | paste | paste | paste | paste | paste | paste | paste | Paste | paste | paste | paste | paste | Formula: G + H | Formula: (O/A10)*T | Formula: N - M | Formula: O/A10 | Formula: W*A8 | Formula: Q - P | Formula: X + DBtC | Formula: Q + X | Formula: Z/(1+GasDiscountRate)^1 | Formula: AA/(1+GasDiscountRate)^1 | Formula: -PV(ElecDiscount Rate,T,R)*J | Formula: -PV(ElecDiscount Rate, T, S)*J |  | AF*J*K |  | AH*J*L | AG + AI |  | AG +AI -AK | formula: Logic to lookup from AC tables and adjust by savings and quantity | Formula: Utility Savings (AM)*1.1+AD+AE | formula: AM/AB | formula: AN/AC
| Sch. No. | Order Number | Program Name | Measure Version | Measure Name | First Period Measure Life | Second period Measure Life | Gas End-Use Type | Number of units offered | Savings per Unit Period 1 | Savngs per Unit Period 2 | Incentives Per Unit | Incremental Measure Cost per Unit | Total First Year Savings | Total Incentive | Total Incremental Measure Cost | Unit First Year Non-Energy Benefits | Unit Annual Net Equipment O&M | Total Measure Life | Weighted Life | Agency or Customer Cost per Unit | Percent Unit overhead | Program Overhead Cost | Total Customer Cost | Total Utility Program Costs | Total Resource Cost | PV Total Utility Program Costs | PV Total Resource Costs | PV Total Non-Energy Benefits | PV Total Net Equipment O&M | Unit PV First period Savings for 1 therm | Total First Period Savings | Unit PV Savings for Second Period for 1 therm | Total Second period Savings | Unadjusted Total | Decrement | Final UC Total Savings | PV Total Savings UC | PV Total Savings TRC | UC B/C Ratio | TRC B/C Ratio
DBTC: | G215 | 18230752 | Manufactured Home New Construction {G} | [15 empty] | 0 | #DIV/0! | 0 | #DIV/0! | #DIV/0! | 0 | #DIV/0! | #DIV/0! | #DIV/0! | #DIV/0! | 0 | 0 | #N/A | #N/A | #N/A | #N/A | #N/A | #N/A | #N/A | 0 | 0 | 0 | #DIV/0!
0 | [18 empty] | 0 | #DIV/0! | 0 | #DIV/0! | #DIV/0! | 0 | #DIV/0! | #DIV/0! | #DIV/0! | #DIV/0! | 0 | 0 | #N/A | #N/A | #N/A | #N/A | #N/A | #N/A | #N/A | 0 | 0 | 0 | #DIV/0!
Program Costs: | [18 empty] | 0 | #DIV/0! | 0 | #DIV/0! | #DIV/0! | 0 | #DIV/0! | #DIV/0! | #DIV/0! | #DIV/0! | 0 | 0 | #N/A | #N/A | #N/A | #N/A | #N/A | #N/A | #N/A | 0 | 0 | 0 | #DIV/0!
0 | [18 empty] | 0 | #DIV/0! | 0 | #DIV/0! | #DIV/0! | 0 | #DIV/0! | #DIV/0! | #DIV/0! | #DIV/0! | 0 | 0 | #N/A | #N/A | #N/A | #N/A | #N/A | #N/A | #N/A | 0 | 0 | 0 | #DIV/0!
Total Savings (therm): | [18 empty] | 0 | #DIV/0! | 0 | #DIV/0! | #DIV/0! | 0 | #DIV/0! | #DIV/0! | #DIV/0! | #DIV/0! | 0 | 0 | #N/A | #N/A | #N/A | #N/A | #N/A | #N/A | #N/A | 0 | 0 | 0 | #DIV/0!
0 | [18 empty] | 0 | #DIV/0! | 0 | #DIV/0! | #DIV/0! | 0 | #DIV/0! | #DIV/0! | #DIV/0! | #DIV/0! | 0 | 0 | #N/A | #N/A | #N/A | #N/A | #N/A | #N/A | #N/A | 0 | 0 | 0 | #DIV/0!
Total Incentives: | [18 empty] | 0 | #DIV/0! | 0 | #DIV/0! | #DIV/0! | 0 | #DIV/0! | #DIV/0! | #DIV/0! | #DIV/0! | 0 | 0 | #N/A | #N/A | #N/A | #N/A | #N/A | #N/A | #N/A | 0 | 0 | 0 | #DIV/0!
0 | [18 empty] | 0 | #DIV/0! | 0 | #DIV/0! | #DIV/0! | 0 | #DIV/0! | #DIV/0! | #DIV/0! | #DIV/0! | 0 | 0 | #N/A | #N/A | #N/A | #N/A | #N/A | #N/A | #N/A | 0 | 0 | 0 | #DIV/0!
Total Customer Costs: | [18 empty] | 0 | #DIV/0! | 0 | #DIV/0! | #DIV/0! | 0 | #DIV/0! | #DIV/0! | #DIV/0! | #DIV/0! | 0 | 0 | #N/A | #N/A | #N/A | #N/A | #N/A | #N/A | #N/A | 0 | 0 | 0 | #DIV/0!
0 | [18 empty] | 0 | #DIV/0! | 0 | #DIV/0! | #DIV/0! | 0 | #DIV/0! | #DIV/0! | #DIV/0! | #DIV/0! | 0 | 0 | #N/A | #N/A | #N/A | #N/A | #N/A | #N/A | #N/A | 0 | 0 | 0 | #DIV/0!
Weighted Avg Life | [18 empty] | 0 | #DIV/0! | 0 | #DIV/0! | #DIV/0! | 0 | #DIV/0! | #DIV/0! | #DIV/0! | #DIV/0! | 0 | 0 | #N/A | #N/A | #N/A | #N/A | #N/A | #N/A | #N/A | 0 | 0 | 0 | #DIV/0!
#DIV/0! | [18 empty] | 0 | #DIV/0! | 0 | #DIV/0! | #DIV/0! | 0 | #DIV/0! | #DIV/0! | #DIV/0! | #DIV/0! | 0 | 0 | #N/A | #N/A | #N/A | #N/A | #N/A | #N/A | #N/A | 0 | 0 | 0 | #DIV/0!
Total Utility Cost | [18 empty] | 0 | #DIV/0! | 0 | #DIV/0! | #DIV/0! | 0 | #DIV/0! | #DIV/0! | #DIV/0! | #DIV/0! | 0 | 0 | #N/A | #N/A | #N/A | #N/A | #N/A | #N/A | #N/A | 0 | 0 | 0 | #DIV/0!
0 | [18 empty] | 0 | #DIV/0! | 0 | #DIV/0! | #DIV/0! | 0 | #DIV/0! | #DIV/0! | #DIV/0! | #DIV/0! | 0 | 0 | #N/A | #N/A | #N/A | #N/A | #N/A | #N/A | #N/A | 0 | 0 | 0 | #DIV/0!
Total Resource Cost | [18 empty] | 0 | #DIV/0! | 0 | #DIV/0! | #DIV/0! | 0 | #DIV/0! | #DIV/0! | #DIV/0! | #DIV/0! | 0 | 0 | #N/A | #N/A | #N/A | #N/A | #N/A | #N/A | #N/A | 0 | 0 | 0 | #DIV/0!
0 | [18 empty] | 0 | #DIV/0! | 0 | #DIV/0! | #DIV/0! | 0 | #DIV/0! | #DIV/0! | #DIV/0! | #DIV/0! | 0 | 0 | #N/A | #N/A | #N/A | #N/A | #N/A | #N/A | #N/A | 0 | 0 | 0 | #DIV/0!
UC B/C Ratio | [18 empty] | 0 | #DIV/0! | 0 | #DIV/0! | #DIV/0! | 0 | #DIV/0! | #DIV/0! | #DIV/0! | #DIV/0! | 0 | 0 | #N/A | #N/A | #N/A | #N/A | #N/A | #N/A | #N/A | 0 | 0 | 0 | #DIV/0!
#DIV/0! | [18 empty] | 0 | #DIV/0! | 0 | #DIV/0! | #DIV/0! | 0 | #DIV/0! | #DIV/0! | #DIV/0! | #DIV/0! | 0 | 0 | #N/A | #N/A | #N/A | #N/A | #N/A | #N/A | #N/A | 0 | 0 | 0 | #DIV/0!
TRC B/C Ratio | [18 empty] | 0 | #DIV/0! | 0 | #DIV/0! | #DIV/0! | 0 | #DIV/0! | #DIV/0! | #DIV/0! | #DIV/0! | 0 | 0 | #N/A | #N/A | #N/A | #N/A | #N/A | #N/A | #N/A | 0 | 0 | 0 | #DIV/0!
#DIV/0! | [18 empty] | 0 | #DIV/0! | 0 | #DIV/0! | #DIV/0! | 0 | #DIV/0! | #DIV/0! | #DIV/0! | #DIV/0! | 0 | 0 | #N/A | #N/A | #N/A | #N/A | #N/A | #N/A | #N/A | 0 | 0 | 0 | #DIV/0!
Note on W3: Curtis, Kasey Calculates measure savings as a % of total program savings.
Note on X3: Curtis, Kasey: Uses % of measure savings as a proxy for % of program spending.

## Multi Family Retrofit {G}
Rtn to Summary |  | Order Number | Program Name | Discount Rate: | 6.97% | [9 empty] | Paste in incentives but use DBtC for Total
| Program: | 18230736 | Multi Family Retrofit {G}
| paste |  |  | paste | paste | paste | paste | paste | paste | paste | paste | paste | paste | Paste | paste | paste | paste | paste | Formula: G + H | Formula: (O/A10)*T | Formula: N - M | Formula: O/A10 | Formula: W*A8 | Formula: Q - P | Formula: X + DBtC | Formula: Q + X | Formula: Z/(1+GasDiscountRate)^1 | Formula: AA/(1+GasDiscountRate)^1 | Formula: -PV(ElecDiscount Rate,T,R)*J | Formula: -PV(ElecDiscount Rate, T, S)*J |  | AF*J*K |  | AH*J*L | AG + AI |  | AG +AI -AK | formula: Logic to lookup from AC tables and adjust by savings and quantity | Formula: Utility Savings (AM)*1.1+AD+AE | formula: AM/AB | formula: AN/AC
| Sch. No. | Order Number | Program Name | Measure Version | Measure Name | First Period Measure Life | Second period Measure Life | Gas End-Use Type | Number of units offered | Savings per Unit Period 1 | Savngs per Unit Period 2 | Incentives Per Unit | Incremental Measure Cost per Unit | Total First Year Savings | Total Incentive | Total Incremental Measure Cost | Unit First Year Non-Energy Benefits | Unit Annual Net Equipment O&M | Total Measure Life | Weighted Life | Agency or Customer Cost per Unit | Percent Unit overhead | Program Overhead Cost | Total Customer Cost | Total Utility Program Costs | Total Resource Cost | PV Total Utility Program Costs | PV Total Resource Costs | PV Total Non-Energy Benefits | PV Total Net Equipment O&M | Unit PV First period Savings for 1 therm | Total First Period Savings | Unit PV Savings for Second Period for 1 therm | Total Second period Savings | Unadjusted Total | Decrement | Final UC Total Savings | PV Total Savings UC | PV Total Savings TRC | UC B/C Ratio | TRC B/C Ratio
DBTC: | G217 | 18230736 | Multi Family Retrofit {G} | 11304-3 | MFRFT: Boiler - Replacement - Domestic Water Heating | 15 |  | Comm Water Heat | 1 | 1748 |  | 5 | 7.14 | 1748 | 8740 | 55000 | 0 | 0 | 15 | 0.75979 | 2.14 | 5.065% | 5271.6522 | 46260 | 17841.5293 | 60271.6522 | 16679.0028 | 56344.4444 | 0 | 0 | 10.1439 | 17731.5148 | 10.1439 | 0 | 17731.5148 | 0 | 17731.5148 | 17731.5148 | 19504.6663 | 1.0631 | 0.34617
248159 | G217 | 18230736 | Multi Family Retrofit {G} | 11306-3 | MFRFT: Boiler - Replacement - Space Heating | 24 |  | Comm Space Heat | 1 | 3354 |  | 5 | 7.14 | 3354 | 16770 | 71074 | 0 | 0 | 24 | 2.3326 | 2.14 | 9.719% | 10115.0581 | 54304 | 34233.6895 | 81189.0581 | 32003.0751 | 75898.9045 | 0 | 0 | 16.7857 | 56299.2315 | 16.7857 | 0 | 56299.2315 | 0 | 56299.2315 | 56299.2315 | 61929.1547 | 1.7592 | 0.81594
Program Costs: | G217 | 18230736 | Multi Family Retrofit {G} | 12529-2 | Clothes Washer - Energy Star - Any WH - Any Dryer - Res - EO | 14 |  | Res Water Heat | 1 | 0 |  | 0 | 0 | 0 | 0 | 0 | 17.06 | 0 | 14 | 0 | 0 | 0% | 0 | 0 | 0 | 0 | 0 | 0 | 149.4665 | 0 | 9.6059 | 0 | 9.6059 | 0 | 0 | 0 | 0 | 0 | 149.4665 | 0 | #DIV/0!
104074.84 | G217 | 18230736 | Multi Family Retrofit {G} | 12651-2 | Windows - Double Pane - U30 - from SP U120 - GH - MF | 45 |  | SF Space Heat | 24540 | 1.15 |  | 7 | 23.3 | 28221 | 217014 | 571782 | 0 | 0 | 45 | 36.7997 | 16.3 | 81.78% | 85109.4378 | 354768 | 288046.795 | 656891.4378 | 269278.1107 | 614089.4062 | 0 | 0 | 27.4442 | 774503.6958 | 27.4442 | 0 | 774503.6958 | 0 | 774503.6958 | 774503.6958 | 851954.0654 | 2.8762 | 1.3873
Total Savings (therm): | G217 | 18230736 | Multi Family Retrofit {G} | 12660-1 | Integrated Heating System - Space and Water - GH - Res | 18 |  | SF Space Heat | 2 | 184 |  | 800 | 987 | 368 | 1600 | 1974 | 0 | 0 | 18 | 0.19195 | 187 | 1.066% | 1109.8215 | 374 | 3756.1114 | 3083.8215 | 3511.369 | 2882.8845 | 0 | 0 | 12.5988 | 4636.3467 | 12.5988 | 0 | 4636.3467 | 0 | 4636.3467 | 4636.3467 | 5099.9814 | 1.3204 | 1.7691
34509.64 | G217 | 18230736 | Multi Family Retrofit {G} | 12660-2 | Integrated Heating System - Space and Water - GH - Res | 20 |  | SF Space Heat | 1 | 184 |  | 800 | 987 | 184 | 800 | 987 | 0 | 0 | 20 | 0.10664 | 187 | 0.5332% | 554.9108 | 187 | 1878.0557 | 1541.9108 | 1755.6845 | 1441.4422 | 0 | 0 | 13.7655 | 2532.8484 | 13.7655 | 0 | 2532.8484 | 0 | 2532.8484 | 2532.8484 | 2786.1332 | 1.4427 | 1.9329
Total Incentives: | G217 | 18230736 | Multi Family Retrofit {G} | 12669-1 | Furnace - 95pc - GH - Res | 20 |  | SF Space Heat | 2 | 110 |  | 350 | 603 | 220 | 700 | 1206 | 0 | 0 | 20 | 0.1275 | 253 | 0.6375% | 663.4803 | 506 | 2245.5014 | 1869.4803 | 2099.188 | 1747.6678 | 0 | 0 | 13.7655 | 3028.4056 | 13.7655 | 0 | 3028.4056 | 0 | 3028.4056 | 3028.4056 | 3331.2462 | 1.4427 | 1.9061
248159 | G217 | 18230736 | Multi Family Retrofit {G} | 12686-2 | Water Heater - Tankless - Energy Star - 0.9 EF - GH - Res | 20 |  | Res Water Heat | 2 | 42 |  | 250 | 925.6 | 84 | 500 | 1851.2 | 15.03 | 0 | 20 | 0.048682 | 675.6 | 0.2434% | 253.3288 | 1351.2 | 857.3733 | 2104.5288 | 801.5081 | 1967.401 | 319.2 | 0 | 13.1146 | 1101.6241 | 13.1146 | 0 | 1101.6241 | 0 | 1101.6241 | 1101.6241 | 1530.9865 | 1.3744 | 0.77818
Total Customer Costs: | G217 | 18230736 | Multi Family Retrofit {G} | 12906-2 | Windows - Double Pane - from U60 to U30 - GH - MF | 45 |  | SF Space Heat | 332 | 0.62 |  | 5 | 23.3 | 205.84 | 2035 | 7735.6 | 0 | 0 | 45 | 0.26841 | 18.3 | 0.5965% | 620.7763 | 5700.6 | 2100.9728 | 8356.3763 | 1964.0766 | 7811.8877 | 0 | 0 | 27.4442 | 5649.1209 | 27.4442 | 0 | 5649.1209 | 0 | 5649.1209 | 5649.1209 | 6214.033 | 2.8762 | 0.79546
463450.8 | G217 | 18230736 | Multi Family Retrofit {G} | 12962-1 | Clothes Washer - Top Load - Energy Star - Any WH - Any Dryer - Res - C | 14 |  | Res Water Heat | 156 | 0.8 |  | 0 | 0 | 124.8 | 0 | 0 | 7.49 | 0 | 14 | 0.050629 | 0 | 0.3616% | 376.3743 | 0 | 1273.8117 | 376.3743 | 1190.8121 | 351.8503 | 10236.964 | 0 | 9.6059 | 1198.8198 | 9.6059 | 0 | 1198.8198 | 0 | 1198.8198 | 1198.8198 | 11555.6658 | 1.0067 | 32.8426
Weighted Avg Life | G217 | 18230736 | Multi Family Retrofit {G} | 12995-1 | Clothes Washer - Front Load - Energy Star - Any WH - Any Dryer - Res - EO | 14 |  | Res Water Heat | 5 | 0 |  | 0 | 0 | 0 | 0 | 0 | 17.06 | 0 | 14 | 0 | 0 | 0% | 0 | 0 | 0 | 0 | 0 | 0 | 747.3324 | 0 | 9.6059 | 0 | 9.6059 | 0 | 0 | 0 | 0 | 0 | 747.3324 | 0 | #DIV/0!
40.6859 | [18 empty] | 0 | 0 | 0 | 0% | 0 | 0 | 0 | 0 | 0 | 0 | 0 | 0 | #N/A | #N/A | #N/A | #N/A | #N/A | #N/A | #N/A | 0 | 0 | 0 | #DIV/0!
Total Utility Cost | [18 empty] | 0 | 0 | 0 | 0% | 0 | 0 | 0 | 0 | 0 | 0 | 0 | 0 | #N/A | #N/A | #N/A | #N/A | #N/A | #N/A | #N/A | 0 | 0 | 0 | #DIV/0!
352233.84 | [18 empty] | 0 | 0 | 0 | 0% | 0 | 0 | 0 | 0 | 0 | 0 | 0 | 0 | #N/A | #N/A | #N/A | #N/A | #N/A | #N/A | #N/A | 0 | 0 | 0 | #DIV/0!
Total Resource Cost | [18 empty] | 0 | 0 | 0 | 0% | 0 | 0 | 0 | 0 | 0 | 0 | 0 | 0 | #N/A | #N/A | #N/A | #N/A | #N/A | #N/A | #N/A | 0 | 0 | 0 | #DIV/0!
815684.64 | [18 empty] | 0 | 0 | 0 | 0% | 0 | 0 | 0 | 0 | 0 | 0 | 0 | 0 | #N/A | #N/A | #N/A | #N/A | #N/A | #N/A | #N/A | 0 | 0 | 0 | #DIV/0!
UC B/C Ratio | [18 empty] | 0 | 0 | 0 | 0% | 0 | 0 | 0 | 0 | 0 | 0 | 0 | 0 | #N/A | #N/A | #N/A | #N/A | #N/A | #N/A | #N/A | 0 | 0 | 0 | #DIV/0!
2.632 | [18 empty] | 0 | 0 | 0 | 0% | 0 | 0 | 0 | 0 | 0 | 0 | 0 | 0 | #N/A | #N/A | #N/A | #N/A | #N/A | #N/A | #N/A | 0 | 0 | 0 | #DIV/0!
TRC B/C Ratio | [18 empty] | 0 | 0 | 0 | 0% | 0 | 0 | 0 | 0 | 0 | 0 | 0 | 0 | #N/A | #N/A | #N/A | #N/A | #N/A | #N/A | #N/A | 0 | 0 | 0 | #DIV/0!
1.2653 | [18 empty] | 0 | 0 | 0 | 0% | 0 | 0 | 0 | 0 | 0 | 0 | 0 | 0 | #N/A | #N/A | #N/A | #N/A | #N/A | #N/A | #N/A | 0 | 0 | 0 | #DIV/0!
Note on W3: Curtis, Kasey Calculates measure savings as a % of total program savings.
Note on X3: Curtis, Kasey: Uses % of measure savings as a proxy for % of program spending.

## MF New Construction {G}
Rtn to Summary |  | Order Number | Program Name | Discount Rate: | 6.97% | [9 empty] | Paste in incentives but use DBtC for Total
| Program: | 18230673 | Multi Family New Construction {G}
| paste |  |  | paste | paste | paste | paste | paste | paste | paste | paste | paste | paste | Paste | paste | paste | paste | paste | Formula: G + H | Formula: (O/A10)*T | Formula: N - M | Formula: O/A10 | Formula: W*A8 | Formula: Q - P | Formula: X + DBtC | Formula: Q + X | Formula: Z/(1+GasDiscountRate)^1 | Formula: AA/(1+GasDiscountRate)^1 | Formula: -PV(ElecDiscount Rate,T,R)*J | Formula: -PV(ElecDiscount Rate, T, S)*J |  | AF*J*K |  | AH*J*L | AG + AI |  | AG +AI -AK | formula: Logic to lookup from AC tables and adjust by savings and quantity | Formula: Utility Savings (AM)*1.1+AD+AE | formula: AM/AB | formula: AN/AC
| Sch. No. | Order Number | Program Name | Measure Version | Measure Name | First Period Measure Life | Second period Measure Life | Gas End-Use Type | Number of units offered | Savings per Unit Period 1 | Savngs per Unit Period 2 | Incentives Per Unit | Incremental Measure Cost per Unit | Total First Year Savings | Total Incentive | Total Incremental Measure Cost | Unit First Year Non-Energy Benefits | Unit Annual Net Equipment O&M | Total Measure Life | Weighted Life | Agency or Customer Cost per Unit | Percent Unit overhead | Program Overhead Cost | Total Customer Cost | Total Utility Program Costs | Total Resource Cost | PV Total Utility Program Costs | PV Total Resource Costs | PV Total Non-Energy Benefits | PV Total Net Equipment O&M | Unit PV First period Savings for 1 therm | Total First Period Savings | Unit PV Savings for Second Period for 1 therm | Total Second period Savings | Unadjusted Total | Decrement | Final UC Total Savings | PV Total Savings UC | PV Total Savings TRC | UC B/C Ratio | TRC B/C Ratio
DBTC: | G218 | 18230673 | Multi Family New Construction {G} | 10055-1 | Whole Building Design - Custom | 15 |  | Comm Flat | 1 | 3322 |  | 13286 | 13286 | 3322 | 13286 | 13286 |  |  | 15 | 3.1707 | 0 | 21.14% | 27574.3333 | 0 | 41990.8093 | 40860.3333 | 39254.753 | 38197.9371 | 0 | 0 | 9.646 | 32044.0585 | 9.646 | 0 | 32044.0585 | 0 | 32044.0585 | 32044.0585 | 35248.4643 | 0.81631 | 0.92278
68202.69 | G218 | 18230673 | Multi Family New Construction {G} | 10055-1 | Whole Building Design - Custom | 15 |  | Comm Flat | 1 | 3809 |  | 10352 | 10352 | 3809 | 10352 | 10352 |  |  | 15 | 3.6355 | 0 | 24.24% | 31616.6874 | 0 | 48146.5962 | 41968.6874 | 45009.4383 | 39234.0725 | 0 | 0 | 9.646 | 36741.6673 | 9.646 | 0 | 36741.6673 | 0 | 36741.6673 | 36741.6673 | 40415.834 | 0.81631 | 1.0301
Program Costs: | G218 | 18230673 | Multi Family New Construction {G} | 10055-1 | Whole Building Design - Custom | 15 |  | Comm Flat | 1 | 580 |  | 2320.69 | 2320.69 | 580 | 2320.69 | 2320.69 |  |  | 15 | 0.55358 | 0 | 3.691% | 4814.3026 | 0 | 7331.3273 | 7134.9926 | 6853.6294 | 6670.0875 | 0 | 0 | 9.646 | 5594.6881 | 9.646 | 0 | 5594.6881 | 0 | 5594.6881 | 5594.6881 | 6154.1569 | 0.81631 | 0.92265
130451 | G218 | 18230673 | Multi Family New Construction {G} | 10055-1 | Whole Building Design - Custom | 15 |  | Comm Flat | 1 | 8005 |  | 42244 | 42244 | 8005 | 42244 | 42244 |  |  | 15 | 7.6403 | 0 | 50.94% | 66445.6767 | 0 | 101184.9573 | 108689.6767 | 94591.9017 | 101607.6252 | 0 | 0 | 9.646 | 77216.342 | 9.646 | 0 | 77216.342 | 0 | 77216.342 | 77216.342 | 84937.9762 | 0.81631 | 0.83594
Total Savings (therm): | [18 empty] | 0 | 0 | 0 | 0% | 0 | 0 | 0 | 0 | 0 | 0 | 0 | 0 | #N/A | #N/A | #N/A | #N/A | #N/A | #N/A | #N/A | 0 | 0 | 0 | #DIV/0!
15716 | [18 empty] | 0 | 0 | 0 | 0% | 0 | 0 | 0 | 0 | 0 | 0 | 0 | 0 | #N/A | #N/A | #N/A | #N/A | #N/A | #N/A | #N/A | 0 | 0 | 0 | #DIV/0!
Total Incentives: | [18 empty] | 0 | 0 | 0 | 0% | 0 | 0 | 0 | 0 | 0 | 0 | 0 | 0 | #N/A | #N/A | #N/A | #N/A | #N/A | #N/A | #N/A | 0 | 0 | 0 | #DIV/0!
68202.69 | [18 empty] | 0 | 0 | 0 | 0% | 0 | 0 | 0 | 0 | 0 | 0 | 0 | 0 | #N/A | #N/A | #N/A | #N/A | #N/A | #N/A | #N/A | 0 | 0 | 0 | #DIV/0!
Total Customer Costs: | [18 empty] | 0 | 0 | 0 | 0% | 0 | 0 | 0 | 0 | 0 | 0 | 0 | 0 | #N/A | #N/A | #N/A | #N/A | #N/A | #N/A | #N/A | 0 | 0 | 0 | #DIV/0!
0 | [18 empty] | 0 | 0 | 0 | 0% | 0 | 0 | 0 | 0 | 0 | 0 | 0 | 0 | #N/A | #N/A | #N/A | #N/A | #N/A | #N/A | #N/A | 0 | 0 | 0 | #DIV/0!
Weighted Avg Life | [18 empty] | 0 | 0 | 0 | 0% | 0 | 0 | 0 | 0 | 0 | 0 | 0 | 0 | #N/A | #N/A | #N/A | #N/A | #N/A | #N/A | #N/A | 0 | 0 | 0 | #DIV/0!
15 | [18 empty] | 0 | 0 | 0 | 0% | 0 | 0 | 0 | 0 | 0 | 0 | 0 | 0 | #N/A | #N/A | #N/A | #N/A | #N/A | #N/A | #N/A | 0 | 0 | 0 | #DIV/0!
Total Utility Cost | [18 empty] | 0 | 0 | 0 | 0% | 0 | 0 | 0 | 0 | 0 | 0 | 0 | 0 | #N/A | #N/A | #N/A | #N/A | #N/A | #N/A | #N/A | 0 | 0 | 0 | #DIV/0!
198653.69 | [18 empty] | 0 | 0 | 0 | 0% | 0 | 0 | 0 | 0 | 0 | 0 | 0 | 0 | #N/A | #N/A | #N/A | #N/A | #N/A | #N/A | #N/A | 0 | 0 | 0 | #DIV/0!
Total Resource Cost | [18 empty] | 0 | 0 | 0 | 0% | 0 | 0 | 0 | 0 | 0 | 0 | 0 | 0 | #N/A | #N/A | #N/A | #N/A | #N/A | #N/A | #N/A | 0 | 0 | 0 | #DIV/0!
198653.69 | [18 empty] | 0 | 0 | 0 | 0% | 0 | 0 | 0 | 0 | 0 | 0 | 0 | 0 | #N/A | #N/A | #N/A | #N/A | #N/A | #N/A | #N/A | 0 | 0 | 0 | #DIV/0!
UC B/C Ratio | [18 empty] | 0 | 0 | 0 | 0% | 0 | 0 | 0 | 0 | 0 | 0 | 0 | 0 | #N/A | #N/A | #N/A | #N/A | #N/A | #N/A | #N/A | 0 | 0 | 0 | #DIV/0!
0.81631 | [18 empty] | 0 | 0 | 0 | 0% | 0 | 0 | 0 | 0 | 0 | 0 | 0 | 0 | #N/A | #N/A | #N/A | #N/A | #N/A | #N/A | #N/A | 0 | 0 | 0 | #DIV/0!
TRC B/C Ratio | [18 empty] | 0 | 0 | 0 | 0% | 0 | 0 | 0 | 0 | 0 | 0 | 0 | 0 | #N/A | #N/A | #N/A | #N/A | #N/A | #N/A | #N/A | 0 | 0 | 0 | #DIV/0!
0.89794 | [18 empty] | 0 | 0 | 0 | 0% | 0 | 0 | 0 | 0 | 0 | 0 | 0 | 0 | #N/A | #N/A | #N/A | #N/A | #N/A | #N/A | #N/A | 0 | 0 | 0 | #DIV/0!
Note on W3: Curtis, Kasey Calculates measure savings as a % of total program savings.
Note on X3: Curtis, Kasey: Uses % of measure savings as a proxy for % of program spending.

## CI Retrofit {G}
Rtn to Summary |  | Order Number | Program Name | Discount Rate: | 6.97% | [9 empty] | Paste in incentives but use DBtC for Total
| Program: | 18230731 | Commercial Industrial Retrofit {G}
| paste |  |  | paste | paste | paste | paste | paste | paste | paste | paste | paste | paste | Paste | paste | paste | paste | paste | Formula: G + H | Formula: (O/A10)*T | Formula: N - M | Formula: O/A10 | Formula: W*A8 | Formula: Q - P | Formula: X + DBtC | Formula: Q + X | Formula: Z/(1+GasDiscountRate)^1 | Formula: AA/(1+GasDiscountRate)^1 | Formula: -PV(ElecDiscount Rate,T,R)*J | Formula: -PV(ElecDiscount Rate, T, S)*J |  | AF*J*K |  | AH*J*L | AG + AI |  | AG +AI -AK | formula: Logic to lookup from AC tables and adjust by savings and quantity | Formula: Utility Savings (AM)*1.1+AD+AE | formula: AM/AB | formula: AN/AC
| Sch. No. | Order Number | Program Name | Measure Version | Measure Name | First Period Measure Life | Second period Measure Life | Gas End-Use Type | Number of units offered | Savings per Unit Period 1 | Savngs per Unit Period 2 | Incentives Per Unit | Incremental Measure Cost per Unit | Total First Year Savings | Total Incentive | Total Incremental Measure Cost | Unit First Year Non-Energy Benefits | Unit Annual Net Equipment O&M | Total Measure Life | Weighted Life | Agency or Customer Cost per Unit | Percent Unit overhead | Program Overhead Cost | Total Customer Cost | Total Utility Program Costs | Total Resource Cost | PV Total Utility Program Costs | PV Total Resource Costs | PV Total Non-Energy Benefits | PV Total Net Equipment O&M | Unit PV First period Savings for 1 therm | Total First Period Savings | Unit PV Savings for Second Period for 1 therm | Total Second period Savings | Unadjusted Total | Decrement | Final UC Total Savings | PV Total Savings UC | PV Total Savings TRC | UC B/C Ratio | TRC B/C Ratio
DBTC: | G250 | 18230731 | Commercial Industrial Retrofit {G} | 10037-1 | Insulation - Building Shell - Custom | 24 |  | Comm Space Heat | 1 | 258 |  | 1806 | 3372.55 | 258 | 1806 | 3372.55 |  |  | 24 | 0.020186 | 1566.55 | 0.08411% | 370.0086 | 1566.55 | 1289.934 | 3742.5586 | 1205.8839 | 3498.6992 | 0 | 0 | 16.7857 | 4330.7101 | 16.7857 | 0 | 4330.7101 | 0 | 4330.7101 | 4330.7101 | 4763.7811 | 3.5913 | 1.3616
1093716.45 | G250 | 18230731 | Commercial Industrial Retrofit {G} | 10038-1 | Insulation - Exterior Roof - Custom | 15 |  | Comm Space Heat | 1 | 5393 |  | 26965 | 41662 | 5393 | 26965 | 41662 |  |  | 15 | 0.26372 | 14697 | 1.758% | 7734.326 | 14697 | 26963.6198 | 49396.326 | 25206.712 | 46177.7377 | 0 | 0 | 11.3919 | 61436.3391 | 11.3919 | 0 | 61436.3391 | 0 | 61436.3391 | 61436.3391 | 67579.973 | 2.4373 | 1.4635
Program Costs: | G250 | 18230731 | Commercial Industrial Retrofit {G} | 10039-1 | HVAC - Other - Custom | 15 |  | Comm Flat | 1 | 26707 |  | 73959 | 105655 | 26707 | 73959 | 105655 |  |  | 15 | 1.306 | 31696 | 8.707% | 38301.6216 | 31696 | 133528.1652 | 143956.6216 | 124827.6762 | 134576.6304 | 0 | 0 | 9.646 | 257616.0957 | 9.646 | 0 | 257616.0957 | 0 | 257616.0957 | 257616.0957 | 283377.7053 | 2.0638 | 2.1057
439910.05 | G250 | 18230731 | Commercial Industrial Retrofit {G} | 10039-1 | HVAC - Other - Custom | 15 |  | Comm Flat | 1 | 51374 |  | 91486.13 | 162333.1 | 51374 | 91486.13 | 162333.1 |  |  | 15 | 2.5122 | 70846.97 | 16.75% | 73677.5942 | 70846.97 | 256856.8526 | 236010.6942 | 240120.4567 | 220632.6018 | 0 | 0 | 9.646 | 495554.3228 | 9.646 | 0 | 495554.3228 | 0 | 495554.3228 | 495554.3228 | 545109.7551 | 2.0638 | 2.4707
Total Savings (therm): | G250 | 18230731 | Commercial Industrial Retrofit {G} | 10039-1 | HVAC - Other - Custom | 15 |  | Comm Flat | 1 | 53104 |  | 256676 | 604895 | 53104 | 256676 | 604895 |  |  | 15 | 2.5968 | 348219 | 17.31% | 76158.6592 | 348219 | 265506.4098 | 681053.6592 | 248206.4222 | 636677.2546 | 0 | 0 | 9.646 | 512241.9271 | 9.646 | 0 | 512241.9271 | 0 | 512241.9271 | 512241.9271 | 563466.1198 | 2.0638 | 0.88501
306741 | G250 | 18230731 | Commercial Industrial Retrofit {G} | 10041-1 | Window - Custom | 30 |  | Comm Space Heat | 1 | 1831 |  | 8993 | 57060 | 1831 | 8993 | 57060 |  |  | 30 | 0.17908 | 48067 | 0.5969% | 2625.9134 | 48067 | 9154.5314 | 59685.9134 | 8558.0363 | 55796.8715 | 0 | 0 | 19.8916 | 36421.486 | 19.8916 | 0 | 36421.486 | 0 | 36421.486 | 36421.486 | 40063.6346 | 4.2558 | 0.71803
Total Incentives: | G250 | 18230731 | Commercial Industrial Retrofit {G} | 10046-1 | Energy Recovery System - Custom | 15 |  | Comm Flat | 1 | 1919 |  | 9595 | 16350 | 1919 | 9595 | 16350 |  |  | 15 | 0.093841 | 6755 | 0.6256% | 2752.1179 | 6755 | 9594.5089 | 19102.1179 | 8969.3455 | 17857.4534 | 0 | 0 | 9.646 | 18510.7009 | 9.646 | 0 | 18510.7009 | 0 | 18510.7009 | 18510.7009 | 20361.7709 | 2.0638 | 1.1402
1090356.13 | G250 | 18230731 | Commercial Industrial Retrofit {G} | 10049-1 | HVAC Control - Base - Custom | 10 |  | Comm Flat | 1 | 5491 |  | 25804 | 25804 | 5491 | 25804 | 25804 |  |  | 10 | 0.17901 | 0 | 1.79% | 7874.8719 | 0 | 27453.5948 | 33678.8719 | 25664.7609 | 31484.4086 | 0 | 0 | 6.7138 | 36865.4555 | 6.7138 | 0 | 36865.4555 | 0 | 36865.4555 | 36865.4555 | 40552.0011 | 1.4364 | 1.288
Total Customer Costs: | G250 | 18230731 | Commercial Industrial Retrofit {G} | 10049-1 | HVAC Control - Base - Custom | 10 |  | Comm Flat | 1 | 2992 |  | 5578 | 5578 | 2992 | 5578 | 5578 |  |  | 10 | 0.097542 | 0 | 0.9754% | 4290.9519 | 0 | 14959.2343 | 9868.9519 | 13984.5137 | 9225.9062 | 0 | 0 | 6.7138 | 20087.6785 | 6.7138 | 0 | 20087.6785 | 0 | 20087.6785 | 20087.6785 | 22096.4464 | 1.4364 | 2.395
1167670.97 | G250 | 18230731 | Commercial Industrial Retrofit {G} | 10056-1 | Unitary Equipment - Custom | 15 |  | Comm Space Heat | 1 | 4246 |  | 25890 | 94542 | 4246 | 25890 | 94542 |  |  | 15 | 0.20763 | 68652 | 1.384% | 6089.3655 | 68652 | 21228.9134 | 100631.3655 | 19845.6702 | 94074.3812 | 0 | 0 | 11.3919 | 48369.8676 | 11.3919 | 0 | 48369.8676 | 0 | 48369.8676 | 48369.8676 | 53206.8543 | 2.4373 | 0.56558
Weighted Avg Life | G250 | 18230731 | Commercial Industrial Retrofit {G} | 10057-1 | HVAC Control - Only - Custom | 10 |  | Comm Flat | 1 | 10745 |  | 42379 | 96614 | 10745 | 42379 | 96614 |  |  | 10 | 0.3503 | 54235 | 3.503% | 15409.8522 | 54235 | 53722.2502 | 112023.8522 | 50221.7913 | 104724.551 | 0 | 0 | 6.7138 | 72139.7413 | 6.7138 | 0 | 72139.7413 | 0 | 72139.7413 | 72139.7413 | 79353.7154 | 1.4364 | 0.75774
16.7024 | G250 | 18230731 | Commercial Industrial Retrofit {G} | 10068-1 | Process Heating System - Custom | 15 |  | Comm Flat | 1 | 4236 |  | 29652 | 74559 | 4236 | 29652 | 74559 |  |  | 15 | 0.20715 | 44907 | 1.381% | 6075.0241 | 44907 | 21178.9159 | 80634.0241 | 19798.9305 | 75380.0356 | 0 | 0 | 9.646 | 40860.5153 | 9.646 | 0 | 40860.5153 | 0 | 40860.5153 | 40860.5153 | 44946.5668 | 2.0638 | 0.59627
Total Utility Cost | G250 | 18230731 | Commercial Industrial Retrofit {G} | 10073-1 | Boiler - Hot Water - Custom | 24 |  | Comm Water Heat | 1 | 2485 |  | 12425 | 53964 | 2485 | 12425 | 53964 |  |  | 24 | 0.19443 | 41539 | 0.8101% | 3563.842 | 41539 | 12424.364 | 57527.842 | 11614.8117 | 53779.4167 | 0 | 0 | 15.1563 | 37663.3373 | 15.1563 | 0 | 37663.3373 | 0 | 37663.3373 | 37663.3373 | 41429.671 | 3.2427 | 0.77036
1533626.5 | G250 | 18230731 | Commercial Industrial Retrofit {G} | 10073-1 | Boiler - Hot Water - Custom | 24 |  | Comm Water Heat | 1 | 10798 |  | 47791 | 187227 | 10798 | 47791 | 187227 |  |  | 24 | 0.84486 | 139436 | 3.52% | 15485.8618 | 139436 | 53987.2366 | 202712.8618 | 50469.5117 | 189504.4047 | 0 | 0 | 15.1563 | 163657.4311 | 15.1563 | 0 | 163657.4311 | 0 | 163657.4311 | 163657.4311 | 180023.1742 | 3.2427 | 0.94997
Total Resource Cost | G250 | 18230731 | Commercial Industrial Retrofit {G} | 10073-1 | Boiler - Hot Water - Custom | 24 |  | Comm Water Heat | 1 | 5391 |  | 26955 | 67726 | 5391 | 26955 | 67726 |  |  | 24 | 0.4218 | 40771 | 1.758% | 7731.4577 | 40771 | 26953.6204 | 75457.4577 | 25197.3641 | 70540.7663 | 0 | 0 | 15.1563 | 81707.4654 | 15.1563 | 0 | 81707.4654 | 0 | 81707.4654 | 81707.4654 | 89878.2119 | 3.2427 | 1.2741
2697937.15 | G250 | 18230731 | Commercial Industrial Retrofit {G} | 10073-1 | Boiler - Hot Water - Custom | 24 |  | Comm Water Heat | 1 | 3919 |  | 19595 | 42871 | 3919 | 19595 | 42871 |  |  | 24 | 0.30663 | 23276 | 1.278% | 5620.4012 | 23276 | 19593.9971 | 48491.4012 | 18317.2825 | 45331.7764 | 0 | 0 | 15.1563 | 59397.4322 | 15.1563 | 0 | 59397.4322 | 0 | 59397.4322 | 59397.4322 | 65337.1754 | 3.2427 | 1.4413
UC B/C Ratio | G250 | 18230731 | Commercial Industrial Retrofit {G} | 10075-1 | Boiler - Steam - Custom | 30 |  | Comm Water Heat | 1 | 6000 |  | 30000 | 95197 | 6000 | 30000 | 95197 |  |  | 30 | 0.58681 | 65197 | 1.956% | 8604.85 | 65197 | 29998.4645 | 103801.85 | 28043.8109 | 97038.2818 | 0 | 0 | 18.0709 | 108425.2077 | 18.0709 | 0 | 108425.2077 | 0 | 108425.2077 | 108425.2077 | 119267.7285 | 3.8663 | 1.2291
2.2847 | G250 | 18230731 | Commercial Industrial Retrofit {G} | 10258-1 | Generic Measure - Custom | 15 |  | Comm Flat | 1 | 7064 |  | 9611 | 15199.33 | 7064 | 9611 | 15199.33 |  |  | 15 | 0.34544 | 5588.33 | 2.303% | 10130.7768 | 5588.33 | 35318.1922 | 25330.1068 | 33016.9133 | 23679.6361 | 0 | 0 | 9.646 | 68139.4428 | 9.646 | 0 | 68139.4428 | 0 | 68139.4428 | 68139.4428 | 74953.3871 | 2.0638 | 3.1653
TRC B/C Ratio | G250 | 18230731 | Commercial Industrial Retrofit {G} | 10258-1 | Generic Measure - Custom | 15 |  | Comm Flat | 1 | 4706 |  | 3499 | 5438.5 | 4706 | 3499 | 5438.5 |  |  | 15 | 0.23013 | 1939.5 | 1.534% | 6749.0707 | 1939.5 | 23528.7957 | 12187.5707 | 21995.6957 | 11393.4474 | 0 | 0 | 9.646 | 45394.1418 | 9.646 | 0 | 45394.1418 | 0 | 45394.1418 | 45394.1418 | 49933.556 | 2.0638 | 4.3827
1.4286 | G250 | 18230731 | Commercial Industrial Retrofit {G} | 10261-1 | Refrigeration - Custom | 20 |  | Comm Flat | 1 | 28499 |  | 86987 | 152804.04 | 28499 | 86987 | 152804.04 |  |  | 20 | 1.8582 | 65817.04 | 9.291% | 40871.6035 | 65817.04 | 142487.7066 | 193675.6435 | 133203.4277 | 181056.0376 | 0 | 0 | 12.4524 | 354880.4 | 12.4524 | 0 | 354880.4 | 0 | 354880.4 | 354880.4 | 390368.44 | 2.6642 | 2.1561
| G250 | 18230731 | Commercial Industrial Retrofit {G} | 10261-1 | Refrigeration - Custom | 20 |  | Comm Flat | 1 | 31247 |  | 181887 | 203688 | 31247 | 181887 | 203688 |  |  | 20 | 2.0374 | 21801 | 10.19% | 44812.6248 | 21801 | 156227.0034 | 248500.6248 | 146047.4931 | 232308.7078 | 0 | 0 | 12.4524 | 389099.5424 | 12.4524 | 0 | 389099.5424 | 0 | 389099.5424 | 389099.5424 | 428009.4966 | 2.6642 | 1.8424
| G250 | 18230731 | Commercial Industrial Retrofit {G} | 10261-1 | Refrigeration - Custom | 20 |  | Comm Flat | 1 | 22446 |  | 43885 | 98840 | 22446 | 43885 | 98840 |  |  | 20 | 1.4635 | 54955 | 7.318% | 32190.7439 | 54955 | 112224.2557 | 131030.7439 | 104911.8965 | 122492.983 | 0 | 0 | 12.4524 | 279506.1391 | 12.4524 | 0 | 279506.1391 | 0 | 279506.1391 | 279506.1391 | 307456.753 | 2.6642 | 2.51
| G250 | 18230731 | Commercial Industrial Retrofit {G} | 11912-1 | HVAC Control - Performance - Custom | 10 |  | Comm Flat | 1 | 3545 |  | 16596 | 29190 | 3545 | 16596 | 29190 |  |  | 10 | 0.11557 | 12594 | 1.156% | 5084.0322 | 12594 | 17724.0928 | 34274.0322 | 16569.2183 | 32040.7892 | 0 | 0 | 6.7138 | 23800.4079 | 6.7138 | 0 | 23800.4079 | 0 | 23800.4079 | 23800.4079 | 26180.4487 | 1.4364 | 0.8171
| G250 | 18230731 | Commercial Industrial Retrofit {G} | 11912-1 | HVAC Control - Performance - Custom | 10 |  | Comm Flat | 1 | 5087 |  | 1326 | 1326 | 5087 | 1326 | 1326 |  |  | 10 | 0.16584 | 0 | 1.658% | 7295.4787 | 0 | 25433.6982 | 8621.4787 | 23776.4777 | 8059.7164 | 0 | 0 | 6.7138 | 34153.0818 | 6.7138 | 0 | 34153.0818 | 0 | 34153.0818 | 34153.0818 | 37568.39 | 1.4364 | 4.6613
| G250 | 18230731 | Commercial Industrial Retrofit {G} | 12988-1 | Insulation - Pool Cover - Exterior - Custom | 5 |  | Comm Flat | 1 | 7258 |  | 11016 | 16131.58 | 7258 | 11016 | 16131.58 |  |  | 5 | 0.11831 | 5115.58 | 2.366% | 10409.0002 | 5115.58 | 36288.1426 | 26540.5802 | 33923.6632 | 24811.237 | 0 | 0 | 3.4931 | 25353.0988 | 3.4931 | 0 | 25353.0988 | 0 | 25353.0988 | 25353.0988 | 27888.4087 | 0.74736 | 1.124
[19 empty] | 0 | 0 | 0 | 0% | 0 | 0 | 0 | 0 | 0 | 0 | 0 | 0 | #N/A | #N/A | #N/A | #N/A | #N/A | #N/A | #N/A | 0 | 0 | 0 | #DIV/0!
[19 empty] | 0 | 0 | 0 | 0% | 0 | 0 | 0 | 0 | 0 | 0 | 0 | 0 | #N/A | #N/A | #N/A | #N/A | #N/A | #N/A | #N/A | 0 | 0 | 0 | #DIV/0!
[19 empty] | 0 | 0 | 0 | 0% | 0 | 0 | 0 | 0 | 0 | 0 | 0 | 0 | #N/A | #N/A | #N/A | #N/A | #N/A | #N/A | #N/A | 0 | 0 | 0 | #DIV/0!
[19 empty] | 0 | 0 | 0 | 0% | 0 | 0 | 0 | 0 | 0 | 0 | 0 | 0 | #N/A | #N/A | #N/A | #N/A | #N/A | #N/A | #N/A | 0 | 0 | 0 | #DIV/0!
[19 empty] | 0 | 0 | 0 | 0% | 0 | 0 | 0 | 0 | 0 | 0 | 0 | 0 | #N/A | #N/A | #N/A | #N/A | #N/A | #N/A | #N/A | 0 | 0 | 0 | #DIV/0!
[19 empty] | 0 | 0 | 0 | 0% | 0 | 0 | 0 | 0 | 0 | 0 | 0 | 0 | #N/A | #N/A | #N/A | #N/A | #N/A | #N/A | #N/A | 0 | 0 | 0 | #DIV/0!
[19 empty] | 0 | 0 | 0 | 0% | 0 | 0 | 0 | 0 | 0 | 0 | 0 | 0 | #N/A | #N/A | #N/A | #N/A | #N/A | #N/A | #N/A | 0 | 0 | 0 | #DIV/0!
[19 empty] | 0 | 0 | 0 | 0% | 0 | 0 | 0 | 0 | 0 | 0 | 0 | 0 | #N/A | #N/A | #N/A | #N/A | #N/A | #N/A | #N/A | 0 | 0 | 0 | #DIV/0!
[19 empty] | 0 | 0 | 0 | 0% | 0 | 0 | 0 | 0 | 0 | 0 | 0 | 0 | #N/A | #N/A | #N/A | #N/A | #N/A | #N/A | #N/A | 0 | 0 | 0 | #DIV/0!
[19 empty] | 0 | 0 | 0 | 0% | 0 | 0 | 0 | 0 | 0 | 0 | 0 | 0 | #N/A | #N/A | #N/A | #N/A | #N/A | #N/A | #N/A | 0 | 0 | 0 | #DIV/0!
[19 empty] | 0 | 0 | 0 | 0% | 0 | 0 | 0 | 0 | 0 | 0 | 0 | 0 | #N/A | #N/A | #N/A | #N/A | #N/A | #N/A | #N/A | 0 | 0 | 0 | #DIV/0!
[19 empty] | 0 | 0 | 0 | 0% | 0 | 0 | 0 | 0 | 0 | 0 | 0 | 0 | #N/A | #N/A | #N/A | #N/A | #N/A | #N/A | #N/A | 0 | 0 | 0 | #DIV/0!
[19 empty] | 0 | 0 | 0 | 0% | 0 | 0 | 0 | 0 | 0 | 0 | 0 | 0 | #N/A | #N/A | #N/A | #N/A | #N/A | #N/A | #N/A | 0 | 0 | 0 | #DIV/0!
[19 empty] | 0 | 0 | 0 | 0% | 0 | 0 | 0 | 0 | 0 | 0 | 0 | 0 | #N/A | #N/A | #N/A | #N/A | #N/A | #N/A | #N/A | 0 | 0 | 0 | #DIV/0!
[19 empty] | 0 | 0 | 0 | 0% | 0 | 0 | 0 | 0 | 0 | 0 | 0 | 0 | #N/A | #N/A | #N/A | #N/A | #N/A | #N/A | #N/A | 0 | 0 | 0 | #DIV/0!
[19 empty] | 0 | 0 | 0 | 0% | 0 | 0 | 0 | 0 | 0 | 0 | 0 | 0 | #N/A | #N/A | #N/A | #N/A | #N/A | #N/A | #N/A | 0 | 0 | 0 | #DIV/0!
[19 empty] | 0 | 0 | 0 | 0% | 0 | 0 | 0 | 0 | 0 | 0 | 0 | 0 | #N/A | #N/A | #N/A | #N/A | #N/A | #N/A | #N/A | 0 | 0 | 0 | #DIV/0!
[19 empty] | 0 | 0 | 0 | 0% | 0 | 0 | 0 | 0 | 0 | 0 | 0 | 0 | #N/A | #N/A | #N/A | #N/A | #N/A | #N/A | #N/A | 0 | 0 | 0 | #DIV/0!
[19 empty] | 0 | 0 | 0 | 0% | 0 | 0 | 0 | 0 | 0 | 0 | 0 | 0 | #N/A | #N/A | #N/A | #N/A | #N/A | #N/A | #N/A | 0 | 0 | 0 | #DIV/0!
[19 empty] | 0 | 0 | 0 | 0% | 0 | 0 | 0 | 0 | 0 | 0 | 0 | 0 | #N/A | #N/A | #N/A | #N/A | #N/A | #N/A | #N/A | 0 | 0 | 0 | #DIV/0!
[19 empty] | 0 | 0 | 0 | 0% | 0 | 0 | 0 | 0 | 0 | 0 | 0 | 0 | #N/A | #N/A | #N/A | #N/A | #N/A | #N/A | #N/A | 0 | 0 | 0 | #DIV/0!
[19 empty] | 0 | 0 | 0 | 0% | 0 | 0 | 0 | 0 | 0 | 0 | 0 | 0 | #N/A | #N/A | #N/A | #N/A | #N/A | #N/A | #N/A | 0 | 0 | 0 | #DIV/0!
[19 empty] | 0 | 0 | 0 | 0% | 0 | 0 | 0 | 0 | 0 | 0 | 0 | 0 | #N/A | #N/A | #N/A | #N/A | #N/A | #N/A | #N/A | 0 | 0 | 0 | #DIV/0!
[19 empty] | 0 | 0 | 0 | 0% | 0 | 0 | 0 | 0 | 0 | 0 | 0 | 0 | #N/A | #N/A | #N/A | #N/A | #N/A | #N/A | #N/A | 0 | 0 | 0 | #DIV/0!
[19 empty] | 0 | 0 | 0 | 0% | 0 | 0 | 0 | 0 | 0 | 0 | 0 | 0 | #N/A | #N/A | #N/A | #N/A | #N/A | #N/A | #N/A | 0 | 0 | 0 | #DIV/0!
[19 empty] | 0 | 0 | 0 | 0% | 0 | 0 | 0 | 0 | 0 | 0 | 0 | 0 | #N/A | #N/A | #N/A | #N/A | #N/A | #N/A | #N/A | 0 | 0 | 0 | #DIV/0!
Note on W3: Curtis, Kasey Calculates measure savings as a % of total program savings.
Note on X3: Curtis, Kasey: Uses % of measure savings as a proxy for % of program spending.

## CBA {G}
Rtn to Summary |  | Order Number | Program Name | Discount Rate: | 6.97% | [9 empty] | Paste in incentives but use DBtC for Total
| Program: | 18230220 | Clean Buildings Accelerator
| paste |  |  | paste | paste | paste | paste | paste | paste | paste | paste | paste | paste | Paste | paste | paste | paste | paste | Formula: G + H | Formula: (O/A10)*T | Formula: N - M | Formula: O/A10 | Formula: W*A8 | Formula: Q - P | Formula: X + DBtC | Formula: Q + X | Formula: Z/(1+GasDiscountRate)^1 | Formula: AA/(1+GasDiscountRate)^1 | Formula: -PV(ElecDiscount Rate,T,R)*J | Formula: -PV(ElecDiscount Rate, T, S)*J |  | AF*J*K |  | AH*J*L | AG + AI |  | AG +AI -AK | formula: Logic to lookup from AC tables and adjust by savings and quantity | Formula: Utility Savings (AM)*1.1+AD+AE | formula: AM/AB | formula: AN/AC
| Sch. No. | Order Number | Program Name | Measure Version | Measure Name | First Period Measure Life | Second period Measure Life | Gas End-Use Type | Number of units offered | Savings per Unit Period 1 | Savngs per Unit Period 2 | Incentives Per Unit | Incremental Measure Cost per Unit | Total First Year Savings | Total Incentive | Total Incremental Measure Cost | Unit First Year Non-Energy Benefits | Unit Annual Net Equipment O&M | Total Measure Life | Weighted Life | Agency or Customer Cost per Unit | Percent Unit overhead | Program Overhead Cost | Total Customer Cost | Total Utility Program Costs | Total Resource Cost | PV Total Utility Program Costs | PV Total Resource Costs | PV Total Non-Energy Benefits | PV Total Net Equipment O&M | Unit PV First period Savings for 1 therm | Total First Period Savings | Unit PV Savings for Second Period for 1 therm | Total Second period Savings | Unadjusted Total | Decrement | Final UC Total Savings | PV Total Savings UC | PV Total Savings TRC | UC B/C Ratio | TRC B/C Ratio
DBTC: | G250 | 18230220 | Clean Buildings Accelerator | 13194-1 | CBA - Base - Custom | 5 |  | Comm Flat | 1 | 2845 |  |  |  | 2845 | 0 | 0 |  |  | 5 | 5 | 0 | 100% | 42645 | 0 | 42645 | 42645 | 39866.3177 | 39866.3177 | 0 | 0 | 3.4931 | 9937.9397 | 3.4931 | 0 | 9937.9397 | 0 | 9937.9397 | 9937.9397 | 10931.7336 | 0.24928 | 0.27421
0 | [18 empty] | 0 | 0 | 0 | 0% | 0 | 0 | 0 | 0 | 0 | 0 | 0 | 0 | #N/A | #N/A | #N/A | #N/A | #N/A | #N/A | #N/A | 0 | 0 | 0 | #DIV/0!
Program Costs: | [18 empty] | 0 | 0 | 0 | 0% | 0 | 0 | 0 | 0 | 0 | 0 | 0 | 0 | #N/A | #N/A | #N/A | #N/A | #N/A | #N/A | #N/A | 0 | 0 | 0 | #DIV/0!
42645 | [18 empty] | 0 | 0 | 0 | 0% | 0 | 0 | 0 | 0 | 0 | 0 | 0 | 0 | #N/A | #N/A | #N/A | #N/A | #N/A | #N/A | #N/A | 0 | 0 | 0 | #DIV/0!
Total Savings (therm): | [18 empty] | 0 | 0 | 0 | 0% | 0 | 0 | 0 | 0 | 0 | 0 | 0 | 0 | #N/A | #N/A | #N/A | #N/A | #N/A | #N/A | #N/A | 0 | 0 | 0 | #DIV/0!
2845 | [18 empty] | 0 | 0 | 0 | 0% | 0 | 0 | 0 | 0 | 0 | 0 | 0 | 0 | #N/A | #N/A | #N/A | #N/A | #N/A | #N/A | #N/A | 0 | 0 | 0 | #DIV/0!
Total Incentives: | [18 empty] | 0 | 0 | 0 | 0% | 0 | 0 | 0 | 0 | 0 | 0 | 0 | 0 | #N/A | #N/A | #N/A | #N/A | #N/A | #N/A | #N/A | 0 | 0 | 0 | #DIV/0!
0 | [18 empty] | 0 | 0 | 0 | 0% | 0 | 0 | 0 | 0 | 0 | 0 | 0 | 0 | #N/A | #N/A | #N/A | #N/A | #N/A | #N/A | #N/A | 0 | 0 | 0 | #DIV/0!
Total Customer Costs: | [18 empty] | 0 | 0 | 0 | 0% | 0 | 0 | 0 | 0 | 0 | 0 | 0 | 0 | #N/A | #N/A | #N/A | #N/A | #N/A | #N/A | #N/A | 0 | 0 | 0 | #DIV/0!
0 | [18 empty] | 0 | 0 | 0 | 0% | 0 | 0 | 0 | 0 | 0 | 0 | 0 | 0 | #N/A | #N/A | #N/A | #N/A | #N/A | #N/A | #N/A | 0 | 0 | 0 | #DIV/0!
Weighted Avg Life | [18 empty] | 0 | 0 | 0 | 0% | 0 | 0 | 0 | 0 | 0 | 0 | 0 | 0 | #N/A | #N/A | #N/A | #N/A | #N/A | #N/A | #N/A | 0 | 0 | 0 | #DIV/0!
5 | [18 empty] | 0 | 0 | 0 | 0% | 0 | 0 | 0 | 0 | 0 | 0 | 0 | 0 | #N/A | #N/A | #N/A | #N/A | #N/A | #N/A | #N/A | 0 | 0 | 0 | #DIV/0!
Total Utility Cost | [18 empty] | 0 | 0 | 0 | 0% | 0 | 0 | 0 | 0 | 0 | 0 | 0 | 0 | #N/A | #N/A | #N/A | #N/A | #N/A | #N/A | #N/A | 0 | 0 | 0 | #DIV/0!
42645 | [18 empty] | 0 | 0 | 0 | 0% | 0 | 0 | 0 | 0 | 0 | 0 | 0 | 0 | #N/A | #N/A | #N/A | #N/A | #N/A | #N/A | #N/A | 0 | 0 | 0 | #DIV/0!
Total Resource Cost | [18 empty] | 0 | 0 | 0 | 0% | 0 | 0 | 0 | 0 | 0 | 0 | 0 | 0 | #N/A | #N/A | #N/A | #N/A | #N/A | #N/A | #N/A | 0 | 0 | 0 | #DIV/0!
42645 | [18 empty] | 0 | 0 | 0 | 0% | 0 | 0 | 0 | 0 | 0 | 0 | 0 | 0 | #N/A | #N/A | #N/A | #N/A | #N/A | #N/A | #N/A | 0 | 0 | 0 | #DIV/0!
UC B/C Ratio | [18 empty] | 0 | 0 | 0 | 0% | 0 | 0 | 0 | 0 | 0 | 0 | 0 | 0 | #N/A | #N/A | #N/A | #N/A | #N/A | #N/A | #N/A | 0 | 0 | 0 | #DIV/0!
0.24928 | [18 empty] | 0 | 0 | 0 | 0% | 0 | 0 | 0 | 0 | 0 | 0 | 0 | 0 | #N/A | #N/A | #N/A | #N/A | #N/A | #N/A | #N/A | 0 | 0 | 0 | #DIV/0!
TRC B/C Ratio | [18 empty] | 0 | 0 | 0 | 0% | 0 | 0 | 0 | 0 | 0 | 0 | 0 | 0 | #N/A | #N/A | #N/A | #N/A | #N/A | #N/A | #N/A | 0 | 0 | 0 | #DIV/0!
0.27421 | [18 empty] | 0 | 0 | 0 | 0% | 0 | 0 | 0 | 0 | 0 | 0 | 0 | 0 | #N/A | #N/A | #N/A | #N/A | #N/A | #N/A | #N/A | 0 | 0 | 0 | #DIV/0!
Note on W3: Curtis, Kasey Calculates measure savings as a % of total program savings.
Note on X3: Curtis, Kasey: Uses % of measure savings as a proxy for % of program spending.

## Industrial EM {G}
Rtn to Summary |  | Order Number | Program Name | Discount Rate: | 6.97% | [9 empty] | Paste in incentives but use DBtC for Total
| Program: | 18231037 | Industrial Energy Management {G}
| paste |  |  | paste | paste | paste | paste | paste | paste | paste | paste | paste | paste | Paste | paste | paste | paste | paste | Formula: G + H | Formula: (O/A10)*T | Formula: N - M | Formula: O/A10 | Formula: W*A8 | Formula: Q - P | Formula: X + DBtC | Formula: Q + X | Formula: Z/(1+GasDiscountRate)^1 | Formula: AA/(1+GasDiscountRate)^1 | Formula: -PV(ElecDiscount Rate,T,R)*J | Formula: -PV(ElecDiscount Rate, T, S)*J |  | AF*J*K |  | AH*J*L | AG + AI |  | AG +AI -AK | formula: Logic to lookup from AC tables and adjust by savings and quantity | Formula: Utility Savings (AM)*1.1+AD+AE | formula: AM/AB | formula: AN/AC
| Sch. No. | Order Number | Program Name | Measure Version | Measure Name | First Period Measure Life | Second period Measure Life | Gas End-Use Type | Number of units offered | Savings per Unit Period 1 | Savngs per Unit Period 2 | Incentives Per Unit | Incremental Measure Cost per Unit | Total First Year Savings | Total Incentive | Total Incremental Measure Cost | Unit First Year Non-Energy Benefits | Unit Annual Net Equipment O&M | Total Measure Life | Weighted Life | Agency or Customer Cost per Unit | Percent Unit overhead | Program Overhead Cost | Total Customer Cost | Total Utility Program Costs | Total Resource Cost | PV Total Utility Program Costs | PV Total Resource Costs | PV Total Non-Energy Benefits | PV Total Net Equipment O&M | Unit PV First period Savings for 1 therm | Total First Period Savings | Unit PV Savings for Second Period for 1 therm | Total Second period Savings | Unadjusted Total | Decrement | Final UC Total Savings | PV Total Savings UC | PV Total Savings TRC | UC B/C Ratio | TRC B/C Ratio
DBTC: | G250 | 18231037 | Industrial Energy Management {G} | [15 empty] | 0 | #DIV/0! | 0 | #DIV/0! | #DIV/0! | 0 | #DIV/0! | #DIV/0! | #DIV/0! | #DIV/0! | 0 | 0 | #N/A | #N/A | #N/A | #N/A | #N/A | #N/A | #N/A | 0 | 0 | 0 | #DIV/0!
0 | [18 empty] | 0 | #DIV/0! | 0 | #DIV/0! | #DIV/0! | 0 | #DIV/0! | #DIV/0! | #DIV/0! | #DIV/0! | 0 | 0 | #N/A | #N/A | #N/A | #N/A | #N/A | #N/A | #N/A | 0 | 0 | 0 | #DIV/0!
Program Costs: | [18 empty] | 0 | #DIV/0! | 0 | #DIV/0! | #DIV/0! | 0 | #DIV/0! | #DIV/0! | #DIV/0! | #DIV/0! | 0 | 0 | #N/A | #N/A | #N/A | #N/A | #N/A | #N/A | #N/A | 0 | 0 | 0 | #DIV/0!
567.38 | [18 empty] | 0 | #DIV/0! | 0 | #DIV/0! | #DIV/0! | 0 | #DIV/0! | #DIV/0! | #DIV/0! | #DIV/0! | 0 | 0 | #N/A | #N/A | #N/A | #N/A | #N/A | #N/A | #N/A | 0 | 0 | 0 | #DIV/0!
Total Savings (therm): | [18 empty] | 0 | #DIV/0! | 0 | #DIV/0! | #DIV/0! | 0 | #DIV/0! | #DIV/0! | #DIV/0! | #DIV/0! | 0 | 0 | #N/A | #N/A | #N/A | #N/A | #N/A | #N/A | #N/A | 0 | 0 | 0 | #DIV/0!
0 | [18 empty] | 0 | #DIV/0! | 0 | #DIV/0! | #DIV/0! | 0 | #DIV/0! | #DIV/0! | #DIV/0! | #DIV/0! | 0 | 0 | #N/A | #N/A | #N/A | #N/A | #N/A | #N/A | #N/A | 0 | 0 | 0 | #DIV/0!
Total Incentives: | [18 empty] | 0 | #DIV/0! | 0 | #DIV/0! | #DIV/0! | 0 | #DIV/0! | #DIV/0! | #DIV/0! | #DIV/0! | 0 | 0 | #N/A | #N/A | #N/A | #N/A | #N/A | #N/A | #N/A | 0 | 0 | 0 | #DIV/0!
0 | [18 empty] | 0 | #DIV/0! | 0 | #DIV/0! | #DIV/0! | 0 | #DIV/0! | #DIV/0! | #DIV/0! | #DIV/0! | 0 | 0 | #N/A | #N/A | #N/A | #N/A | #N/A | #N/A | #N/A | 0 | 0 | 0 | #DIV/0!
Total Customer Costs: | [18 empty] | 0 | #DIV/0! | 0 | #DIV/0! | #DIV/0! | 0 | #DIV/0! | #DIV/0! | #DIV/0! | #DIV/0! | 0 | 0 | #N/A | #N/A | #N/A | #N/A | #N/A | #N/A | #N/A | 0 | 0 | 0 | #DIV/0!
0 | [18 empty] | 0 | #DIV/0! | 0 | #DIV/0! | #DIV/0! | 0 | #DIV/0! | #DIV/0! | #DIV/0! | #DIV/0! | 0 | 0 | #N/A | #N/A | #N/A | #N/A | #N/A | #N/A | #N/A | 0 | 0 | 0 | #DIV/0!
Weighted Avg Life | [18 empty] | 0 | #DIV/0! | 0 | #DIV/0! | #DIV/0! | 0 | #DIV/0! | #DIV/0! | #DIV/0! | #DIV/0! | 0 | 0 | #N/A | #N/A | #N/A | #N/A | #N/A | #N/A | #N/A | 0 | 0 | 0 | #DIV/0!
#DIV/0! | [18 empty] | 0 | #DIV/0! | 0 | #DIV/0! | #DIV/0! | 0 | #DIV/0! | #DIV/0! | #DIV/0! | #DIV/0! | 0 | 0 | #N/A | #N/A | #N/A | #N/A | #N/A | #N/A | #N/A | 0 | 0 | 0 | #DIV/0!
Total Utility Cost | [18 empty] | 0 | #DIV/0! | 0 | #DIV/0! | #DIV/0! | 0 | #DIV/0! | #DIV/0! | #DIV/0! | #DIV/0! | 0 | 0 | #N/A | #N/A | #N/A | #N/A | #N/A | #N/A | #N/A | 0 | 0 | 0 | #DIV/0!
567.38 | [18 empty] | 0 | #DIV/0! | 0 | #DIV/0! | #DIV/0! | 0 | #DIV/0! | #DIV/0! | #DIV/0! | #DIV/0! | 0 | 0 | #N/A | #N/A | #N/A | #N/A | #N/A | #N/A | #N/A | 0 | 0 | 0 | #DIV/0!
Total Resource Cost | [18 empty] | 0 | #DIV/0! | 0 | #DIV/0! | #DIV/0! | 0 | #DIV/0! | #DIV/0! | #DIV/0! | #DIV/0! | 0 | 0 | #N/A | #N/A | #N/A | #N/A | #N/A | #N/A | #N/A | 0 | 0 | 0 | #DIV/0!
567.38 | [18 empty] | 0 | #DIV/0! | 0 | #DIV/0! | #DIV/0! | 0 | #DIV/0! | #DIV/0! | #DIV/0! | #DIV/0! | 0 | 0 | #N/A | #N/A | #N/A | #N/A | #N/A | #N/A | #N/A | 0 | 0 | 0 | #DIV/0!
UC B/C Ratio | [18 empty] | 0 | #DIV/0! | 0 | #DIV/0! | #DIV/0! | 0 | #DIV/0! | #DIV/0! | #DIV/0! | #DIV/0! | 0 | 0 | #N/A | #N/A | #N/A | #N/A | #N/A | #N/A | #N/A | 0 | 0 | 0 | #DIV/0!
#DIV/0! | [18 empty] | 0 | #DIV/0! | 0 | #DIV/0! | #DIV/0! | 0 | #DIV/0! | #DIV/0! | #DIV/0! | #DIV/0! | 0 | 0 | #N/A | #N/A | #N/A | #N/A | #N/A | #N/A | #N/A | 0 | 0 | 0 | #DIV/0!
TRC B/C Ratio | [18 empty] | 0 | #DIV/0! | 0 | #DIV/0! | #DIV/0! | 0 | #DIV/0! | #DIV/0! | #DIV/0! | #DIV/0! | 0 | 0 | #N/A | #N/A | #N/A | #N/A | #N/A | #N/A | #N/A | 0 | 0 | 0 | #DIV/0!
#DIV/0! | [18 empty] | 0 | #DIV/0! | 0 | #DIV/0! | #DIV/0! | 0 | #DIV/0! | #DIV/0! | #DIV/0! | #DIV/0! | 0 | 0 | #N/A | #N/A | #N/A | #N/A | #N/A | #N/A | #N/A | 0 | 0 | 0 | #DIV/0!
Note on W3: Curtis, Kasey Calculates measure savings as a % of total program savings.
Note on X3: Curtis, Kasey: Uses % of measure savings as a proxy for % of program spending.

## CI New Construction {G}
Rtn to Summary |  | Order Number | Program Name | Discount Rate: | 6.97% | [9 empty] | Paste in incentives but use DBtC for Total
| Program: | 18230706 | Commercial Industrial New Construction {G}
| paste |  |  | paste | paste | paste | paste | paste | paste | paste | paste | paste | paste | Paste | paste | paste | paste | paste | Formula: G + H | Formula: (O/A10)*T | Formula: N - M | Formula: O/A10 | Formula: W*A8 | Formula: Q - P | Formula: X + DBtC | Formula: Q + X | Formula: Z/(1+GasDiscountRate)^1 | Formula: AA/(1+GasDiscountRate)^1 | Formula: -PV(ElecDiscount Rate,T,R)*J | Formula: -PV(ElecDiscount Rate, T, S)*J |  | AF*J*K |  | AH*J*L | AG + AI |  | AG +AI -AK | formula: Logic to lookup from AC tables and adjust by savings and quantity | Formula: Utility Savings (AM)*1.1+AD+AE | formula: AM/AB | formula: AN/AC
| Sch. No. | Order Number | Program Name | Measure Version | Measure Name | First Period Measure Life | Second period Measure Life | Gas End-Use Type | Number of units offered | Savings per Unit Period 1 | Savngs per Unit Period 2 | Incentives Per Unit | Incremental Measure Cost per Unit | Total First Year Savings | Total Incentive | Total Incremental Measure Cost | Unit First Year Non-Energy Benefits | Unit Annual Net Equipment O&M | Total Measure Life | Weighted Life | Agency or Customer Cost per Unit | Percent Unit overhead | Program Overhead Cost | Total Customer Cost | Total Utility Program Costs | Total Resource Cost | PV Total Utility Program Costs | PV Total Resource Costs | PV Total Non-Energy Benefits | PV Total Net Equipment O&M | Unit PV First period Savings for 1 therm | Total First Period Savings | Unit PV Savings for Second Period for 1 therm | Total Second period Savings | Unadjusted Total | Decrement | Final UC Total Savings | PV Total Savings UC | PV Total Savings TRC | UC B/C Ratio | TRC B/C Ratio
DBTC: | G251 | 18230706 | Commercial Industrial New Construction {G} | 10042-1 | Water Heater - Commercial - Custom | 15 |  | Comm Water Heat | 1 | 5597 |  | 4179 | 4778 | 5597 | 4179 | 4778 |  |  | 15 | 1.6045 | 599 | 10.7% | 6211.1211 | 599 | 34035.9898 | 10989.1211 | 31818.2573 | 10273.0869 | 0 | 0 | 10.1439 | 56775.3366 | 10.1439 | 0 | 56775.3366 | 0 | 56775.3366 | 56775.3366 | 62452.8703 | 1.7844 | 6.0793
260123 | G251 | 18230706 | Commercial Industrial New Construction {G} | 10055-1 | Whole Building Design - Custom | 15 |  | Comm Flat | 1 | 3730 |  | 18649 | 18649 | 3730 | 18649 | 18649 |  |  | 15 | 1.0693 | 0 | 7.129% | 4139.2678 | 0 | 22682.5517 | 22788.2678 | 21204.5917 | 21303.4194 | 0 | 0 | 9.646 | 35979.6322 | 9.646 | 0 | 35979.6322 | 0 | 35979.6322 | 35979.6322 | 39577.5954 | 1.6968 | 1.8578
Program Costs: | G251 | 18230706 | Commercial Industrial New Construction {G} | 10055-1 | Whole Building Design - Custom | 15 |  | Comm Flat | 1 | 42997 |  | 237295 | 237295 | 42997 | 237295 | 237295 |  |  | 15 | 12.3262 | 0 | 82.17% | 47714.7711 | 0 | 261469.6184 | 285009.7711 | 244432.6619 | 266438.9746 | 0 | 0 | 9.646 | 414749.6636 | 9.646 | 0 | 414749.6636 | 0 | 414749.6636 | 414749.6636 | 456224.63 | 1.6968 | 1.7123
58065.16 | [18 empty] | 0 | 0 | 0 | 0% | 0 | 0 | 0 | 0 | 0 | 0 | 0 | 0 | #N/A | #N/A | #N/A | #N/A | #N/A | #N/A | #N/A | 0 | 0 | 0 | #DIV/0!
Total Savings (therm): | [18 empty] | 0 | 0 | 0 | 0% | 0 | 0 | 0 | 0 | 0 | 0 | 0 | 0 | #N/A | #N/A | #N/A | #N/A | #N/A | #N/A | #N/A | 0 | 0 | 0 | #DIV/0!
52324 | [18 empty] | 0 | 0 | 0 | 0% | 0 | 0 | 0 | 0 | 0 | 0 | 0 | 0 | #N/A | #N/A | #N/A | #N/A | #N/A | #N/A | #N/A | 0 | 0 | 0 | #DIV/0!
Total Incentives: | [18 empty] | 0 | 0 | 0 | 0% | 0 | 0 | 0 | 0 | 0 | 0 | 0 | 0 | #N/A | #N/A | #N/A | #N/A | #N/A | #N/A | #N/A | 0 | 0 | 0 | #DIV/0!
260123 | [18 empty] | 0 | 0 | 0 | 0% | 0 | 0 | 0 | 0 | 0 | 0 | 0 | 0 | #N/A | #N/A | #N/A | #N/A | #N/A | #N/A | #N/A | 0 | 0 | 0 | #DIV/0!
Total Customer Costs: | [18 empty] | 0 | 0 | 0 | 0% | 0 | 0 | 0 | 0 | 0 | 0 | 0 | 0 | #N/A | #N/A | #N/A | #N/A | #N/A | #N/A | #N/A | 0 | 0 | 0 | #DIV/0!
599 | [18 empty] | 0 | 0 | 0 | 0% | 0 | 0 | 0 | 0 | 0 | 0 | 0 | 0 | #N/A | #N/A | #N/A | #N/A | #N/A | #N/A | #N/A | 0 | 0 | 0 | #DIV/0!
Weighted Avg Life | [18 empty] | 0 | 0 | 0 | 0% | 0 | 0 | 0 | 0 | 0 | 0 | 0 | 0 | #N/A | #N/A | #N/A | #N/A | #N/A | #N/A | #N/A | 0 | 0 | 0 | #DIV/0!
15 | [18 empty] | 0 | 0 | 0 | 0% | 0 | 0 | 0 | 0 | 0 | 0 | 0 | 0 | #N/A | #N/A | #N/A | #N/A | #N/A | #N/A | #N/A | 0 | 0 | 0 | #DIV/0!
Total Utility Cost | [18 empty] | 0 | 0 | 0 | 0% | 0 | 0 | 0 | 0 | 0 | 0 | 0 | 0 | #N/A | #N/A | #N/A | #N/A | #N/A | #N/A | #N/A | 0 | 0 | 0 | #DIV/0!
318188.16 | [18 empty] | 0 | 0 | 0 | 0% | 0 | 0 | 0 | 0 | 0 | 0 | 0 | 0 | #N/A | #N/A | #N/A | #N/A | #N/A | #N/A | #N/A | 0 | 0 | 0 | #DIV/0!
Total Resource Cost | [18 empty] | 0 | 0 | 0 | 0% | 0 | 0 | 0 | 0 | 0 | 0 | 0 | 0 | #N/A | #N/A | #N/A | #N/A | #N/A | #N/A | #N/A | 0 | 0 | 0 | #DIV/0!
318787.16 | [18 empty] | 0 | 0 | 0 | 0% | 0 | 0 | 0 | 0 | 0 | 0 | 0 | 0 | #N/A | #N/A | #N/A | #N/A | #N/A | #N/A | #N/A | 0 | 0 | 0 | #DIV/0!
UC B/C Ratio | [18 empty] | 0 | 0 | 0 | 0% | 0 | 0 | 0 | 0 | 0 | 0 | 0 | 0 | #N/A | #N/A | #N/A | #N/A | #N/A | #N/A | #N/A | 0 | 0 | 0 | #DIV/0!
1.7062 | [18 empty] | 0 | 0 | 0 | 0% | 0 | 0 | 0 | 0 | 0 | 0 | 0 | 0 | #N/A | #N/A | #N/A | #N/A | #N/A | #N/A | #N/A | 0 | 0 | 0 | #DIV/0!
TRC B/C Ratio | [18 empty] | 0 | 0 | 0 | 0% | 0 | 0 | 0 | 0 | 0 | 0 | 0 | 0 | #N/A | #N/A | #N/A | #N/A | #N/A | #N/A | #N/A | 0 | 0 | 0 | #DIV/0!
1.8732 | [18 empty] | 0 | 0 | 0 | 0% | 0 | 0 | 0 | 0 | 0 | 0 | 0 | 0 | #N/A | #N/A | #N/A | #N/A | #N/A | #N/A | #N/A | 0 | 0 | 0 | #DIV/0!
Note on W3: Curtis, Kasey Calculates measure savings as a % of total program savings.
Note on X3: Curtis, Kasey: Uses % of measure savings as a proxy for % of program spending.

## Com SEM {G}
Rtn to Summary |  | Order Number | Program Name | Discount Rate: | 6.97% | [9 empty] | Paste in incentives but use DBtC for Total
| Program: | 18230691 | Commercial Strategic Energy Management {G}
| paste |  |  | paste | paste | paste | paste | paste | paste | paste | paste | paste | paste | Paste | paste | paste | paste | paste | Formula: G + H | Formula: (O/A10)*T | Formula: N - M | Formula: O/A10 | Formula: W*A8 | Formula: Q - P | Formula: X + DBtC | Formula: Q + X | Formula: Z/(1+GasDiscountRate)^1 | Formula: AA/(1+GasDiscountRate)^1 | Formula: -PV(ElecDiscount Rate,T,R)*J | Formula: -PV(ElecDiscount Rate, T, S)*J |  | AF*J*K |  | AH*J*L | AG + AI |  | AG +AI -AK | formula: Logic to lookup from AC tables and adjust by savings and quantity | Formula: Utility Savings (AM)*1.1+AD+AE | formula: AM/AB | formula: AN/AC
| Sch. No. | Order Number | Program Name | Measure Version | Measure Name | First Period Measure Life | Second period Measure Life | Gas End-Use Type | Number of units offered | Savings per Unit Period 1 | Savngs per Unit Period 2 | Incentives Per Unit | Incremental Measure Cost per Unit | Total First Year Savings | Total Incentive | Total Incremental Measure Cost | Unit First Year Non-Energy Benefits | Unit Annual Net Equipment O&M | Total Measure Life | Weighted Life | Agency or Customer Cost per Unit | Percent Unit overhead | Program Overhead Cost | Total Customer Cost | Total Utility Program Costs | Total Resource Cost | PV Total Utility Program Costs | PV Total Resource Costs | PV Total Non-Energy Benefits | PV Total Net Equipment O&M | Unit PV First period Savings for 1 therm | Total First Period Savings | Unit PV Savings for Second Period for 1 therm | Total Second period Savings | Unadjusted Total | Decrement | Final UC Total Savings | PV Total Savings UC | PV Total Savings TRC | UC B/C Ratio | TRC B/C Ratio
DBTC: | G253 | 18230691 | Commercial Strategic Energy Management {G} | 12092-1 | CSEM - Performance Incentive - Year 1 | 3 |  | Comm Flat | 1 | 100390 |  | 18309 | 29113 | 100390 | 18309 | 29113 |  |  | 3 | 0.84733 | 10804 | 28.24% | 123321.3618 | 10804 | 155457.5838 | 152434.3618 | 145328.2077 | 142501.9742 | 0 | 0 | 2.1538 | 216222.7957 | 2.1538 | 0 | 216222.7957 | 0 | 216222.7957 | 216222.7957 | 237845.0752 | 1.4878 | 1.6691
113779 | G253 | 18230691 | Commercial Strategic Energy Management {G} | 12093-1 | CSEM - Performance Incentive - Year 2 | 3 |  | Comm Flat | 1 | 58113 |  | 9997 | 16853 | 58113 | 9997 | 16853 |  |  | 3 | 0.4905 | 6856 | 16.35% | 71387.3324 | 6856 | 89990.1043 | 88240.3324 | 84126.4881 | 82490.7286 | 0 | 0 | 2.1538 | 125165.4081 | 2.1538 | 0 | 125165.4081 | 0 | 125165.4081 | 125165.4081 | 137681.949 | 1.4878 | 1.6691
Program Costs: | G253 | 18230691 | Commercial Strategic Energy Management {G} | 12094-1 | CSEM - Performance Incentive - Year 3 | 3 |  | Comm Flat | 1 | 2214 |  | 403 | 642 | 2214 | 403 | 642 |  |  | 3 | 0.018687 | 239 | 0.6229% | 2719.728 | 239 | 3428.4599 | 3361.728 | 3205.0668 | 3142.683 | 0 | 0 | 2.1538 | 4768.5753 | 2.1538 | 0 | 4768.5753 | 0 | 4768.5753 | 4768.5753 | 5245.4328 | 1.4878 | 1.6691
436621.99 | G253 | 18230691 | Commercial Strategic Energy Management {G} | 12094-1 | CSEM - Performance Incentive - Year 3 | 3 |  | Comm Flat | 1 | 194716 |  | 31569 | 53231 | 194716 | 31569 | 53231 |  |  | 3 | 1.6435 | 21662 | 54.78% | 239193.5679 | 21662 | 301524.842 | 292424.5679 | 281877.949 | 273370.6346 | 0 | 0 | 2.1538 | 419384.7782 | 2.1538 | 0 | 419384.7782 | 0 | 419384.7782 | 419384.7782 | 461323.256 | 1.4878 | 1.6875
Total Savings (therm): | [18 empty] | 0 | 0 | 0 | 0% | 0 | 0 | 0 | 0 | 0 | 0 | 0 | 0 | #N/A | #N/A | #N/A | #N/A | #N/A | #N/A | #N/A | 0 | 0 | 0 | #DIV/0!
355433 | [18 empty] | 0 | 0 | 0 | 0% | 0 | 0 | 0 | 0 | 0 | 0 | 0 | 0 | #N/A | #N/A | #N/A | #N/A | #N/A | #N/A | #N/A | 0 | 0 | 0 | #DIV/0!
Total Incentives: | [18 empty] | 0 | 0 | 0 | 0% | 0 | 0 | 0 | 0 | 0 | 0 | 0 | 0 | #N/A | #N/A | #N/A | #N/A | #N/A | #N/A | #N/A | 0 | 0 | 0 | #DIV/0!
60278 | [18 empty] | 0 | 0 | 0 | 0% | 0 | 0 | 0 | 0 | 0 | 0 | 0 | 0 | #N/A | #N/A | #N/A | #N/A | #N/A | #N/A | #N/A | 0 | 0 | 0 | #DIV/0!
Total Customer Costs: | [18 empty] | 0 | 0 | 0 | 0% | 0 | 0 | 0 | 0 | 0 | 0 | 0 | 0 | #N/A | #N/A | #N/A | #N/A | #N/A | #N/A | #N/A | 0 | 0 | 0 | #DIV/0!
39561 | [18 empty] | 0 | 0 | 0 | 0% | 0 | 0 | 0 | 0 | 0 | 0 | 0 | 0 | #N/A | #N/A | #N/A | #N/A | #N/A | #N/A | #N/A | 0 | 0 | 0 | #DIV/0!
Weighted Avg Life | [18 empty] | 0 | 0 | 0 | 0% | 0 | 0 | 0 | 0 | 0 | 0 | 0 | 0 | #N/A | #N/A | #N/A | #N/A | #N/A | #N/A | #N/A | 0 | 0 | 0 | #DIV/0!
3 | [18 empty] | 0 | 0 | 0 | 0% | 0 | 0 | 0 | 0 | 0 | 0 | 0 | 0 | #N/A | #N/A | #N/A | #N/A | #N/A | #N/A | #N/A | 0 | 0 | 0 | #DIV/0!
Total Utility Cost | [18 empty] | 0 | 0 | 0 | 0% | 0 | 0 | 0 | 0 | 0 | 0 | 0 | 0 | #N/A | #N/A | #N/A | #N/A | #N/A | #N/A | #N/A | 0 | 0 | 0 | #DIV/0!
550400.99 | [18 empty] | 0 | 0 | 0 | 0% | 0 | 0 | 0 | 0 | 0 | 0 | 0 | 0 | #N/A | #N/A | #N/A | #N/A | #N/A | #N/A | #N/A | 0 | 0 | 0 | #DIV/0!
Total Resource Cost | [18 empty] | 0 | 0 | 0 | 0% | 0 | 0 | 0 | 0 | 0 | 0 | 0 | 0 | #N/A | #N/A | #N/A | #N/A | #N/A | #N/A | #N/A | 0 | 0 | 0 | #DIV/0!
536460.99 | [18 empty] | 0 | 0 | 0 | 0% | 0 | 0 | 0 | 0 | 0 | 0 | 0 | 0 | #N/A | #N/A | #N/A | #N/A | #N/A | #N/A | #N/A | 0 | 0 | 0 | #DIV/0!
UC B/C Ratio | [18 empty] | 0 | 0 | 0 | 0% | 0 | 0 | 0 | 0 | 0 | 0 | 0 | 0 | #N/A | #N/A | #N/A | #N/A | #N/A | #N/A | #N/A | 0 | 0 | 0 | #DIV/0!
1.4878 | [18 empty] | 0 | 0 | 0 | 0% | 0 | 0 | 0 | 0 | 0 | 0 | 0 | 0 | #N/A | #N/A | #N/A | #N/A | #N/A | #N/A | #N/A | 0 | 0 | 0 | #DIV/0!
TRC B/C Ratio | [18 empty] | 0 | 0 | 0 | 0% | 0 | 0 | 0 | 0 | 0 | 0 | 0 | 0 | #N/A | #N/A | #N/A | #N/A | #N/A | #N/A | #N/A | 0 | 0 | 0 | #DIV/0!
1.6791 | [18 empty] | 0 | 0 | 0 | 0% | 0 | 0 | 0 | 0 | 0 | 0 | 0 | 0 | #N/A | #N/A | #N/A | #N/A | #N/A | #N/A | #N/A | 0 | 0 | 0 | #DIV/0!
Note on W3: Curtis, Kasey Calculates measure savings as a % of total program savings.
Note on X3: Curtis, Kasey: Uses % of measure savings as a proxy for % of program spending.

## P4P {G}
Rtn to Summary |  | Order Number | Program Name | Discount Rate: | 6.97% | [9 empty] | Paste in incentives but use DBtC for Total
| Program: | 18231039 | Pay for Performance {G}
| paste |  |  | paste | paste | paste | paste | paste | paste | paste | paste | paste | paste | Paste | paste | paste | paste | paste | Formula: G + H | Formula: (O/A10)*T | Formula: N - M | Formula: O/A10 | Formula: W*A8 | Formula: Q - P | Formula: X + DBtC | Formula: Q + X | Formula: Z/(1+GasDiscountRate)^1 | Formula: AA/(1+GasDiscountRate)^1 | Formula: -PV(ElecDiscount Rate,T,R)*J | Formula: -PV(ElecDiscount Rate, T, S)*J |  | AF*J*K |  | AH*J*L | AG + AI |  | AG +AI -AK | formula: Logic to lookup from AC tables and adjust by savings and quantity | Formula: Utility Savings (AM)*1.1+AD+AE | formula: AM/AB | formula: AN/AC
| Sch. No. | Order Number | Program Name | Measure Version | Measure Name | First Period Measure Life | Second period Measure Life | Gas End-Use Type | Number of units offered | Savings per Unit Period 1 | Savngs per Unit Period 2 | Incentives Per Unit | Incremental Measure Cost per Unit | Total First Year Savings | Total Incentive | Total Incremental Measure Cost | Unit First Year Non-Energy Benefits | Unit Annual Net Equipment O&M | Total Measure Life | Weighted Life | Agency or Customer Cost per Unit | Percent Unit overhead | Program Overhead Cost | Total Customer Cost | Total Utility Program Costs | Total Resource Cost | PV Total Utility Program Costs | PV Total Resource Costs | PV Total Non-Energy Benefits | PV Total Net Equipment O&M | Unit PV First period Savings for 1 therm | Total First Period Savings | Unit PV Savings for Second Period for 1 therm | Total Second period Savings | Unadjusted Total | Decrement | Final UC Total Savings | PV Total Savings UC | PV Total Savings TRC | UC B/C Ratio | TRC B/C Ratio
DBTC: | G253 | 18231039 | Pay for Performance {G} | [15 empty] | 0 | #DIV/0! | 0 | #DIV/0! | #DIV/0! | 0 | #DIV/0! | #DIV/0! | #DIV/0! | #DIV/0! | 0 | 0 | #N/A | #N/A | #N/A | #N/A | #N/A | #N/A | #N/A | 0 | 0 | 0 | #DIV/0!
0 | [18 empty] | 0 | #DIV/0! | 0 | #DIV/0! | #DIV/0! | 0 | #DIV/0! | #DIV/0! | #DIV/0! | #DIV/0! | 0 | 0 | #N/A | #N/A | #N/A | #N/A | #N/A | #N/A | #N/A | 0 | 0 | 0 | #DIV/0!
Program Costs: | [18 empty] | 0 | #DIV/0! | 0 | #DIV/0! | #DIV/0! | 0 | #DIV/0! | #DIV/0! | #DIV/0! | #DIV/0! | 0 | 0 | #N/A | #N/A | #N/A | #N/A | #N/A | #N/A | #N/A | 0 | 0 | 0 | #DIV/0!
2854.83 | [18 empty] | 0 | #DIV/0! | 0 | #DIV/0! | #DIV/0! | 0 | #DIV/0! | #DIV/0! | #DIV/0! | #DIV/0! | 0 | 0 | #N/A | #N/A | #N/A | #N/A | #N/A | #N/A | #N/A | 0 | 0 | 0 | #DIV/0!
Total Savings (therm): | [18 empty] | 0 | #DIV/0! | 0 | #DIV/0! | #DIV/0! | 0 | #DIV/0! | #DIV/0! | #DIV/0! | #DIV/0! | 0 | 0 | #N/A | #N/A | #N/A | #N/A | #N/A | #N/A | #N/A | 0 | 0 | 0 | #DIV/0!
0 | [18 empty] | 0 | #DIV/0! | 0 | #DIV/0! | #DIV/0! | 0 | #DIV/0! | #DIV/0! | #DIV/0! | #DIV/0! | 0 | 0 | #N/A | #N/A | #N/A | #N/A | #N/A | #N/A | #N/A | 0 | 0 | 0 | #DIV/0!
Total Incentives: | [18 empty] | 0 | #DIV/0! | 0 | #DIV/0! | #DIV/0! | 0 | #DIV/0! | #DIV/0! | #DIV/0! | #DIV/0! | 0 | 0 | #N/A | #N/A | #N/A | #N/A | #N/A | #N/A | #N/A | 0 | 0 | 0 | #DIV/0!
0 | [18 empty] | 0 | #DIV/0! | 0 | #DIV/0! | #DIV/0! | 0 | #DIV/0! | #DIV/0! | #DIV/0! | #DIV/0! | 0 | 0 | #N/A | #N/A | #N/A | #N/A | #N/A | #N/A | #N/A | 0 | 0 | 0 | #DIV/0!
Total Customer Costs: | [18 empty] | 0 | #DIV/0! | 0 | #DIV/0! | #DIV/0! | 0 | #DIV/0! | #DIV/0! | #DIV/0! | #DIV/0! | 0 | 0 | #N/A | #N/A | #N/A | #N/A | #N/A | #N/A | #N/A | 0 | 0 | 0 | #DIV/0!
0 | [18 empty] | 0 | #DIV/0! | 0 | #DIV/0! | #DIV/0! | 0 | #DIV/0! | #DIV/0! | #DIV/0! | #DIV/0! | 0 | 0 | #N/A | #N/A | #N/A | #N/A | #N/A | #N/A | #N/A | 0 | 0 | 0 | #DIV/0!
Weighted Avg Life | [18 empty] | 0 | #DIV/0! | 0 | #DIV/0! | #DIV/0! | 0 | #DIV/0! | #DIV/0! | #DIV/0! | #DIV/0! | 0 | 0 | #N/A | #N/A | #N/A | #N/A | #N/A | #N/A | #N/A | 0 | 0 | 0 | #DIV/0!
#DIV/0! | [18 empty] | 0 | #DIV/0! | 0 | #DIV/0! | #DIV/0! | 0 | #DIV/0! | #DIV/0! | #DIV/0! | #DIV/0! | 0 | 0 | #N/A | #N/A | #N/A | #N/A | #N/A | #N/A | #N/A | 0 | 0 | 0 | #DIV/0!
Total Utility Cost | [18 empty] | 0 | #DIV/0! | 0 | #DIV/0! | #DIV/0! | 0 | #DIV/0! | #DIV/0! | #DIV/0! | #DIV/0! | 0 | 0 | #N/A | #N/A | #N/A | #N/A | #N/A | #N/A | #N/A | 0 | 0 | 0 | #DIV/0!
2854.83 | [18 empty] | 0 | #DIV/0! | 0 | #DIV/0! | #DIV/0! | 0 | #DIV/0! | #DIV/0! | #DIV/0! | #DIV/0! | 0 | 0 | #N/A | #N/A | #N/A | #N/A | #N/A | #N/A | #N/A | 0 | 0 | 0 | #DIV/0!
Total Resource Cost | [18 empty] | 0 | #DIV/0! | 0 | #DIV/0! | #DIV/0! | 0 | #DIV/0! | #DIV/0! | #DIV/0! | #DIV/0! | 0 | 0 | #N/A | #N/A | #N/A | #N/A | #N/A | #N/A | #N/A | 0 | 0 | 0 | #DIV/0!
2854.83 | [18 empty] | 0 | #DIV/0! | 0 | #DIV/0! | #DIV/0! | 0 | #DIV/0! | #DIV/0! | #DIV/0! | #DIV/0! | 0 | 0 | #N/A | #N/A | #N/A | #N/A | #N/A | #N/A | #N/A | 0 | 0 | 0 | #DIV/0!
UC B/C Ratio | [18 empty] | 0 | #DIV/0! | 0 | #DIV/0! | #DIV/0! | 0 | #DIV/0! | #DIV/0! | #DIV/0! | #DIV/0! | 0 | 0 | #N/A | #N/A | #N/A | #N/A | #N/A | #N/A | #N/A | 0 | 0 | 0 | #DIV/0!
#DIV/0! | [18 empty] | 0 | #DIV/0! | 0 | #DIV/0! | #DIV/0! | 0 | #DIV/0! | #DIV/0! | #DIV/0! | #DIV/0! | 0 | 0 | #N/A | #N/A | #N/A | #N/A | #N/A | #N/A | #N/A | 0 | 0 | 0 | #DIV/0!
TRC B/C Ratio | [18 empty] | 0 | #DIV/0! | 0 | #DIV/0! | #DIV/0! | 0 | #DIV/0! | #DIV/0! | #DIV/0! | #DIV/0! | 0 | 0 | #N/A | #N/A | #N/A | #N/A | #N/A | #N/A | #N/A | 0 | 0 | 0 | #DIV/0!
#DIV/0! | [18 empty] | 0 | #DIV/0! | 0 | #DIV/0! | #DIV/0! | 0 | #DIV/0! | #DIV/0! | #DIV/0! | #DIV/0! | 0 | 0 | #N/A | #N/A | #N/A | #N/A | #N/A | #N/A | #N/A | 0 | 0 | 0 | #DIV/0!
Note on W3: Curtis, Kasey Calculates measure savings as a % of total program savings.
Note on X3: Curtis, Kasey: Uses % of measure savings as a proxy for % of program spending.

## Commercial Kitchen Laundry {G}
Rtn to Summary |  | Order Number | Program Name | Discount Rate: | 6.97% | [9 empty] | Paste in incentives but use DBtC for Total
| Program: | 18231027 | Commercial Kitchen Laundry {G}
| paste |  |  | paste | paste | paste | paste | paste | paste | paste | paste | paste | paste | Paste | paste | paste | paste | paste | Formula: G + H | Formula: (O/A10)*T | Formula: N - M | Formula: O/A10 | Formula: W*A8 | Formula: Q - P | Formula: X + DBtC | Formula: Q + X | Formula: Z/(1+GasDiscountRate)^1 | Formula: AA/(1+GasDiscountRate)^1 | Formula: -PV(ElecDiscount Rate,T,R)*J | Formula: -PV(ElecDiscount Rate, T, S)*J |  | AF*J*K |  | AH*J*L | AG + AI |  | AG +AI -AK | formula: Logic to lookup from AC tables and adjust by savings and quantity | Formula: Utility Savings (AM)*1.1+AD+AE | formula: AM/AB | formula: AN/AC
| Sch. No. | Order Number | Program Name | Measure Version | Measure Name | First Period Measure Life | Second period Measure Life | Gas End-Use Type | Number of units offered | Savings per Unit Period 1 | Savngs per Unit Period 2 | Incentives Per Unit | Incremental Measure Cost per Unit | Total First Year Savings | Total Incentive | Total Incremental Measure Cost | Unit First Year Non-Energy Benefits | Unit Annual Net Equipment O&M | Total Measure Life | Weighted Life | Agency or Customer Cost per Unit | Percent Unit overhead | Program Overhead Cost | Total Customer Cost | Total Utility Program Costs | Total Resource Cost | PV Total Utility Program Costs | PV Total Resource Costs | PV Total Non-Energy Benefits | PV Total Net Equipment O&M | Unit PV First period Savings for 1 therm | Total First Period Savings | Unit PV Savings for Second Period for 1 therm | Total Second period Savings | Unadjusted Total | Decrement | Final UC Total Savings | PV Total Savings UC | PV Total Savings TRC | UC B/C Ratio | TRC B/C Ratio
DBTC: | G262 | 18231027 | Commercial Kitchen Laundry {G} | 10820-1 | CKTCH: Sales Incentive - Oven - NG | 0 |  |  | 2 | 0 |  | 50 | 50 | 0 | 100 | 100 | 0 |  | 0 | 0 | 0 | 0% | 0 | 0 | 0 | 100 | 0 | 93.4842 | 0 | 0 | #N/A | #N/A | #N/A | #N/A | #N/A | #N/A | #N/A | 0 | 0 | 0 | 0
555164.26 | G262 | 18231027 | Commercial Kitchen Laundry {G} | 10824-2 | CKTCH: Oven - Combination - 14 Pan or Less - NG | 12 |  | Comm Cooking | 13 | 798 |  | 2500 | 3588 | 10374 | 32500 | 46644 | 5171.02 | 0 | 12 | 0.80674 | 1088 | 6.723% | 21080.105 | 14144 | 58402.9936 | 67724.105 | 54597.5447 | 63311.3069 | 534787.9831 | 0 | 8.3275 | 86389.2515 | 8.3275 | 0 | 86389.2515 | 0 | 86389.2515 | 86389.2515 | 629816.1597 | 1.5823 | 9.9479
Program Costs: | G262 | 18231027 | Commercial Kitchen Laundry {G} | 10824-3 | CKTCH: Oven - Combination - 14 Pan or Less - NG | 12 |  | Comm Cooking | 6 | 1021 |  | 2500 | 2531 | 6126 | 15000 | 15186 | 1183.39 | 0 | 12 | 0.47639 | 31 | 3.97% | 12448.1129 | 186 | 34487.8291 | 27634.1129 | 32240.6554 | 25833.5168 | 56486.0512 | 0 | 8.3275 | 51014.1271 | 8.3275 | 0 | 51014.1271 | 0 | 51014.1271 | 51014.1271 | 112601.5911 | 1.5823 | 4.3587
313558.82 | G262 | 18231027 | Commercial Kitchen Laundry {G} | 10825-3 | CKTCH: Oven - Combination - More Than 28 Pans - NG | 12 |  | Comm Cooking | 2 | 1971 |  | 7000 | 7890 | 3942 | 14000 | 15780 | 3944.64 | 0 | 12 | 0.30655 | 890 | 2.555% | 8010.1961 | 1780 | 22192.462 | 23790.1961 | 20746.4354 | 22240.0636 | 62762.3852 | 0 | 8.3275 | 32826.9163 | 8.3275 | 0 | 32826.9163 | 0 | 32826.9163 | 32826.9163 | 98871.9931 | 1.5823 | 4.4457
Total Savings (therm): | G262 | 18231027 | Commercial Kitchen Laundry {G} | 10826-3 | CKTCH: Oven - Combination - 15 to 28 Pans - NG | 12 |  | Comm Cooking | 1 | 1434 |  | 3000 | 3361 | 1434 | 3000 | 3361 | 1972.32 | 0 | 12 | 0.11152 | 361 | 0.9293% | 2913.9069 | 361 | 8073.0569 | 6274.9069 | 7547.029 | 5866.0437 | 15690.5963 | 0 | 8.3275 | 11941.6027 | 8.3275 | 0 | 11941.6027 | 0 | 11941.6027 | 11941.6027 | 28826.3593 | 1.5823 | 4.9141
154309.44 | G262 | 18231027 | Commercial Kitchen Laundry {G} | 10877-1 | CKTCH: Dishwasher - Door Type - Low Temp - GWH | 15 |  | Comm Water Heat | 1 | 599 |  | 750 | 2659 | 599 | 750 | 2659 | 9597.84 |  | 15 | 0.058227 | 1909 | 0.3882% | 1217.1759 | 1909 | 3372.2183 | 3876.1759 | 3152.4898 | 3623.6103 | 87582.1834 | 0 | 10.1439 | 6076.1884 | 10.1439 | 0 | 6076.1884 | 0 | 6076.1884 | 6076.1884 | 94265.9907 | 1.9274 | 26.0144
Total Incentives: | G262 | 18231027 | Commercial Kitchen Laundry {G} | 10895-2 | CKTCH: Dishwasher - Under Counter - High Temp - GWH - E Booster | 10 |  | Comm Water Heat | 1 | 40 |  | 0 | 57 | 40 | 0 | 57 | 479.68 | 0 | 10 | 0.0025922 | 57 | 0.02592% | 81.2805 | 57 | 225.1899 | 138.2805 | 210.5168 | 129.2704 | 3373.7486 | 0 | 7.0927 | 283.7076 | 7.0927 | 0 | 283.7076 | 0 | 283.7076 | 283.7076 | 3685.827 | 1.3477 | 28.5125
337200 | G262 | 18231027 | Commercial Kitchen Laundry {G} | 10897-1 | CKTCH: Dishwasher - Under Counter - Low Temp - GWH | 10 |  | Comm Water Heat | 1 | 94 |  | 150 | 232 | 94 | 150 | 232 | 1126.21 |  | 10 | 0.0060917 | 82 | 0.06092% | 191.0092 | 82 | 529.1962 | 423.0092 | 494.7146 | 395.4466 | 7921.0086 | 0 | 7.0927 | 666.7128 | 7.0927 | 0 | 666.7128 | 0 | 666.7128 | 666.7128 | 8654.3928 | 1.3477 | 21.8851
Total Customer Costs: | G262 | 18231027 | Commercial Kitchen Laundry {G} | 12431-1 | Fryer - Kitchen - Any Vat - Comm - NG | 12 |  | Comm Cooking | 37 | 548 |  | 1000 | 1017 | 20276 | 37000 | 37629 | 1357 | 0 | 12 | 1.5768 | 17 | 13.14% | 41201.0998 | 629 | 114148.7466 | 78830.0998 | 106710.9906 | 73693.6522 | 399432.7238 | 0 | 8.3275 | 168847.9336 | 8.3275 | 0 | 168847.9336 | 0 | 168847.9336 | 168847.9336 | 585165.4508 | 1.5823 | 7.9405
19201.38 | G262 | 18231027 | Commercial Kitchen Laundry {G} | 12431-2 | Fryer - Kitchen - Any Vat - Comm - NG | 12 |  | Comm Cooking | 139 | 519 |  | 1000 | 1192 | 72141 | 139000 | 165688 | 1357 | 0 | 12 | 5.6101 | 192 | 46.75% | 146591.4647 | 26688 | 406135.5657 | 312279.4647 | 379672.3995 | 291931.8171 | 1500571.5839 | 0 | 8.3275 | 600752.5537 | 8.3275 | 0 | 600752.5537 | 0 | 600752.5537 | 600752.5537 | 2161399.393 | 1.5823 | 7.4038
Weighted Avg Life | G262 | 18231027 | Commercial Kitchen Laundry {G} | 12433-1 | Steam - Kitchen - Any Size - Comm - NG | 12 |  | Comm Cooking | 2 | 2595 |  | 2000 | 2901 | 5190 | 4000 | 5802 | 10342.03 | 0 | 12 | 0.4036 | 901 | 3.363% | 10546.1485 | 1802 | 29218.386 | 16348.1485 | 27314.5611 | 15282.9284 | 164549.9895 | 0 | 8.3275 | 43219.6082 | 8.3275 | 0 | 43219.6082 | 0 | 43219.6082 | 43219.6082 | 212091.5585 | 1.5823 | 13.8777
12.1137 | G262 | 18231027 | Commercial Kitchen Laundry {G} | 12742-1 | Oven - Convection - Double - 5 Pans or less - GH - Comm | 12 |  | Comm Cooking | 2 | 500 |  | 2000 | 0 | 1000 | 4000 | 0 | 0 | 0 | 12 | 0.077766 | -2000 | 0.648% | 2032.0132 | -4000 | 5629.7468 | 2032.0132 | 5262.9212 | 1899.6104 | 0 | 0 | 8.3275 | 8327.4775 | 8.3275 | 0 | 8327.4775 | 0 | 8327.4775 | 8327.4775 | 9160.2252 | 1.5823 | 4.8222
Total Utility Cost | G262 | 18231027 | Commercial Kitchen Laundry {G} | 12750-1 | Oven - Convection - Full - 5 Pans or less - GH - Comm | 12 |  | Comm Cooking | 4 | 250 |  | 1000 | 1286 | 1000 | 4000 | 5144 | 0 | 0 | 12 | 0.077766 | 286 | 0.648% | 2032.0132 | 1144 | 5629.7468 | 7176.0132 | 5262.9212 | 6708.4353 | 0 | 0 | 8.3275 | 8327.4775 | 8.3275 | 0 | 8327.4775 | 0 | 8327.4775 | 8327.4775 | 9160.2252 | 1.5823 | 1.3655
868723.08 | G262 | 18231027 | Commercial Kitchen Laundry {G} | 12878-1 | Incentive - Sales - Dishwasher - DWH - Comm - Kitchen |  |  |  | 1 | 0 |  | 25 | 25 | 0 | 25 | 25 | 0 | 0 | 0 | 0 | 0 | 0% | 0 | 0 | 0 | 25 | 0 | 23.371 | 0 | 0 | #N/A | #N/A | #N/A | #N/A | #N/A | #N/A | #N/A | 0 | 0 | 0 | 0
Total Resource Cost | G262 | 18231027 | Commercial Kitchen Laundry {G} | 12880-1 | Incentive - Sales - Dishwasher - GWH - Comm - Kitchen |  |  |  | 1 | 0 |  | 50 | 50 | 0 | 50 | 50 | 0 | 0 | 0 | 0 | 0 | 0% | 0 | 0 | 0 | 50 | 0 | 46.7421 | 0 | 0 | #N/A | #N/A | #N/A | #N/A | #N/A | #N/A | #N/A | 0 | 0 | 0 | 0
669960.2 | G262 | 18231027 | Commercial Kitchen Laundry {G} | 12880-2 | Incentive - Sales - Dishwasher - GWH - Comm - Kitchen |  |  |  | 10 | 0 |  | 50 | 0 | 0 | 500 | 0 | 0 | 0 | 0 | 0 | -50 | 0% | 0 | -500 | 0 | 0 | 0 | 0 | 0 | 0 | #N/A | #N/A | #N/A | #N/A | #N/A | #N/A | #N/A | 0 | 0 | 0 | #DIV/0!
UC B/C Ratio | G262 | 18231027 | Commercial Kitchen Laundry {G} | 12883-1 | Incentive - Sales - Fryer - GH - Comm - Kitchen |  |  |  | 29 | 0 |  | 50 | 50 | 0 | 1450 | 1450 | 0 | 0 | 0 | 0 | 0 | 0% | 0 | 0 | 0 | 1450 | 0 | 1355.5202 | 0 | 0 | #N/A | #N/A | #N/A | #N/A | #N/A | #N/A | #N/A | 0 | 0 | 0 | 0
1.5952 | G262 | 18231027 | Commercial Kitchen Laundry {G} | 12883-2 | Incentive - Sales - Fryer - GH - Comm - Kitchen |  |  |  | 123 | 0 |  | 50 | 0 | 0 | 6150 | 0 | 0 | 0 | 0 | 0 | -50 | 0% | 0 | -6150 | 0 | 0 | 0 | 0 | 0 | 0 | #N/A | #N/A | #N/A | #N/A | #N/A | #N/A | #N/A | 0 | 0 | 0 | #DIV/0!
TRC B/C Ratio | G262 | 18231027 | Commercial Kitchen Laundry {G} | 12888-1 | Incentive - Sales - Oven - GH - Comm - Kitchen |  |  |  | 16 | 0 |  | 50 | 50 | 0 | 800 | 800 | 0 | 0 | 0 | 0 | 0 | 0% | 0 | 0 | 0 | 800 | 0 | 747.8732 | 0 | 0 | #N/A | #N/A | #N/A | #N/A | #N/A | #N/A | #N/A | 0 | 0 | 0 | 0
7.1216 | G262 | 18231027 | Commercial Kitchen Laundry {G} | 12888-2 | Incentive - Sales - Oven - GH - Comm - Kitchen |  |  |  | 17 | 0 |  | 50 | 0 | 0 | 850 | 0 | 0 | 0 | 0 | 0 | -50 | 0% | 0 | -850 | 0 | 0 | 0 | 0 | 0 | 0 | #N/A | #N/A | #N/A | #N/A | #N/A | #N/A | #N/A | 0 | 0 | 0 | #DIV/0!
| G262 | 18231027 | Commercial Kitchen Laundry {G} | 12890-2 | Incentive - Sales - Steam Cooker - GH - Comm - Kitchen |  |  |  | 3 | 0 |  | 300 | 0 | 0 | 900 | 0 | 0 | 0 | 0 | 0 | -300 | 0% | 0 | -900 | 0 | 0 | 0 | 0 | 0 | 0 | #N/A | #N/A | #N/A | #N/A | #N/A | #N/A | #N/A | 0 | 0 | 0 | #DIV/0!
| G262 | 18231027 | Commercial Kitchen Laundry {G} | 13053-1 | Griddle - 4 LF - GH - Kitchen - Comm | 12 |  | Comm Cooking | 2 | 505.72 |  | 1500 | 1794.78 | 1011.44 | 3000 | 3589.56 | 0 | 0 | 12 | 0.078655 | 294.78 | 0.6555% | 2055.2594 | 589.56 | 5694.1511 | 5644.8194 | 5323.129 | 5277.0117 | 0 | 0 | 8.3275 | 8422.7438 | 8.3275 | 0 | 8422.7438 | 0 | 8422.7438 | 8422.7438 | 9265.0182 | 1.5823 | 1.7557
| G262 | 18231027 | Commercial Kitchen Laundry {G} | 13070-1 | Oven - Convection - Double - GH - Comm | 12 |  | Comm Cooking | 14 | 812 |  | 2000 | 2648 | 11368 | 28000 | 5296 | 0 | 0 | 12 | 0.88404 | 648 | 7.367% | 23099.9261 | -22704 | 63998.9619 | 28395.9261 | 59828.8884 | 26545.6914 | 0 | 0 | 8.3275 | 94666.7641 | 8.3275 | 0 | 94666.7641 | 0 | 94666.7641 | 94666.7641 | 104133.4405 | 1.5823 | 3.9228
| G262 | 18231027 | Commercial Kitchen Laundry {G} | 13074-1 | Oven - Convection - Full - GH - Comm | 12 |  | Comm Cooking | 11 | 406 |  | 1000 | 1324 | 4466 | 11000 | 14564 | 0 | 0 | 12 | 0.3473 | 324 | 2.894% | 9074.971 | 3564 | 25142.4493 | 23638.971 | 23504.2062 | 22098.6921 | 0 | 0 | 8.3275 | 37190.5145 | 8.3275 | 0 | 37190.5145 | 0 | 37190.5145 | 37190.5145 | 40909.5659 | 1.5823 | 1.8512
| G262 | 18231027 | Commercial Kitchen Laundry {G} | 13082-1 | Steamer - Any Size - GH - Kitchen - Comm | 12 |  | Comm Cooking | 3 | 3271 |  | 2500 | 2709 | 9813 | 7500 | 8127 | 1887.14 | 0 | 12 | 0.76312 | 209 | 6.359% | 19940.1456 | 627 | 55244.7056 | 28067.1456 | 51645.0459 | 26238.3337 | 45038.8658 | 0 | 8.3275 | 81717.5366 | 8.3275 | 0 | 81717.5366 | 0 | 81717.5366 | 81717.5366 | 134928.1561 | 1.5823 | 5.1424
| G262 | 18231027 | Commercial Kitchen Laundry {G} | 13086-1 | Incentive - Sales - Oven - Combination - GH - Comm - Kitchen |  |  |  | 7 | 0 |  | 100 | 0 | 0 | 700 | 0 | 0 | 0 | 0 | 0 | -100 | 0% | 0 | -700 | 0 | 0 | 0 | 0 | 0 | 0 | #N/A | #N/A | #N/A | #N/A | #N/A | #N/A | #N/A | 0 | 0 | 0 | #DIV/0!
| G262 | 18231027 | Commercial Kitchen Laundry {G} | 13097-1 | Dishwasher - Door Type - Single Tank - High Temp - GWH - E Booster - Foodservice | 15 |  | Comm Cooking | 1 | 264 |  | 200 | 259.14 | 264 | 200 | 259.14 | 763.14 | 0 | 15 | 0.025663 | 59.14 | 0.1711% | 536.4515 | 59.14 | 1486.2532 | 795.5915 | 1389.4112 | 743.752 | 6963.8031 | 0 | 10.1268 | 2673.4702 | 10.1268 | 0 | 2673.4702 | 0 | 2673.4702 | 2673.4702 | 9904.6203 | 1.9242 | 13.3171
| G262 | 18231027 | Commercial Kitchen Laundry {G} | 13102-1 | Dishwasher - Door Type - Single Tank - Low Temp - GWH - Foodservice | 15 |  | Comm Cooking | 8 | 599 |  | 2500 | 2659 | 4792 | 20000 | 21272 | 1755.23 | 0 | 15 | 0.46582 | 159 | 3.105% | 9737.4073 | 1272 | 26977.7468 | 31009.4073 | 25219.9185 | 28988.8822 | 128134.5601 | 0 | 10.1268 | 48527.5357 | 10.1268 | 0 | 48527.5357 | 0 | 48527.5357 | 48527.5357 | 181514.8494 | 1.9242 | 6.2615
| G262 | 18231027 | Commercial Kitchen Laundry {G} | 13120-1 | Dishwasher - Rack Conveyor - Single Tank - High Temp - GWH - Foodservice | 20 |  | Comm Cooking | 1 | 160 |  | 2300 | 2327.69 | 160 | 2300 | 2327.69 | 1853.38 | 0 | 20 | 0.020738 | 27.69 | 0.1037% | 325.1221 | 27.69 | 900.7595 | 2652.8121 | 842.0674 | 2479.959 | 19680.5993 | 0 | 13.0198 | 2083.1694 | 13.0198 | 0 | 2083.1694 | 0 | 2083.1694 | 2083.1694 | 21972.0856 | 2.4739 | 8.8599
| G262 | 18231027 | Commercial Kitchen Laundry {G} | 13134-1 | Dishwasher - Under Counter - High Temp - GWH - Foodservice | 10 |  | Comm Cooking | 3 | 41 |  | 25 | 42.33 | 123 | 75 | 126.99 | 20.1 | 0 | 10 | 0.007971 | 17.33 | 0.07971% | 249.9376 | 51.99 | 692.4589 | 376.9276 | 647.3393 | 352.3676 | 424.1099 | 0 | 7.0792 | 870.7472 | 7.0792 | 0 | 870.7472 | 0 | 870.7472 | 870.7472 | 1381.9318 | 1.3451 | 3.9218
| G262 | 18231027 | Commercial Kitchen Laundry {G} | 13138-1 | Dishwasher - Under Counter - Low Temp - GWH - Foodservice | 10 |  | Comm Cooking | 1 | 96 |  | 200 | 232 | 96 | 200 | 232 | 258.63 | 0 | 10 | 0.0062213 | 32 | 0.06221% | 195.0733 | 32 | 540.4557 | 427.0733 | 505.2404 | 399.2458 | 1819.0306 | 0 | 7.0792 | 679.6075 | 7.0792 | 0 | 679.6075 | 0 | 679.6075 | 679.6075 | 2566.5989 | 1.3451 | 6.4286
[19 empty] | 0 | 0 | 0 | 0% | 0 | 0 | 0 | 0 | 0 | 0 | 0 | 0 | #N/A | #N/A | #N/A | #N/A | #N/A | #N/A | #N/A | 0 | 0 | 0 | #DIV/0!
[19 empty] | 0 | 0 | 0 | 0% | 0 | 0 | 0 | 0 | 0 | 0 | 0 | 0 | #N/A | #N/A | #N/A | #N/A | #N/A | #N/A | #N/A | 0 | 0 | 0 | #DIV/0!
[19 empty] | 0 | 0 | 0 | 0% | 0 | 0 | 0 | 0 | 0 | 0 | 0 | 0 | #N/A | #N/A | #N/A | #N/A | #N/A | #N/A | #N/A | 0 | 0 | 0 | #DIV/0!
[19 empty] | 0 | 0 | 0 | 0% | 0 | 0 | 0 | 0 | 0 | 0 | 0 | 0 | #N/A | #N/A | #N/A | #N/A | #N/A | #N/A | #N/A | 0 | 0 | 0 | #DIV/0!
[19 empty] | 0 | 0 | 0 | 0% | 0 | 0 | 0 | 0 | 0 | 0 | 0 | 0 | #N/A | #N/A | #N/A | #N/A | #N/A | #N/A | #N/A | 0 | 0 | 0 | #DIV/0!
[19 empty] | 0 | 0 | 0 | 0% | 0 | 0 | 0 | 0 | 0 | 0 | 0 | 0 | #N/A | #N/A | #N/A | #N/A | #N/A | #N/A | #N/A | 0 | 0 | 0 | #DIV/0!
[19 empty] | 0 | 0 | 0 | 0% | 0 | 0 | 0 | 0 | 0 | 0 | 0 | 0 | #N/A | #N/A | #N/A | #N/A | #N/A | #N/A | #N/A | 0 | 0 | 0 | #DIV/0!
[19 empty] | 0 | 0 | 0 | 0% | 0 | 0 | 0 | 0 | 0 | 0 | 0 | 0 | #N/A | #N/A | #N/A | #N/A | #N/A | #N/A | #N/A | 0 | 0 | 0 | #DIV/0!
[19 empty] | 0 | 0 | 0 | 0% | 0 | 0 | 0 | 0 | 0 | 0 | 0 | 0 | #N/A | #N/A | #N/A | #N/A | #N/A | #N/A | #N/A | 0 | 0 | 0 | #DIV/0!
[19 empty] | 0 | 0 | 0 | 0% | 0 | 0 | 0 | 0 | 0 | 0 | 0 | 0 | #N/A | #N/A | #N/A | #N/A | #N/A | #N/A | #N/A | 0 | 0 | 0 | #DIV/0!
[19 empty] | 0 | 0 | 0 | 0% | 0 | 0 | 0 | 0 | 0 | 0 | 0 | 0 | #N/A | #N/A | #N/A | #N/A | #N/A | #N/A | #N/A | 0 | 0 | 0 | #DIV/0!
[19 empty] | 0 | 0 | 0 | 0% | 0 | 0 | 0 | 0 | 0 | 0 | 0 | 0 | #N/A | #N/A | #N/A | #N/A | #N/A | #N/A | #N/A | 0 | 0 | 0 | #DIV/0!
[19 empty] | 0 | 0 | 0 | 0% | 0 | 0 | 0 | 0 | 0 | 0 | 0 | 0 | #N/A | #N/A | #N/A | #N/A | #N/A | #N/A | #N/A | 0 | 0 | 0 | #DIV/0!
Note on W3: Curtis, Kasey Calculates measure savings as a % of total program savings.
Note on X3: Curtis, Kasey: Uses % of measure savings as a proxy for % of program spending.

## Commercial HVAC {G}
Rtn to Summary |  | Order Number | Program Name | Discount Rate: | 6.97% | [9 empty] | Paste in incentives but use DBtC for Total
| Program: | 18231029 | Commercial HVAC {G}
| paste |  |  | paste | paste | paste | paste | paste | paste | paste | paste | paste | paste | Paste | paste | paste | paste | paste | Formula: G + H | Formula: (O/A10)*T | Formula: N - M | Formula: O/A10 | Formula: W*A8 | Formula: Q - P | Formula: X + DBtC | Formula: Q + X | Formula: Z/(1+GasDiscountRate)^1 | Formula: AA/(1+GasDiscountRate)^1 | Formula: -PV(ElecDiscount Rate,T,R)*J | Formula: -PV(ElecDiscount Rate, T, S)*J |  | AF*J*K |  | AH*J*L | AG + AI |  | AG +AI -AK | formula: Logic to lookup from AC tables and adjust by savings and quantity | Formula: Utility Savings (AM)*1.1+AD+AE | formula: AM/AB | formula: AN/AC
| Sch. No. | Order Number | Program Name | Measure Version | Measure Name | First Period Measure Life | Second period Measure Life | Gas End-Use Type | Number of units offered | Savings per Unit Period 1 | Savngs per Unit Period 2 | Incentives Per Unit | Incremental Measure Cost per Unit | Total First Year Savings | Total Incentive | Total Incremental Measure Cost | Unit First Year Non-Energy Benefits | Unit Annual Net Equipment O&M | Total Measure Life | Weighted Life | Agency or Customer Cost per Unit | Percent Unit overhead | Program Overhead Cost | Total Customer Cost | Total Utility Program Costs | Total Resource Cost | PV Total Utility Program Costs | PV Total Resource Costs | PV Total Non-Energy Benefits | PV Total Net Equipment O&M | Unit PV First period Savings for 1 therm | Total First Period Savings | Unit PV Savings for Second Period for 1 therm | Total Second period Savings | Unadjusted Total | Decrement | Final UC Total Savings | PV Total Savings UC | PV Total Savings TRC | UC B/C Ratio | TRC B/C Ratio
DBTC: | G262 | 18231029 | Commercial HVAC {G} | 12343-1 | Supply Fan VFD and Controller - with DCV - RTU - Gas Pack - 1500 to 2500 Hrs - C | 15 |  | Comm Flat | 30 | 15.2 |  | 50 | 387.91 | 456 | 1500 | 11637.3 | 0 | 0 | 15 | 0.46271 | 337.91 | 3.085% | 439.2991 | 10137.3 | 485.5704 | 12076.5991 | 453.9314 | 11289.7066 | 0 | 0 | 9.646 | 4398.5824 | 9.646 | 0 | 4398.5824 | 0 | 4398.5824 | 4398.5824 | 4838.4406 | 9.69 | 0.42857
1500 | G262 | 18231029 | Commercial HVAC {G} | 12358-1 | Thermostat - Web Enabled - GP Heating - Comm | 10 |  | Comm Space Heat | 466.15 | 6 |  | 0 | 0 | 2796.9 | 0 | 0 | 0 | 0 | 10 | 1.892 | 0 | 18.92% | 2694.4644 | 0 | 2978.2719 | 2694.4644 | 2784.2123 | 2518.8973 | 0 | 0 | 8.0514 | 22518.96 | 8.0514 | 0 | 22518.96 | 0 | 22518.96 | 22518.96 | 24770.856 | 8.0881 | 9.834
Program Costs: | G262 | 18231029 | Commercial HVAC {G} | 12361-1 | Thermostat - Web Enabled - GP Heating - wo AC - Comm | 10 |  | Comm Space Heat | 50.08 | 6 |  | 0 | 0 | 300.48 | 0 | 0 | 0 | 0 | 10 | 0.20327 | 0 | 2.033% | 289.475 | 0 | 319.9654 | 289.475 | 299.1169 | 270.6133 | 0 | 0 | 8.0514 | 2419.2846 | 8.0514 | 0 | 2419.2846 | 0 | 2419.2846 | 2419.2846 | 2661.2131 | 8.0881 | 9.834
14240.98 | G262 | 18231029 | Commercial HVAC {G} | 13033-1 | Supply Fan VFD and Controller - with DCV - RTU - 10 to 20 Tons - Gas Pack - Comm - C | 15 |  | Comm Flat | 35 | 228 |  | 0 | 0 | 7980 | 0 | 0 | 0 | 0 | 15 | 8.0975 | 0 | 53.98% | 7687.735 | 0 | 8497.4828 | 7687.735 | 7943.8 | 7186.8141 | 0 | 0 | 9.646 | 76975.1917 | 9.646 | 0 | 76975.1917 | 0 | 76975.1917 | 76975.1917 | 84672.7108 | 9.69 | 11.7817
Total Savings (therm): | G262 | 18231029 | Commercial HVAC {G} | 13035-1 | Supply Fan VFD and Controller - with DCV - RTU - 5 to under 10 Tons - Gas Pack - Comm - C | 15 |  | Comm Flat | 28.5 | 114 |  | 0 | 0 | 3249 | 0 | 0 | 0 | 0 | 15 | 3.2968 | 0 | 21.98% | 3130.0064 | 0 | 3459.6894 | 3130.0064 | 3234.2614 | 2926.06 | 0 | 0 | 9.646 | 31339.8995 | 9.646 | 0 | 31339.8995 | 0 | 31339.8995 | 31339.8995 | 34473.8894 | 9.69 | 11.7817
14782.38 | [18 empty] | 0 | 0 | 0 | 0% | 0 | 0 | 0 | 0 | 0 | 0 | 0 | 0 | #N/A | #N/A | #N/A | #N/A | #N/A | #N/A | #N/A | 0 | 0 | 0 | #DIV/0!
Total Incentives: | [18 empty] | 0 | 0 | 0 | 0% | 0 | 0 | 0 | 0 | 0 | 0 | 0 | 0 | #N/A | #N/A | #N/A | #N/A | #N/A | #N/A | #N/A | 0 | 0 | 0 | #DIV/0!
1500 | [18 empty] | 0 | 0 | 0 | 0% | 0 | 0 | 0 | 0 | 0 | 0 | 0 | 0 | #N/A | #N/A | #N/A | #N/A | #N/A | #N/A | #N/A | 0 | 0 | 0 | #DIV/0!
Total Customer Costs: | [18 empty] | 0 | 0 | 0 | 0% | 0 | 0 | 0 | 0 | 0 | 0 | 0 | 0 | #N/A | #N/A | #N/A | #N/A | #N/A | #N/A | #N/A | 0 | 0 | 0 | #DIV/0!
10137.3 | [18 empty] | 0 | 0 | 0 | 0% | 0 | 0 | 0 | 0 | 0 | 0 | 0 | 0 | #N/A | #N/A | #N/A | #N/A | #N/A | #N/A | #N/A | 0 | 0 | 0 | #DIV/0!
Weighted Avg Life | [18 empty] | 0 | 0 | 0 | 0% | 0 | 0 | 0 | 0 | 0 | 0 | 0 | 0 | #N/A | #N/A | #N/A | #N/A | #N/A | #N/A | #N/A | 0 | 0 | 0 | #DIV/0!
13.9523 | [18 empty] | 0 | 0 | 0 | 0% | 0 | 0 | 0 | 0 | 0 | 0 | 0 | 0 | #N/A | #N/A | #N/A | #N/A | #N/A | #N/A | #N/A | 0 | 0 | 0 | #DIV/0!
Total Utility Cost | [18 empty] | 0 | 0 | 0 | 0% | 0 | 0 | 0 | 0 | 0 | 0 | 0 | 0 | #N/A | #N/A | #N/A | #N/A | #N/A | #N/A | #N/A | 0 | 0 | 0 | #DIV/0!
15740.98 | [18 empty] | 0 | 0 | 0 | 0% | 0 | 0 | 0 | 0 | 0 | 0 | 0 | 0 | #N/A | #N/A | #N/A | #N/A | #N/A | #N/A | #N/A | 0 | 0 | 0 | #DIV/0!
Total Resource Cost | [18 empty] | 0 | 0 | 0 | 0% | 0 | 0 | 0 | 0 | 0 | 0 | 0 | 0 | #N/A | #N/A | #N/A | #N/A | #N/A | #N/A | #N/A | 0 | 0 | 0 | #DIV/0!
25878.28 | [18 empty] | 0 | 0 | 0 | 0% | 0 | 0 | 0 | 0 | 0 | 0 | 0 | 0 | #N/A | #N/A | #N/A | #N/A | #N/A | #N/A | #N/A | 0 | 0 | 0 | #DIV/0!
UC B/C Ratio | [18 empty] | 0 | 0 | 0 | 0% | 0 | 0 | 0 | 0 | 0 | 0 | 0 | 0 | #N/A | #N/A | #N/A | #N/A | #N/A | #N/A | #N/A | 0 | 0 | 0 | #DIV/0!
9.3543 | [18 empty] | 0 | 0 | 0 | 0% | 0 | 0 | 0 | 0 | 0 | 0 | 0 | 0 | #N/A | #N/A | #N/A | #N/A | #N/A | #N/A | #N/A | 0 | 0 | 0 | #DIV/0!
TRC B/C Ratio | [18 empty] | 0 | 0 | 0 | 0% | 0 | 0 | 0 | 0 | 0 | 0 | 0 | 0 | #N/A | #N/A | #N/A | #N/A | #N/A | #N/A | #N/A | 0 | 0 | 0 | #DIV/0!
6.259 | [18 empty] | 0 | 0 | 0 | 0% | 0 | 0 | 0 | 0 | 0 | 0 | 0 | 0 | #N/A | #N/A | #N/A | #N/A | #N/A | #N/A | #N/A | 0 | 0 | 0 | #DIV/0!
Note on W3: Curtis, Kasey Calculates measure savings as a % of total program savings.
Note on X3: Curtis, Kasey: Uses % of measure savings as a proxy for % of program spending.

## Commercial Midstream {G}
Rtn to Summary |  | Order Number | Program Name | Discount Rate: | 6.97% | [9 empty] | Paste in incentives but use DBtC for Total
| Program: | 18230248 | Commercial Midstream {G}
| paste |  |  | paste | paste | paste | paste | paste | paste | paste | paste | paste | paste | Paste | paste | paste | paste | paste | Formula: G + H | Formula: (O/A10)*T | Formula: N - M | Formula: O/A10 | Formula: W*A8 | Formula: Q - P | Formula: X + DBtC | Formula: Q + X | Formula: Z/(1+GasDiscountRate)^1 | Formula: AA/(1+GasDiscountRate)^1 | Formula: -PV(ElecDiscount Rate,T,R)*J | Formula: -PV(ElecDiscount Rate, T, S)*J |  | AF*J*K |  | AH*J*L | AG + AI |  | AG +AI -AK | formula: Logic to lookup from AC tables and adjust by savings and quantity | Formula: Utility Savings (AM)*1.1+AD+AE | formula: AM/AB | formula: AN/AC
| Sch. No. | Order Number | Program Name | Measure Version | Measure Name | First Period Measure Life | Second period Measure Life | Gas End-Use Type | Number of units offered | Savings per Unit Period 1 | Savngs per Unit Period 2 | Incentives Per Unit | Incremental Measure Cost per Unit | Total First Year Savings | Total Incentive | Total Incremental Measure Cost | Unit First Year Non-Energy Benefits | Unit Annual Net Equipment O&M | Total Measure Life | Weighted Life | Agency or Customer Cost per Unit | Percent Unit overhead | Program Overhead Cost | Total Customer Cost | Total Utility Program Costs | Total Resource Cost | PV Total Utility Program Costs | PV Total Resource Costs | PV Total Non-Energy Benefits | PV Total Net Equipment O&M | Unit PV First period Savings for 1 therm | Total First Period Savings | Unit PV Savings for Second Period for 1 therm | Total Second period Savings | Unadjusted Total | Decrement | Final UC Total Savings | PV Total Savings UC | PV Total Savings TRC | UC B/C Ratio | TRC B/C Ratio
DBTC: | G262 | 18230248 | Commercial Midstream {G} | 12277-1 | CMID: Water Heater - Condensing - Storage | 15 |  | Comm Water Heat | -6 | 1104.5 |  | 5 | 5.68 | -6627 | 0 | -6812.59 | 0 | 0 | 15 | -0.17188 | 0.68 | -1.146% | -4679.4819 | -6812.59 | -24271.652 | -11492.0719 | -22690.1487 | -10743.2662 | 0 | 0 | 10.1439 | -67223.5404 | 10.1439 | 0 | -67223.5404 | 0 | -67223.5404 | -67223.5404 | -73945.8945 | 2.9627 | 6.883
1709795.65 | G262 | 18230248 | Commercial Midstream {G} | 12277-2 | CMID: Water Heater - Condensing - Storage | 11 |  | Comm Water Heat | 270 | 1087.7462 |  | 5 | 5.68 | 293691.48 | 296847.5 | 333810.51 | 0 | 0 | 11 | 5.5861 | 0.68 | 50.78% | 207382.52 | 36963.01 | 1075656.7683 | 541193.03 | 1005568.6345 | 505929.728 | 0 | 0 | 7.7247 | 2268691.1712 | 7.7247 | 0 | 2268691.1712 | 0 | 2268691.1712 | 2268691.1712 | 2495560.2883 | 2.2561 | 4.9326
Program Costs: | G262 | 18230248 | Commercial Midstream {G} | 12278-2 | CMID: Boiler - Domestic | 11 |  | Comm Water Heat | 57 | 2026.9854 |  | 5 | 10.24 | 115538.17 | 262769.45 | 538151.84 | 0 | 0 | 11 | 2.1976 | 5.24 | 19.98% | 81584.2423 | 275382.39 | 423163.1594 | 619736.0823 | 395590.5014 | 579355.0362 | 0 | 0 | 7.7247 | 892502.6569 | 7.7247 | 0 | 892502.6569 | 0 | 892502.6569 | 892502.6569 | 981752.9226 | 2.2561 | 1.6946
408375.27 | G262 | 18230248 | Commercial Midstream {G} | 12279-2 | CMID: Water Heater - Tankless | 11 |  | Comm Water Heat | 102 | 880.4325 |  | 3 | 3.43 | 89804.11 | 61127.25 | 69891.92 | 0 | 0 | 11 | 1.7081 | 0.43 | 15.53% | 63412.8121 | 8764.67 | 328911.1375 | 133304.7321 | 307479.7957 | 124618.8016 | 0 | 0 | 7.7247 | 693713.66 | 7.7247 | 0 | 693713.66 | 0 | 693713.66 | 693713.66 | 763085.026 | 2.2561 | 6.1234
Total Savings (therm): | G262 | 18230248 | Commercial Midstream {G} | 12280-2 | CMID: Water Heater - Condensing - Storage - MF - HR | 11 |  | Comm Water Heat | 56 | 462.0307 |  | 5 | 5.68 | 25873.72 | 68898.5 | 73747.39 | 0 | 0 | 11 | 0.49212 | 0.68 | 4.474% | 18270.0474 | 4848.89 | 94763.5323 | 92017.4374 | 88588.8868 | 86021.7233 | 0 | 0 | 7.7247 | 199867.8345 | 7.7247 | 0 | 199867.8345 | 0 | 199867.8345 | 199867.8345 | 219854.618 | 2.2561 | 2.5558
578333.88 | G262 | 18230248 | Commercial Midstream {G} | 12281-2 | CMID: Boiler - Domestic - MF - HR | 11 |  | Comm Water Heat | 20 | 866.6855 |  | 5 | 10.24 | 17333.71 | 75003.5 | 153607.2 | 0 | 0 | 11 | 0.32969 | 5.24 | 2.997% | 12239.7438 | 78603.7 | 63485.4048 | 165846.9438 | 59348.7938 | 155040.613 | 0 | 0 | 7.7247 | 133898.453 | 7.7247 | 0 | 133898.453 | 0 | 133898.453 | 133898.453 | 147288.2983 | 2.2561 | 0.95
Total Incentives: | G262 | 18230248 | Commercial Midstream {G} | 12283-2 | CMID: Water Heater - Condensing - Storage - MF - LR | 11 |  | Comm Water Heat | 84 | 321.9796 |  | 5 | 5.68 | 27046.29 | 98222.5 | 103668.42 | 0 | 0 | 11 | 0.51442 | 0.68 | 4.677% | 19098.0269 | 5445.92 | 99058.1167 | 122766.4469 | 92603.6428 | 114767.1748 | 0 | 0 | 7.7247 | 208925.6363 | 7.7247 | 0 | 208925.6363 | 0 | 208925.6363 | 208925.6363 | 229818.1999 | 2.2561 | 2.0025
945172.2 | G262 | 18230248 | Commercial Midstream {G} | 12284-2 | CMID: Boiler - Domestic - MF - LR | 11 |  | Comm Water Heat | 22 | 685.265 |  | 5 | 10.24 | 15075.83 | 80512.5 | 164889.62 | 0 | 0 | 11 | 0.28674 | 5.24 | 2.607% | 10645.4011 | 84377.12 | 55215.8291 | 175535.0211 | 51618.051 | 164097.4303 | 0 | 0 | 7.7247 | 116456.9106 | 7.7247 | 0 | 116456.9106 | 0 | 116456.9106 | 116456.9106 | 128102.6016 | 2.2561 | 0.78065
Total Customer Costs: | G262 | 18230248 | Commercial Midstream {G} | 12285-2 | CMID: Water Heater - Condensing - Tankless - MF - LR | 11 |  | Comm Water Heat | 3 | 199.19 |  | 3 | 3.43 | 597.57 | 1791 | 2047.71 | 0 | 0 | 11 | 0.011366 | 0.43 | 0.1033% | 421.9584 | 256.71 | 2188.624 | 2469.6684 | 2046.0166 | 2308.7486 | 0 | 0 | 7.7247 | 4616.0746 | 7.7247 | 0 | 4616.0746 | 0 | 4616.0746 | 4616.0746 | 5077.6821 | 2.2561 | 2.1993
487829.82 | [18 empty] | 0 | 0 | 0 | 0% | 0 | 0 | 0 | 0 | 0 | 0 | 0 | 0 | #N/A | #N/A | #N/A | #N/A | #N/A | #N/A | #N/A | 0 | 0 | 0 | #DIV/0!
Weighted Avg Life | [18 empty] | 0 | 0 | 0 | 0% | 0 | 0 | 0 | 0 | 0 | 0 | 0 | 0 | #N/A | #N/A | #N/A | #N/A | #N/A | #N/A | #N/A | 0 | 0 | 0 | #DIV/0!
10.9542 | [18 empty] | 0 | 0 | 0 | 0% | 0 | 0 | 0 | 0 | 0 | 0 | 0 | 0 | #N/A | #N/A | #N/A | #N/A | #N/A | #N/A | #N/A | 0 | 0 | 0 | #DIV/0!
Total Utility Cost | [18 empty] | 0 | 0 | 0 | 0% | 0 | 0 | 0 | 0 | 0 | 0 | 0 | 0 | #N/A | #N/A | #N/A | #N/A | #N/A | #N/A | #N/A | 0 | 0 | 0 | #DIV/0!
2118170.92 | [18 empty] | 0 | 0 | 0 | 0% | 0 | 0 | 0 | 0 | 0 | 0 | 0 | 0 | #N/A | #N/A | #N/A | #N/A | #N/A | #N/A | #N/A | 0 | 0 | 0 | #DIV/0!
Total Resource Cost | [18 empty] | 0 | 0 | 0 | 0% | 0 | 0 | 0 | 0 | 0 | 0 | 0 | 0 | #N/A | #N/A | #N/A | #N/A | #N/A | #N/A | #N/A | 0 | 0 | 0 | #DIV/0!
1841377.29 | [18 empty] | 0 | 0 | 0 | 0% | 0 | 0 | 0 | 0 | 0 | 0 | 0 | 0 | #N/A | #N/A | #N/A | #N/A | #N/A | #N/A | #N/A | 0 | 0 | 0 | #DIV/0!
UC B/C Ratio | [18 empty] | 0 | 0 | 0 | 0% | 0 | 0 | 0 | 0 | 0 | 0 | 0 | 0 | #N/A | #N/A | #N/A | #N/A | #N/A | #N/A | #N/A | 0 | 0 | 0 | #DIV/0!
2.248 | [18 empty] | 0 | 0 | 0 | 0% | 0 | 0 | 0 | 0 | 0 | 0 | 0 | 0 | #N/A | #N/A | #N/A | #N/A | #N/A | #N/A | #N/A | 0 | 0 | 0 | #DIV/0!
TRC B/C Ratio | [18 empty] | 0 | 0 | 0 | 0% | 0 | 0 | 0 | 0 | 0 | 0 | 0 | 0 | #N/A | #N/A | #N/A | #N/A | #N/A | #N/A | #N/A | 0 | 0 | 0 | #DIV/0!
2.8445 | [18 empty] | 0 | 0 | 0 | 0% | 0 | 0 | 0 | 0 | 0 | 0 | 0 | 0 | #N/A | #N/A | #N/A | #N/A | #N/A | #N/A | #N/A | 0 | 0 | 0 | #DIV/0!
Note on W3: Curtis, Kasey Calculates measure savings as a % of total program savings.
Note on X3: Curtis, Kasey: Uses % of measure savings as a proxy for % of program spending.

## SBDI {G}
Rtn to Summary |  | Order Number | Program Name | Discount Rate: | 6.97% | [9 empty] | Paste in incentives but use DBtC for Total
| Program: | 18231022 | Small Business Direct Install {G}
| paste |  |  | paste | paste | paste | paste | paste | paste | paste | paste | paste | paste | Paste | paste | paste | paste | paste | Formula: G + H | Formula: (O/A10)*T | Formula: N - M | Formula: O/A10 | Formula: W*A8 | Formula: Q - P | Formula: X + DBtC | Formula: Q + X | Formula: Z/(1+GasDiscountRate)^1 | Formula: AA/(1+GasDiscountRate)^1 | Formula: -PV(ElecDiscount Rate,T,R)*J | Formula: -PV(ElecDiscount Rate, T, S)*J |  | AF*J*K |  | AH*J*L | AG + AI |  | AG +AI -AK | formula: Logic to lookup from AC tables and adjust by savings and quantity | Formula: Utility Savings (AM)*1.1+AD+AE | formula: AM/AB | formula: AN/AC
| Sch. No. | Order Number | Program Name | Measure Version | Measure Name | First Period Measure Life | Second period Measure Life | Gas End-Use Type | Number of units offered | Savings per Unit Period 1 | Savngs per Unit Period 2 | Incentives Per Unit | Incremental Measure Cost per Unit | Total First Year Savings | Total Incentive | Total Incremental Measure Cost | Unit First Year Non-Energy Benefits | Unit Annual Net Equipment O&M | Total Measure Life | Weighted Life | Agency or Customer Cost per Unit | Percent Unit overhead | Program Overhead Cost | Total Customer Cost | Total Utility Program Costs | Total Resource Cost | PV Total Utility Program Costs | PV Total Resource Costs | PV Total Non-Energy Benefits | PV Total Net Equipment O&M | Unit PV First period Savings for 1 therm | Total First Period Savings | Unit PV Savings for Second Period for 1 therm | Total Second period Savings | Unadjusted Total | Decrement | Final UC Total Savings | PV Total Savings UC | PV Total Savings TRC | UC B/C Ratio | TRC B/C Ratio
DBTC: | G262 | 18231022 | Small Business Direct Install {G} | 10039-1 | HVAC - Other - Custom | 15 |  | Comm Flat | 1 | 1487 |  |  |  | 1487 | 0 | 0 |  |  | 15 | 12.2286 | 0 | 81.52% | 4288.283 | 0 | 12338.3499 | 4288.283 | 11534.4021 | 4008.8651 | 0 | 0 | 9.646 | 14343.6228 | 9.646 | 0 | 14343.6228 | 0 | 14343.6228 | 14343.6228 | 15777.9851 | 1.2436 | 3.9358
9874.46 | G262 | 18231022 | Small Business Direct Install {G} | 10042-1 | Water Heater - Commercial - Custom | 15 |  | Comm Water Heat | 1 | 285 |  |  |  | 285 | 0 | 0 |  |  | 15 | 2.3438 | 0 | 15.62% | 821.8969 | 0 | 2364.7812 | 821.8969 | 2210.6958 | 768.3433 | 0 | 0 | 10.1439 | 2891.0079 | 10.1439 | 0 | 2891.0079 | 0 | 2891.0079 | 2891.0079 | 3180.1086 | 1.3077 | 4.1389
Program Costs: | G262 | 18231022 | Small Business Direct Install {G} | 11316-1 | SBDI: Aerator - GWH - All Others | 10 |  | Comm Water Heat | 8 | 6.5 |  | 13.09 | 13.09 | 52 | 104.72 | 104.72 | 132.69 |  | 10 | 0.28509 | 0 | 2.851% | 149.9601 | 0 | 431.4689 | 254.6801 | 403.355 | 238.0856 | 7466.0224 | 0 | 7.0927 | 368.8199 | 7.0927 | 0 | 368.8199 | 0 | 368.8199 | 368.8199 | 7871.7243 | 0.91438 | 33.0626
5260.14 | G262 | 18231022 | Small Business Direct Install {G} | 12960-1 | Energy Audit - GH - SMB | 1 |  | Comm Space Heat | 110 | 0 |  | 240 | 240 | 0 | 5280 | 26400 | 0 | 0 | 1 | 0 | 0 | 0% | 0 | 21120 | 0 | 26400 | 0 | 24679.8168 | 0 | 0 | 0.93783 | 0 | 0.93783 | 0 | 0 | 0 | 0 | 0 | 0 | 0 | 0
Total Savings (therm): | [18 empty] | 0 | 0 | 0 | 0% | 0 | 0 | 0 | 0 | 0 | 0 | 0 | 0 | #N/A | #N/A | #N/A | #N/A | #N/A | #N/A | #N/A | 0 | 0 | 0 | #DIV/0!
1824 | [18 empty] | 0 | 0 | 0 | 0% | 0 | 0 | 0 | 0 | 0 | 0 | 0 | 0 | #N/A | #N/A | #N/A | #N/A | #N/A | #N/A | #N/A | 0 | 0 | 0 | #DIV/0!
Total Incentives: | [18 empty] | 0 | 0 | 0 | 0% | 0 | 0 | 0 | 0 | 0 | 0 | 0 | 0 | #N/A | #N/A | #N/A | #N/A | #N/A | #N/A | #N/A | 0 | 0 | 0 | #DIV/0!
5384.72 | [18 empty] | 0 | 0 | 0 | 0% | 0 | 0 | 0 | 0 | 0 | 0 | 0 | 0 | #N/A | #N/A | #N/A | #N/A | #N/A | #N/A | #N/A | 0 | 0 | 0 | #DIV/0!
Total Customer Costs: | [18 empty] | 0 | 0 | 0 | 0% | 0 | 0 | 0 | 0 | 0 | 0 | 0 | 0 | #N/A | #N/A | #N/A | #N/A | #N/A | #N/A | #N/A | 0 | 0 | 0 | #DIV/0!
21120 | [18 empty] | 0 | 0 | 0 | 0% | 0 | 0 | 0 | 0 | 0 | 0 | 0 | 0 | #N/A | #N/A | #N/A | #N/A | #N/A | #N/A | #N/A | 0 | 0 | 0 | #DIV/0!
Weighted Avg Life | [18 empty] | 0 | 0 | 0 | 0% | 0 | 0 | 0 | 0 | 0 | 0 | 0 | 0 | #N/A | #N/A | #N/A | #N/A | #N/A | #N/A | #N/A | 0 | 0 | 0 | #DIV/0!
14.8575 | [18 empty] | 0 | 0 | 0 | 0% | 0 | 0 | 0 | 0 | 0 | 0 | 0 | 0 | #N/A | #N/A | #N/A | #N/A | #N/A | #N/A | #N/A | 0 | 0 | 0 | #DIV/0!
Total Utility Cost | [18 empty] | 0 | 0 | 0 | 0% | 0 | 0 | 0 | 0 | 0 | 0 | 0 | 0 | #N/A | #N/A | #N/A | #N/A | #N/A | #N/A | #N/A | 0 | 0 | 0 | #DIV/0!
15134.6 | [18 empty] | 0 | 0 | 0 | 0% | 0 | 0 | 0 | 0 | 0 | 0 | 0 | 0 | #N/A | #N/A | #N/A | #N/A | #N/A | #N/A | #N/A | 0 | 0 | 0 | #DIV/0!
Total Resource Cost | [18 empty] | 0 | 0 | 0 | 0% | 0 | 0 | 0 | 0 | 0 | 0 | 0 | 0 | #N/A | #N/A | #N/A | #N/A | #N/A | #N/A | #N/A | 0 | 0 | 0 | #DIV/0!
31764.86 | [18 empty] | 0 | 0 | 0 | 0% | 0 | 0 | 0 | 0 | 0 | 0 | 0 | 0 | #N/A | #N/A | #N/A | #N/A | #N/A | #N/A | #N/A | 0 | 0 | 0 | #DIV/0!
UC B/C Ratio | [18 empty] | 0 | 0 | 0 | 0% | 0 | 0 | 0 | 0 | 0 | 0 | 0 | 0 | #N/A | #N/A | #N/A | #N/A | #N/A | #N/A | #N/A | 0 | 0 | 0 | #DIV/0!
1.2442 | [18 empty] | 0 | 0 | 0 | 0% | 0 | 0 | 0 | 0 | 0 | 0 | 0 | 0 | #N/A | #N/A | #N/A | #N/A | #N/A | #N/A | #N/A | 0 | 0 | 0 | #DIV/0!
TRC B/C Ratio | [18 empty] | 0 | 0 | 0 | 0% | 0 | 0 | 0 | 0 | 0 | 0 | 0 | 0 | #N/A | #N/A | #N/A | #N/A | #N/A | #N/A | #N/A | 0 | 0 | 0 | #DIV/0!
0.90351 | [18 empty] | 0 | 0 | 0 | 0% | 0 | 0 | 0 | 0 | 0 | 0 | 0 | 0 | #N/A | #N/A | #N/A | #N/A | #N/A | #N/A | #N/A | 0 | 0 | 0 | #DIV/0!
Note on W3: Curtis, Kasey Calculates measure savings as a % of total program savings.
Note on X3: Curtis, Kasey: Uses % of measure savings as a proxy for % of program spending.

## G245 NEEA GAS
Rtn to Summary |  | Order Number | Program Name | Discount Rate: | 6.97% | [9 empty] | Paste in incentives but use DBtC for Total
| Program: | 18230660 | NEEA Gas Market Transformation {G}
| paste |  |  | paste | paste | paste | paste | paste | paste | paste | paste | paste | paste | Paste | paste | paste | paste | paste | Formula: G + H | Formula: (O/A10)*T | Formula: N - M | Formula: O/A10 | Formula: W*A8 | Formula: Q - P | Formula: X + DBtC | Formula: Q + X | Formula: Z/(1+GasDiscountRate)^1 | Formula: AA/(1+GasDiscountRate)^1 | Formula: -PV(ElecDiscount Rate,T,R)*J | Formula: -PV(ElecDiscount Rate, T, S)*J |  | AF*J*K |  | AH*J*L | AG + AI |  | AG +AI -AK | formula: Logic to lookup from AC tables and adjust by savings and quantity | Formula: Utility Savings (AM)*1.1+AD+AE | formula: AM/AB | formula: AN/AC
| Sch. No. | Order Number | Program Name | Measure Version | Measure Name | First Period Measure Life | Second period Measure Life | Gas End-Use Type | Number of units offered | Savings per Unit Period 1 | Savngs per Unit Period 2 | Incentives Per Unit | Incremental Measure Cost per Unit | Total First Year Savings | Total Incentive | Total Incremental Measure Cost | Unit First Year Non-Energy Benefits | Unit Annual Net Equipment O&M | Total Measure Life | Weighted Life | Agency or Customer Cost per Unit | Percent Unit overhead | Program Overhead Cost | Total Customer Cost | Total Utility Program Costs | Total Resource Cost | PV Total Utility Program Costs | PV Total Resource Costs | PV Total Non-Energy Benefits | PV Total Net Equipment O&M | Unit PV First period Savings for 1 therm | Total First Period Savings | Unit PV Savings for Second Period for 1 therm | Total Second period Savings | Unadjusted Total | Decrement | Final UC Total Savings | PV Total Savings UC | PV Total Savings TRC | UC B/C Ratio | TRC B/C Ratio
DBTC: |  | 18230660 | NEEA Gas Market Transformation {G} | [15 empty] | 0 | #DIV/0! | 0 | #DIV/0! | #DIV/0! | 0 | #DIV/0! | #DIV/0! | #DIV/0! | #DIV/0! | 0 | 0 | #N/A | #N/A | #N/A | #N/A | #N/A | #N/A | #N/A | 0 | 0 | 0 | #DIV/0!
426222.28 | [18 empty] | 0 | #DIV/0! | 0 | #DIV/0! | #DIV/0! | 0 | #DIV/0! | #DIV/0! | #DIV/0! | #DIV/0! | 0 | 0 | #N/A | #N/A | #N/A | #N/A | #N/A | #N/A | #N/A | 0 | 0 | 0 | #DIV/0!
Program Costs: | [18 empty] | 0 | #DIV/0! | 0 | #DIV/0! | #DIV/0! | 0 | #DIV/0! | #DIV/0! | #DIV/0! | #DIV/0! | 0 | 0 | #N/A | #N/A | #N/A | #N/A | #N/A | #N/A | #N/A | 0 | 0 | 0 | #DIV/0!
182666.72 | [18 empty] | 0 | #DIV/0! | 0 | #DIV/0! | #DIV/0! | 0 | #DIV/0! | #DIV/0! | #DIV/0! | #DIV/0! | 0 | 0 | #N/A | #N/A | #N/A | #N/A | #N/A | #N/A | #N/A | 0 | 0 | 0 | #DIV/0!
Total Savings (therm): | [18 empty] | 0 | #DIV/0! | 0 | #DIV/0! | #DIV/0! | 0 | #DIV/0! | #DIV/0! | #DIV/0! | #DIV/0! | 0 | 0 | #N/A | #N/A | #N/A | #N/A | #N/A | #N/A | #N/A | 0 | 0 | 0 | #DIV/0!
0 | [18 empty] | 0 | #DIV/0! | 0 | #DIV/0! | #DIV/0! | 0 | #DIV/0! | #DIV/0! | #DIV/0! | #DIV/0! | 0 | 0 | #N/A | #N/A | #N/A | #N/A | #N/A | #N/A | #N/A | 0 | 0 | 0 | #DIV/0!
Total Incentives: | [18 empty] | 0 | #DIV/0! | 0 | #DIV/0! | #DIV/0! | 0 | #DIV/0! | #DIV/0! | #DIV/0! | #DIV/0! | 0 | 0 | #N/A | #N/A | #N/A | #N/A | #N/A | #N/A | #N/A | 0 | 0 | 0 | #DIV/0!
0 | [18 empty] | 0 | #DIV/0! | 0 | #DIV/0! | #DIV/0! | 0 | #DIV/0! | #DIV/0! | #DIV/0! | #DIV/0! | 0 | 0 | #N/A | #N/A | #N/A | #N/A | #N/A | #N/A | #N/A | 0 | 0 | 0 | #DIV/0!
Total Customer Costs: | [18 empty] | 0 | #DIV/0! | 0 | #DIV/0! | #DIV/0! | 0 | #DIV/0! | #DIV/0! | #DIV/0! | #DIV/0! | 0 | 0 | #N/A | #N/A | #N/A | #N/A | #N/A | #N/A | #N/A | 0 | 0 | 0 | #DIV/0!
0 | [18 empty] | 0 | #DIV/0! | 0 | #DIV/0! | #DIV/0! | 0 | #DIV/0! | #DIV/0! | #DIV/0! | #DIV/0! | 0 | 0 | #N/A | #N/A | #N/A | #N/A | #N/A | #N/A | #N/A | 0 | 0 | 0 | #DIV/0!
Weighted Avg Life | [18 empty] | 0 | #DIV/0! | 0 | #DIV/0! | #DIV/0! | 0 | #DIV/0! | #DIV/0! | #DIV/0! | #DIV/0! | 0 | 0 | #N/A | #N/A | #N/A | #N/A | #N/A | #N/A | #N/A | 0 | 0 | 0 | #DIV/0!
#DIV/0! | [18 empty] | 0 | #DIV/0! | 0 | #DIV/0! | #DIV/0! | 0 | #DIV/0! | #DIV/0! | #DIV/0! | #DIV/0! | 0 | 0 | #N/A | #N/A | #N/A | #N/A | #N/A | #N/A | #N/A | 0 | 0 | 0 | #DIV/0!
Total Utility Cost | [18 empty] | 0 | #DIV/0! | 0 | #DIV/0! | #DIV/0! | 0 | #DIV/0! | #DIV/0! | #DIV/0! | #DIV/0! | 0 | 0 | #N/A | #N/A | #N/A | #N/A | #N/A | #N/A | #N/A | 0 | 0 | 0 | #DIV/0!
608889 | [18 empty] | 0 | #DIV/0! | 0 | #DIV/0! | #DIV/0! | 0 | #DIV/0! | #DIV/0! | #DIV/0! | #DIV/0! | 0 | 0 | #N/A | #N/A | #N/A | #N/A | #N/A | #N/A | #N/A | 0 | 0 | 0 | #DIV/0!
Total Resource Cost | [18 empty] | 0 | #DIV/0! | 0 | #DIV/0! | #DIV/0! | 0 | #DIV/0! | #DIV/0! | #DIV/0! | #DIV/0! | 0 | 0 | #N/A | #N/A | #N/A | #N/A | #N/A | #N/A | #N/A | 0 | 0 | 0 | #DIV/0!
182666.72 | [18 empty] | 0 | #DIV/0! | 0 | #DIV/0! | #DIV/0! | 0 | #DIV/0! | #DIV/0! | #DIV/0! | #DIV/0! | 0 | 0 | #N/A | #N/A | #N/A | #N/A | #N/A | #N/A | #N/A | 0 | 0 | 0 | #DIV/0!
UC B/C Ratio | [18 empty] | 0 | #DIV/0! | 0 | #DIV/0! | #DIV/0! | 0 | #DIV/0! | #DIV/0! | #DIV/0! | #DIV/0! | 0 | 0 | #N/A | #N/A | #N/A | #N/A | #N/A | #N/A | #N/A | 0 | 0 | 0 | #DIV/0!
#DIV/0! | [18 empty] | 0 | #DIV/0! | 0 | #DIV/0! | #DIV/0! | 0 | #DIV/0! | #DIV/0! | #DIV/0! | #DIV/0! | 0 | 0 | #N/A | #N/A | #N/A | #N/A | #N/A | #N/A | #N/A | 0 | 0 | 0 | #DIV/0!
TRC B/C Ratio | [18 empty] | 0 | #DIV/0! | 0 | #DIV/0! | #DIV/0! | 0 | #DIV/0! | #DIV/0! | #DIV/0! | #DIV/0! | 0 | 0 | #N/A | #N/A | #N/A | #N/A | #N/A | #N/A | #N/A | 0 | 0 | 0 | #DIV/0!
#DIV/0! | [18 empty] | 0 | #DIV/0! | 0 | #DIV/0! | #DIV/0! | 0 | #DIV/0! | #DIV/0! | #DIV/0! | #DIV/0! | 0 | 0 | #N/A | #N/A | #N/A | #N/A | #N/A | #N/A | #N/A | 0 | 0 | 0 | #DIV/0!
Note on W3: Curtis, Kasey Calculates measure savings as a % of total program savings.
Note on X3: Curtis, Kasey: Uses % of measure savings as a proxy for % of program spending.

## G249 Res Gas Pilot
Rtn to Summary |  | Order Number | Program Name | Discount Rate: | 6.97% | [9 empty] | Paste in incentives but use DBtC for Total
| Program: | 18230622 | Residential Pilots {G}
| paste |  |  | paste | paste | paste | paste | paste | paste | paste | paste | paste | paste | Paste | paste | paste | paste | paste | Formula: G + H | Formula: (O/A10)*T | Formula: N - M | Formula: O/A10 | Formula: W*A8 | Formula: Q - P | Formula: X + DBtC | Formula: Q + X | Formula: Z/(1+GasDiscountRate)^1 | Formula: AA/(1+GasDiscountRate)^1 | Formula: -PV(ElecDiscount Rate,T,R)*J | Formula: -PV(ElecDiscount Rate, T, S)*J |  | AF*J*K |  | AH*J*L | AG + AI |  | AG +AI -AK | formula: Logic to lookup from AC tables and adjust by savings and quantity | Formula: Utility Savings (AM)*1.1+AD+AE | formula: AM/AB | formula: AN/AC
| Sch. No. | Order Number | Program Name | Measure Version | Measure Name | First Period Measure Life | Second period Measure Life | Gas End-Use Type | Number of units offered | Savings per Unit Period 1 | Savngs per Unit Period 2 | Incentives Per Unit | Incremental Measure Cost per Unit | Total First Year Savings | Total Incentive | Total Incremental Measure Cost | Unit First Year Non-Energy Benefits | Unit Annual Net Equipment O&M | Total Measure Life | Weighted Life | Agency or Customer Cost per Unit | Percent Unit overhead | Program Overhead Cost | Total Customer Cost | Total Utility Program Costs | Total Resource Cost | PV Total Utility Program Costs | PV Total Resource Costs | PV Total Non-Energy Benefits | PV Total Net Equipment O&M | Unit PV First period Savings for 1 therm | Total First Period Savings | Unit PV Savings for Second Period for 1 therm | Total Second period Savings | Unadjusted Total | Decrement | Final UC Total Savings | PV Total Savings UC | PV Total Savings TRC | UC B/C Ratio | TRC B/C Ratio
DBTC: | G249 | 18230622 | Residential Pilots {G} | [15 empty] | 0 | #DIV/0! | 0 | #DIV/0! | #DIV/0! | 0 | #DIV/0! | #DIV/0! | #DIV/0! | #DIV/0! | 0 | 0 | #N/A | #N/A | #N/A | #N/A | #N/A | #N/A | #N/A | 0 | 0 | 0 | #DIV/0!
0 | [18 empty] | 0 | #DIV/0! | 0 | #DIV/0! | #DIV/0! | 0 | #DIV/0! | #DIV/0! | #DIV/0! | #DIV/0! | 0 | 0 | #N/A | #N/A | #N/A | #N/A | #N/A | #N/A | #N/A | 0 | 0 | 0 | #DIV/0!
Program Costs: | [18 empty] | 0 | #DIV/0! | 0 | #DIV/0! | #DIV/0! | 0 | #DIV/0! | #DIV/0! | #DIV/0! | #DIV/0! | 0 | 0 | #N/A | #N/A | #N/A | #N/A | #N/A | #N/A | #N/A | 0 | 0 | 0 | #DIV/0!
0 | [18 empty] | 0 | #DIV/0! | 0 | #DIV/0! | #DIV/0! | 0 | #DIV/0! | #DIV/0! | #DIV/0! | #DIV/0! | 0 | 0 | #N/A | #N/A | #N/A | #N/A | #N/A | #N/A | #N/A | 0 | 0 | 0 | #DIV/0!
Total Savings (therm): | [18 empty] | 0 | #DIV/0! | 0 | #DIV/0! | #DIV/0! | 0 | #DIV/0! | #DIV/0! | #DIV/0! | #DIV/0! | 0 | 0 | #N/A | #N/A | #N/A | #N/A | #N/A | #N/A | #N/A | 0 | 0 | 0 | #DIV/0!
0 | [18 empty] | 0 | #DIV/0! | 0 | #DIV/0! | #DIV/0! | 0 | #DIV/0! | #DIV/0! | #DIV/0! | #DIV/0! | 0 | 0 | #N/A | #N/A | #N/A | #N/A | #N/A | #N/A | #N/A | 0 | 0 | 0 | #DIV/0!
Total Incentives: | [18 empty] | 0 | #DIV/0! | 0 | #DIV/0! | #DIV/0! | 0 | #DIV/0! | #DIV/0! | #DIV/0! | #DIV/0! | 0 | 0 | #N/A | #N/A | #N/A | #N/A | #N/A | #N/A | #N/A | 0 | 0 | 0 | #DIV/0!
0 | [18 empty] | 0 | #DIV/0! | 0 | #DIV/0! | #DIV/0! | 0 | #DIV/0! | #DIV/0! | #DIV/0! | #DIV/0! | 0 | 0 | #N/A | #N/A | #N/A | #N/A | #N/A | #N/A | #N/A | 0 | 0 | 0 | #DIV/0!
Total Customer Costs: | [18 empty] | 0 | #DIV/0! | 0 | #DIV/0! | #DIV/0! | 0 | #DIV/0! | #DIV/0! | #DIV/0! | #DIV/0! | 0 | 0 | #N/A | #N/A | #N/A | #N/A | #N/A | #N/A | #N/A | 0 | 0 | 0 | #DIV/0!
0 | [18 empty] | 0 | #DIV/0! | 0 | #DIV/0! | #DIV/0! | 0 | #DIV/0! | #DIV/0! | #DIV/0! | #DIV/0! | 0 | 0 | #N/A | #N/A | #N/A | #N/A | #N/A | #N/A | #N/A | 0 | 0 | 0 | #DIV/0!
Weighted Avg Life | [18 empty] | 0 | #DIV/0! | 0 | #DIV/0! | #DIV/0! | 0 | #DIV/0! | #DIV/0! | #DIV/0! | #DIV/0! | 0 | 0 | #N/A | #N/A | #N/A | #N/A | #N/A | #N/A | #N/A | 0 | 0 | 0 | #DIV/0!
#DIV/0! | [18 empty] | 0 | #DIV/0! | 0 | #DIV/0! | #DIV/0! | 0 | #DIV/0! | #DIV/0! | #DIV/0! | #DIV/0! | 0 | 0 | #N/A | #N/A | #N/A | #N/A | #N/A | #N/A | #N/A | 0 | 0 | 0 | #DIV/0!
Total Utility Cost | [18 empty] | 0 | #DIV/0! | 0 | #DIV/0! | #DIV/0! | 0 | #DIV/0! | #DIV/0! | #DIV/0! | #DIV/0! | 0 | 0 | #N/A | #N/A | #N/A | #N/A | #N/A | #N/A | #N/A | 0 | 0 | 0 | #DIV/0!
0 | [18 empty] | 0 | #DIV/0! | 0 | #DIV/0! | #DIV/0! | 0 | #DIV/0! | #DIV/0! | #DIV/0! | #DIV/0! | 0 | 0 | #N/A | #N/A | #N/A | #N/A | #N/A | #N/A | #N/A | 0 | 0 | 0 | #DIV/0!
Total Resource Cost | [18 empty] | 0 | #DIV/0! | 0 | #DIV/0! | #DIV/0! | 0 | #DIV/0! | #DIV/0! | #DIV/0! | #DIV/0! | 0 | 0 | #N/A | #N/A | #N/A | #N/A | #N/A | #N/A | #N/A | 0 | 0 | 0 | #DIV/0!
0 | [18 empty] | 0 | #DIV/0! | 0 | #DIV/0! | #DIV/0! | 0 | #DIV/0! | #DIV/0! | #DIV/0! | #DIV/0! | 0 | 0 | #N/A | #N/A | #N/A | #N/A | #N/A | #N/A | #N/A | 0 | 0 | 0 | #DIV/0!
UC B/C Ratio | [18 empty] | 0 | #DIV/0! | 0 | #DIV/0! | #DIV/0! | 0 | #DIV/0! | #DIV/0! | #DIV/0! | #DIV/0! | 0 | 0 | #N/A | #N/A | #N/A | #N/A | #N/A | #N/A | #N/A | 0 | 0 | 0 | #DIV/0!
#DIV/0! | [18 empty] | 0 | #DIV/0! | 0 | #DIV/0! | #DIV/0! | 0 | #DIV/0! | #DIV/0! | #DIV/0! | #DIV/0! | 0 | 0 | #N/A | #N/A | #N/A | #N/A | #N/A | #N/A | #N/A | 0 | 0 | 0 | #DIV/0!
TRC B/C Ratio | [18 empty] | 0 | #DIV/0! | 0 | #DIV/0! | #DIV/0! | 0 | #DIV/0! | #DIV/0! | #DIV/0! | #DIV/0! | 0 | 0 | #N/A | #N/A | #N/A | #N/A | #N/A | #N/A | #N/A | 0 | 0 | 0 | #DIV/0!
#DIV/0! | [18 empty] | 0 | #DIV/0! | 0 | #DIV/0! | #DIV/0! | 0 | #DIV/0! | #DIV/0! | #DIV/0! | #DIV/0! | 0 | 0 | #N/A | #N/A | #N/A | #N/A | #N/A | #N/A | #N/A | 0 | 0 | 0 | #DIV/0!
Note on W3: Curtis, Kasey Calculates measure savings as a % of total program savings.
Note on X3: Curtis, Kasey: Uses % of measure savings as a proxy for % of program spending.

## G249 Com Gas Pilot
Rtn to Summary |  | Order Number | Program Name | Discount Rate: | 6.97% | [9 empty] | Paste in incentives but use DBtC for Total
| Program: | 18231038 | SMB Virtual Commissioning {G}
| paste |  |  | paste | paste | paste | paste | paste | paste | paste | paste | paste | paste | Paste | paste | paste | paste | paste | Formula: G + H | Formula: (O/A10)*T | Formula: N - M | Formula: O/A10 | Formula: W*A8 | Formula: Q - P | Formula: X + DBtC | Formula: Q + X | Formula: Z/(1+GasDiscountRate)^1 | Formula: AA/(1+GasDiscountRate)^1 | Formula: -PV(ElecDiscount Rate,T,R)*J | Formula: -PV(ElecDiscount Rate, T, S)*J |  | AF*J*K |  | AH*J*L | AG + AI |  | AG +AI -AK | formula: Logic to lookup from AC tables and adjust by savings and quantity | Formula: Utility Savings (AM)*1.1+AD+AE | formula: AM/AB | formula: AN/AC
| Sch. No. | Order Number | Program Name | Measure Version | Measure Name | First Period Measure Life | Second period Measure Life | Gas End-Use Type | Number of units offered | Savings per Unit Period 1 | Savngs per Unit Period 2 | Incentives Per Unit | Incremental Measure Cost per Unit | Total First Year Savings | Total Incentive | Total Incremental Measure Cost | Unit First Year Non-Energy Benefits | Unit Annual Net Equipment O&M | Total Measure Life | Weighted Life | Agency or Customer Cost per Unit | Percent Unit overhead | Program Overhead Cost | Total Customer Cost | Total Utility Program Costs | Total Resource Cost | PV Total Utility Program Costs | PV Total Resource Costs | PV Total Non-Energy Benefits | PV Total Net Equipment O&M | Unit PV First period Savings for 1 therm | Total First Period Savings | Unit PV Savings for Second Period for 1 therm | Total Second period Savings | Unadjusted Total | Decrement | Final UC Total Savings | PV Total Savings UC | PV Total Savings TRC | UC B/C Ratio | TRC B/C Ratio
DBTC: | G249 | 18231038 | SMB Virtual Commissioning {G} | [15 empty] | 0 | #DIV/0! | 0 | #DIV/0! | #DIV/0! | 0 | #DIV/0! | #DIV/0! | #DIV/0! | #DIV/0! | 0 | 0 | #N/A | #N/A | #N/A | #N/A | #N/A | #N/A | #N/A | 0 | 0 | 0 | #DIV/0!
0 | [18 empty] | 0 | #DIV/0! | 0 | #DIV/0! | #DIV/0! | 0 | #DIV/0! | #DIV/0! | #DIV/0! | #DIV/0! | 0 | 0 | #N/A | #N/A | #N/A | #N/A | #N/A | #N/A | #N/A | 0 | 0 | 0 | #DIV/0!
Program Costs: | [18 empty] | 0 | #DIV/0! | 0 | #DIV/0! | #DIV/0! | 0 | #DIV/0! | #DIV/0! | #DIV/0! | #DIV/0! | 0 | 0 | #N/A | #N/A | #N/A | #N/A | #N/A | #N/A | #N/A | 0 | 0 | 0 | #DIV/0!
828.63 | [18 empty] | 0 | #DIV/0! | 0 | #DIV/0! | #DIV/0! | 0 | #DIV/0! | #DIV/0! | #DIV/0! | #DIV/0! | 0 | 0 | #N/A | #N/A | #N/A | #N/A | #N/A | #N/A | #N/A | 0 | 0 | 0 | #DIV/0!
Total Savings (therm): | [18 empty] | 0 | #DIV/0! | 0 | #DIV/0! | #DIV/0! | 0 | #DIV/0! | #DIV/0! | #DIV/0! | #DIV/0! | 0 | 0 | #N/A | #N/A | #N/A | #N/A | #N/A | #N/A | #N/A | 0 | 0 | 0 | #DIV/0!
0 | [18 empty] | 0 | #DIV/0! | 0 | #DIV/0! | #DIV/0! | 0 | #DIV/0! | #DIV/0! | #DIV/0! | #DIV/0! | 0 | 0 | #N/A | #N/A | #N/A | #N/A | #N/A | #N/A | #N/A | 0 | 0 | 0 | #DIV/0!
Total Incentives: | [18 empty] | 0 | #DIV/0! | 0 | #DIV/0! | #DIV/0! | 0 | #DIV/0! | #DIV/0! | #DIV/0! | #DIV/0! | 0 | 0 | #N/A | #N/A | #N/A | #N/A | #N/A | #N/A | #N/A | 0 | 0 | 0 | #DIV/0!
0 | [18 empty] | 0 | #DIV/0! | 0 | #DIV/0! | #DIV/0! | 0 | #DIV/0! | #DIV/0! | #DIV/0! | #DIV/0! | 0 | 0 | #N/A | #N/A | #N/A | #N/A | #N/A | #N/A | #N/A | 0 | 0 | 0 | #DIV/0!
Total Customer Costs: | [18 empty] | 0 | #DIV/0! | 0 | #DIV/0! | #DIV/0! | 0 | #DIV/0! | #DIV/0! | #DIV/0! | #DIV/0! | 0 | 0 | #N/A | #N/A | #N/A | #N/A | #N/A | #N/A | #N/A | 0 | 0 | 0 | #DIV/0!
0 | [18 empty] | 0 | #DIV/0! | 0 | #DIV/0! | #DIV/0! | 0 | #DIV/0! | #DIV/0! | #DIV/0! | #DIV/0! | 0 | 0 | #N/A | #N/A | #N/A | #N/A | #N/A | #N/A | #N/A | 0 | 0 | 0 | #DIV/0!
Weighted Avg Life | [18 empty] | 0 | #DIV/0! | 0 | #DIV/0! | #DIV/0! | 0 | #DIV/0! | #DIV/0! | #DIV/0! | #DIV/0! | 0 | 0 | #N/A | #N/A | #N/A | #N/A | #N/A | #N/A | #N/A | 0 | 0 | 0 | #DIV/0!
#DIV/0! | [18 empty] | 0 | #DIV/0! | 0 | #DIV/0! | #DIV/0! | 0 | #DIV/0! | #DIV/0! | #DIV/0! | #DIV/0! | 0 | 0 | #N/A | #N/A | #N/A | #N/A | #N/A | #N/A | #N/A | 0 | 0 | 0 | #DIV/0!
Total Utility Cost | [18 empty] | 0 | #DIV/0! | 0 | #DIV/0! | #DIV/0! | 0 | #DIV/0! | #DIV/0! | #DIV/0! | #DIV/0! | 0 | 0 | #N/A | #N/A | #N/A | #N/A | #N/A | #N/A | #N/A | 0 | 0 | 0 | #DIV/0!
828.63 | [18 empty] | 0 | #DIV/0! | 0 | #DIV/0! | #DIV/0! | 0 | #DIV/0! | #DIV/0! | #DIV/0! | #DIV/0! | 0 | 0 | #N/A | #N/A | #N/A | #N/A | #N/A | #N/A | #N/A | 0 | 0 | 0 | #DIV/0!
Total Resource Cost | [18 empty] | 0 | #DIV/0! | 0 | #DIV/0! | #DIV/0! | 0 | #DIV/0! | #DIV/0! | #DIV/0! | #DIV/0! | 0 | 0 | #N/A | #N/A | #N/A | #N/A | #N/A | #N/A | #N/A | 0 | 0 | 0 | #DIV/0!
828.63 | [18 empty] | 0 | #DIV/0! | 0 | #DIV/0! | #DIV/0! | 0 | #DIV/0! | #DIV/0! | #DIV/0! | #DIV/0! | 0 | 0 | #N/A | #N/A | #N/A | #N/A | #N/A | #N/A | #N/A | 0 | 0 | 0 | #DIV/0!
UC B/C Ratio | [18 empty] | 0 | #DIV/0! | 0 | #DIV/0! | #DIV/0! | 0 | #DIV/0! | #DIV/0! | #DIV/0! | #DIV/0! | 0 | 0 | #N/A | #N/A | #N/A | #N/A | #N/A | #N/A | #N/A | 0 | 0 | 0 | #DIV/0!
#DIV/0! | [18 empty] | 0 | #DIV/0! | 0 | #DIV/0! | #DIV/0! | 0 | #DIV/0! | #DIV/0! | #DIV/0! | #DIV/0! | 0 | 0 | #N/A | #N/A | #N/A | #N/A | #N/A | #N/A | #N/A | 0 | 0 | 0 | #DIV/0!
TRC B/C Ratio | [18 empty] | 0 | #DIV/0! | 0 | #DIV/0! | #DIV/0! | 0 | #DIV/0! | #DIV/0! | #DIV/0! | #DIV/0! | 0 | 0 | #N/A | #N/A | #N/A | #N/A | #N/A | #N/A | #N/A | 0 | 0 | 0 | #DIV/0!
#DIV/0! | [18 empty] | 0 | #DIV/0! | 0 | #DIV/0! | #DIV/0! | 0 | #DIV/0! | #DIV/0! | #DIV/0! | #DIV/0! | 0 | 0 | #N/A | #N/A | #N/A | #N/A | #N/A | #N/A | #N/A | 0 | 0 | 0 | #DIV/0!
Note on W3: Curtis, Kasey Calculates measure savings as a % of total program savings.
Note on X3: Curtis, Kasey: Uses % of measure savings as a proxy for % of program spending.

## TDSM {G}
Rtn to Summary |  | Order Number | Program Name | Discount Rate: | 6.97% | [9 empty] | Paste in incentives but use DBtC for Total
| Program: | 18230218 | Targeted DSM {G}
| paste |  |  | paste | paste | paste | paste | paste | paste | paste | paste | paste | paste | Paste | paste | paste | paste | paste | Formula: G + H | Formula: (O/A10)*T | Formula: N - M | Formula: O/A10 | Formula: W*A8 | Formula: Q - P | Formula: X + DBtC | Formula: Q + X | Formula: Z/(1+GasDiscountRate)^1 | Formula: AA/(1+GasDiscountRate)^1 | Formula: -PV(ElecDiscount Rate,T,R)*J | Formula: -PV(ElecDiscount Rate, T, S)*J |  | AF*J*K |  | AH*J*L | AG + AI |  | AG +AI -AK | formula: Logic to lookup from AC tables and adjust by savings and quantity | Formula: Utility Savings (AM)*1.1+AD+AE | formula: AM/AB | formula: AN/AC
| Sch. No. | Order Number | Program Name | Measure Version | Measure Name | First Period Measure Life | Second period Measure Life | Gas End-Use Type | Number of units offered | Savings per Unit Period 1 | Savngs per Unit Period 2 | Incentives Per Unit | Incremental Measure Cost per Unit | Total First Year Savings | Total Incentive | Total Incremental Measure Cost | Unit First Year Non-Energy Benefits | Unit Annual Net Equipment O&M | Total Measure Life | Weighted Life | Agency or Customer Cost per Unit | Percent Unit overhead | Program Overhead Cost | Total Customer Cost | Total Utility Program Costs | Total Resource Cost | PV Total Utility Program Costs | PV Total Resource Costs | PV Total Non-Energy Benefits | PV Total Net Equipment O&M | Unit PV First period Savings for 1 therm | Total First Period Savings | Unit PV Savings for Second Period for 1 therm | Total Second period Savings | Unadjusted Total | Decrement | Final UC Total Savings | PV Total Savings UC | PV Total Savings TRC | UC B/C Ratio | TRC B/C Ratio
DBTC: |  | 18230218 | Targeted DSM {G} | [15 empty] | 0 | #DIV/0! | 0 | #DIV/0! | #DIV/0! | 0 | #DIV/0! | #DIV/0! | #DIV/0! | #DIV/0! | 0 | 0 | #N/A | #N/A | #N/A | #N/A | #N/A | #N/A | #N/A | 0 | 0 | 0 | #DIV/0!
0 | [18 empty] | 0 | #DIV/0! | 0 | #DIV/0! | #DIV/0! | 0 | #DIV/0! | #DIV/0! | #DIV/0! | #DIV/0! | 0 | 0 | #N/A | #N/A | #N/A | #N/A | #N/A | #N/A | #N/A | 0 | 0 | 0 | #DIV/0!
Program Costs: | [18 empty] | 0 | #DIV/0! | 0 | #DIV/0! | #DIV/0! | 0 | #DIV/0! | #DIV/0! | #DIV/0! | #DIV/0! | 0 | 0 | #N/A | #N/A | #N/A | #N/A | #N/A | #N/A | #N/A | 0 | 0 | 0 | #DIV/0!
10978.16 | [18 empty] | 0 | #DIV/0! | 0 | #DIV/0! | #DIV/0! | 0 | #DIV/0! | #DIV/0! | #DIV/0! | #DIV/0! | 0 | 0 | #N/A | #N/A | #N/A | #N/A | #N/A | #N/A | #N/A | 0 | 0 | 0 | #DIV/0!
Total Savings (therm): | [18 empty] | 0 | #DIV/0! | 0 | #DIV/0! | #DIV/0! | 0 | #DIV/0! | #DIV/0! | #DIV/0! | #DIV/0! | 0 | 0 | #N/A | #N/A | #N/A | #N/A | #N/A | #N/A | #N/A | 0 | 0 | 0 | #DIV/0!
0 | [18 empty] | 0 | #DIV/0! | 0 | #DIV/0! | #DIV/0! | 0 | #DIV/0! | #DIV/0! | #DIV/0! | #DIV/0! | 0 | 0 | #N/A | #N/A | #N/A | #N/A | #N/A | #N/A | #N/A | 0 | 0 | 0 | #DIV/0!
Total Incentives: | [18 empty] | 0 | #DIV/0! | 0 | #DIV/0! | #DIV/0! | 0 | #DIV/0! | #DIV/0! | #DIV/0! | #DIV/0! | 0 | 0 | #N/A | #N/A | #N/A | #N/A | #N/A | #N/A | #N/A | 0 | 0 | 0 | #DIV/0!
0 | [18 empty] | 0 | #DIV/0! | 0 | #DIV/0! | #DIV/0! | 0 | #DIV/0! | #DIV/0! | #DIV/0! | #DIV/0! | 0 | 0 | #N/A | #N/A | #N/A | #N/A | #N/A | #N/A | #N/A | 0 | 0 | 0 | #DIV/0!
Total Customer Costs: | [18 empty] | 0 | #DIV/0! | 0 | #DIV/0! | #DIV/0! | 0 | #DIV/0! | #DIV/0! | #DIV/0! | #DIV/0! | 0 | 0 | #N/A | #N/A | #N/A | #N/A | #N/A | #N/A | #N/A | 0 | 0 | 0 | #DIV/0!
0 | [18 empty] | 0 | #DIV/0! | 0 | #DIV/0! | #DIV/0! | 0 | #DIV/0! | #DIV/0! | #DIV/0! | #DIV/0! | 0 | 0 | #N/A | #N/A | #N/A | #N/A | #N/A | #N/A | #N/A | 0 | 0 | 0 | #DIV/0!
Weighted Avg Life | [18 empty] | 0 | #DIV/0! | 0 | #DIV/0! | #DIV/0! | 0 | #DIV/0! | #DIV/0! | #DIV/0! | #DIV/0! | 0 | 0 | #N/A | #N/A | #N/A | #N/A | #N/A | #N/A | #N/A | 0 | 0 | 0 | #DIV/0!
#DIV/0! | [18 empty] | 0 | #DIV/0! | 0 | #DIV/0! | #DIV/0! | 0 | #DIV/0! | #DIV/0! | #DIV/0! | #DIV/0! | 0 | 0 | #N/A | #N/A | #N/A | #N/A | #N/A | #N/A | #N/A | 0 | 0 | 0 | #DIV/0!
Total Utility Cost | [18 empty] | 0 | #DIV/0! | 0 | #DIV/0! | #DIV/0! | 0 | #DIV/0! | #DIV/0! | #DIV/0! | #DIV/0! | 0 | 0 | #N/A | #N/A | #N/A | #N/A | #N/A | #N/A | #N/A | 0 | 0 | 0 | #DIV/0!
10978.16 | [18 empty] | 0 | #DIV/0! | 0 | #DIV/0! | #DIV/0! | 0 | #DIV/0! | #DIV/0! | #DIV/0! | #DIV/0! | 0 | 0 | #N/A | #N/A | #N/A | #N/A | #N/A | #N/A | #N/A | 0 | 0 | 0 | #DIV/0!
Total Resource Cost | [18 empty] | 0 | #DIV/0! | 0 | #DIV/0! | #DIV/0! | 0 | #DIV/0! | #DIV/0! | #DIV/0! | #DIV/0! | 0 | 0 | #N/A | #N/A | #N/A | #N/A | #N/A | #N/A | #N/A | 0 | 0 | 0 | #DIV/0!
10978.16 | [18 empty] | 0 | #DIV/0! | 0 | #DIV/0! | #DIV/0! | 0 | #DIV/0! | #DIV/0! | #DIV/0! | #DIV/0! | 0 | 0 | #N/A | #N/A | #N/A | #N/A | #N/A | #N/A | #N/A | 0 | 0 | 0 | #DIV/0!
UC B/C Ratio | [18 empty] | 0 | #DIV/0! | 0 | #DIV/0! | #DIV/0! | 0 | #DIV/0! | #DIV/0! | #DIV/0! | #DIV/0! | 0 | 0 | #N/A | #N/A | #N/A | #N/A | #N/A | #N/A | #N/A | 0 | 0 | 0 | #DIV/0!
#DIV/0! | [18 empty] | 0 | #DIV/0! | 0 | #DIV/0! | #DIV/0! | 0 | #DIV/0! | #DIV/0! | #DIV/0! | #DIV/0! | 0 | 0 | #N/A | #N/A | #N/A | #N/A | #N/A | #N/A | #N/A | 0 | 0 | 0 | #DIV/0!
TRC B/C Ratio | [18 empty] | 0 | #DIV/0! | 0 | #DIV/0! | #DIV/0! | 0 | #DIV/0! | #DIV/0! | #DIV/0! | #DIV/0! | 0 | 0 | #N/A | #N/A | #N/A | #N/A | #N/A | #N/A | #N/A | 0 | 0 | 0 | #DIV/0!
#DIV/0! | [18 empty] | 0 | #DIV/0! | 0 | #DIV/0! | #DIV/0! | 0 | #DIV/0! | #DIV/0! | #DIV/0! | #DIV/0! | 0 | 0 | #N/A | #N/A | #N/A | #N/A | #N/A | #N/A | #N/A | 0 | 0 | 0 | #DIV/0!
Note on W3: Curtis, Kasey Calculates measure savings as a % of total program savings.
Note on X3: Curtis, Kasey: Uses % of measure savings as a proxy for % of program spending.

## ElecAvoidedCostsWOCC
Electric Conservation Cost Effectiveness Standard, 2020-2021
Includes Energy, Capacity and Social Cost of Carbon and does NOT apply the conservation Credit to energy or capacity
Measure Life | Single Family Space Heat | Single Family Heat Pump | Multifamily Space Heat | Multifamily Heat Pump | Residential Water Heat | Residential Refrigerator | Residential Plug Load | Residential Lighting | Residential Dryer | Commercial Space Heat | Commercial Refrigeration | Commercial Cooling | Commercial Cooking | Commercial Lighting | Commercial Flat | Commercial Water Heat
| SF Space Heat | SF Heat Pump | MF Space Heat | MF Heat Pump | Res Water Heat | Res Refrigerator | Res Plug Load | Res Lighting | Res Dryer | Comm Space Heat | Comm Refrigeration | Comm Cooling | Comm Cooking | Comm Lighting | Comm Flat | Comm Water Heat
1 | 0.11347 | 0.11387 | 0.11347 | 0.11387 | 0.083631 | 0.077405 | 0.082316 | 0.08628 | 0.083299 | 0.113 | 0.076229 | 0.063993 | 0.07701 | 0.081625 | 0.079032 | 0.078528
2 | 0.21937 | 0.22031 | 0.21937 | 0.22031 | 0.16142 | 0.14937 | 0.1589 | 0.16662 | 0.16073 | 0.21837 | 0.14709 | 0.12332 | 0.1486 | 0.15749 | 0.15248 | 0.15138
3 | 0.31843 | 0.31981 | 0.31843 | 0.31981 | 0.23376 | 0.21618 | 0.2301 | 0.24139 | 0.23271 | 0.31685 | 0.21283 | 0.17809 | 0.21501 | 0.22797 | 0.22069 | 0.219
4 | 0.41114 | 0.41304 | 0.41114 | 0.41304 | 0.30144 | 0.27873 | 0.29676 | 0.31139 | 0.30008 | 0.40917 | 0.27438 | 0.22938 | 0.27722 | 0.29396 | 0.28455 | 0.28227
5 | 0.51206 | 0.51448 | 0.51206 | 0.51448 | 0.37856 | 0.35099 | 0.37292 | 0.39073 | 0.37687 | 0.50969 | 0.34569 | 0.2909 | 0.34911 | 0.36945 | 0.35807 | 0.35518
6 | 0.60977 | 0.61271 | 0.60977 | 0.61271 | 0.45384 | 0.42168 | 0.4473 | 0.4681 | 0.45179 | 0.6068 | 0.41548 | 0.35139 | 0.41945 | 0.44308 | 0.42988 | 0.42624
7 | 0.70433 | 0.70773 | 0.70433 | 0.70773 | 0.52716 | 0.49059 | 0.51973 | 0.54338 | 0.52472 | 0.70059 | 0.48355 | 0.41057 | 0.48803 | 0.51472 | 0.49981 | 0.49536
8 | 0.79534 | 0.79921 | 0.79534 | 0.79921 | 0.598 | 0.55727 | 0.58975 | 0.61613 | 0.59513 | 0.79081 | 0.54943 | 0.46814 | 0.55437 | 0.58392 | 0.56741 | 0.56211
9 | 0.88672 | 0.89106 | 0.88672 | 0.89106 | 0.67039 | 0.62576 | 0.66138 | 0.69032 | 0.66715 | 0.88148 | 0.61718 | 0.52817 | 0.62255 | 0.65481 | 0.63677 | 0.63067
10 | 0.97914 | 0.98385 | 0.97914 | 0.98385 | 0.74487 | 0.69654 | 0.73513 | 0.76648 | 0.74128 | 0.97335 | 0.68727 | 0.59096 | 0.69303 | 0.72787 | 0.7084 | 0.70153
11 | 1.0686 | 1.0737 | 1.0686 | 1.0737 | 0.81725 | 0.76541 | 0.80682 | 0.84048 | 0.81327 | 1.062 | 0.75547 | 0.65213 | 0.7616 | 0.79882 | 0.77802 | 0.77029
12 | 1.1538 | 1.1593 | 1.1538 | 1.1593 | 0.88639 | 0.83123 | 0.87531 | 0.91116 | 0.88199 | 1.1463 | 0.82066 | 0.71074 | 0.82714 | 0.8665 | 0.8445 | 0.83585
13 | 1.2356 | 1.2415 | 1.2356 | 1.2415 | 0.95299 | 0.89468 | 0.94129 | 0.97922 | 0.94815 | 1.2271 | 0.88349 | 0.76721 | 0.8903 | 0.93164 | 0.90851 | 0.89891
14 | 1.314 | 1.3204 | 1.314 | 1.3204 | 1.017 | 0.95571 | 1.0047 | 1.0447 | 1.0117 | 1.3045 | 0.94396 | 0.82164 | 0.95105 | 0.99426 | 0.97007 | 0.95951
15 | 1.3893 | 1.3962 | 1.3893 | 1.3962 | 1.0787 | 1.0146 | 1.0659 | 1.1077 | 1.073 | 1.3788 | 1.0023 | 0.87434 | 1.0096 | 1.0546 | 1.0294 | 1.0179
16 | 1.4614 | 1.4686 | 1.4614 | 1.4686 | 1.138 | 1.0712 | 1.1247 | 1.1682 | 1.1319 | 1.45 | 1.0585 | 0.92535 | 1.066 | 1.1126 | 1.0865 | 1.074
17 | 1.5299 | 1.5375 | 1.5299 | 1.5375 | 1.1942 | 1.125 | 1.1805 | 1.2257 | 1.1877 | 1.5174 | 1.1117 | 0.9736 | 1.1195 | 1.1675 | 1.1406 | 1.1271
18 | 1.596 | 1.6039 | 1.596 | 1.6039 | 1.2487 | 1.177 | 1.2344 | 1.2813 | 1.2416 | 1.5822 | 1.1633 | 1.0203 | 1.1713 | 1.2205 | 1.1929 | 1.1783
19 | 1.6622 | 1.6674 | 1.6592 | 1.6674 | 1.3007 | 1.2268 | 1.2861 | 1.3346 | 1.2932 | 1.644 | 1.2126 | 1.0651 | 1.2208 | 1.2712 | 1.2429 | 1.2272
20 | 1.7279 | 1.7275 | 1.719 | 1.7275 | 1.35 | 1.2739 | 1.335 | 1.3849 | 1.342 | 1.7026 | 1.2593 | 1.1073 | 1.2676 | 1.3193 | 1.2902 | 1.2735
21 | 1.7932 | 1.7844 | 1.7756 | 1.7844 | 1.3966 | 1.3184 | 1.3812 | 1.4326 | 1.3881 | 1.758 | 1.3034 | 1.1473 | 1.3119 | 1.3647 | 1.335 | 1.3172
22 | 1.8581 | 1.8382 | 1.8292 | 1.8382 | 1.4407 | 1.3605 | 1.4249 | 1.4776 | 1.4317 | 1.8104 | 1.3451 | 1.185 | 1.3538 | 1.4076 | 1.3773 | 1.3586
23 | 1.9227 | 1.8892 | 1.8798 | 1.8892 | 1.4823 | 1.4003 | 1.4662 | 1.5202 | 1.473 | 1.86 | 1.3846 | 1.2207 | 1.3934 | 1.4481 | 1.4173 | 1.3977
24 | 1.9869 | 1.9373 | 1.9277 | 1.9373 | 1.5217 | 1.4379 | 1.5053 | 1.5604 | 1.512 | 1.9069 | 1.4218 | 1.2544 | 1.4307 | 1.4864 | 1.4551 | 1.4346
25 | 2.0508 | 1.9828 | 1.973 | 1.9828 | 1.5589 | 1.4734 | 1.5421 | 1.5985 | 1.5488 | 1.9511 | 1.457 | 1.2862 | 1.466 | 1.5226 | 1.4907 | 1.4694
26 | 2.1145 | 2.0258 | 2.0158 | 2.0258 | 1.594 | 1.507 | 1.577 | 1.6344 | 1.5835 | 1.9929 | 1.4902 | 1.3162 | 1.4994 | 1.5568 | 1.5244 | 1.5023
27 | 2.1779 | 2.0665 | 2.0562 | 2.0665 | 1.6271 | 1.5386 | 1.6098 | 1.6683 | 1.6163 | 2.0324 | 1.5216 | 1.3445 | 1.5308 | 1.589 | 1.5562 | 1.5333
28 | 2.241 | 2.1048 | 2.0943 | 2.1048 | 1.6584 | 1.5684 | 1.6408 | 1.7002 | 1.6472 | 2.0697 | 1.5511 | 1.3712 | 1.5605 | 1.6194 | 1.5861 | 1.5625
29 | 2.3039 | 2.1411 | 2.1303 | 2.1411 | 1.6879 | 1.5965 | 1.6701 | 1.7304 | 1.6764 | 2.1048 | 1.579 | 1.3963 | 1.5884 | 1.648 | 1.6144 | 1.59
30 | 2.3667 | 2.1753 | 2.1643 | 2.1753 | 1.7157 | 1.6231 | 1.6976 | 1.7589 | 1.7039 | 2.138 | 1.6053 | 1.42 | 1.6148 | 1.675 | 1.641 | 1.616
31 | 2.4258 | 2.2296 | 2.2185 | 2.2296 | 1.7586 | 1.6636 | 1.7401 | 1.8028 | 1.7465 | 2.1915 | 1.6454 | 1.4555 | 1.6551 | 1.7169 | 1.682 | 1.6564
32 | 2.4865 | 2.2854 | 2.2739 | 2.2854 | 1.8025 | 1.7052 | 1.7836 | 1.8479 | 1.7901 | 2.2463 | 1.6865 | 1.4919 | 1.6965 | 1.7598 | 1.7241 | 1.6978
33 | 2.5486 | 2.3425 | 2.3308 | 2.3425 | 1.8476 | 1.7478 | 1.8282 | 1.8941 | 1.8349 | 2.3024 | 1.7287 | 1.5292 | 1.7389 | 1.8038 | 1.7672 | 1.7402
34 | 2.6124 | 2.4011 | 2.389 | 2.4011 | 1.8938 | 1.7915 | 1.8739 | 1.9415 | 1.8808 | 2.36 | 1.7719 | 1.5674 | 1.7824 | 1.8489 | 1.8114 | 1.7837
35 | 2.6777 | 2.4611 | 2.4488 | 2.4611 | 1.9411 | 1.8363 | 1.9207 | 1.99 | 1.9278 | 2.419 | 1.8162 | 1.6066 | 1.8269 | 1.8952 | 1.8567 | 1.8283
36 | 2.7446 | 2.5226 | 2.51 | 2.5226 | 1.9897 | 1.8822 | 1.9687 | 2.0397 | 1.976 | 2.4795 | 1.8616 | 1.6467 | 1.8726 | 1.9425 | 1.9031 | 1.874
37 | 2.8132 | 2.5857 | 2.5727 | 2.5857 | 2.0394 | 1.9293 | 2.018 | 2.0907 | 2.0254 | 2.5415 | 1.9082 | 1.6879 | 1.9194 | 1.9911 | 1.9507 | 1.9209
38 | 2.8836 | 2.6503 | 2.637 | 2.6503 | 2.0904 | 1.9775 | 2.0684 | 2.143 | 2.076 | 2.605 | 1.9559 | 1.7301 | 1.9674 | 2.0409 | 1.9994 | 1.9689
39 | 2.9556 | 2.7166 | 2.703 | 2.7166 | 2.1427 | 2.027 | 2.1201 | 2.1966 | 2.1279 | 2.6701 | 2.0048 | 1.7734 | 2.0166 | 2.0919 | 2.0494 | 2.0181
40 | 3.0295 | 2.7845 | 2.7705 | 2.7845 | 2.1962 | 2.0776 | 2.1731 | 2.2515 | 2.1811 | 2.7369 | 2.0549 | 1.8177 | 2.067 | 2.1442 | 2.1006 | 2.0686
41 | 3.1053 | 2.8541 | 2.8398 | 2.8541 | 2.2511 | 2.1296 | 2.2275 | 2.3078 | 2.2356 | 2.8053 | 2.1063 | 1.8631 | 2.1187 | 2.1978 | 2.1532 | 2.1203
42 | 3.1829 | 2.9255 | 2.9108 | 2.9255 | 2.3074 | 2.1828 | 2.2831 | 2.3655 | 2.2915 | 2.8754 | 2.1589 | 1.9097 | 2.1717 | 2.2527 | 2.207 | 2.1733
43 | 3.2625 | 2.9986 | 2.9836 | 2.9986 | 2.3651 | 2.2374 | 2.3402 | 2.4246 | 2.3488 | 2.9473 | 2.2129 | 1.9575 | 2.226 | 2.3091 | 2.2622 | 2.2276
44 | 3.344 | 3.0736 | 3.0582 | 3.0736 | 2.4242 | 2.2933 | 2.3987 | 2.4852 | 2.4075 | 3.021 | 2.2682 | 2.0064 | 2.2816 | 2.3668 | 2.3187 | 2.2833
45 | 3.4276 | 3.1504 | 3.1346 | 3.1504 | 2.4848 | 2.3507 | 2.4587 | 2.5474 | 2.4677 | 3.0965 | 2.3249 | 2.0566 | 2.3386 | 2.426 | 2.3767 | 2.3404

## GasAvoidedCostsWOCC
Gas Conservation Cost Effectiveness Standard,2020-2021
Includes Both Capacity, Energy, but does not include 10% conservation credit
|  |  | For MFNC |  | For MFNC | For MFNC
Measure Life | Single Family Space Heat | Single Family Water Heat | OFFICE_SPACE_HEAT_FURNACE | RESTAURANT_COOKING | RESTAURANT_WATER_HEAT | Industrial
| SF Space Heat | Res Water Heat | Comm Space Heat | Comm Cooking | Comm Water Heat | Comm Flat
1 | 0.8791 | 0.8088 | 0.93783 | 0.8007 | 0.80256 | 0.7528
2 | 1.7064 | 1.5739 | 1.8198 | 1.5582 | 1.5618 | 1.4661
3 | 2.4967 | 2.3114 | 2.6659 | 2.2884 | 2.2937 | 2.1538
4 | 3.2623 | 3.029 | 3.4832 | 2.9993 | 3.0061 | 2.8251
5 | 4.0176 | 3.7401 | 4.2861 | 3.7042 | 3.7124 | 3.4931
6 | 4.7682 | 4.45 | 5.0803 | 4.4084 | 4.4179 | 4.163
7 | 5.5059 | 5.1503 | 5.8581 | 5.1034 | 5.114 | 4.826
8 | 6.2212 | 5.8332 | 6.6137 | 5.7814 | 5.793 | 5.4725
9 | 6.9108 | 6.4933 | 7.3408 | 6.4369 | 6.4495 | 6.0987
10 | 7.5854 | 7.14 | 8.0514 | 7.0792 | 7.0927 | 6.7138
11 | 8.2478 | 7.7754 | 8.7476 | 7.7105 | 7.7247 | 7.3193
12 | 8.8943 | 8.3963 | 9.4258 | 8.3275 | 8.3425 | 7.9123
13 | 9.5264 | 9.0054 | 10.0903 | 8.9329 | 8.9486 | 8.4942
14 | 10.1482 | 9.6059 | 10.7429 | 9.5297 | 9.5462 | 9.0692
15 | 10.7682 | 10.2065 | 11.3919 | 10.1268 | 10.1439 | 9.646
16 | 11.3899 | 10.8104 | 12.0401 | 10.7275 | 10.7452 | 10.2278
17 | 11.9986 | 11.4008 | 12.6741 | 11.3149 | 11.3331 | 10.7973
18 | 12.5988 | 11.9824 | 13.3006 | 11.8934 | 11.9121 | 11.3581
19 | 13.1896 | 12.5559 | 13.9162 | 12.4639 | 12.4831 | 11.9121
20 | 13.7655 | 13.1146 | 14.5156 | 13.0198 | 13.0395 | 12.4524
21 | 14.3273 | 13.6603 | 15.0996 | 13.5629 | 13.583 | 12.9808
22 | 14.8786 | 14.1959 | 15.6718 | 14.096 | 14.1165 | 13.5003
23 | 15.4196 | 14.7226 | 16.2343 | 14.6202 | 14.641 | 14.0111
24 | 15.9509 | 15.2398 | 16.7857 | 15.1351 | 15.1563 | 14.5134
25 | 16.4726 | 15.7479 | 17.3266 | 15.6409 | 15.6625 | 15.0075
26 | 16.9851 | 16.2473 | 17.8572 | 16.1381 | 16.16 | 15.4936
27 | 17.4887 | 16.7382 | 18.3781 | 16.6269 | 16.649 | 15.972
28 | 17.9838 | 17.2213 | 18.8906 | 17.108 | 17.1304 | 16.4429
29 | 18.4705 | 17.6969 | 19.395 | 17.5816 | 17.6042 | 16.9065
30 | 18.9493 | 18.1652 | 19.8916 | 18.0479 | 18.0709 | 17.3631
31 | 19.423 | 18.6194 | 20.3889 | 18.4991 | 18.5226 | 17.7972
32 | 19.9086 | 19.0848 | 20.8986 | 18.9616 | 18.9857 | 18.2421
33 | 20.4063 | 19.562 | 21.4211 | 19.4356 | 19.4603 | 18.6982
34 | 20.9165 | 20.051 | 21.9566 | 19.9215 | 19.9469 | 19.1656
35 | 21.4394 | 20.5523 | 22.5055 | 20.4196 | 20.4455 | 19.6448
36 | 21.9754 | 21.0661 | 23.0681 | 20.9301 | 20.9567 | 20.1359
37 | 22.5248 | 21.5927 | 23.6448 | 21.4533 | 21.4806 | 20.6393
38 | 23.0879 | 22.1326 | 24.236 | 21.9896 | 22.0176 | 21.1553
39 | 23.6651 | 22.6859 | 24.8419 | 22.5394 | 22.568 | 21.6842
40 | 24.2567 | 23.253 | 25.4629 | 23.1029 | 23.1322 | 22.2263
41 | 24.8631 | 23.8343 | 26.0995 | 23.6804 | 23.7105 | 22.7819
42 | 25.4847 | 24.4302 | 26.752 | 24.2725 | 24.3033 | 23.3515
43 | 26.1218 | 25.041 | 27.4208 | 24.8793 | 24.9109 | 23.9353
44 | 26.7749 | 25.667 | 28.1063 | 25.5013 | 25.5337 | 24.5336
45 | 27.4442 | 26.3087 | 28.8089 | 26.1388 | 26.172 | 25.147