## Read Me
This workbook is designed to collect and calculate the CEIP resources Aurora inputs, the IRP resouces and unchanged records from IRP Aurora inputs are not included in this workbook.
Raw Data
| Energy Storage Summary | DER battery input data summary
| Renewable Resource Summary | DER solar input data summary
| Combo Resource Summary | DER hybrid system input data summary
| Cost Curves | CEIP DER resource cost curves
| DER FOM&VOM | CEIP DER resource FOM and VOM. The one-time upfront cost and customer payment to PSE are also located in this tab.
Calculated Data and Assumptions
| CETA | Adjusted CETA needs
| Flex Cost Savings | Calculated transmission flexibility benefit. The customer payment to PSE is also calculated in this tab.
| Reliable Capacity | Calculated ELCC and reliable capacity
| Assumptions | Analysis dates and tax assumptions
To Aurora
| Aurora_Storage | Records to Aurora storage table
| Aurora_TSAnnual | Records to Aurora TSAnnual table. The CEIP DER resources time series data and generic resources updated time series data on top of the 21IRP publish are located in this tab. (Updated on Draft CEIP filing)
| Aurora_New Resources | Records to Aurora_New Resources table
CEIP DER Resource Capital
| CEIP DER resources capital cost | All CEIP DER resources capital cost and revenue requirements are calculated in these tabs.
Reference
| 21IRP Inputs | Appendix H: Electric Analysis Inputs and Results

## Energy Storage Summary
2021 CEIP Electric Supply-Side Resources - Energy Storage | [9 empty] | Inflation
as of 10/01/2021 | [9 empty] | 2.5%
2020 $ | Units | Battery Energy Storage System (BESS)
|  | Multi-Family Unit Battery Program | Residential PSE Battery Leasing | C&I Battery BYO | 3rd Party Customer-Sited Distributed Battery PPA | 3rd Party Utility-scale Distributed Battery PPA | C&I Battery Install Incentive | C&I Space Leasing for Batteries | PSE Mobile Battery | PSE Substation Battery | PSE Utility-Scale Distributed Battery Stations | Residential Battery Install Incentive | Residential PSE Battery Leasing - Low Income
Nameplate Capacity | MW | 0.25 | 0.1 | 0.2 | 0.2 | 1 | 0.2 | 0.6 | 0.5 | 1 | 1 | 0.1 | 0.1
Winter Capacity | MW
Capacity Credit | %
Operating Reserves | %
Capital Cost | $/KW | 1312.74 | 0 | 0 | 0 | 0 | 0 | 0 | 0 | 0 | 0 | 0 | 0
O&M Fixed | $/KW-yr | 72.2 | 137.853 | 7.4484 | 50.4 | 305.4 | 63.36 | 293.9814 | 46.6336 | 38.4261 | 118.0327 | 70.2 | 137.853
O&M Variable | $/MWh | 0 | 0 | 0 | 0 | 0 | 0 | 0 | 0 | 0 | 0 | 0 | 0
Forced Outage Rate | %
Degredation | %/year | -0.5% | -0.5% | -0.5% | -0.5% | -0.5% | -0.5% | -0.5% | -0.5% | -0.5% | -0.5% | -0.5% | -0.5%
Operating Range (e) | % | 50% | 50% | 50% | 50% | 50% | 50% | 50% | 50% | 50% | 50% | 50% | 50%
R/T Efficiency | % | 90% | 90% | 88% | 85% | 88% | 88% | 88% | 80% | 85% | 85% | 90% | 90%
Discharge at Nominal Power | Hours | 3 | 3 | 2 | 4 | 2 | 2 | 4 | 2 | 2 | 2 | 3 | 3
Maximum Storage | MWh | 0.75 | 0.3 | 0.4 | 0.8 | 2 | 0.4 | 2.4 | 1 | 2 | 2 | 0.3 | 0.3
Losses
Location |  | PSE | PSE | PSE | PSE | PSE | PSE | PSE | PSE | PSE | PSE | PSE | PSE
Fixed Transmission | $/KW-yr | 0 | 0 | 0 | 0 | 0 | 0 | 0 | 0 | 0 | 0 | 0 | 0
Variable Transmission | $/MWh | 0 | 0 | 0 | 0 | 0 | 0 | 0 | 0 | 0 | 0 | 0 | 0
Flexbility Benefit | $/KW-yr | 0 | 0 | 0 | 0 | 0 | 0 | 0 | 0 | 0 | 0 | 0 | 0
First Year Available |  | 2022 | 2022 | 2022 | 2022 | 2022 | 2022 | 2022 | 2022 | 2022 | 2022 | 2022 | 2022
Economic Life | Years | 30 | 30 | 30 | 30 | 30 | 30 | 30 | 30 | 30 | 30 | 30 | 30
Greenfield Dev. & Const. Leadtime | years | 1 | 1 | 1 | 1 | 1 | 1 | 1 | 1 | 1 | 1 | 1 | 1
Heat Rate for Aurora |  | 3791.1111 | 3791.1111 | 3877.2727 | 4014.1176 | 3877.2727 | 3877.2727 | 3877.2727 | 4265 | 4014.1176 | 4014.1176 | 3791.1111 | 3791.1111

## Renewable Resource Summary
2021 CEIP Electric Supply-Side Resources - Renewables
as of 10/01/2021
2020 $ | Units | Community Solar | Community Solar Low Income | 3rd Party Dist Solar PPA (Solar Lease) | C&I Roof-top Solar Incentive | C&I Roof-top Solar Leasing | Multi-Family Solar Partnership | Multi-Family Roof-top Solar Incentive | Residential Roof-top Solar Leasing | Residential Roof-top Solar Leasing Low Income | Multi-Family Community Solar | Inflation:
ISO Capacity Primary | MW | 0.475 | 0.475 | 0.1 | 0.4 | 0.4 | 0.083 | 0.083 | 0.324 | 0.045 | 0.475 | 2.5%
Winter Capacity Primary | MW
Capacity Credit | %
Operating Reserves | %
Capacity Factor | %
Capital Cost | $/KW | 1312.74 | 0 | 0 | 0 | 2040.948 | 0 | 0 | 3339.456 | 4159.5703 | 1313
O&M Fixed | $/KW-yr | 40.924 | 43.36 | 101.76 | 8.45 | 81.19 | 406.8 | 171.6 | 218.18 | 259.33 | 41
O&M Variable | $/MWh | 45 | 0 | 0 | 0 | 0 | 0 | 0 | 0 | 0 | 0
Land Area | acres/MW
Degradation | %/year
Location | -
Fixed Transmission | $/KW-yr
Variable Transmission | $/MWh
Loss Factor to PSE | %
Heat Rate – Baseload (HHV) | Btu/KWh
Emissions:
NOx | lbs/MMBtu
SO2 | lbs/MMBtu
CO2 | lbs/MMBtu
First Year Available |  | 2022 | 2022 | 2022 | 2022 | 2022 | 2022 | 2022 | 2022 | 2022 | 2022
Economic Life | Years | 35 | 35 | 30 | 30 | 30 | 30 | 30 | 30 | 30 | 30
Greenfield Dev. & Const. Leadtime | years

## Combo Resource Summary
2021 IRP Electric Supply-Side Resources - Combo
as of 10/16/2020
2020 $ | Units | Customer Sited Solar + Storage | Inflation:
ISO Capacity Primary (Generator) | MW | 0.7 | 2.5%
ISO Capacity Primary (Storage) |  | 0.5
Winter Capacity Primary | MW
Capacity Credit | %
Operating Reserves | %
Capacity Factor | %
Capital Cost | $/KW | 0
O&M Fixed | $/KW-yr | 120.3429
O&M Variable | $/MWh | 0
Land Area | acres/MW
Degradation | %/year
Location | -
Fixed Transmission | $/KW-yr
Variable Transmission | $/MWh
Loss Factor to PSE | %
Heat Rate – Baseload (HHV) | Btu/KWh
Emissions:
NOx | lbs/MMBtu
SO2 | lbs/MMBtu
CO2 | lbs/MMBtu
First Year Available |  | 2022
Economic Life | Years | 30
Greenfield Dev. & Const. Leadtime | years
Forced Outage Rate | %
Operating Range (e) | %
R/T Efficiency | % | 0.9
Discharge at Nominal Power | Hours | 3
Heat Rate for Aurora |  | 3791.1111

## Cost Curves
OCC000 | 123. Overnight Capital Costs for New Electricity Generating Plants
| Technology | 2018 | 2019 | 2020 | 2021 | 2022 | 2023 | 2024 | 2025 | 2026 | 2027 | 2028 | 2029 | 2030 | 2031 | 2032 | 2033 | 2034 | 2035 | 2036 | 2037 | 2038 | 2039 | 2040 | 2041 | 2042 | 2043 | 2044 | 2045 | 2046 | 2047 | 2048 | 2049 | 2050 | 2051 | 2052 | 2053 | 2054 | 2055 | 2056 | 2057 | 2058 | 2059 | 2060 | 2061 | 2062 | 2063 | 2064 | 2065 | 2066 | 2067 | 2068 | 2069 | 2070 | 2071 | 2072 | 2073 | 2074 | 2075
$000/MW
| Forecast | 2024: 2020$ Real Dollars
| Community Solar DER - CEIP | 2022: 1312.74; 2023: 1312.74; 2024: 1312.74; 2025: 1312.74; 2026: 1295.2105; 2027: 1277.6811; 2028: 1260.1516; 2029: 1242.6221; 2030: 1225.0926; 2031: 1207.5632; 2032: 1190.2845; 2033: 1173.2531; 2034: 1156.4654; 2035: 1139.9179; 2036: 1123.6071; 2037: 1107.5298; 2038: 1091.6825; 2039: 1076.0619; 2040: 1060.6649; 2041: 1045.4882; 2042: 1030.5286; 2043: 1015.7831; 2044: 1001.2486; 2045: 986.922; 2046: 972.8004; 2047: 958.8809; 2048: 945.1606; 2049: 931.6366; 2050: 918.3061
| Community Solar Low Income DER - CEIP | 2022: 1312.74; 2023: 1312.74; 2024: 1312.74; 2025: 1312.74; 2026: 1295.2105; 2027: 1277.6811; 2028: 1260.1516; 2029: 1242.6221; 2030: 1225.0926; 2031: 1207.5632; 2032: 1190.2845; 2033: 1173.2531; 2034: 1156.4654; 2035: 1139.9179; 2036: 1123.6071; 2037: 1107.5298; 2038: 1091.6825; 2039: 1076.0619; 2040: 1060.6649; 2041: 1045.4882; 2042: 1030.5286; 2043: 1015.7831; 2044: 1001.2486; 2045: 986.922; 2046: 972.8004; 2047: 958.8809; 2048: 945.1606; 2049: 931.6366; 2050: 918.3061
| Roof-top Solar Incentive DER - CEIP | 2022: 0; 2023: 0; 2024: 0; 2025: 0; 2026: 0; 2027: 0; 2028: 0; 2029: 0; 2030: 0; 2031: 0; 2032: 0; 2033: 0; 2034: 0; 2035: 0; 2036: 0; 2037: 0; 2038: 0; 2039: 0; 2040: 0; 2041: 0; 2042: 0; 2043: 0; 2044: 0; 2045: 0; 2046: 0; 2047: 0; 2048: 0; 2049: 0; 2050: 0
| Multi-Family Solar Incentive DER - CEIP | 2022: 0; 2023: 0; 2024: 0; 2025: 0; 2026: 0; 2027: 0; 2028: 0; 2029: 0; 2030: 0; 2031: 0; 2032: 0; 2033: 0; 2034: 0; 2035: 0; 2036: 0; 2037: 0; 2038: 0; 2039: 0; 2040: 0; 2041: 0; 2042: 0; 2043: 0; 2044: 0; 2045: 0; 2046: 0; 2047: 0; 2048: 0; 2049: 0; 2050: 0
| Multi-Family Unit Battery DER - CEIP | 2022: 3149.3406; 2023: 2855.6224; 2024: 2577.1121; 2025: 2398.7939; 2026: 2337.3321; 2027: 2276.7309; 2028: 2216.9904; 2029: 2158.1105; 2030: 2068.6787; 2031: 2012.2388; 2032: 1957.3387; 2033: 1903.9364; 2034: 1851.9912; 2035: 1801.4631; 2036: 1752.3136; 2037: 1704.5051; 2038: 1658.0009; 2039: 1612.7655; 2040: 1568.7643; 2041: 1525.9636; 2042: 1484.3306; 2043: 1443.8334; 2044: 1404.4412; 2045: 1366.1237; 2046: 1328.8516; 2047: 1292.5964; 2048: 1257.3304; 2049: 1223.0265; 2050: 1189.6586
| Residential PSE Battery Leasing DER - CEIP | 2022: 3149.3406; 2023: 2855.6224; 2024: 2577.1121; 2025: 2398.7939; 2026: 2337.3321; 2027: 2276.7309; 2028: 2216.9904; 2029: 2158.1105; 2030: 2068.6787; 2031: 2012.2388; 2032: 1957.3387; 2033: 1903.9364; 2034: 1851.9912; 2035: 1801.4631; 2036: 1752.3136; 2037: 1704.5051; 2038: 1658.0009; 2039: 1612.7655; 2040: 1568.7643; 2041: 1525.9636; 2042: 1484.3306; 2043: 1443.8334; 2044: 1404.4412; 2045: 1366.1237; 2046: 1328.8516; 2047: 1292.5964; 2048: 1257.3304; 2049: 1223.0265; 2050: 1189.6586
| C&I Battery BYO DER - CEIP | 2022: 0; 2023: 0; 2024: 0; 2025: 0; 2026: 0; 2027: 0; 2028: 0; 2029: 0; 2030: 0; 2031: 0; 2032: 0; 2033: 0; 2034: 0; 2035: 0; 2036: 0; 2037: 0; 2038: 0; 2039: 0; 2040: 0; 2041: 0; 2042: 0; 2043: 0; 2044: 0; 2045: 0; 2046: 0; 2047: 0; 2048: 0; 2049: 0; 2050: 0
3rd Party Customer-Sited Distributed Battery PPA | 3rd Party Customer-Sited Distributed Battery PPA | 2022: 0; 2023: 0; 2024: 0; 2025: 0; 2026: 0; 2027: 0; 2028: 0; 2029: 0; 2030: 0; 2031: 0; 2032: 0; 2033: 0; 2034: 0; 2035: 0; 2036: 0; 2037: 0; 2038: 0; 2039: 0; 2040: 0; 2041: 0; 2042: 0; 2043: 0; 2044: 0; 2045: 0; 2046: 0; 2047: 0; 2048: 0; 2049: 0; 2050: 0
3rd Party Utility-scale Distributed Battery PPA | 3rd Party Utility-scale Distributed Battery PPA | 2022: 0; 2023: 0; 2024: 0; 2025: 0; 2026: 0; 2027: 0; 2028: 0; 2029: 0; 2030: 0; 2031: 0; 2032: 0; 2033: 0; 2034: 0; 2035: 0; 2036: 0; 2037: 0; 2038: 0; 2039: 0; 2040: 0; 2041: 0; 2042: 0; 2043: 0; 2044: 0; 2045: 0; 2046: 0; 2047: 0; 2048: 0; 2049: 0; 2050: 0
C&I Battery Install Incentive | C&I Battery Install Incentive | 2022: 0; 2023: 0; 2024: 0; 2025: 0; 2026: 0; 2027: 0; 2028: 0; 2029: 0; 2030: 0; 2031: 0; 2032: 0; 2033: 0; 2034: 0; 2035: 0; 2036: 0; 2037: 0; 2038: 0; 2039: 0; 2040: 0; 2041: 0; 2042: 0; 2043: 0; 2044: 0; 2045: 0; 2046: 0; 2047: 0; 2048: 0; 2049: 0; 2050: 0
C&I Space Leasing for Batteries | C&I Space Leasing for Batteries | 2022: 3998.3969; 2023: 3625.4827; 2024: 3271.8768; 2025: 3045.4781; 2026: 2967.4442; 2027: 2890.503; 2028: 2814.6544; 2029: 2739.8985; 2030: 2626.3531; 2031: 2554.6952; 2032: 2484.9924; 2033: 2417.1914; 2034: 2351.2403; 2035: 2287.0887; 2036: 2224.6873; 2037: 2163.9885; 2038: 2104.9459; 2039: 2047.5141; 2040: 1991.6494; 2041: 1937.3089; 2042: 1884.451; 2043: 1833.0353; 2044: 1783.0224; 2045: 1734.3741; 2046: 1687.0531; 2047: 1641.0232; 2048: 1596.2493; 2049: 1552.6969; 2050: 1510.3328
PSE Mobile Battery | PSE Mobile Battery | 2022: 1469.6902; 2023: 1323.8611; 2024: 1185.5825; 2025: 1097.0487; 2026: 1066.5334; 2027: 1036.4453; 2028: 1006.7845; 2029: 977.551; 2030: 933.1487; 2031: 905.2431; 2032: 878.172; 2033: 851.9104; 2034: 826.4341; 2035: 801.7198; 2036: 777.7445; 2037: 754.4862; 2038: 731.9234; 2039: 710.0353; 2040: 688.8019; 2041: 668.2034; 2042: 648.2209; 2043: 628.8359; 2044: 610.0307; 2045: 591.7878; 2046: 574.0905; 2047: 556.9224; 2048: 540.2678; 2049: 524.1112; 2050: 508.4377
PSE Substation Battery | PSE Substation Battery | 2022: 1114.7353; 2023: 1010.4555; 2024: 911.5749; 2025: 848.2659; 2026: 826.4449; 2027: 804.9294; 2028: 783.7195; 2029: 762.8151; 2030: 731.0638; 2031: 711.0296; 2032: 691.5444; 2033: 672.5931; 2034: 654.1612; 2035: 636.2344; 2036: 618.7989; 2037: 601.8412; 2038: 585.3482; 2039: 569.3072; 2040: 553.7058; 2041: 538.5319; 2042: 523.7738; 2043: 509.4202; 2044: 495.4599; 2045: 481.8822; 2046: 468.6766; 2047: 455.8329; 2048: 443.3412; 2049: 431.1917; 2050: 419.3753
PSE Utility-Scale Distributed Battery Stations | PSE Utility-Scale Distributed Battery Stations | 2022: 1137.5027; 2023: 1031.9986; 2024: 931.957; 2025: 867.9048; 2026: 845.8276; 2027: 824.0595; 2028: 802.6006; 2029: 781.4508; 2030: 749.3267; 2031: 729.0464; 2032: 709.3149; 2033: 690.1174; 2034: 671.4395; 2035: 653.2672; 2036: 635.5867; 2037: 618.3846; 2038: 601.6482; 2039: 585.3647; 2040: 569.522; 2041: 554.108; 2042: 539.1112; 2043: 524.5202; 2044: 510.3242; 2045: 496.5124; 2046: 483.0744; 2047: 470.0001; 2048: 457.2796; 2049: 444.9035; 2050: 432.8623
Residential Battery Install Incentive | Residential Battery Install Incentive | 2022: 0; 2023: 0; 2024: 0; 2025: 0; 2026: 0; 2027: 0; 2028: 0; 2029: 0; 2030: 0; 2031: 0; 2032: 0; 2033: 0; 2034: 0; 2035: 0; 2036: 0; 2037: 0; 2038: 0; 2039: 0; 2040: 0; 2041: 0; 2042: 0; 2043: 0; 2044: 0; 2045: 0; 2046: 0; 2047: 0; 2048: 0; 2049: 0; 2050: 0
Residential PSE Battery Leasing - Low Income | Residential PSE Battery Leasing - Low Income | 2022: 3149.3406; 2023: 2855.6224; 2024: 2577.1121; 2025: 2398.7939; 2026: 2337.3321; 2027: 2276.7309; 2028: 2216.9904; 2029: 2158.1105; 2030: 2068.6787; 2031: 2012.2388; 2032: 1957.3387; 2033: 1903.9364; 2034: 1851.9912; 2035: 1801.4631; 2036: 1752.3136; 2037: 1704.5051; 2038: 1658.0009; 2039: 1612.7655; 2040: 1568.7643; 2041: 1525.9636; 2042: 1484.3306; 2043: 1443.8334; 2044: 1404.4412; 2045: 1366.1237; 2046: 1328.8516; 2047: 1292.5964; 2048: 1257.3304; 2049: 1223.0265; 2050: 1189.6586
| C&I Rooftop Solar Leasing | 2022: 2040.948; 2023: 2040.948; 2024: 2040.948; 2025: 2040.948; 2026: 2018.1884; 2027: 1995.4288; 2028: 1972.6693; 2029: 1949.9097; 2030: 1927.1501; 2031: 1904.6562; 2032: 1882.4248; 2033: 1860.4529; 2034: 1838.7375; 2035: 1817.2755; 2036: 1796.0641; 2037: 1775.1002; 2038: 1754.381; 2039: 1733.9037; 2040: 1713.6653; 2041: 1693.6632; 2042: 1673.8946; 2043: 1654.3567; 2044: 1635.0468; 2045: 1615.9624; 2046: 1597.1007; 2047: 1578.4591; 2048: 1560.0352; 2049: 1541.8262; 2050: 1523.8299
| 3rd Party Distributed Solar PPA | 2020: 0; 2021: 0; 2022: 0; 2023: 0; 2024: 0; 2025: 0; 2026: 0; 2027: 0; 2028: 0; 2029: 0; 2030: 0; 2031: 0; 2032: 0; 2033: 0; 2034: 0; 2035: 0; 2036: 0; 2037: 0; 2038: 0; 2039: 0; 2040: 0; 2041: 0; 2042: 0; 2043: 0; 2044: 0; 2045: 0; 2046: 0; 2047: 0; 2048: 0; 2049: 0; 2050: 0
| Customer Sited Solar + Storage Offering | 2020: 0; 2021: 0; 2022: 0; 2023: 0; 2024: 0; 2025: 0; 2026: 0; 2027: 0; 2028: 0; 2029: 0; 2030: 0; 2031: 0; 2032: 0; 2033: 0; 2034: 0; 2035: 0; 2036: 0; 2037: 0; 2038: 0; 2039: 0; 2040: 0; 2041: 0; 2042: 0; 2043: 0; 2044: 0; 2045: 0; 2046: 0; 2047: 0; 2048: 0; 2049: 0; 2050: 0
| Residential Rooftop Solar Leasing | 2020: 3339.456; 2021: 3339.456; 2022: 3339.456; 2023: 3339.456; 2024: 3339.456; 2025: 3339.456; 2026: 3301.1874; 2027: 3262.9187; 2028: 3224.6501; 2029: 3186.3815; 2030: 3148.1128; 2031: 3109.8442; 2032: 3072.0408; 2033: 3034.6969; 2034: 2997.8069; 2035: 2961.3654; 2036: 2925.3669; 2037: 2889.806; 2038: 2854.6774; 2039: 2819.9757; 2040: 2785.696; 2041: 2751.8329; 2042: 2718.3815; 2043: 2685.3367; 2044: 2652.6936; 2045: 2620.4473; 2046: 2588.593; 2047: 2557.1259; 2048: 2526.0413; 2049: 2495.3346; 2050: 2465.0012
| Residential Rooftop Solar Leasing Low Income | 2020: 4159.5703; 2021: 4159.5703; 2022: 4159.5703; 2023: 4159.5703; 2024: 4159.5703; 2025: 4159.5703; 2026: 4108.1648; 2027: 4056.7593; 2028: 4005.3539; 2029: 3953.9484; 2030: 3902.5429; 2031: 3851.1374; 2032: 3800.4091; 2033: 3750.349; 2034: 3700.9482; 2035: 3652.1982; 2036: 3604.0904; 2037: 3556.6162; 2038: 3509.7674; 2039: 3463.5357; 2040: 3417.9129; 2041: 3372.8911; 2042: 3328.4624; 2043: 3284.6189; 2044: 3241.3529; 2045: 3198.6568; 2046: 3156.5231; 2047: 3114.9445; 2048: 3073.9135; 2049: 3033.423; 2050: 2993.4658
| Multifamily Community Solar DER - CEIP | 2022: 1312.74; 2023: 1312.74; 2024: 1312.74; 2025: 1312.74; 2026: 1295.2105; 2027: 1277.6811; 2028: 1260.1516; 2029: 1242.6221; 2030: 1225.0926; 2031: 1207.5632; 2032: 1190.2845; 2033: 1173.2531; 2034: 1156.4654; 2035: 1139.9179; 2036: 1123.6071; 2037: 1107.5298; 2038: 1091.6825; 2039: 1076.0619; 2040: 1060.6649; 2041: 1045.4882; 2042: 1030.5286; 2043: 1015.7831; 2044: 1001.2486; 2045: 986.922; 2046: 972.8004; 2047: 958.8809; 2048: 945.1606; 2049: 931.6366; 2050: 918.3061
| Community Solar DER - CEIP | 2020: 0%; 2021: 0%; 2022: 0%; 2023: 0%; 2024: 0%; 2025: 0%; 2026: -1.335%; 2027: -1.353%; 2028: -1.372%; 2029: -1.391%; 2030: -1.411%; 2031: -1.431%; 2032: -1.431%; 2033: -1.431%; 2034: -1.431%; 2035: -1.431%; 2036: -1.431%; 2037: -1.431%; 2038: -1.431%; 2039: -1.431%; 2040: -1.431%; 2041: -1.431%; 2042: -1.431%; 2043: -1.431%; 2044: -1.431%; 2045: -1.431%; 2046: -1.431%; 2047: -1.431%; 2048: -1.431%; 2049: -1.431%; 2050: -1.431%
| Community Solar Low Income DER - CEIP | 2020: 0%; 2021: 0%; 2022: 0%; 2023: 0%; 2024: 0%; 2025: 0%; 2026: -1.335%; 2027: -1.353%; 2028: -1.372%; 2029: -1.391%; 2030: -1.411%; 2031: -1.431%; 2032: -1.431%; 2033: -1.431%; 2034: -1.431%; 2035: -1.431%; 2036: -1.431%; 2037: -1.431%; 2038: -1.431%; 2039: -1.431%; 2040: -1.431%; 2041: -1.431%; 2042: -1.431%; 2043: -1.431%; 2044: -1.431%; 2045: -1.431%; 2046: -1.431%; 2047: -1.431%; 2048: -1.431%; 2049: -1.431%; 2050: -1.431%
Roof-top Solar Incentive DER - CEIP | bar: 2020 to 2050
Multi-Family Solar Incentive DER - CEIP | bar: 2020 to 2050
| Multi-Family Unit Battery DER - CEIP | 2020: 0%; 2021: 0%; 2022: 0%; 2023: -9.326%; 2024: -9.753%; 2025: -6.919%; 2026: -2.562%; 2027: -2.593%; 2028: -2.624%; 2029: -2.656%; 2030: -4.144%; 2031: -2.728%; 2032: -2.728%; 2033: -2.728%; 2034: -2.728%; 2035: -2.728%; 2036: -2.728%; 2037: -2.728%; 2038: -2.728%; 2039: -2.728%; 2040: -2.728%; 2041: -2.728%; 2042: -2.728%; 2043: -2.728%; 2044: -2.728%; 2045: -2.728%; 2046: -2.728%; 2047: -2.728%; 2048: -2.728%; 2049: -2.728%; 2050: -2.728%
| Residential PSE Battery Leasing DER - CEIP | 2020: 0%; 2021: 0%; 2022: 0%; 2023: -9.326%; 2024: -9.753%; 2025: -6.919%; 2026: -2.562%; 2027: -2.593%; 2028: -2.624%; 2029: -2.656%; 2030: -4.144%; 2031: -2.728%; 2032: -2.728%; 2033: -2.728%; 2034: -2.728%; 2035: -2.728%; 2036: -2.728%; 2037: -2.728%; 2038: -2.728%; 2039: -2.728%; 2040: -2.728%; 2041: -2.728%; 2042: -2.728%; 2043: -2.728%; 2044: -2.728%; 2045: -2.728%; 2046: -2.728%; 2047: -2.728%; 2048: -2.728%; 2049: -2.728%; 2050: -2.728%
C&I Battery BYO DER - CEIP | bar: 2020 to 2050
3rd Party Customer-Sited Distributed Battery PPA | bar: 2020 to 2050
3rd Party Utility-scale Distributed Battery PPA | bar: 2020 to 2050
C&I Battery Install Incentive | bar: 2020 to 2050
| C&I Space Leasing for Batteries | 2020: 0%; 2021: 0%; 2022: 0%; 2023: -9.327%; 2024: -9.753%; 2025: -6.92%; 2026: -2.562%; 2027: -2.593%; 2028: -2.624%; 2029: -2.656%; 2030: -4.144%; 2031: -2.728%; 2032: -2.728%; 2033: -2.728%; 2034: -2.728%; 2035: -2.728%; 2036: -2.728%; 2037: -2.728%; 2038: -2.728%; 2039: -2.728%; 2040: -2.728%; 2041: -2.728%; 2042: -2.728%; 2043: -2.728%; 2044: -2.728%; 2045: -2.728%; 2046: -2.728%; 2047: -2.728%; 2048: -2.728%; 2049: -2.728%; 2050: -2.728%
| PSE Mobile Battery | 2020: 0%; 2021: 0%; 2022: 0%; 2023: -9.922%; 2024: -10.45%; 2025: -7.468%; 2026: -2.782%; 2027: -2.821%; 2028: -2.862%; 2029: -2.904%; 2030: -4.542%; 2031: -2.99%; 2032: -2.99%; 2033: -2.99%; 2034: -2.99%; 2035: -2.99%; 2036: -2.99%; 2037: -2.99%; 2038: -2.99%; 2039: -2.99%; 2040: -2.99%; 2041: -2.99%; 2042: -2.99%; 2043: -2.99%; 2044: -2.99%; 2045: -2.99%; 2046: -2.99%; 2047: -2.99%; 2048: -2.99%; 2049: -2.99%; 2050: -2.99%
| PSE Substation Battery | 2020: 0%; 2021: 0%; 2022: 0%; 2023: -9.355%; 2024: -9.786%; 2025: -6.945%; 2026: -2.572%; 2027: -2.603%; 2028: -2.635%; 2029: -2.667%; 2030: -4.162%; 2031: -2.74%; 2032: -2.74%; 2033: -2.74%; 2034: -2.74%; 2035: -2.74%; 2036: -2.74%; 2037: -2.74%; 2038: -2.74%; 2039: -2.74%; 2040: -2.74%; 2041: -2.74%; 2042: -2.74%; 2043: -2.74%; 2044: -2.74%; 2045: -2.74%; 2046: -2.74%; 2047: -2.74%; 2048: -2.74%; 2049: -2.74%; 2050: -2.74%
| PSE Utility-Scale Distributed Battery Stations | 2020: 0%; 2021: 0%; 2022: 0%; 2023: -9.275%; 2024: -9.694%; 2025: -6.873%; 2026: -2.544%; 2027: -2.574%; 2028: -2.604%; 2029: -2.635%; 2030: -4.111%; 2031: -2.706%; 2032: -2.706%; 2033: -2.706%; 2034: -2.706%; 2035: -2.706%; 2036: -2.706%; 2037: -2.706%; 2038: -2.706%; 2039: -2.706%; 2040: -2.706%; 2041: -2.706%; 2042: -2.706%; 2043: -2.706%; 2044: -2.706%; 2045: -2.706%; 2046: -2.706%; 2047: -2.706%; 2048: -2.706%; 2049: -2.706%; 2050: -2.706%
Residential Battery Install Incentive | bar: 2020 to 2050
| Residential PSE Battery Leasing - Low Income | 2020: 0%; 2021: 0%; 2022: 0%; 2023: -9.326%; 2024: -9.753%; 2025: -6.919%; 2026: -2.562%; 2027: -2.593%; 2028: -2.624%; 2029: -2.656%; 2030: -4.144%; 2031: -2.728%; 2032: -2.728%; 2033: -2.728%; 2034: -2.728%; 2035: -2.728%; 2036: -2.728%; 2037: -2.728%; 2038: -2.728%; 2039: -2.728%; 2040: -2.728%; 2041: -2.728%; 2042: -2.728%; 2043: -2.728%; 2044: -2.728%; 2045: -2.728%; 2046: -2.728%; 2047: -2.728%; 2048: -2.728%; 2049: -2.728%; 2050: -2.728%
| C&I Rooftop Solar Leasing | 2020: 0%; 2021: 0%; 2022: 0%; 2023: 0%; 2024: 0%; 2025: 0%; 2026: -1.115%; 2027: -1.128%; 2028: -1.141%; 2029: -1.154%; 2030: -1.167%; 2031: -1.167%; 2032: -1.167%; 2033: -1.167%; 2034: -1.167%; 2035: -1.167%; 2036: -1.167%; 2037: -1.167%; 2038: -1.167%; 2039: -1.167%; 2040: -1.167%; 2041: -1.167%; 2042: -1.167%; 2043: -1.167%; 2044: -1.167%; 2045: -1.167%; 2046: -1.167%; 2047: -1.167%; 2048: -1.167%; 2049: -1.167%; 2050: -1.167%
3rd Party Distributed Solar PPA | bar: 2020 to 2050
Customer Sited Solar + Storage Offering | bar: 2020 to 2050
| Residential Rooftop Solar Leasing | 2020: 0%; 2021: 0%; 2022: 0%; 2023: 0%; 2024: 0%; 2025: 0%; 2026: -1.146%; 2027: -1.159%; 2028: -1.173%; 2029: -1.187%; 2030: -1.201%; 2031: -1.216%; 2032: -1.216%; 2033: -1.216%; 2034: -1.216%; 2035: -1.216%; 2036: -1.216%; 2037: -1.216%; 2038: -1.216%; 2039: -1.216%; 2040: -1.216%; 2041: -1.216%; 2042: -1.216%; 2043: -1.216%; 2044: -1.216%; 2045: -1.216%; 2046: -1.216%; 2047: -1.216%; 2048: -1.216%; 2049: -1.216%; 2050: -1.216%
| Residential Rooftop Solar Leasing Low Income | 2020: 0%; 2021: 0%; 2022: 0%; 2023: 0%; 2024: 0%; 2025: 0%; 2026: -1.236%; 2027: -1.251%; 2028: -1.267%; 2029: -1.283%; 2030: -1.3%; 2031: -1.317%; 2032: -1.317%; 2033: -1.317%; 2034: -1.317%; 2035: -1.317%; 2036: -1.317%; 2037: -1.317%; 2038: -1.317%; 2039: -1.317%; 2040: -1.317%; 2041: -1.317%; 2042: -1.317%; 2043: -1.317%; 2044: -1.317%; 2045: -1.317%; 2046: -1.317%; 2047: -1.317%; 2048: -1.317%; 2049: -1.317%; 2050: -1.317%
| Multifamily Community Solar DER - CEIP | 2020: 0%; 2021: 0%; 2022: 0%; 2023: 0%; 2024: 0%; 2025: 0%; 2026: -1.335%; 2027: -1.353%; 2028: -1.372%; 2029: -1.391%; 2030: -1.411%; 2031: -1.431%; 2032: -1.431%; 2033: -1.431%; 2034: -1.431%; 2035: -1.431%; 2036: -1.431%; 2037: -1.431%; 2038: -1.431%; 2039: -1.431%; 2040: -1.431%; 2041: -1.431%; 2042: -1.431%; 2043: -1.431%; 2044: -1.431%; 2045: -1.431%; 2046: -1.431%; 2047: -1.431%; 2048: -1.431%; 2049: -1.431%; 2050: -1.431%
All values in 2020 Real Dollars
Assumes 2.5% inflation
|  |  |  | ($/kW-yr) | ($/MWh)
| Resource | 2020: FOM; 2021: VOM
| Community Solar | 2020: 40.924; 2021: 45
| C&I Roof-top Solar Incentive | 2020: 8.45; 2021: 0
| Multi-Family Roof-top Solar Incentive | 2020: 171.6; 2021: 0
| Multi-Family Unit Battery Program | 2020: 72.2; 2021: 0
| Residential PSE Battery Leasing | 2020: 137.853; 2021: 0
| C&I Battery BYO | 2020: 7.4484; 2021: 0
| 3rd Party Customer-Sited Distributed Battery PPA | 2020: 50.4; 2021: 0
| 3rd Party Utility-scale Distributed Battery PPA | 2020: 305.4; 2021: 0
| C&I Battery Install Incentive | 2020: 63.36; 2021: 0
| C&I Space Leasing for Batteries | 2020: 293.9814; 2021: 0
| PSE Mobile Battery | 2020: 46.6336; 2021: 0
| PSE Substation Battery | 2020: 38.4261; 2021: 0
| PSE Utility-Scale Distributed Battery Stations | 2020: 118.0327; 2021: 0
| Residential Battery Install Incentive | 2020: 70.2; 2021: 0
| Residential PSE Battery Leasing - Low Income | 2020: 137.853; 2021: 0
| Multifamily Community Solar | 2020: 40.924; 2021: 0

## DER FOM&VOM
|  | 2022 | 2023 | 2024 | 2025 | 2026 | 2027 | 2028 | 2029 | 2030 | One Time Incentive Costs |  |  | Customer Payments to PSE
[11 empty] | 2020 $/kW-yr | 2020 $/MW-wk | 2012 $/MW-wk | 2020 $/MW-wk | 2012 $/MW-wk
PSE Community Solar | Fixed O&M Costs $/MW-wk (in 2020$) | 787 | 787 | 787 | 787 | 787 | 787 | 787 | 787 | 787 |  |  |  | 3161.1538 | 2594.5062
| Aurora FOM Cost $/MW-wk (in 2012$) | 645.9276 | 645.9276 | 645.9276 | 645.9276 | 645.9276 | 645.9276 | 645.9276 | 645.9276 | 645.9276
| Variable O&M $/MWh (in 2020$) | 45 | 45 | 45 | 45 | 45 | 45 | 45 | 45 | 45
| Aurora VOM Cost $/MWh (in 2012$) | 36.9336 | 36.9336 | 36.9336 | 36.9336 | 36.9336 | 36.9336 | 36.9336 | 36.9336 | 36.9336
C&I Roof-top Solar Incentive | Fixed O&M Costs $/MW-wk (in 2020$) | 162.5 | 162.5 | 162.5 | 162.5 | 162.5 | 162.5 | 162.5 | 162.5 | 162.5 | 65 | 1250 | 1025.9332
| Aurora FOM Cost $/MW-wk (in 2012$) | 133.3713 | 133.3713 | 133.3713 | 133.3713 | 133.3713 | 133.3713 | 133.3713 | 133.3713 | 133.3713
| Variable O&M $/MWh (in 2020$) | 0 | 0 | 0 | 0 | 0 | 0 | 0 | 0 | 0
| Aurora VOM Cost $/MWh (in 2012$) | 0 | 0 | 0 | 0 | 0 | 0 | 0 | 0 | 0
Multi-Family Roof-top Solar Incentive | Fixed O&M Costs $/MW-wk (in 2020$) | 3300 | 3300 | 3300 | 3300 | 3300 | 3300 | 3300 | 3300 | 3300
| Aurora FOM Cost $/MW-wk (in 2012$) | 2708.4637 | 2708.4637 | 2708.4637 | 2708.4637 | 2708.4637 | 2708.4637 | 2708.4637 | 2708.4637 | 2708.4637 | 1320 | 25384.6154 | 20834.336
| Variable O&M $/MWh (in 2020$) | 0 | 0 | 0 | 0 | 0 | 0 | 0 | 0 | 0
| Aurora VOM Cost $/MWh (in 2012$) | 0 | 0 | 0 | 0 | 0 | 0 | 0 | 0 | 0
PSE Mobile Batteries | Fixed O&M Costs $/MW-wk (in 2020$) | 896.7992 | 896.7992 | 896.7992 | 896.7992 | 896.7992 | 896.7992 | 896.7992 | 896.7992 | 896.7992
| Aurora FOM Cost $/MW-wk (in 2012$) | 736.0448 | 736.0448 | 736.0448 | 736.0448 | 736.0448 | 736.0448 | 736.0448 | 736.0448 | 736.0448
| Variable O&M $/MWh (in 2020$) | 0 | 0 | 0 | 0 | 0 | 0 | 0 | 0 | 0
| Aurora VOM Cost $/MWh (in 2012$) | 0 | 0 | 0 | 0 | 0 | 0 | 0 | 0 | 0
PSE Substation Batteries | Fixed O&M Costs $/MW-wk (in 2020$) | 738.9626 | 738.9626 | 738.9626 | 738.9626 | 738.9626 | 738.9626 | 738.9626 | 738.9626 | 738.9626
| Aurora FOM Cost $/MW-wk (in 2012$) | 606.501 | 606.501 | 606.501 | 606.501 | 606.501 | 606.501 | 606.501 | 606.501 | 606.501
| Variable O&M $/MWh (in 2020$) | 0 | 0 | 0 | 0 | 0 | 0 | 0 | 0 | 0
| Aurora VOM Cost $/MWh (in 2012$) | 0 | 0 | 0 | 0 | 0 | 0 | 0 | 0 | 0
PSE Utility-Scale Distributed Battery Stations | Fixed O&M Costs $/MW-wk (in 2020$) | 2269.8596 | 2269.8596 | 2269.8596 | 2269.8596 | 2269.8596 | 2269.8596 | 2269.8596 | 2269.8596 | 2269.8596
| Aurora FOM Cost $/MW-wk (in 2012$) | 1862.9794 | 1862.9794 | 1862.9794 | 1862.9794 | 1862.9794 | 1862.9794 | 1862.9794 | 1862.9794 | 1862.9794
| Variable O&M $/MWh (in 2020$) | 0 | 0 | 0 | 0 | 0 | 0 | 0 | 0 | 0
| Aurora VOM Cost $/MWh (in 2012$) | 0 | 0 | 0 | 0 | 0 | 0 | 0 | 0 | 0
3rd Party Utility Scale Distributed Battery PPA | Fixed O&M Costs $/MW-wk (in 2020$) | 969.2308 | 969.2308 | 969.2308 | 969.2308 | 969.2308 | 969.2308 | 969.2308 | 969.2308 | 969.2308
| Aurora FOM Cost $/MW-wk (in 2012$) | 795.4928 | 795.4928 | 795.4928 | 795.4928 | 795.4928 | 795.4928 | 795.4928 | 795.4928 | 795.4928
| Variable O&M $/MWh (in 2020$) | 0 | 0 | 0 | 0 | 0 | 0 | 0 | 0 | 0
| Aurora VOM Cost $/MWh (in 2012$) | 0 | 0 | 0 | 0 | 0 | 0 | 0 | 0 | 0
3rd Party Customer-Sited Distributed Battery PPA | Fixed O&M Costs $/MW-wk (in 2020$) | 5873.0769 | 5873.0769 | 5873.0769 | 5873.0769 | 5873.0769 | 5873.0769 | 5873.0769 | 5873.0769 | 5873.0769
| Aurora FOM Cost $/MW-wk (in 2012$) | 4820.3077 | 4820.3077 | 4820.3077 | 4820.3077 | 4820.3077 | 4820.3077 | 4820.3077 | 4820.3077 | 4820.3077
| Variable O&M $/MWh (in 2020$) | 0 | 0 | 0 | 0 | 0 | 0 | 0 | 0 | 0
| Aurora VOM Cost $/MWh (in 2012$) | 0 | 0 | 0 | 0 | 0 | 0 | 0 | 0 | 0
C&I Battery Install Incentive | Fixed O&M Costs $/MW-wk (in 2020$) | 1218.4615 | 1218.4615 | 1218.4615 | 1218.4615 | 1218.4615 | 1218.4615 | 1218.4615 | 1218.4615 | 1218.4615 | 528 | 10153.8462 | 8333.7344
| Aurora FOM Cost $/MW-wk (in 2012$) | 1000.0481 | 1000.0481 | 1000.0481 | 1000.0481 | 1000.0481 | 1000.0481 | 1000.0481 | 1000.0481 | 1000.0481
| Variable O&M $/MWh (in 2020$) | 0 | 0 | 0 | 0 | 0 | 0 | 0 | 0 | 0
| Aurora VOM Cost $/MWh (in 2012$) | 0 | 0 | 0 | 0 | 0 | 0 | 0 | 0 | 0
C&I Space Leasing for Batteries | Fixed O&M Costs $/MW-wk (in 2020$) | 5653.4894 | 5653.4894 | 5653.4894 | 5653.4894 | 5653.4894 | 5653.4894 | 5653.4894 | 5653.4894 | 5653.4894
| Aurora FOM Cost $/MW-wk (in 2012$) | 4640.0821 | 4640.0821 | 4640.0821 | 4640.0821 | 4640.0821 | 4640.0821 | 4640.0821 | 4640.0821 | 4640.0821
| Variable O&M $/MWh (in 2020$) | 0 | 0 | 0 | 0 | 0 | 0 | 0 | 0 | 0
| Aurora VOM Cost $/MWh (in 2012$) | 0 | 0 | 0 | 0 | 0 | 0 | 0 | 0 | 0
Multi-Family Unit Battery Program | Fixed O&M Costs $/MW-wk (in 2020$) | 1388.4615 | 1388.4615 | 1388.4615 | 1388.4615 | 1388.4615 | 1388.4615 | 1388.4615 | 1388.4615 | 1388.4615 | 160 | 3076.9231 | 2525.3741
| Aurora FOM Cost $/MW-wk (in 2012$) | 1139.575 | 1139.575 | 1139.575 | 1139.575 | 1139.575 | 1139.575 | 1139.575 | 1139.575 | 1139.575
| Variable O&M $/MWh (in 2020$) | 0 | 0 | 0 | 0 | 0 | 0 | 0 | 0 | 0
| Aurora VOM Cost $/MWh (in 2012$) | 0 | 0 | 0 | 0 | 0 | 0 | 0 | 0 | 0
Residential Battery Install Incentive | Fixed O&M Costs $/MW-wk (in 2020$) | 1350 | 1350 | 1350 | 1350 | 1350 | 1350 | 1350 | 1350 | 1350 | 540 | 10384.6154 | 8523.1375
| Aurora FOM Cost $/MW-wk (in 2012$) | 1108.0079 | 1108.0079 | 1108.0079 | 1108.0079 | 1108.0079 | 1108.0079 | 1108.0079 | 1108.0079 | 1108.0079
| Variable O&M $/MWh (in 2020$) | 0 | 0 | 0 | 0 | 0 | 0 | 0 | 0 | 0
| Aurora VOM Cost $/MWh (in 2012$) | 0 | 0 | 0 | 0 | 0 | 0 | 0 | 0 | 0
Residential PSE Battery Leasing - Low Income | Fixed O&M Costs $/MW-wk (in 2020$) | 2651.0192 | 2651.0192 | 2651.0192 | 2651.0192 | 2651.0192 | 2651.0192 | 2651.0192 | 2651.0192 | 2651.0192 |  |  |  | 192.3077 | 157.8359
| Aurora FOM Cost $/MW-wk (in 2012$) | 2175.8149 | 2175.8149 | 2175.8149 | 2175.8149 | 2175.8149 | 2175.8149 | 2175.8149 | 2175.8149 | 2175.8149
| Variable O&M $/MWh (in 2020$) | 0 | 0 | 0 | 0 | 0 | 0 | 0 | 0 | 0
| Aurora VOM Cost $/MWh (in 2012$) | 0 | 0 | 0 | 0 | 0 | 0 | 0 | 0 | 0
Residential PSE Battery Leasing | Fixed O&M Costs $/MW-wk (in 2020$) | 2651.0192 | 2651.0192 | 2651.0192 | 2651.0192 | 2651.0192 | 2651.0192 | 2651.0192 | 2651.0192 | 2651.0192 |  |  |  | 1153.8462 | 947.0153
| Aurora FOM Cost $/MW-wk (in 2012$) | 2175.8149 | 2175.8149 | 2175.8149 | 2175.8149 | 2175.8149 | 2175.8149 | 2175.8149 | 2175.8149 | 2175.8149
| Variable O&M $/MWh (in 2020$) | 0 | 0 | 0 | 0 | 0 | 0 | 0 | 0 | 0
| Aurora VOM Cost $/MWh (in 2012$) | 0 | 0 | 0 | 0 | 0 | 0 | 0 | 0 | 0
C&I Battery BYO | Fixed O&M Costs $/MW-wk (in 2020$) | 143.2385 | 143.2385 | 143.2385 | 143.2385 | 143.2385 | 143.2385 | 143.2385 | 143.2385 | 143.2385
| Aurora FOM Cost $/MW-wk (in 2012$) | 117.5625 | 117.5625 | 117.5625 | 117.5625 | 117.5625 | 117.5625 | 117.5625 | 117.5625 | 117.5625
| Variable O&M $/MWh (in 2020$) | 0 | 0 | 0 | 0 | 0 | 0 | 0 | 0 | 0
| Aurora VOM Cost $/MWh (in 2012$) | 0 | 0 | 0 | 0 | 0 | 0 | 0 | 0 | 0
C&I Rooftop Solar Leasing | Fixed O&M Costs $/MW-wk (in 2020$) | 1462.945 | 1462.945 | 1462.945 | 1462.945 | 1462.945 | 1462.945 | 1462.945 | 1462.945 | 1462.945
| Aurora FOM Cost $/MW-wk (in 2012$) | 1200.7071 | 1200.7071 | 1200.7071 | 1200.7071 | 1200.7071 | 1200.7071 | 1200.7071 | 1200.7071 | 1200.7071
| Variable O&M $/MWh (in 2020$) | 0 | 0 | 0 | 0 | 0 | 0 | 0 | 0 | 0
| Aurora VOM Cost $/MWh (in 2012$) | 0 | 0 | 0 | 0 | 0 | 0 | 0 | 0 | 0
Multi-Family Solar Partnership | Fixed O&M Costs $/MW-wk (in 2020$) | 7823.0769 | 7823.0769 | 7823.0769 | 7823.0769 | 7823.0769 | 7823.0769 | 7823.0769 | 7823.0769 | 7823.0769
| Aurora FOM Cost $/MW-wk (in 2012$) | 6420.7636 | 6420.7636 | 6420.7636 | 6420.7636 | 6420.7636 | 6420.7636 | 6420.7636 | 6420.7636 | 6420.7636
| Variable O&M $/MWh (in 2020$) | 0 | 0 | 0 | 0 | 0 | 0 | 0 | 0 | 0
| Aurora VOM Cost $/MWh (in 2012$) | 0 | 0 | 0 | 0 | 0 | 0 | 0 | 0 | 0
PSE Community Solar Low Income | Fixed O&M Costs $/MW-wk (in 2020$) | 787 | 787 | 787 | 787 | 787 | 787 | 787 | 787 | 787
| Aurora FOM Cost $/MW-wk (in 2012$) | 645.9276 | 645.9276 | 645.9276 | 645.9276 | 645.9276 | 645.9276 | 645.9276 | 645.9276 | 645.9276
| Variable O&M $/MWh (in 2020$) | 45 | 45 | 45 | 45 | 45 | 45 | 45 | 45 | 45
| Aurora VOM Cost $/MWh (in 2012$) | 36.9336 | 36.9336 | 36.9336 | 36.9336 | 36.9336 | 36.9336 | 36.9336 | 36.9336 | 36.9336
3rd Party Distributed Solar PPA | Fixed O&M Costs $/MW-wk (in 2020$) | 1956.9038 | 1956.9038 | 1956.9038 | 1956.9038 | 1956.9038 | 1956.9038 | 1956.9038 | 1956.9038 | 1956.9038
| Aurora FOM Cost $/MW-wk (in 2012$) | 1606.1221 | 1606.1221 | 1606.1221 | 1606.1221 | 1606.1221 | 1606.1221 | 1606.1221 | 1606.1221 | 1606.1221
| Variable O&M $/MWh (in 2020$) | 0 | 0 | 0 | 0 | 0 | 0 | 0 | 0 | 0
| Aurora VOM Cost $/MWh (in 2012$) | 0 | 0 | 0 | 0 | 0 | 0 | 0 | 0 | 0
Customer Sited Solar + Storage Offering (Solar) | Fixed O&M Costs $/MW-wk (in 2020$) | 2314.2857 | 2314.2857 | 2314.2857 | 2314.2857 | 2314.2857 | 2314.2857 | 2314.2857 | 2314.2857 | 2314.2857 | 925.7143 | 17802.1978 | 14611.0928
| Aurora FOM Cost $/MW-wk (in 2012$) | 1899.4421 | 1899.4421 | 1899.4421 | 1899.4421 | 1899.4421 | 1899.4421 | 1899.4421 | 1899.4421 | 1899.4421
| Variable O&M $/MWh (in 2020$) | 0 | 0 | 0 | 0 | 0 | 0 | 0 | 0 | 0
| Aurora VOM Cost $/MWh (in 2012$) | 0 | 0 | 0 | 0 | 0 | 0 | 0 | 0 | 0
Residential Rooftop Solar Leasing | Fixed O&M Costs $/MW-wk (in 2020$) | 4022.7692 | 4022.7692 | 4022.7692 | 4022.7692 | 4022.7692 | 4022.7692 | 4022.7692 | 4022.7692 | 4022.7692
| Aurora FOM Cost $/MW-wk (in 2012$) | 3301.6741 | 3301.6741 | 3301.6741 | 3301.6741 | 3301.6741 | 3301.6741 | 3301.6741 | 3301.6741 | 3301.6741
| Variable O&M $/MWh (in 2020$) | 0 | 0 | 0 | 0 | 0 | 0 | 0 | 0 | 0
| Aurora VOM Cost $/MWh (in 2012$) | 0 | 0 | 0 | 0 | 0 | 0 | 0 | 0 | 0
Residential Rooftop Solar Leasing Low Income | Fixed O&M Costs $/MW-wk (in 2020$) | 4813.978 | 4813.978 | 4813.978 | 4813.978 | 4813.978 | 4813.978 | 4813.978 | 4813.978 | 4813.978
| Aurora FOM Cost $/MW-wk (in 2012$) | 3951.056 | 3951.056 | 3951.056 | 3951.056 | 3951.056 | 3951.056 | 3951.056 | 3951.056 | 3951.056
| Variable O&M $/MWh (in 2020$) | 0 | 0 | 0 | 0 | 0 | 0 | 0 | 0 | 0
| Aurora VOM Cost $/MWh (in 2012$) | 0 | 0 | 0 | 0 | 0 | 0 | 0 | 0 | 0
PSE Customer-Sited Solar+Storage Offering (Storage) | Fixed O&M Costs $/MW-wk (in 2020$) | 1898.9011 | 1898.9011 | 1898.9011 | 1898.9011 | 1898.9011 | 1898.9011 | 1898.9011 | 1898.9011 | 1898.9011 | 462.8571 | 8901.0989 | 7305.5464
| Aurora FOM Cost $/MW-wk (in 2012$) | 1558.5166 | 1558.5166 | 1558.5166 | 1558.5166 | 1558.5166 | 1558.5166 | 1558.5166 | 1558.5166 | 1558.5166
| Variable O&M $/MWh (in 2020$) | 0 | 0 | 0 | 0 | 0 | 0 | 0 | 0 | 0
| Aurora VOM Cost $/MWh (in 2012$) | 0 | 0 | 0 | 0 | 0 | 0 | 0 | 0 | 0
LMI / Multifamily Community Solar | Fixed O&M Costs $/MW-wk (in 2020$) | 787 | 787 | 787 | 787 | 787 | 787 | 787 | 787 | 787 |  |  |  | 600 | 492.4479
| Aurora FOM Cost $/MW-wk (in 2012$) | 645.9276 | 645.9276 | 645.9276 | 645.9276 | 645.9276 | 645.9276 | 645.9276 | 645.9276 | 645.9276
| Variable O&M $/MWh (in 2020$) | 0 | 0 | 0 | 0 | 0 | 0 | 0 | 0 | 0
| Aurora VOM Cost $/MWh (in 2012$) | 0 | 0 | 0 | 0 | 0 | 0 | 0 | 0 | 0

## CETA
CETA MWh Need for Aurora Annual Time Series
CETA MWh Need for Aurora Annual Time Series | 2019 | 2020 | 2021 | 2022 | 2023 | 2024 | 2025 | 2026 | 2027 | 2028 | 2029 | 2030 | 2031 | 2032 | 2033 | 2034 | 2035 | 2036 | 2037 | 2038 | 2039 | 2040 | 2041 | 2042 | 2043 | 2044 | 2045 | 2046 | 2047
PSERPS_CETA_BalancedPortfolio | 0 | 0 | 0 | 0 | 0 | 0 | 1024832 | 2048057 | 3638161 | 4904433 | 6029048 | 6946393 | 7424342 | 8309500 | 8772275 | 9195071 | 9884408 | 10628622 | 11248679 | 11886368 | 12396230 | 12929851 | 13482628 | 14364383 | 15372884 | 17171125 | 17708342 | 17708342 | 17708342 | 58897

## Flex cost savings
2025 – draft flex benefit
|  | 2025 PSE System Costs ($MM) | Base Portfolio | CCCT | Frame Peaker | Recip Peaker | Li-Ion 2-hr | Li-Ion 3-hr | Li-Ion 4-hr | Flow 4-hr | Flow 6-hr | Pumped Hydro Storage | DSR | Demand Response
|  | Wind | 0.54975 | 0.32419 | 0.61524 | 0.45855 | 0.49731 | 0.47173 | 0.44615 | 0.42527 | 0.33575 | 0.35309 | 0.51092 | 1.3543
|  | Hydro | -0.19863 | -0.16788 | -0.14778 | -0.16598 | -0.1791 | -0.17864 | -0.17817 | -0.18114 | -0.18594 | -0.16598 | -0.20861 | -0.10398
|  | Thermal | -8.5161 | -12.5018 | -3.923 | -5.6155 | -7.6916 | -8.172 | -8.6524 | -7.8814 | -7.7366 | -8.2946 | -8.7625 | 9.0299
|  | Solar | 1.2434e-13 | 1.2434e-13 | 1.2434e-13 | 1.2434e-13 | 1.2434e-13 | 1.2434e-13 | 1.2434e-13 | 1.2434e-13 | 1.2434e-13 | 1.2434e-13 | 1.2434e-13 | 1.2434e-13
|  | Contracts | 0.0013174 | 0.0013174 | 0.0013174 | 0.0013174 | 0.0013174 | 0.0013174 | 0.0013174 | 0.0013174 | 0.0013174 | 0.0013174 | 0.0013174 | 0.0013174
|  | IRP Resource | 0 | 2.3391 | -0.99102 | 1.8498 | 0 | 0 | 0 | 0 | 0 | 0 | 0 | -0.61868
|  | Total Generation | -8.1637 | -10.0051 | -4.4452 | -3.4719 | -7.372 | -7.8776 | -8.3831 | -7.636 | -7.5855 | -8.1062 | -8.4589 | 9.6629
|  | Net Market Purchases/Sales | 10.1122 | 13.8239 | 11.9514 | 10.9055 | 11.3741 | 11.7752 | 12.1763 | 11.888 | 11.8583 | 11.896 | 10.5569 | -4.1903
|  | Total | 1.9486 | 3.8188 | 7.5062 | 7.4336 | 4.0021 | 3.8977 | 3.7932 | 4.252 | 4.2728 | 3.7898 | 2.098 | 5.4725
|  | Change in Cost from Base |  | 1.8703 | 5.5576 | 5.485 | 2.0535 | 1.9491 | 1.8447 | 2.3034 | 2.3243 | 1.8412 | 0.14942 | 3.5239
|  | Nameplate |  | 355 | 237 | 216 | 100 | 100 | 100 | 100 | 100 | 100 |  | 100
|  | $/kw-yr |  | -5.2683 | -23.4499 | -25.3936 | -20.5352 | -19.4909 | -18.4466 | -23.0342 | -23.2426 | -18.4122 | 0 | -35.2394
Nominal
| $/kw-year | $/MW-week |  | 2020 | 2021 | 2022 | 2023 | 2024 | 2025 | 2026 | 2027 | 2028 | 2029 | 2030 | 2031 | 2032 | 2033 | 2034 | 2035 | 2036 | 2037 | 2038 | 2039 | 2040 | 2041 | 2042 | 2043 | 2044 | 2045 | 2046 | 2047 | 2048 | 2049 | 2050 | 2051 | 2052 | 2053 | 2054 | 2055 | 2056 | 2057 | 2058 | 2059 | 2060 | 2061 | 2062 | 2063 | 2064 | 2065 | 2066 | 2067 | 2068 | 2069 | 2070 | 2071 | 2072 | 2073 | 2074 | 2075
Li-Ion 2 | -20.5352 | -394.9081 |  | -394.9081 | -394.9081 | -394.9081 | -394.9081 | -394.9081 | -394.9081 | -394.9081 | -394.9081 | -394.9081 | -394.9081 | -394.9081 | -394.9081 | -394.9081 | -394.9081 | -394.9081 | -394.9081 | -394.9081 | -394.9081 | -394.9081 | -394.9081 | -394.9081 | -394.9081 | -394.9081 | -394.9081 | -394.9081 | -394.9081 | -394.9081 | -394.9081 | -394.9081 | -394.9081 | -394.9081 | -394.9081 | -394.9081 | -394.9081 | -394.9081 | -394.9081 | -394.9081 | -394.9081 | -394.9081 | -394.9081 | -394.9081 | -394.9081 | -394.9081 | -394.9081 | -394.9081 | -394.9081 | -394.9081 | -394.9081 | -394.9081 | -394.9081 | -394.9081 | -394.9081 | -394.9081 | -394.9081 | -394.9081 | -394.9081
Li-Ion 3 | -19.4909 | -374.8248 |  | -374.8248 | -374.8248 | -374.8248 | -374.8248 | -374.8248 | -374.8248 | -374.8248 | -374.8248 | -374.8248 | -374.8248 | -374.8248 | -374.8248 | -374.8248 | -374.8248 | -374.8248 | -374.8248 | -374.8248 | -374.8248 | -374.8248 | -374.8248 | -374.8248 | -374.8248 | -374.8248 | -374.8248 | -374.8248 | -374.8248 | -374.8248 | -374.8248 | -374.8248 | -374.8248 | -374.8248 | -374.8248 | -374.8248 | -374.8248 | -374.8248 | -374.8248 | -374.8248 | -374.8248 | -374.8248 | -374.8248 | -374.8248 | -374.8248 | -374.8248 | -374.8248 | -374.8248 | -374.8248 | -374.8248 | -374.8248 | -374.8248 | -374.8248 | -374.8248 | -374.8248 | -374.8248 | -374.8248 | -374.8248 | -374.8248
Li-Ion 4 | -18.4466 | -354.7415 |  | -354.7415 | -354.7415 | -354.7415 | -354.7415 | -354.7415 | -354.7415 | -354.7415 | -354.7415 | -354.7415 | -354.7415 | -354.7415 | -354.7415 | -354.7415 | -354.7415 | -354.7415 | -354.7415 | -354.7415 | -354.7415 | -354.7415 | -354.7415 | -354.7415 | -354.7415 | -354.7415 | -354.7415 | -354.7415 | -354.7415 | -354.7415 | -354.7415 | -354.7415 | -354.7415 | -354.7415 | -354.7415 | -354.7415 | -354.7415 | -354.7415 | -354.7415 | -354.7415 | -354.7415 | -354.7415 | -354.7415 | -354.7415 | -354.7415 | -354.7415 | -354.7415 | -354.7415 | -354.7415 | -354.7415 | -354.7415 | -354.7415 | -354.7415 | -354.7415 | -354.7415 | -354.7415 | -354.7415 | -354.7415 | -354.7415
| Aurora 2012$ |  |  | 2020 | 2021 | 2022 | 2023 | 2024 | 2025 | 2026 | 2027 | 2028 | 2029 | 2030 | 2031 | 2032 | 2033 | 2034 | 2035 | 2036 | 2037 | 2038 | 2039 | 2040 | 2041 | 2042 | 2043 | 2044 | 2045 | 2046 | 2047 | 2048 | 2049 | 2050 | 2051 | 2052 | 2053 | 2054 | 2055 | 2056 | 2057 | 2058 | 2059 | 2060 | 2061 | 2062 | 2063 | 2064 | 2065 | 2066 | 2067 | 2068 | 2069 | 2070 | 2071 | 2072 | 2073 | 2074 | 2075
Li-Ion 2 |  |  |  | -324.1195 | -316.2141 | -308.5016 | -300.9771 | -293.6362 | -286.4744 | -279.4872 | -272.6704 | -266.0199 | -259.5316 | -253.2016 | -247.026 | -241.0009 | -235.1229 | -229.3882 | -223.7933 | -218.335 | -213.0097 | -207.8144 | -202.7457 | -197.8007 | -192.9763 | -188.2695 | -183.6776 | -179.1977 | -174.827 | -170.5629 | -166.4028 | -162.3442 | -158.3846 | -154.5216 | -150.7528 | -147.0759 | -143.4887 | -139.9889 | -136.5746 | -133.2435 | -129.9936 | -126.8231 | -123.7298 | -120.712 | -117.7678 | -114.8954 | -112.0931 | -109.3591 | -106.6918 | -104.0896 | -101.5508 | -99.074 | -96.6575 | -94.3 | -92 | -89.7561 | -87.567 | -85.4312 | -83.3475
Li-Ion 3 |  |  |  | -307.6362 | -300.1329 | -292.8125 | -285.6708 | -278.7032 | -271.9056 | -265.2737 | -258.8036 | -252.4913 | -246.333 | -240.3249 | -234.4633 | -228.7447 | -223.1656 | -217.7225 | -212.4122 | -207.2314 | -202.177 | -197.2458 | -192.435 | -187.7414 | -183.1624 | -178.695 | -174.3366 | -170.0845 | -165.9361 | -161.8888 | -157.9403 | -154.0881 | -150.3299 | -146.6633 | -143.0861 | -139.5962 | -136.1915 | -132.8697 | -129.629 | -126.4673 | -123.3827 | -120.3734 | -117.4375 | -114.5731 | -111.7787 | -109.0524 | -106.3925 | -103.7976 | -101.266 | -98.7961 | -96.3864 | -94.0355 | -91.742 | -89.5044 | -87.3213 | -85.1915 | -83.1137 | -81.0865 | -79.1088
Li-Ion 4 |  |  |  | -291.1529 | -284.0516 | -277.1235 | -270.3644 | -263.7702 | -257.3367 | -251.0602 | -244.9368 | -238.9627 | -233.1344 | -227.4482 | -221.9007 | -216.4885 | -211.2082 | -206.0568 | -201.0311 | -196.1279 | -191.3442 | -186.6773 | -182.1242 | -177.6822 | -173.3484 | -169.1204 | -164.9955 | -160.9713 | -157.0451 | -153.2148 | -149.4778 | -145.832 | -142.2751 | -138.805 | -135.4195 | -132.1166 | -128.8943 | -125.7505 | -122.6834 | -119.6911 | -116.7718 | -113.9237 | -111.1451 | -108.4343 | -105.7895 | -103.2093 | -100.692 | -98.2361 | -95.8401 | -93.5025 | -91.222 | -88.997 | -86.8264 | -84.7087 | -82.6426 | -80.6269 | -78.6604 | -76.7419 | -74.8701
Batteries | $/kw-year | $/MW-week |  | 2020 | 2021 | 2022 | 2023 | 2024 | 2025 | 2026 | 2027 | 2028 | 2029 | 2030 | 2031 | 2032 | 2033 | 2034 | 2035 | 2036 | 2037 | 2038 | 2039 | 2040 | 2041 | 2042 | 2043 | 2044 | 2045 | 2046 | 2047
T&D Benefit - Nominal | -12.61 | -242.5 | Nominal | -242.5 | -242.5 | -242.5 | -242.5 | -242.5 | -242.5 | -242.5 | -242.5 | -242.5 | -242.5 | -242.5 | -242.5 | -242.5 | -242.5 | -242.5 | -242.5 | -242.5 | -242.5 | -242.5 | -242.5 | -242.5 | -242.5 | -242.5 | -242.5 | -242.5 | -242.5 | -242.5 | -242.5
|  |  | 2012$ | -199.031 | -194.1766 | -189.4406 | -184.8201 | -180.3123 | -175.9144 | -171.6238 | -167.4379 | -163.354 | -159.3698 | -155.4827 | -151.6905 | -147.9907 | -144.3812 | -140.8597 | -137.4241 | -134.0723 | -130.8022 | -127.6119 | -124.4994 | -121.4629 | -118.5004 | -115.6101 | -112.7903 | -110.0394 | -107.3555 | -104.737 | -102.1825
Batteries Flex + T&D Benefit
Li-Ion 2 |  |  | 2012$ | -523.1505 | -510.3907 | -497.9422 | -485.7973 | -473.9485 | -462.3888 | -451.111 | -440.1083 | -429.374 | -418.9014 | -408.6843 | -398.7164 | -388.9916 | -379.504 | -370.2478 | -361.2174 | -352.4072 | -343.8119 | -335.4263 | -327.2451 | -319.2636 | -311.4766 | -303.8796 | -296.4679 | -289.237 | -282.1825 | -275.3 | -268.5853
Li-Ion 3 |  |  | 2012$ | -506.6672 | -494.3095 | -482.2532 | -470.4909 | -459.0155 | -447.82 | -436.8976 | -426.2415 | -415.8454 | -405.7028 | -395.8076 | -386.1538 | -376.7354 | -367.5467 | -358.5822 | -349.8363 | -341.3037 | -332.9792 | -324.8578 | -316.9344 | -309.2043 | -301.6627 | -294.3051 | -287.1269 | -280.1238 | -273.2915 | -266.6259 | -260.1228
Li-Ion 4 |  |  | 2012$ | -490.1839 | -478.2282 | -466.5641 | -455.1845 | -444.0825 | -433.2512 | -422.6841 | -412.3747 | -402.3168 | -392.5042 | -382.9309 | -373.5911 | -364.4792 | -355.5894 | -346.9165 | -338.4551 | -330.2001 | -322.1465 | -314.2892 | -306.6236 | -299.145 | -291.8488 | -284.7305 | -277.7859 | -271.0106 | -264.4006 | -257.9518 | -251.6603
Batteries Customer Payment to PSE
Residential PSE Battery Leasing | [5 empty] | -947.0153 | -970.6907 | -994.9579 | -1019.8319 | -1045.3277 | -1071.4609 | -1098.2474 | -1125.7036 | -1153.8462 | -1182.6923 | -1212.2596 | -1242.5661 | -1273.6303 | -1305.471 | -1338.1078 | -1371.5605 | -1405.8495 | -1440.9957 | -1477.0206 | -1513.9461 | -1551.7948 | -1590.5897 | -1630.3544 | -1671.1133 | -1712.8911 | -1755.7134
Residential PSE Battery Leasing - Low Income | [5 empty] | -157.8359 | -161.7818 | -165.8263 | -169.972 | -174.2213 | -178.5768 | -183.0412 | -187.6173 | -192.3077 | -197.1154 | -202.0433 | -207.0944 | -212.2717 | -217.5785 | -223.018 | -228.5934 | -234.3082 | -240.166 | -246.1701 | -252.3244 | -258.6325 | -265.0983 | -271.7257 | -278.5189 | -285.4819 | -292.6189
PSE Community Solar | [5 empty] | -2594.5062 | -2659.3688 | -2725.8531 | -2793.9994 | -2863.8494 | -2935.4456 | -3008.8317 | -3084.0525 | -3161.1538 | -3240.1827 | -3321.1873 | -3404.2169 | -3489.3224 | -3576.5554 | -3665.9693 | -3757.6185 | -3851.559 | -3947.848 | -4046.5442 | -4147.7078 | -4251.4005 | -4357.6855 | -4466.6276 | -4578.2933 | -4692.7507 | -4810.0694
Multifamily Community Solar | [5 empty] | -492.4479 | -504.7591 | -517.3781 | -530.3126 | -543.5704 | -557.1596 | -571.0886 | -585.3659 | -600 | -615 | -630.375 | -646.1344 | -662.2877 | -678.8449 | -695.8161 | -713.2115 | -731.0417 | -749.3178 | -768.0507 | -787.252 | -806.9333 | -827.1066 | -847.7843 | -868.9789 | -890.7034 | -912.971
Batteries Flex + T&D Benefit + Customer Payment to PSE
Residential PSE Battery Leasing | [5 empty] | -1429.2684 | -1441.1815 | -1453.9734 | -1467.6519 | -1482.2252 | -1497.7024 | -1514.0928 | -1531.4064 | -1549.6538 | -1568.8461 | -1588.995 | -1610.1128 | -1632.2124 | -1655.3073 | -1679.4115 | -1704.5397 | -1730.7072 | -1757.9301 | -1786.2249 | -1815.6089 | -1846.0999 | -1877.7166 | -1910.4782 | -1944.4048 | -1979.517 | -2015.8362
Residential PSE Battery Leasing - Low Income | [5 empty] | -640.089 | -632.2727 | -624.8418 | -617.792 | -611.1188 | -604.8183 | -598.8866 | -593.3201 | -588.1153 | -583.2692 | -578.7787 | -574.6411 | -570.8539 | -567.4148 | -564.3216 | -561.5726 | -559.166 | -557.1003 | -555.3744 | -553.9871 | -552.9376 | -552.2252 | -551.8496 | -551.8104 | -552.1077 | -552.7417

## Reliable Capacity
Resource | Resource | nameplate | 2021 IRP 2027 ELCC | 2021 IRP 2031 ELCC | Reliable Capacity 2027 | Reliable Capacity 2031
DER Roof | Generic WA-West Solar Roof | 100 | 1.6% | 2.4% | 1.6 | 2.4
DER Ground | Generic WA-West Solar Ground | 100 | 1.2% | 1.8% | 1.2 | 1.8
Li-Ion 25 MW 2 hr 82% RT | Li-Ion 2 hr 82% RT | 25 | 12.4% | 15.8% | 3.1 | 3.95
Li-Ion 25 MW 3 hr 90% RT | Li-Ion 3 hr 90% RT | 25 | 19.4% | 24.4% | 4.85 | 6.1
Li-Ion 25 MW 4 hr 87% RT | Li-Ion 4 hr 87% RT | 25 | 24.8% | 29.8% | 6.2 | 7.45
ID | 2020 | 2021 | 2022 | 2023 | 2024 | 2025 | 2026 | 2027 | 2028 | 2029 | 2030 | 2031 | 2032 | 2033 | 2034 | 2035 | 2036 | 2037 | 2038 | 2039 | 2040 | 2041 | 2042 | 2043 | 2044 | 2045 | 2046 | 2047
DER Roof | 1.6 | 1.6 | 1.6 | 1.6 | 1.6 | 1.6 | 1.6 | 1.6 | 1.6 | 1.6 | 1.6 | 2.4 | 2.4 | 2.4 | 2.4 | 2.4 | 2.4 | 2.4 | 2.4 | 2.4 | 2.4 | 2.4 | 2.4 | 2.4 | 2.4 | 2.4 | 2.4 | 2.4
DER Ground | 1.2 | 1.2 | 1.2 | 1.2 | 1.2 | 1.2 | 1.2 | 1.2 | 1.2 | 1.2 | 1.2 | 1.8 | 1.8 | 1.8 | 1.8 | 1.8 | 1.8 | 1.8 | 1.8 | 1.8 | 1.8 | 1.8 | 1.8 | 1.8 | 1.8 | 1.8 | 1.8 | 1.8
Li-Ion 25 MW 2 hr 82% RT | 3.1 | 3.1 | 3.1 | 3.1 | 3.1 | 3.1 | 3.1 | 3.1 | 3.1 | 3.1 | 3.1 | 3.95 | 3.95 | 3.95 | 3.95 | 3.95 | 3.95 | 3.95 | 3.95 | 3.95 | 3.95 | 3.95 | 3.95 | 3.95 | 3.95 | 3.95 | 3.95 | 3.95
Li-Ion 25 MW 4 hr 87% RT | 6.2 | 6.2 | 6.2 | 6.2 | 6.2 | 6.2 | 6.2 | 6.2 | 6.2 | 6.2 | 6.2 | 7.45 | 7.45 | 7.45 | 7.45 | 7.45 | 7.45 | 7.45 | 7.45 | 7.45 | 7.45 | 7.45 | 7.45 | 7.45 | 7.45 | 7.45 | 7.45 | 7.45

## Assumptions
ASSUMPTIONS
Analysis Dates
Analysis Start Date (Fin. Close) | 2019-12-31
Analysis Term | 20 |  | Inflation Rate | 2.5%
Analysis End Date | 2039-12-31 |  | Aurora Base Year: | 2012
Property Tax Rate | 1.143%
Property Tax Ratio | 39.77% |  | Years | ITC
Insurance Premium | 0.0479% |  | 2020-2023 | 0.3
Conversion Factor | 0.79 |  | 2024 | 0.26
Effective Tax Rate | 21% |  | 2025 | 0.22
Federal Tax Rate | 21% |  | Start 2026 | 0.1
Coal Property Tax Rate | 1.2%
Gas-fired Insurance Premium | 0.05147%
After tax WACC (nominal) | 6.8%
Pre-Tax WACC (nominal) | 7.39% | [22 empty] | 888.0344
After tax WACC (real) | 4.3%
Pre-Tax WACC (real) | 4.89%
|  | Community Solar | C&I Roof-top Solar Incentive | Multi-Family Roof-top Solar Incentive | Multi-Family Unit Battery | Residential PSE Battery Leasing | C&I Battery BYO | 3rd Party Customer-Sited Distributed Battery PPA | 3rd Party Utility-scale Distributed Battery PPA | C&I Battery Install Incentive | C&I Space Leasing for Batteries | PSE Mobile Battery | PSE Substation Battery | PSE Utility-Scale Distributed Battery Stations | Residential Battery Install Incentive | Residential PSE Battery Leasing - Low Income | C&I Rooftop Solar Leasing | MF Solar Partnership | Community Solar Low Income | 3rd Party Distributed Solar PPA | Customer Sited Solar + Storage Offering | Residential Rooftop Solar Leasing | Residential Rooftop Solar Leasing Low Income
Nameplate |  | 0.475 | 0.4 | 0.083 | 0.25 | 0.1 | 0.2 | 0.2 | 1 | 0.2 | 0.6 | 0.5 | 1 | 1 | 0.1 | 0.1 | 0.4 | 0.083 | 0.475 | 0.1 | 0.7 | 0.324 | 0.045
Depriable lives (MACRS) |  | 7 | 7 | 7 | 5 | 5 | 5 | 5 | 5 | 5 | 5 | 5 | 5 | 5 | 5 | 5 | 5 | 5 | 7 | 5 | 5 | 5 | 5
All in Cost (2012 $/MW) | 2020 | 1077.4269 | 0 | 0 | 2584.8105 | 2584.8105 | 0 | 0 | 0 | 0 | 3281.6705 | 1206.2432 | 914.9152 | 933.6015 | 0 | 2584.8105 | 2040.948 | 0 | 1077.4269 | 0 | 0 | 2740.8471 | 3413.953

## Aurora_Storage
Storage ID | Efficiency | Shaping Method | Shaping Target | Charging Availability | Generating Availability | Input Schedule | Minimum Storage | Hourly Loss | Charging Resource | Charging Cost | Monthly Target Contents | Use Net Demand | Currency Units | Primary Key | Daily Target Contents | Optimize Annual Operation
| Fraction |  |  | Fraction | Fraction | Fraction | Fraction | Fraction |  |  | Fraction |  |  |  | Fraction
LiIon3hr | 0.9 | Demand | 31 | 1 | 1 |  | 0.2 |  |  |  |  | TRUE |  | 4

## Aurora_TSAnnual
[13 empty] | 1 | 2 | 3 | 4 | 5 | 6 | 7 | 8 | 9 | 10 | 11 | 12 | 13 | 14 | 15 | 16 | 17 | 18 | 19 | 20 | 21 | 22 | 23 | 24 | 25 | 26 | 27 | 28 | 29 | 30 | 31 | 32 | 33 | 34 | 35 | 36 | 37 | 38 | 39 | 40 | 41 | 42 | 43 | 44 | 45 | 46 | 47 | 48 | 49 | 50 | 51 | 52 | 53 | 54 | 55 | 56
| ID | USE | 2010 | 2011 | 2012 | 2013 | 2014 | 2015 | 2016 | 2017 | 2018 | 2019 | 2020 | 2021 | 2022 | 2023 | 2024 | 2025 | 2026 | 2027 | 2028 | 2029 | 2030 | 2031 | 2032 | 2033 | 2034 | 2035 | 2036 | 2037 | 2038 | 2039 | 2040 | 2041 | 2042 | 2043 | 2044 | 2045 | 2046 | 2047 | 2048 | 2049 | 2050 | 2051 | 2052 | 2053 | 2054 | 2055 | 2056 | 2057 | 2058 | 2059 | 2060 | 2061 | 2062 | 2063 | 2064 | 2065 | 2066 | 2067 | 2068 | 2069 | 2070 | 2071 | 2072 | 2073 | 2074 | 2075
| LiIon2Hr_RC | [11 empty] | 3: yr_ReliableCapacity_LiIon2Hr; 4: yr_ReliableCapacity_LiIon2Hr; 5: yr_ReliableCapacity_LiIon2Hr; 6: yr_ReliableCapacity_LiIon2Hr; 7: yr_ReliableCapacity_LiIon2Hr; 8: yr_ReliableCapacity_LiIon2Hr; 9: yr_ReliableCapacity_LiIon2Hr; 10: yr_ReliableCapacity_LiIon2Hr; 11: yr_ReliableCapacity_LiIon2Hr; 12: yr_ReliableCapacity_LiIon2Hr; 13: yr_ReliableCapacity_LiIon2Hr; 14: yr_ReliableCapacity_LiIon2Hr; 15: yr_ReliableCapacity_LiIon2Hr; 16: yr_ReliableCapacity_LiIon2Hr; 17: yr_ReliableCapacity_LiIon2Hr; 18: yr_ReliableCapacity_LiIon2Hr; 19: yr_ReliableCapacity_LiIon2Hr; 20: yr_ReliableCapacity_LiIon2Hr; 21: yr_ReliableCapacity_LiIon2Hr; 22: yr_ReliableCapacity_LiIon2Hr; 23: yr_ReliableCapacity_LiIon2Hr; 24: yr_ReliableCapacity_LiIon2Hr; 25: yr_ReliableCapacity_LiIon2Hr; 26: yr_ReliableCapacity_LiIon2Hr; 27: yr_ReliableCapacity_LiIon2Hr; 28: yr_ReliableCapacity_LiIon2Hr
| LiIon4Hr_RC | [11 empty] | 3: yr_ReliableCapacity_LiIon4Hr; 4: yr_ReliableCapacity_LiIon4Hr; 5: yr_ReliableCapacity_LiIon4Hr; 6: yr_ReliableCapacity_LiIon4Hr; 7: yr_ReliableCapacity_LiIon4Hr; 8: yr_ReliableCapacity_LiIon4Hr; 9: yr_ReliableCapacity_LiIon4Hr; 10: yr_ReliableCapacity_LiIon4Hr; 11: yr_ReliableCapacity_LiIon4Hr; 12: yr_ReliableCapacity_LiIon4Hr; 13: yr_ReliableCapacity_LiIon4Hr; 14: yr_ReliableCapacity_LiIon4Hr; 15: yr_ReliableCapacity_LiIon4Hr; 16: yr_ReliableCapacity_LiIon4Hr; 17: yr_ReliableCapacity_LiIon4Hr; 18: yr_ReliableCapacity_LiIon4Hr; 19: yr_ReliableCapacity_LiIon4Hr; 20: yr_ReliableCapacity_LiIon4Hr; 21: yr_ReliableCapacity_LiIon4Hr; 22: yr_ReliableCapacity_LiIon4Hr; 23: yr_ReliableCapacity_LiIon4Hr; 24: yr_ReliableCapacity_LiIon4Hr; 25: yr_ReliableCapacity_LiIon4Hr; 26: yr_ReliableCapacity_LiIon4Hr; 27: yr_ReliableCapacity_LiIon4Hr; 28: yr_ReliableCapacity_LiIon4Hr
[14 empty] | 0 | 0 | 0 | 0 | 0 | 0 | 0 |  | 0 | 0 | 0 | 0 | 0 | 0 | 0 | 0 | 0 | 0 | 0 | 0 | 0 | 0 | 0 | 0 | 0 | 0 | 0
CommunitySolarCapital | CommunitySolarCapital | [11 empty] | 1: yr_CommunitySolarCapital_2020; 2: yr_CommunitySolarCapital_2021; 3: yr_CommunitySolarCapital_2022; 4: yr_CommunitySolarCapital_2023; 5: yr_CommunitySolarCapital_2024; 6: yr_CommunitySolarCapital_2025; 7: yr_CommunitySolarCapital_2026; 8: yr_CommunitySolarCapital_2027; 9: yr_CommunitySolarCapital_2028; 10: yr_CommunitySolarCapital_2029; 11: yr_CommunitySolarCapital_2030; 12: yr_CommunitySolarCapital_2031; 13: yr_CommunitySolarCapital_2032; 14: yr_CommunitySolarCapital_2033; 15: yr_CommunitySolarCapital_2034; 16: yr_CommunitySolarCapital_2035; 17: yr_CommunitySolarCapital_2036; 18: yr_CommunitySolarCapital_2037; 19: yr_CommunitySolarCapital_2038; 20: yr_CommunitySolarCapital_2039; 21: yr_CommunitySolarCapital_2040; 22: yr_CommunitySolarCapital_2041; 23: yr_CommunitySolarCapital_2042; 24: yr_CommunitySolarCapital_2043; 25: yr_CommunitySolarCapital_2044; 26: yr_CommunitySolarCapital_2045; 27: yr_CommunitySolarCapital_2046; 28: yr_CommunitySolarCapital_2047
CommunitySolarCapital_2020 | CommunitySolarCapital_2020 | [11 empty] | 1: 2033.4005; 2: 1908.769; 3: 1785.4108; 4: 1694.6516; 5: 1616.1171; 6: 1546.7511; 7: 1495.722; 8: 1453.8613; 9: 1412.0007; 10: 1370.1401; 11: 1328.2794; 12: 1286.4188; 13: 1244.5582; 14: 1202.6975; 15: 1160.8369; 16: 1118.9763; 17: 1077.1156; 18: 1035.255; 19: 993.3944; 20: 951.5337; 21: 923.0491; 22: 907.9406; 23: 892.832; 24: 877.7235; 25: 862.6149; 26: 847.5064; 27: 832.3978; 28: 802.6046
CommunitySolarCapital_2021 | CommunitySolarCapital_2021 | [11 empty] | 1: 0; 2: 2033.4005; 3: 1908.769; 4: 1785.4108; 5: 1694.6516; 6: 1616.1171; 7: 1546.7511; 8: 1495.722; 9: 1453.8613; 10: 1412.0007; 11: 1370.1401; 12: 1328.2794; 13: 1286.4188; 14: 1244.5582; 15: 1202.6975; 16: 1160.8369; 17: 1118.9763; 18: 1077.1156; 19: 1035.255; 20: 993.3944; 21: 951.5337; 22: 923.0491; 23: 907.9406; 24: 892.832; 25: 877.7235; 26: 862.6149; 27: 847.5064; 28: 810.5297
CommunitySolarCapital_2022 | CommunitySolarCapital_2022 | [11 empty] | 1: 0; 2: 0; 3: 2033.4005; 4: 1908.769; 5: 1785.4108; 6: 1694.6516; 7: 1616.1171; 8: 1546.7511; 9: 1495.722; 10: 1453.8613; 11: 1412.0007; 12: 1370.1401; 13: 1328.2794; 14: 1286.4188; 15: 1244.5582; 16: 1202.6975; 17: 1160.8369; 18: 1118.9763; 19: 1077.1156; 20: 1035.255; 21: 993.3944; 22: 951.5337; 23: 923.0491; 24: 907.9406; 25: 892.832; 26: 877.7235; 27: 862.6149; 28: 818.5605
CommunitySolarCapital_2023 | CommunitySolarCapital_2023 | [11 empty] | 1: 0; 2: 0; 3: 0; 4: 2033.4005; 5: 1908.769; 6: 1785.4108; 7: 1694.6516; 8: 1616.1171; 9: 1546.7511; 10: 1495.722; 11: 1453.8613; 12: 1412.0007; 13: 1370.1401; 14: 1328.2794; 15: 1286.4188; 16: 1244.5582; 17: 1202.6975; 18: 1160.8369; 19: 1118.9763; 20: 1077.1156; 21: 1035.255; 22: 993.3944; 23: 951.5337; 24: 923.0491; 25: 907.9406; 26: 892.832; 27: 877.7235; 28: 826.6968
CommunitySolarCapital_2024 | CommunitySolarCapital_2024 | [11 empty] | 5: 2085.2135; 6: 1958.8484; 7: 1833.7867; 8: 1742.091; 9: 1662.9076; 10: 1593.1084; 11: 1542.0776; 12: 1500.4309; 13: 1458.7843; 14: 1417.1377; 15: 1375.4911; 16: 1333.8445; 17: 1292.1978; 18: 1250.5512; 19: 1208.9046; 20: 1167.258; 21: 1125.6114; 22: 1083.9648; 23: 1042.3181; 24: 1000.6715; 25: 970.6175; 26: 952.156; 27: 933.6945; 28: 862.953
CommunitySolarCapital_2025 | CommunitySolarCapital_2025 | [11 empty] | 6: 2137.0265; 7: 2008.9279; 8: 1882.1626; 9: 1789.5304; 10: 1709.6981; 11: 1639.4657; 12: 1588.4331; 13: 1547.0005; 14: 1505.5679; 15: 1464.1353; 16: 1422.7027; 17: 1381.2701; 18: 1339.8375; 19: 1298.4049; 20: 1256.9723; 21: 1215.5397; 22: 1174.1071; 23: 1132.6745; 24: 1091.2419; 25: 1049.8093; 26: 1018.1858; 27: 996.3714; 28: 974.557
CommunitySolarCapital_2026 | CommunitySolarCapital_2026 | [11 empty] | 7: 2292.4656; 8: 2159.1663; 9: 2027.2903; 10: 1931.8485; 11: 1850.0694; 12: 1778.5375; 13: 1727.4999; 14: 1686.7093; 15: 1645.9188; 16: 1605.1282; 17: 1564.3377; 18: 1523.5471; 19: 1482.7566; 20: 1441.966; 21: 1401.1755; 22: 1360.3849; 23: 1319.5944; 24: 1278.8038; 25: 1238.0133; 26: 1197.2227; 27: 1156.4322; 28: 963.9006
CommunitySolarCapital_2027 | CommunitySolarCapital_2027 | [11 empty] | 7: 0; 8: 2292.4656; 9: 2159.1663; 10: 2027.2903; 11: 1931.8485; 12: 1850.0694; 13: 1778.5375; 14: 1727.4999; 15: 1686.7093; 16: 1645.9188; 17: 1605.1282; 18: 1564.3377; 19: 1523.5471; 20: 1482.7566; 21: 1441.966; 22: 1401.1755; 23: 1360.3849; 24: 1319.5944; 25: 1278.8038; 26: 1238.0133; 27: 1197.2227; 28: 987.0006
CommunitySolarCapital_2028 | CommunitySolarCapital_2028 | [11 empty] | 7: 0; 8: 0; 9: 2261.8535; 10: 2130.3342; 11: 2000.2192; 12: 1906.0518; 13: 1825.3648; 14: 1754.7881; 15: 1704.432; 16: 1664.1861; 17: 1623.9403; 18: 1583.6944; 19: 1543.4485; 20: 1503.2027; 21: 1462.9568; 22: 1422.711; 23: 1382.4651; 24: 1342.2192; 25: 1301.9734; 26: 1261.7275; 27: 1221.4817; 28: 996.8897
CommunitySolarCapital_2029 | CommunitySolarCapital_2029 | [11 empty] | 7: 0; 8: 0; 9: 0; 10: 2231.2414; 11: 2101.5021; 12: 1973.1481; 13: 1880.2552; 14: 1800.6602; 15: 1731.0387; 16: 1681.3641; 17: 1641.6629; 18: 1601.9617; 19: 1562.2606; 20: 1522.5594; 21: 1482.8582; 22: 1443.157; 23: 1403.4559; 24: 1363.7547; 25: 1324.0535; 26: 1284.3524; 27: 1244.6512; 28: 1006.4271
CommunitySolarCapital_2030 | CommunitySolarCapital_2030 | [11 empty] | 7: 0; 8: 0; 9: 0; 10: 0; 11: 2200.6293; 12: 2072.67; 13: 1946.077; 14: 1854.4585; 15: 1775.9556; 16: 1707.2893; 17: 1658.2962; 18: 1619.1397; 19: 1579.9832; 20: 1540.8267; 21: 1501.6702; 22: 1462.5138; 23: 1423.3573; 24: 1384.2008; 25: 1345.0443; 26: 1305.8878; 27: 1266.7314; 28: 1015.6004
CommunitySolarCapital_2031 | CommunitySolarCapital_2031 | [11 empty] | 7: 0; 8: 0; 9: 0; 10: 0; 11: 0; 12: 2170.0172; 13: 2043.8379; 14: 1919.0058; 15: 1828.6619; 16: 1751.251; 17: 1683.5398; 18: 1635.2283; 19: 1596.6165; 20: 1558.0047; 21: 1519.3929; 22: 1480.7811; 23: 1442.1693; 24: 1403.5575; 25: 1364.9457; 26: 1326.3339; 27: 1287.7222; 28: 1024.3973
CommunitySolarCapital_2032 | CommunitySolarCapital_2032 | [11 empty] | 7: 0; 8: 0; 9: 0; 10: 0; 11: 0; 12: 0; 13: 2139.4051; 14: 2015.0058; 15: 1891.9347; 16: 1802.8652; 17: 1726.5463; 18: 1659.7904; 19: 1612.1603; 20: 1574.0932; 21: 1536.0261; 22: 1497.9591; 23: 1459.892; 24: 1421.8249; 25: 1383.7578; 26: 1345.6907; 27: 1307.6236; 28: 1032.8054
CommunitySolarCapital_2033 | CommunitySolarCapital_2033 | [11 empty] | 7: 0; 8: 0; 9: 0; 10: 0; 11: 0; 12: 0; 13: 0; 14: 2108.793; 15: 1986.1737; 16: 1864.8636; 17: 1777.0686; 18: 1701.8417; 19: 1636.041; 20: 1589.0924; 21: 1551.57; 22: 1514.0476; 23: 1476.5252; 24: 1439.0028; 25: 1401.4804; 26: 1363.958; 27: 1326.4356; 28: 1040.8124
CommunitySolarCapital_2034 | CommunitySolarCapital_2034 | [11 empty] | 7: 0; 8: 0; 9: 0; 10: 0; 11: 0; 12: 0; 13: 0; 14: 0; 15: 2078.619; 16: 1957.7542; 17: 1838.1799; 18: 1751.6411; 19: 1677.4906; 20: 1612.6314; 21: 1566.3546; 22: 1529.3691; 23: 1492.3836; 24: 1455.3981; 25: 1418.4126; 26: 1381.427; 27: 1344.4415; 28: 1048.6268
CommunitySolarCapital_2035 | CommunitySolarCapital_2035 | [11 empty] | 7: 0; 8: 0; 9: 0; 10: 0; 11: 0; 12: 0; 13: 0; 14: 0; 15: 0; 16: 2048.8766; 17: 1929.7413; 18: 1811.8779; 19: 1726.5774; 20: 1653.4879; 21: 1589.5567; 22: 1543.9421; 23: 1507.4858; 24: 1471.0295; 25: 1434.5732; 26: 1398.1169; 27: 1361.6606; 28: 1056.2476
CommunitySolarCapital_2036 | CommunitySolarCapital_2036 | [11 empty] | 7: 0; 8: 0; 9: 0; 10: 0; 11: 0; 12: 0; 13: 0; 14: 0; 15: 0; 16: 0; 17: 2019.5599; 18: 1902.1292; 19: 1785.9523; 20: 1701.8723; 21: 1629.8286; 22: 1566.8122; 23: 1521.8503; 24: 1485.9157; 25: 1449.981; 26: 1414.0464; 27: 1378.1117; 28: 1063.6738
CommunitySolarCapital_2037 | CommunitySolarCapital_2037 | [11 empty] | 7: 0; 8: 0; 9: 0; 10: 0; 11: 0; 12: 0; 13: 0; 14: 0; 15: 0; 16: 0; 17: 0; 18: 1990.6626; 19: 1874.9122; 20: 1760.3977; 21: 1677.5207; 22: 1606.5079; 23: 1544.3932; 24: 1500.0746; 25: 1464.6542; 26: 1429.2337; 27: 1393.8132; 28: 1070.9044
CommunitySolarCapital_2038 | CommunitySolarCapital_2038 | [11 empty] | 7: 0; 8: 0; 9: 0; 10: 0; 11: 0; 12: 0; 13: 0; 14: 0; 15: 0; 16: 0; 17: 0; 18: 0; 19: 1962.1788; 20: 1848.0847; 21: 1735.2087; 22: 1653.5176; 23: 1583.5209; 24: 1522.295; 25: 1478.6105; 26: 1443.6969; 27: 1408.7832; 28: 1077.9386
CommunitySolarCapital_2039 | CommunitySolarCapital_2039 | [11 empty] | 7: 0; 8: 0; 9: 0; 10: 0; 11: 0; 12: 0; 13: 0; 14: 0; 15: 0; 16: 0; 17: 0; 18: 0; 19: 0; 20: 1934.1026; 21: 1821.641; 22: 1710.3801; 23: 1629.8579; 24: 1560.8628; 25: 1500.5129; 26: 1457.4535; 27: 1423.0395; 28: 1084.7758
CommunitySolarCapital_2040 | CommunitySolarCapital_2040 | [11 empty] | 7: 0; 8: 0; 9: 0; 10: 0; 11: 0; 12: 0; 13: 0; 14: 0; 15: 0; 16: 0; 17: 0; 18: 0; 19: 0; 20: 0; 21: 1906.4282; 22: 1795.5757; 23: 1685.9068; 24: 1606.5368; 25: 1538.5289; 26: 1479.0425; 27: 1436.5993; 28: 1091.4151
CommunitySolarCapital_2041 | CommunitySolarCapital_2041 | [11 empty] | 7: 0; 8: 0; 9: 0; 10: 0; 11: 0; 12: 0; 13: 0; 14: 0; 15: 0; 16: 0; 17: 0; 18: 0; 19: 0; 20: 0; 21: 0; 22: 1879.1497; 23: 1769.8834; 24: 1661.7837; 25: 1583.5494; 26: 1516.5145; 27: 1457.8794; 28: 1097.8562
CommunitySolarCapital_2042 | CommunitySolarCapital_2042 | [11 empty] | 7: 0; 8: 0; 9: 0; 10: 0; 11: 0; 12: 0; 13: 0; 14: 0; 15: 0; 16: 0; 17: 0; 18: 0; 19: 0; 20: 0; 21: 0; 22: 0; 23: 1852.2615; 24: 1744.5586; 25: 1638.0057; 26: 1560.8908; 27: 1494.8152; 28: 1104.6229
CommunitySolarCapital_2043 | CommunitySolarCapital_2043 | [11 empty] | 7: 0; 8: 0; 9: 0; 10: 0; 11: 0; 12: 0; 13: 0; 14: 0; 15: 0; 16: 0; 17: 0; 18: 0; 19: 0; 20: 0; 21: 0; 22: 0; 23: 0; 24: 1825.758; 25: 1719.5963; 26: 1614.568; 27: 1538.5565; 28: 1112.6492
CommunitySolarCapital_2044 | CommunitySolarCapital_2044 | [11 empty] | 7: 0; 8: 0; 9: 0; 10: 0; 11: 0; 12: 0; 13: 0; 14: 0; 15: 0; 16: 0; 17: 0; 18: 0; 19: 0; 20: 0; 21: 0; 22: 0; 23: 0; 24: 0; 25: 1799.6338; 26: 1694.9911; 27: 1591.4657; 28: 1122.2137
CommunitySolarCapital_2045 | CommunitySolarCapital_2045 | [11 empty] | 7: 0; 8: 0; 9: 0; 10: 0; 11: 0; 12: 0; 13: 0; 14: 0; 15: 0; 16: 0; 17: 0; 18: 0; 19: 0; 20: 0; 21: 0; 22: 0; 23: 0; 24: 0; 25: 0; 26: 1773.8834; 27: 1670.738; 28: 1133.6984
CommunitySolarCapital_2046 | CommunitySolarCapital_2046 | [11 empty] | 7: 0; 8: 0; 9: 0; 10: 0; 11: 0; 12: 0; 13: 0; 14: 0; 15: 0; 16: 0; 17: 0; 18: 0; 19: 0; 20: 0; 21: 0; 22: 0; 23: 0; 24: 0; 25: 0; 26: 0; 27: 1748.5015; 28: 1148.4305
CommunitySolarCapital_2047 | CommunitySolarCapital_2047 | [11 empty] | 7: 0; 8: 0; 9: 0; 10: 0; 11: 0; 12: 0; 13: 0; 14: 0; 15: 0; 16: 0; 17: 0; 18: 0; 19: 0; 20: 0; 21: 0; 22: 0; 23: 0; 24: 0; 25: 0; 26: 0; 27: 0; 28: 1165.9984
Community_SolarFOM_Annual | Community_SolarFOM_Annual | [11 empty] | 3: 645.9276; 4: 645.9276; 5: 645.9276; 6: 645.9276; 7: 645.9276; 8: 645.9276; 9: 645.9276; 10: 645.9276; 11: 645.9276; 12: 662.0757; 13: 678.6276; 14: 695.5933; 15: 712.9832; 16: 730.8077; 17: 749.0779; 18: 767.8049; 19: 787; 20: 806.675; 21: 826.8419; 22: 847.5129; 23: 868.7007; 24: 890.4183; 25: 912.6787; 26: 935.4957; 27: 958.8831; 28: 982.8552
| Community_SolarFOM | [11 empty] | 1: yr_Community_SolarFOM_Annual; 2: yr_Community_SolarFOM_Annual; 3: yr_Community_SolarFOM_Annual; 4: yr_Community_SolarFOM_Annual; 5: yr_Community_SolarFOM_Annual; 6: yr_Community_SolarFOM_Annual; 7: yr_Community_SolarFOM_Annual; 8: yr_Community_SolarFOM_Annual; 9: yr_Community_SolarFOM_Annual; 10: yr_Community_SolarFOM_Annual; 11: yr_Community_SolarFOM_Annual; 12: yr_Community_SolarFOM_Annual; 13: yr_Community_SolarFOM_Annual; 14: yr_Community_SolarFOM_Annual; 15: yr_Community_SolarFOM_Annual; 16: yr_Community_SolarFOM_Annual; 17: yr_Community_SolarFOM_Annual; 18: yr_Community_SolarFOM_Annual; 19: yr_Community_SolarFOM_Annual; 20: yr_Community_SolarFOM_Annual; 21: yr_Community_SolarFOM_Annual; 22: yr_Community_SolarFOM_Annual; 23: yr_Community_SolarFOM_Annual; 24: yr_Community_SolarFOM_Annual; 25: yr_Community_SolarFOM_Annual; 26: yr_Community_SolarFOM_Annual; 27: yr_Community_SolarFOM_Annual; 28: yr_Community_SolarFOM_Annual
Community_SolarVOM | Community_SolarVOM | [11 empty] | 3: 36.9336; 4: 36.9336; 5: 36.9336; 6: 36.9336; 7: 36.9336; 8: 36.9336; 9: 36.9336; 10: 36.9336; 11: 36.9336; 12: 36.9336; 13: 36.9336; 14: 36.9336; 15: 36.9336; 16: 36.9336; 17: 36.9336; 18: 36.9336; 19: 36.9336; 20: 36.9336; 21: 36.9336; 22: 36.9336; 23: 36.9336; 24: 36.9336; 25: 36.9336; 26: 36.9336; 27: 36.9336; 28: 36.9336
CommuitySolarAnnualMax | CommuitySolarAnnualMax | [11 empty] | 1: 32; 2: 40; 3: 40; 4: 40; 5: 40; 6: 40; 7: 40; 8: 48; 9: 48; 10: 48; 11: 48
CommuitySolarAnnualMin | CommuitySolarAnnualMin | [11 empty] | 1: 0; 2: 0; 3: 0; 4: 0; 5: 0; 6: 0; 7: 0; 8: 0; 9: 0; 10: 0; 11: 0; 12: 0; 13: 0; 14: 0; 15: 0; 16: 0; 17: 0; 18: 0; 19: 0; 20: 0; 21: 0; 22: 0; 23: 0; 24: 0; 25: 0; 26: 0; 27: 0; 28: 0
ReliableCapacity_CommunitySolar | ReliableCapacity_CommunitySolar | [11 empty] | 1: 0.0076; 2: 0.0076; 3: 0.0076; 4: 0.0076; 5: 0.0076; 6: 0.0076; 7: 0.0057; 8: 0.0057; 9: 0.0057; 10: 0.0057; 11: 0.0057; 12: 0.00855; 13: 0.00855; 14: 0.00855; 15: 0.00855; 16: 0.00855; 17: 0.00855; 18: 0.00855; 19: 0.00855; 20: 0.00855; 21: 0.00855; 22: 0.00855; 23: 0.00855; 24: 0.00855; 25: 0.00855; 26: 0.00855; 27: 0.00855; 28: 0.00855
CommunitySolar_RC | CommunitySolar_RC | [11 empty] | 3: yr_ReliableCapacity_CommunitySolar; 4: yr_ReliableCapacity_CommunitySolar; 5: yr_ReliableCapacity_CommunitySolar; 6: yr_ReliableCapacity_CommunitySolar; 7: yr_ReliableCapacity_CommunitySolar; 8: yr_ReliableCapacity_CommunitySolar; 9: yr_ReliableCapacity_CommunitySolar; 10: yr_ReliableCapacity_CommunitySolar; 11: yr_ReliableCapacity_CommunitySolar; 12: yr_ReliableCapacity_CommunitySolar; 13: yr_ReliableCapacity_CommunitySolar; 14: yr_ReliableCapacity_CommunitySolar; 15: yr_ReliableCapacity_CommunitySolar; 16: yr_ReliableCapacity_CommunitySolar; 17: yr_ReliableCapacity_CommunitySolar; 18: yr_ReliableCapacity_CommunitySolar; 19: yr_ReliableCapacity_CommunitySolar; 20: yr_ReliableCapacity_CommunitySolar; 21: yr_ReliableCapacity_CommunitySolar; 22: yr_ReliableCapacity_CommunitySolar; 23: yr_ReliableCapacity_CommunitySolar; 24: yr_ReliableCapacity_CommunitySolar; 25: yr_ReliableCapacity_CommunitySolar; 26: yr_ReliableCapacity_CommunitySolar; 27: yr_ReliableCapacity_CommunitySolar; 28: yr_ReliableCapacity_CommunitySolar
CommunitySolar_CustomerPay | CommunitySolar_CustomerPay | [10 empty] | yr_CommunitySolar_CustomerPay_Annual | 1: yr_CommunitySolar_CustomerPay_Annual; 2: yr_CommunitySolar_CustomerPay_Annual; 3: yr_CommunitySolar_CustomerPay_Annual; 4: yr_CommunitySolar_CustomerPay_Annual; 5: yr_CommunitySolar_CustomerPay_Annual; 6: yr_CommunitySolar_CustomerPay_Annual; 7: yr_CommunitySolar_CustomerPay_Annual; 8: yr_CommunitySolar_CustomerPay_Annual; 9: yr_CommunitySolar_CustomerPay_Annual; 10: yr_CommunitySolar_CustomerPay_Annual; 11: yr_CommunitySolar_CustomerPay_Annual; 12: yr_CommunitySolar_CustomerPay_Annual; 13: yr_CommunitySolar_CustomerPay_Annual; 14: yr_CommunitySolar_CustomerPay_Annual; 15: yr_CommunitySolar_CustomerPay_Annual; 16: yr_CommunitySolar_CustomerPay_Annual; 17: yr_CommunitySolar_CustomerPay_Annual; 18: yr_CommunitySolar_CustomerPay_Annual; 19: yr_CommunitySolar_CustomerPay_Annual; 20: yr_CommunitySolar_CustomerPay_Annual; 21: yr_CommunitySolar_CustomerPay_Annual; 22: yr_CommunitySolar_CustomerPay_Annual; 23: yr_CommunitySolar_CustomerPay_Annual; 24: yr_CommunitySolar_CustomerPay_Annual; 25: yr_CommunitySolar_CustomerPay_Annual; 26: yr_CommunitySolar_CustomerPay_Annual; 27: yr_CommunitySolar_CustomerPay_Annual; 28: yr_RPSEBatteryLeasingLICapital_2047
CommunitySolar_CustomerPay_Annual | CommunitySolar_CustomerPay_Annual | [11 empty] | 3: -2594.5062; 4: -2659.3688; 5: -2725.8531; 6: -2793.9994; 7: -2863.8494; 8: -2935.4456; 9: -3008.8317; 10: -3084.0525; 11: -3161.1538; 12: -3240.1827; 13: -3321.1873; 14: -3404.2169; 15: -3489.3224; 16: -3576.5554; 17: -3665.9693; 18: -3757.6185; 19: -3851.559; 20: -3947.848; 21: -4046.5442; 22: -4147.7078; 23: -4251.4005; 24: -4357.6855; 25: -4466.6276; 26: -4578.2933; 27: -4692.7507; 28: -4810.0694
CommunitySolarLI_Capital | CommunitySolarLI_Capital | [11 empty] | 1: yr_CommunitySolarLI_Capital_2020; 2: yr_CommunitySolarLI_Capital_2021; 3: yr_CommunitySolarLI_Capital_2022; 4: yr_CommunitySolarLI_Capital_2023; 5: yr_CommunitySolarLI_Capital_2024; 6: yr_CommunitySolarLI_Capital_2025; 7: yr_CommunitySolarLI_Capital_2026; 8: yr_CommunitySolarLI_Capital_2027; 9: yr_CommunitySolarLI_Capital_2028; 10: yr_CommunitySolarLI_Capital_2029; 11: yr_CommunitySolarLI_Capital_2030; 12: yr_CommunitySolarLI_Capital_2031; 13: yr_CommunitySolarLI_Capital_2032; 14: yr_CommunitySolarLI_Capital_2033; 15: yr_CommunitySolarLI_Capital_2034; 16: yr_CommunitySolarLI_Capital_2035; 17: yr_CommunitySolarLI_Capital_2036; 18: yr_CommunitySolarLI_Capital_2037; 19: yr_CommunitySolarLI_Capital_2038; 20: yr_CommunitySolarLI_Capital_2039; 21: yr_CommunitySolarLI_Capital_2040; 22: yr_CommunitySolarLI_Capital_2041; 23: yr_CommunitySolarLI_Capital_2042; 24: yr_CommunitySolarLI_Capital_2043; 25: yr_CommunitySolarLI_Capital_2044; 26: yr_CommunitySolarLI_Capital_2045; 27: yr_CommunitySolarLI_Capital_2046; 28: yr_CommunitySolarLI_Capital_2047
CommunitySolarLI_Capital_2020 | CommunitySolarLI_Capital_2020 | [11 empty] | 1: 2033.4005; 2: 1908.769; 3: 1785.4108; 4: 1694.6516; 5: 1616.1171; 6: 1546.7511; 7: 1495.722; 8: 1453.8613; 9: 1412.0007; 10: 1370.1401; 11: 1328.2794; 12: 1286.4188; 13: 1244.5582; 14: 1202.6975; 15: 1160.8369; 16: 1118.9763; 17: 1077.1156; 18: 1035.255; 19: 993.3944; 20: 951.5337; 21: 923.0491; 22: 907.9406; 23: 892.832; 24: 877.7235; 25: 862.6149; 26: 847.5064; 27: 832.3978; 28: 802.6046
CommunitySolarLI_Capital_2021 | CommunitySolarLI_Capital_2021 | [11 empty] | 1: 0; 2: 2033.4005; 3: 1908.769; 4: 1785.4108; 5: 1694.6516; 6: 1616.1171; 7: 1546.7511; 8: 1495.722; 9: 1453.8613; 10: 1412.0007; 11: 1370.1401; 12: 1328.2794; 13: 1286.4188; 14: 1244.5582; 15: 1202.6975; 16: 1160.8369; 17: 1118.9763; 18: 1077.1156; 19: 1035.255; 20: 993.3944; 21: 951.5337; 22: 923.0491; 23: 907.9406; 24: 892.832; 25: 877.7235; 26: 862.6149; 27: 847.5064; 28: 810.5297
CommunitySolarLI_Capital_2022 | CommunitySolarLI_Capital_2022 | [11 empty] | 1: 0; 2: 0; 3: 2033.4005; 4: 1908.769; 5: 1785.4108; 6: 1694.6516; 7: 1616.1171; 8: 1546.7511; 9: 1495.722; 10: 1453.8613; 11: 1412.0007; 12: 1370.1401; 13: 1328.2794; 14: 1286.4188; 15: 1244.5582; 16: 1202.6975; 17: 1160.8369; 18: 1118.9763; 19: 1077.1156; 20: 1035.255; 21: 993.3944; 22: 951.5337; 23: 923.0491; 24: 907.9406; 25: 892.832; 26: 877.7235; 27: 862.6149; 28: 818.5605
CommunitySolarLI_Capital_2023 | CommunitySolarLI_Capital_2023 | [11 empty] | 1: 0; 2: 0; 3: 0; 4: 2033.4005; 5: 1908.769; 6: 1785.4108; 7: 1694.6516; 8: 1616.1171; 9: 1546.7511; 10: 1495.722; 11: 1453.8613; 12: 1412.0007; 13: 1370.1401; 14: 1328.2794; 15: 1286.4188; 16: 1244.5582; 17: 1202.6975; 18: 1160.8369; 19: 1118.9763; 20: 1077.1156; 21: 1035.255; 22: 993.3944; 23: 951.5337; 24: 923.0491; 25: 907.9406; 26: 892.832; 27: 877.7235; 28: 826.6968
CommunitySolarLI_Capital_2024 | CommunitySolarLI_Capital_2024 | [11 empty] | 1: 0; 2: 0; 3: 0; 4: 0; 5: 2085.2135; 6: 1958.8484; 7: 1833.7867; 8: 1742.091; 9: 1662.9076; 10: 1593.1084; 11: 1542.0776; 12: 1500.4309; 13: 1458.7843; 14: 1417.1377; 15: 1375.4911; 16: 1333.8445; 17: 1292.1978; 18: 1250.5512; 19: 1208.9046; 20: 1167.258; 21: 1125.6114; 22: 1083.9648; 23: 1042.3181; 24: 1000.6715; 25: 970.6175; 26: 952.156; 27: 933.6945; 28: 862.953
CommunitySolarLI_Capital_2025 | CommunitySolarLI_Capital_2025 | [11 empty] | 1: 0; 2: 0; 3: 0; 4: 0; 5: 0; 6: 2137.0265; 7: 2008.9279; 8: 1882.1626; 9: 1789.5304; 10: 1709.6981; 11: 1639.4657; 12: 1588.4331; 13: 1547.0005; 14: 1505.5679; 15: 1464.1353; 16: 1422.7027; 17: 1381.2701; 18: 1339.8375; 19: 1298.4049; 20: 1256.9723; 21: 1215.5397; 22: 1174.1071; 23: 1132.6745; 24: 1091.2419; 25: 1049.8093; 26: 1018.1858; 27: 996.3714; 28: 903.019
CommunitySolarLI_Capital_2026 | CommunitySolarLI_Capital_2026 | [11 empty] | 1: 0; 2: 0; 3: 0; 4: 0; 5: 0; 6: 0; 7: 2292.4656; 8: 2159.1663; 9: 2027.2903; 10: 1931.8485; 11: 1850.0694; 12: 1778.5375; 13: 1727.4999; 14: 1686.7093; 15: 1645.9188; 16: 1605.1282; 17: 1564.3377; 18: 1523.5471; 19: 1482.7566; 20: 1441.966; 21: 1401.1755; 22: 1360.3849; 23: 1319.5944; 24: 1278.8038; 25: 1238.0133; 26: 1197.2227; 27: 1156.4322; 28: 963.9006
CommunitySolarLI_Capital_2027 | CommunitySolarLI_Capital_2027 | [11 empty] | 1: 0; 2: 0; 3: 0; 4: 0; 5: 0; 6: 0; 7: 0; 8: 2292.4656; 9: 2159.1663; 10: 2027.2903; 11: 1931.8485; 12: 1850.0694; 13: 1778.5375; 14: 1727.4999; 15: 1686.7093; 16: 1645.9188; 17: 1605.1282; 18: 1564.3377; 19: 1523.5471; 20: 1482.7566; 21: 1441.966; 22: 1401.1755; 23: 1360.3849; 24: 1319.5944; 25: 1278.8038; 26: 1238.0133; 27: 1197.2227; 28: 987.0006
CommunitySolarLI_Capital_2028 | CommunitySolarLI_Capital_2028 | [11 empty] | 1: 0; 2: 0; 3: 0; 4: 0; 5: 0; 6: 0; 7: 0; 8: 0; 9: 2261.8535; 10: 2130.3342; 11: 2000.2192; 12: 1906.0518; 13: 1825.3648; 14: 1754.7881; 15: 1704.432; 16: 1664.1861; 17: 1623.9403; 18: 1583.6944; 19: 1543.4485; 20: 1503.2027; 21: 1462.9568; 22: 1422.711; 23: 1382.4651; 24: 1342.2192; 25: 1301.9734; 26: 1261.7275; 27: 1221.4817; 28: 996.8897
CommunitySolarLI_Capital_2029 | CommunitySolarLI_Capital_2029 | [11 empty] | 1: 0; 2: 0; 3: 0; 4: 0; 5: 0; 6: 0; 7: 0; 8: 0; 9: 0; 10: 2231.2414; 11: 2101.5021; 12: 1973.1481; 13: 1880.2552; 14: 1800.6602; 15: 1731.0387; 16: 1681.3641; 17: 1641.6629; 18: 1601.9617; 19: 1562.2606; 20: 1522.5594; 21: 1482.8582; 22: 1443.157; 23: 1403.4559; 24: 1363.7547; 25: 1324.0535; 26: 1284.3524; 27: 1244.6512; 28: 1006.4271
CommunitySolarLI_Capital_2030 | CommunitySolarLI_Capital_2030 | [11 empty] | 1: 0; 2: 0; 3: 0; 4: 0; 5: 0; 6: 0; 7: 0; 8: 0; 9: 0; 10: 0; 11: 2200.6293; 12: 2072.67; 13: 1946.077; 14: 1854.4585; 15: 1775.9556; 16: 1707.2893; 17: 1658.2962; 18: 1619.1397; 19: 1579.9832; 20: 1540.8267; 21: 1501.6702; 22: 1462.5138; 23: 1423.3573; 24: 1384.2008; 25: 1345.0443; 26: 1305.8878; 27: 1266.7314; 28: 1015.6004
CommunitySolarLI_Capital_2031 | CommunitySolarLI_Capital_2031 | [11 empty] | 1: 0; 2: 0; 3: 0; 4: 0; 5: 0; 6: 0; 7: 0; 8: 0; 9: 0; 10: 0; 11: 0; 12: 2170.0172; 13: 2043.8379; 14: 1919.0058; 15: 1828.6619; 16: 1751.251; 17: 1683.5398; 18: 1635.2283; 19: 1596.6165; 20: 1558.0047; 21: 1519.3929; 22: 1480.7811; 23: 1442.1693; 24: 1403.5575; 25: 1364.9457; 26: 1326.3339; 27: 1287.7222; 28: 1024.3973
CommunitySolarLI_Capital_2032 | CommunitySolarLI_Capital_2032 | [11 empty] | 1: 0; 2: 0; 3: 0; 4: 0; 5: 0; 6: 0; 7: 0; 8: 0; 9: 0; 10: 0; 11: 0; 12: 0; 13: 2139.4051; 14: 2015.0058; 15: 1891.9347; 16: 1802.8652; 17: 1726.5463; 18: 1659.7904; 19: 1612.1603; 20: 1574.0932; 21: 1536.0261; 22: 1497.9591; 23: 1459.892; 24: 1421.8249; 25: 1383.7578; 26: 1345.6907; 27: 1307.6236; 28: 1032.8054
CommunitySolarLI_Capital_2033 | CommunitySolarLI_Capital_2033 | [11 empty] | 1: 0; 2: 0; 3: 0; 4: 0; 5: 0; 6: 0; 7: 0; 8: 0; 9: 0; 10: 0; 11: 0; 12: 0; 13: 0; 14: 2108.793; 15: 1986.1737; 16: 1864.8636; 17: 1777.0686; 18: 1701.8417; 19: 1636.041; 20: 1589.0924; 21: 1551.57; 22: 1514.0476; 23: 1476.5252; 24: 1439.0028; 25: 1401.4804; 26: 1363.958; 27: 1326.4356; 28: 1040.8124
CommunitySolarLI_Capital_2034 | CommunitySolarLI_Capital_2034 | [11 empty] | 1: 0; 2: 0; 3: 0; 4: 0; 5: 0; 6: 0; 7: 0; 8: 0; 9: 0; 10: 0; 11: 0; 12: 0; 13: 0; 14: 0; 15: 2078.619; 16: 1957.7542; 17: 1838.1799; 18: 1751.6411; 19: 1677.4906; 20: 1612.6314; 21: 1566.3546; 22: 1529.3691; 23: 1492.3836; 24: 1455.3981; 25: 1418.4126; 26: 1381.427; 27: 1344.4415; 28: 1048.6268
CommunitySolarLI_Capital_2035 | CommunitySolarLI_Capital_2035 | [11 empty] | 1: 0; 2: 0; 3: 0; 4: 0; 5: 0; 6: 0; 7: 0; 8: 0; 9: 0; 10: 0; 11: 0; 12: 0; 13: 0; 14: 0; 15: 0; 16: 2048.8766; 17: 1929.7413; 18: 1811.8779; 19: 1726.5774; 20: 1653.4879; 21: 1589.5567; 22: 1543.9421; 23: 1507.4858; 24: 1471.0295; 25: 1434.5732; 26: 1398.1169; 27: 1361.6606; 28: 1056.2476
CommunitySolarLI_Capital_2036 | CommunitySolarLI_Capital_2036 | [11 empty] | 1: 0; 2: 0; 3: 0; 4: 0; 5: 0; 6: 0; 7: 0; 8: 0; 9: 0; 10: 0; 11: 0; 12: 0; 13: 0; 14: 0; 15: 0; 16: 0; 17: 2019.5599; 18: 1902.1292; 19: 1785.9523; 20: 1701.8723; 21: 1629.8286; 22: 1566.8122; 23: 1521.8503; 24: 1485.9157; 25: 1449.981; 26: 1414.0464; 27: 1378.1117; 28: 1063.6738
CommunitySolarLI_Capital_2037 | CommunitySolarLI_Capital_2037 | [11 empty] | 1: 0; 2: 0; 3: 0; 4: 0; 5: 0; 6: 0; 7: 0; 8: 0; 9: 0; 10: 0; 11: 0; 12: 0; 13: 0; 14: 0; 15: 0; 16: 0; 17: 0; 18: 1990.6626; 19: 1874.9122; 20: 1760.3977; 21: 1677.5207; 22: 1606.5079; 23: 1544.3932; 24: 1500.0746; 25: 1464.6542; 26: 1429.2337; 27: 1393.8132; 28: 1070.9044
CommunitySolarLI_Capital_2038 | CommunitySolarLI_Capital_2038 | [11 empty] | 1: 0; 2: 0; 3: 0; 4: 0; 5: 0; 6: 0; 7: 0; 8: 0; 9: 0; 10: 0; 11: 0; 12: 0; 13: 0; 14: 0; 15: 0; 16: 0; 17: 0; 18: 0; 19: 1962.1788; 20: 1848.0847; 21: 1735.2087; 22: 1653.5176; 23: 1583.5209; 24: 1522.295; 25: 1478.6105; 26: 1443.6969; 27: 1408.7832; 28: 1077.9386
CommunitySolarLI_Capital_2039 | CommunitySolarLI_Capital_2039 | [11 empty] | 1: 0; 2: 0; 3: 0; 4: 0; 5: 0; 6: 0; 7: 0; 8: 0; 9: 0; 10: 0; 11: 0; 12: 0; 13: 0; 14: 0; 15: 0; 16: 0; 17: 0; 18: 0; 19: 0; 20: 1934.1026; 21: 1821.641; 22: 1710.3801; 23: 1629.8579; 24: 1560.8628; 25: 1500.5129; 26: 1457.4535; 27: 1423.0395; 28: 1084.7758
CommunitySolarLI_Capital_2040 | CommunitySolarLI_Capital_2040 | [11 empty] | 1: 0; 2: 0; 3: 0; 4: 0; 5: 0; 6: 0; 7: 0; 8: 0; 9: 0; 10: 0; 11: 0; 12: 0; 13: 0; 14: 0; 15: 0; 16: 0; 17: 0; 18: 0; 19: 0; 20: 0; 21: 1906.4282; 22: 1795.5757; 23: 1685.9068; 24: 1606.5368; 25: 1538.5289; 26: 1479.0425; 27: 1436.5993; 28: 1091.4151
CommunitySolarLI_Capital_2041 | CommunitySolarLI_Capital_2041 | [11 empty] | 1: 0; 2: 0; 3: 0; 4: 0; 5: 0; 6: 0; 7: 0; 8: 0; 9: 0; 10: 0; 11: 0; 12: 0; 13: 0; 14: 0; 15: 0; 16: 0; 17: 0; 18: 0; 19: 0; 20: 0; 21: 0; 22: 1879.1497; 23: 1769.8834; 24: 1661.7837; 25: 1583.5494; 26: 1516.5145; 27: 1457.8794; 28: 1097.8562
CommunitySolarLI_Capital_2042 | CommunitySolarLI_Capital_2042 | [11 empty] | 1: 0; 2: 0; 3: 0; 4: 0; 5: 0; 6: 0; 7: 0; 8: 0; 9: 0; 10: 0; 11: 0; 12: 0; 13: 0; 14: 0; 15: 0; 16: 0; 17: 0; 18: 0; 19: 0; 20: 0; 21: 0; 22: 0; 23: 1852.2615; 24: 1744.5586; 25: 1638.0057; 26: 1560.8908; 27: 1494.8152; 28: 1104.6229
CommunitySolarLI_Capital_2043 | CommunitySolarLI_Capital_2043 | [11 empty] | 1: 0; 2: 0; 3: 0; 4: 0; 5: 0; 6: 0; 7: 0; 8: 0; 9: 0; 10: 0; 11: 0; 12: 0; 13: 0; 14: 0; 15: 0; 16: 0; 17: 0; 18: 0; 19: 0; 20: 0; 21: 0; 22: 0; 23: 0; 24: 1825.758; 25: 1719.5963; 26: 1614.568; 27: 1538.5565; 28: 1112.6492
CommunitySolarLI_Capital_2044 | CommunitySolarLI_Capital_2044 | [11 empty] | 1: 0; 2: 0; 3: 0; 4: 0; 5: 0; 6: 0; 7: 0; 8: 0; 9: 0; 10: 0; 11: 0; 12: 0; 13: 0; 14: 0; 15: 0; 16: 0; 17: 0; 18: 0; 19: 0; 20: 0; 21: 0; 22: 0; 23: 0; 24: 0; 25: 1799.6338; 26: 1694.9911; 27: 1591.4657; 28: 1122.2137
CommunitySolarLI_Capital_2045 | CommunitySolarLI_Capital_2045 | [11 empty] | 1: 0; 2: 0; 3: 0; 4: 0; 5: 0; 6: 0; 7: 0; 8: 0; 9: 0; 10: 0; 11: 0; 12: 0; 13: 0; 14: 0; 15: 0; 16: 0; 17: 0; 18: 0; 19: 0; 20: 0; 21: 0; 22: 0; 23: 0; 24: 0; 25: 0; 26: 1773.8834; 27: 1670.738; 28: 1133.6984
CommunitySolarLI_Capital_2046 | CommunitySolarLI_Capital_2046 | [11 empty] | 1: 0; 2: 0; 3: 0; 4: 0; 5: 0; 6: 0; 7: 0; 8: 0; 9: 0; 10: 0; 11: 0; 12: 0; 13: 0; 14: 0; 15: 0; 16: 0; 17: 0; 18: 0; 19: 0; 20: 0; 21: 0; 22: 0; 23: 0; 24: 0; 25: 0; 26: 0; 27: 1748.5015; 28: 1148.4305
CommunitySolarLI_Capital_2047 | CommunitySolarLI_Capital_2047 | [11 empty] | 1: 0; 2: 0; 3: 0; 4: 0; 5: 0; 6: 0; 7: 0; 8: 0; 9: 0; 10: 0; 11: 0; 12: 0; 13: 0; 14: 0; 15: 0; 16: 0; 17: 0; 18: 0; 19: 0; 20: 0; 21: 0; 22: 0; 23: 0; 24: 0; 25: 0; 26: 0; 27: 0; 28: 1165.9984
CommunitySolarLI_FOM | CommunitySolarLI_FOM_Annual | [11 empty] | 1: 645.9276; 2: 645.9276; 3: 645.9276; 4: 645.9276; 5: 645.9276; 6: 645.9276; 7: 645.9276; 8: 645.9276; 9: 645.9276; 10: 645.9276; 11: 645.9276; 12: 662.0757; 13: 678.6276; 14: 695.5933; 15: 712.9832; 16: 730.8077; 17: 749.0779; 18: 767.8049; 19: 787; 20: 806.675; 21: 826.8419; 22: 847.5129; 23: 868.7007; 24: 890.4183; 25: 912.6787; 26: 935.4957; 27: 958.8831; 28: 982.8552
| CommunitySolarLI_FOM | [11 empty] | 1: yr_CommunitySolarLI_FOM_Annual; 2: yr_CommunitySolarLI_FOM_Annual; 3: yr_CommunitySolarLI_FOM_Annual; 4: yr_CommunitySolarLI_FOM_Annual; 5: yr_CommunitySolarLI_FOM_Annual; 6: yr_CommunitySolarLI_FOM_Annual; 7: yr_CommunitySolarLI_FOM_Annual; 8: yr_CommunitySolarLI_FOM_Annual; 9: yr_CommunitySolarLI_FOM_Annual; 10: yr_CommunitySolarLI_FOM_Annual; 11: yr_CommunitySolarLI_FOM_Annual; 12: yr_CommunitySolarLI_FOM_Annual; 13: yr_CommunitySolarLI_FOM_Annual; 14: yr_CommunitySolarLI_FOM_Annual; 15: yr_CommunitySolarLI_FOM_Annual; 16: yr_CommunitySolarLI_FOM_Annual; 17: yr_CommunitySolarLI_FOM_Annual; 18: yr_CommunitySolarLI_FOM_Annual; 19: yr_CommunitySolarLI_FOM_Annual; 20: yr_CommunitySolarLI_FOM_Annual; 21: yr_CommunitySolarLI_FOM_Annual; 22: yr_CommunitySolarLI_FOM_Annual; 23: yr_CommunitySolarLI_FOM_Annual; 24: yr_CommunitySolarLI_FOM_Annual; 25: yr_CommunitySolarLI_FOM_Annual; 26: yr_CommunitySolarLI_FOM_Annual; 27: yr_CommunitySolarLI_FOM_Annual; 28: yr_CommunitySolarLI_FOM_Annual
CommunitySolarLI_VOM | CommunitySolarLI_VOM | [11 empty] | 1: 36.9336; 2: 36.9336; 3: 36.9336; 4: 36.9336; 5: 36.9336; 6: 36.9336; 7: 36.9336; 8: 36.9336; 9: 36.9336; 10: 36.9336; 11: 36.9336; 12: 36.9336; 13: 36.9336; 14: 36.9336; 15: 36.9336; 16: 36.9336; 17: 36.9336; 18: 36.9336; 19: 36.9336; 20: 36.9336; 21: 36.9336; 22: 36.9336; 23: 36.9336; 24: 36.9336; 25: 36.9336; 26: 36.9336; 27: 36.9336; 28: 36.9336
CommuitySolarLI_AnnualMax | CommuitySolarLI_AnnualMax | [11 empty] | 1: 0; 2: 0; 3: 8; 4: 8; 5: 8; 6: 8; 7: 8; 8: 8; 9: 8; 10: 8; 11: 8
CommuitySolarLI_AnnualMin | CommuitySolarLI_AnnualMin | [11 empty] | 1: 0; 2: 0; 3: 0; 4: 0; 5: 0; 6: 0; 7: 0; 8: 0; 9: 0; 10: 0; 11: 0; 12: 0; 13: 0; 14: 0; 15: 0; 16: 0; 17: 0; 18: 0; 19: 0; 20: 0; 21: 0; 22: 0; 23: 0; 24: 0; 25: 0; 26: 0; 27: 0; 28: 0
ReliableCapacity_CommunitySolarLI | ReliableCapacity_CommunitySolarLI | [11 empty] | 1: 0.0057; 2: 0.0057; 3: 0.0057; 4: 0.0057; 5: 0.0057; 6: 0.0057; 7: 0.0057; 8: 0.0057; 9: 0.0057; 10: 0.0057; 11: 0.0057; 12: 0.00855; 13: 0.00855; 14: 0.00855; 15: 0.00855; 16: 0.00855; 17: 0.00855; 18: 0.00855; 19: 0.00855; 20: 0.00855; 21: 0.00855; 22: 0.00855; 23: 0.00855; 24: 0.00855; 25: 0.00855; 26: 0.00855; 27: 0.00855; 28: 0.00855
CommunitySolarLI_RC | CommunitySolarLI_RC | [11 empty] | 3: yr_ReliableCapacity_CommunitySolarLI; 4: yr_ReliableCapacity_CommunitySolarLI; 5: yr_ReliableCapacity_CommunitySolarLI; 6: yr_ReliableCapacity_CommunitySolarLI; 7: yr_ReliableCapacity_CommunitySolarLI; 8: yr_ReliableCapacity_CommunitySolarLI; 9: yr_ReliableCapacity_CommunitySolarLI; 10: yr_ReliableCapacity_CommunitySolarLI; 11: yr_ReliableCapacity_CommunitySolarLI; 12: yr_ReliableCapacity_CommunitySolarLI; 13: yr_ReliableCapacity_CommunitySolarLI; 14: yr_ReliableCapacity_CommunitySolarLI; 15: yr_ReliableCapacity_CommunitySolarLI; 16: yr_ReliableCapacity_CommunitySolarLI; 17: yr_ReliableCapacity_CommunitySolarLI; 18: yr_ReliableCapacity_CommunitySolarLI; 19: yr_ReliableCapacity_CommunitySolarLI; 20: yr_ReliableCapacity_CommunitySolarLI; 21: yr_ReliableCapacity_CommunitySolarLI; 22: yr_ReliableCapacity_CommunitySolarLI; 23: yr_ReliableCapacity_CommunitySolarLI; 24: yr_ReliableCapacity_CommunitySolarLI; 25: yr_ReliableCapacity_CommunitySolarLI; 26: yr_ReliableCapacity_CommunitySolarLI; 27: yr_ReliableCapacity_CommunitySolarLI; 28: yr_ReliableCapacity_CommunitySolarLI
C&IRoofSolarIncCapital | C&IRoofSolarIncCapital | [11 empty] | 1: yr_C&IRoofSolarIncCapital_2020; 2: yr_C&IRoofSolarIncCapital_2021; 3: yr_C&IRoofSolarIncCapital_2022; 4: yr_C&IRoofSolarIncCapital_2023; 5: yr_C&IRoofSolarIncCapital_2024; 6: yr_C&IRoofSolarIncCapital_2025; 7: yr_C&IRoofSolarIncCapital_2026; 8: yr_C&IRoofSolarIncCapital_2027; 9: yr_C&IRoofSolarIncCapital_2028; 10: yr_C&IRoofSolarIncCapital_2029; 11: yr_C&IRoofSolarIncCapital_2030; 12: yr_C&IRoofSolarIncCapital_2031; 13: yr_C&IRoofSolarIncCapital_2032; 14: yr_C&IRoofSolarIncCapital_2033; 15: yr_C&IRoofSolarIncCapital_2034; 16: yr_C&IRoofSolarIncCapital_2035; 17: yr_C&IRoofSolarIncCapital_2036; 18: yr_C&IRoofSolarIncCapital_2037; 19: yr_C&IRoofSolarIncCapital_2038; 20: yr_C&IRoofSolarIncCapital_2039; 21: yr_C&IRoofSolarIncCapital_2040; 22: yr_C&IRoofSolarIncCapital_2041; 23: yr_C&IRoofSolarIncCapital_2042; 24: yr_C&IRoofSolarIncCapital_2043; 25: yr_C&IRoofSolarIncCapital_2044; 26: yr_C&IRoofSolarIncCapital_2045; 27: yr_C&IRoofSolarIncCapital_2046; 28: yr_C&IRoofSolarIncCapital_2047
C&IRoofSolarIncCapital_2020 | C&IRoofSolarIncCapital_2020 | [11 empty] | 1: 1025.9332; 2: 0; 3: 0; 4: 0; 5: 0; 6: 0; 7: 0; 8: 0; 9: 0; 10: 0; 11: 0; 12: 0; 13: 0; 14: 0; 15: 0; 16: 0; 17: 0; 18: 0; 19: 0; 20: 0; 21: 0; 22: 0; 23: 0; 24: 0; 25: 0; 26: 0; 27: 0; 28: 0
C&IRoofSolarIncCapital_2021 | C&IRoofSolarIncCapital_2021 | [11 empty] | 1: 0; 2: 1025.9332; 3: 0; 4: 0; 5: 0; 6: 0; 7: 0; 8: 0; 9: 0; 10: 0; 11: 0; 12: 0; 13: 0; 14: 0; 15: 0; 16: 0; 17: 0; 18: 0; 19: 0; 20: 0; 21: 0; 22: 0; 23: 0; 24: 0; 25: 0; 26: 0; 27: 0; 28: 0
C&IRoofSolarIncCapital_2022 | C&IRoofSolarIncCapital_2022 | [11 empty] | 1: 0; 2: 0; 3: 1025.9332; 4: 0; 5: 0; 6: 0; 7: 0; 8: 0; 9: 0; 10: 0; 11: 0; 12: 0; 13: 0; 14: 0; 15: 0; 16: 0; 17: 0; 18: 0; 19: 0; 20: 0; 21: 0; 22: 0; 23: 0; 24: 0; 25: 0; 26: 0; 27: 0; 28: 0
C&IRoofSolarIncCapital_2023 | C&IRoofSolarIncCapital_2023 | [11 empty] | 1: 0; 2: 0; 3: 0; 4: 1025.9332; 5: 0; 6: 0; 7: 0; 8: 0; 9: 0; 10: 0; 11: 0; 12: 0; 13: 0; 14: 0; 15: 0; 16: 0; 17: 0; 18: 0; 19: 0; 20: 0; 21: 0; 22: 0; 23: 0; 24: 0; 25: 0; 26: 0; 27: 0; 28: 0
C&IRoofSolarIncCapital_2024 | C&IRoofSolarIncCapital_2024 | [11 empty] | 1: 0; 2: 0; 3: 0; 4: 0; 5: 1025.9332; 6: 0; 7: 0; 8: 0; 9: 0; 10: 0; 11: 0; 12: 0; 13: 0; 14: 0; 15: 0; 16: 0; 17: 0; 18: 0; 19: 0; 20: 0; 21: 0; 22: 0; 23: 0; 24: 0; 25: 0; 26: 0; 27: 0; 28: 0
C&IRoofSolarIncCapital_2025 | C&IRoofSolarIncCapital_2025 | [11 empty] | 1: 0; 2: 0; 3: 0; 4: 0; 5: 0; 6: 1025.9332; 7: 0; 8: 0; 9: 0; 10: 0; 11: 0; 12: 0; 13: 0; 14: 0; 15: 0; 16: 0; 17: 0; 18: 0; 19: 0; 20: 0; 21: 0; 22: 0; 23: 0; 24: 0; 25: 0; 26: 0; 27: 0; 28: 0
C&IRoofSolarIncCapital_2026 | C&IRoofSolarIncCapital_2026 | [11 empty] | 1: 0; 2: 0; 3: 0; 4: 0; 5: 0; 6: 0; 7: 1025.9332; 8: 0; 9: 0; 10: 0; 11: 0; 12: 0; 13: 0; 14: 0; 15: 0; 16: 0; 17: 0; 18: 0; 19: 0; 20: 0; 21: 0; 22: 0; 23: 0; 24: 0; 25: 0; 26: 0; 27: 0; 28: 0
C&IRoofSolarIncCapital_2027 | C&IRoofSolarIncCapital_2027 | [11 empty] | 1: 0; 2: 0; 3: 0; 4: 0; 5: 0; 6: 0; 7: 0; 8: 1025.9332; 9: 0; 10: 0; 11: 0; 12: 0; 13: 0; 14: 0; 15: 0; 16: 0; 17: 0; 18: 0; 19: 0; 20: 0; 21: 0; 22: 0; 23: 0; 24: 0; 25: 0; 26: 0; 27: 0; 28: 0
C&IRoofSolarIncCapital_2028 | C&IRoofSolarIncCapital_2028 | [11 empty] | 1: 0; 2: 0; 3: 0; 4: 0; 5: 0; 6: 0; 7: 0; 8: 0; 9: 1025.9332; 10: 0; 11: 0; 12: 0; 13: 0; 14: 0; 15: 0; 16: 0; 17: 0; 18: 0; 19: 0; 20: 0; 21: 0; 22: 0; 23: 0; 24: 0; 25: 0; 26: 0; 27: 0; 28: 0
C&IRoofSolarIncCapital_2029 | C&IRoofSolarIncCapital_2029 | [11 empty] | 1: 0; 2: 0; 3: 0; 4: 0; 5: 0; 6: 0; 7: 0; 8: 0; 9: 0; 10: 1025.9332; 11: 0; 12: 0; 13: 0; 14: 0; 15: 0; 16: 0; 17: 0; 18: 0; 19: 0; 20: 0; 21: 0; 22: 0; 23: 0; 24: 0; 25: 0; 26: 0; 27: 0; 28: 0
C&IRoofSolarIncCapital_2030 | C&IRoofSolarIncCapital_2030 | [11 empty] | 1: 0; 2: 0; 3: 0; 4: 0; 5: 0; 6: 0; 7: 0; 8: 0; 9: 0; 10: 0; 11: 1025.9332; 12: 0; 13: 0; 14: 0; 15: 0; 16: 0; 17: 0; 18: 0; 19: 0; 20: 0; 21: 0; 22: 0; 23: 0; 24: 0; 25: 0; 26: 0; 27: 0; 28: 0
C&IRoofSolarIncCapital_2031 | C&IRoofSolarIncCapital_2031 | [11 empty] | 1: 0; 2: 0; 3: 0; 4: 0; 5: 0; 6: 0; 7: 0; 8: 0; 9: 0; 10: 0; 11: 0; 12: 1025.9332; 13: 0; 14: 0; 15: 0; 16: 0; 17: 0; 18: 0; 19: 0; 20: 0; 21: 0; 22: 0; 23: 0; 24: 0; 25: 0; 26: 0; 27: 0; 28: 0
C&IRoofSolarIncCapital_2032 | C&IRoofSolarIncCapital_2032 | [11 empty] | 1: 0; 2: 0; 3: 0; 4: 0; 5: 0; 6: 0; 7: 0; 8: 0; 9: 0; 10: 0; 11: 0; 12: 0; 13: 1025.9332; 14: 0; 15: 0; 16: 0; 17: 0; 18: 0; 19: 0; 20: 0; 21: 0; 22: 0; 23: 0; 24: 0; 25: 0; 26: 0; 27: 0; 28: 0
C&IRoofSolarIncCapital_2033 | C&IRoofSolarIncCapital_2033 | [11 empty] | 1: 0; 2: 0; 3: 0; 4: 0; 5: 0; 6: 0; 7: 0; 8: 0; 9: 0; 10: 0; 11: 0; 12: 0; 13: 0; 14: 1025.9332; 15: 0; 16: 0; 17: 0; 18: 0; 19: 0; 20: 0; 21: 0; 22: 0; 23: 0; 24: 0; 25: 0; 26: 0; 27: 0; 28: 0
C&IRoofSolarIncCapital_2034 | C&IRoofSolarIncCapital_2034 | [11 empty] | 1: 0; 2: 0; 3: 0; 4: 0; 5: 0; 6: 0; 7: 0; 8: 0; 9: 0; 10: 0; 11: 0; 12: 0; 13: 0; 14: 0; 15: 1025.9332; 16: 0; 17: 0; 18: 0; 19: 0; 20: 0; 21: 0; 22: 0; 23: 0; 24: 0; 25: 0; 26: 0; 27: 0; 28: 0
C&IRoofSolarIncCapital_2035 | C&IRoofSolarIncCapital_2035 | [11 empty] | 1: 0; 2: 0; 3: 0; 4: 0; 5: 0; 6: 0; 7: 0; 8: 0; 9: 0; 10: 0; 11: 0; 12: 0; 13: 0; 14: 0; 15: 0; 16: 1025.9332; 17: 0; 18: 0; 19: 0; 20: 0; 21: 0; 22: 0; 23: 0; 24: 0; 25: 0; 26: 0; 27: 0; 28: 0
C&IRoofSolarIncCapital_2036 | C&IRoofSolarIncCapital_2036 | [11 empty] | 1: 0; 2: 0; 3: 0; 4: 0; 5: 0; 6: 0; 7: 0; 8: 0; 9: 0; 10: 0; 11: 0; 12: 0; 13: 0; 14: 0; 15: 0; 16: 0; 17: 1025.9332; 18: 0; 19: 0; 20: 0; 21: 0; 22: 0; 23: 0; 24: 0; 25: 0; 26: 0; 27: 0; 28: 0
C&IRoofSolarIncCapital_2037 | C&IRoofSolarIncCapital_2037 | [11 empty] | 1: 0; 2: 0; 3: 0; 4: 0; 5: 0; 6: 0; 7: 0; 8: 0; 9: 0; 10: 0; 11: 0; 12: 0; 13: 0; 14: 0; 15: 0; 16: 0; 17: 0; 18: 1025.9332; 19: 0; 20: 0; 21: 0; 22: 0; 23: 0; 24: 0; 25: 0; 26: 0; 27: 0; 28: 0
C&IRoofSolarIncCapital_2038 | C&IRoofSolarIncCapital_2038 | [11 empty] | 1: 0; 2: 0; 3: 0; 4: 0; 5: 0; 6: 0; 7: 0; 8: 0; 9: 0; 10: 0; 11: 0; 12: 0; 13: 0; 14: 0; 15: 0; 16: 0; 17: 0; 18: 0; 19: 1025.9332; 20: 0; 21: 0; 22: 0; 23: 0; 24: 0; 25: 0; 26: 0; 27: 0; 28: 0
C&IRoofSolarIncCapital_2039 | C&IRoofSolarIncCapital_2039 | [11 empty] | 1: 0; 2: 0; 3: 0; 4: 0; 5: 0; 6: 0; 7: 0; 8: 0; 9: 0; 10: 0; 11: 0; 12: 0; 13: 0; 14: 0; 15: 0; 16: 0; 17: 0; 18: 0; 19: 0; 20: 1025.9332; 21: 0; 22: 0; 23: 0; 24: 0; 25: 0; 26: 0; 27: 0; 28: 0
C&IRoofSolarIncCapital_2040 | C&IRoofSolarIncCapital_2040 | [11 empty] | 1: 0; 2: 0; 3: 0; 4: 0; 5: 0; 6: 0; 7: 0; 8: 0; 9: 0; 10: 0; 11: 0; 12: 0; 13: 0; 14: 0; 15: 0; 16: 0; 17: 0; 18: 0; 19: 0; 20: 0; 21: 1025.9332; 22: 0; 23: 0; 24: 0; 25: 0; 26: 0; 27: 0; 28: 0
C&IRoofSolarIncCapital_2041 | C&IRoofSolarIncCapital_2041 | [11 empty] | 1: 0; 2: 0; 3: 0; 4: 0; 5: 0; 6: 0; 7: 0; 8: 0; 9: 0; 10: 0; 11: 0; 12: 0; 13: 0; 14: 0; 15: 0; 16: 0; 17: 0; 18: 0; 19: 0; 20: 0; 21: 0; 22: 1025.9332; 23: 0; 24: 0; 25: 0; 26: 0; 27: 0; 28: 0
C&IRoofSolarIncCapital_2042 | C&IRoofSolarIncCapital_2042 | [11 empty] | 1: 0; 2: 0; 3: 0; 4: 0; 5: 0; 6: 0; 7: 0; 8: 0; 9: 0; 10: 0; 11: 0; 12: 0; 13: 0; 14: 0; 15: 0; 16: 0; 17: 0; 18: 0; 19: 0; 20: 0; 21: 0; 22: 0; 23: 1025.9332; 24: 0; 25: 0; 26: 0; 27: 0; 28: 0
C&IRoofSolarIncCapital_2043 | C&IRoofSolarIncCapital_2043 | [11 empty] | 1: 0; 2: 0; 3: 0; 4: 0; 5: 0; 6: 0; 7: 0; 8: 0; 9: 0; 10: 0; 11: 0; 12: 0; 13: 0; 14: 0; 15: 0; 16: 0; 17: 0; 18: 0; 19: 0; 20: 0; 21: 0; 22: 0; 23: 0; 24: 1025.9332; 25: 0; 26: 0; 27: 0; 28: 0
C&IRoofSolarIncCapital_2044 | C&IRoofSolarIncCapital_2044 | [11 empty] | 1: 0; 2: 0; 3: 0; 4: 0; 5: 0; 6: 0; 7: 0; 8: 0; 9: 0; 10: 0; 11: 0; 12: 0; 13: 0; 14: 0; 15: 0; 16: 0; 17: 0; 18: 0; 19: 0; 20: 0; 21: 0; 22: 0; 23: 0; 24: 0; 25: 1025.9332; 26: 0; 27: 0; 28: 0
C&IRoofSolarIncCapital_2045 | C&IRoofSolarIncCapital_2045 | [11 empty] | 1: 0; 2: 0; 3: 0; 4: 0; 5: 0; 6: 0; 7: 0; 8: 0; 9: 0; 10: 0; 11: 0; 12: 0; 13: 0; 14: 0; 15: 0; 16: 0; 17: 0; 18: 0; 19: 0; 20: 0; 21: 0; 22: 0; 23: 0; 24: 0; 25: 0; 26: 1025.9332; 27: 0; 28: 0
C&IRoofSolarIncCapital_2046 | C&IRoofSolarIncCapital_2046 | [11 empty] | 1: 0; 2: 0; 3: 0; 4: 0; 5: 0; 6: 0; 7: 0; 8: 0; 9: 0; 10: 0; 11: 0; 12: 0; 13: 0; 14: 0; 15: 0; 16: 0; 17: 0; 18: 0; 19: 0; 20: 0; 21: 0; 22: 0; 23: 0; 24: 0; 25: 0; 26: 0; 27: 1025.9332; 28: 0
C&IRoofSolarIncCapital_2047 | C&IRoofSolarIncCapital_2047 | [11 empty] | 1: 0; 2: 0; 3: 0; 4: 0; 5: 0; 6: 0; 7: 0; 8: 0; 9: 0; 10: 0; 11: 0; 12: 0; 13: 0; 14: 0; 15: 0; 16: 0; 17: 0; 18: 0; 19: 0; 20: 0; 21: 0; 22: 0; 23: 0; 24: 0; 25: 0; 26: 0; 27: 0; 28: 1025.9332
C&IRoofSolarIncFOM | C&IRoofSolarIncFOM_Annual | [11 empty] | 3: 133.3713; 4: 133.3713; 5: 133.3713; 6: 133.3713; 7: 133.3713; 8: 133.3713; 9: 133.3713; 10: 133.3713; 11: 133.3713; 12: 136.7056; 13: 140.1232; 14: 143.6263; 15: 147.217; 16: 150.8974; 17: 154.6698; 18: 158.5366; 19: 162.5; 20: 166.5625; 21: 170.7266; 22: 174.9947; 23: 179.3696; 24: 183.8538; 25: 188.4502; 26: 193.1614; 27: 197.9905; 28: 202.9402
| C&IRoofSolarIncFOM | [11 empty] | 1: yr_C&IRoofSolarIncFOM_Annual; 2: yr_C&IRoofSolarIncFOM_Annual; 3: yr_C&IRoofSolarIncFOM_Annual; 4: yr_C&IRoofSolarIncFOM_Annual; 5: yr_C&IRoofSolarIncFOM_Annual; 6: yr_C&IRoofSolarIncFOM_Annual; 7: yr_C&IRoofSolarIncFOM_Annual; 8: yr_C&IRoofSolarIncFOM_Annual; 9: yr_C&IRoofSolarIncFOM_Annual; 10: yr_C&IRoofSolarIncFOM_Annual; 11: yr_C&IRoofSolarIncFOM_Annual; 12: yr_C&IRoofSolarIncFOM_Annual; 13: yr_C&IRoofSolarIncFOM_Annual; 14: yr_C&IRoofSolarIncFOM_Annual; 15: yr_C&IRoofSolarIncFOM_Annual; 16: yr_C&IRoofSolarIncFOM_Annual; 17: yr_C&IRoofSolarIncFOM_Annual; 18: yr_C&IRoofSolarIncFOM_Annual; 19: yr_C&IRoofSolarIncFOM_Annual; 20: yr_C&IRoofSolarIncFOM_Annual; 21: yr_C&IRoofSolarIncFOM_Annual; 22: yr_C&IRoofSolarIncFOM_Annual; 23: yr_C&IRoofSolarIncFOM_Annual; 24: yr_C&IRoofSolarIncFOM_Annual; 25: yr_C&IRoofSolarIncFOM_Annual; 26: yr_C&IRoofSolarIncFOM_Annual; 27: yr_C&IRoofSolarIncFOM_Annual; 28: yr_C&IRoofSolarIncFOM_Annual
C&IRoofSolarIncVOM | C&IRoofSolarIncVOM | [11 empty] | 3: 0; 4: 0; 5: 0; 6: 0; 7: 0; 8: 0; 9: 0; 10: 0; 11: 0; 12: 0; 13: 0; 14: 0; 15: 0; 16: 0; 17: 0; 18: 0; 19: 0; 20: 0; 21: 0; 22: 0; 23: 0; 24: 0; 25: 0; 26: 0; 27: 0; 28: 0
C&IRoofSolarIncAnnualMax | C&IRoofSolarIncAnnualMax | [11 empty] | 1: 0; 2: 2.3; 3: 13; 4: 13; 5: 13; 6: 13; 7: 17.7; 8: 21.5; 9: 25.3; 10: 29.2; 11: 33
ReliableCapacity_C&IRoofSolarInc | ReliableCapacity_C&IRoofSolarInc | [11 empty] | 1: 0.0064; 2: 0.0064; 3: 0.0064; 4: 0.0064; 5: 0.0064; 6: 0.0064; 7: 0.0064; 8: 0.0064; 9: 0.0064; 10: 0.0064; 11: 0.0064; 12: 0.0096; 13: 0.0096; 14: 0.0096; 15: 0.0096; 16: 0.0096; 17: 0.0096; 18: 0.0096; 19: 0.0096; 20: 0.0096; 21: 0.0096; 22: 0.0096; 23: 0.0096; 24: 0.0096; 25: 0.0096; 26: 0.0096; 27: 0.0096; 28: 0.0096
C&IRoofSolarInc_RC | C&IRoofSolarInc_RC | [11 empty] | 3: yr_ReliableCapacity_C&IRoofSolarInc; 4: yr_ReliableCapacity_C&IRoofSolarInc; 5: yr_ReliableCapacity_C&IRoofSolarInc; 6: yr_ReliableCapacity_C&IRoofSolarInc; 7: yr_ReliableCapacity_C&IRoofSolarInc; 8: yr_ReliableCapacity_C&IRoofSolarInc; 9: yr_ReliableCapacity_C&IRoofSolarInc; 10: yr_ReliableCapacity_C&IRoofSolarInc; 11: yr_ReliableCapacity_C&IRoofSolarInc; 12: yr_ReliableCapacity_C&IRoofSolarInc; 13: yr_ReliableCapacity_C&IRoofSolarInc; 14: yr_ReliableCapacity_C&IRoofSolarInc; 15: yr_ReliableCapacity_C&IRoofSolarInc; 16: yr_ReliableCapacity_C&IRoofSolarInc; 17: yr_ReliableCapacity_C&IRoofSolarInc; 18: yr_ReliableCapacity_C&IRoofSolarInc; 19: yr_ReliableCapacity_C&IRoofSolarInc; 20: yr_ReliableCapacity_C&IRoofSolarInc; 21: yr_ReliableCapacity_C&IRoofSolarInc; 22: yr_ReliableCapacity_C&IRoofSolarInc; 23: yr_ReliableCapacity_C&IRoofSolarInc; 24: yr_ReliableCapacity_C&IRoofSolarInc; 25: yr_ReliableCapacity_C&IRoofSolarInc; 26: yr_ReliableCapacity_C&IRoofSolarInc; 27: yr_ReliableCapacity_C&IRoofSolarInc; 28: yr_ReliableCapacity_C&IRoofSolarInc
MFRoofSolarIncCapital | MFRoofSolarIncCapital | [11 empty] | 1: yr_MFRoofSolarIncCapital_2020; 2: yr_MFRoofSolarIncCapital_2021; 3: yr_MFRoofSolarIncCapital_2022; 4: yr_MFRoofSolarIncCapital_2023; 5: yr_MFRoofSolarIncCapital_2024; 6: yr_MFRoofSolarIncCapital_2025; 7: yr_MFRoofSolarIncCapital_2026; 8: yr_MFRoofSolarIncCapital_2027; 9: yr_MFRoofSolarIncCapital_2028; 10: yr_MFRoofSolarIncCapital_2029; 11: yr_MFRoofSolarIncCapital_2030; 12: yr_MFRoofSolarIncCapital_2031; 13: yr_MFRoofSolarIncCapital_2032; 14: yr_MFRoofSolarIncCapital_2033; 15: yr_MFRoofSolarIncCapital_2034; 16: yr_MFRoofSolarIncCapital_2035; 17: yr_MFRoofSolarIncCapital_2036; 18: yr_MFRoofSolarIncCapital_2037; 19: yr_MFRoofSolarIncCapital_2038; 20: yr_MFRoofSolarIncCapital_2039; 21: yr_MFRoofSolarIncCapital_2040; 22: yr_MFRoofSolarIncCapital_2041; 23: yr_MFRoofSolarIncCapital_2042; 24: yr_MFRoofSolarIncCapital_2043; 25: yr_MFRoofSolarIncCapital_2044; 26: yr_MFRoofSolarIncCapital_2045; 27: yr_MFRoofSolarIncCapital_2046; 28: yr_MFRoofSolarIncCapital_2047
MFRoofSolarIncCapital_2020 | MFRoofSolarIncCapital_2020 | [11 empty] | 1: 20834.336; 2: 0; 3: 0; 4: 0; 5: 0; 6: 0; 7: 0; 8: 0; 9: 0; 10: 0; 11: 0; 12: 0; 13: 0; 14: 0; 15: 0; 16: 0; 17: 0; 18: 0; 19: 0; 20: 0; 21: 0; 22: 0; 23: 0; 24: 0; 25: 0; 26: 0; 27: 0; 28: 0
MFRoofSolarIncCapital_2021 | MFRoofSolarIncCapital_2021 | [11 empty] | 1: 0; 2: 20834.336; 3: 0; 4: 0; 5: 0; 6: 0; 7: 0; 8: 0; 9: 0; 10: 0; 11: 0; 12: 0; 13: 0; 14: 0; 15: 0; 16: 0; 17: 0; 18: 0; 19: 0; 20: 0; 21: 0; 22: 0; 23: 0; 24: 0; 25: 0; 26: 0; 27: 0; 28: 0
MFRoofSolarIncCapital_2022 | MFRoofSolarIncCapital_2022 | [11 empty] | 1: 0; 2: 0; 3: 20834.336; 4: 0; 5: 0; 6: 0; 7: 0; 8: 0; 9: 0; 10: 0; 11: 0; 12: 0; 13: 0; 14: 0; 15: 0; 16: 0; 17: 0; 18: 0; 19: 0; 20: 0; 21: 0; 22: 0; 23: 0; 24: 0; 25: 0; 26: 0; 27: 0; 28: 0
MFRoofSolarIncCapital_2023 | MFRoofSolarIncCapital_2023 | [11 empty] | 1: 0; 2: 0; 3: 0; 4: 20834.336; 5: 0; 6: 0; 7: 0; 8: 0; 9: 0; 10: 0; 11: 0; 12: 0; 13: 0; 14: 0; 15: 0; 16: 0; 17: 0; 18: 0; 19: 0; 20: 0; 21: 0; 22: 0; 23: 0; 24: 0; 25: 0; 26: 0; 27: 0; 28: 0
MFRoofSolarIncCapital_2024 | MFRoofSolarIncCapital_2024 | [11 empty] | 1: 0; 2: 0; 3: 0; 4: 0; 5: 20834.336; 6: 0; 7: 0; 8: 0; 9: 0; 10: 0; 11: 0; 12: 0; 13: 0; 14: 0; 15: 0; 16: 0; 17: 0; 18: 0; 19: 0; 20: 0; 21: 0; 22: 0; 23: 0; 24: 0; 25: 0; 26: 0; 27: 0; 28: 0
MFRoofSolarIncCapital_2025 | MFRoofSolarIncCapital_2025 | [11 empty] | 1: 0; 2: 0; 3: 0; 4: 0; 5: 0; 6: 20834.336; 7: 0; 8: 0; 9: 0; 10: 0; 11: 0; 12: 0; 13: 0; 14: 0; 15: 0; 16: 0; 17: 0; 18: 0; 19: 0; 20: 0; 21: 0; 22: 0; 23: 0; 24: 0; 25: 0; 26: 0; 27: 0; 28: 0
MFRoofSolarIncCapital_2026 | MFRoofSolarIncCapital_2026 | [11 empty] | 1: 0; 2: 0; 3: 0; 4: 0; 5: 0; 6: 0; 7: 20834.336; 8: 0; 9: 0; 10: 0; 11: 0; 12: 0; 13: 0; 14: 0; 15: 0; 16: 0; 17: 0; 18: 0; 19: 0; 20: 0; 21: 0; 22: 0; 23: 0; 24: 0; 25: 0; 26: 0; 27: 0; 28: 0
MFRoofSolarIncCapital_2027 | MFRoofSolarIncCapital_2027 | [11 empty] | 1: 0; 2: 0; 3: 0; 4: 0; 5: 0; 6: 0; 7: 0; 8: 20834.336; 9: 0; 10: 0; 11: 0; 12: 0; 13: 0; 14: 0; 15: 0; 16: 0; 17: 0; 18: 0; 19: 0; 20: 0; 21: 0; 22: 0; 23: 0; 24: 0; 25: 0; 26: 0; 27: 0; 28: 0
MFRoofSolarIncCapital_2028 | MFRoofSolarIncCapital_2028 | [11 empty] | 1: 0; 2: 0; 3: 0; 4: 0; 5: 0; 6: 0; 7: 0; 8: 0; 9: 20834.336; 10: 0; 11: 0; 12: 0; 13: 0; 14: 0; 15: 0; 16: 0; 17: 0; 18: 0; 19: 0; 20: 0; 21: 0; 22: 0; 23: 0; 24: 0; 25: 0; 26: 0; 27: 0; 28: 0
MFRoofSolarIncCapital_2029 | MFRoofSolarIncCapital_2029 | [11 empty] | 1: 0; 2: 0; 3: 0; 4: 0; 5: 0; 6: 0; 7: 0; 8: 0; 9: 0; 10: 20834.336; 11: 0; 12: 0; 13: 0; 14: 0; 15: 0; 16: 0; 17: 0; 18: 0; 19: 0; 20: 0; 21: 0; 22: 0; 23: 0; 24: 0; 25: 0; 26: 0; 27: 0; 28: 0
MFRoofSolarIncCapital_2030 | MFRoofSolarIncCapital_2030 | [11 empty] | 1: 0; 2: 0; 3: 0; 4: 0; 5: 0; 6: 0; 7: 0; 8: 0; 9: 0; 10: 0; 11: 20834.336; 12: 0; 13: 0; 14: 0; 15: 0; 16: 0; 17: 0; 18: 0; 19: 0; 20: 0; 21: 0; 22: 0; 23: 0; 24: 0; 25: 0; 26: 0; 27: 0; 28: 0
MFRoofSolarIncCapital_2031 | MFRoofSolarIncCapital_2031 | [11 empty] | 1: 0; 2: 0; 3: 0; 4: 0; 5: 0; 6: 0; 7: 0; 8: 0; 9: 0; 10: 0; 11: 0; 12: 20834.336; 13: 0; 14: 0; 15: 0; 16: 0; 17: 0; 18: 0; 19: 0; 20: 0; 21: 0; 22: 0; 23: 0; 24: 0; 25: 0; 26: 0; 27: 0; 28: 0
MFRoofSolarIncCapital_2032 | MFRoofSolarIncCapital_2032 | [11 empty] | 1: 0; 2: 0; 3: 0; 4: 0; 5: 0; 6: 0; 7: 0; 8: 0; 9: 0; 10: 0; 11: 0; 12: 0; 13: 20834.336; 14: 0; 15: 0; 16: 0; 17: 0; 18: 0; 19: 0; 20: 0; 21: 0; 22: 0; 23: 0; 24: 0; 25: 0; 26: 0; 27: 0; 28: 0
MFRoofSolarIncCapital_2033 | MFRoofSolarIncCapital_2033 | [11 empty] | 1: 0; 2: 0; 3: 0; 4: 0; 5: 0; 6: 0; 7: 0; 8: 0; 9: 0; 10: 0; 11: 0; 12: 0; 13: 0; 14: 20834.336; 15: 0; 16: 0; 17: 0; 18: 0; 19: 0; 20: 0; 21: 0; 22: 0; 23: 0; 24: 0; 25: 0; 26: 0; 27: 0; 28: 0
MFRoofSolarIncCapital_2034 | MFRoofSolarIncCapital_2034 | [11 empty] | 1: 0; 2: 0; 3: 0; 4: 0; 5: 0; 6: 0; 7: 0; 8: 0; 9: 0; 10: 0; 11: 0; 12: 0; 13: 0; 14: 0; 15: 20834.336; 16: 0; 17: 0; 18: 0; 19: 0; 20: 0; 21: 0; 22: 0; 23: 0; 24: 0; 25: 0; 26: 0; 27: 0; 28: 0
MFRoofSolarIncCapital_2035 | MFRoofSolarIncCapital_2035 | [11 empty] | 1: 0; 2: 0; 3: 0; 4: 0; 5: 0; 6: 0; 7: 0; 8: 0; 9: 0; 10: 0; 11: 0; 12: 0; 13: 0; 14: 0; 15: 0; 16: 20834.336; 17: 0; 18: 0; 19: 0; 20: 0; 21: 0; 22: 0; 23: 0; 24: 0; 25: 0; 26: 0; 27: 0; 28: 0
MFRoofSolarIncCapital_2036 | MFRoofSolarIncCapital_2036 | [11 empty] | 1: 0; 2: 0; 3: 0; 4: 0; 5: 0; 6: 0; 7: 0; 8: 0; 9: 0; 10: 0; 11: 0; 12: 0; 13: 0; 14: 0; 15: 0; 16: 0; 17: 20834.336; 18: 0; 19: 0; 20: 0; 21: 0; 22: 0; 23: 0; 24: 0; 25: 0; 26: 0; 27: 0; 28: 0
MFRoofSolarIncCapital_2037 | MFRoofSolarIncCapital_2037 | [11 empty] | 1: 0; 2: 0; 3: 0; 4: 0; 5: 0; 6: 0; 7: 0; 8: 0; 9: 0; 10: 0; 11: 0; 12: 0; 13: 0; 14: 0; 15: 0; 16: 0; 17: 0; 18: 20834.336; 19: 0; 20: 0; 21: 0; 22: 0; 23: 0; 24: 0; 25: 0; 26: 0; 27: 0; 28: 0
MFRoofSolarIncCapital_2038 | MFRoofSolarIncCapital_2038 | [11 empty] | 1: 0; 2: 0; 3: 0; 4: 0; 5: 0; 6: 0; 7: 0; 8: 0; 9: 0; 10: 0; 11: 0; 12: 0; 13: 0; 14: 0; 15: 0; 16: 0; 17: 0; 18: 0; 19: 20834.336; 20: 0; 21: 0; 22: 0; 23: 0; 24: 0; 25: 0; 26: 0; 27: 0; 28: 0
MFRoofSolarIncCapital_2039 | MFRoofSolarIncCapital_2039 | [11 empty] | 1: 0; 2: 0; 3: 0; 4: 0; 5: 0; 6: 0; 7: 0; 8: 0; 9: 0; 10: 0; 11: 0; 12: 0; 13: 0; 14: 0; 15: 0; 16: 0; 17: 0; 18: 0; 19: 0; 20: 20834.336; 21: 0; 22: 0; 23: 0; 24: 0; 25: 0; 26: 0; 27: 0; 28: 0
MFRoofSolarIncCapital_2040 | MFRoofSolarIncCapital_2040 | [11 empty] | 1: 0; 2: 0; 3: 0; 4: 0; 5: 0; 6: 0; 7: 0; 8: 0; 9: 0; 10: 0; 11: 0; 12: 0; 13: 0; 14: 0; 15: 0; 16: 0; 17: 0; 18: 0; 19: 0; 20: 0; 21: 20834.336; 22: 0; 23: 0; 24: 0; 25: 0; 26: 0; 27: 0; 28: 0
MFRoofSolarIncCapital_2041 | MFRoofSolarIncCapital_2041 | [11 empty] | 1: 0; 2: 0; 3: 0; 4: 0; 5: 0; 6: 0; 7: 0; 8: 0; 9: 0; 10: 0; 11: 0; 12: 0; 13: 0; 14: 0; 15: 0; 16: 0; 17: 0; 18: 0; 19: 0; 20: 0; 21: 0; 22: 20834.336; 23: 0; 24: 0; 25: 0; 26: 0; 27: 0; 28: 0
MFRoofSolarIncCapital_2042 | MFRoofSolarIncCapital_2042 | [11 empty] | 1: 0; 2: 0; 3: 0; 4: 0; 5: 0; 6: 0; 7: 0; 8: 0; 9: 0; 10: 0; 11: 0; 12: 0; 13: 0; 14: 0; 15: 0; 16: 0; 17: 0; 18: 0; 19: 0; 20: 0; 21: 0; 22: 0; 23: 20834.336; 24: 0; 25: 0; 26: 0; 27: 0; 28: 0
MFRoofSolarIncCapital_2043 | MFRoofSolarIncCapital_2043 | [11 empty] | 1: 0; 2: 0; 3: 0; 4: 0; 5: 0; 6: 0; 7: 0; 8: 0; 9: 0; 10: 0; 11: 0; 12: 0; 13: 0; 14: 0; 15: 0; 16: 0; 17: 0; 18: 0; 19: 0; 20: 0; 21: 0; 22: 0; 23: 0; 24: 20834.336; 25: 0; 26: 0; 27: 0; 28: 0
MFRoofSolarIncCapital_2044 | MFRoofSolarIncCapital_2044 | [11 empty] | 1: 0; 2: 0; 3: 0; 4: 0; 5: 0; 6: 0; 7: 0; 8: 0; 9: 0; 10: 0; 11: 0; 12: 0; 13: 0; 14: 0; 15: 0; 16: 0; 17: 0; 18: 0; 19: 0; 20: 0; 21: 0; 22: 0; 23: 0; 24: 0; 25: 20834.336; 26: 0; 27: 0; 28: 0
MFRoofSolarIncCapital_2045 | MFRoofSolarIncCapital_2045 | [11 empty] | 1: 0; 2: 0; 3: 0; 4: 0; 5: 0; 6: 0; 7: 0; 8: 0; 9: 0; 10: 0; 11: 0; 12: 0; 13: 0; 14: 0; 15: 0; 16: 0; 17: 0; 18: 0; 19: 0; 20: 0; 21: 0; 22: 0; 23: 0; 24: 0; 25: 0; 26: 20834.336; 27: 0; 28: 0
MFRoofSolarIncCapital_2046 | MFRoofSolarIncCapital_2046 | [11 empty] | 1: 0; 2: 0; 3: 0; 4: 0; 5: 0; 6: 0; 7: 0; 8: 0; 9: 0; 10: 0; 11: 0; 12: 0; 13: 0; 14: 0; 15: 0; 16: 0; 17: 0; 18: 0; 19: 0; 20: 0; 21: 0; 22: 0; 23: 0; 24: 0; 25: 0; 26: 0; 27: 20834.336; 28: 0
MFRoofSolarIncCapital_2047 | MFRoofSolarIncCapital_2047 | [11 empty] | 1: 0; 2: 0; 3: 0; 4: 0; 5: 0; 6: 0; 7: 0; 8: 0; 9: 0; 10: 0; 11: 0; 12: 0; 13: 0; 14: 0; 15: 0; 16: 0; 17: 0; 18: 0; 19: 0; 20: 0; 21: 0; 22: 0; 23: 0; 24: 0; 25: 0; 26: 0; 27: 0; 28: 20834.336
MFRoofSolarIncFOM | MFRoofSolarIncFOM_Annual | [11 empty] | 3: 2708.4637; 4: 2708.4637; 5: 2708.4637; 6: 2708.4637; 7: 2708.4637; 8: 2708.4637; 9: 2708.4637; 10: 2708.4637; 11: 2708.4637; 12: 2776.1753; 13: 2845.5797; 14: 2916.7191; 15: 2989.6371; 16: 3064.3781; 17: 3140.9875; 18: 3219.5122; 19: 3300; 20: 3382.5; 21: 3467.0625; 22: 3553.7391; 23: 3642.5825; 24: 3733.6471; 25: 3826.9883; 26: 3922.663; 27: 4020.7296; 28: 4121.2478
| MFRoofSolarIncFOM | [11 empty] | 1: yr_MFRoofSolarIncFOM_Annual; 2: yr_MFRoofSolarIncFOM_Annual; 3: yr_MFRoofSolarIncFOM_Annual; 4: yr_MFRoofSolarIncFOM_Annual; 5: yr_MFRoofSolarIncFOM_Annual; 6: yr_MFRoofSolarIncFOM_Annual; 7: yr_MFRoofSolarIncFOM_Annual; 8: yr_MFRoofSolarIncFOM_Annual; 9: yr_MFRoofSolarIncFOM_Annual; 10: yr_MFRoofSolarIncFOM_Annual; 11: yr_MFRoofSolarIncFOM_Annual; 12: yr_MFRoofSolarIncFOM_Annual; 13: yr_MFRoofSolarIncFOM_Annual; 14: yr_MFRoofSolarIncFOM_Annual; 15: yr_MFRoofSolarIncFOM_Annual; 16: yr_MFRoofSolarIncFOM_Annual; 17: yr_MFRoofSolarIncFOM_Annual; 18: yr_MFRoofSolarIncFOM_Annual; 19: yr_MFRoofSolarIncFOM_Annual; 20: yr_MFRoofSolarIncFOM_Annual; 21: yr_MFRoofSolarIncFOM_Annual; 22: yr_MFRoofSolarIncFOM_Annual; 23: yr_MFRoofSolarIncFOM_Annual; 24: yr_MFRoofSolarIncFOM_Annual; 25: yr_MFRoofSolarIncFOM_Annual; 26: yr_MFRoofSolarIncFOM_Annual; 27: yr_MFRoofSolarIncFOM_Annual; 28: yr_MFRoofSolarIncFOM_Annual
MFRoofSolarIncVOM | MFRoofSolarIncVOM | [11 empty] | 3: 0; 4: 0; 5: 0; 6: 0; 7: 0; 8: 0; 9: 0; 10: 0; 11: 0; 12: 0; 13: 0; 14: 0; 15: 0; 16: 0; 17: 0; 18: 0; 19: 0; 20: 0; 21: 0; 22: 0; 23: 0; 24: 0; 25: 0; 26: 0; 27: 0; 28: 0
MFRoofSolarIncAnnualMax | MFRoofSolarIncAnnualMax | [11 empty] | 1: 2; 2: 3; 3: 5; 4: 5; 5: 5; 6: 5; 7: 6; 8: 6; 9: 7; 10: 8; 11: 8
ReliableCapacity_MFRoofSolarInc | ReliableCapacity_MFRoofSolarInc | [11 empty] | 1: 0.001328; 2: 0.001328; 3: 0.001328; 4: 0.001328; 5: 0.001328; 6: 0.001328; 7: 0.001328; 8: 0.001328; 9: 0.001328; 10: 0.001328; 11: 0.001328; 12: 0.001992; 13: 0.001992; 14: 0.001992; 15: 0.001992; 16: 0.001992; 17: 0.001992; 18: 0.001992; 19: 0.001992; 20: 0.001992; 21: 0.001992; 22: 0.001992; 23: 0.001992; 24: 0.001992; 25: 0.001992; 26: 0.001992; 27: 0.001992; 28: 0.001992
MFRoofSolarInc_RC | MFRoofSolarInc_RC | [11 empty] | 3: yr_ReliableCapacity_MFRoofSolarInc; 4: yr_ReliableCapacity_MFRoofSolarInc; 5: yr_ReliableCapacity_MFRoofSolarInc; 6: yr_ReliableCapacity_MFRoofSolarInc; 7: yr_ReliableCapacity_MFRoofSolarInc; 8: yr_ReliableCapacity_MFRoofSolarInc; 9: yr_ReliableCapacity_MFRoofSolarInc; 10: yr_ReliableCapacity_MFRoofSolarInc; 11: yr_ReliableCapacity_MFRoofSolarInc; 12: yr_ReliableCapacity_MFRoofSolarInc; 13: yr_ReliableCapacity_MFRoofSolarInc; 14: yr_ReliableCapacity_MFRoofSolarInc; 15: yr_ReliableCapacity_MFRoofSolarInc; 16: yr_ReliableCapacity_MFRoofSolarInc; 17: yr_ReliableCapacity_MFRoofSolarInc; 18: yr_ReliableCapacity_MFRoofSolarInc; 19: yr_ReliableCapacity_MFRoofSolarInc; 20: yr_ReliableCapacity_MFRoofSolarInc; 21: yr_ReliableCapacity_MFRoofSolarInc; 22: yr_ReliableCapacity_MFRoofSolarInc; 23: yr_ReliableCapacity_MFRoofSolarInc; 24: yr_ReliableCapacity_MFRoofSolarInc; 25: yr_ReliableCapacity_MFRoofSolarInc; 26: yr_ReliableCapacity_MFRoofSolarInc; 27: yr_ReliableCapacity_MFRoofSolarInc; 28: yr_ReliableCapacity_MFRoofSolarInc
LiIon3_Flex_Annual | LiIon3_Flex_Annual | [11 empty] | 1: -506.6672; 2: -494.3095; 3: -482.2532; 4: -470.4909; 5: -459.0155; 6: -447.82; 7: -436.8976; 8: -426.2415; 9: -415.8454; 10: -405.7028; 11: -395.8076; 12: -386.1538; 13: -376.7354; 14: -367.5467; 15: -358.5822; 16: -349.8363; 17: -341.3037; 18: -332.9792; 19: -324.8578; 20: -316.9344; 21: -309.2043; 22: -301.6627; 23: -294.3051; 24: -287.1269; 25: -280.1238; 26: -273.2915; 27: -266.6259; 28: -260.1228
| LiIon3_Flex | [11 empty] | 1: yr_LiIon3_Flex_Annual; 2: yr_LiIon3_Flex_Annual; 3: yr_LiIon3_Flex_Annual; 4: yr_LiIon3_Flex_Annual; 5: yr_LiIon3_Flex_Annual; 6: yr_LiIon3_Flex_Annual; 7: yr_LiIon3_Flex_Annual; 8: yr_LiIon3_Flex_Annual; 9: yr_LiIon3_Flex_Annual; 10: yr_LiIon3_Flex_Annual; 11: yr_LiIon3_Flex_Annual; 12: yr_LiIon3_Flex_Annual; 13: yr_LiIon3_Flex_Annual; 14: yr_LiIon3_Flex_Annual; 15: yr_LiIon3_Flex_Annual; 16: yr_LiIon3_Flex_Annual; 17: yr_LiIon3_Flex_Annual; 18: yr_LiIon3_Flex_Annual; 19: yr_LiIon3_Flex_Annual; 20: yr_LiIon3_Flex_Annual; 21: yr_LiIon3_Flex_Annual; 22: yr_LiIon3_Flex_Annual; 23: yr_LiIon3_Flex_Annual; 24: yr_LiIon3_Flex_Annual; 25: yr_LiIon3_Flex_Annual; 26: yr_LiIon3_Flex_Annual; 27: yr_LiIon3_Flex_Annual; 28: yr_LiIon3_Flex_Annual
MFUnitBatteryCapital | MFUnitBatteryCapital | [11 empty] | 1: yr_MFUnitBatteryCapital_2020; 2: yr_MFUnitBatteryCapital_2021; 3: yr_MFUnitBatteryCapital_2022; 4: yr_MFUnitBatteryCapital_2023; 5: yr_MFUnitBatteryCapital_2024; 6: yr_MFUnitBatteryCapital_2025; 7: yr_MFUnitBatteryCapital_2026; 8: yr_MFUnitBatteryCapital_2027; 9: yr_MFUnitBatteryCapital_2028; 10: yr_MFUnitBatteryCapital_2029; 11: yr_MFUnitBatteryCapital_2030; 12: yr_MFUnitBatteryCapital_2031; 13: yr_MFUnitBatteryCapital_2032; 14: yr_MFUnitBatteryCapital_2033; 15: yr_MFUnitBatteryCapital_2034; 16: yr_MFUnitBatteryCapital_2035; 17: yr_MFUnitBatteryCapital_2036; 18: yr_MFUnitBatteryCapital_2037; 19: yr_MFUnitBatteryCapital_2038; 20: yr_MFUnitBatteryCapital_2039; 21: yr_MFUnitBatteryCapital_2040; 22: yr_MFUnitBatteryCapital_2041; 23: yr_MFUnitBatteryCapital_2042; 24: yr_MFUnitBatteryCapital_2043; 25: yr_MFUnitBatteryCapital_2044; 26: yr_MFUnitBatteryCapital_2045; 27: yr_MFUnitBatteryCapital_2046; 28: yr_MFUnitBatteryCapital_2047
MFUnitBatteryCapital_2020 | MFUnitBatteryCapital_2020 | [11 empty] | 1: 8564.5464; 2: 5692.8866; 3: 5350.1949; 4: 5099.5114; 5: 4883.331; 6: 4693.0278; 7: 4554.4793; 8: 4441.8081; 9: 4329.1369; 10: 4216.4656; 11: 21543.0123; 12: 3991.1232; 13: 3878.452; 14: 3765.7807; 15: 3653.1095; 16: 3540.4383; 17: 3427.7671; 18: 3315.0958; 19: 3202.4246; 20: 3089.7534; 21: 14934.983; 22: 2864.4109; 23: 2751.7397; 24: 2639.0685; 25: 2526.3973; 26: 2413.726; 27: 2301.0548; 28: 2078.8738
MFUnitBatteryCapital_2021 | MFUnitBatteryCapital_2021 | [11 empty] | 1: 0; 2: 8564.5464; 3: 5692.8866; 4: 5350.1949; 5: 5099.5114; 6: 4883.331; 7: 4693.0278; 8: 4554.4793; 9: 4441.8081; 10: 4329.1369; 11: 4216.4656; 12: 20912.8426; 13: 3991.1232; 14: 3878.452; 15: 3765.7807; 16: 3653.1095; 17: 3540.4383; 18: 3427.7671; 19: 3315.0958; 20: 3202.4246; 21: 3089.7534; 22: 14648.1662; 23: 2864.4109; 24: 2751.7397; 25: 2639.0685; 26: 2526.3973; 27: 2413.726; 28: 2137.9745
MFUnitBatteryCapital_2022 | MFUnitBatteryCapital_2022 | [11 empty] | 1: 0; 2: 0; 3: 8564.5464; 4: 5692.8866; 5: 5350.1949; 6: 5099.5114; 7: 4883.331; 8: 4693.0278; 9: 4554.4793; 10: 4441.8081; 11: 4329.1369; 12: 4216.4656; 13: 20305.4455; 14: 3991.1232; 15: 3878.452; 16: 3765.7807; 17: 3653.1095; 18: 3540.4383; 19: 3427.7671; 20: 3315.0958; 21: 3202.4246; 22: 3089.7534; 23: 14369.1324; 24: 2864.4109; 25: 2751.7397; 26: 2639.0685; 27: 2526.3973; 28: 2197.8635
MFUnitBatteryCapital_2023 | MFUnitBatteryCapital_2023 | [11 empty] | 1: 0; 2: 0; 3: 0; 4: 8001.3128; 5: 5161.9488; 6: 4851.2177; 7: 4623.9138; 8: 4427.8951; 9: 4255.3403; 10: 4129.7132; 11: 4027.5501; 12: 3925.387; 13: 3823.2239; 14: 19337.3209; 15: 3618.8976; 16: 3516.7345; 17: 3414.5714; 18: 3312.4082; 19: 3210.2451; 20: 3108.082; 21: 3005.9188; 22: 2903.7557; 23: 2801.5926; 24: 13820.0197; 25: 2597.2663; 26: 2495.1032; 27: 2392.9401; 28: 2047.9006
MFUnitBatteryCapital_2024 | MFUnitBatteryCapital_2024 | [11 empty] | 1: 0; 2: 0; 3: 0; 4: 0; 5: 7467.2416; 6: 4658.5012; 7: 4378.0759; 8: 4172.9411; 9: 3996.0402; 10: 3840.3147; 11: 3726.9401; 12: 3634.741; 13: 3542.5419; 14: 3450.3428; 15: 18410.2775; 16: 3265.9446; 17: 3173.7455; 18: 3081.5464; 19: 2989.3473; 20: 2897.1482; 21: 2804.9491; 22: 2712.75; 23: 2620.5509; 24: 2528.3518; 25: 13292.6534; 26: 2343.9536; 27: 2251.7545; 28: 1898.4619
MFUnitBatteryCapital_2025 | MFUnitBatteryCapital_2025 | [11 empty] | 1: 0; 2: 0; 3: 0; 4: 0; 5: 0; 6: 7125.2988; 7: 4336.1653; 8: 4075.1435; 9: 3884.2026; 10: 3719.542; 11: 3574.5916; 12: 3469.0618; 13: 3383.2422; 14: 3297.4227; 15: 3211.6031; 16: 17634.3377; 17: 3039.964; 18: 2954.1444; 19: 2868.3248; 20: 2782.5053; 21: 2696.6857; 22: 2610.8661; 23: 2525.0466; 24: 2439.227; 25: 2353.4074; 26: 12867.1714; 27: 2181.7683; 28: 1814.5127
MFUnitBatteryCapital_2026 | MFUnitBatteryCapital_2026 | [11 empty] | 1: 0; 2: 0; 3: 0; 4: 0; 5: 0; 6: 0; 7: 7007.4398; 8: 4225.0643; 9: 3970.7304; 10: 3784.6817; 11: 3624.2401; 12: 3483.0036; 13: 3380.1777; 14: 3296.557; 15: 3212.9363; 16: 3129.3156; 17: 17030.5214; 18: 2962.0742; 19: 2878.4535; 20: 2794.8328; 21: 2711.2121; 22: 2627.5914; 23: 2543.9707; 24: 2460.35; 25: 2376.7293; 26: 2293.1086; 27: 12559.1338; 28: 1814.7979
MFUnitBatteryCapital_2027 | MFUnitBatteryCapital_2027 | [11 empty] | 1: 0; 2: 0; 3: 0; 4: 0; 5: 0; 6: 0; 7: 0; 8: 6891.231; 9: 4115.519; 10: 3867.7793; 11: 3686.5544; 12: 3530.2726; 13: 3392.6981; 14: 3292.5382; 15: 3211.0855; 16: 3129.6329; 17: 3048.1803; 18: 16447.006; 19: 2885.275; 20: 2803.8224; 21: 2722.3698; 22: 2640.9171; 23: 2559.4645; 24: 2478.0119; 25: 2396.5593; 26: 2315.1066; 27: 2233.654; 28: 3026.4494
MFUnitBatteryCapital_2028 | MFUnitBatteryCapital_2028 | [11 empty] | 1: 0; 2: 0; 3: 0; 4: 0; 5: 0; 6: 0; 7: 0; 8: 0; 9: 6776.6726; 10: 4007.5294; 11: 3766.2903; 12: 3589.8207; 13: 3437.6396; 14: 3303.675; 15: 3206.1432; 16: 3126.8279; 17: 3047.5126; 18: 2968.1972; 19: 15883.1408; 20: 2809.5665; 21: 2730.2512; 22: 2650.9358; 23: 2571.6205; 24: 2492.3052; 25: 2412.9898; 26: 2333.6745; 27: 2254.3591; 28: 2864.2303
MFUnitBatteryCapital_2029 | MFUnitBatteryCapital_2029 | [11 empty] | 1: 0; 2: 0; 3: 0; 4: 0; 5: 0; 6: 0; 7: 0; 8: 0; 9: 0; 10: 6663.7645; 11: 3901.0954; 12: 3666.2633; 13: 3494.4804; 14: 3346.3411; 15: 3215.9344; 16: 3120.9929; 17: 3043.7841; 18: 2966.5752; 19: 2889.3664; 20: 15503.3837; 21: 2734.9487; 22: 2657.7398; 23: 2580.531; 24: 2503.3221; 25: 2426.1133; 26: 2348.9044; 27: 2271.6956; 28: 2729.5111
MFUnitBatteryCapital_2030 | MFUnitBatteryCapital_2030 | [11 empty] | 1: 0; 2: 0; 3: 0; 4: 0; 5: 0; 6: 0; 7: 0; 8: 0; 9: 0; 10: 0; 11: 6492.2704; 12: 3739.4347; 13: 3514.334; 14: 3349.6698; 15: 3207.6693; 16: 3082.6666; 17: 2991.6595; 18: 2917.6502; 19: 2843.6408; 20: 2769.6315; 21: 15092.0339; 22: 2621.6129; 23: 2547.6035; 24: 2473.5942; 25: 2399.5849; 26: 2325.5756; 27: 2251.5662; 28: 2588.617
MFUnitBatteryCapital_2031 | MFUnitBatteryCapital_2031 | [11 empty] | 1: 0; 2: 0; 3: 0; 4: 0; 5: 0; 6: 0; 7: 0; 8: 0; 9: 0; 10: 0; 11: 0; 12: 6384.0412; 13: 3637.4114; 14: 3418.4521; 15: 3258.2804; 16: 3120.1542; 17: 2998.5619; 18: 2910.0378; 19: 2838.0476; 20: 2766.0575; 21: 2694.0674; 22: 14731.6722; 23: 2550.0872; 24: 2478.097; 25: 2406.1069; 26: 2334.1168; 27: 2262.1267; 28: 1890.2277
MFUnitBatteryCapital_2032 | MFUnitBatteryCapital_2032 | [11 empty] | 1: 0; 2: 0; 3: 0; 4: 0; 5: 0; 6: 0; 7: 0; 8: 0; 9: 0; 10: 0; 11: 0; 12: 0; 13: 6278.7648; 14: 3538.1715; 15: 3325.1861; 16: 3169.3844; 17: 3035.0267; 18: 2916.7519; 19: 2830.6429; 20: 2760.6169; 21: 2690.5909; 22: 2620.5649; 23: 14381.1; 24: 2480.5129; 25: 2410.4869; 26: 2340.4609; 27: 2270.4349; 28: 1873.4716
MFUnitBatteryCapital_2033 | MFUnitBatteryCapital_2033 | [11 empty] | 1: 0; 2: 0; 3: 0; 4: 0; 5: 0; 6: 0; 7: 0; 8: 0; 9: 0; 10: 0; 11: 0; 12: 0; 13: 0; 14: 6176.3607; 15: 3441.6393; 16: 3234.4648; 17: 3082.9138; 18: 2952.2218; 19: 2837.1739; 20: 2753.4142; 21: 2685.2988; 22: 2617.1833; 23: 2549.0678; 24: 14040.0534; 25: 2412.8368; 26: 2344.7214; 27: 2276.6059; 28: 1857.5495
MFUnitBatteryCapital_2034 | MFUnitBatteryCapital_2034 | [11 empty] | 1: 0; 2: 0; 3: 0; 4: 0; 5: 0; 6: 0; 7: 0; 8: 0; 9: 0; 10: 0; 11: 0; 12: 0; 13: 0; 14: 0; 15: 6076.7505; 16: 3347.7407; 17: 3146.2186; 18: 2998.8024; 19: 2871.676; 20: 2759.767; 21: 2678.2926; 22: 2612.0355; 23: 2545.7784; 24: 2479.5213; 25: 13708.2758; 26: 2347.0072; 27: 2280.7501; 28: 1842.2407
MFUnitBatteryCapital_2035 | MFUnitBatteryCapital_2035 | [11 empty] | 1: 0; 2: 0; 3: 0; 4: 0; 5: 0; 6: 0; 7: 0; 8: 0; 9: 0; 10: 0; 11: 0; 12: 0; 13: 0; 14: 0; 15: 0; 16: 5979.8579; 17: 3256.404; 18: 3060.38; 19: 2916.9858; 20: 2793.3278; 21: 2684.472; 22: 2605.2205; 23: 2540.7711; 24: 2476.3217; 25: 2411.8723; 26: 13385.5173; 27: 2282.9736; 28: 1827.3772
MFUnitBatteryCapital_2036 | MFUnitBatteryCapital_2036 | [11 empty] | 1: 0; 2: 0; 3: 0; 4: 0; 5: 0; 6: 0; 7: 0; 8: 0; 9: 0; 10: 0; 11: 0; 12: 0; 13: 0; 14: 0; 15: 0; 16: 0; 17: 5885.6089; 18: 3167.5592; 19: 2976.8834; 20: 2837.4014; 21: 2717.1172; 22: 2611.2313; 23: 2534.142; 24: 2471.451; 25: 2408.76; 26: 2346.069; 27: 13071.5348; 28: 1812.8299
MFUnitBatteryCapital_2037 | MFUnitBatteryCapital_2037 | [11 empty] | 1: 0; 2: 0; 3: 0; 4: 0; 5: 0; 6: 0; 7: 0; 8: 0; 9: 0; 10: 0; 11: 0; 12: 0; 13: 0; 14: 0; 15: 0; 16: 0; 17: 0; 18: 5793.9313; 19: 3081.1384; 20: 2895.6648; 21: 2759.9883; 22: 2642.9859; 23: 2539.9889; 24: 2465.0028; 25: 2404.0222; 26: 2343.0416; 27: 2282.061; 28: 2562.3261
MFUnitBatteryCapital_2038 | MFUnitBatteryCapital_2038 | [11 empty] | 1: 0; 2: 0; 3: 0; 4: 0; 5: 0; 6: 0; 7: 0; 8: 0; 9: 0; 10: 0; 11: 0; 12: 0; 13: 0; 14: 0; 15: 0; 16: 0; 17: 0; 18: 0; 19: 5704.755; 20: 2997.0754; 21: 2816.6621; 22: 2684.6873; 23: 2570.877; 24: 2470.6901; 25: 2397.7499; 26: 2338.433; 27: 2279.1162; 28: 2478.5498
MFUnitBatteryCapital_2039 | MFUnitBatteryCapital_2039 | [11 empty] | 1: 0; 2: 0; 3: 0; 4: 0; 5: 0; 6: 0; 7: 0; 8: 0; 9: 0; 10: 0; 11: 0; 12: 0; 13: 0; 14: 0; 15: 0; 16: 0; 17: 0; 18: 0; 19: 0; 20: 5618.0117; 21: 2915.306; 22: 2739.8148; 23: 2611.4407; 24: 2500.7356; 25: 2403.282; 26: 2332.3319; 27: 2274.6333; 28: 2402.6045
MFUnitBatteryCapital_2040 | MFUnitBatteryCapital_2040 | [11 empty] | 1: 0; 2: 0; 3: 0; 4: 0; 5: 0; 6: 0; 7: 0; 8: 0; 9: 0; 10: 0; 11: 0; 12: 0; 13: 0; 14: 0; 15: 0; 16: 0; 17: 0; 18: 0; 19: 0; 20: 0; 21: 5533.6349; 22: 2835.7674; 23: 2665.0642; 24: 2540.1926; 25: 2432.5078; 26: 2337.7131; 27: 2268.6986; 28: 2333.3718
MFUnitBatteryCapital_2041 | MFUnitBatteryCapital_2041 | [11 empty] | 1: 0; 2: 0; 3: 0; 4: 0; 5: 0; 6: 0; 7: 0; 8: 0; 9: 0; 10: 0; 11: 0; 12: 0; 13: 0; 14: 0; 15: 0; 16: 0; 17: 0; 18: 0; 19: 0; 20: 0; 21: 0; 22: 5451.5603; 23: 2758.3989; 24: 2592.353; 25: 2470.8883; 26: 2366.1414; 27: 2273.933; 28: 1849.4095
MFUnitBatteryCapital_2042 | MFUnitBatteryCapital_2042 | [11 empty] | 1: 0; 2: 0; 3: 0; 4: 0; 5: 0; 6: 0; 7: 0; 8: 0; 9: 0; 10: 0; 11: 0; 12: 0; 13: 0; 14: 0; 15: 0; 16: 0; 17: 0; 18: 0; 19: 0; 20: 0; 21: 0; 22: 0; 23: 5371.7249; 24: 2683.1412; 25: 2521.6256; 26: 2403.4748; 27: 2301.5858; 28: 1829.2484
MFUnitBatteryCapital_2043 | MFUnitBatteryCapital_2043 | [11 empty] | 1: 0; 2: 0; 3: 0; 4: 0; 5: 0; 6: 0; 7: 0; 8: 0; 9: 0; 10: 0; 11: 0; 12: 0; 13: 0; 14: 0; 15: 0; 16: 0; 17: 0; 18: 0; 19: 0; 20: 0; 21: 0; 22: 0; 23: 0; 24: 5294.0676; 25: 2609.9368; 26: 2452.8279; 27: 2337.9006; 28: 1811.6969
MFUnitBatteryCapital_2044 | MFUnitBatteryCapital_2044 | [11 empty] | 1: 0; 2: 0; 3: 0; 4: 0; 5: 0; 6: 0; 7: 0; 8: 0; 9: 0; 10: 0; 11: 0; 12: 0; 13: 0; 14: 0; 15: 0; 16: 0; 17: 0; 18: 0; 19: 0; 20: 0; 21: 0; 22: 0; 23: 0; 24: 0; 25: 5218.5291; 26: 2538.7297; 27: 2385.9071; 28: 1796.9908
MFUnitBatteryCapital_2045 | MFUnitBatteryCapital_2045 | [11 empty] | 1: 0; 2: 0; 3: 0; 4: 0; 5: 0; 6: 0; 7: 0; 8: 0; 9: 0; 10: 0; 11: 0; 12: 0; 13: 0; 14: 0; 15: 0; 16: 0; 17: 0; 18: 0; 19: 0; 20: 0; 21: 0; 22: 0; 23: 0; 24: 0; 25: 0; 26: 5145.0515; 27: 2469.4653; 28: 1785.5072
MFUnitBatteryCapital_2046 | MFUnitBatteryCapital_2046 | [11 empty] | 1: 0; 2: 0; 3: 0; 4: 0; 5: 0; 6: 0; 7: 0; 8: 0; 9: 0; 10: 0; 11: 0; 12: 0; 13: 0; 14: 0; 15: 0; 16: 0; 17: 0; 18: 0; 19: 0; 20: 0; 21: 0; 22: 0; 23: 0; 24: 0; 25: 0; 26: 0; 27: 5073.5786; 28: 1778.9284
MFUnitBatteryCapital_2047 | MFUnitBatteryCapital_2047 | [11 empty] | 1: 0; 2: 0; 3: 0; 4: 0; 5: 0; 6: 0; 7: 0; 8: 0; 9: 0; 10: 0; 11: 0; 12: 0; 13: 0; 14: 0; 15: 0; 16: 0; 17: 0; 18: 0; 19: 0; 20: 0; 21: 0; 22: 0; 23: 0; 24: 0; 25: 0; 26: 0; 27: 0; 28: 1921.6207
MFUnitBatteryFOM | MFUnitBatteryFOM_Annual | [11 empty] | 3: 1139.575; 4: 1139.575; 5: 1139.575; 6: 1139.575; 7: 1139.575; 8: 1139.575; 9: 1139.575; 10: 1139.575; 11: 1139.575; 12: 1168.0644; 13: 1197.266; 14: 1227.1977; 15: 1257.8776; 16: 1289.3246; 17: 1321.5577; 18: 1354.5966; 19: 1388.4615; 20: 1423.1731; 21: 1458.7524; 22: 1495.2212; 23: 1532.6017; 24: 1570.9168; 25: 1610.1897; 26: 1650.4445; 27: 1691.7056; 28: 1733.9982
| MFUnitBatteryFOM | [11 empty] | 1: yr_MFUnitBatteryFOM_Annual; 2: yr_MFUnitBatteryFOM_Annual; 3: yr_MFUnitBatteryFOM_Annual; 4: yr_MFUnitBatteryFOM_Annual; 5: yr_MFUnitBatteryFOM_Annual; 6: yr_MFUnitBatteryFOM_Annual; 7: yr_MFUnitBatteryFOM_Annual; 8: yr_MFUnitBatteryFOM_Annual; 9: yr_MFUnitBatteryFOM_Annual; 10: yr_MFUnitBatteryFOM_Annual; 11: yr_MFUnitBatteryFOM_Annual; 12: yr_MFUnitBatteryFOM_Annual; 13: yr_MFUnitBatteryFOM_Annual; 14: yr_MFUnitBatteryFOM_Annual; 15: yr_MFUnitBatteryFOM_Annual; 16: yr_MFUnitBatteryFOM_Annual; 17: yr_MFUnitBatteryFOM_Annual; 18: yr_MFUnitBatteryFOM_Annual; 19: yr_MFUnitBatteryFOM_Annual; 20: yr_MFUnitBatteryFOM_Annual; 21: yr_MFUnitBatteryFOM_Annual; 22: yr_MFUnitBatteryFOM_Annual; 23: yr_MFUnitBatteryFOM_Annual; 24: yr_MFUnitBatteryFOM_Annual; 25: yr_MFUnitBatteryFOM_Annual; 26: yr_MFUnitBatteryFOM_Annual; 27: yr_MFUnitBatteryFOM_Annual; 28: yr_MFUnitBatteryFOM_Annual
MFUnitBatteryVOM | MFUnitBatteryVOM | [11 empty] | 3: 0; 4: 0; 5: 0; 6: 0; 7: 0; 8: 0; 9: 0; 10: 0; 11: 0; 12: 0; 13: 0; 14: 0; 15: 0; 16: 0; 17: 0; 18: 0; 19: 0; 20: 0; 21: 0; 22: 0; 23: 0; 24: 0; 25: 0; 26: 0; 27: 0; 28: 0
MFUnitBatteryAnnualMax | MFUnitBatteryAnnualMax | [11 empty] | 1: 0; 2: 1; 3: 2; 4: 3; 5: 3; 6: 3; 7: 7; 8: 7; 9: 13; 10: 17; 11: 17
ReliableCapacity_MFUnitBattery | ReliableCapacity_MFUnitBattery | [11 empty] | 1: 0.0485; 2: 0.0485; 3: 0.0485; 4: 0.0485; 5: 0.0485; 6: 0.0485; 7: 0.0485; 8: 0.0485; 9: 0.0485; 10: 0.0485; 11: 0.0485; 12: 0.061; 13: 0.061; 14: 0.061; 15: 0.061; 16: 0.061; 17: 0.061; 18: 0.061; 19: 0.061; 20: 0.061; 21: 0.061; 22: 0.061; 23: 0.061; 24: 0.061; 25: 0.061; 26: 0.061; 27: 0.061; 28: 0.061
MFUnitBattery_RC | MFUnitBattery_RC | [11 empty] | 3: yr_ReliableCapacity_MFUnitBattery; 4: yr_ReliableCapacity_MFUnitBattery; 5: yr_ReliableCapacity_MFUnitBattery; 6: yr_ReliableCapacity_MFUnitBattery; 7: yr_ReliableCapacity_MFUnitBattery; 8: yr_ReliableCapacity_MFUnitBattery; 9: yr_ReliableCapacity_MFUnitBattery; 10: yr_ReliableCapacity_MFUnitBattery; 11: yr_ReliableCapacity_MFUnitBattery; 12: yr_ReliableCapacity_MFUnitBattery; 13: yr_ReliableCapacity_MFUnitBattery; 14: yr_ReliableCapacity_MFUnitBattery; 15: yr_ReliableCapacity_MFUnitBattery; 16: yr_ReliableCapacity_MFUnitBattery; 17: yr_ReliableCapacity_MFUnitBattery; 18: yr_ReliableCapacity_MFUnitBattery; 19: yr_ReliableCapacity_MFUnitBattery; 20: yr_ReliableCapacity_MFUnitBattery; 21: yr_ReliableCapacity_MFUnitBattery; 22: yr_ReliableCapacity_MFUnitBattery; 23: yr_ReliableCapacity_MFUnitBattery; 24: yr_ReliableCapacity_MFUnitBattery; 25: yr_ReliableCapacity_MFUnitBattery; 26: yr_ReliableCapacity_MFUnitBattery; 27: yr_ReliableCapacity_MFUnitBattery; 28: yr_ReliableCapacity_MFUnitBattery
RPSEBatteryLeasingCapital | RPSEBatteryLeasingCapital | [11 empty] | 1: yr_RPSEBatteryLeasingCapital_2020; 2: yr_RPSEBatteryLeasingCapital_2021; 3: yr_RPSEBatteryLeasingCapital_2022; 4: yr_RPSEBatteryLeasingCapital_2023; 5: yr_RPSEBatteryLeasingCapital_2024; 6: yr_RPSEBatteryLeasingCapital_2025; 7: yr_RPSEBatteryLeasingCapital_2026; 8: yr_RPSEBatteryLeasingCapital_2027; 9: yr_RPSEBatteryLeasingCapital_2028; 10: yr_RPSEBatteryLeasingCapital_2029; 11: yr_RPSEBatteryLeasingCapital_2030; 12: yr_RPSEBatteryLeasingCapital_2031; 13: yr_RPSEBatteryLeasingCapital_2032; 14: yr_RPSEBatteryLeasingCapital_2033; 15: yr_RPSEBatteryLeasingCapital_2034; 16: yr_RPSEBatteryLeasingCapital_2035; 17: yr_RPSEBatteryLeasingCapital_2036; 18: yr_RPSEBatteryLeasingCapital_2037; 19: yr_RPSEBatteryLeasingCapital_2038; 20: yr_RPSEBatteryLeasingCapital_2039; 21: yr_RPSEBatteryLeasingCapital_2040; 22: yr_RPSEBatteryLeasingCapital_2041; 23: yr_RPSEBatteryLeasingCapital_2042; 24: yr_RPSEBatteryLeasingCapital_2043; 25: yr_RPSEBatteryLeasingCapital_2044; 26: yr_RPSEBatteryLeasingCapital_2045; 27: yr_RPSEBatteryLeasingCapital_2046; 28: yr_RPSEBatteryLeasingCapital_2047
RPSEBatteryLeasingCapital_2020 | RPSEBatteryLeasingCapital_2020 | [11 empty] | 1: 6039.1723; 2: 5692.8866; 3: 5350.1949; 4: 5099.5114; 5: 4883.331; 6: 4693.0278; 7: 4554.4793; 8: 4441.8081; 9: 4329.1369; 10: 4216.4656; 11: 19582.4896; 12: 3991.1232; 13: 3878.452; 14: 3765.7807; 15: 3653.1095; 16: 3540.4383; 17: 3427.7671; 18: 3315.0958; 19: 3202.4246; 20: 3089.7534; 21: 13412.9712; 22: 2864.4109; 23: 2751.7397; 24: 2639.0685; 25: 2526.3973; 26: 2413.726; 27: 2301.0548; 28: 2078.8738
RPSEBatteryLeasingCapital_2021 | RPSEBatteryLeasingCapital_2021 | [11 empty] | 1: 0; 2: 6039.1723; 3: 5692.8866; 4: 5350.1949; 5: 5099.5114; 6: 4883.331; 7: 4693.0278; 8: 4554.4793; 9: 4441.8081; 10: 4329.1369; 11: 4216.4656; 12: 18952.3199; 13: 3991.1232; 14: 3878.452; 15: 3765.7807; 16: 3653.1095; 17: 3540.4383; 18: 3427.7671; 19: 3315.0958; 20: 3202.4246; 21: 3089.7534; 22: 13126.1544; 23: 2864.4109; 24: 2751.7397; 25: 2639.0685; 26: 2526.3973; 27: 2413.726; 28: 2137.9745
RPSEBatteryLeasingCapital_2022 | RPSEBatteryLeasingCapital_2022 | [11 empty] | 1: 0; 2: 0; 3: 6039.1723; 4: 5692.8866; 5: 5350.1949; 6: 5099.5114; 7: 4883.331; 8: 4693.0278; 9: 4554.4793; 10: 4441.8081; 11: 4329.1369; 12: 4216.4656; 13: 18344.9228; 14: 3991.1232; 15: 3878.452; 16: 3765.7807; 17: 3653.1095; 18: 3540.4383; 19: 3427.7671; 20: 3315.0958; 21: 3202.4246; 22: 3089.7534; 23: 12847.1206; 24: 2864.4109; 25: 2751.7397; 26: 2639.0685; 27: 2526.3973; 28: 2197.8635
RPSEBatteryLeasingCapital_2023 | RPSEBatteryLeasingCapital_2023 | [11 empty] | 1: 0; 2: 0; 3: 0; 4: 5475.9388; 5: 5161.9488; 6: 4851.2177; 7: 4623.9138; 8: 4427.8951; 9: 4255.3403; 10: 4129.7132; 11: 4027.5501; 12: 3925.387; 13: 3823.2239; 14: 17376.7982; 15: 3618.8976; 16: 3516.7345; 17: 3414.5714; 18: 3312.4082; 19: 3210.2451; 20: 3108.082; 21: 3005.9188; 22: 2903.7557; 23: 2801.5926; 24: 12298.0079; 25: 2597.2663; 26: 2495.1032; 27: 2392.9401; 28: 2047.9006
RPSEBatteryLeasingCapital_2024 | RPSEBatteryLeasingCapital_2024 | [11 empty] | 1: 0; 2: 0; 3: 0; 4: 0; 5: 4941.8676; 6: 4658.5012; 7: 4378.0759; 8: 4172.9411; 9: 3996.0402; 10: 3840.3147; 11: 3726.9401; 12: 3634.741; 13: 3542.5419; 14: 3450.3428; 15: 16449.7548; 16: 3265.9446; 17: 3173.7455; 18: 3081.5464; 19: 2989.3473; 20: 2897.1482; 21: 2804.9491; 22: 2712.75; 23: 2620.5509; 24: 2528.3518; 25: 11770.6416; 26: 2343.9536; 27: 2251.7545; 28: 1898.4619
RPSEBatteryLeasingCapital_2025 | RPSEBatteryLeasingCapital_2025 | [11 empty] | 1: 0; 2: 0; 3: 0; 4: 0; 5: 0; 6: 4599.9247; 7: 4336.1653; 8: 4075.1435; 9: 3884.2026; 10: 3719.542; 11: 3574.5916; 12: 3469.0618; 13: 3383.2422; 14: 3297.4227; 15: 3211.6031; 16: 15673.815; 17: 3039.964; 18: 2954.1444; 19: 2868.3248; 20: 2782.5053; 21: 2696.6857; 22: 2610.8661; 23: 2525.0466; 24: 2439.227; 25: 2353.4074; 26: 11345.1596; 27: 2181.7683; 28: 1814.5127
RPSEBatteryLeasingCapital_2026 | RPSEBatteryLeasingCapital_2026 | [11 empty] | 1: 0; 2: 0; 3: 0; 4: 0; 5: 0; 6: 0; 7: 4482.0657; 8: 4225.0643; 9: 3970.7304; 10: 3784.6817; 11: 3624.2401; 12: 3483.0036; 13: 3380.1777; 14: 3296.557; 15: 3212.9363; 16: 3129.3156; 17: 15069.9987; 18: 2962.0742; 19: 2878.4535; 20: 2794.8328; 21: 2711.2121; 22: 2627.5914; 23: 2543.9707; 24: 2460.35; 25: 2376.7293; 26: 2293.1086; 27: 11037.122; 28: 1814.7979
RPSEBatteryLeasingCapital_2027 | RPSEBatteryLeasingCapital_2027 | [11 empty] | 1: 0; 2: 0; 3: 0; 4: 0; 5: 0; 6: 0; 7: 0; 8: 4365.857; 9: 4115.519; 10: 3867.7793; 11: 3686.5544; 12: 3530.2726; 13: 3392.6981; 14: 3292.5382; 15: 3211.0855; 16: 3129.6329; 17: 3048.1803; 18: 14486.4833; 19: 2885.275; 20: 2803.8224; 21: 2722.3698; 22: 2640.9171; 23: 2559.4645; 24: 2478.0119; 25: 2396.5593; 26: 2315.1066; 27: 2233.654; 28: 2843.8384
RPSEBatteryLeasingCapital_2028 | RPSEBatteryLeasingCapital_2028 | [11 empty] | 1: 0; 2: 0; 3: 0; 4: 0; 5: 0; 6: 0; 7: 0; 8: 0; 9: 4251.2986; 10: 4007.5294; 11: 3766.2903; 12: 3589.8207; 13: 3437.6396; 14: 3303.675; 15: 3206.1432; 16: 3126.8279; 17: 3047.5126; 18: 2968.1972; 19: 13922.6181; 20: 2809.5665; 21: 2730.2512; 22: 2650.9358; 23: 2571.6205; 24: 2492.3052; 25: 2412.9898; 26: 2333.6745; 27: 2254.3591; 28: 2701.9295
RPSEBatteryLeasingCapital_2029 | RPSEBatteryLeasingCapital_2029 | [11 empty] | 1: 0; 2: 0; 3: 0; 4: 0; 5: 0; 6: 0; 7: 0; 8: 0; 9: 0; 10: 4138.3905; 11: 3901.0954; 12: 3666.2633; 13: 3494.4804; 14: 3346.3411; 15: 3215.9344; 16: 3120.9929; 17: 3043.7841; 18: 2966.5752; 19: 2889.3664; 20: 13542.861; 21: 2734.9487; 22: 2657.7398; 23: 2580.531; 24: 2503.3221; 25: 2426.1133; 26: 2348.9044; 27: 2271.6956; 28: 2584.0808
RPSEBatteryLeasingCapital_2030 | RPSEBatteryLeasingCapital_2030 | [11 empty] | 1: 0; 2: 0; 3: 0; 4: 0; 5: 0; 6: 0; 7: 0; 8: 0; 9: 0; 10: 0; 11: 3966.8963; 12: 3739.4347; 13: 3514.334; 14: 3349.6698; 15: 3207.6693; 16: 3082.6666; 17: 2991.6595; 18: 2917.6502; 19: 2843.6408; 20: 2769.6315; 21: 13131.5112; 22: 2621.6129; 23: 2547.6035; 24: 2473.5942; 25: 2399.5849; 26: 2325.5756; 27: 2251.5662; 28: 2457.4114
RPSEBatteryLeasingCapital_2031 | RPSEBatteryLeasingCapital_2031 | [11 empty] | 1: 0; 2: 0; 3: 0; 4: 0; 5: 0; 6: 0; 7: 0; 8: 0; 9: 0; 10: 0; 11: 0; 12: 3858.6671; 13: 3637.4114; 14: 3418.4521; 15: 3258.2804; 16: 3120.1542; 17: 2998.5619; 18: 2910.0378; 19: 2838.0476; 20: 2766.0575; 21: 2694.0674; 22: 12771.1495; 23: 2550.0872; 24: 2478.097; 25: 2406.1069; 26: 2334.1168; 27: 2262.1267; 28: 1771.1681
RPSEBatteryLeasingCapital_2032 | RPSEBatteryLeasingCapital_2032 | [11 empty] | 1: 0; 2: 0; 3: 0; 4: 0; 5: 0; 6: 0; 7: 0; 8: 0; 9: 0; 10: 0; 11: 0; 12: 0; 13: 3753.3907; 14: 3538.1715; 15: 3325.1861; 16: 3169.3844; 17: 3035.0267; 18: 2916.7519; 19: 2830.6429; 20: 2760.6169; 21: 2690.5909; 22: 2620.5649; 23: 12420.5773; 24: 2480.5129; 25: 2410.4869; 26: 2340.4609; 27: 2270.4349; 28: 1764.8955
RPSEBatteryLeasingCapital_2033 | RPSEBatteryLeasingCapital_2033 | [11 empty] | 1: 0; 2: 0; 3: 0; 4: 0; 5: 0; 6: 0; 7: 0; 8: 0; 9: 0; 10: 0; 11: 0; 12: 0; 13: 0; 14: 3650.9866; 15: 3441.6393; 16: 3234.4648; 17: 3082.9138; 18: 2952.2218; 19: 2837.1739; 20: 2753.4142; 21: 2685.2988; 22: 2617.1833; 23: 2549.0678; 24: 12079.5307; 25: 2412.8368; 26: 2344.7214; 27: 2276.6059; 28: 1758.1061
RPSEBatteryLeasingCapital_2034 | RPSEBatteryLeasingCapital_2034 | [11 empty] | 1: 0; 2: 0; 3: 0; 4: 0; 5: 0; 6: 0; 7: 0; 8: 0; 9: 0; 10: 0; 11: 0; 12: 0; 13: 0; 14: 0; 15: 3551.3764; 16: 3347.7407; 17: 3146.2186; 18: 2998.8024; 19: 2871.676; 20: 2759.767; 21: 2678.2926; 22: 2612.0355; 23: 2545.7784; 24: 2479.5213; 25: 11747.7531; 26: 2347.0072; 27: 2280.7501; 28: 1750.8178
RPSEBatteryLeasingCapital_2035 | RPSEBatteryLeasingCapital_2035 | [11 empty] | 1: 0; 2: 0; 3: 0; 4: 0; 5: 0; 6: 0; 7: 0; 8: 0; 9: 0; 10: 0; 11: 0; 12: 0; 13: 0; 14: 0; 15: 0; 16: 3454.4839; 17: 3256.404; 18: 3060.38; 19: 2916.9858; 20: 2793.3278; 21: 2684.472; 22: 2605.2205; 23: 2540.7711; 24: 2476.3217; 25: 2411.8723; 26: 11424.9947; 27: 2282.9736; 28: 1743.0482
RPSEBatteryLeasingCapital_2036 | RPSEBatteryLeasingCapital_2036 | [11 empty] | 1: 0; 2: 0; 3: 0; 4: 0; 5: 0; 6: 0; 7: 0; 8: 0; 9: 0; 10: 0; 11: 0; 12: 0; 13: 0; 14: 0; 15: 0; 16: 0; 17: 3360.2349; 18: 3167.5592; 19: 2976.8834; 20: 2837.4014; 21: 2717.1172; 22: 2611.2313; 23: 2534.142; 24: 2471.451; 25: 2408.76; 26: 2346.069; 27: 11111.0121; 28: 1734.8148
RPSEBatteryLeasingCapital_2037 | RPSEBatteryLeasingCapital_2037 | [11 empty] | 1: 0; 2: 0; 3: 0; 4: 0; 5: 0; 6: 0; 7: 0; 8: 0; 9: 0; 10: 0; 11: 0; 12: 0; 13: 0; 14: 0; 15: 0; 16: 0; 17: 0; 18: 3268.5573; 19: 3081.1384; 20: 2895.6648; 21: 2759.9883; 22: 2642.9859; 23: 2539.9889; 24: 2465.0028; 25: 2404.0222; 26: 2343.0416; 27: 2282.061; 28: 2347.9517
RPSEBatteryLeasingCapital_2038 | RPSEBatteryLeasingCapital_2038 | [11 empty] | 1: 0; 2: 0; 3: 0; 4: 0; 5: 0; 6: 0; 7: 0; 8: 0; 9: 0; 10: 0; 11: 0; 12: 0; 13: 0; 14: 0; 15: 0; 16: 0; 17: 0; 18: 0; 19: 3179.3809; 20: 2997.0754; 21: 2816.6621; 22: 2684.6873; 23: 2570.877; 24: 2470.6901; 25: 2397.7499; 26: 2338.433; 27: 2279.1162; 28: 2279.2337
RPSEBatteryLeasingCapital_2039 | RPSEBatteryLeasingCapital_2039 | [11 empty] | 1: 0; 2: 0; 3: 0; 4: 0; 5: 0; 6: 0; 7: 0; 8: 0; 9: 0; 10: 0; 11: 0; 12: 0; 13: 0; 14: 0; 15: 0; 16: 0; 17: 0; 18: 0; 19: 0; 20: 3092.6376; 21: 2915.306; 22: 2739.8148; 23: 2611.4407; 24: 2500.7356; 25: 2403.282; 26: 2332.3319; 27: 2274.6333; 28: 2216.8941
RPSEBatteryLeasingCapital_2040 | RPSEBatteryLeasingCapital_2040 | [11 empty] | 1: 0; 2: 0; 3: 0; 4: 0; 5: 0; 6: 0; 7: 0; 8: 0; 9: 0; 10: 0; 11: 0; 12: 0; 13: 0; 14: 0; 15: 0; 16: 0; 17: 0; 18: 0; 19: 0; 20: 0; 21: 3008.2609; 22: 2835.7674; 23: 2665.0642; 24: 2540.1926; 25: 2432.5078; 26: 2337.7131; 27: 2268.6986; 28: 2160.0047
RPSEBatteryLeasingCapital_2041 | RPSEBatteryLeasingCapital_2041 | [11 empty] | 1: 0; 2: 0; 3: 0; 4: 0; 5: 0; 6: 0; 7: 0; 8: 0; 9: 0; 10: 0; 11: 0; 12: 0; 13: 0; 14: 0; 15: 0; 16: 0; 17: 0; 18: 0; 19: 0; 20: 0; 21: 0; 22: 2926.1862; 23: 2758.3989; 24: 2592.353; 25: 2470.8883; 26: 2366.1414; 27: 2273.933; 28: 1687.2816
RPSEBatteryLeasingCapital_2042 | RPSEBatteryLeasingCapital_2042 | [11 empty] | 1: 0; 2: 0; 3: 0; 4: 0; 5: 0; 6: 0; 7: 0; 8: 0; 9: 0; 10: 0; 11: 0; 12: 0; 13: 0; 14: 0; 15: 0; 16: 0; 17: 0; 18: 0; 19: 0; 20: 0; 21: 0; 22: 0; 23: 2846.3508; 24: 2683.1412; 25: 2521.6256; 26: 2403.4748; 27: 2301.5858; 28: 1677.3888
RPSEBatteryLeasingCapital_2043 | RPSEBatteryLeasingCapital_2043 | [11 empty] | 1: 0; 2: 0; 3: 0; 4: 0; 5: 0; 6: 0; 7: 0; 8: 0; 9: 0; 10: 0; 11: 0; 12: 0; 13: 0; 14: 0; 15: 0; 16: 0; 17: 0; 18: 0; 19: 0; 20: 0; 21: 0; 22: 0; 23: 0; 24: 2768.6936; 25: 2609.9368; 26: 2452.8279; 27: 2337.9006; 28: 1669.2472
RPSEBatteryLeasingCapital_2044 | RPSEBatteryLeasingCapital_2044 | [11 empty] | 1: 0; 2: 0; 3: 0; 4: 0; 5: 0; 6: 0; 7: 0; 8: 0; 9: 0; 10: 0; 11: 0; 12: 0; 13: 0; 14: 0; 15: 0; 16: 0; 17: 0; 18: 0; 19: 0; 20: 0; 21: 0; 22: 0; 23: 0; 24: 0; 25: 2693.155; 26: 2538.7297; 27: 2385.9071; 28: 1663.1885
RPSEBatteryLeasingCapital_2045 | RPSEBatteryLeasingCapital_2045 | [11 empty] | 1: 0; 2: 0; 3: 0; 4: 0; 5: 0; 6: 0; 7: 0; 8: 0; 9: 0; 10: 0; 11: 0; 12: 0; 13: 0; 14: 0; 15: 0; 16: 0; 17: 0; 18: 0; 19: 0; 20: 0; 21: 0; 22: 0; 23: 0; 24: 0; 25: 0; 26: 2619.6774; 27: 2469.4653; 28: 1659.6723
RPSEBatteryLeasingCapital_2046 | RPSEBatteryLeasingCapital_2046 | [11 empty] | 1: 0; 2: 0; 3: 0; 4: 0; 5: 0; 6: 0; 7: 0; 8: 0; 9: 0; 10: 0; 11: 0; 12: 0; 13: 0; 14: 0; 15: 0; 16: 0; 17: 0; 18: 0; 19: 0; 20: 0; 21: 0; 22: 0; 23: 0; 24: 0; 25: 0; 26: 0; 27: 2548.2045; 28: 1660.4517
RPSEBatteryLeasingCapital_2047 | RPSEBatteryLeasingCapital_2047 | [11 empty] | 1: 0; 2: 0; 3: 0; 4: 0; 5: 0; 6: 0; 7: 0; 8: 0; 9: 0; 10: 0; 11: 0; 12: 0; 13: 0; 14: 0; 15: 0; 16: 0; 17: 0; 18: 0; 19: 0; 20: 0; 21: 0; 22: 0; 23: 0; 24: 0; 25: 0; 26: 0; 27: 0; 28: 1664.788
RPSEBatteryLeasingFOM | RPSEBatteryLeasingFOM_Annual | [11 empty] | 3: 2175.8149; 4: 2175.8149; 5: 2175.8149; 6: 2175.8149; 7: 2175.8149; 8: 2175.8149; 9: 2175.8149; 10: 2175.8149; 11: 2175.8149; 12: 2230.2103; 13: 2285.9656; 14: 2343.1147; 15: 2401.6926; 16: 2461.7349; 17: 2523.2783; 18: 2586.3602; 19: 2651.0192; 20: 2717.2947; 21: 2785.2271; 22: 2854.8578; 23: 2926.2292; 24: 2999.3849; 25: 3074.3696; 26: 3151.2288; 27: 3230.0095; 28: 3310.7597
| RPSEBatteryLeasingFOM | [11 empty] | 1: yr_RPSEBatteryLeasingFOM_Annual; 2: yr_RPSEBatteryLeasingFOM_Annual; 3: yr_RPSEBatteryLeasingFOM_Annual; 4: yr_RPSEBatteryLeasingFOM_Annual; 5: yr_RPSEBatteryLeasingFOM_Annual; 6: yr_RPSEBatteryLeasingFOM_Annual; 7: yr_RPSEBatteryLeasingFOM_Annual; 8: yr_RPSEBatteryLeasingFOM_Annual; 9: yr_RPSEBatteryLeasingFOM_Annual; 10: yr_RPSEBatteryLeasingFOM_Annual; 11: yr_RPSEBatteryLeasingFOM_Annual; 12: yr_RPSEBatteryLeasingFOM_Annual; 13: yr_RPSEBatteryLeasingFOM_Annual; 14: yr_RPSEBatteryLeasingFOM_Annual; 15: yr_RPSEBatteryLeasingFOM_Annual; 16: yr_RPSEBatteryLeasingFOM_Annual; 17: yr_RPSEBatteryLeasingFOM_Annual; 18: yr_RPSEBatteryLeasingFOM_Annual; 19: yr_RPSEBatteryLeasingFOM_Annual; 20: yr_RPSEBatteryLeasingFOM_Annual; 21: yr_RPSEBatteryLeasingFOM_Annual; 22: yr_RPSEBatteryLeasingFOM_Annual; 23: yr_RPSEBatteryLeasingFOM_Annual; 24: yr_RPSEBatteryLeasingFOM_Annual; 25: yr_RPSEBatteryLeasingFOM_Annual; 26: yr_RPSEBatteryLeasingFOM_Annual; 27: yr_RPSEBatteryLeasingFOM_Annual; 28: yr_RPSEBatteryLeasingFOM_Annual
RPSEBatteryLeasingVOM | RPSEBatteryLeasingVOM | [11 empty] | 3: 0; 4: 0; 5: 0; 6: 0; 7: 0; 8: 0; 9: 0; 10: 0; 11: 0; 12: 0; 13: 0; 14: 0; 15: 0; 16: 0; 17: 0; 18: 0; 19: 0; 20: 0; 21: 0; 22: 0; 23: 0; 24: 0; 25: 0; 26: 0; 27: 0; 28: 0
RPSEBatteryLeasingAnnualMax | RPSEBatteryLeasingAnnualMax | [11 empty] | 1: 10.7; 2: 11; 3: 11.2; 4: 11.5; 5: 11.7; 6: 11.9; 7: 12; 8: 12.2; 9: 12.3; 10: 12.5; 11: 12.6
ReliableCapacity_RPSEBatteryLeasing | ReliableCapacity_RPSEBatteryLeasing | [11 empty] | 1: 0.0194; 2: 0.0194; 3: 0.0194; 4: 0.0194; 5: 0.0194; 6: 0.0194; 7: 0.0194; 8: 0.0194; 9: 0.0194; 10: 0.0194; 11: 0.0194; 12: 0.0244; 13: 0.0244; 14: 0.0244; 15: 0.0244; 16: 0.0244; 17: 0.0244; 18: 0.0244; 19: 0.0244; 20: 0.0244; 21: 0.0244; 22: 0.0244; 23: 0.0244; 24: 0.0244; 25: 0.0244; 26: 0.0244; 27: 0.0244; 28: 0.0244
RPSEBatteryLeasing_RC | RPSEBatteryLeasing_RC | [11 empty] | 3: yr_ReliableCapacity_RPSEBatteryLeasing; 4: yr_ReliableCapacity_RPSEBatteryLeasing; 5: yr_ReliableCapacity_RPSEBatteryLeasing; 6: yr_ReliableCapacity_RPSEBatteryLeasing; 7: yr_ReliableCapacity_RPSEBatteryLeasing; 8: yr_ReliableCapacity_RPSEBatteryLeasing; 9: yr_ReliableCapacity_RPSEBatteryLeasing; 10: yr_ReliableCapacity_RPSEBatteryLeasing; 11: yr_ReliableCapacity_RPSEBatteryLeasing; 12: yr_ReliableCapacity_RPSEBatteryLeasing; 13: yr_ReliableCapacity_RPSEBatteryLeasing; 14: yr_ReliableCapacity_RPSEBatteryLeasing; 15: yr_ReliableCapacity_RPSEBatteryLeasing; 16: yr_ReliableCapacity_RPSEBatteryLeasing; 17: yr_ReliableCapacity_RPSEBatteryLeasing; 18: yr_ReliableCapacity_RPSEBatteryLeasing; 19: yr_ReliableCapacity_RPSEBatteryLeasing; 20: yr_ReliableCapacity_RPSEBatteryLeasing; 21: yr_ReliableCapacity_RPSEBatteryLeasing; 22: yr_ReliableCapacity_RPSEBatteryLeasing; 23: yr_ReliableCapacity_RPSEBatteryLeasing; 24: yr_ReliableCapacity_RPSEBatteryLeasing; 25: yr_ReliableCapacity_RPSEBatteryLeasing; 26: yr_ReliableCapacity_RPSEBatteryLeasing; 27: yr_ReliableCapacity_RPSEBatteryLeasing; 28: yr_ReliableCapacity_RPSEBatteryLeasing
RPSEBatteryLeasing_Flex | RPSEBatteryLeasing_Flex | [10 empty] | yr_RPSEBatteryLeasing_Flex_Annual | 1: yr_RPSEBatteryLeasing_Flex_Annual; 2: yr_RPSEBatteryLeasing_Flex_Annual; 3: yr_RPSEBatteryLeasing_Flex_Annual; 4: yr_RPSEBatteryLeasing_Flex_Annual; 5: yr_RPSEBatteryLeasing_Flex_Annual; 6: yr_RPSEBatteryLeasing_Flex_Annual; 7: yr_RPSEBatteryLeasing_Flex_Annual; 8: yr_RPSEBatteryLeasing_Flex_Annual; 9: yr_RPSEBatteryLeasing_Flex_Annual; 10: yr_RPSEBatteryLeasing_Flex_Annual; 11: yr_RPSEBatteryLeasing_Flex_Annual; 12: yr_RPSEBatteryLeasing_Flex_Annual; 13: yr_RPSEBatteryLeasing_Flex_Annual; 14: yr_RPSEBatteryLeasing_Flex_Annual; 15: yr_RPSEBatteryLeasing_Flex_Annual; 16: yr_RPSEBatteryLeasing_Flex_Annual; 17: yr_RPSEBatteryLeasing_Flex_Annual; 18: yr_RPSEBatteryLeasing_Flex_Annual; 19: yr_RPSEBatteryLeasing_Flex_Annual; 20: yr_RPSEBatteryLeasing_Flex_Annual; 21: yr_RPSEBatteryLeasing_Flex_Annual; 22: yr_RPSEBatteryLeasing_Flex_Annual; 23: yr_RPSEBatteryLeasing_Flex_Annual; 24: yr_RPSEBatteryLeasing_Flex_Annual; 25: yr_RPSEBatteryLeasing_Flex_Annual; 26: yr_RPSEBatteryLeasing_Flex_Annual; 27: yr_RPSEBatteryLeasing_Flex_Annual; 28: yr_RPSEBatteryLeasingLICapital_2047
RPSEBatteryLeasing_Flex_Annual | RPSEBatteryLeasing_Flex_Annual | [11 empty] | 3: -1429.2684; 4: -1441.1815; 5: -1453.9734; 6: -1467.6519; 7: -1482.2252; 8: -1497.7024; 9: -1514.0928; 10: -1531.4064; 11: -1549.6538; 12: -1568.8461; 13: -1588.995; 14: -1610.1128; 15: -1632.2124; 16: -1655.3073; 17: -1679.4115; 18: -1704.5397; 19: -1730.7072; 20: -1757.9301; 21: -1786.2249; 22: -1815.6089; 23: -1846.0999; 24: -1877.7166; 25: -1910.4782; 26: -1944.4048; 27: -1979.517; 28: 2078.8738
C&IBatteryBYOCapital | C&IBatteryBYOCapital | [11 empty] | 1: yr_C&IBatteryBYOCapital_2020; 2: yr_C&IBatteryBYOCapital_2021; 3: yr_C&IBatteryBYOCapital_2022; 4: yr_C&IBatteryBYOCapital_2023; 5: yr_C&IBatteryBYOCapital_2024; 6: yr_C&IBatteryBYOCapital_2025; 7: yr_C&IBatteryBYOCapital_2026; 8: yr_C&IBatteryBYOCapital_2027; 9: yr_C&IBatteryBYOCapital_2028; 10: yr_C&IBatteryBYOCapital_2029; 11: yr_C&IBatteryBYOCapital_2030; 12: yr_C&IBatteryBYOCapital_2031; 13: yr_C&IBatteryBYOCapital_2032; 14: yr_C&IBatteryBYOCapital_2033; 15: yr_C&IBatteryBYOCapital_2034; 16: yr_C&IBatteryBYOCapital_2035; 17: yr_C&IBatteryBYOCapital_2036; 18: yr_C&IBatteryBYOCapital_2037; 19: yr_C&IBatteryBYOCapital_2038; 20: yr_C&IBatteryBYOCapital_2039; 21: yr_C&IBatteryBYOCapital_2040; 22: yr_C&IBatteryBYOCapital_2041; 23: yr_C&IBatteryBYOCapital_2042; 24: yr_C&IBatteryBYOCapital_2043; 25: yr_C&IBatteryBYOCapital_2044; 26: yr_C&IBatteryBYOCapital_2045; 27: yr_C&IBatteryBYOCapital_2046; 28: yr_C&IBatteryBYOCapital_2047
C&IBatteryBYOCapital_2020 | C&IBatteryBYOCapital_2020 | [11 empty] | 1: 0; 2: 0; 3: 0; 4: 0; 5: 0; 6: 0; 7: 0; 8: 0; 9: 0; 10: 0; 11: 0; 12: 0; 13: 0; 14: 0; 15: 0; 16: 0; 17: 0; 18: 0; 19: 0; 20: 0; 21: 0; 22: 0; 23: 0; 24: 0; 25: 0; 26: 0; 27: 0; 28: 0
C&IBatteryBYOCapital_2021 | C&IBatteryBYOCapital_2021 | [11 empty] | 1: 0; 2: 0; 3: 0; 4: 0; 5: 0; 6: 0; 7: 0; 8: 0; 9: 0; 10: 0; 11: 0; 12: 0; 13: 0; 14: 0; 15: 0; 16: 0; 17: 0; 18: 0; 19: 0; 20: 0; 21: 0; 22: 0; 23: 0; 24: 0; 25: 0; 26: 0; 27: 0; 28: 0
C&IBatteryBYOCapital_2022 | C&IBatteryBYOCapital_2022 | [11 empty] | 1: 0; 2: 0; 3: 0; 4: 0; 5: 0; 6: 0; 7: 0; 8: 0; 9: 0; 10: 0; 11: 0; 12: 0; 13: 0; 14: 0; 15: 0; 16: 0; 17: 0; 18: 0; 19: 0; 20: 0; 21: 0; 22: 0; 23: 0; 24: 0; 25: 0; 26: 0; 27: 0; 28: 0
C&IBatteryBYOCapital_2023 | C&IBatteryBYOCapital_2023 | [11 empty] | 1: 0; 2: 0; 3: 0; 4: 0; 5: 0; 6: 0; 7: 0; 8: 0; 9: 0; 10: 0; 11: 0; 12: 0; 13: 0; 14: 0; 15: 0; 16: 0; 17: 0; 18: 0; 19: 0; 20: 0; 21: 0; 22: 0; 23: 0; 24: 0; 25: 0; 26: 0; 27: 0; 28: 0
C&IBatteryBYOCapital_2024 | C&IBatteryBYOCapital_2024 | [11 empty] | 1: 0; 2: 0; 3: 0; 4: 0; 5: 0; 6: 0; 7: 0; 8: 0; 9: 0; 10: 0; 11: 0; 12: 0; 13: 0; 14: 0; 15: 0; 16: 0; 17: 0; 18: 0; 19: 0; 20: 0; 21: 0; 22: 0; 23: 0; 24: 0; 25: 0; 26: 0; 27: 0; 28: 0
C&IBatteryBYOCapital_2025 | C&IBatteryBYOCapital_2025 | [11 empty] | 1: 0; 2: 0; 3: 0; 4: 0; 5: 0; 6: 0; 7: 0; 8: 0; 9: 0; 10: 0; 11: 0; 12: 0; 13: 0; 14: 0; 15: 0; 16: 0; 17: 0; 18: 0; 19: 0; 20: 0; 21: 0; 22: 0; 23: 0; 24: 0; 25: 0; 26: 0; 27: 0; 28: 0
C&IBatteryBYOCapital_2026 | C&IBatteryBYOCapital_2026 | [11 empty] | 1: 0; 2: 0; 3: 0; 4: 0; 5: 0; 6: 0; 7: 0; 8: 0; 9: 0; 10: 0; 11: 0; 12: 0; 13: 0; 14: 0; 15: 0; 16: 0; 17: 0; 18: 0; 19: 0; 20: 0; 21: 0; 22: 0; 23: 0; 24: 0; 25: 0; 26: 0; 27: 0; 28: 0
C&IBatteryBYOCapital_2027 | C&IBatteryBYOCapital_2027 | [11 empty] | 1: 0; 2: 0; 3: 0; 4: 0; 5: 0; 6: 0; 7: 0; 8: 0; 9: 0; 10: 0; 11: 0; 12: 0; 13: 0; 14: 0; 15: 0; 16: 0; 17: 0; 18: 0; 19: 0; 20: 0; 21: 0; 22: 0; 23: 0; 24: 0; 25: 0; 26: 0; 27: 0; 28: 0
C&IBatteryBYOCapital_2028 | C&IBatteryBYOCapital_2028 | [11 empty] | 1: 0; 2: 0; 3: 0; 4: 0; 5: 0; 6: 0; 7: 0; 8: 0; 9: 0; 10: 0; 11: 0; 12: 0; 13: 0; 14: 0; 15: 0; 16: 0; 17: 0; 18: 0; 19: 0; 20: 0; 21: 0; 22: 0; 23: 0; 24: 0; 25: 0; 26: 0; 27: 0; 28: 0
C&IBatteryBYOCapital_2029 | C&IBatteryBYOCapital_2029 | [11 empty] | 1: 0; 2: 0; 3: 0; 4: 0; 5: 0; 6: 0; 7: 0; 8: 0; 9: 0; 10: 0; 11: 0; 12: 0; 13: 0; 14: 0; 15: 0; 16: 0; 17: 0; 18: 0; 19: 0; 20: 0; 21: 0; 22: 0; 23: 0; 24: 0; 25: 0; 26: 0; 27: 0; 28: 0
C&IBatteryBYOCapital_2030 | C&IBatteryBYOCapital_2030 | [11 empty] | 1: 0; 2: 0; 3: 0; 4: 0; 5: 0; 6: 0; 7: 0; 8: 0; 9: 0; 10: 0; 11: 0; 12: 0; 13: 0; 14: 0; 15: 0; 16: 0; 17: 0; 18: 0; 19: 0; 20: 0; 21: 0; 22: 0; 23: 0; 24: 0; 25: 0; 26: 0; 27: 0; 28: 0
C&IBatteryBYOCapital_2031 | C&IBatteryBYOCapital_2031 | [11 empty] | 1: 0; 2: 0; 3: 0; 4: 0; 5: 0; 6: 0; 7: 0; 8: 0; 9: 0; 10: 0; 11: 0; 12: 0; 13: 0; 14: 0; 15: 0; 16: 0; 17: 0; 18: 0; 19: 0; 20: 0; 21: 0; 22: 0; 23: 0; 24: 0; 25: 0; 26: 0; 27: 0; 28: 0
C&IBatteryBYOCapital_2032 | C&IBatteryBYOCapital_2032 | [11 empty] | 1: 0; 2: 0; 3: 0; 4: 0; 5: 0; 6: 0; 7: 0; 8: 0; 9: 0; 10: 0; 11: 0; 12: 0; 13: 0; 14: 0; 15: 0; 16: 0; 17: 0; 18: 0; 19: 0; 20: 0; 21: 0; 22: 0; 23: 0; 24: 0; 25: 0; 26: 0; 27: 0; 28: 0
C&IBatteryBYOCapital_2033 | C&IBatteryBYOCapital_2033 | [11 empty] | 1: 0; 2: 0; 3: 0; 4: 0; 5: 0; 6: 0; 7: 0; 8: 0; 9: 0; 10: 0; 11: 0; 12: 0; 13: 0; 14: 0; 15: 0; 16: 0; 17: 0; 18: 0; 19: 0; 20: 0; 21: 0; 22: 0; 23: 0; 24: 0; 25: 0; 26: 0; 27: 0; 28: 0
C&IBatteryBYOCapital_2034 | C&IBatteryBYOCapital_2034 | [11 empty] | 1: 0; 2: 0; 3: 0; 4: 0; 5: 0; 6: 0; 7: 0; 8: 0; 9: 0; 10: 0; 11: 0; 12: 0; 13: 0; 14: 0; 15: 0; 16: 0; 17: 0; 18: 0; 19: 0; 20: 0; 21: 0; 22: 0; 23: 0; 24: 0; 25: 0; 26: 0; 27: 0; 28: 0
C&IBatteryBYOCapital_2035 | C&IBatteryBYOCapital_2035 | [11 empty] | 1: 0; 2: 0; 3: 0; 4: 0; 5: 0; 6: 0; 7: 0; 8: 0; 9: 0; 10: 0; 11: 0; 12: 0; 13: 0; 14: 0; 15: 0; 16: 0; 17: 0; 18: 0; 19: 0; 20: 0; 21: 0; 22: 0; 23: 0; 24: 0; 25: 0; 26: 0; 27: 0; 28: 0
C&IBatteryBYOCapital_2036 | C&IBatteryBYOCapital_2036 | [11 empty] | 1: 0; 2: 0; 3: 0; 4: 0; 5: 0; 6: 0; 7: 0; 8: 0; 9: 0; 10: 0; 11: 0; 12: 0; 13: 0; 14: 0; 15: 0; 16: 0; 17: 0; 18: 0; 19: 0; 20: 0; 21: 0; 22: 0; 23: 0; 24: 0; 25: 0; 26: 0; 27: 0; 28: 0
C&IBatteryBYOCapital_2037 | C&IBatteryBYOCapital_2037 | [11 empty] | 1: 0; 2: 0; 3: 0; 4: 0; 5: 0; 6: 0; 7: 0; 8: 0; 9: 0; 10: 0; 11: 0; 12: 0; 13: 0; 14: 0; 15: 0; 16: 0; 17: 0; 18: 0; 19: 0; 20: 0; 21: 0; 22: 0; 23: 0; 24: 0; 25: 0; 26: 0; 27: 0; 28: 0
C&IBatteryBYOCapital_2038 | C&IBatteryBYOCapital_2038 | [11 empty] | 1: 0; 2: 0; 3: 0; 4: 0; 5: 0; 6: 0; 7: 0; 8: 0; 9: 0; 10: 0; 11: 0; 12: 0; 13: 0; 14: 0; 15: 0; 16: 0; 17: 0; 18: 0; 19: 0; 20: 0; 21: 0; 22: 0; 23: 0; 24: 0; 25: 0; 26: 0; 27: 0; 28: 0
C&IBatteryBYOCapital_2039 | C&IBatteryBYOCapital_2039 | [11 empty] | 1: 0; 2: 0; 3: 0; 4: 0; 5: 0; 6: 0; 7: 0; 8: 0; 9: 0; 10: 0; 11: 0; 12: 0; 13: 0; 14: 0; 15: 0; 16: 0; 17: 0; 18: 0; 19: 0; 20: 0; 21: 0; 22: 0; 23: 0; 24: 0; 25: 0; 26: 0; 27: 0; 28: 0
C&IBatteryBYOCapital_2040 | C&IBatteryBYOCapital_2040 | [11 empty] | 1: 0; 2: 0; 3: 0; 4: 0; 5: 0; 6: 0; 7: 0; 8: 0; 9: 0; 10: 0; 11: 0; 12: 0; 13: 0; 14: 0; 15: 0; 16: 0; 17: 0; 18: 0; 19: 0; 20: 0; 21: 0; 22: 0; 23: 0; 24: 0; 25: 0; 26: 0; 27: 0; 28: 0
C&IBatteryBYOCapital_2041 | C&IBatteryBYOCapital_2041 | [11 empty] | 1: 0; 2: 0; 3: 0; 4: 0; 5: 0; 6: 0; 7: 0; 8: 0; 9: 0; 10: 0; 11: 0; 12: 0; 13: 0; 14: 0; 15: 0; 16: 0; 17: 0; 18: 0; 19: 0; 20: 0; 21: 0; 22: 0; 23: 0; 24: 0; 25: 0; 26: 0; 27: 0; 28: 0
C&IBatteryBYOCapital_2042 | C&IBatteryBYOCapital_2042 | [11 empty] | 1: 0; 2: 0; 3: 0; 4: 0; 5: 0; 6: 0; 7: 0; 8: 0; 9: 0; 10: 0; 11: 0; 12: 0; 13: 0; 14: 0; 15: 0; 16: 0; 17: 0; 18: 0; 19: 0; 20: 0; 21: 0; 22: 0; 23: 0; 24: 0; 25: 0; 26: 0; 27: 0; 28: 0
C&IBatteryBYOCapital_2043 | C&IBatteryBYOCapital_2043 | [11 empty] | 1: 0; 2: 0; 3: 0; 4: 0; 5: 0; 6: 0; 7: 0; 8: 0; 9: 0; 10: 0; 11: 0; 12: 0; 13: 0; 14: 0; 15: 0; 16: 0; 17: 0; 18: 0; 19: 0; 20: 0; 21: 0; 22: 0; 23: 0; 24: 0; 25: 0; 26: 0; 27: 0; 28: 0
C&IBatteryBYOCapital_2044 | C&IBatteryBYOCapital_2044 | [11 empty] | 1: 0; 2: 0; 3: 0; 4: 0; 5: 0; 6: 0; 7: 0; 8: 0; 9: 0; 10: 0; 11: 0; 12: 0; 13: 0; 14: 0; 15: 0; 16: 0; 17: 0; 18: 0; 19: 0; 20: 0; 21: 0; 22: 0; 23: 0; 24: 0; 25: 0; 26: 0; 27: 0; 28: 0
C&IBatteryBYOCapital_2045 | C&IBatteryBYOCapital_2045 | [11 empty] | 1: 0; 2: 0; 3: 0; 4: 0; 5: 0; 6: 0; 7: 0; 8: 0; 9: 0; 10: 0; 11: 0; 12: 0; 13: 0; 14: 0; 15: 0; 16: 0; 17: 0; 18: 0; 19: 0; 20: 0; 21: 0; 22: 0; 23: 0; 24: 0; 25: 0; 26: 0; 27: 0; 28: 0
C&IBatteryBYOCapital_2046 | C&IBatteryBYOCapital_2046 | [11 empty] | 1: 0; 2: 0; 3: 0; 4: 0; 5: 0; 6: 0; 7: 0; 8: 0; 9: 0; 10: 0; 11: 0; 12: 0; 13: 0; 14: 0; 15: 0; 16: 0; 17: 0; 18: 0; 19: 0; 20: 0; 21: 0; 22: 0; 23: 0; 24: 0; 25: 0; 26: 0; 27: 0; 28: 0
C&IBatteryBYOCapital_2047 | C&IBatteryBYOCapital_2047 | [11 empty] | 1: 0; 2: 0; 3: 0; 4: 0; 5: 0; 6: 0; 7: 0; 8: 0; 9: 0; 10: 0; 11: 0; 12: 0; 13: 0; 14: 0; 15: 0; 16: 0; 17: 0; 18: 0; 19: 0; 20: 0; 21: 0; 22: 0; 23: 0; 24: 0; 25: 0; 26: 0; 27: 0; 28: 0
C&IBatteryBYOFOM | C&IBatteryBYOFOM_Annual | [11 empty] | 3: 117.5625; 4: 117.5625; 5: 117.5625; 6: 117.5625; 7: 117.5625; 8: 117.5625; 9: 117.5625; 10: 117.5625; 11: 117.5625; 12: 120.5015; 13: 123.5141; 14: 126.6019; 15: 129.767; 16: 133.0112; 17: 136.3364; 18: 139.7448; 19: 143.2385; 20: 146.8194; 21: 150.4899; 22: 154.2522; 23: 158.1085; 24: 162.0612; 25: 166.1127; 26: 170.2655; 27: 174.5222; 28: 178.8852
| C&IBatteryBYOFOM | [11 empty] | 1: yr_C&IBatteryBYOFOM_Annual; 2: yr_C&IBatteryBYOFOM_Annual; 3: yr_C&IBatteryBYOFOM_Annual; 4: yr_C&IBatteryBYOFOM_Annual; 5: yr_C&IBatteryBYOFOM_Annual; 6: yr_C&IBatteryBYOFOM_Annual; 7: yr_C&IBatteryBYOFOM_Annual; 8: yr_C&IBatteryBYOFOM_Annual; 9: yr_C&IBatteryBYOFOM_Annual; 10: yr_C&IBatteryBYOFOM_Annual; 11: yr_C&IBatteryBYOFOM_Annual; 12: yr_C&IBatteryBYOFOM_Annual; 13: yr_C&IBatteryBYOFOM_Annual; 14: yr_C&IBatteryBYOFOM_Annual; 15: yr_C&IBatteryBYOFOM_Annual; 16: yr_C&IBatteryBYOFOM_Annual; 17: yr_C&IBatteryBYOFOM_Annual; 18: yr_C&IBatteryBYOFOM_Annual; 19: yr_C&IBatteryBYOFOM_Annual; 20: yr_C&IBatteryBYOFOM_Annual; 21: yr_C&IBatteryBYOFOM_Annual; 22: yr_C&IBatteryBYOFOM_Annual; 23: yr_C&IBatteryBYOFOM_Annual; 24: yr_C&IBatteryBYOFOM_Annual; 25: yr_C&IBatteryBYOFOM_Annual; 26: yr_C&IBatteryBYOFOM_Annual; 27: yr_C&IBatteryBYOFOM_Annual; 28: yr_C&IBatteryBYOFOM_Annual
C&IBatteryBYOVOM | C&IBatteryBYOVOM | [11 empty] | 3: 0; 4: 0; 5: 0; 6: 0; 7: 0; 8: 0; 9: 0; 10: 0; 11: 0; 12: 0; 13: 0; 14: 0; 15: 0; 16: 0; 17: 0; 18: 0; 19: 0; 20: 0; 21: 0; 22: 0; 23: 0; 24: 0; 25: 0; 26: 0; 27: 0; 28: 0
C&IBatteryBYOAnnualMax | C&IBatteryBYOAnnualMax | [11 empty] | 1: 1; 2: 1; 3: 1; 4: 2; 5: 2; 6: 3; 7: 4; 8: 5; 9: 6; 10: 7; 11: 9
ReliableCapacity_C&IBatteryBYO | ReliableCapacity_C&IBatteryBYO | [11 empty] | 1: 0.0248; 2: 0.0248; 3: 0.0248; 4: 0.0248; 5: 0.0248; 6: 0.0248; 7: 0.0248; 8: 0.0248; 9: 0.0248; 10: 0.0248; 11: 0.0248; 12: 0.0316; 13: 0.0316; 14: 0.0316; 15: 0.0316; 16: 0.0316; 17: 0.0316; 18: 0.0316; 19: 0.0316; 20: 0.0316; 21: 0.0316; 22: 0.0316; 23: 0.0316; 24: 0.0316; 25: 0.0316; 26: 0.0316; 27: 0.0316; 28: 0.0316
C&IBatteryBYO_RC | C&IBatteryBYO_RC | [11 empty] | 3: yr_ReliableCapacity_C&IBatteryBYO; 4: yr_ReliableCapacity_C&IBatteryBYO; 5: yr_ReliableCapacity_C&IBatteryBYO; 6: yr_ReliableCapacity_C&IBatteryBYO; 7: yr_ReliableCapacity_C&IBatteryBYO; 8: yr_ReliableCapacity_C&IBatteryBYO; 9: yr_ReliableCapacity_C&IBatteryBYO; 10: yr_ReliableCapacity_C&IBatteryBYO; 11: yr_ReliableCapacity_C&IBatteryBYO; 12: yr_ReliableCapacity_C&IBatteryBYO; 13: yr_ReliableCapacity_C&IBatteryBYO; 14: yr_ReliableCapacity_C&IBatteryBYO; 15: yr_ReliableCapacity_C&IBatteryBYO; 16: yr_ReliableCapacity_C&IBatteryBYO; 17: yr_ReliableCapacity_C&IBatteryBYO; 18: yr_ReliableCapacity_C&IBatteryBYO; 19: yr_ReliableCapacity_C&IBatteryBYO; 20: yr_ReliableCapacity_C&IBatteryBYO; 21: yr_ReliableCapacity_C&IBatteryBYO; 22: yr_ReliableCapacity_C&IBatteryBYO; 23: yr_ReliableCapacity_C&IBatteryBYO; 24: yr_ReliableCapacity_C&IBatteryBYO; 25: yr_ReliableCapacity_C&IBatteryBYO; 26: yr_ReliableCapacity_C&IBatteryBYO; 27: yr_ReliableCapacity_C&IBatteryBYO; 28: yr_ReliableCapacity_C&IBatteryBYO
3PCustomer-SitedDBatteryPPACapital | 3PCustomer-SitedDBatteryPPACapital | [11 empty] | 1: yr_3PCustomer-SitedDBatteryPPACapital_2020; 2: yr_3PCustomer-SitedDBatteryPPACapital_2021; 3: yr_3PCustomer-SitedDBatteryPPACapital_2022; 4: yr_3PCustomer-SitedDBatteryPPACapital_2023; 5: yr_3PCustomer-SitedDBatteryPPACapital_2024; 6: yr_3PCustomer-SitedDBatteryPPACapital_2025; 7: yr_3PCustomer-SitedDBatteryPPACapital_2026; 8: yr_3PCustomer-SitedDBatteryPPACapital_2027; 9: yr_3PCustomer-SitedDBatteryPPACapital_2028; 10: yr_3PCustomer-SitedDBatteryPPACapital_2029; 11: yr_3PCustomer-SitedDBatteryPPACapital_2030; 12: yr_3PCustomer-SitedDBatteryPPACapital_2031; 13: yr_3PCustomer-SitedDBatteryPPACapital_2032; 14: yr_3PCustomer-SitedDBatteryPPACapital_2033; 15: yr_3PCustomer-SitedDBatteryPPACapital_2034; 16: yr_3PCustomer-SitedDBatteryPPACapital_2035; 17: yr_3PCustomer-SitedDBatteryPPACapital_2036; 18: yr_3PCustomer-SitedDBatteryPPACapital_2037; 19: yr_3PCustomer-SitedDBatteryPPACapital_2038; 20: yr_3PCustomer-SitedDBatteryPPACapital_2039; 21: yr_3PCustomer-SitedDBatteryPPACapital_2040; 22: yr_3PCustomer-SitedDBatteryPPACapital_2041; 23: yr_3PCustomer-SitedDBatteryPPACapital_2042; 24: yr_3PCustomer-SitedDBatteryPPACapital_2043; 25: yr_3PCustomer-SitedDBatteryPPACapital_2044; 26: yr_3PCustomer-SitedDBatteryPPACapital_2045; 27: yr_3PCustomer-SitedDBatteryPPACapital_2046; 28: yr_3PCustomer-SitedDBatteryPPACapital_2047
3PCustomer-SitedDBatteryPPACapital_2020 | 3PCustomer-SitedDBatteryPPACapital_2020 | [11 empty] | 1: 0; 2: 0; 3: 0; 4: 0; 5: 0; 6: 0; 7: 0; 8: 0; 9: 0; 10: 0; 11: 10378.759; 12: 0; 13: 0; 14: 0; 15: 0; 16: 0; 17: 0; 18: 0; 19: 0; 20: 0; 21: 6997.4617; 22: 0; 23: 0; 24: 0; 25: 0; 26: 0; 27: 0; 28: 0
3PCustomer-SitedDBatteryPPACapital_2021 | 3PCustomer-SitedDBatteryPPACapital_2021 | [11 empty] | 1: 0; 2: 0; 3: 0; 4: 0; 5: 0; 6: 0; 7: 0; 8: 0; 9: 0; 10: 0; 11: 0; 12: 9956.2183; 13: 0; 14: 0; 15: 0; 16: 0; 17: 0; 18: 0; 19: 0; 20: 0; 21: 0; 22: 6805.1456; 23: 0; 24: 0; 25: 0; 26: 0; 27: 0; 28: 0
3PCustomer-SitedDBatteryPPACapital_2022 | 3PCustomer-SitedDBatteryPPACapital_2022 | [11 empty] | 1: 0; 2: 0; 3: 0; 4: 0; 5: 0; 6: 0; 7: 0; 8: 0; 9: 0; 10: 0; 11: 0; 12: 0; 13: 9548.9469; 14: 0; 15: 0; 16: 0; 17: 0; 18: 0; 19: 0; 20: 0; 21: 0; 22: 0; 23: 6618.0481; 24: 0; 25: 0; 26: 0; 27: 0; 28: 0
3PCustomer-SitedDBatteryPPACapital_2023 | 3PCustomer-SitedDBatteryPPACapital_2023 | [11 empty] | 1: 0; 2: 0; 3: 0; 4: 0; 5: 0; 6: 0; 7: 0; 8: 0; 9: 0; 10: 0; 11: 0; 12: 0; 13: 0; 14: 9156.4312; 15: 0; 16: 0; 17: 0; 18: 0; 19: 0; 20: 0; 21: 0; 22: 0; 23: 0; 24: 6436.0291; 25: 0; 26: 0; 27: 0; 28: 0
3PCustomer-SitedDBatteryPPACapital_2024 | 3PCustomer-SitedDBatteryPPACapital_2024 | [11 empty] | 1: 0; 2: 0; 3: 0; 4: 0; 5: 0; 6: 0; 7: 0; 8: 0; 9: 0; 10: 0; 11: 0; 12: 0; 13: 0; 14: 0; 15: 8778.1738; 16: 0; 17: 0; 18: 0; 19: 0; 20: 0; 21: 0; 22: 0; 23: 0; 24: 0; 25: 6258.952; 26: 0; 27: 0; 28: 0
3PCustomer-SitedDBatteryPPACapital_2025 | 3PCustomer-SitedDBatteryPPACapital_2025 | [11 empty] | 1: 0; 2: 0; 3: 0; 4: 0; 5: 0; 6: 0; 7: 0; 8: 0; 9: 0; 10: 0; 11: 0; 12: 0; 13: 0; 14: 0; 15: 0; 16: 8413.6933; 17: 0; 18: 0; 19: 0; 20: 0; 21: 0; 22: 0; 23: 0; 24: 0; 25: 0; 26: 6086.6842; 27: 0; 28: 0
3PCustomer-SitedDBatteryPPACapital_2026 | 3PCustomer-SitedDBatteryPPACapital_2026 | [11 empty] | 1: 0; 2: 0; 3: 0; 4: 0; 5: 0; 6: 0; 7: 0; 8: 0; 9: 0; 10: 0; 11: 0; 12: 0; 13: 0; 14: 0; 15: 0; 16: 0; 17: 8062.524; 18: 0; 19: 0; 20: 0; 21: 0; 22: 0; 23: 0; 24: 0; 25: 0; 26: 0; 27: 5919.0963; 28: 0
3PCustomer-SitedDBatteryPPACapital_2027 | 3PCustomer-SitedDBatteryPPACapital_2027 | [11 empty] | 1: 0; 2: 0; 3: 0; 4: 0; 5: 0; 6: 0; 7: 0; 8: 0; 9: 0; 10: 0; 11: 0; 12: 0; 13: 0; 14: 0; 15: 0; 16: 0; 17: 0; 18: 7724.2149; 19: 0; 20: 0; 21: 0; 22: 0; 23: 0; 24: 0; 25: 0; 26: 0; 27: 0; 28: 690.6122
3PCustomer-SitedDBatteryPPACapital_2028 | 3PCustomer-SitedDBatteryPPACapital_2028 | [11 empty] | 1: 0; 2: 0; 3: 0; 4: 0; 5: 0; 6: 0; 7: 0; 8: 0; 9: 0; 10: 0; 11: 0; 12: 0; 13: 0; 14: 0; 15: 0; 16: 0; 17: 0; 18: 0; 19: 7398.3296; 20: 0; 21: 0; 22: 0; 23: 0; 24: 0; 25: 0; 26: 0; 27: 0; 28: 596.889
3PCustomer-SitedDBatteryPPACapital_2029 | 3PCustomer-SitedDBatteryPPACapital_2029 | [11 empty] | 1: 0; 2: 0; 3: 0; 4: 0; 5: 0; 6: 0; 7: 0; 8: 0; 9: 0; 10: 0; 11: 0; 12: 0; 13: 0; 14: 0; 15: 0; 16: 0; 17: 0; 18: 0; 19: 0; 20: 7195.1404; 21: 0; 22: 0; 23: 0; 24: 0; 25: 0; 26: 0; 27: 0; 28: 520.1025
3PCustomer-SitedDBatteryPPACapital_2030 | 3PCustomer-SitedDBatteryPPACapital_2030 | [11 empty] | 1: 0; 2: 0; 3: 0; 4: 0; 5: 0; 6: 0; 7: 0; 8: 0; 9: 0; 10: 0; 11: 0; 12: 0; 13: 0; 14: 0; 15: 0; 16: 0; 17: 0; 18: 0; 19: 0; 20: 0; 21: 6997.4617; 22: 0; 23: 0; 24: 0; 25: 0; 26: 0; 27: 0; 28: 456.2919
3PCustomer-SitedDBatteryPPACapital_2031 | 3PCustomer-SitedDBatteryPPACapital_2031 | [11 empty] | 1: 0; 2: 0; 3: 0; 4: 0; 5: 0; 6: 0; 7: 0; 8: 0; 9: 0; 10: 0; 11: 0; 12: 0; 13: 0; 14: 0; 15: 0; 16: 0; 17: 0; 18: 0; 19: 0; 20: 0; 21: 0; 22: 6805.1456; 23: 0; 24: 0; 25: 0; 26: 0; 27: 0; 28: 0
3PCustomer-SitedDBatteryPPACapital_2032 | 3PCustomer-SitedDBatteryPPACapital_2032 | [11 empty] | 1: 0; 2: 0; 3: 0; 4: 0; 5: 0; 6: 0; 7: 0; 8: 0; 9: 0; 10: 0; 11: 0; 12: 0; 13: 0; 14: 0; 15: 0; 16: 0; 17: 0; 18: 0; 19: 0; 20: 0; 21: 0; 22: 0; 23: 6618.0481; 24: 0; 25: 0; 26: 0; 27: 0; 28: 0
3PCustomer-SitedDBatteryPPACapital_2033 | 3PCustomer-SitedDBatteryPPACapital_2033 | [11 empty] | 1: 0; 2: 0; 3: 0; 4: 0; 5: 0; 6: 0; 7: 0; 8: 0; 9: 0; 10: 0; 11: 0; 12: 0; 13: 0; 14: 0; 15: 0; 16: 0; 17: 0; 18: 0; 19: 0; 20: 0; 21: 0; 22: 0; 23: 0; 24: 6436.0291; 25: 0; 26: 0; 27: 0; 28: 0
3PCustomer-SitedDBatteryPPACapital_2034 | 3PCustomer-SitedDBatteryPPACapital_2034 | [11 empty] | 1: 0; 2: 0; 3: 0; 4: 0; 5: 0; 6: 0; 7: 0; 8: 0; 9: 0; 10: 0; 11: 0; 12: 0; 13: 0; 14: 0; 15: 0; 16: 0; 17: 0; 18: 0; 19: 0; 20: 0; 21: 0; 22: 0; 23: 0; 24: 0; 25: 6258.952; 26: 0; 27: 0; 28: 0
3PCustomer-SitedDBatteryPPACapital_2035 | 3PCustomer-SitedDBatteryPPACapital_2035 | [11 empty] | 1: 0; 2: 0; 3: 0; 4: 0; 5: 0; 6: 0; 7: 0; 8: 0; 9: 0; 10: 0; 11: 0; 12: 0; 13: 0; 14: 0; 15: 0; 16: 0; 17: 0; 18: 0; 19: 0; 20: 0; 21: 0; 22: 0; 23: 0; 24: 0; 25: 0; 26: 6086.6842; 27: 0; 28: 0
3PCustomer-SitedDBatteryPPACapital_2036 | 3PCustomer-SitedDBatteryPPACapital_2036 | [11 empty] | 1: 0; 2: 0; 3: 0; 4: 0; 5: 0; 6: 0; 7: 0; 8: 0; 9: 0; 10: 0; 11: 0; 12: 0; 13: 0; 14: 0; 15: 0; 16: 0; 17: 0; 18: 0; 19: 0; 20: 0; 21: 0; 22: 0; 23: 0; 24: 0; 25: 0; 26: 0; 27: 5919.0963; 28: 0
3PCustomer-SitedDBatteryPPACapital_2037 | 3PCustomer-SitedDBatteryPPACapital_2037 | [11 empty] | 1: 0; 2: 0; 3: 0; 4: 0; 5: 0; 6: 0; 7: 0; 8: 0; 9: 0; 10: 0; 11: 0; 12: 0; 13: 0; 14: 0; 15: 0; 16: 0; 17: 0; 18: 0; 19: 0; 20: 0; 21: 0; 22: 0; 23: 0; 24: 0; 25: 0; 26: 0; 27: 0; 28: 416.9401
3PCustomer-SitedDBatteryPPACapital_2038 | 3PCustomer-SitedDBatteryPPACapital_2038 | [11 empty] | 1: 0; 2: 0; 3: 0; 4: 0; 5: 0; 6: 0; 7: 0; 8: 0; 9: 0; 10: 0; 11: 0; 12: 0; 13: 0; 14: 0; 15: 0; 16: 0; 17: 0; 18: 0; 19: 0; 20: 0; 21: 0; 22: 0; 23: 0; 24: 0; 25: 0; 26: 0; 27: 0; 28: 376.9717
3PCustomer-SitedDBatteryPPACapital_2039 | 3PCustomer-SitedDBatteryPPACapital_2039 | [11 empty] | 1: 0; 2: 0; 3: 0; 4: 0; 5: 0; 6: 0; 7: 0; 8: 0; 9: 0; 10: 0; 11: 0; 12: 0; 13: 0; 14: 0; 15: 0; 16: 0; 17: 0; 18: 0; 19: 0; 20: 0; 21: 0; 22: 0; 23: 0; 24: 0; 25: 0; 26: 0; 27: 0; 28: 341.5571
3PCustomer-SitedDBatteryPPACapital_2040 | 3PCustomer-SitedDBatteryPPACapital_2040 | [11 empty] | 1: 0; 2: 0; 3: 0; 4: 0; 5: 0; 6: 0; 7: 0; 8: 0; 9: 0; 10: 0; 11: 0; 12: 0; 13: 0; 14: 0; 15: 0; 16: 0; 17: 0; 18: 0; 19: 0; 20: 0; 21: 0; 22: 0; 23: 0; 24: 0; 25: 0; 26: 0; 27: 0; 28: 310.0632
3PCustomer-SitedDBatteryPPACapital_2041 | 3PCustomer-SitedDBatteryPPACapital_2041 | [11 empty] | 1: 0; 2: 0; 3: 0; 4: 0; 5: 0; 6: 0; 7: 0; 8: 0; 9: 0; 10: 0; 11: 0; 12: 0; 13: 0; 14: 0; 15: 0; 16: 0; 17: 0; 18: 0; 19: 0; 20: 0; 21: 0; 22: 0; 23: 0; 24: 0; 25: 0; 26: 0; 27: 0; 28: 0
3PCustomer-SitedDBatteryPPACapital_2042 | 3PCustomer-SitedDBatteryPPACapital_2042 | [11 empty] | 1: 0; 2: 0; 3: 0; 4: 0; 5: 0; 6: 0; 7: 0; 8: 0; 9: 0; 10: 0; 11: 0; 12: 0; 13: 0; 14: 0; 15: 0; 16: 0; 17: 0; 18: 0; 19: 0; 20: 0; 21: 0; 22: 0; 23: 0; 24: 0; 25: 0; 26: 0; 27: 0; 28: 0
3PCustomer-SitedDBatteryPPACapital_2043 | 3PCustomer-SitedDBatteryPPACapital_2043 | [11 empty] | 1: 0; 2: 0; 3: 0; 4: 0; 5: 0; 6: 0; 7: 0; 8: 0; 9: 0; 10: 0; 11: 0; 12: 0; 13: 0; 14: 0; 15: 0; 16: 0; 17: 0; 18: 0; 19: 0; 20: 0; 21: 0; 22: 0; 23: 0; 24: 0; 25: 0; 26: 0; 27: 0; 28: 0
3PCustomer-SitedDBatteryPPACapital_2044 | 3PCustomer-SitedDBatteryPPACapital_2044 | [11 empty] | 1: 0; 2: 0; 3: 0; 4: 0; 5: 0; 6: 0; 7: 0; 8: 0; 9: 0; 10: 0; 11: 0; 12: 0; 13: 0; 14: 0; 15: 0; 16: 0; 17: 0; 18: 0; 19: 0; 20: 0; 21: 0; 22: 0; 23: 0; 24: 0; 25: 0; 26: 0; 27: 0; 28: 0
3PCustomer-SitedDBatteryPPACapital_2045 | 3PCustomer-SitedDBatteryPPACapital_2045 | [11 empty] | 1: 0; 2: 0; 3: 0; 4: 0; 5: 0; 6: 0; 7: 0; 8: 0; 9: 0; 10: 0; 11: 0; 12: 0; 13: 0; 14: 0; 15: 0; 16: 0; 17: 0; 18: 0; 19: 0; 20: 0; 21: 0; 22: 0; 23: 0; 24: 0; 25: 0; 26: 0; 27: 0; 28: 0
3PCustomer-SitedDBatteryPPACapital_2046 | 3PCustomer-SitedDBatteryPPACapital_2046 | [11 empty] | 1: 0; 2: 0; 3: 0; 4: 0; 5: 0; 6: 0; 7: 0; 8: 0; 9: 0; 10: 0; 11: 0; 12: 0; 13: 0; 14: 0; 15: 0; 16: 0; 17: 0; 18: 0; 19: 0; 20: 0; 21: 0; 22: 0; 23: 0; 24: 0; 25: 0; 26: 0; 27: 0; 28: 0
3PCustomer-SitedDBatteryPPACapital_2047 | 3PCustomer-SitedDBatteryPPACapital_2047 | [11 empty] | 1: 0; 2: 0; 3: 0; 4: 0; 5: 0; 6: 0; 7: 0; 8: 0; 9: 0; 10: 0; 11: 0; 12: 0; 13: 0; 14: 0; 15: 0; 16: 0; 17: 0; 18: 0; 19: 0; 20: 0; 21: 0; 22: 0; 23: 0; 24: 0; 25: 0; 26: 0; 27: 0; 28: 0
3PCustomer-SitedDBatteryPPAFOM | 3PCustomer-SitedDBatteryPPAFOM_Annual | [11 empty] | 3: 4820.3077; 4: 4820.3077; 5: 4820.3077; 6: 4820.3077; 7: 4820.3077; 8: 4820.3077; 9: 4820.3077; 10: 4820.3077; 11: 4820.3077; 12: 4940.8154; 13: 5064.3358; 14: 5190.9442; 15: 5320.7178; 16: 5453.7358; 17: 5590.0792; 18: 5729.8311; 19: 5873.0769; 20: 6019.9038; 21: 6170.4014; 22: 6324.6615; 23: 6482.778; 24: 6644.8475; 25: 6810.9687; 26: 6981.2429; 27: 7155.7739; 28: 7334.6683
| 3PCustomer-SitedDBatteryPPAFOM | [11 empty] | 1: yr_3PCustomer-SitedDBatteryPPAFOM_Annual; 2: yr_3PCustomer-SitedDBatteryPPAFOM_Annual; 3: yr_3PCustomer-SitedDBatteryPPAFOM_Annual; 4: yr_3PCustomer-SitedDBatteryPPAFOM_Annual; 5: yr_3PCustomer-SitedDBatteryPPAFOM_Annual; 6: yr_3PCustomer-SitedDBatteryPPAFOM_Annual; 7: yr_3PCustomer-SitedDBatteryPPAFOM_Annual; 8: yr_3PCustomer-SitedDBatteryPPAFOM_Annual; 9: yr_3PCustomer-SitedDBatteryPPAFOM_Annual; 10: yr_3PCustomer-SitedDBatteryPPAFOM_Annual; 11: yr_3PCustomer-SitedDBatteryPPAFOM_Annual; 12: yr_3PCustomer-SitedDBatteryPPAFOM_Annual; 13: yr_3PCustomer-SitedDBatteryPPAFOM_Annual; 14: yr_3PCustomer-SitedDBatteryPPAFOM_Annual; 15: yr_3PCustomer-SitedDBatteryPPAFOM_Annual; 16: yr_3PCustomer-SitedDBatteryPPAFOM_Annual; 17: yr_3PCustomer-SitedDBatteryPPAFOM_Annual; 18: yr_3PCustomer-SitedDBatteryPPAFOM_Annual; 19: yr_3PCustomer-SitedDBatteryPPAFOM_Annual; 20: yr_3PCustomer-SitedDBatteryPPAFOM_Annual; 21: yr_3PCustomer-SitedDBatteryPPAFOM_Annual; 22: yr_3PCustomer-SitedDBatteryPPAFOM_Annual; 23: yr_3PCustomer-SitedDBatteryPPAFOM_Annual; 24: yr_3PCustomer-SitedDBatteryPPAFOM_Annual; 25: yr_3PCustomer-SitedDBatteryPPAFOM_Annual; 26: yr_3PCustomer-SitedDBatteryPPAFOM_Annual; 27: yr_3PCustomer-SitedDBatteryPPAFOM_Annual; 28: yr_3PCustomer-SitedDBatteryPPAFOM_Annual
3PCustomer-SitedDBatteryPPAVOM | 3PCustomer-SitedDBatteryPPAVOM | [11 empty] | 3: 0; 4: 0; 5: 0; 6: 0; 7: 0; 8: 0; 9: 0; 10: 0; 11: 0; 12: 0; 13: 0; 14: 0; 15: 0; 16: 0; 17: 0; 18: 0; 19: 0; 20: 0; 21: 0; 22: 0; 23: 0; 24: 0; 25: 0; 26: 0; 27: 0; 28: 0
3PCustomer-SitedDBatteryPPAAnnualMax | 3PCustomer-SitedDBatteryPPAAnnualMax | [11 empty] | 1: 33; 2: 33; 3: 34; 4: 35; 5: 36; 6: 37; 7: 37; 8: 38; 9: 38; 10: 39; 11: 39
ReliableCapacity_3PCustomer-SitedDBatteryPPA | ReliableCapacity_3PCustomer-SitedDBatteryPPA | [11 empty] | 1: 0.0496; 2: 0.0496; 3: 0.0496; 4: 0.0496; 5: 0.0496; 6: 0.0496; 7: 0.0496; 8: 0.0496; 9: 0.0496; 10: 0.0496; 11: 0.0496; 12: 0.0596; 13: 0.0596; 14: 0.0596; 15: 0.0596; 16: 0.0596; 17: 0.0596; 18: 0.0596; 19: 0.0596; 20: 0.0596; 21: 0.0596; 22: 0.0596; 23: 0.0596; 24: 0.0596; 25: 0.0596; 26: 0.0596; 27: 0.0596; 28: 0.0596
3PCustomer-SitedDBatteryPPA_RC | 3PCustomer-SitedDBatteryPPA_RC | [11 empty] | 3: yr_ReliableCapacity_3PCustomer-SitedDBatteryPPA; 4: yr_ReliableCapacity_3PCustomer-SitedDBatteryPPA; 5: yr_ReliableCapacity_3PCustomer-SitedDBatteryPPA; 6: yr_ReliableCapacity_3PCustomer-SitedDBatteryPPA; 7: yr_ReliableCapacity_3PCustomer-SitedDBatteryPPA; 8: yr_ReliableCapacity_3PCustomer-SitedDBatteryPPA; 9: yr_ReliableCapacity_3PCustomer-SitedDBatteryPPA; 10: yr_ReliableCapacity_3PCustomer-SitedDBatteryPPA; 11: yr_ReliableCapacity_3PCustomer-SitedDBatteryPPA; 12: yr_ReliableCapacity_3PCustomer-SitedDBatteryPPA; 13: yr_ReliableCapacity_3PCustomer-SitedDBatteryPPA; 14: yr_ReliableCapacity_3PCustomer-SitedDBatteryPPA; 15: yr_ReliableCapacity_3PCustomer-SitedDBatteryPPA; 16: yr_ReliableCapacity_3PCustomer-SitedDBatteryPPA; 17: yr_ReliableCapacity_3PCustomer-SitedDBatteryPPA; 18: yr_ReliableCapacity_3PCustomer-SitedDBatteryPPA; 19: yr_ReliableCapacity_3PCustomer-SitedDBatteryPPA; 20: yr_ReliableCapacity_3PCustomer-SitedDBatteryPPA; 21: yr_ReliableCapacity_3PCustomer-SitedDBatteryPPA; 22: yr_ReliableCapacity_3PCustomer-SitedDBatteryPPA; 23: yr_ReliableCapacity_3PCustomer-SitedDBatteryPPA; 24: yr_ReliableCapacity_3PCustomer-SitedDBatteryPPA; 25: yr_ReliableCapacity_3PCustomer-SitedDBatteryPPA; 26: yr_ReliableCapacity_3PCustomer-SitedDBatteryPPA; 27: yr_ReliableCapacity_3PCustomer-SitedDBatteryPPA; 28: yr_ReliableCapacity_3PCustomer-SitedDBatteryPPA
3PUtility-scaleDBatteryPPACapital | 3PUtility-scaleDBatteryPPACapital | [11 empty] | 1: yr_3PUtility-scaleDBatteryPPACapital_2020; 2: yr_3PUtility-scaleDBatteryPPACapital_2021; 3: yr_3PUtility-scaleDBatteryPPACapital_2022; 4: yr_3PUtility-scaleDBatteryPPACapital_2023; 5: yr_3PUtility-scaleDBatteryPPACapital_2024; 6: yr_3PUtility-scaleDBatteryPPACapital_2025; 7: yr_3PUtility-scaleDBatteryPPACapital_2026; 8: yr_3PUtility-scaleDBatteryPPACapital_2027; 9: yr_3PUtility-scaleDBatteryPPACapital_2028; 10: yr_3PUtility-scaleDBatteryPPACapital_2029; 11: yr_3PUtility-scaleDBatteryPPACapital_2030; 12: yr_3PUtility-scaleDBatteryPPACapital_2031; 13: yr_3PUtility-scaleDBatteryPPACapital_2032; 14: yr_3PUtility-scaleDBatteryPPACapital_2033; 15: yr_3PUtility-scaleDBatteryPPACapital_2034; 16: yr_3PUtility-scaleDBatteryPPACapital_2035; 17: yr_3PUtility-scaleDBatteryPPACapital_2036; 18: yr_3PUtility-scaleDBatteryPPACapital_2037; 19: yr_3PUtility-scaleDBatteryPPACapital_2038; 20: yr_3PUtility-scaleDBatteryPPACapital_2039; 21: yr_3PUtility-scaleDBatteryPPACapital_2040; 22: yr_3PUtility-scaleDBatteryPPACapital_2041; 23: yr_3PUtility-scaleDBatteryPPACapital_2042; 24: yr_3PUtility-scaleDBatteryPPACapital_2043; 25: yr_3PUtility-scaleDBatteryPPACapital_2044; 26: yr_3PUtility-scaleDBatteryPPACapital_2045; 27: yr_3PUtility-scaleDBatteryPPACapital_2046; 28: yr_3PUtility-scaleDBatteryPPACapital_2047
3PUtility-scaleDBatteryPPACapital_2020 | 3PUtility-scaleDBatteryPPACapital_2020 | [11 empty] | 1: 0; 2: 0; 3: 0; 4: 0; 5: 0; 6: 0; 7: 0; 8: 0; 9: 0; 10: 0; 11: 16222.3624; 12: 0; 13: 0; 14: 0; 15: 0; 16: 0; 17: 0; 18: 0; 19: 0; 20: 0; 21: 10937.2768; 22: 0; 23: 0; 24: 0; 25: 0; 26: 0; 27: 0; 28: 0
3PUtility-scaleDBatteryPPACapital_2021 | 3PUtility-scaleDBatteryPPACapital_2021 | [11 empty] | 1: 0; 2: 0; 3: 0; 4: 0; 5: 0; 6: 0; 7: 0; 8: 0; 9: 0; 10: 0; 11: 0; 12: 15561.9166; 13: 0; 14: 0; 15: 0; 16: 0; 17: 0; 18: 0; 19: 0; 20: 0; 21: 0; 22: 10636.6801; 23: 0; 24: 0; 25: 0; 26: 0; 27: 0; 28: 0
3PUtility-scaleDBatteryPPACapital_2022 | 3PUtility-scaleDBatteryPPACapital_2022 | [11 empty] | 1: 0; 2: 0; 3: 0; 4: 0; 5: 0; 6: 0; 7: 0; 8: 0; 9: 0; 10: 0; 11: 0; 12: 0; 13: 14925.3373; 14: 0; 15: 0; 16: 0; 17: 0; 18: 0; 19: 0; 20: 0; 21: 0; 22: 0; 23: 10344.2401; 24: 0; 25: 0; 26: 0; 27: 0; 28: 0
3PUtility-scaleDBatteryPPACapital_2023 | 3PUtility-scaleDBatteryPPACapital_2023 | [11 empty] | 1: 0; 2: 0; 3: 0; 4: 0; 5: 0; 6: 0; 7: 0; 8: 0; 9: 0; 10: 0; 11: 0; 12: 0; 13: 0; 14: 14311.8215; 15: 0; 16: 0; 17: 0; 18: 0; 19: 0; 20: 0; 21: 0; 22: 0; 23: 0; 24: 10059.738; 25: 0; 26: 0; 27: 0; 28: 0
3PUtility-scaleDBatteryPPACapital_2024 | 3PUtility-scaleDBatteryPPACapital_2024 | [11 empty] | 1: 0; 2: 0; 3: 0; 4: 0; 5: 0; 6: 0; 7: 0; 8: 0; 9: 0; 10: 0; 11: 0; 12: 0; 13: 0; 14: 0; 15: 13720.5919; 16: 0; 17: 0; 18: 0; 19: 0; 20: 0; 21: 0; 22: 0; 23: 0; 24: 0; 25: 9782.9604; 26: 0; 27: 0; 28: 0
3PUtility-scaleDBatteryPPACapital_2025 | 3PUtility-scaleDBatteryPPACapital_2025 | [11 empty] | 1: 0; 2: 0; 3: 0; 4: 0; 5: 0; 6: 0; 7: 0; 8: 0; 9: 0; 10: 0; 11: 0; 12: 0; 13: 0; 14: 0; 15: 0; 16: 13150.8963; 17: 0; 18: 0; 19: 0; 20: 0; 21: 0; 22: 0; 23: 0; 24: 0; 25: 0; 26: 9513.6997; 27: 0; 28: 0
3PUtility-scaleDBatteryPPACapital_2026 | 3PUtility-scaleDBatteryPPACapital_2026 | [11 empty] | 1: 0; 2: 0; 3: 0; 4: 0; 5: 0; 6: 0; 7: 0; 8: 0; 9: 0; 10: 0; 11: 0; 12: 0; 13: 0; 14: 0; 15: 0; 16: 0; 17: 12602.0063; 18: 0; 19: 0; 20: 0; 21: 0; 22: 0; 23: 0; 24: 0; 25: 0; 26: 0; 27: 9251.754; 28: 0
3PUtility-scaleDBatteryPPACapital_2027 | 3PUtility-scaleDBatteryPPACapital_2027 | [11 empty] | 1: 0; 2: 0; 3: 0; 4: 0; 5: 0; 6: 0; 7: 0; 8: 0; 9: 0; 10: 0; 11: 0; 12: 0; 13: 0; 14: 0; 15: 0; 16: 0; 17: 0; 18: 12073.2173; 19: 0; 20: 0; 21: 0; 22: 0; 23: 0; 24: 0; 25: 0; 26: 0; 27: 0; 28: 690.6122
3PUtility-scaleDBatteryPPACapital_2028 | 3PUtility-scaleDBatteryPPACapital_2028 | [11 empty] | 1: 0; 2: 0; 3: 0; 4: 0; 5: 0; 6: 0; 7: 0; 8: 0; 9: 0; 10: 0; 11: 0; 12: 0; 13: 0; 14: 0; 15: 0; 16: 0; 17: 0; 18: 0; 19: 11563.8473; 20: 0; 21: 0; 22: 0; 23: 0; 24: 0; 25: 0; 26: 0; 27: 0; 28: 596.889
3PUtility-scaleDBatteryPPACapital_2029 | 3PUtility-scaleDBatteryPPACapital_2029 | [11 empty] | 1: 0; 2: 0; 3: 0; 4: 0; 5: 0; 6: 0; 7: 0; 8: 0; 9: 0; 10: 0; 11: 0; 12: 0; 13: 0; 14: 0; 15: 0; 16: 0; 17: 0; 18: 0; 19: 0; 20: 11246.2555; 21: 0; 22: 0; 23: 0; 24: 0; 25: 0; 26: 0; 27: 0; 28: 520.1025
3PUtility-scaleDBatteryPPACapital_2030 | 3PUtility-scaleDBatteryPPACapital_2030 | [11 empty] | 1: 0; 2: 0; 3: 0; 4: 0; 5: 0; 6: 0; 7: 0; 8: 0; 9: 0; 10: 0; 11: 0; 12: 0; 13: 0; 14: 0; 15: 0; 16: 0; 17: 0; 18: 0; 19: 0; 20: 0; 21: 10937.2768; 22: 0; 23: 0; 24: 0; 25: 0; 26: 0; 27: 0; 28: 456.2919
3PUtility-scaleDBatteryPPACapital_2031 | 3PUtility-scaleDBatteryPPACapital_2031 | [11 empty] | 1: 0; 2: 0; 3: 0; 4: 0; 5: 0; 6: 0; 7: 0; 8: 0; 9: 0; 10: 0; 11: 0; 12: 0; 13: 0; 14: 0; 15: 0; 16: 0; 17: 0; 18: 0; 19: 0; 20: 0; 21: 0; 22: 10636.6801; 23: 0; 24: 0; 25: 0; 26: 0; 27: 0; 28: 0
3PUtility-scaleDBatteryPPACapital_2032 | 3PUtility-scaleDBatteryPPACapital_2032 | [11 empty] | 1: 0; 2: 0; 3: 0; 4: 0; 5: 0; 6: 0; 7: 0; 8: 0; 9: 0; 10: 0; 11: 0; 12: 0; 13: 0; 14: 0; 15: 0; 16: 0; 17: 0; 18: 0; 19: 0; 20: 0; 21: 0; 22: 0; 23: 10344.2401; 24: 0; 25: 0; 26: 0; 27: 0; 28: 0
3PUtility-scaleDBatteryPPACapital_2033 | 3PUtility-scaleDBatteryPPACapital_2033 | [11 empty] | 1: 0; 2: 0; 3: 0; 4: 0; 5: 0; 6: 0; 7: 0; 8: 0; 9: 0; 10: 0; 11: 0; 12: 0; 13: 0; 14: 0; 15: 0; 16: 0; 17: 0; 18: 0; 19: 0; 20: 0; 21: 0; 22: 0; 23: 0; 24: 10059.738; 25: 0; 26: 0; 27: 0; 28: 0
3PUtility-scaleDBatteryPPACapital_2034 | 3PUtility-scaleDBatteryPPACapital_2034 | [11 empty] | 1: 0; 2: 0; 3: 0; 4: 0; 5: 0; 6: 0; 7: 0; 8: 0; 9: 0; 10: 0; 11: 0; 12: 0; 13: 0; 14: 0; 15: 0; 16: 0; 17: 0; 18: 0; 19: 0; 20: 0; 21: 0; 22: 0; 23: 0; 24: 0; 25: 9782.9604; 26: 0; 27: 0; 28: 0
3PUtility-scaleDBatteryPPACapital_2035 | 3PUtility-scaleDBatteryPPACapital_2035 | [11 empty] | 1: 0; 2: 0; 3: 0; 4: 0; 5: 0; 6: 0; 7: 0; 8: 0; 9: 0; 10: 0; 11: 0; 12: 0; 13: 0; 14: 0; 15: 0; 16: 0; 17: 0; 18: 0; 19: 0; 20: 0; 21: 0; 22: 0; 23: 0; 24: 0; 25: 0; 26: 9513.6997; 27: 0; 28: 0
3PUtility-scaleDBatteryPPACapital_2036 | 3PUtility-scaleDBatteryPPACapital_2036 | [11 empty] | 1: 0; 2: 0; 3: 0; 4: 0; 5: 0; 6: 0; 7: 0; 8: 0; 9: 0; 10: 0; 11: 0; 12: 0; 13: 0; 14: 0; 15: 0; 16: 0; 17: 0; 18: 0; 19: 0; 20: 0; 21: 0; 22: 0; 23: 0; 24: 0; 25: 0; 26: 0; 27: 9251.754; 28: 0
3PUtility-scaleDBatteryPPACapital_2037 | 3PUtility-scaleDBatteryPPACapital_2037 | [11 empty] | 1: 0; 2: 0; 3: 0; 4: 0; 5: 0; 6: 0; 7: 0; 8: 0; 9: 0; 10: 0; 11: 0; 12: 0; 13: 0; 14: 0; 15: 0; 16: 0; 17: 0; 18: 0; 19: 0; 20: 0; 21: 0; 22: 0; 23: 0; 24: 0; 25: 0; 26: 0; 27: 0; 28: 416.9401
3PUtility-scaleDBatteryPPACapital_2038 | 3PUtility-scaleDBatteryPPACapital_2038 | [11 empty] | 1: 0; 2: 0; 3: 0; 4: 0; 5: 0; 6: 0; 7: 0; 8: 0; 9: 0; 10: 0; 11: 0; 12: 0; 13: 0; 14: 0; 15: 0; 16: 0; 17: 0; 18: 0; 19: 0; 20: 0; 21: 0; 22: 0; 23: 0; 24: 0; 25: 0; 26: 0; 27: 0; 28: 376.9717
3PUtility-scaleDBatteryPPACapital_2039 | 3PUtility-scaleDBatteryPPACapital_2039 | [11 empty] | 1: 0; 2: 0; 3: 0; 4: 0; 5: 0; 6: 0; 7: 0; 8: 0; 9: 0; 10: 0; 11: 0; 12: 0; 13: 0; 14: 0; 15: 0; 16: 0; 17: 0; 18: 0; 19: 0; 20: 0; 21: 0; 22: 0; 23: 0; 24: 0; 25: 0; 26: 0; 27: 0; 28: 341.5571
3PUtility-scaleDBatteryPPACapital_2040 | 3PUtility-scaleDBatteryPPACapital_2040 | [11 empty] | 1: 0; 2: 0; 3: 0; 4: 0; 5: 0; 6: 0; 7: 0; 8: 0; 9: 0; 10: 0; 11: 0; 12: 0; 13: 0; 14: 0; 15: 0; 16: 0; 17: 0; 18: 0; 19: 0; 20: 0; 21: 0; 22: 0; 23: 0; 24: 0; 25: 0; 26: 0; 27: 0; 28: 310.0632
3PUtility-scaleDBatteryPPACapital_2041 | 3PUtility-scaleDBatteryPPACapital_2041 | [11 empty] | 1: 0; 2: 0; 3: 0; 4: 0; 5: 0; 6: 0; 7: 0; 8: 0; 9: 0; 10: 0; 11: 0; 12: 0; 13: 0; 14: 0; 15: 0; 16: 0; 17: 0; 18: 0; 19: 0; 20: 0; 21: 0; 22: 0; 23: 0; 24: 0; 25: 0; 26: 0; 27: 0; 28: 0
3PUtility-scaleDBatteryPPACapital_2042 | 3PUtility-scaleDBatteryPPACapital_2042 | [11 empty] | 1: 0; 2: 0; 3: 0; 4: 0; 5: 0; 6: 0; 7: 0; 8: 0; 9: 0; 10: 0; 11: 0; 12: 0; 13: 0; 14: 0; 15: 0; 16: 0; 17: 0; 18: 0; 19: 0; 20: 0; 21: 0; 22: 0; 23: 0; 24: 0; 25: 0; 26: 0; 27: 0; 28: 0
3PUtility-scaleDBatteryPPACapital_2043 | 3PUtility-scaleDBatteryPPACapital_2043 | [11 empty] | 1: 0; 2: 0; 3: 0; 4: 0; 5: 0; 6: 0; 7: 0; 8: 0; 9: 0; 10: 0; 11: 0; 12: 0; 13: 0; 14: 0; 15: 0; 16: 0; 17: 0; 18: 0; 19: 0; 20: 0; 21: 0; 22: 0; 23: 0; 24: 0; 25: 0; 26: 0; 27: 0; 28: 0
3PUtility-scaleDBatteryPPACapital_2044 | 3PUtility-scaleDBatteryPPACapital_2044 | [11 empty] | 1: 0; 2: 0; 3: 0; 4: 0; 5: 0; 6: 0; 7: 0; 8: 0; 9: 0; 10: 0; 11: 0; 12: 0; 13: 0; 14: 0; 15: 0; 16: 0; 17: 0; 18: 0; 19: 0; 20: 0; 21: 0; 22: 0; 23: 0; 24: 0; 25: 0; 26: 0; 27: 0; 28: 0
3PUtility-scaleDBatteryPPACapital_2045 | 3PUtility-scaleDBatteryPPACapital_2045 | [11 empty] | 1: 0; 2: 0; 3: 0; 4: 0; 5: 0; 6: 0; 7: 0; 8: 0; 9: 0; 10: 0; 11: 0; 12: 0; 13: 0; 14: 0; 15: 0; 16: 0; 17: 0; 18: 0; 19: 0; 20: 0; 21: 0; 22: 0; 23: 0; 24: 0; 25: 0; 26: 0; 27: 0; 28: 0
3PUtility-scaleDBatteryPPACapital_2046 | 3PUtility-scaleDBatteryPPACapital_2046 | [11 empty] | 1: 0; 2: 0; 3: 0; 4: 0; 5: 0; 6: 0; 7: 0; 8: 0; 9: 0; 10: 0; 11: 0; 12: 0; 13: 0; 14: 0; 15: 0; 16: 0; 17: 0; 18: 0; 19: 0; 20: 0; 21: 0; 22: 0; 23: 0; 24: 0; 25: 0; 26: 0; 27: 0; 28: 0
3PUtility-scaleDBatteryPPACapital_2047 | 3PUtility-scaleDBatteryPPACapital_2047 | [11 empty] | 1: 0; 2: 0; 3: 0; 4: 0; 5: 0; 6: 0; 7: 0; 8: 0; 9: 0; 10: 0; 11: 0; 12: 0; 13: 0; 14: 0; 15: 0; 16: 0; 17: 0; 18: 0; 19: 0; 20: 0; 21: 0; 22: 0; 23: 0; 24: 0; 25: 0; 26: 0; 27: 0; 28: 0
3PUtility-scaleDBatteryPPAFOM | 3PUtility-scaleDBatteryPPAFOM_Annual | [11 empty] | 3: 795.4928; 4: 795.4928; 5: 795.4928; 6: 795.4928; 7: 795.4928; 8: 795.4928; 9: 795.4928; 10: 795.4928; 11: 795.4928; 12: 815.3802; 13: 835.7647; 14: 856.6588; 15: 878.0752; 16: 900.0271; 17: 922.5278; 18: 945.591; 19: 969.2308; 20: 993.4615; 21: 1018.2981; 22: 1043.7555; 23: 1069.8494; 24: 1096.5957; 25: 1124.0105; 26: 1152.1108; 27: 1180.9136; 28: 1210.4364
| 3PUtility-scaleDBatteryPPAFOM | [11 empty] | 1: yr_3PUtility-scaleDBatteryPPAFOM_Annual; 2: yr_3PUtility-scaleDBatteryPPAFOM_Annual; 3: yr_3PUtility-scaleDBatteryPPAFOM_Annual; 4: yr_3PUtility-scaleDBatteryPPAFOM_Annual; 5: yr_3PUtility-scaleDBatteryPPAFOM_Annual; 6: yr_3PUtility-scaleDBatteryPPAFOM_Annual; 7: yr_3PUtility-scaleDBatteryPPAFOM_Annual; 8: yr_3PUtility-scaleDBatteryPPAFOM_Annual; 9: yr_3PUtility-scaleDBatteryPPAFOM_Annual; 10: yr_3PUtility-scaleDBatteryPPAFOM_Annual; 11: yr_3PUtility-scaleDBatteryPPAFOM_Annual; 12: yr_3PUtility-scaleDBatteryPPAFOM_Annual; 13: yr_3PUtility-scaleDBatteryPPAFOM_Annual; 14: yr_3PUtility-scaleDBatteryPPAFOM_Annual; 15: yr_3PUtility-scaleDBatteryPPAFOM_Annual; 16: yr_3PUtility-scaleDBatteryPPAFOM_Annual; 17: yr_3PUtility-scaleDBatteryPPAFOM_Annual; 18: yr_3PUtility-scaleDBatteryPPAFOM_Annual; 19: yr_3PUtility-scaleDBatteryPPAFOM_Annual; 20: yr_3PUtility-scaleDBatteryPPAFOM_Annual; 21: yr_3PUtility-scaleDBatteryPPAFOM_Annual; 22: yr_3PUtility-scaleDBatteryPPAFOM_Annual; 23: yr_3PUtility-scaleDBatteryPPAFOM_Annual; 24: yr_3PUtility-scaleDBatteryPPAFOM_Annual; 25: yr_3PUtility-scaleDBatteryPPAFOM_Annual; 26: yr_3PUtility-scaleDBatteryPPAFOM_Annual; 27: yr_3PUtility-scaleDBatteryPPAFOM_Annual; 28: yr_3PUtility-scaleDBatteryPPAFOM_Annual
3PUtility-scaleDBatteryPPAVOM | 3PUtility-scaleDBatteryPPAVOM | [11 empty] | 3: 0; 4: 0; 5: 0; 6: 0; 7: 0; 8: 0; 9: 0; 10: 0; 11: 0; 12: 0; 13: 0; 14: 0; 15: 0; 16: 0; 17: 0; 18: 0; 19: 0; 20: 0; 21: 0; 22: 0; 23: 0; 24: 0; 25: 0; 26: 0; 27: 0; 28: 0
3PUtility-scaleDBatteryPPAAnnualMax | 3PUtility-scaleDBatteryPPAAnnualMax | [11 empty] | 1: 0; 2: 0; 3: 0; 4: 0; 5: 0; 6: 0; 7: 0; 8: 0; 9: 5; 10: 5; 11: 5
ReliableCapacity_3PUtility-scaleDBatteryPPA | ReliableCapacity_3PUtility-scaleDBatteryPPA | [11 empty] | 1: 0.124; 2: 0.124; 3: 0.124; 4: 0.124; 5: 0.124; 6: 0.124; 7: 0.124; 8: 0.124; 9: 0.124; 10: 0.124; 11: 0.124; 12: 0.158; 13: 0.158; 14: 0.158; 15: 0.158; 16: 0.158; 17: 0.158; 18: 0.158; 19: 0.158; 20: 0.158; 21: 0.158; 22: 0.158; 23: 0.158; 24: 0.158; 25: 0.158; 26: 0.158; 27: 0.158; 28: 0.158
3PUtility-scaleDBatteryPPA_RC | 3PUtility-scaleDBatteryPPA_RC | [11 empty] | 3: yr_ReliableCapacity_3PUtility-scaleDBatteryPPA; 4: yr_ReliableCapacity_3PUtility-scaleDBatteryPPA; 5: yr_ReliableCapacity_3PUtility-scaleDBatteryPPA; 6: yr_ReliableCapacity_3PUtility-scaleDBatteryPPA; 7: yr_ReliableCapacity_3PUtility-scaleDBatteryPPA; 8: yr_ReliableCapacity_3PUtility-scaleDBatteryPPA; 9: yr_ReliableCapacity_3PUtility-scaleDBatteryPPA; 10: yr_ReliableCapacity_3PUtility-scaleDBatteryPPA; 11: yr_ReliableCapacity_3PUtility-scaleDBatteryPPA; 12: yr_ReliableCapacity_3PUtility-scaleDBatteryPPA; 13: yr_ReliableCapacity_3PUtility-scaleDBatteryPPA; 14: yr_ReliableCapacity_3PUtility-scaleDBatteryPPA; 15: yr_ReliableCapacity_3PUtility-scaleDBatteryPPA; 16: yr_ReliableCapacity_3PUtility-scaleDBatteryPPA; 17: yr_ReliableCapacity_3PUtility-scaleDBatteryPPA; 18: yr_ReliableCapacity_3PUtility-scaleDBatteryPPA; 19: yr_ReliableCapacity_3PUtility-scaleDBatteryPPA; 20: yr_ReliableCapacity_3PUtility-scaleDBatteryPPA; 21: yr_ReliableCapacity_3PUtility-scaleDBatteryPPA; 22: yr_ReliableCapacity_3PUtility-scaleDBatteryPPA; 23: yr_ReliableCapacity_3PUtility-scaleDBatteryPPA; 24: yr_ReliableCapacity_3PUtility-scaleDBatteryPPA; 25: yr_ReliableCapacity_3PUtility-scaleDBatteryPPA; 26: yr_ReliableCapacity_3PUtility-scaleDBatteryPPA; 27: yr_ReliableCapacity_3PUtility-scaleDBatteryPPA; 28: yr_ReliableCapacity_3PUtility-scaleDBatteryPPA
C&IBatteryInstallIncentiveCapital | C&IBatteryInstallIncentiveCapital | [11 empty] | 1: yr_C&IBatteryInstallIncentiveCapital_2020; 2: yr_C&IBatteryInstallIncentiveCapital_2021; 3: yr_C&IBatteryInstallIncentiveCapital_2022; 4: yr_C&IBatteryInstallIncentiveCapital_2023; 5: yr_C&IBatteryInstallIncentiveCapital_2024; 6: yr_C&IBatteryInstallIncentiveCapital_2025; 7: yr_C&IBatteryInstallIncentiveCapital_2026; 8: yr_C&IBatteryInstallIncentiveCapital_2027; 9: yr_C&IBatteryInstallIncentiveCapital_2028; 10: yr_C&IBatteryInstallIncentiveCapital_2029; 11: yr_C&IBatteryInstallIncentiveCapital_2030; 12: yr_C&IBatteryInstallIncentiveCapital_2031; 13: yr_C&IBatteryInstallIncentiveCapital_2032; 14: yr_C&IBatteryInstallIncentiveCapital_2033; 15: yr_C&IBatteryInstallIncentiveCapital_2034; 16: yr_C&IBatteryInstallIncentiveCapital_2035; 17: yr_C&IBatteryInstallIncentiveCapital_2036; 18: yr_C&IBatteryInstallIncentiveCapital_2037; 19: yr_C&IBatteryInstallIncentiveCapital_2038; 20: yr_C&IBatteryInstallIncentiveCapital_2039; 21: yr_C&IBatteryInstallIncentiveCapital_2040; 22: yr_C&IBatteryInstallIncentiveCapital_2041; 23: yr_C&IBatteryInstallIncentiveCapital_2042; 24: yr_C&IBatteryInstallIncentiveCapital_2043; 25: yr_C&IBatteryInstallIncentiveCapital_2044; 26: yr_C&IBatteryInstallIncentiveCapital_2045; 27: yr_C&IBatteryInstallIncentiveCapital_2046; 28: yr_C&IBatteryInstallIncentiveCapital_2047
C&IBatteryInstallIncentiveCapital_2020 | C&IBatteryInstallIncentiveCapital_2020 | [11 empty] | 1: 8333.7344; 2: 0; 3: 0; 4: 0; 5: 0; 6: 0; 7: 0; 8: 0; 9: 0; 10: 0; 11: 16848.4839; 12: 0; 13: 0; 14: 0; 15: 0; 16: 0; 17: 0; 18: 0; 19: 0; 20: 0; 21: 12020.1008; 22: 0; 23: 0; 24: 0; 25: 0; 26: 0; 27: 0; 28: 0
C&IBatteryInstallIncentiveCapital_2021 | C&IBatteryInstallIncentiveCapital_2021 | [11 empty] | 1: 0; 2: 8333.7344; 3: 0; 4: 0; 5: 0; 6: 0; 7: 0; 8: 0; 9: 0; 10: 0; 11: 0; 12: 16425.9431; 13: 0; 14: 0; 15: 0; 16: 0; 17: 0; 18: 0; 19: 0; 20: 0; 21: 0; 22: 11827.7847; 23: 0; 24: 0; 25: 0; 26: 0; 27: 0; 28: 0
C&IBatteryInstallIncentiveCapital_2022 | C&IBatteryInstallIncentiveCapital_2022 | [11 empty] | 1: 0; 2: 0; 3: 8333.7344; 4: 0; 5: 0; 6: 0; 7: 0; 8: 0; 9: 0; 10: 0; 11: 0; 12: 0; 13: 16018.6718; 14: 0; 15: 0; 16: 0; 17: 0; 18: 0; 19: 0; 20: 0; 21: 0; 22: 0; 23: 11640.6872; 24: 0; 25: 0; 26: 0; 27: 0; 28: 0
C&IBatteryInstallIncentiveCapital_2023 | C&IBatteryInstallIncentiveCapital_2023 | [11 empty] | 1: 0; 2: 0; 3: 0; 4: 8333.7344; 5: 0; 6: 0; 7: 0; 8: 0; 9: 0; 10: 0; 11: 0; 12: 0; 13: 0; 14: 15626.1561; 15: 0; 16: 0; 17: 0; 18: 0; 19: 0; 20: 0; 21: 0; 22: 0; 23: 0; 24: 11458.6681; 25: 0; 26: 0; 27: 0; 28: 0
C&IBatteryInstallIncentiveCapital_2024 | C&IBatteryInstallIncentiveCapital_2024 | [11 empty] | 1: 0; 2: 0; 3: 0; 4: 0; 5: 8333.7344; 6: 0; 7: 0; 8: 0; 9: 0; 10: 0; 11: 0; 12: 0; 13: 0; 14: 0; 15: 15247.8987; 16: 0; 17: 0; 18: 0; 19: 0; 20: 0; 21: 0; 22: 0; 23: 0; 24: 0; 25: 11281.5911; 26: 0; 27: 0; 28: 0
C&IBatteryInstallIncentiveCapital_2025 | C&IBatteryInstallIncentiveCapital_2025 | [11 empty] | 1: 0; 2: 0; 3: 0; 4: 0; 5: 0; 6: 8333.7344; 7: 0; 8: 0; 9: 0; 10: 0; 11: 0; 12: 0; 13: 0; 14: 0; 15: 0; 16: 14883.4182; 17: 0; 18: 0; 19: 0; 20: 0; 21: 0; 22: 0; 23: 0; 24: 0; 25: 0; 26: 11109.3232; 27: 0; 28: 0
C&IBatteryInstallIncentiveCapital_2026 | C&IBatteryInstallIncentiveCapital_2026 | [11 empty] | 1: 0; 2: 0; 3: 0; 4: 0; 5: 0; 6: 0; 7: 8333.7344; 8: 0; 9: 0; 10: 0; 11: 0; 12: 0; 13: 0; 14: 0; 15: 0; 16: 0; 17: 14532.2489; 18: 0; 19: 0; 20: 0; 21: 0; 22: 0; 23: 0; 24: 0; 25: 0; 26: 0; 27: 10941.7353; 28: 0
C&IBatteryInstallIncentiveCapital_2027 | C&IBatteryInstallIncentiveCapital_2027 | [11 empty] | 1: 0; 2: 0; 3: 0; 4: 0; 5: 0; 6: 0; 7: 0; 8: 8333.7344; 9: 0; 10: 0; 11: 0; 12: 0; 13: 0; 14: 0; 15: 0; 16: 0; 17: 0; 18: 14193.9397; 19: 0; 20: 0; 21: 0; 22: 0; 23: 0; 24: 0; 25: 0; 26: 0; 27: 0; 28: 1293.2282
C&IBatteryInstallIncentiveCapital_2028 | C&IBatteryInstallIncentiveCapital_2028 | [11 empty] | 1: 0; 2: 0; 3: 0; 4: 0; 5: 0; 6: 0; 7: 0; 8: 0; 9: 8333.7344; 10: 0; 11: 0; 12: 0; 13: 0; 14: 0; 15: 0; 16: 0; 17: 0; 18: 0; 19: 13868.0545; 20: 0; 21: 0; 22: 0; 23: 0; 24: 0; 25: 0; 26: 0; 27: 0; 28: 1132.4814
C&IBatteryInstallIncentiveCapital_2029 | C&IBatteryInstallIncentiveCapital_2029 | [11 empty] | 1: 0; 2: 0; 3: 0; 4: 0; 5: 0; 6: 0; 7: 0; 8: 0; 9: 0; 10: 8333.7344; 11: 0; 12: 0; 13: 0; 14: 0; 15: 0; 16: 0; 17: 0; 18: 0; 19: 0; 20: 13664.8653; 21: 0; 22: 0; 23: 0; 24: 0; 25: 0; 26: 0; 27: 0; 28: 1000.0226
C&IBatteryInstallIncentiveCapital_2030 | C&IBatteryInstallIncentiveCapital_2030 | [11 empty] | 1: 0; 2: 0; 3: 0; 4: 0; 5: 0; 6: 0; 7: 0; 8: 0; 9: 0; 10: 0; 11: 8333.7344; 12: 0; 13: 0; 14: 0; 15: 0; 16: 0; 17: 0; 18: 0; 19: 0; 20: 0; 21: 13467.1866; 22: 0; 23: 0; 24: 0; 25: 0; 26: 0; 27: 0; 28: 889.2706
C&IBatteryInstallIncentiveCapital_2031 | C&IBatteryInstallIncentiveCapital_2031 | [11 empty] | 1: 0; 2: 0; 3: 0; 4: 0; 5: 0; 6: 0; 7: 0; 8: 0; 9: 0; 10: 0; 11: 0; 12: 8333.7344; 13: 0; 14: 0; 15: 0; 16: 0; 17: 0; 18: 0; 19: 0; 20: 0; 21: 0; 22: 13274.8705; 23: 0; 24: 0; 25: 0; 26: 0; 27: 0; 28: 392.8966
C&IBatteryInstallIncentiveCapital_2032 | C&IBatteryInstallIncentiveCapital_2032 | [11 empty] | 1: 0; 2: 0; 3: 0; 4: 0; 5: 0; 6: 0; 7: 0; 8: 0; 9: 0; 10: 0; 11: 0; 12: 0; 13: 8333.7344; 14: 0; 15: 0; 16: 0; 17: 0; 18: 0; 19: 0; 20: 0; 21: 0; 22: 0; 23: 13087.773; 24: 0; 25: 0; 26: 0; 27: 0; 28: 358.3014
C&IBatteryInstallIncentiveCapital_2033 | C&IBatteryInstallIncentiveCapital_2033 | [11 empty] | 1: 0; 2: 0; 3: 0; 4: 0; 5: 0; 6: 0; 7: 0; 8: 0; 9: 0; 10: 0; 11: 0; 12: 0; 13: 0; 14: 8333.7344; 15: 0; 16: 0; 17: 0; 18: 0; 19: 0; 20: 0; 21: 0; 22: 0; 23: 0; 24: 12905.7539; 25: 0; 26: 0; 27: 0; 28: 328.1635
C&IBatteryInstallIncentiveCapital_2034 | C&IBatteryInstallIncentiveCapital_2034 | [11 empty] | 1: 0; 2: 0; 3: 0; 4: 0; 5: 0; 6: 0; 7: 0; 8: 0; 9: 0; 10: 0; 11: 0; 12: 0; 13: 0; 14: 0; 15: 8333.7344; 16: 0; 17: 0; 18: 0; 19: 0; 20: 0; 21: 0; 22: 0; 23: 0; 24: 0; 25: 12728.6769; 26: 0; 27: 0; 28: 301.6957
C&IBatteryInstallIncentiveCapital_2035 | C&IBatteryInstallIncentiveCapital_2035 | [11 empty] | 1: 0; 2: 0; 3: 0; 4: 0; 5: 0; 6: 0; 7: 0; 8: 0; 9: 0; 10: 0; 11: 0; 12: 0; 13: 0; 14: 0; 15: 0; 16: 8333.7344; 17: 0; 18: 0; 19: 0; 20: 0; 21: 0; 22: 0; 23: 0; 24: 0; 25: 0; 26: 12556.409; 27: 0; 28: 278.2856
C&IBatteryInstallIncentiveCapital_2036 | C&IBatteryInstallIncentiveCapital_2036 | [11 empty] | 1: 0; 2: 0; 3: 0; 4: 0; 5: 0; 6: 0; 7: 0; 8: 0; 9: 0; 10: 0; 11: 0; 12: 0; 13: 0; 14: 0; 15: 0; 16: 0; 17: 8333.7344; 18: 0; 19: 0; 20: 0; 21: 0; 22: 0; 23: 0; 24: 0; 25: 0; 26: 0; 27: 12388.8212; 28: 257.4498
C&IBatteryInstallIncentiveCapital_2037 | C&IBatteryInstallIncentiveCapital_2037 | [11 empty] | 1: 0; 2: 0; 3: 0; 4: 0; 5: 0; 6: 0; 7: 0; 8: 0; 9: 0; 10: 0; 11: 0; 12: 0; 13: 0; 14: 0; 15: 0; 16: 0; 17: 0; 18: 8333.7344; 19: 0; 20: 0; 21: 0; 22: 0; 23: 0; 24: 0; 25: 0; 26: 0; 27: 0; 28: 1124.3757
C&IBatteryInstallIncentiveCapital_2038 | C&IBatteryInstallIncentiveCapital_2038 | [11 empty] | 1: 0; 2: 0; 3: 0; 4: 0; 5: 0; 6: 0; 7: 0; 8: 0; 9: 0; 10: 0; 11: 0; 12: 0; 13: 0; 14: 0; 15: 0; 16: 0; 17: 0; 18: 0; 19: 8333.7344; 20: 0; 21: 0; 22: 0; 23: 0; 24: 0; 25: 0; 26: 0; 27: 0; 28: 1034.715
C&IBatteryInstallIncentiveCapital_2039 | C&IBatteryInstallIncentiveCapital_2039 | [11 empty] | 1: 0; 2: 0; 3: 0; 4: 0; 5: 0; 6: 0; 7: 0; 8: 0; 9: 0; 10: 0; 11: 0; 12: 0; 13: 0; 14: 0; 15: 0; 16: 0; 17: 0; 18: 0; 19: 0; 20: 8333.7344; 21: 0; 22: 0; 23: 0; 24: 0; 25: 0; 26: 0; 27: 0; 28: 954.4015
C&IBatteryInstallIncentiveCapital_2040 | C&IBatteryInstallIncentiveCapital_2040 | [11 empty] | 1: 0; 2: 0; 3: 0; 4: 0; 5: 0; 6: 0; 7: 0; 8: 0; 9: 0; 10: 0; 11: 0; 12: 0; 13: 0; 14: 0; 15: 0; 16: 0; 17: 0; 18: 0; 19: 0; 20: 0; 21: 8333.7344; 22: 0; 23: 0; 24: 0; 25: 0; 26: 0; 27: 0; 28: 882.1747
C&IBatteryInstallIncentiveCapital_2041 | C&IBatteryInstallIncentiveCapital_2041 | [11 empty] | 1: 0; 2: 0; 3: 0; 4: 0; 5: 0; 6: 0; 7: 0; 8: 0; 9: 0; 10: 0; 11: 0; 12: 0; 13: 0; 14: 0; 15: 0; 16: 0; 17: 0; 18: 0; 19: 0; 20: 0; 21: 0; 22: 8333.7344; 23: 0; 24: 0; 25: 0; 26: 0; 27: 0; 28: 535.022
C&IBatteryInstallIncentiveCapital_2042 | C&IBatteryInstallIncentiveCapital_2042 | [11 empty] | 1: 0; 2: 0; 3: 0; 4: 0; 5: 0; 6: 0; 7: 0; 8: 0; 9: 0; 10: 0; 11: 0; 12: 0; 13: 0; 14: 0; 15: 0; 16: 0; 17: 0; 18: 0; 19: 0; 20: 0; 21: 0; 22: 0; 23: 8333.7344; 24: 0; 25: 0; 26: 0; 27: 0; 28: 501.1368
C&IBatteryInstallIncentiveCapital_2043 | C&IBatteryInstallIncentiveCapital_2043 | [11 empty] | 1: 0; 2: 0; 3: 0; 4: 0; 5: 0; 6: 0; 7: 0; 8: 0; 9: 0; 10: 0; 11: 0; 12: 0; 13: 0; 14: 0; 15: 0; 16: 0; 17: 0; 18: 0; 19: 0; 20: 0; 21: 0; 22: 0; 23: 0; 24: 8333.7344; 25: 0; 26: 0; 27: 0; 28: 470.0841
C&IBatteryInstallIncentiveCapital_2044 | C&IBatteryInstallIncentiveCapital_2044 | [11 empty] | 1: 0; 2: 0; 3: 0; 4: 0; 5: 0; 6: 0; 7: 0; 8: 0; 9: 0; 10: 0; 11: 0; 12: 0; 13: 0; 14: 0; 15: 0; 16: 0; 17: 0; 18: 0; 19: 0; 20: 0; 21: 0; 22: 0; 23: 0; 24: 0; 25: 8333.7344; 26: 0; 27: 0; 28: 441.5474
C&IBatteryInstallIncentiveCapital_2045 | C&IBatteryInstallIncentiveCapital_2045 | [11 empty] | 1: 0; 2: 0; 3: 0; 4: 0; 5: 0; 6: 0; 7: 0; 8: 0; 9: 0; 10: 0; 11: 0; 12: 0; 13: 0; 14: 0; 15: 0; 16: 0; 17: 0; 18: 0; 19: 0; 20: 0; 21: 0; 22: 0; 23: 0; 24: 0; 25: 0; 26: 8333.7344; 27: 0; 28: 415.2551
C&IBatteryInstallIncentiveCapital_2046 | C&IBatteryInstallIncentiveCapital_2046 | [11 empty] | 1: 0; 2: 0; 3: 0; 4: 0; 5: 0; 6: 0; 7: 0; 8: 0; 9: 0; 10: 0; 11: 0; 12: 0; 13: 0; 14: 0; 15: 0; 16: 0; 17: 0; 18: 0; 19: 0; 20: 0; 21: 0; 22: 0; 23: 0; 24: 0; 25: 0; 26: 0; 27: 8333.7344; 28: 390.9733
C&IBatteryInstallIncentiveCapital_2047 | C&IBatteryInstallIncentiveCapital_2047 | [11 empty] | 1: 0; 2: 0; 3: 0; 4: 0; 5: 0; 6: 0; 7: 0; 8: 0; 9: 0; 10: 0; 11: 0; 12: 0; 13: 0; 14: 0; 15: 0; 16: 0; 17: 0; 18: 0; 19: 0; 20: 0; 21: 0; 22: 0; 23: 0; 24: 0; 25: 0; 26: 0; 27: 0; 28: 847.5481
C&IBatteryInstallIncentiveFOM | C&IBatteryInstallIncentiveFOM_Annual | [11 empty] | 3: 1000.0481; 4: 1000.0481; 5: 1000.0481; 6: 1000.0481; 7: 1000.0481; 8: 1000.0481; 9: 1000.0481; 10: 1000.0481; 11: 1000.0481; 12: 1025.0493; 13: 1050.6756; 14: 1076.9425; 15: 1103.866; 16: 1131.4627; 17: 1159.7492; 18: 1188.743; 19: 1218.4615; 20: 1248.9231; 21: 1280.1462; 22: 1312.1498; 23: 1344.9536; 24: 1378.5774; 25: 1413.0418; 26: 1448.3679; 27: 1484.5771; 28: 1521.6915
| C&IBatteryInstallIncentiveFOM | [11 empty] | 1: yr_C&IBatteryInstallIncentiveFOM_Annual; 2: yr_C&IBatteryInstallIncentiveFOM_Annual; 3: yr_C&IBatteryInstallIncentiveFOM_Annual; 4: yr_C&IBatteryInstallIncentiveFOM_Annual; 5: yr_C&IBatteryInstallIncentiveFOM_Annual; 6: yr_C&IBatteryInstallIncentiveFOM_Annual; 7: yr_C&IBatteryInstallIncentiveFOM_Annual; 8: yr_C&IBatteryInstallIncentiveFOM_Annual; 9: yr_C&IBatteryInstallIncentiveFOM_Annual; 10: yr_C&IBatteryInstallIncentiveFOM_Annual; 11: yr_C&IBatteryInstallIncentiveFOM_Annual; 12: yr_C&IBatteryInstallIncentiveFOM_Annual; 13: yr_C&IBatteryInstallIncentiveFOM_Annual; 14: yr_C&IBatteryInstallIncentiveFOM_Annual; 15: yr_C&IBatteryInstallIncentiveFOM_Annual; 16: yr_C&IBatteryInstallIncentiveFOM_Annual; 17: yr_C&IBatteryInstallIncentiveFOM_Annual; 18: yr_C&IBatteryInstallIncentiveFOM_Annual; 19: yr_C&IBatteryInstallIncentiveFOM_Annual; 20: yr_C&IBatteryInstallIncentiveFOM_Annual; 21: yr_C&IBatteryInstallIncentiveFOM_Annual; 22: yr_C&IBatteryInstallIncentiveFOM_Annual; 23: yr_C&IBatteryInstallIncentiveFOM_Annual; 24: yr_C&IBatteryInstallIncentiveFOM_Annual; 25: yr_C&IBatteryInstallIncentiveFOM_Annual; 26: yr_C&IBatteryInstallIncentiveFOM_Annual; 27: yr_C&IBatteryInstallIncentiveFOM_Annual; 28: yr_C&IBatteryInstallIncentiveFOM_Annual
C&IBatteryInstallIncentiveVOM | C&IBatteryInstallIncentiveVOM | [11 empty] | 3: 0; 4: 0; 5: 0; 6: 0; 7: 0; 8: 0; 9: 0; 10: 0; 11: 0; 12: 0; 13: 0; 14: 0; 15: 0; 16: 0; 17: 0; 18: 0; 19: 0; 20: 0; 21: 0; 22: 0; 23: 0; 24: 0; 25: 0; 26: 0; 27: 0; 28: 0
C&IBatteryInstallIncentiveAnnualMax | C&IBatteryInstallIncentiveAnnualMax | [11 empty] | 1: 1; 2: 2; 3: 2; 4: 3; 5: 4; 6: 6; 7: 8; 8: 10; 9: 12; 10: 14; 11: 17
ReliableCapacity_C&IBatteryInstallIncentive | ReliableCapacity_C&IBatteryInstallIncentive | [11 empty] | 1: 0.0248; 2: 0.0248; 3: 0.0248; 4: 0.0248; 5: 0.0248; 6: 0.0248; 7: 0.0248; 8: 0.0248; 9: 0.0248; 10: 0.0248; 11: 0.0248; 12: 0.0316; 13: 0.0316; 14: 0.0316; 15: 0.0316; 16: 0.0316; 17: 0.0316; 18: 0.0316; 19: 0.0316; 20: 0.0316; 21: 0.0316; 22: 0.0316; 23: 0.0316; 24: 0.0316; 25: 0.0316; 26: 0.0316; 27: 0.0316; 28: 0.0316
C&IBatteryInstallIncentive_RC | C&IBatteryInstallIncentive_RC | [11 empty] | 3: yr_ReliableCapacity_C&IBatteryInstallIncentive; 4: yr_ReliableCapacity_C&IBatteryInstallIncentive; 5: yr_ReliableCapacity_C&IBatteryInstallIncentive; 6: yr_ReliableCapacity_C&IBatteryInstallIncentive; 7: yr_ReliableCapacity_C&IBatteryInstallIncentive; 8: yr_ReliableCapacity_C&IBatteryInstallIncentive; 9: yr_ReliableCapacity_C&IBatteryInstallIncentive; 10: yr_ReliableCapacity_C&IBatteryInstallIncentive; 11: yr_ReliableCapacity_C&IBatteryInstallIncentive; 12: yr_ReliableCapacity_C&IBatteryInstallIncentive; 13: yr_ReliableCapacity_C&IBatteryInstallIncentive; 14: yr_ReliableCapacity_C&IBatteryInstallIncentive; 15: yr_ReliableCapacity_C&IBatteryInstallIncentive; 16: yr_ReliableCapacity_C&IBatteryInstallIncentive; 17: yr_ReliableCapacity_C&IBatteryInstallIncentive; 18: yr_ReliableCapacity_C&IBatteryInstallIncentive; 19: yr_ReliableCapacity_C&IBatteryInstallIncentive; 20: yr_ReliableCapacity_C&IBatteryInstallIncentive; 21: yr_ReliableCapacity_C&IBatteryInstallIncentive; 22: yr_ReliableCapacity_C&IBatteryInstallIncentive; 23: yr_ReliableCapacity_C&IBatteryInstallIncentive; 24: yr_ReliableCapacity_C&IBatteryInstallIncentive; 25: yr_ReliableCapacity_C&IBatteryInstallIncentive; 26: yr_ReliableCapacity_C&IBatteryInstallIncentive; 27: yr_ReliableCapacity_C&IBatteryInstallIncentive; 28: yr_ReliableCapacity_C&IBatteryInstallIncentive
C&ISpaceLeasingforBatteriesCapital | C&ISpaceLeasingforBatteriesCapital | [11 empty] | 1: yr_C&ISpaceLeasingforBatteriesCapital_2020; 2: yr_C&ISpaceLeasingforBatteriesCapital_2021; 3: yr_C&ISpaceLeasingforBatteriesCapital_2022; 4: yr_C&ISpaceLeasingforBatteriesCapital_2023; 5: yr_C&ISpaceLeasingforBatteriesCapital_2024; 6: yr_C&ISpaceLeasingforBatteriesCapital_2025; 7: yr_C&ISpaceLeasingforBatteriesCapital_2026; 8: yr_C&ISpaceLeasingforBatteriesCapital_2027; 9: yr_C&ISpaceLeasingforBatteriesCapital_2028; 10: yr_C&ISpaceLeasingforBatteriesCapital_2029; 11: yr_C&ISpaceLeasingforBatteriesCapital_2030; 12: yr_C&ISpaceLeasingforBatteriesCapital_2031; 13: yr_C&ISpaceLeasingforBatteriesCapital_2032; 14: yr_C&ISpaceLeasingforBatteriesCapital_2033; 15: yr_C&ISpaceLeasingforBatteriesCapital_2034; 16: yr_C&ISpaceLeasingforBatteriesCapital_2035; 17: yr_C&ISpaceLeasingforBatteriesCapital_2036; 18: yr_C&ISpaceLeasingforBatteriesCapital_2037; 19: yr_C&ISpaceLeasingforBatteriesCapital_2038; 20: yr_C&ISpaceLeasingforBatteriesCapital_2039; 21: yr_C&ISpaceLeasingforBatteriesCapital_2040; 22: yr_C&ISpaceLeasingforBatteriesCapital_2041; 23: yr_C&ISpaceLeasingforBatteriesCapital_2042; 24: yr_C&ISpaceLeasingforBatteriesCapital_2043; 25: yr_C&ISpaceLeasingforBatteriesCapital_2044; 26: yr_C&ISpaceLeasingforBatteriesCapital_2045; 27: yr_C&ISpaceLeasingforBatteriesCapital_2046; 28: yr_C&ISpaceLeasingforBatteriesCapital_2047
C&ISpaceLeasingforBatteriesCapital_2020 | C&ISpaceLeasingforBatteriesCapital_2020 | [11 empty] | 1: 7667.3219; 2: 7227.6782; 3: 6792.5974; 4: 6474.3302; 5: 6199.8679; 6: 5958.2594; 7: 5782.3584; 8: 5639.3113; 9: 5496.2641; 10: 5353.2169; 11: 21432.5322; 12: 5067.1226; 13: 4924.0754; 14: 4781.0282; 15: 4637.981; 16: 4494.9339; 17: 4351.8867; 18: 4208.8395; 19: 4065.7923; 20: 3922.7451; 21: 14716.9748; 22: 3636.6508; 23: 3493.6036; 24: 3350.5564; 25: 3207.5093; 26: 3064.4621; 27: 2921.4149; 28: 2639.3343
C&ISpaceLeasingforBatteriesCapital_2021 | C&ISpaceLeasingforBatteriesCapital_2021 | [11 empty] | 1: 0; 2: 7667.3219; 3: 7227.6782; 4: 6792.5974; 5: 6474.3302; 6: 6199.8679; 7: 5958.2594; 8: 5782.3584; 9: 5639.3113; 10: 5496.2641; 11: 5353.2169; 12: 20772.0863; 13: 5067.1226; 14: 4924.0754; 15: 4781.0282; 16: 4637.981; 17: 4494.9339; 18: 4351.8867; 19: 4208.8395; 20: 4065.7923; 21: 3922.7451; 22: 14416.378; 23: 3636.6508; 24: 3493.6036; 25: 3350.5564; 26: 3207.5093; 27: 3064.4621; 28: 2714.3684
C&ISpaceLeasingforBatteriesCapital_2022 | C&ISpaceLeasingforBatteriesCapital_2022 | [11 empty] | 1: 0; 2: 0; 3: 7667.3219; 4: 7227.6782; 5: 6792.5974; 6: 6474.3302; 7: 6199.8679; 8: 5958.2594; 9: 5782.3584; 10: 5639.3113; 11: 5496.2641; 12: 5353.2169; 13: 20135.507; 14: 5067.1226; 15: 4924.0754; 16: 4781.0282; 17: 4637.981; 18: 4494.9339; 19: 4351.8867; 20: 4208.8395; 21: 4065.7923; 22: 3922.7451; 23: 14123.9381; 24: 3636.6508; 25: 3493.6036; 26: 3350.5564; 27: 3207.5093; 28: 2790.4034
C&ISpaceLeasingforBatteriesCapital_2023 | C&ISpaceLeasingforBatteriesCapital_2023 | [11 empty] | 1: 0; 2: 0; 3: 0; 4: 6952.222; 5: 6553.5821; 6: 6159.0796; 7: 5870.4958; 8: 5621.6315; 9: 5402.5568; 10: 5243.0615; 11: 5113.3557; 12: 4983.65; 13: 4853.9442; 14: 19036.0599; 15: 4594.5327; 16: 4464.827; 17: 4335.1212; 18: 4205.4155; 19: 4075.7097; 20: 3946.004; 21: 3816.2982; 22: 3686.5925; 23: 3556.8867; 24: 13486.9189; 25: 3297.4752; 26: 3167.7695; 27: 3038.0637; 28: 2600.0034
C&ISpaceLeasingforBatteriesCapital_2024 | C&ISpaceLeasingforBatteriesCapital_2024 | [11 empty] | 1: 0; 2: 0; 3: 0; 4: 0; 5: 6274.1477; 6: 5914.3885; 7: 5558.3632; 8: 5297.9259; 9: 5073.3343; 10: 4875.6267; 11: 4731.6875; 12: 4614.6324; 13: 4497.5773; 14: 4380.5222; 15: 17984.059; 16: 4146.412; 17: 4029.3569; 18: 3912.3018; 19: 3795.2467; 20: 3678.1916; 21: 3561.1365; 22: 3444.0814; 23: 3327.0263; 24: 3209.9712; 25: 12875.8765; 26: 2975.861; 27: 2858.8059; 28: 2410.2691
C&ISpaceLeasingforBatteriesCapital_2025 | C&ISpaceLeasingforBatteriesCapital_2025 | [11 empty] | 1: 0; 2: 0; 3: 0; 4: 0; 5: 0; 6: 5840.0058; 7: 5505.1402; 8: 5173.7502; 9: 4931.334; 10: 4722.2831; 11: 4538.256; 12: 4404.2766; 13: 4295.3212; 14: 4186.3658; 15: 4077.4104; 16: 17119.3512; 17: 3859.4995; 18: 3750.5441; 19: 3641.5886; 20: 3532.6332; 21: 3423.6778; 22: 3314.7224; 23: 3205.7669; 24: 3096.8115; 25: 2987.8561; 26: 12392.6004; 27: 2769.9452; 28: 2303.6822
C&ISpaceLeasingforBatteriesCapital_2026 | C&ISpaceLeasingforBatteriesCapital_2026 | [11 empty] | 1: 0; 2: 0; 3: 0; 4: 0; 5: 0; 6: 0; 7: 5690.3681; 8: 5364.0827; 9: 5041.1839; 10: 4804.9791; 11: 4601.2846; 12: 4421.9728; 13: 4291.4264; 14: 4185.2628; 15: 4079.0991; 16: 3972.9354; 17: 16468.778; 18: 3760.6081; 19: 3654.4444; 20: 3548.2807; 21: 3442.117; 22: 3335.9533; 23: 3229.7897; 24: 3123.626; 25: 3017.4623; 26: 2911.2986; 27: 12056.889; 28: 2304.0421
C&ISpaceLeasingforBatteriesCapital_2027 | C&ISpaceLeasingforBatteriesCapital_2027 | [11 empty] | 1: 0; 2: 0; 3: 0; 4: 0; 5: 0; 6: 0; 7: 0; 8: 5542.8257; 9: 5225.0004; 10: 4910.4738; 11: 4680.3935; 12: 4481.9805; 13: 4307.3179; 14: 4180.1564; 15: 4076.7454; 16: 3973.3344; 17: 3869.9234; 18: 15839.7297; 19: 3663.1013; 20: 3559.6903; 21: 3456.2793; 22: 3352.8683; 23: 3249.4573; 24: 3146.0462; 25: 3042.6352; 26: 2939.2242; 27: 2835.8132; 28: 3382.315
C&ISpaceLeasingforBatteriesCapital_2028 | C&ISpaceLeasingforBatteriesCapital_2028 | [11 empty] | 1: 0; 2: 0; 3: 0; 4: 0; 5: 0; 6: 0; 7: 0; 8: 0; 9: 5397.3785; 10: 5087.8932; 11: 4781.62; 12: 4557.5771; 13: 4364.3706; 14: 4194.2913; 15: 4070.4666; 16: 3969.7691; 17: 3869.0717; 18: 3768.3742; 19: 15231.5241; 20: 3566.9793; 21: 3466.2819; 22: 3365.5844; 23: 3264.887; 24: 3164.1895; 25: 3063.4921; 26: 2962.7946; 27: 2862.0972; 28: 2897.0442
C&ISpaceLeasingforBatteriesCapital_2029 | C&ISpaceLeasingforBatteriesCapital_2029 | [11 empty] | 1: 0; 2: 0; 3: 0; 4: 0; 5: 0; 6: 0; 7: 0; 8: 0; 9: 0; 10: 5254.0267; 11: 4952.7612; 12: 4654.6224; 13: 4436.53; 14: 4248.4549; 15: 4082.8929; 16: 3962.3569; 17: 3864.3339; 18: 3766.311; 19: 3668.288; 20: 14816.5205; 21: 3472.242; 22: 3374.2191; 23: 3276.1961; 24: 3178.1731; 25: 3080.1501; 26: 2982.1272; 27: 2884.1042; 28: 2816.0266
C&ISpaceLeasingforBatteriesCapital_2030 | C&ISpaceLeasingforBatteriesCapital_2030 | [11 empty] | 1: 0; 2: 0; 3: 0; 4: 0; 5: 0; 6: 0; 7: 0; 8: 0; 9: 0; 10: 0; 11: 5036.292; 12: 4747.5114; 13: 4461.728; 14: 4252.6736; 15: 4072.3927; 16: 3913.6917; 17: 3798.1509; 18: 3704.1902; 19: 3610.2294; 20: 3516.2687; 21: 14359.5847; 22: 3328.3472; 23: 3234.3864; 24: 3140.4257; 25: 3046.4649; 26: 2952.5041; 27: 2858.5434; 28: 2712.2159
C&ISpaceLeasingforBatteriesCapital_2031 | C&ISpaceLeasingforBatteriesCapital_2031 | [11 empty] | 1: 0; 2: 0; 3: 0; 4: 0; 5: 0; 6: 0; 7: 0; 8: 0; 9: 0; 10: 0; 11: 0; 12: 4898.8809; 13: 4617.9794; 14: 4339.9934; 15: 4136.6429; 16: 3961.2807; 17: 3806.9099; 18: 3694.5215; 19: 3603.1244; 20: 3511.7273; 21: 3420.3302; 22: 13965.6131; 23: 3237.5359; 24: 3146.1388; 25: 3054.7417; 26: 2963.3446; 27: 2871.9475; 28: 2248.637
C&ISpaceLeasingforBatteriesCapital_2032 | C&ISpaceLeasingforBatteriesCapital_2032 | [11 empty] | 1: 0; 2: 0; 3: 0; 4: 0; 5: 0; 6: 0; 7: 0; 8: 0; 9: 0; 10: 0; 11: 0; 12: 0; 13: 4765.219; 14: 4491.9816; 15: 4221.5802; 16: 4023.778; 17: 3853.2004; 18: 3703.0414; 19: 3593.7195; 20: 3504.8161; 21: 3415.9127; 22: 3327.0092; 23: 13582.346; 24: 3149.2024; 25: 3060.299; 26: 2971.3956; 27: 2882.4922; 28: 2240.6709
C&ISpaceLeasingforBatteriesCapital_2033 | C&ISpaceLeasingforBatteriesCapital_2033 | [11 empty] | 1: 0; 2: 0; 3: 0; 4: 0; 5: 0; 6: 0; 7: 0; 8: 0; 9: 0; 10: 0; 11: 0; 12: 0; 13: 0; 14: 4635.2039; 15: 4369.4216; 16: 4106.3978; 17: 3913.9925; 18: 3748.069; 19: 3602.007; 20: 3495.6678; 21: 3409.19; 22: 3322.7123; 23: 3236.2345; 24: 13209.4947; 25: 3063.279; 26: 2976.8012; 27: 2890.3235; 28: 2232.0487
C&ISpaceLeasingforBatteriesCapital_2034 | C&ISpaceLeasingforBatteriesCapital_2034 | [11 empty] | 1: 0; 2: 0; 3: 0; 4: 0; 5: 0; 6: 0; 7: 0; 8: 0; 9: 0; 10: 0; 11: 0; 12: 0; 13: 0; 14: 0; 15: 4508.7361; 16: 4250.2055; 17: 3994.3581; 18: 3807.2024; 19: 3645.806; 20: 3503.7292; 21: 3400.2914; 22: 3316.1731; 23: 3232.0548; 24: 3147.9365; 25: 12846.7786; 26: 2979.6999; 27: 2895.5816; 28: 2222.7932
C&ISpaceLeasingforBatteriesCapital_2035 | C&ISpaceLeasingforBatteriesCapital_2035 | [11 empty] | 1: 0; 2: 0; 3: 0; 4: 0; 5: 0; 6: 0; 7: 0; 8: 0; 9: 0; 10: 0; 11: 0; 12: 0; 13: 0; 14: 0; 15: 0; 16: 4385.7189; 17: 4134.2421; 18: 3885.3753; 19: 3703.326; 20: 3546.3332; 21: 3408.1328; 22: 3307.5172; 23: 3225.694; 24: 3143.8708; 25: 3062.0476; 26: 12493.9242; 27: 2898.4012; 28: 2212.9267
C&ISpaceLeasingforBatteriesCapital_2036 | C&ISpaceLeasingforBatteriesCapital_2036 | [11 empty] | 1: 0; 2: 0; 3: 0; 4: 0; 5: 0; 6: 0; 7: 0; 8: 0; 9: 0; 10: 0; 11: 0; 12: 0; 13: 0; 14: 0; 15: 0; 16: 0; 17: 4266.0582; 18: 4021.4427; 19: 3779.366; 20: 3602.2838; 21: 3449.5744; 22: 3315.1447; 23: 3217.2743; 24: 3137.6836; 25: 3058.0929; 26: 2978.5022; 27: 12150.6655; 28: 2202.4713
C&ISpaceLeasingforBatteriesCapital_2037 | C&ISpaceLeasingforBatteriesCapital_2037 | [11 empty] | 1: 0; 2: 0; 3: 0; 4: 0; 5: 0; 6: 0; 7: 0; 8: 0; 9: 0; 10: 0; 11: 0; 12: 0; 13: 0; 14: 0; 15: 0; 16: 0; 17: 0; 18: 4149.6623; 19: 3911.7209; 20: 3676.2491; 21: 3503.9984; 22: 3355.4556; 23: 3224.6936; 24: 3129.4936; 25: 3052.0744; 26: 2974.6553; 27: 2897.2362; 28: 2843.1408
C&ISpaceLeasingforBatteriesCapital_2038 | C&ISpaceLeasingforBatteriesCapital_2038 | [11 empty] | 1: 0; 2: 0; 3: 0; 4: 0; 5: 0; 6: 0; 7: 0; 8: 0; 9: 0; 10: 0; 11: 0; 12: 0; 13: 0; 14: 0; 15: 0; 16: 0; 17: 0; 18: 0; 19: 4036.4421; 20: 3804.9928; 21: 3575.9457; 22: 3408.3946; 23: 3263.9047; 24: 3136.7105; 25: 3044.1079; 26: 2968.8011; 27: 2893.4943; 28: 2556.8525
C&ISpaceLeasingforBatteriesCapital_2039 | C&ISpaceLeasingforBatteriesCapital_2039 | [11 empty] | 1: 0; 2: 0; 3: 0; 4: 0; 5: 0; 6: 0; 7: 0; 8: 0; 9: 0; 10: 0; 11: 0; 12: 0; 13: 0; 14: 0; 15: 0; 16: 0; 17: 0; 18: 0; 19: 0; 20: 3926.3111; 21: 3701.1767; 22: 3478.3789; 23: 3315.3994; 24: 3174.8517; 25: 3051.1279; 26: 2961.0519; 27: 2887.7998; 28: 2509.3454
C&ISpaceLeasingforBatteriesCapital_2040 | C&ISpaceLeasingforBatteriesCapital_2040 | [11 empty] | 1: 0; 2: 0; 3: 0; 4: 0; 5: 0; 6: 0; 7: 0; 8: 0; 9: 0; 10: 0; 11: 0; 12: 0; 13: 0; 14: 0; 15: 0; 16: 0; 17: 0; 18: 0; 19: 0; 20: 0; 21: 3819.1849; 22: 3600.1931; 23: 3383.4742; 24: 3224.9414; 25: 3088.2285; 26: 2967.8804; 27: 2880.262; 28: 2465.2552
C&ISpaceLeasingforBatteriesCapital_2041 | C&ISpaceLeasingforBatteriesCapital_2041 | [11 empty] | 1: 0; 2: 0; 3: 0; 4: 0; 5: 0; 6: 0; 7: 0; 8: 0; 9: 0; 10: 0; 11: 0; 12: 0; 13: 0; 14: 0; 15: 0; 16: 0; 17: 0; 18: 0; 19: 0; 20: 0; 21: 0; 22: 3714.9816; 23: 3501.9648; 24: 3291.1588; 25: 3136.9515; 26: 3003.9687; 27: 2886.9042; 28: 2142.1125
C&ISpaceLeasingforBatteriesCapital_2042 | C&ISpaceLeasingforBatteriesCapital_2042 | [11 empty] | 1: 0; 2: 0; 3: 0; 4: 0; 5: 0; 6: 0; 7: 0; 8: 0; 9: 0; 10: 0; 11: 0; 12: 0; 13: 0; 14: 0; 15: 0; 16: 0; 17: 0; 18: 0; 19: 0; 20: 0; 21: 0; 22: 0; 23: 3613.6213; 24: 3406.4165; 25: 3201.3623; 26: 3051.3624; 27: 2922.0079; 28: 2129.5505
C&ISpaceLeasingforBatteriesCapital_2043 | C&ISpaceLeasingforBatteriesCapital_2043 | [11 empty] | 1: 0; 2: 0; 3: 0; 4: 0; 5: 0; 6: 0; 7: 0; 8: 0; 9: 0; 10: 0; 11: 0; 12: 0; 13: 0; 14: 0; 15: 0; 16: 0; 17: 0; 18: 0; 19: 0; 20: 0; 21: 0; 22: 0; 23: 0; 24: 3515.0266; 25: 3313.4752; 26: 3114.0157; 27: 2968.1084; 28: 2119.2119
C&ISpaceLeasingforBatteriesCapital_2044 | C&ISpaceLeasingforBatteriesCapital_2044 | [11 empty] | 1: 0; 2: 0; 3: 0; 4: 0; 5: 0; 6: 0; 7: 0; 8: 0; 9: 0; 10: 0; 11: 0; 12: 0; 13: 0; 14: 0; 15: 0; 16: 0; 17: 0; 18: 0; 19: 0; 20: 0; 21: 0; 22: 0; 23: 0; 24: 0; 25: 3419.122; 26: 3223.0698; 27: 3029.0523; 28: 2111.5177
C&ISpaceLeasingforBatteriesCapital_2045 | C&ISpaceLeasingforBatteriesCapital_2045 | [11 empty] | 1: 0; 2: 0; 3: 0; 4: 0; 5: 0; 6: 0; 7: 0; 8: 0; 9: 0; 10: 0; 11: 0; 12: 0; 13: 0; 14: 0; 15: 0; 16: 0; 17: 0; 18: 0; 19: 0; 20: 0; 21: 0; 22: 0; 23: 0; 24: 0; 25: 0; 26: 3325.834; 27: 3135.1309; 28: 2107.0512
C&ISpaceLeasingforBatteriesCapital_2046 | C&ISpaceLeasingforBatteriesCapital_2046 | [11 empty] | 1: 0; 2: 0; 3: 0; 4: 0; 5: 0; 6: 0; 7: 0; 8: 0; 9: 0; 10: 0; 11: 0; 12: 0; 13: 0; 14: 0; 15: 0; 16: 0; 17: 0; 18: 0; 19: 0; 20: 0; 21: 0; 22: 0; 23: 0; 24: 0; 25: 0; 26: 0; 27: 3235.0914; 28: 2108.0384
C&ISpaceLeasingforBatteriesCapital_2047 | C&ISpaceLeasingforBatteriesCapital_2047 | [11 empty] | 1: 0; 2: 0; 3: 0; 4: 0; 5: 0; 6: 0; 7: 0; 8: 0; 9: 0; 10: 0; 11: 0; 12: 0; 13: 0; 14: 0; 15: 0; 16: 0; 17: 0; 18: 0; 19: 0; 20: 0; 21: 0; 22: 0; 23: 0; 24: 0; 25: 0; 26: 0; 27: 0; 28: 2113.5411
C&ISpaceLeasingforBatteriesFOM | C&ISpaceLeasingforBatteriesFOM_Annual | [11 empty] | 3: 4640.0821; 4: 4640.0821; 5: 4640.0821; 6: 4640.0821; 7: 4640.0821; 8: 4640.0821; 9: 4640.0821; 10: 4640.0821; 11: 4640.0821; 12: 4756.0841; 13: 4874.9862; 14: 4996.8609; 15: 5121.7824; 16: 5249.8269; 17: 5381.0726; 18: 5515.5994; 19: 5653.4894; 20: 5794.8267; 21: 5939.6973; 22: 6088.1898; 23: 6240.3945; 24: 6396.4044; 25: 6556.3145; 26: 6720.2223; 27: 6888.2279; 28: 7060.4336
| C&ISpaceLeasingforBatteriesFOM | [11 empty] | 1: yr_C&ISpaceLeasingforBatteriesFOM_Annual; 2: yr_C&ISpaceLeasingforBatteriesFOM_Annual; 3: yr_C&ISpaceLeasingforBatteriesFOM_Annual; 4: yr_C&ISpaceLeasingforBatteriesFOM_Annual; 5: yr_C&ISpaceLeasingforBatteriesFOM_Annual; 6: yr_C&ISpaceLeasingforBatteriesFOM_Annual; 7: yr_C&ISpaceLeasingforBatteriesFOM_Annual; 8: yr_C&ISpaceLeasingforBatteriesFOM_Annual; 9: yr_C&ISpaceLeasingforBatteriesFOM_Annual; 10: yr_C&ISpaceLeasingforBatteriesFOM_Annual; 11: yr_C&ISpaceLeasingforBatteriesFOM_Annual; 12: yr_C&ISpaceLeasingforBatteriesFOM_Annual; 13: yr_C&ISpaceLeasingforBatteriesFOM_Annual; 14: yr_C&ISpaceLeasingforBatteriesFOM_Annual; 15: yr_C&ISpaceLeasingforBatteriesFOM_Annual; 16: yr_C&ISpaceLeasingforBatteriesFOM_Annual; 17: yr_C&ISpaceLeasingforBatteriesFOM_Annual; 18: yr_C&ISpaceLeasingforBatteriesFOM_Annual; 19: yr_C&ISpaceLeasingforBatteriesFOM_Annual; 20: yr_C&ISpaceLeasingforBatteriesFOM_Annual; 21: yr_C&ISpaceLeasingforBatteriesFOM_Annual; 22: yr_C&ISpaceLeasingforBatteriesFOM_Annual; 23: yr_C&ISpaceLeasingforBatteriesFOM_Annual; 24: yr_C&ISpaceLeasingforBatteriesFOM_Annual; 25: yr_C&ISpaceLeasingforBatteriesFOM_Annual; 26: yr_C&ISpaceLeasingforBatteriesFOM_Annual; 27: yr_C&ISpaceLeasingforBatteriesFOM_Annual; 28: yr_C&ISpaceLeasingforBatteriesFOM_Annual
C&ISpaceLeasingforBatteriesVOM | C&ISpaceLeasingforBatteriesVOM | [11 empty] | 3: 0; 4: 0; 5: 0; 6: 0; 7: 0; 8: 0; 9: 0; 10: 0; 11: 0; 12: 0; 13: 0; 14: 0; 15: 0; 16: 0; 17: 0; 18: 0; 19: 0; 20: 0; 21: 0; 22: 0; 23: 0; 24: 0; 25: 0; 26: 0; 27: 0; 28: 0
C&ISpaceLeasingforBatteriesAnnualMax | C&ISpaceLeasingforBatteriesAnnualMax | [11 empty] | 1: 0.7; 2: 3; 3: 6; 4: 12; 5: 12; 6: 12; 7: 24; 8: 24; 9: 48; 10: 60; 11: 60
ReliableCapacity_C&ISpaceLeasingforBatteries | ReliableCapacity_C&ISpaceLeasingforBatteries | [11 empty] | 1: 0.1488; 2: 0.1488; 3: 0.1488; 4: 0.1488; 5: 0.1488; 6: 0.1488; 7: 0.1488; 8: 0.1488; 9: 0.1488; 10: 0.1488; 11: 0.1488; 12: 0.1788; 13: 0.1788; 14: 0.1788; 15: 0.1788; 16: 0.1788; 17: 0.1788; 18: 0.1788; 19: 0.1788; 20: 0.1788; 21: 0.1788; 22: 0.1788; 23: 0.1788; 24: 0.1788; 25: 0.1788; 26: 0.1788; 27: 0.1788; 28: 0.1788
C&ISpaceLeasingforBatteries_RC | C&ISpaceLeasingforBatteries_RC | [11 empty] | 3: yr_ReliableCapacity_C&ISpaceLeasingforBatteries; 4: yr_ReliableCapacity_C&ISpaceLeasingforBatteries; 5: yr_ReliableCapacity_C&ISpaceLeasingforBatteries; 6: yr_ReliableCapacity_C&ISpaceLeasingforBatteries; 7: yr_ReliableCapacity_C&ISpaceLeasingforBatteries; 8: yr_ReliableCapacity_C&ISpaceLeasingforBatteries; 9: yr_ReliableCapacity_C&ISpaceLeasingforBatteries; 10: yr_ReliableCapacity_C&ISpaceLeasingforBatteries; 11: yr_ReliableCapacity_C&ISpaceLeasingforBatteries; 12: yr_ReliableCapacity_C&ISpaceLeasingforBatteries; 13: yr_ReliableCapacity_C&ISpaceLeasingforBatteries; 14: yr_ReliableCapacity_C&ISpaceLeasingforBatteries; 15: yr_ReliableCapacity_C&ISpaceLeasingforBatteries; 16: yr_ReliableCapacity_C&ISpaceLeasingforBatteries; 17: yr_ReliableCapacity_C&ISpaceLeasingforBatteries; 18: yr_ReliableCapacity_C&ISpaceLeasingforBatteries; 19: yr_ReliableCapacity_C&ISpaceLeasingforBatteries; 20: yr_ReliableCapacity_C&ISpaceLeasingforBatteries; 21: yr_ReliableCapacity_C&ISpaceLeasingforBatteries; 22: yr_ReliableCapacity_C&ISpaceLeasingforBatteries; 23: yr_ReliableCapacity_C&ISpaceLeasingforBatteries; 24: yr_ReliableCapacity_C&ISpaceLeasingforBatteries; 25: yr_ReliableCapacity_C&ISpaceLeasingforBatteries; 26: yr_ReliableCapacity_C&ISpaceLeasingforBatteries; 27: yr_ReliableCapacity_C&ISpaceLeasingforBatteries; 28: yr_ReliableCapacity_C&ISpaceLeasingforBatteries
PSEMobileBatteryCapital | PSEMobileBatteryCapital | [11 empty] | 1: yr_PSEMobileBatteryCapital_2020; 2: yr_PSEMobileBatteryCapital_2021; 3: yr_PSEMobileBatteryCapital_2022; 4: yr_PSEMobileBatteryCapital_2023; 5: yr_PSEMobileBatteryCapital_2024; 6: yr_PSEMobileBatteryCapital_2025; 7: yr_PSEMobileBatteryCapital_2026; 8: yr_PSEMobileBatteryCapital_2027; 9: yr_PSEMobileBatteryCapital_2028; 10: yr_PSEMobileBatteryCapital_2029; 11: yr_PSEMobileBatteryCapital_2030; 12: yr_PSEMobileBatteryCapital_2031; 13: yr_PSEMobileBatteryCapital_2032; 14: yr_PSEMobileBatteryCapital_2033; 15: yr_PSEMobileBatteryCapital_2034; 16: yr_PSEMobileBatteryCapital_2035; 17: yr_PSEMobileBatteryCapital_2036; 18: yr_PSEMobileBatteryCapital_2037; 19: yr_PSEMobileBatteryCapital_2038; 20: yr_PSEMobileBatteryCapital_2039; 21: yr_PSEMobileBatteryCapital_2040; 22: yr_PSEMobileBatteryCapital_2041; 23: yr_PSEMobileBatteryCapital_2042; 24: yr_PSEMobileBatteryCapital_2043; 25: yr_PSEMobileBatteryCapital_2044; 26: yr_PSEMobileBatteryCapital_2045; 27: yr_PSEMobileBatteryCapital_2046; 28: yr_PSEMobileBatteryCapital_2047
PSEMobileBatteryCapital_2020 | PSEMobileBatteryCapital_2020 | [11 empty] | 1: 2818.2764; 2: 2656.6766; 3: 2496.7541; 4: 2379.7686; 5: 2278.8846; 6: 2190.0766; 7: 2125.4207; 8: 2072.8408; 9: 2020.261; 10: 1967.6812; 11: 8364.5577; 12: 1862.5215; 13: 1809.9417; 14: 1757.3619; 15: 1704.782; 16: 1652.2022; 17: 1599.6224; 18: 1547.0425; 19: 1494.4627; 20: 1441.8829; 21: 5737.5901; 22: 1336.7232; 23: 1284.1434; 24: 1231.5636; 25: 1178.9837; 26: 1126.4039; 27: 1073.8241; 28: 970.1397
PSEMobileBatteryCapital_2021 | PSEMobileBatteryCapital_2021 | [11 empty] | 1: 0; 2: 2818.2764; 3: 2656.6766; 4: 2496.7541; 5: 2379.7686; 6: 2278.8846; 7: 2190.0766; 8: 2125.4207; 9: 2072.8408; 10: 2020.261; 11: 1967.6812; 12: 8101.987; 13: 1862.5215; 14: 1809.9417; 15: 1757.3619; 16: 1704.782; 17: 1652.2022; 18: 1599.6224; 19: 1547.0425; 20: 1494.4627; 21: 1441.8829; 22: 5618.0831; 23: 1336.7232; 24: 1284.1434; 25: 1231.5636; 26: 1178.9837; 27: 1126.4039; 28: 997.72
PSEMobileBatteryCapital_2022 | PSEMobileBatteryCapital_2022 | [11 empty] | 1: 0; 2: 0; 3: 2818.2764; 4: 2656.6766; 5: 2496.7541; 6: 2379.7686; 7: 2278.8846; 8: 2190.0766; 9: 2125.4207; 10: 2072.8408; 11: 2020.261; 12: 1967.6812; 13: 7848.9048; 14: 1862.5215; 15: 1809.9417; 16: 1757.3619; 17: 1704.782; 18: 1652.2022; 19: 1599.6224; 20: 1547.0425; 21: 1494.4627; 22: 1441.8829; 23: 5501.819; 24: 1336.7232; 25: 1284.1434; 26: 1231.5636; 27: 1178.9837; 28: 1025.6682
PSEMobileBatteryCapital_2023 | PSEMobileBatteryCapital_2023 | [11 empty] | 1: 0; 2: 0; 3: 0; 4: 2538.6347; 5: 2393.0695; 6: 2249.0152; 7: 2143.6376; 8: 2052.7637; 9: 1972.7676; 10: 1914.5271; 11: 1867.1645; 12: 1819.8019; 13: 1772.4392; 14: 7414.9672; 15: 1677.714; 16: 1630.3514; 17: 1582.9887; 18: 1535.6261; 19: 1488.2635; 20: 1440.9008; 21: 1393.5382; 22: 1346.1756; 23: 1298.8129; 24: 5250.858; 25: 1204.0877; 26: 1156.7251; 27: 1109.3624; 28: 949.4028
PSEMobileBatteryCapital_2024 | PSEMobileBatteryCapital_2024 | [11 empty] | 1: 0; 2: 0; 3: 0; 4: 0; 5: 2273.4719; 6: 2143.1112; 7: 2014.1034; 8: 1919.7326; 9: 1838.3505; 10: 1766.7101; 11: 1714.553; 12: 1672.1374; 13: 1629.7218; 14: 1587.3063; 15: 6999.7287; 16: 1502.4752; 17: 1460.0596; 18: 1417.644; 19: 1375.2285; 20: 1332.8129; 21: 1290.3974; 22: 1247.9818; 23: 1205.5663; 24: 1163.1507; 25: 5010.1055; 26: 1078.3196; 27: 1035.904; 28: 873.3742
PSEMobileBatteryCapital_2025 | PSEMobileBatteryCapital_2025 | [11 empty] | 1: 0; 2: 0; 3: 0; 4: 0; 5: 0; 6: 2103.6995; 7: 1983.0735; 8: 1863.6995; 9: 1776.3758; 10: 1701.071; 11: 1634.7804; 12: 1586.5181; 13: 1547.2699; 14: 1508.0217; 15: 1468.7736; 16: 6657.8719; 17: 1390.2773; 18: 1351.0291; 19: 1311.7809; 20: 1272.5328; 21: 1233.2846; 22: 1194.0365; 23: 1154.7883; 24: 1115.5401; 25: 1076.292; 26: 4819.3654; 27: 997.7957; 28: 829.8374
PSEMobileBatteryCapital_2026 | PSEMobileBatteryCapital_2026 | [11 empty] | 1: 0; 2: 0; 3: 0; 4: 0; 5: 0; 6: 0; 7: 2045.1833; 8: 1927.9126; 9: 1811.8591; 10: 1726.9644; 11: 1653.7543; 12: 1589.3076; 13: 1542.3877; 14: 1504.2313; 15: 1466.0748; 16: 1427.9184; 17: 6399.8885; 18: 1351.6055; 19: 1313.4491; 20: 1275.2926; 21: 1237.1362; 22: 1198.9797; 23: 1160.8233; 24: 1122.6669; 25: 1084.5104; 26: 1046.354; 27: 4686.3784; 28: 828.099
PSEMobileBatteryCapital_2027 | PSEMobileBatteryCapital_2027 | [11 empty] | 1: 0; 2: 0; 3: 0; 4: 0; 5: 0; 6: 0; 7: 0; 8: 1987.4864; 9: 1873.5241; 10: 1760.7446; 11: 1678.2448; 12: 1607.1; 13: 1544.4715; 14: 1498.8753; 15: 1461.7952; 16: 1424.7152; 17: 1387.6352; 18: 6150.4534; 19: 1313.4752; 20: 1276.3952; 21: 1239.3152; 22: 1202.2352; 23: 1165.1552; 24: 1128.0752; 25: 1090.9952; 26: 1053.9152; 27: 1016.8352; 28: 1254.8888
PSEMobileBatteryCapital_2028 | PSEMobileBatteryCapital_2028 | [11 empty] | 1: 0; 2: 0; 3: 0; 4: 0; 5: 0; 6: 0; 7: 0; 8: 0; 9: 1930.609; 10: 1819.908; 11: 1710.3559; 12: 1630.2172; 13: 1561.1084; 14: 1500.2721; 15: 1455.9807; 16: 1419.9619; 17: 1383.943; 18: 1347.9242; 19: 5909.2954; 20: 1275.8865; 21: 1239.8676; 22: 1203.8487; 23: 1167.8299; 24: 1131.811; 25: 1095.7922; 26: 1059.7733; 27: 1023.7545; 28: 1419.6403
PSEMobileBatteryCapital_2029 | PSEMobileBatteryCapital_2029 | [11 empty] | 1: 0; 2: 0; 3: 0; 4: 0; 5: 0; 6: 0; 7: 0; 8: 0; 9: 0; 10: 1874.5508; 11: 1767.0642; 12: 1660.6932; 13: 1582.8814; 14: 1515.7793; 15: 1456.7094; 16: 1413.7042; 17: 1378.7312; 18: 1343.7582; 19: 1308.7852; 20: 5744.9386; 21: 1238.8392; 22: 1203.8662; 23: 1168.8932; 24: 1133.9202; 25: 1098.9472; 26: 1063.9742; 27: 1029.0012; 28: 1339.2507
PSEMobileBatteryCapital_2030 | PSEMobileBatteryCapital_2030 | [11 empty] | 1: 0; 2: 0; 3: 0; 4: 0; 5: 0; 6: 0; 7: 0; 8: 0; 9: 0; 10: 0; 11: 1789.4051; 12: 1686.8007; 13: 1585.2613; 14: 1510.9838; 15: 1446.9296; 16: 1390.5429; 17: 1349.491; 18: 1316.1065; 19: 1282.7221; 20: 1249.3376; 21: 5564.2403; 22: 1182.5687; 23: 1149.1843; 24: 1115.7998; 25: 1082.4154; 26: 1049.0309; 27: 1015.6464; 28: 1257.8264
PSEMobileBatteryCapital_2031 | PSEMobileBatteryCapital_2031 | [11 empty] | 1: 0; 2: 0; 3: 0; 4: 0; 5: 0; 6: 0; 7: 0; 8: 0; 9: 0; 10: 0; 11: 0; 12: 1735.8933; 13: 1636.3572; 14: 1537.8543; 15: 1465.7981; 16: 1403.6595; 17: 1348.9589; 18: 1309.1347; 19: 1276.7486; 20: 1244.3625; 21: 1211.9764; 22: 5408.3704; 23: 1147.2042; 24: 1114.8181; 25: 1082.432; 26: 1050.0459; 27: 1017.6598; 28: 796.793
PSEMobileBatteryCapital_2032 | PSEMobileBatteryCapital_2032 | [11 empty] | 1: 0; 2: 0; 3: 0; 4: 0; 5: 0; 6: 0; 7: 0; 8: 0; 9: 0; 10: 0; 11: 0; 12: 0; 13: 1683.9817; 14: 1587.4223; 15: 1491.8651; 16: 1421.9637; 17: 1361.6833; 18: 1308.6185; 19: 1269.9852; 20: 1238.5676; 21: 1207.15; 22: 1175.7325; 23: 5256.8308; 24: 1112.8973; 25: 1081.4797; 26: 1050.0621; 27: 1018.6445; 28: 791.8311
PSEMobileBatteryCapital_2033 | PSEMobileBatteryCapital_2033 | [11 empty] | 1: 0; 2: 0; 3: 0; 4: 0; 5: 0; 6: 0; 7: 0; 8: 0; 9: 0; 10: 0; 11: 0; 12: 0; 13: 0; 14: 1633.6225; 15: 1539.9507; 16: 1447.2511; 17: 1379.4401; 18: 1320.9624; 19: 1269.4845; 20: 1232.0066; 21: 1201.5285; 22: 1171.0504; 23: 1140.5724; 24: 5109.502; 25: 1079.6163; 26: 1049.1382; 27: 1018.6601; 28: 786.659
PSEMobileBatteryCapital_2034 | PSEMobileBatteryCapital_2034 | [11 empty] | 1: 0; 2: 0; 3: 0; 4: 0; 5: 0; 6: 0; 7: 0; 8: 0; 9: 0; 10: 0; 11: 0; 12: 0; 13: 0; 14: 0; 15: 1584.7693; 16: 1493.8987; 17: 1403.9713; 18: 1338.1882; 19: 1281.4592; 20: 1231.5208; 21: 1195.1636; 22: 1165.597; 23: 1136.0304; 24: 1106.4638; 25: 4966.2675; 26: 1047.3305; 27: 1017.7639; 28: 781.2864
PSEMobileBatteryCapital_2035 | PSEMobileBatteryCapital_2035 | [11 empty] | 1: 0; 2: 0; 3: 0; 4: 0; 5: 0; 6: 0; 7: 0; 8: 0; 9: 0; 10: 0; 11: 0; 12: 0; 13: 0; 14: 0; 15: 0; 16: 1537.377; 17: 1449.2239; 18: 1361.9858; 19: 1298.1699; 20: 1243.1374; 21: 1194.6924; 22: 1159.4224; 23: 1130.74; 24: 1102.0576; 25: 1073.3751; 26: 4827.0143; 27: 1016.0103; 28: 775.7229
PSEMobileBatteryCapital_2036 | PSEMobileBatteryCapital_2036 | [11 empty] | 1: 0; 2: 0; 3: 0; 4: 0; 5: 0; 6: 0; 7: 0; 8: 0; 9: 0; 10: 0; 11: 0; 12: 0; 13: 0; 14: 0; 15: 0; 16: 0; 17: 1491.402; 18: 1405.8851; 19: 1321.2558; 20: 1259.3484; 21: 1205.9616; 22: 1158.9653; 23: 1124.7501; 24: 1096.9254; 25: 1069.1007; 26: 1041.2761; 27: 4691.6322; 28: 769.9778
PSEMobileBatteryCapital_2037 | PSEMobileBatteryCapital_2037 | [11 empty] | 1: 0; 2: 0; 3: 0; 4: 0; 5: 0; 6: 0; 7: 0; 8: 0; 9: 0; 10: 0; 11: 0; 12: 0; 13: 0; 14: 0; 15: 0; 16: 0; 17: 0; 18: 1446.8019; 19: 1363.8424; 20: 1281.7439; 21: 1221.6878; 22: 1169.8975; 23: 1124.3067; 24: 1091.1147; 25: 1064.1221; 26: 1037.1295; 27: 1010.1369; 28: 1023.1508
PSEMobileBatteryCapital_2038 | PSEMobileBatteryCapital_2038 | [11 empty] | 1: 0; 2: 0; 3: 0; 4: 0; 5: 0; 6: 0; 7: 0; 8: 0; 9: 0; 10: 0; 11: 0; 12: 0; 13: 0; 14: 0; 15: 0; 16: 0; 17: 0; 18: 0; 19: 1403.5356; 20: 1323.0569; 21: 1243.4136; 22: 1185.1534; 23: 1134.9119; 24: 1090.6845; 25: 1058.4851; 26: 1032.2997; 27: 1006.1143; 28: 1134.9511
PSEMobileBatteryCapital_2039 | PSEMobileBatteryCapital_2039 | [11 empty] | 1: 0; 2: 0; 3: 0; 4: 0; 5: 0; 6: 0; 7: 0; 8: 0; 9: 0; 10: 0; 11: 0; 12: 0; 13: 0; 14: 0; 15: 0; 16: 0; 17: 0; 18: 0; 19: 0; 20: 1361.5631; 21: 1283.4911; 22: 1206.2295; 23: 1149.7116; 24: 1100.9726; 25: 1058.0677; 26: 1026.8313; 27: 1001.4289; 28: 1093.3011
PSEMobileBatteryCapital_2040 | PSEMobileBatteryCapital_2040 | [11 empty] | 1: 0; 2: 0; 3: 0; 4: 0; 5: 0; 6: 0; 7: 0; 8: 0; 9: 0; 10: 0; 11: 0; 12: 0; 13: 0; 14: 0; 15: 0; 16: 0; 17: 0; 18: 0; 19: 0; 20: 0; 21: 1320.8458; 22: 1245.1086; 23: 1170.1574; 24: 1115.3297; 25: 1068.0482; 26: 1026.4264; 27: 996.124; 28: 1055.4254
PSEMobileBatteryCapital_2041 | PSEMobileBatteryCapital_2041 | [11 empty] | 1: 0; 2: 0; 3: 0; 4: 0; 5: 0; 6: 0; 7: 0; 8: 0; 9: 0; 10: 0; 11: 0; 12: 0; 13: 0; 14: 0; 15: 0; 16: 0; 17: 0; 18: 0; 19: 0; 20: 0; 21: 0; 22: 1281.3461; 23: 1207.8738; 24: 1135.1641; 25: 1081.9759; 26: 1036.1084; 27: 995.7313; 28: 738.8428
PSEMobileBatteryCapital_2042 | PSEMobileBatteryCapital_2042 | [11 empty] | 1: 0; 2: 0; 3: 0; 4: 0; 5: 0; 6: 0; 7: 0; 8: 0; 9: 0; 10: 0; 11: 0; 12: 0; 13: 0; 14: 0; 15: 0; 16: 0; 17: 0; 18: 0; 19: 0; 20: 0; 21: 0; 22: 0; 23: 1243.0277; 24: 1171.7525; 25: 1101.2172; 26: 1049.6196; 27: 1005.1237; 28: 732.5312
PSEMobileBatteryCapital_2043 | PSEMobileBatteryCapital_2043 | [11 empty] | 1: 0; 2: 0; 3: 0; 4: 0; 5: 0; 6: 0; 7: 0; 8: 0; 9: 0; 10: 0; 11: 0; 12: 0; 13: 0; 14: 0; 15: 0; 16: 0; 17: 0; 18: 0; 19: 0; 20: 0; 21: 0; 22: 0; 23: 0; 24: 1205.8551; 25: 1136.7115; 26: 1068.2855; 27: 1018.2309; 28: 727.0109
PSEMobileBatteryCapital_2044 | PSEMobileBatteryCapital_2044 | [11 empty] | 1: 0; 2: 0; 3: 0; 4: 0; 5: 0; 6: 0; 7: 0; 8: 0; 9: 0; 10: 0; 11: 0; 12: 0; 13: 0; 14: 0; 15: 0; 16: 0; 17: 0; 18: 0; 19: 0; 20: 0; 21: 0; 22: 0; 23: 0; 24: 0; 25: 1169.7943; 26: 1102.7183; 27: 1036.3386; 28: 722.4197
PSEMobileBatteryCapital_2045 | PSEMobileBatteryCapital_2045 | [11 empty] | 1: 0; 2: 0; 3: 0; 4: 0; 5: 0; 6: 0; 7: 0; 8: 0; 9: 0; 10: 0; 11: 0; 12: 0; 13: 0; 14: 0; 15: 0; 16: 0; 17: 0; 18: 0; 19: 0; 20: 0; 21: 0; 22: 0; 23: 0; 24: 0; 25: 0; 26: 1134.8118; 27: 1069.7417; 28: 718.9494
PSEMobileBatteryCapital_2046 | PSEMobileBatteryCapital_2046 | [11 empty] | 1: 0; 2: 0; 3: 0; 4: 0; 5: 0; 6: 0; 7: 0; 8: 0; 9: 0; 10: 0; 11: 0; 12: 0; 13: 0; 14: 0; 15: 0; 16: 0; 17: 0; 18: 0; 19: 0; 20: 0; 21: 0; 22: 0; 23: 0; 24: 0; 25: 0; 26: 0; 27: 1100.8754; 28: 717.3484
PSEMobileBatteryCapital_2047 | PSEMobileBatteryCapital_2047 | [11 empty] | 1: 0; 2: 0; 3: 0; 4: 0; 5: 0; 6: 0; 7: 0; 8: 0; 9: 0; 10: 0; 11: 0; 12: 0; 13: 0; 14: 0; 15: 0; 16: 0; 17: 0; 18: 0; 19: 0; 20: 0; 21: 0; 22: 0; 23: 0; 24: 0; 25: 0; 26: 0; 27: 0; 28: 717.2833
PSEMobileBatteryFOM | PSEMobileBatteryFOM_Annual | [11 empty] | 3: 736.0448; 4: 736.0448; 5: 736.0448; 6: 736.0448; 7: 736.0448; 8: 736.0448; 9: 736.0448; 10: 736.0448; 11: 736.0448; 12: 754.446; 13: 773.3071; 14: 792.6398; 15: 812.4558; 16: 832.7672; 17: 853.5863; 18: 874.926; 19: 896.7992; 20: 919.2191; 21: 942.1996; 22: 965.7546; 23: 989.8985; 24: 1014.6459; 25: 1040.0121; 26: 1066.0124; 27: 1092.6627; 28: 1119.9793
| PSEMobileBatteryFOM | [11 empty] | 1: yr_PSEMobileBatteryFOM_Annual; 2: yr_PSEMobileBatteryFOM_Annual; 3: yr_PSEMobileBatteryFOM_Annual; 4: yr_PSEMobileBatteryFOM_Annual; 5: yr_PSEMobileBatteryFOM_Annual; 6: yr_PSEMobileBatteryFOM_Annual; 7: yr_PSEMobileBatteryFOM_Annual; 8: yr_PSEMobileBatteryFOM_Annual; 9: yr_PSEMobileBatteryFOM_Annual; 10: yr_PSEMobileBatteryFOM_Annual; 11: yr_PSEMobileBatteryFOM_Annual; 12: yr_PSEMobileBatteryFOM_Annual; 13: yr_PSEMobileBatteryFOM_Annual; 14: yr_PSEMobileBatteryFOM_Annual; 15: yr_PSEMobileBatteryFOM_Annual; 16: yr_PSEMobileBatteryFOM_Annual; 17: yr_PSEMobileBatteryFOM_Annual; 18: yr_PSEMobileBatteryFOM_Annual; 19: yr_PSEMobileBatteryFOM_Annual; 20: yr_PSEMobileBatteryFOM_Annual; 21: yr_PSEMobileBatteryFOM_Annual; 22: yr_PSEMobileBatteryFOM_Annual; 23: yr_PSEMobileBatteryFOM_Annual; 24: yr_PSEMobileBatteryFOM_Annual; 25: yr_PSEMobileBatteryFOM_Annual; 26: yr_PSEMobileBatteryFOM_Annual; 27: yr_PSEMobileBatteryFOM_Annual; 28: yr_PSEMobileBatteryFOM_Annual
PSEMobileBatteryVOM | PSEMobileBatteryVOM | [11 empty] | 3: 0; 4: 0; 5: 0; 6: 0; 7: 0; 8: 0; 9: 0; 10: 0; 11: 0; 12: 0; 13: 0; 14: 0; 15: 0; 16: 0; 17: 0; 18: 0; 19: 0; 20: 0; 21: 0; 22: 0; 23: 0; 24: 0; 25: 0; 26: 0; 27: 0; 28: 0
PSEMobileBatteryAnnualMax | PSEMobileBatteryAnnualMax | [11 empty] | 1: 2000; 2: 2000; 3: 2000; 4: 2000; 5: 2000; 6: 2000; 7: 2000; 8: 2000; 9: 2000; 10: 2000; 11: 2000
ReliableCapacity_PSEMobileBattery | ReliableCapacity_PSEMobileBattery | [11 empty] | 1: 0.062; 2: 0.062; 3: 0.062; 4: 0.062; 5: 0.062; 6: 0.062; 7: 0.062; 8: 0.062; 9: 0.062; 10: 0.062; 11: 0.062; 12: 0.079; 13: 0.079; 14: 0.079; 15: 0.079; 16: 0.079; 17: 0.079; 18: 0.079; 19: 0.079; 20: 0.079; 21: 0.079; 22: 0.079; 23: 0.079; 24: 0.079; 25: 0.079; 26: 0.079; 27: 0.079; 28: 0.079
PSEMobileBattery_RC | PSEMobileBattery_RC | [11 empty] | 3: yr_ReliableCapacity_PSEMobileBattery; 4: yr_ReliableCapacity_PSEMobileBattery; 5: yr_ReliableCapacity_PSEMobileBattery; 6: yr_ReliableCapacity_PSEMobileBattery; 7: yr_ReliableCapacity_PSEMobileBattery; 8: yr_ReliableCapacity_PSEMobileBattery; 9: yr_ReliableCapacity_PSEMobileBattery; 10: yr_ReliableCapacity_PSEMobileBattery; 11: yr_ReliableCapacity_PSEMobileBattery; 12: yr_ReliableCapacity_PSEMobileBattery; 13: yr_ReliableCapacity_PSEMobileBattery; 14: yr_ReliableCapacity_PSEMobileBattery; 15: yr_ReliableCapacity_PSEMobileBattery; 16: yr_ReliableCapacity_PSEMobileBattery; 17: yr_ReliableCapacity_PSEMobileBattery; 18: yr_ReliableCapacity_PSEMobileBattery; 19: yr_ReliableCapacity_PSEMobileBattery; 20: yr_ReliableCapacity_PSEMobileBattery; 21: yr_ReliableCapacity_PSEMobileBattery; 22: yr_ReliableCapacity_PSEMobileBattery; 23: yr_ReliableCapacity_PSEMobileBattery; 24: yr_ReliableCapacity_PSEMobileBattery; 25: yr_ReliableCapacity_PSEMobileBattery; 26: yr_ReliableCapacity_PSEMobileBattery; 27: yr_ReliableCapacity_PSEMobileBattery; 28: yr_ReliableCapacity_PSEMobileBattery
PSESubstationBatteryCapital | PSESubstationBatteryCapital | [11 empty] | 1: yr_PSESubstationBatteryCapital_2020; 2: yr_PSESubstationBatteryCapital_2021; 3: yr_PSESubstationBatteryCapital_2022; 4: yr_PSESubstationBatteryCapital_2023; 5: yr_PSESubstationBatteryCapital_2024; 6: yr_PSESubstationBatteryCapital_2025; 7: yr_PSESubstationBatteryCapital_2026; 8: yr_PSESubstationBatteryCapital_2027; 9: yr_PSESubstationBatteryCapital_2028; 10: yr_PSESubstationBatteryCapital_2029; 11: yr_PSESubstationBatteryCapital_2030; 12: yr_PSESubstationBatteryCapital_2031; 13: yr_PSESubstationBatteryCapital_2032; 14: yr_PSESubstationBatteryCapital_2033; 15: yr_PSESubstationBatteryCapital_2034; 16: yr_PSESubstationBatteryCapital_2035; 17: yr_PSESubstationBatteryCapital_2036; 18: yr_PSESubstationBatteryCapital_2037; 19: yr_PSESubstationBatteryCapital_2038; 20: yr_PSESubstationBatteryCapital_2039; 21: yr_PSESubstationBatteryCapital_2040; 22: yr_PSESubstationBatteryCapital_2041; 23: yr_PSESubstationBatteryCapital_2042; 24: yr_PSESubstationBatteryCapital_2043; 25: yr_PSESubstationBatteryCapital_2044; 26: yr_PSESubstationBatteryCapital_2045; 27: yr_PSESubstationBatteryCapital_2046; 28: yr_PSESubstationBatteryCapital_2047
PSESubstationBatteryCapital_2020 | PSESubstationBatteryCapital_2020 | [11 empty] | 1: 2137.6153; 2: 2015.0446; 3: 1893.746; 4: 1805.0145; 5: 1728.4957; 6: 1661.1363; 7: 1612.0959; 8: 1572.215; 9: 1532.334; 10: 1492.4531; 11: 5959.7515; 12: 1412.6913; 13: 1372.8104; 14: 1332.9295; 15: 1293.0485; 16: 1253.1676; 17: 1213.2867; 18: 1173.4058; 19: 1133.5249; 20: 1093.6439; 21: 4092.5478; 22: 1013.8821; 23: 974.0012; 24: 934.1203; 25: 894.2394; 26: 854.3584; 27: 814.4775; 28: 735.8347
PSESubstationBatteryCapital_2021 | PSESubstationBatteryCapital_2021 | [11 empty] | 1: 0; 2: 2137.6153; 3: 2015.0446; 4: 1893.746; 5: 1805.0145; 6: 1728.4957; 7: 1661.1363; 8: 1612.0959; 9: 1572.215; 10: 1532.334; 11: 1492.4531; 12: 5776.255; 13: 1412.6913; 14: 1372.8104; 15: 1332.9295; 16: 1293.0485; 17: 1253.1676; 18: 1213.2867; 19: 1173.4058; 20: 1133.5249; 21: 1093.6439; 22: 4009.0308; 23: 1013.8821; 24: 974.0012; 25: 934.1203; 26: 894.2394; 27: 854.3584; 28: 756.7539
PSESubstationBatteryCapital_2022 | PSESubstationBatteryCapital_2022 | [11 empty] | 1: 0; 2: 0; 3: 2137.6153; 4: 2015.0446; 5: 1893.746; 6: 1805.0145; 7: 1728.4957; 8: 1661.1363; 9: 1612.0959; 10: 1572.215; 11: 1532.334; 12: 1492.4531; 13: 5599.3894; 14: 1412.6913; 15: 1372.8104; 16: 1332.9295; 17: 1293.0485; 18: 1253.1676; 19: 1213.2867; 20: 1173.4058; 21: 1133.5249; 22: 1093.6439; 23: 3927.78; 24: 1013.8821; 25: 974.0012; 26: 934.1203; 27: 894.2394; 28: 777.9521
PSESubstationBatteryCapital_2023 | PSESubstationBatteryCapital_2023 | [11 empty] | 1: 0; 2: 0; 3: 0; 4: 1937.6484; 5: 1826.5437; 6: 1716.5923; 7: 1636.1613; 8: 1566.8005; 9: 1505.7424; 10: 1461.2896; 11: 1425.1394; 12: 1388.9892; 13: 1352.839; 14: 5293.0484; 15: 1280.5386; 16: 1244.3884; 17: 1208.2382; 18: 1172.0881; 19: 1135.9379; 20: 1099.7877; 21: 1063.6375; 22: 1027.4873; 23: 991.3371; 24: 3750.1586; 25: 919.0367; 26: 882.8866; 27: 846.7364; 28: 724.6449
PSESubstationBatteryCapital_2024 | PSESubstationBatteryCapital_2024 | [11 empty] | 1: 0; 2: 0; 3: 0; 4: 0; 5: 1748.0351; 6: 1647.8028; 7: 1548.6109; 8: 1476.0507; 9: 1413.4774; 10: 1358.3943; 11: 1318.2915; 12: 1285.6789; 13: 1253.0663; 14: 1220.4536; 15: 4999.9349; 16: 1155.2284; 17: 1122.6158; 18: 1090.0031; 19: 1057.3905; 20: 1024.7779; 21: 992.1653; 22: 959.5526; 23: 926.94; 24: 894.3274; 25: 3579.7873; 26: 829.1022; 27: 796.4895; 28: 671.5231
PSESubstationBatteryCapital_2025 | PSESubstationBatteryCapital_2025 | [11 empty] | 1: 0; 2: 0; 3: 0; 4: 0; 5: 0; 6: 1626.6338; 7: 1533.3627; 8: 1441.0597; 9: 1373.5388; 10: 1315.3112; 11: 1264.0536; 12: 1226.736; 13: 1196.3883; 14: 1166.0406; 15: 1135.693; 16: 4759.1564; 17: 1074.9976; 18: 1044.6499; 19: 1014.3023; 20: 983.9546; 21: 953.6069; 22: 923.2593; 23: 892.9116; 24: 862.5639; 25: 832.2162; 26: 3445.1304; 27: 771.5209; 28: 641.6513
PSESubstationBatteryCapital_2026 | PSESubstationBatteryCapital_2026 | [11 empty] | 1: 0; 2: 0; 3: 0; 4: 0; 5: 0; 6: 0; 7: 1584.7898; 8: 1493.9181; 9: 1403.9895; 10: 1338.2056; 11: 1281.4758; 12: 1231.5368; 13: 1195.1791; 14: 1165.6121; 15: 1136.0451; 16: 1106.4781; 17: 4578.22; 18: 1047.3441; 19: 1017.7771; 20: 988.2101; 21: 958.6431; 22: 929.0761; 23: 899.5091; 24: 869.9421; 25: 840.3751; 26: 810.8081; 27: 3351.7246; 28: 641.6848
PSESubstationBatteryCapital_2027 | PSESubstationBatteryCapital_2027 | [11 empty] | 1: 0; 2: 0; 3: 0; 4: 0; 5: 0; 6: 0; 7: 0; 8: 1543.5318; 9: 1455.0258; 10: 1367.4384; 11: 1303.367; 12: 1248.1142; 13: 1199.4753; 14: 1164.0641; 15: 1135.2669; 16: 1106.4696; 17: 1077.6723; 18: 4403.2666; 19: 1020.0778; 20: 991.2806; 21: 962.4833; 22: 933.686; 23: 904.8888; 24: 876.0915; 25: 847.2942; 26: 818.497; 27: 789.6997; 28: 941.1992
PSESubstationBatteryCapital_2028 | PSESubstationBatteryCapital_2028 | [11 empty] | 1: 0; 2: 0; 3: 0; 4: 0; 5: 0; 6: 0; 7: 0; 8: 0; 9: 1502.8597; 10: 1416.6858; 11: 1331.4064; 12: 1269.0233; 13: 1215.2264; 14: 1167.8691; 15: 1133.391; 16: 1105.3525; 17: 1077.3141; 18: 1049.2756; 19: 4234.1067; 20: 993.1987; 21: 965.1603; 22: 937.1218; 23: 909.0834; 24: 881.0449; 25: 853.0065; 26: 824.968; 27: 796.9296; 28: 899.6718
PSESubstationBatteryCapital_2029 | PSESubstationBatteryCapital_2029 | [11 empty] | 1: 0; 2: 0; 3: 0; 4: 0; 5: 0; 6: 0; 7: 0; 8: 0; 9: 0; 10: 1462.7735; 11: 1378.8982; 12: 1295.8934; 13: 1235.1743; 14: 1182.8123; 15: 1136.7182; 16: 1103.1598; 17: 1075.8692; 18: 1048.5786; 19: 1021.288; 20: 4118.6281; 21: 966.7069; 22: 939.4163; 23: 912.1257; 24: 884.8351; 25: 857.5446; 26: 830.254; 27: 802.9634; 28: 865.0729
PSESubstationBatteryCapital_2030 | PSESubstationBatteryCapital_2030 | [11 empty] | 1: 0; 2: 0; 3: 0; 4: 0; 5: 0; 6: 0; 7: 0; 8: 0; 9: 0; 10: 0; 11: 1401.8873; 12: 1321.5032; 13: 1241.9534; 14: 1183.7616; 15: 1133.5791; 16: 1089.4036; 17: 1057.242; 18: 1031.0874; 19: 1004.9327; 20: 978.7781; 21: 3991.4083; 22: 926.4688; 23: 900.3142; 24: 874.1596; 25: 848.0049; 26: 821.8503; 27: 795.6956; 28: 826.106
PSESubstationBatteryCapital_2031 | PSESubstationBatteryCapital_2031 | [11 empty] | 1: 0; 2: 0; 3: 0; 4: 0; 5: 0; 6: 0; 7: 0; 8: 0; 9: 0; 10: 0; 11: 0; 12: 1363.4697; 13: 1285.2884; 14: 1207.9186; 15: 1151.3215; 16: 1102.5143; 17: 1059.5493; 18: 1028.2691; 19: 1002.8312; 20: 977.3933; 21: 951.9554; 22: 3881.7853; 23: 901.0797; 24: 875.6418; 25: 850.2039; 26: 824.766; 27: 799.3281; 28: 625.8467
PSESubstationBatteryCapital_2032 | PSESubstationBatteryCapital_2032 | [11 empty] | 1: 0; 2: 0; 3: 0; 4: 0; 5: 0; 6: 0; 7: 0; 8: 0; 9: 0; 10: 0; 11: 0; 12: 0; 13: 1326.1048; 14: 1250.0661; 15: 1174.8165; 16: 1119.7704; 17: 1072.3007; 18: 1030.5132; 19: 1000.0902; 20: 975.3494; 21: 950.6086; 22: 925.8678; 23: 3775.144; 24: 876.3863; 25: 851.6455; 26: 826.9047; 27: 802.1639; 28: 623.5526
PSESubstationBatteryCapital_2033 | PSESubstationBatteryCapital_2033 | [11 empty] | 1: 0; 2: 0; 3: 0; 4: 0; 5: 0; 6: 0; 7: 0; 8: 0; 9: 0; 10: 0; 11: 0; 12: 0; 13: 0; 14: 1289.7639; 15: 1215.8089; 16: 1142.6215; 17: 1089.084; 18: 1042.9151; 19: 1002.2728; 20: 972.6835; 21: 948.6207; 22: 924.5579; 23: 900.4951; 24: 3671.404; 25: 852.3696; 26: 828.3068; 27: 804.244; 28: 621.0764
PSESubstationBatteryCapital_2034 | PSESubstationBatteryCapital_2034 | [11 empty] | 1: 0; 2: 0; 3: 0; 4: 0; 5: 0; 6: 0; 7: 0; 8: 0; 9: 0; 10: 0; 11: 0; 12: 0; 13: 0; 14: 0; 15: 1254.4189; 16: 1182.4906; 17: 1111.3089; 18: 1059.2385; 19: 1014.3348; 20: 974.8063; 21: 946.0278; 22: 922.6245; 23: 899.2211; 24: 875.8178; 25: 3570.4869; 26: 829.011; 27: 805.6077; 28: 618.4247
PSESubstationBatteryCapital_2035 | PSESubstationBatteryCapital_2035 | [11 empty] | 1: 0; 2: 0; 3: 0; 4: 0; 5: 0; 6: 0; 7: 0; 8: 0; 9: 0; 10: 0; 11: 0; 12: 0; 13: 0; 14: 0; 15: 0; 16: 1220.0425; 17: 1150.0854; 18: 1080.8543; 19: 1030.2109; 20: 986.5378; 21: 948.0924; 22: 920.1027; 23: 897.3407; 24: 874.5787; 25: 851.8166; 26: 3472.3164; 27: 806.2926; 28: 615.6037
PSESubstationBatteryCapital_2036 | PSESubstationBatteryCapital_2036 | [11 empty] | 1: 0; 2: 0; 3: 0; 4: 0; 5: 0; 6: 0; 7: 0; 8: 0; 9: 0; 10: 0; 11: 0; 12: 0; 13: 0; 14: 0; 15: 0; 16: 0; 17: 1186.6082; 18: 1118.5682; 19: 1051.2343; 20: 1001.9787; 21: 959.5025; 22: 922.1107; 23: 894.888; 24: 872.7497; 25: 850.6115; 26: 828.4733; 27: 3376.8185; 28: 612.6195
PSESubstationBatteryCapital_2037 | PSESubstationBatteryCapital_2037 | [11 empty] | 1: 0; 2: 0; 3: 0; 4: 0; 5: 0; 6: 0; 7: 0; 8: 0; 9: 0; 10: 0; 11: 0; 12: 0; 13: 0; 14: 0; 15: 0; 16: 0; 17: 0; 18: 1154.0901; 19: 1087.9147; 20: 1022.4261; 21: 974.5203; 22: 933.208; 23: 896.841; 24: 870.3642; 25: 848.8327; 26: 827.3011; 27: 805.7696; 28: 790.5428
PSESubstationBatteryCapital_2038 | PSESubstationBatteryCapital_2038 | [11 empty] | 1: 0; 2: 0; 3: 0; 4: 0; 5: 0; 6: 0; 7: 0; 8: 0; 9: 0; 10: 0; 11: 0; 12: 0; 13: 0; 14: 0; 15: 0; 16: 0; 17: 0; 18: 0; 19: 1122.4632; 20: 1058.1012; 21: 994.4073; 22: 947.8143; 23: 907.6342; 24: 872.2637; 25: 846.5126; 26: 825.5711; 27: 804.6296; 28: 769.8936
PSESubstationBatteryCapital_2039 | PSESubstationBatteryCapital_2039 | [11 empty] | 1: 0; 2: 0; 3: 0; 4: 0; 5: 0; 6: 0; 7: 0; 8: 0; 9: 0; 10: 0; 11: 0; 12: 0; 13: 0; 14: 0; 15: 0; 16: 0; 17: 0; 18: 0; 19: 0; 20: 1091.7029; 21: 1029.1048; 22: 967.1563; 23: 921.8402; 24: 882.7612; 25: 848.36; 26: 823.3145; 27: 802.9469; 28: 751.0771
PSESubstationBatteryCapital_2040 | PSESubstationBatteryCapital_2040 | [11 empty] | 1: 0; 2: 0; 3: 0; 4: 0; 5: 0; 6: 0; 7: 0; 8: 0; 9: 0; 10: 0; 11: 0; 12: 0; 13: 0; 14: 0; 15: 0; 16: 0; 17: 0; 18: 0; 19: 0; 20: 0; 21: 1061.7856; 22: 1000.9029; 23: 940.6521; 24: 896.5778; 25: 858.5698; 26: 825.1113; 27: 800.7522; 28: 733.8239
PSESubstationBatteryCapital_2041 | PSESubstationBatteryCapital_2041 | [11 empty] | 1: 0; 2: 0; 3: 0; 4: 0; 5: 0; 6: 0; 7: 0; 8: 0; 9: 0; 10: 0; 11: 0; 12: 0; 13: 0; 14: 0; 15: 0; 16: 0; 17: 0; 18: 0; 19: 0; 20: 0; 21: 0; 22: 1032.6882; 23: 973.4739; 24: 914.8743; 25: 872.0078; 26: 835.0413; 27: 802.4998; 28: 595.4631
PSESubstationBatteryCapital_2042 | PSESubstationBatteryCapital_2042 | [11 empty] | 1: 0; 2: 0; 3: 0; 4: 0; 5: 0; 6: 0; 7: 0; 8: 0; 9: 0; 10: 0; 11: 0; 12: 0; 13: 0; 14: 0; 15: 0; 16: 0; 17: 0; 18: 0; 19: 0; 20: 0; 21: 0; 22: 0; 23: 1004.3882; 24: 946.7966; 25: 889.8028; 26: 848.1111; 27: 812.1576; 28: 591.8981
PSESubstationBatteryCapital_2043 | PSESubstationBatteryCapital_2043 | [11 empty] | 1: 0; 2: 0; 3: 0; 4: 0; 5: 0; 6: 0; 7: 0; 8: 0; 9: 0; 10: 0; 11: 0; 12: 0; 13: 0; 14: 0; 15: 0; 16: 0; 17: 0; 18: 0; 19: 0; 20: 0; 21: 0; 22: 0; 23: 0; 24: 976.8637; 25: 920.8504; 26: 865.4185; 27: 824.8693; 28: 588.9518
PSESubstationBatteryCapital_2044 | PSESubstationBatteryCapital_2044 | [11 empty] | 1: 0; 2: 0; 3: 0; 4: 0; 5: 0; 6: 0; 7: 0; 8: 0; 9: 0; 10: 0; 11: 0; 12: 0; 13: 0; 14: 0; 15: 0; 16: 0; 17: 0; 18: 0; 19: 0; 20: 0; 21: 0; 22: 0; 23: 0; 24: 0; 25: 950.0935; 26: 895.6152; 27: 841.7023; 28: 586.7411
PSESubstationBatteryCapital_2045 | PSESubstationBatteryCapital_2045 | [11 empty] | 1: 0; 2: 0; 3: 0; 4: 0; 5: 0; 6: 0; 7: 0; 8: 0; 9: 0; 10: 0; 11: 0; 12: 0; 13: 0; 14: 0; 15: 0; 16: 0; 17: 0; 18: 0; 19: 0; 20: 0; 21: 0; 22: 0; 23: 0; 24: 0; 25: 0; 26: 924.0569; 27: 871.0716; 28: 585.4277
PSESubstationBatteryCapital_2046 | PSESubstationBatteryCapital_2046 | [11 empty] | 1: 0; 2: 0; 3: 0; 4: 0; 5: 0; 6: 0; 7: 0; 8: 0; 9: 0; 10: 0; 11: 0; 12: 0; 13: 0; 14: 0; 15: 0; 16: 0; 17: 0; 18: 0; 19: 0; 20: 0; 21: 0; 22: 0; 23: 0; 24: 0; 25: 0; 26: 0; 27: 898.7338; 28: 585.6296
PSESubstationBatteryCapital_2047 | PSESubstationBatteryCapital_2047 | [11 empty] | 1: 0; 2: 0; 3: 0; 4: 0; 5: 0; 6: 0; 7: 0; 8: 0; 9: 0; 10: 0; 11: 0; 12: 0; 13: 0; 14: 0; 15: 0; 16: 0; 17: 0; 18: 0; 19: 0; 20: 0; 21: 0; 22: 0; 23: 0; 24: 0; 25: 0; 26: 0; 27: 0; 28: 587.0859
PSESubstationBatteryFOM | PSESubstationBatteryFOM_Annual | [11 empty] | 3: 606.501; 4: 606.501; 5: 606.501; 6: 606.501; 7: 606.501; 8: 606.501; 9: 606.501; 10: 606.501; 11: 606.501; 12: 621.6635; 13: 637.2051; 14: 653.1352; 15: 669.4636; 16: 686.2002; 17: 703.3552; 18: 720.9391; 19: 738.9626; 20: 757.4366; 21: 776.3726; 22: 795.7819; 23: 815.6764; 24: 836.0683; 25: 856.97; 26: 878.3943; 27: 900.3541; 28: 877.8453
| PSESubstationBatteryFOM | [11 empty] | 1: yr_PSESubstationBatteryFOM_Annual; 2: yr_PSESubstationBatteryFOM_Annual; 3: yr_PSESubstationBatteryFOM_Annual; 4: yr_PSESubstationBatteryFOM_Annual; 5: yr_PSESubstationBatteryFOM_Annual; 6: yr_PSESubstationBatteryFOM_Annual; 7: yr_PSESubstationBatteryFOM_Annual; 8: yr_PSESubstationBatteryFOM_Annual; 9: yr_PSESubstationBatteryFOM_Annual; 10: yr_PSESubstationBatteryFOM_Annual; 11: yr_PSESubstationBatteryFOM_Annual; 12: yr_PSESubstationBatteryFOM_Annual; 13: yr_PSESubstationBatteryFOM_Annual; 14: yr_PSESubstationBatteryFOM_Annual; 15: yr_PSESubstationBatteryFOM_Annual; 16: yr_PSESubstationBatteryFOM_Annual; 17: yr_PSESubstationBatteryFOM_Annual; 18: yr_PSESubstationBatteryFOM_Annual; 19: yr_PSESubstationBatteryFOM_Annual; 20: yr_PSESubstationBatteryFOM_Annual; 21: yr_PSESubstationBatteryFOM_Annual; 22: yr_PSESubstationBatteryFOM_Annual; 23: yr_PSESubstationBatteryFOM_Annual; 24: yr_PSESubstationBatteryFOM_Annual; 25: yr_PSESubstationBatteryFOM_Annual; 26: yr_PSESubstationBatteryFOM_Annual; 27: yr_PSESubstationBatteryFOM_Annual; 28: yr_PSESubstationBatteryFOM_Annual
PSESubstationBatteryVOM | PSESubstationBatteryVOM | [11 empty] | 3: 0; 4: 0; 5: 0; 6: 0; 7: 0; 8: 0; 9: 0; 10: 0; 11: 0; 12: 0; 13: 0; 14: 0; 15: 0; 16: 0; 17: 0; 18: 0; 19: 0; 20: 0; 21: 0; 22: 0; 23: 0; 24: 0; 25: 0; 26: 0; 27: 0; 28: 0
PSESubstationBatteryAnnualMax | PSESubstationBatteryAnnualMax | [11 empty] | 1: 1000; 2: 1000; 3: 1000; 4: 1000; 5: 1000; 6: 1000; 7: 1000; 8: 1000; 9: 1000; 10: 1000; 11: 1000
ReliableCapacity_PSESubstationBattery | ReliableCapacity_PSESubstationBattery | [11 empty] | 1: 0.124; 2: 0.124; 3: 0.124; 4: 0.124; 5: 0.124; 6: 0.124; 7: 0.124; 8: 0.124; 9: 0.124; 10: 0.124; 11: 0.124; 12: 0.158; 13: 0.158; 14: 0.158; 15: 0.158; 16: 0.158; 17: 0.158; 18: 0.158; 19: 0.158; 20: 0.158; 21: 0.158; 22: 0.158; 23: 0.158; 24: 0.158; 25: 0.158; 26: 0.158; 27: 0.158; 28: 0.158
PSESubstationBattery_RC | PSESubstationBattery_RC | [11 empty] | 3: yr_ReliableCapacity_PSESubstationBattery; 4: yr_ReliableCapacity_PSESubstationBattery; 5: yr_ReliableCapacity_PSESubstationBattery; 6: yr_ReliableCapacity_PSESubstationBattery; 7: yr_ReliableCapacity_PSESubstationBattery; 8: yr_ReliableCapacity_PSESubstationBattery; 9: yr_ReliableCapacity_PSESubstationBattery; 10: yr_ReliableCapacity_PSESubstationBattery; 11: yr_ReliableCapacity_PSESubstationBattery; 12: yr_ReliableCapacity_PSESubstationBattery; 13: yr_ReliableCapacity_PSESubstationBattery; 14: yr_ReliableCapacity_PSESubstationBattery; 15: yr_ReliableCapacity_PSESubstationBattery; 16: yr_ReliableCapacity_PSESubstationBattery; 17: yr_ReliableCapacity_PSESubstationBattery; 18: yr_ReliableCapacity_PSESubstationBattery; 19: yr_ReliableCapacity_PSESubstationBattery; 20: yr_ReliableCapacity_PSESubstationBattery; 21: yr_ReliableCapacity_PSESubstationBattery; 22: yr_ReliableCapacity_PSESubstationBattery; 23: yr_ReliableCapacity_PSESubstationBattery; 24: yr_ReliableCapacity_PSESubstationBattery; 25: yr_ReliableCapacity_PSESubstationBattery; 26: yr_ReliableCapacity_PSESubstationBattery; 27: yr_ReliableCapacity_PSESubstationBattery; 28: yr_ReliableCapacity_PSESubstationBattery
PSEUtility-ScaleDBatteryStationsCapital | PSEUtility-ScaleDBatteryStationsCapital | [11 empty] | 1: yr_PSEUtility-ScaleDBatteryStationsCapital_2020; 2: yr_PSEUtility-ScaleDBatteryStationsCapital_2021; 3: yr_PSEUtility-ScaleDBatteryStationsCapital_2022; 4: yr_PSEUtility-ScaleDBatteryStationsCapital_2023; 5: yr_PSEUtility-ScaleDBatteryStationsCapital_2024; 6: yr_PSEUtility-ScaleDBatteryStationsCapital_2025; 7: yr_PSEUtility-ScaleDBatteryStationsCapital_2026; 8: yr_PSEUtility-ScaleDBatteryStationsCapital_2027; 9: yr_PSEUtility-ScaleDBatteryStationsCapital_2028; 10: yr_PSEUtility-ScaleDBatteryStationsCapital_2029; 11: yr_PSEUtility-ScaleDBatteryStationsCapital_2030; 12: yr_PSEUtility-ScaleDBatteryStationsCapital_2031; 13: yr_PSEUtility-ScaleDBatteryStationsCapital_2032; 14: yr_PSEUtility-ScaleDBatteryStationsCapital_2033; 15: yr_PSEUtility-ScaleDBatteryStationsCapital_2034; 16: yr_PSEUtility-ScaleDBatteryStationsCapital_2035; 17: yr_PSEUtility-ScaleDBatteryStationsCapital_2036; 18: yr_PSEUtility-ScaleDBatteryStationsCapital_2037; 19: yr_PSEUtility-ScaleDBatteryStationsCapital_2038; 20: yr_PSEUtility-ScaleDBatteryStationsCapital_2039; 21: yr_PSEUtility-ScaleDBatteryStationsCapital_2040; 22: yr_PSEUtility-ScaleDBatteryStationsCapital_2041; 23: yr_PSEUtility-ScaleDBatteryStationsCapital_2042; 24: yr_PSEUtility-ScaleDBatteryStationsCapital_2043; 25: yr_PSEUtility-ScaleDBatteryStationsCapital_2044; 26: yr_PSEUtility-ScaleDBatteryStationsCapital_2045; 27: yr_PSEUtility-ScaleDBatteryStationsCapital_2046; 28: yr_PSEUtility-ScaleDBatteryStationsCapital_2047
PSEUtility-ScaleDBatteryStationsCapital_2020 | PSEUtility-ScaleDBatteryStationsCapital_2020 | [11 empty] | 1: 2181.2741; 2: 2056.2; 3: 1932.424; 4: 1841.8802; 5: 1763.7985; 6: 1695.0634; 7: 1645.0214; 8: 1604.3259; 9: 1563.6305; 10: 1522.9351; 11: 9080.171; 12: 1441.5442; 13: 1400.8487; 14: 1360.1533; 15: 1319.4578; 16: 1278.7624; 17: 1238.0669; 18: 1197.3715; 19: 1156.676; 20: 1115.9806; 21: 6197.8854; 22: 1034.5897; 23: 993.8942; 24: 953.1988; 25: 912.5033; 26: 871.8079; 27: 831.1124; 28: 750.8634
PSEUtility-ScaleDBatteryStationsCapital_2021 | PSEUtility-ScaleDBatteryStationsCapital_2021 | [11 empty] | 1: 0; 2: 2181.2741; 3: 2056.2; 4: 1932.424; 5: 1841.8802; 6: 1763.7985; 7: 1695.0634; 8: 1645.0214; 9: 1604.3259; 10: 1563.6305; 11: 1522.9351; 12: 8770.8435; 13: 1441.5442; 14: 1400.8487; 15: 1360.1533; 16: 1319.4578; 17: 1278.7624; 18: 1238.0669; 19: 1197.3715; 20: 1156.676; 21: 1115.9806; 22: 6057.0975; 23: 1034.5897; 24: 993.8942; 25: 953.1988; 26: 912.5033; 27: 871.8079; 28: 772.2098
PSEUtility-ScaleDBatteryStationsCapital_2022 | PSEUtility-ScaleDBatteryStationsCapital_2022 | [11 empty] | 1: 0; 2: 0; 3: 2181.2741; 4: 2056.2; 5: 1932.424; 6: 1841.8802; 7: 1763.7985; 8: 1695.0634; 9: 1645.0214; 10: 1604.3259; 11: 1563.6305; 12: 1522.9351; 13: 8472.6942; 14: 1441.5442; 15: 1400.8487; 16: 1360.1533; 17: 1319.4578; 18: 1278.7624; 19: 1238.0669; 20: 1197.3715; 21: 1156.676; 22: 1115.9806; 23: 5920.1298; 24: 1034.5897; 25: 993.8942; 26: 953.1988; 27: 912.5033; 28: 793.841
PSEUtility-ScaleDBatteryStationsCapital_2023 | PSEUtility-ScaleDBatteryStationsCapital_2023 | [11 empty] | 1: 0; 2: 0; 3: 0; 4: 1978.9594; 5: 1865.486; 6: 1753.1903; 7: 1671.0446; 8: 1600.205; 9: 1537.8451; 10: 1492.4445; 11: 1455.5236; 12: 1418.6027; 13: 1381.6818; 14: 8047.8683; 15: 1307.8399; 16: 1270.919; 17: 1233.9981; 18: 1197.0772; 19: 1160.1563; 20: 1123.2354; 21: 1086.3144; 22: 1049.3935; 23: 1012.4726; 24: 5687.1465; 25: 938.6308; 26: 901.7099; 27: 864.7889; 28: 740.0945
PSEUtility-ScaleDBatteryStationsCapital_2024 | PSEUtility-ScaleDBatteryStationsCapital_2024 | [11 empty] | 1: 0; 2: 0; 3: 0; 4: 0; 5: 1787.1199; 6: 1684.6466; 7: 1583.2368; 8: 1509.0542; 9: 1445.0818; 10: 1388.767; 11: 1347.7676; 12: 1314.4258; 13: 1281.0839; 14: 1247.7421; 15: 7640.5985; 16: 1181.0585; 17: 1147.7167; 18: 1114.3748; 19: 1081.033; 20: 1047.6912; 21: 1014.3494; 22: 981.0076; 23: 947.6658; 24: 914.3239; 25: 5462.945; 26: 847.6403; 27: 814.2985; 28: 686.5378
PSEUtility-ScaleDBatteryStationsCapital_2025 | PSEUtility-ScaleDBatteryStationsCapital_2025 | [11 empty] | 1: 0; 2: 0; 3: 0; 4: 0; 5: 0; 6: 1664.2933; 7: 1568.8628; 8: 1474.4228; 9: 1405.3387; 10: 1345.7631; 11: 1293.3188; 12: 1255.1371; 13: 1224.0869; 14: 1193.0366; 15: 1161.9863; 16: 7290.3107; 17: 1099.8858; 18: 1068.8355; 19: 1037.7852; 20: 1006.7349; 21: 975.6847; 22: 944.6344; 23: 913.5841; 24: 882.5338; 25: 851.4836; 26: 5276.2848; 27: 789.383; 28: 656.5067
PSEUtility-ScaleDBatteryStationsCapital_2026 | PSEUtility-ScaleDBatteryStationsCapital_2026 | [11 empty] | 1: 0; 2: 0; 3: 0; 4: 0; 5: 0; 6: 0; 7: 1621.9581; 8: 1528.9551; 9: 1436.9174; 10: 1369.5906; 11: 1311.5304; 12: 1260.4202; 13: 1223.2098; 14: 1192.9493; 15: 1162.6889; 16: 1132.4285; 17: 7004.4637; 18: 1071.9076; 19: 1041.6471; 20: 1011.3867; 21: 981.1263; 22: 950.8658; 23: 920.6054; 24: 890.3449; 25: 860.0845; 26: 829.8241; 27: 5132.7298; 28: 656.7343
PSEUtility-ScaleDBatteryStationsCapital_2027 | PSEUtility-ScaleDBatteryStationsCapital_2027 | [11 empty] | 1: 0; 2: 0; 3: 0; 4: 0; 5: 0; 6: 0; 7: 0; 8: 1580.2157; 9: 1489.6062; 10: 1399.9372; 11: 1334.3431; 12: 1277.7771; 13: 1227.9822; 14: 1191.7295; 15: 1162.2478; 16: 1132.7662; 17: 1103.2845; 18: 6728.434; 19: 1044.3212; 20: 1014.8395; 21: 985.3578; 22: 955.8762; 23: 926.3945; 24: 896.9129; 25: 867.4312; 26: 837.9495; 27: 808.4679; 28: 1162.1017
PSEUtility-ScaleDBatteryStationsCapital_2028 | PSEUtility-ScaleDBatteryStationsCapital_2028 | [11 empty] | 1: 0; 2: 0; 3: 0; 4: 0; 5: 0; 6: 0; 7: 0; 8: 0; 9: 1539.0661; 10: 1450.8161; 11: 1363.4821; 12: 1299.5961; 13: 1244.5032; 14: 1196.0049; 15: 1160.6962; 16: 1131.9823; 17: 1103.2683; 18: 1074.5544; 19: 6461.9023; 20: 1017.1265; 21: 988.4126; 22: 959.6986; 23: 930.9847; 24: 902.2707; 25: 873.5568; 26: 844.8428; 27: 816.1289; 28: 1092.8526
PSEUtility-ScaleDBatteryStationsCapital_2029 | PSEUtility-ScaleDBatteryStationsCapital_2029 | [11 empty] | 1: 0; 2: 0; 3: 0; 4: 0; 5: 0; 6: 0; 7: 0; 8: 0; 9: 0; 10: 1498.5092; 11: 1412.5848; 12: 1327.5522; 13: 1265.3497; 14: 1211.7085; 15: 1164.4883; 16: 1130.1101; 17: 1102.1528; 18: 1074.1955; 19: 1046.2382; 20: 6285.595; 21: 990.3236; 22: 962.3663; 23: 934.409; 24: 906.4518; 25: 878.4945; 26: 850.5372; 27: 822.5799; 28: 1035.5732
PSEUtility-ScaleDBatteryStationsCapital_2030 | PSEUtility-ScaleDBatteryStationsCapital_2030 | [11 empty] | 1: 0; 2: 0; 3: 0; 4: 0; 5: 0; 6: 0; 7: 0; 8: 0; 9: 0; 10: 0; 11: 1436.9082; 12: 1354.5159; 13: 1272.9789; 14: 1213.3334; 15: 1161.8973; 16: 1116.6183; 17: 1083.6532; 18: 1056.8452; 19: 1030.0372; 20: 1003.2292; 21: 6099.0215; 22: 949.6132; 23: 922.8052; 24: 895.9971; 25: 869.1891; 26: 842.3811; 27: 815.5731; 28: 977.6749
PSEUtility-ScaleDBatteryStationsCapital_2031 | PSEUtility-ScaleDBatteryStationsCapital_2031 | [11 empty] | 1: 0; 2: 0; 3: 0; 4: 0; 5: 0; 6: 0; 7: 0; 8: 0; 9: 0; 10: 0; 11: 0; 12: 1398.0186; 13: 1317.8563; 14: 1238.526; 15: 1180.4948; 16: 1130.4508; 17: 1086.3972; 18: 1054.3244; 19: 1028.2419; 20: 1002.1595; 21: 976.077; 22: 5931.8069; 23: 923.9121; 24: 897.8296; 25: 871.7472; 26: 845.6647; 27: 819.5823; 28: 641.705
PSEUtility-ScaleDBatteryStationsCapital_2032 | PSEUtility-ScaleDBatteryStationsCapital_2032 | [11 empty] | 1: 0; 2: 0; 3: 0; 4: 0; 5: 0; 6: 0; 7: 0; 8: 0; 9: 0; 10: 0; 11: 0; 12: 0; 13: 1360.1815; 14: 1282.1888; 15: 1205.0055; 16: 1148.545; 17: 1099.8554; 18: 1056.9941; 19: 1025.7893; 20: 1000.4128; 21: 975.0362; 22: 949.6597; 23: 5769.1279; 24: 898.9066; 25: 873.5301; 26: 848.1535; 27: 822.777; 28: 639.5759
PSEUtility-ScaleDBatteryStationsCapital_2033 | PSEUtility-ScaleDBatteryStationsCapital_2033 | [11 empty] | 1: 0; 2: 0; 3: 0; 4: 0; 5: 0; 6: 0; 7: 0; 8: 0; 9: 0; 10: 0; 11: 0; 12: 0; 13: 0; 14: 1323.3685; 15: 1247.4866; 16: 1172.3923; 17: 1117.4599; 18: 1070.0881; 19: 1028.3868; 20: 998.0266; 21: 973.3368; 22: 948.6471; 23: 923.9574; 24: 5610.8625; 25: 874.5779; 26: 849.8882; 27: 825.1984; 28: 637.2585
PSEUtility-ScaleDBatteryStationsCapital_2034 | PSEUtility-ScaleDBatteryStationsCapital_2034 | [11 empty] | 1: 0; 2: 0; 3: 0; 4: 0; 5: 0; 6: 0; 7: 0; 8: 0; 9: 0; 10: 0; 11: 0; 12: 0; 13: 0; 14: 0; 15: 1287.5518; 16: 1213.7237; 17: 1140.6618; 18: 1087.2161; 19: 1041.1264; 20: 1000.5537; 21: 971.0152; 22: 946.9937; 23: 922.9722; 24: 898.9507; 25: 5456.892; 26: 850.9076; 27: 826.8861; 28: 634.7591
PSEUtility-ScaleDBatteryStationsCapital_2035 | PSEUtility-ScaleDBatteryStationsCapital_2035 | [11 empty] | 1: 0; 2: 0; 3: 0; 4: 0; 5: 0; 6: 0; 7: 0; 8: 0; 9: 0; 10: 0; 11: 0; 12: 0; 13: 0; 14: 0; 15: 0; 16: 1252.7045; 17: 1180.8745; 18: 1109.79; 19: 1057.7908; 20: 1012.9485; 21: 973.474; 22: 944.7349; 23: 921.3635; 24: 897.9921; 25: 874.6208; 26: 5307.1009; 27: 827.878; 28: 632.0841
PSEUtility-ScaleDBatteryStationsCapital_2036 | PSEUtility-ScaleDBatteryStationsCapital_2036 | [11 empty] | 1: 0; 2: 0; 3: 0; 4: 0; 5: 0; 6: 0; 7: 0; 8: 0; 9: 0; 10: 0; 11: 0; 12: 0; 13: 0; 14: 0; 15: 0; 16: 0; 17: 1218.8003; 18: 1148.9144; 19: 1079.7538; 20: 1029.1619; 21: 985.5333; 22: 947.1271; 23: 919.1658; 24: 896.427; 25: 873.6882; 26: 850.9493; 27: 5161.3767; 28: 629.2396
PSEUtility-ScaleDBatteryStationsCapital_2037 | PSEUtility-ScaleDBatteryStationsCapital_2037 | [11 empty] | 1: 0; 2: 0; 3: 0; 4: 0; 5: 0; 6: 0; 7: 0; 8: 0; 9: 0; 10: 0; 11: 0; 12: 0; 13: 0; 14: 0; 15: 0; 16: 0; 17: 0; 18: 1185.8138; 19: 1117.8193; 20: 1050.5305; 21: 1001.3079; 22: 958.8601; 23: 921.4933; 24: 894.2888; 25: 872.1654; 26: 850.042; 27: 827.9186; 28: 931.4592
PSEUtility-ScaleDBatteryStationsCapital_2038 | PSEUtility-ScaleDBatteryStationsCapital_2038 | [11 empty] | 1: 0; 2: 0; 3: 0; 4: 0; 5: 0; 6: 0; 7: 0; 8: 0; 9: 0; 10: 0; 11: 0; 12: 0; 13: 0; 14: 0; 15: 0; 16: 0; 17: 0; 18: 0; 19: 1153.72; 20: 1087.5658; 21: 1022.0981; 22: 974.2077; 23: 932.9087; 24: 896.5533; 25: 870.0851; 26: 848.5604; 27: 827.0358; 28: 899.0345
PSEUtility-ScaleDBatteryStationsCapital_2039 | PSEUtility-ScaleDBatteryStationsCapital_2039 | [11 empty] | 1: 0; 2: 0; 3: 0; 4: 0; 5: 0; 6: 0; 7: 0; 8: 0; 9: 0; 10: 0; 11: 0; 12: 0; 13: 0; 14: 0; 15: 0; 16: 0; 17: 0; 18: 0; 19: 0; 20: 1122.4948; 21: 1058.131; 22: 994.4353; 23: 947.841; 24: 907.6598; 25: 872.2883; 26: 846.5364; 27: 825.5943; 28: 869.7921
PSEUtility-ScaleDBatteryStationsCapital_2040 | PSEUtility-ScaleDBatteryStationsCapital_2040 | [11 empty] | 1: 0; 2: 0; 3: 0; 4: 0; 5: 0; 6: 0; 7: 0; 8: 0; 9: 0; 10: 0; 11: 0; 12: 0; 13: 0; 14: 0; 15: 0; 16: 0; 17: 0; 18: 0; 19: 0; 20: 0; 21: 1092.1147; 22: 1029.4929; 23: 967.5211; 24: 922.1879; 25: 883.0941; 26: 848.68; 27: 823.6251; 28: 843.2743
PSEUtility-ScaleDBatteryStationsCapital_2041 | PSEUtility-ScaleDBatteryStationsCapital_2041 | [11 empty] | 1: 0; 2: 0; 3: 0; 4: 0; 5: 0; 6: 0; 7: 0; 8: 0; 9: 0; 10: 0; 11: 0; 12: 0; 13: 0; 14: 0; 15: 0; 16: 0; 17: 0; 18: 0; 19: 0; 20: 0; 21: 0; 22: 1062.5569; 23: 1001.6299; 24: 941.3354; 25: 897.2291; 26: 859.1934; 27: 825.7107; 28: 612.6858
PSEUtility-ScaleDBatteryStationsCapital_2042 | PSEUtility-ScaleDBatteryStationsCapital_2042 | [11 empty] | 1: 0; 2: 0; 3: 0; 4: 0; 5: 0; 6: 0; 7: 0; 8: 0; 9: 0; 10: 0; 11: 0; 12: 0; 13: 0; 14: 0; 15: 0; 16: 0; 17: 0; 18: 0; 19: 0; 20: 0; 21: 0; 22: 0; 23: 1033.799; 24: 974.521; 25: 915.8583; 26: 872.9458; 27: 835.9395; 28: 609.2302
PSEUtility-ScaleDBatteryStationsCapital_2043 | PSEUtility-ScaleDBatteryStationsCapital_2043 | [11 empty] | 1: 0; 2: 0; 3: 0; 4: 0; 5: 0; 6: 0; 7: 0; 8: 0; 9: 0; 10: 0; 11: 0; 12: 0; 13: 0; 14: 0; 15: 0; 16: 0; 17: 0; 18: 0; 19: 0; 20: 0; 21: 0; 22: 0; 23: 0; 24: 1005.8195; 25: 948.1458; 26: 891.0708; 27: 849.3197; 28: 606.4092
PSEUtility-ScaleDBatteryStationsCapital_2044 | PSEUtility-ScaleDBatteryStationsCapital_2044 | [11 empty] | 1: 0; 2: 0; 3: 0; 4: 0; 5: 0; 6: 0; 7: 0; 8: 0; 9: 0; 10: 0; 11: 0; 12: 0; 13: 0; 14: 0; 15: 0; 16: 0; 17: 0; 18: 0; 19: 0; 20: 0; 21: 0; 22: 0; 23: 0; 24: 0; 25: 978.5972; 26: 922.4845; 27: 866.9542; 28: 604.3438
PSEUtility-ScaleDBatteryStationsCapital_2045 | PSEUtility-ScaleDBatteryStationsCapital_2045 | [11 empty] | 1: 0; 2: 0; 3: 0; 4: 0; 5: 0; 6: 0; 7: 0; 8: 0; 9: 0; 10: 0; 11: 0; 12: 0; 13: 0; 14: 0; 15: 0; 16: 0; 17: 0; 18: 0; 19: 0; 20: 0; 21: 0; 22: 0; 23: 0; 24: 0; 25: 0; 26: 952.1117; 27: 897.5176; 28: 603.2015
PSEUtility-ScaleDBatteryStationsCapital_2046 | PSEUtility-ScaleDBatteryStationsCapital_2046 | [11 empty] | 1: 0; 2: 0; 3: 0; 4: 0; 5: 0; 6: 0; 7: 0; 8: 0; 9: 0; 10: 0; 11: 0; 12: 0; 13: 0; 14: 0; 15: 0; 16: 0; 17: 0; 18: 0; 19: 0; 20: 0; 21: 0; 22: 0; 23: 0; 24: 0; 25: 0; 26: 0; 27: 926.343; 28: 603.6202
PSEUtility-ScaleDBatteryStationsCapital_2047 | PSEUtility-ScaleDBatteryStationsCapital_2047 | [11 empty] | 1: 0; 2: 0; 3: 0; 4: 0; 5: 0; 6: 0; 7: 0; 8: 0; 9: 0; 10: 0; 11: 0; 12: 0; 13: 0; 14: 0; 15: 0; 16: 0; 17: 0; 18: 0; 19: 0; 20: 0; 21: 0; 22: 0; 23: 0; 24: 0; 25: 0; 26: 0; 27: 0; 28: 605.3324
PSEUtility-ScaleDBatteryStationsFOM | PSEUtility-ScaleDBatteryStationsFOM_Annual | [11 empty] | 3: 1862.9794; 4: 1862.9794; 5: 1862.9794; 6: 1862.9794; 7: 1862.9794; 8: 1862.9794; 9: 1862.9794; 10: 1862.9794; 11: 1862.9794; 12: 1909.5539; 13: 1957.2928; 14: 2006.2251; 15: 2056.3807; 16: 2107.7902; 17: 2160.485; 18: 2214.4971; 19: 2269.8596; 20: 2326.606; 21: 2384.7712; 22: 2444.3905; 23: 2505.5002; 24: 2568.1377; 25: 2632.3412; 26: 2698.1497; 27: 2765.6035; 28: 2834.7435
| PSEUtility-ScaleDBatteryStationsFOM | [11 empty] | 1: yr_PSEUtility-ScaleDBatteryStationsFOM_Annual; 2: yr_PSEUtility-ScaleDBatteryStationsFOM_Annual; 3: yr_PSEUtility-ScaleDBatteryStationsFOM_Annual; 4: yr_PSEUtility-ScaleDBatteryStationsFOM_Annual; 5: yr_PSEUtility-ScaleDBatteryStationsFOM_Annual; 6: yr_PSEUtility-ScaleDBatteryStationsFOM_Annual; 7: yr_PSEUtility-ScaleDBatteryStationsFOM_Annual; 8: yr_PSEUtility-ScaleDBatteryStationsFOM_Annual; 9: yr_PSEUtility-ScaleDBatteryStationsFOM_Annual; 10: yr_PSEUtility-ScaleDBatteryStationsFOM_Annual; 11: yr_PSEUtility-ScaleDBatteryStationsFOM_Annual; 12: yr_PSEUtility-ScaleDBatteryStationsFOM_Annual; 13: yr_PSEUtility-ScaleDBatteryStationsFOM_Annual; 14: yr_PSEUtility-ScaleDBatteryStationsFOM_Annual; 15: yr_PSEUtility-ScaleDBatteryStationsFOM_Annual; 16: yr_PSEUtility-ScaleDBatteryStationsFOM_Annual; 17: yr_PSEUtility-ScaleDBatteryStationsFOM_Annual; 18: yr_PSEUtility-ScaleDBatteryStationsFOM_Annual; 19: yr_PSEUtility-ScaleDBatteryStationsFOM_Annual; 20: yr_PSEUtility-ScaleDBatteryStationsFOM_Annual; 21: yr_PSEUtility-ScaleDBatteryStationsFOM_Annual; 22: yr_PSEUtility-ScaleDBatteryStationsFOM_Annual; 23: yr_PSEUtility-ScaleDBatteryStationsFOM_Annual; 24: yr_PSEUtility-ScaleDBatteryStationsFOM_Annual; 25: yr_PSEUtility-ScaleDBatteryStationsFOM_Annual; 26: yr_PSEUtility-ScaleDBatteryStationsFOM_Annual; 27: yr_PSEUtility-ScaleDBatteryStationsFOM_Annual; 28: yr_PSEUtility-ScaleDBatteryStationsFOM_Annual
PSEUtility-ScaleDBatteryStationsVOM | PSEUtility-ScaleDBatteryStationsVOM | [11 empty] | 3: 0; 4: 0; 5: 0; 6: 0; 7: 0; 8: 0; 9: 0; 10: 0; 11: 0; 12: 0; 13: 0; 14: 0; 15: 0; 16: 0; 17: 0; 18: 0; 19: 0; 20: 0; 21: 0; 22: 0; 23: 0; 24: 0; 25: 0; 26: 0; 27: 0; 28: 0
PSEUtility-ScaleDBatteryStationsAnnualMax | PSEUtility-ScaleDBatteryStationsAnnualMax | [11 empty] | 1: 1000; 2: 1000; 3: 1000; 4: 1000; 5: 1000; 6: 1000; 7: 1000; 8: 1000; 9: 1000; 10: 1000; 11: 1000
ReliableCapacity_PSEUtility-ScaleDBatteryStations | ReliableCapacity_PSEUtility-ScaleDBatteryStations | [11 empty] | 1: 0.124; 2: 0.124; 3: 0.124; 4: 0.124; 5: 0.124; 6: 0.124; 7: 0.124; 8: 0.124; 9: 0.124; 10: 0.124; 11: 0.124; 12: 0.158; 13: 0.158; 14: 0.158; 15: 0.158; 16: 0.158; 17: 0.158; 18: 0.158; 19: 0.158; 20: 0.158; 21: 0.158; 22: 0.158; 23: 0.158; 24: 0.158; 25: 0.158; 26: 0.158; 27: 0.158; 28: 0.158
PSEUtility-ScaleDBatteryStations_RC | PSEUtility-ScaleDBatteryStations_RC | [11 empty] | 3: yr_ReliableCapacity_PSEUtility-ScaleDBatteryStations; 4: yr_ReliableCapacity_PSEUtility-ScaleDBatteryStations; 5: yr_ReliableCapacity_PSEUtility-ScaleDBatteryStations; 6: yr_ReliableCapacity_PSEUtility-ScaleDBatteryStations; 7: yr_ReliableCapacity_PSEUtility-ScaleDBatteryStations; 8: yr_ReliableCapacity_PSEUtility-ScaleDBatteryStations; 9: yr_ReliableCapacity_PSEUtility-ScaleDBatteryStations; 10: yr_ReliableCapacity_PSEUtility-ScaleDBatteryStations; 11: yr_ReliableCapacity_PSEUtility-ScaleDBatteryStations; 12: yr_ReliableCapacity_PSEUtility-ScaleDBatteryStations; 13: yr_ReliableCapacity_PSEUtility-ScaleDBatteryStations; 14: yr_ReliableCapacity_PSEUtility-ScaleDBatteryStations; 15: yr_ReliableCapacity_PSEUtility-ScaleDBatteryStations; 16: yr_ReliableCapacity_PSEUtility-ScaleDBatteryStations; 17: yr_ReliableCapacity_PSEUtility-ScaleDBatteryStations; 18: yr_ReliableCapacity_PSEUtility-ScaleDBatteryStations; 19: yr_ReliableCapacity_PSEUtility-ScaleDBatteryStations; 20: yr_ReliableCapacity_PSEUtility-ScaleDBatteryStations; 21: yr_ReliableCapacity_PSEUtility-ScaleDBatteryStations; 22: yr_ReliableCapacity_PSEUtility-ScaleDBatteryStations; 23: yr_ReliableCapacity_PSEUtility-ScaleDBatteryStations; 24: yr_ReliableCapacity_PSEUtility-ScaleDBatteryStations; 25: yr_ReliableCapacity_PSEUtility-ScaleDBatteryStations; 26: yr_ReliableCapacity_PSEUtility-ScaleDBatteryStations; 27: yr_ReliableCapacity_PSEUtility-ScaleDBatteryStations; 28: yr_ReliableCapacity_PSEUtility-ScaleDBatteryStations
RBatteryInstallIncentiveCapital | RBatteryInstallIncentiveCapital | [11 empty] | 1: yr_RBatteryInstallIncentiveCapital_2020; 2: yr_RBatteryInstallIncentiveCapital_2021; 3: yr_RBatteryInstallIncentiveCapital_2022; 4: yr_RBatteryInstallIncentiveCapital_2023; 5: yr_RBatteryInstallIncentiveCapital_2024; 6: yr_RBatteryInstallIncentiveCapital_2025; 7: yr_RBatteryInstallIncentiveCapital_2026; 8: yr_RBatteryInstallIncentiveCapital_2027; 9: yr_RBatteryInstallIncentiveCapital_2028; 10: yr_RBatteryInstallIncentiveCapital_2029; 11: yr_RBatteryInstallIncentiveCapital_2030; 12: yr_RBatteryInstallIncentiveCapital_2031; 13: yr_RBatteryInstallIncentiveCapital_2032; 14: yr_RBatteryInstallIncentiveCapital_2033; 15: yr_RBatteryInstallIncentiveCapital_2034; 16: yr_RBatteryInstallIncentiveCapital_2035; 17: yr_RBatteryInstallIncentiveCapital_2036; 18: yr_RBatteryInstallIncentiveCapital_2037; 19: yr_RBatteryInstallIncentiveCapital_2038; 20: yr_RBatteryInstallIncentiveCapital_2039; 21: yr_RBatteryInstallIncentiveCapital_2040; 22: yr_RBatteryInstallIncentiveCapital_2041; 23: yr_RBatteryInstallIncentiveCapital_2042; 24: yr_RBatteryInstallIncentiveCapital_2043; 25: yr_RBatteryInstallIncentiveCapital_2044; 26: yr_RBatteryInstallIncentiveCapital_2045; 27: yr_RBatteryInstallIncentiveCapital_2046; 28: yr_RBatteryInstallIncentiveCapital_2047
RBatteryInstallIncentiveCapital_2020 | RBatteryInstallIncentiveCapital_2020 | [11 empty] | 1: 8523.1375; 2: 0; 3: 0; 4: 0; 5: 0; 6: 0; 7: 0; 8: 0; 9: 0; 10: 0; 11: 22095.4592; 12: 0; 13: 0; 14: 0; 15: 0; 16: 0; 17: 0; 18: 0; 19: 0; 20: 0; 21: 15572.679; 22: 0; 23: 0; 24: 0; 25: 0; 26: 0; 27: 0; 28: 0
RBatteryInstallIncentiveCapital_2021 | RBatteryInstallIncentiveCapital_2021 | [11 empty] | 1: 0; 2: 8523.1375; 3: 0; 4: 0; 5: 0; 6: 0; 7: 0; 8: 0; 9: 0; 10: 0; 11: 0; 12: 21465.2896; 13: 0; 14: 0; 15: 0; 16: 0; 17: 0; 18: 0; 19: 0; 20: 0; 21: 0; 22: 15285.8622; 23: 0; 24: 0; 25: 0; 26: 0; 27: 0; 28: 0
RBatteryInstallIncentiveCapital_2022 | RBatteryInstallIncentiveCapital_2022 | [11 empty] | 1: 0; 2: 0; 3: 8523.1375; 4: 0; 5: 0; 6: 0; 7: 0; 8: 0; 9: 0; 10: 0; 11: 0; 12: 0; 13: 20857.8924; 14: 0; 15: 0; 16: 0; 17: 0; 18: 0; 19: 0; 20: 0; 21: 0; 22: 0; 23: 15006.8283; 24: 0; 25: 0; 26: 0; 27: 0; 28: 0
RBatteryInstallIncentiveCapital_2023 | RBatteryInstallIncentiveCapital_2023 | [11 empty] | 1: 0; 2: 0; 3: 0; 4: 8523.1375; 5: 0; 6: 0; 7: 0; 8: 0; 9: 0; 10: 0; 11: 0; 12: 0; 13: 0; 14: 20272.5015; 15: 0; 16: 0; 17: 0; 18: 0; 19: 0; 20: 0; 21: 0; 22: 0; 23: 0; 24: 14735.3684; 25: 0; 26: 0; 27: 0; 28: 0
RBatteryInstallIncentiveCapital_2024 | RBatteryInstallIncentiveCapital_2024 | [11 empty] | 1: 0; 2: 0; 3: 0; 4: 0; 5: 8523.1375; 6: 0; 7: 0; 8: 0; 9: 0; 10: 0; 11: 0; 12: 0; 13: 0; 14: 0; 15: 19708.3752; 16: 0; 17: 0; 18: 0; 19: 0; 20: 0; 21: 0; 22: 0; 23: 0; 24: 0; 25: 14471.2788; 26: 0; 27: 0; 28: 0
RBatteryInstallIncentiveCapital_2025 | RBatteryInstallIncentiveCapital_2025 | [11 empty] | 1: 0; 2: 0; 3: 0; 4: 0; 5: 0; 6: 8523.1375; 7: 0; 8: 0; 9: 0; 10: 0; 11: 0; 12: 0; 13: 0; 14: 0; 15: 0; 16: 19164.7956; 17: 0; 18: 0; 19: 0; 20: 0; 21: 0; 22: 0; 23: 0; 24: 0; 25: 0; 26: 14214.3616; 27: 0; 28: 0
RBatteryInstallIncentiveCapital_2026 | RBatteryInstallIncentiveCapital_2026 | [11 empty] | 1: 0; 2: 0; 3: 0; 4: 0; 5: 0; 6: 0; 7: 8523.1375; 8: 0; 9: 0; 10: 0; 11: 0; 12: 0; 13: 0; 14: 0; 15: 0; 16: 0; 17: 18641.0679; 18: 0; 19: 0; 20: 0; 21: 0; 22: 0; 23: 0; 24: 0; 25: 0; 26: 0; 27: 13964.4241; 28: 0
RBatteryInstallIncentiveCapital_2027 | RBatteryInstallIncentiveCapital_2027 | [11 empty] | 1: 0; 2: 0; 3: 0; 4: 0; 5: 0; 6: 0; 7: 0; 8: 8523.1375; 9: 0; 10: 0; 11: 0; 12: 0; 13: 0; 14: 0; 15: 0; 16: 0; 17: 0; 18: 18136.5197; 19: 0; 20: 0; 21: 0; 22: 0; 23: 0; 24: 0; 25: 0; 26: 0; 27: 0; 28: 1646.2785
RBatteryInstallIncentiveCapital_2028 | RBatteryInstallIncentiveCapital_2028 | [11 empty] | 1: 0; 2: 0; 3: 0; 4: 0; 5: 0; 6: 0; 7: 0; 8: 0; 9: 8523.1375; 10: 0; 11: 0; 12: 0; 13: 0; 14: 0; 15: 0; 16: 0; 17: 0; 18: 0; 19: 17650.5003; 20: 0; 21: 0; 22: 0; 23: 0; 24: 0; 25: 0; 26: 0; 27: 0; 28: 1437.9545
RBatteryInstallIncentiveCapital_2029 | RBatteryInstallIncentiveCapital_2029 | [11 empty] | 1: 0; 2: 0; 3: 0; 4: 0; 5: 0; 6: 0; 7: 0; 8: 0; 9: 0; 10: 8523.1375; 11: 0; 12: 0; 13: 0; 14: 0; 15: 0; 16: 0; 17: 0; 18: 0; 19: 0; 20: 17347.4675; 21: 0; 22: 0; 23: 0; 24: 0; 25: 0; 26: 0; 27: 0; 28: 1266.4989
RBatteryInstallIncentiveCapital_2030 | RBatteryInstallIncentiveCapital_2030 | [11 empty] | 1: 0; 2: 0; 3: 0; 4: 0; 5: 0; 6: 0; 7: 0; 8: 0; 9: 0; 10: 0; 11: 8523.1375; 12: 0; 13: 0; 14: 0; 15: 0; 16: 0; 17: 0; 18: 0; 19: 0; 20: 0; 21: 17052.6531; 22: 0; 23: 0; 24: 0; 25: 0; 26: 0; 27: 0; 28: 1123.3247
RBatteryInstallIncentiveCapital_2031 | RBatteryInstallIncentiveCapital_2031 | [11 empty] | 1: 0; 2: 0; 3: 0; 4: 0; 5: 0; 6: 0; 7: 0; 8: 0; 9: 0; 10: 0; 11: 0; 12: 8523.1375; 13: 0; 14: 0; 15: 0; 16: 0; 17: 0; 18: 0; 19: 0; 20: 0; 21: 0; 22: 16765.8363; 23: 0; 24: 0; 25: 0; 26: 0; 27: 0; 28: 401.8261
RBatteryInstallIncentiveCapital_2032 | RBatteryInstallIncentiveCapital_2032 | [11 empty] | 1: 0; 2: 0; 3: 0; 4: 0; 5: 0; 6: 0; 7: 0; 8: 0; 9: 0; 10: 0; 11: 0; 12: 0; 13: 8523.1375; 14: 0; 15: 0; 16: 0; 17: 0; 18: 0; 19: 0; 20: 0; 21: 0; 22: 0; 23: 16486.8025; 24: 0; 25: 0; 26: 0; 27: 0; 28: 366.4446
RBatteryInstallIncentiveCapital_2033 | RBatteryInstallIncentiveCapital_2033 | [11 empty] | 1: 0; 2: 0; 3: 0; 4: 0; 5: 0; 6: 0; 7: 0; 8: 0; 9: 0; 10: 0; 11: 0; 12: 0; 13: 0; 14: 8523.1375; 15: 0; 16: 0; 17: 0; 18: 0; 19: 0; 20: 0; 21: 0; 22: 0; 23: 0; 24: 16215.3425; 25: 0; 26: 0; 27: 0; 28: 335.6217
RBatteryInstallIncentiveCapital_2034 | RBatteryInstallIncentiveCapital_2034 | [11 empty] | 1: 0; 2: 0; 3: 0; 4: 0; 5: 0; 6: 0; 7: 0; 8: 0; 9: 0; 10: 0; 11: 0; 12: 0; 13: 0; 14: 0; 15: 8523.1375; 16: 0; 17: 0; 18: 0; 19: 0; 20: 0; 21: 0; 22: 0; 23: 0; 24: 0; 25: 15951.2529; 26: 0; 27: 0; 28: 308.5524
RBatteryInstallIncentiveCapital_2035 | RBatteryInstallIncentiveCapital_2035 | [11 empty] | 1: 0; 2: 0; 3: 0; 4: 0; 5: 0; 6: 0; 7: 0; 8: 0; 9: 0; 10: 0; 11: 0; 12: 0; 13: 0; 14: 0; 15: 0; 16: 8523.1375; 17: 0; 18: 0; 19: 0; 20: 0; 21: 0; 22: 0; 23: 0; 24: 0; 25: 0; 26: 15694.3358; 27: 0; 28: 284.6103
RBatteryInstallIncentiveCapital_2036 | RBatteryInstallIncentiveCapital_2036 | [11 empty] | 1: 0; 2: 0; 3: 0; 4: 0; 5: 0; 6: 0; 7: 0; 8: 0; 9: 0; 10: 0; 11: 0; 12: 0; 13: 0; 14: 0; 15: 0; 16: 0; 17: 8523.1375; 18: 0; 19: 0; 20: 0; 21: 0; 22: 0; 23: 0; 24: 0; 25: 0; 26: 0; 27: 15444.3982; 28: 263.301
RBatteryInstallIncentiveCapital_2037 | RBatteryInstallIncentiveCapital_2037 | [11 empty] | 1: 0; 2: 0; 3: 0; 4: 0; 5: 0; 6: 0; 7: 0; 8: 0; 9: 0; 10: 0; 11: 0; 12: 0; 13: 0; 14: 0; 15: 0; 16: 0; 17: 0; 18: 8523.1375; 19: 0; 20: 0; 21: 0; 22: 0; 23: 0; 24: 0; 25: 0; 26: 0; 27: 0; 28: 1345.3306
RBatteryInstallIncentiveCapital_2038 | RBatteryInstallIncentiveCapital_2038 | [11 empty] | 1: 0; 2: 0; 3: 0; 4: 0; 5: 0; 6: 0; 7: 0; 8: 0; 9: 0; 10: 0; 11: 0; 12: 0; 13: 0; 14: 0; 15: 0; 16: 0; 17: 0; 18: 0; 19: 8523.1375; 20: 0; 21: 0; 22: 0; 23: 0; 24: 0; 25: 0; 26: 0; 27: 0; 28: 1234.9008
RBatteryInstallIncentiveCapital_2039 | RBatteryInstallIncentiveCapital_2039 | [11 empty] | 1: 0; 2: 0; 3: 0; 4: 0; 5: 0; 6: 0; 7: 0; 8: 0; 9: 0; 10: 0; 11: 0; 12: 0; 13: 0; 14: 0; 15: 0; 16: 0; 17: 0; 18: 0; 19: 0; 20: 8523.1375; 21: 0; 22: 0; 23: 0; 24: 0; 25: 0; 26: 0; 27: 0; 28: 1136.1649
RBatteryInstallIncentiveCapital_2040 | RBatteryInstallIncentiveCapital_2040 | [11 empty] | 1: 0; 2: 0; 3: 0; 4: 0; 5: 0; 6: 0; 7: 0; 8: 0; 9: 0; 10: 0; 11: 0; 12: 0; 13: 0; 14: 0; 15: 0; 16: 0; 17: 0; 18: 0; 19: 0; 20: 0; 21: 8523.1375; 22: 0; 23: 0; 24: 0; 25: 0; 26: 0; 27: 0; 28: 1047.5367
RBatteryInstallIncentiveCapital_2041 | RBatteryInstallIncentiveCapital_2041 | [11 empty] | 1: 0; 2: 0; 3: 0; 4: 0; 5: 0; 6: 0; 7: 0; 8: 0; 9: 0; 10: 0; 11: 0; 12: 0; 13: 0; 14: 0; 15: 0; 16: 0; 17: 0; 18: 0; 19: 0; 20: 0; 21: 0; 22: 8523.1375; 23: 0; 24: 0; 25: 0; 26: 0; 27: 0; 28: 547.1816
RBatteryInstallIncentiveCapital_2042 | RBatteryInstallIncentiveCapital_2042 | [11 empty] | 1: 0; 2: 0; 3: 0; 4: 0; 5: 0; 6: 0; 7: 0; 8: 0; 9: 0; 10: 0; 11: 0; 12: 0; 13: 0; 14: 0; 15: 0; 16: 0; 17: 0; 18: 0; 19: 0; 20: 0; 21: 0; 22: 0; 23: 8523.1375; 24: 0; 25: 0; 26: 0; 27: 0; 28: 512.5262
RBatteryInstallIncentiveCapital_2043 | RBatteryInstallIncentiveCapital_2043 | [11 empty] | 1: 0; 2: 0; 3: 0; 4: 0; 5: 0; 6: 0; 7: 0; 8: 0; 9: 0; 10: 0; 11: 0; 12: 0; 13: 0; 14: 0; 15: 0; 16: 0; 17: 0; 18: 0; 19: 0; 20: 0; 21: 0; 22: 0; 23: 0; 24: 8523.1375; 25: 0; 26: 0; 27: 0; 28: 480.7678
RBatteryInstallIncentiveCapital_2044 | RBatteryInstallIncentiveCapital_2044 | [11 empty] | 1: 0; 2: 0; 3: 0; 4: 0; 5: 0; 6: 0; 7: 0; 8: 0; 9: 0; 10: 0; 11: 0; 12: 0; 13: 0; 14: 0; 15: 0; 16: 0; 17: 0; 18: 0; 19: 0; 20: 0; 21: 0; 22: 0; 23: 0; 24: 0; 25: 8523.1375; 26: 0; 27: 0; 28: 451.5825
RBatteryInstallIncentiveCapital_2045 | RBatteryInstallIncentiveCapital_2045 | [11 empty] | 1: 0; 2: 0; 3: 0; 4: 0; 5: 0; 6: 0; 7: 0; 8: 0; 9: 0; 10: 0; 11: 0; 12: 0; 13: 0; 14: 0; 15: 0; 16: 0; 17: 0; 18: 0; 19: 0; 20: 0; 21: 0; 22: 0; 23: 0; 24: 0; 25: 0; 26: 8523.1375; 27: 0; 28: 424.6927
RBatteryInstallIncentiveCapital_2046 | RBatteryInstallIncentiveCapital_2046 | [11 empty] | 1: 0; 2: 0; 3: 0; 4: 0; 5: 0; 6: 0; 7: 0; 8: 0; 9: 0; 10: 0; 11: 0; 12: 0; 13: 0; 14: 0; 15: 0; 16: 0; 17: 0; 18: 0; 19: 0; 20: 0; 21: 0; 22: 0; 23: 0; 24: 0; 25: 0; 26: 0; 27: 8523.1375; 28: 399.859
RBatteryInstallIncentiveCapital_2047 | RBatteryInstallIncentiveCapital_2047 | [11 empty] | 1: 0; 2: 0; 3: 0; 4: 0; 5: 0; 6: 0; 7: 0; 8: 0; 9: 0; 10: 0; 11: 0; 12: 0; 13: 0; 14: 0; 15: 0; 16: 0; 17: 0; 18: 0; 19: 0; 20: 0; 21: 0; 22: 0; 23: 0; 24: 0; 25: 0; 26: 0; 27: 0; 28: 866.8105
RBatteryInstallIncentiveFOM | RBatteryInstallIncentiveFOM_Annual | [11 empty] | 3: 1108.0079; 4: 1108.0079; 5: 1108.0079; 6: 1108.0079; 7: 1108.0079; 8: 1108.0079; 9: 1108.0079; 10: 1108.0079; 11: 1108.0079; 12: 1135.7081; 13: 1164.1008; 14: 1193.2033; 15: 1223.0334; 16: 1253.6092; 17: 1284.9494; 18: 1317.0732; 19: 1350; 20: 1383.75; 21: 1418.3437; 22: 1453.8023; 23: 1490.1474; 24: 1527.4011; 25: 1565.5861; 26: 1604.7258; 27: 1644.8439; 28: 1685.965
| RBatteryInstallIncentiveFOM | [11 empty] | 1: yr_RBatteryInstallIncentiveFOM_Annual; 2: yr_RBatteryInstallIncentiveFOM_Annual; 3: yr_RBatteryInstallIncentiveFOM_Annual; 4: yr_RBatteryInstallIncentiveFOM_Annual; 5: yr_RBatteryInstallIncentiveFOM_Annual; 6: yr_RBatteryInstallIncentiveFOM_Annual; 7: yr_RBatteryInstallIncentiveFOM_Annual; 8: yr_RBatteryInstallIncentiveFOM_Annual; 9: yr_RBatteryInstallIncentiveFOM_Annual; 10: yr_RBatteryInstallIncentiveFOM_Annual; 11: yr_RBatteryInstallIncentiveFOM_Annual; 12: yr_RBatteryInstallIncentiveFOM_Annual; 13: yr_RBatteryInstallIncentiveFOM_Annual; 14: yr_RBatteryInstallIncentiveFOM_Annual; 15: yr_RBatteryInstallIncentiveFOM_Annual; 16: yr_RBatteryInstallIncentiveFOM_Annual; 17: yr_RBatteryInstallIncentiveFOM_Annual; 18: yr_RBatteryInstallIncentiveFOM_Annual; 19: yr_RBatteryInstallIncentiveFOM_Annual; 20: yr_RBatteryInstallIncentiveFOM_Annual; 21: yr_RBatteryInstallIncentiveFOM_Annual; 22: yr_RBatteryInstallIncentiveFOM_Annual; 23: yr_RBatteryInstallIncentiveFOM_Annual; 24: yr_RBatteryInstallIncentiveFOM_Annual; 25: yr_RBatteryInstallIncentiveFOM_Annual; 26: yr_RBatteryInstallIncentiveFOM_Annual; 27: yr_RBatteryInstallIncentiveFOM_Annual; 28: yr_RBatteryInstallIncentiveFOM_Annual
RBatteryInstallIncentiveVOM | RBatteryInstallIncentiveVOM | [11 empty] | 3: 0; 4: 0; 5: 0; 6: 0; 7: 0; 8: 0; 9: 0; 10: 0; 11: 0; 12: 0; 13: 0; 14: 0; 15: 0; 16: 0; 17: 0; 18: 0; 19: 0; 20: 0; 21: 0; 22: 0; 23: 0; 24: 0; 25: 0; 26: 0; 27: 0; 28: 0
RBatteryInstallIncentiveAnnualMax | RBatteryInstallIncentiveAnnualMax | [11 empty] | 1: 1.7; 2: 2.2; 3: 2.7; 4: 3.2; 5: 3.7; 6: 4.3; 7: 5; 8: 5.6; 9: 6.3; 10: 7; 11: 7.7
ReliableCapacity_RBatteryInstallIncentive | ReliableCapacity_RBatteryInstallIncentive | [11 empty] | 1: 0.0194; 2: 0.0194; 3: 0.0194; 4: 0.0194; 5: 0.0194; 6: 0.0194; 7: 0.0194; 8: 0.0194; 9: 0.0194; 10: 0.0194; 11: 0.0194; 12: 0.0244; 13: 0.0244; 14: 0.0244; 15: 0.0244; 16: 0.0244; 17: 0.0244; 18: 0.0244; 19: 0.0244; 20: 0.0244; 21: 0.0244; 22: 0.0244; 23: 0.0244; 24: 0.0244; 25: 0.0244; 26: 0.0244; 27: 0.0244; 28: 0.0244
RBatteryInstallIncentive_RC | RBatteryInstallIncentive_RC | [11 empty] | 3: yr_ReliableCapacity_RBatteryInstallIncentive; 4: yr_ReliableCapacity_RBatteryInstallIncentive; 5: yr_ReliableCapacity_RBatteryInstallIncentive; 6: yr_ReliableCapacity_RBatteryInstallIncentive; 7: yr_ReliableCapacity_RBatteryInstallIncentive; 8: yr_ReliableCapacity_RBatteryInstallIncentive; 9: yr_ReliableCapacity_RBatteryInstallIncentive; 10: yr_ReliableCapacity_RBatteryInstallIncentive; 11: yr_ReliableCapacity_RBatteryInstallIncentive; 12: yr_ReliableCapacity_RBatteryInstallIncentive; 13: yr_ReliableCapacity_RBatteryInstallIncentive; 14: yr_ReliableCapacity_RBatteryInstallIncentive; 15: yr_ReliableCapacity_RBatteryInstallIncentive; 16: yr_ReliableCapacity_RBatteryInstallIncentive; 17: yr_ReliableCapacity_RBatteryInstallIncentive; 18: yr_ReliableCapacity_RBatteryInstallIncentive; 19: yr_ReliableCapacity_RBatteryInstallIncentive; 20: yr_ReliableCapacity_RBatteryInstallIncentive; 21: yr_ReliableCapacity_RBatteryInstallIncentive; 22: yr_ReliableCapacity_RBatteryInstallIncentive; 23: yr_ReliableCapacity_RBatteryInstallIncentive; 24: yr_ReliableCapacity_RBatteryInstallIncentive; 25: yr_ReliableCapacity_RBatteryInstallIncentive; 26: yr_ReliableCapacity_RBatteryInstallIncentive; 27: yr_ReliableCapacity_RBatteryInstallIncentive; 28: yr_ReliableCapacity_RBatteryInstallIncentive
RPSEBatteryLeasingLICapital | RPSEBatteryLeasingLICapital | [11 empty] | 1: yr_RPSEBatteryLeasingLICapital_2020; 2: yr_RPSEBatteryLeasingLICapital_2021; 3: yr_RPSEBatteryLeasingLICapital_2022; 4: yr_RPSEBatteryLeasingLICapital_2023; 5: yr_RPSEBatteryLeasingLICapital_2024; 6: yr_RPSEBatteryLeasingLICapital_2025; 7: yr_RPSEBatteryLeasingLICapital_2026; 8: yr_RPSEBatteryLeasingLICapital_2027; 9: yr_RPSEBatteryLeasingLICapital_2028; 10: yr_RPSEBatteryLeasingLICapital_2029; 11: yr_RPSEBatteryLeasingLICapital_2030; 12: yr_RPSEBatteryLeasingLICapital_2031; 13: yr_RPSEBatteryLeasingLICapital_2032; 14: yr_RPSEBatteryLeasingLICapital_2033; 15: yr_RPSEBatteryLeasingLICapital_2034; 16: yr_RPSEBatteryLeasingLICapital_2035; 17: yr_RPSEBatteryLeasingLICapital_2036; 18: yr_RPSEBatteryLeasingLICapital_2037; 19: yr_RPSEBatteryLeasingLICapital_2038; 20: yr_RPSEBatteryLeasingLICapital_2039; 21: yr_RPSEBatteryLeasingLICapital_2040; 22: yr_RPSEBatteryLeasingLICapital_2041; 23: yr_RPSEBatteryLeasingLICapital_2042; 24: yr_RPSEBatteryLeasingLICapital_2043; 25: yr_RPSEBatteryLeasingLICapital_2044; 26: yr_RPSEBatteryLeasingLICapital_2045; 27: yr_RPSEBatteryLeasingLICapital_2046; 28: 2137.9745
RPSEBatteryLeasingLICapital_2020 | RPSEBatteryLeasingLICapital_2020 | [11 empty] | 1: 6039.1723; 2: 5692.8866; 3: 5350.1949; 4: 5099.5114; 5: 4883.331; 6: 4693.0278; 7: 4554.4793; 8: 4441.8081; 9: 4329.1369; 10: 4216.4656; 11: 19582.4896; 12: 3991.1232; 13: 3878.452; 14: 3765.7807; 15: 3653.1095; 16: 3540.4383; 17: 3427.7671; 18: 3315.0958; 19: 3202.4246; 20: 3089.7534; 21: 13412.9712; 22: 2864.4109; 23: 2751.7397; 24: 2639.0685; 25: 2526.3973; 26: 2413.726; 27: 2301.0548; 28: 2078.8738
RPSEBatteryLeasingLICapital_2021 | RPSEBatteryLeasingLICapital_2021 | [11 empty] | 1: 0; 2: 6039.1723; 3: 5692.8866; 4: 5350.1949; 5: 5099.5114; 6: 4883.331; 7: 4693.0278; 8: 4554.4793; 9: 4441.8081; 10: 4329.1369; 11: 4216.4656; 12: 18952.3199; 13: 3991.1232; 14: 3878.452; 15: 3765.7807; 16: 3653.1095; 17: 3540.4383; 18: 3427.7671; 19: 3315.0958; 20: 3202.4246; 21: 3089.7534; 22: 13126.1544; 23: 2864.4109; 24: 2751.7397; 25: 2639.0685; 26: 2526.3973; 27: 2413.726; 28: 2137.9745
RPSEBatteryLeasingLICapital_2022 | RPSEBatteryLeasingLICapital_2022 | [11 empty] | 1: 0; 2: 0; 3: 6039.1723; 4: 5692.8866; 5: 5350.1949; 6: 5099.5114; 7: 4883.331; 8: 4693.0278; 9: 4554.4793; 10: 4441.8081; 11: 4329.1369; 12: 4216.4656; 13: 18344.9228; 14: 3991.1232; 15: 3878.452; 16: 3765.7807; 17: 3653.1095; 18: 3540.4383; 19: 3427.7671; 20: 3315.0958; 21: 3202.4246; 22: 3089.7534; 23: 12847.1206; 24: 2864.4109; 25: 2751.7397; 26: 2639.0685; 27: 2526.3973; 28: 2197.8635
RPSEBatteryLeasingLICapital_2023 | RPSEBatteryLeasingLICapital_2023 | [11 empty] | 1: 0; 2: 0; 3: 0; 4: 5475.9388; 5: 5161.9488; 6: 4851.2177; 7: 4623.9138; 8: 4427.8951; 9: 4255.3403; 10: 4129.7132; 11: 4027.5501; 12: 3925.387; 13: 3823.2239; 14: 17376.7982; 15: 3618.8976; 16: 3516.7345; 17: 3414.5714; 18: 3312.4082; 19: 3210.2451; 20: 3108.082; 21: 3005.9188; 22: 2903.7557; 23: 2801.5926; 24: 12298.0079; 25: 2597.2663; 26: 2495.1032; 27: 2392.9401; 28: 2047.9006
RPSEBatteryLeasingLICapital_2024 | RPSEBatteryLeasingLICapital_2024 | [11 empty] | 1: 0; 2: 0; 3: 0; 4: 0; 5: 4941.8676; 6: 4658.5012; 7: 4378.0759; 8: 4172.9411; 9: 3996.0402; 10: 3840.3147; 11: 3726.9401; 12: 3634.741; 13: 3542.5419; 14: 3450.3428; 15: 16449.7548; 16: 3265.9446; 17: 3173.7455; 18: 3081.5464; 19: 2989.3473; 20: 2897.1482; 21: 2804.9491; 22: 2712.75; 23: 2620.5509; 24: 2528.3518; 25: 11770.6416; 26: 2343.9536; 27: 2251.7545; 28: 1898.4619
RPSEBatteryLeasingLICapital_2025 | RPSEBatteryLeasingLICapital_2025 | [11 empty] | 1: 0; 2: 0; 3: 0; 4: 0; 5: 0; 6: 4599.9247; 7: 4336.1653; 8: 4075.1435; 9: 3884.2026; 10: 3719.542; 11: 3574.5916; 12: 3469.0618; 13: 3383.2422; 14: 3297.4227; 15: 3211.6031; 16: 15673.815; 17: 3039.964; 18: 2954.1444; 19: 2868.3248; 20: 2782.5053; 21: 2696.6857; 22: 2610.8661; 23: 2525.0466; 24: 2439.227; 25: 2353.4074; 26: 11345.1596; 27: 2181.7683; 28: 1814.5127
RPSEBatteryLeasingLICapital_2026 | RPSEBatteryLeasingLICapital_2026 | [11 empty] | 1: 0; 2: 0; 3: 0; 4: 0; 5: 0; 6: 0; 7: 4482.0657; 8: 4225.0643; 9: 3970.7304; 10: 3784.6817; 11: 3624.2401; 12: 3483.0036; 13: 3380.1777; 14: 3296.557; 15: 3212.9363; 16: 3129.3156; 17: 15069.9987; 18: 2962.0742; 19: 2878.4535; 20: 2794.8328; 21: 2711.2121; 22: 2627.5914; 23: 2543.9707; 24: 2460.35; 25: 2376.7293; 26: 2293.1086; 27: 11037.122; 28: 1814.7979
RPSEBatteryLeasingLICapital_2027 | RPSEBatteryLeasingLICapital_2027 | [11 empty] | 1: 0; 2: 0; 3: 0; 4: 0; 5: 0; 6: 0; 7: 0; 8: 4365.857; 9: 4115.519; 10: 3867.7793; 11: 3686.5544; 12: 3530.2726; 13: 3392.6981; 14: 3292.5382; 15: 3211.0855; 16: 3129.6329; 17: 3048.1803; 18: 14486.4833; 19: 2885.275; 20: 2803.8224; 21: 2722.3698; 22: 2640.9171; 23: 2559.4645; 24: 2478.0119; 25: 2396.5593; 26: 2315.1066; 27: 2233.654; 28: 2843.8384
RPSEBatteryLeasingLICapital_2028 | RPSEBatteryLeasingLICapital_2028 | [11 empty] | 1: 0; 2: 0; 3: 0; 4: 0; 5: 0; 6: 0; 7: 0; 8: 0; 9: 4251.2986; 10: 4007.5294; 11: 3766.2903; 12: 3589.8207; 13: 3437.6396; 14: 3303.675; 15: 3206.1432; 16: 3126.8279; 17: 3047.5126; 18: 2968.1972; 19: 13922.6181; 20: 2809.5665; 21: 2730.2512; 22: 2650.9358; 23: 2571.6205; 24: 2492.3052; 25: 2412.9898; 26: 2333.6745; 27: 2254.3591; 28: 2701.9295
RPSEBatteryLeasingLICapital_2029 | RPSEBatteryLeasingLICapital_2029 | [11 empty] | 1: 0; 2: 0; 3: 0; 4: 0; 5: 0; 6: 0; 7: 0; 8: 0; 9: 0; 10: 4138.3905; 11: 3901.0954; 12: 3666.2633; 13: 3494.4804; 14: 3346.3411; 15: 3215.9344; 16: 3120.9929; 17: 3043.7841; 18: 2966.5752; 19: 2889.3664; 20: 13542.861; 21: 2734.9487; 22: 2657.7398; 23: 2580.531; 24: 2503.3221; 25: 2426.1133; 26: 2348.9044; 27: 2271.6956; 28: 2584.0808
RPSEBatteryLeasingLICapital_2030 | RPSEBatteryLeasingLICapital_2030 | [11 empty] | 1: 0; 2: 0; 3: 0; 4: 0; 5: 0; 6: 0; 7: 0; 8: 0; 9: 0; 10: 0; 11: 3966.8963; 12: 3739.4347; 13: 3514.334; 14: 3349.6698; 15: 3207.6693; 16: 3082.6666; 17: 2991.6595; 18: 2917.6502; 19: 2843.6408; 20: 2769.6315; 21: 13131.5112; 22: 2621.6129; 23: 2547.6035; 24: 2473.5942; 25: 2399.5849; 26: 2325.5756; 27: 2251.5662; 28: 2233.1977
RPSEBatteryLeasingLICapital_2031 | RPSEBatteryLeasingLICapital_2031 | [11 empty] | 1: 0; 2: 0; 3: 0; 4: 0; 5: 0; 6: 0; 7: 0; 8: 0; 9: 0; 10: 0; 11: 0; 12: 3858.6671; 13: 3637.4114; 14: 3418.4521; 15: 3258.2804; 16: 3120.1542; 17: 2998.5619; 18: 2910.0378; 19: 2838.0476; 20: 2766.0575; 21: 2694.0674; 22: 12771.1495; 23: 2550.0872; 24: 2478.097; 25: 2406.1069; 26: 2334.1168; 27: 2262.1267; 28: 1771.1681
RPSEBatteryLeasingLICapital_2032 | RPSEBatteryLeasingLICapital_2032 | [11 empty] | 1: 0; 2: 0; 3: 0; 4: 0; 5: 0; 6: 0; 7: 0; 8: 0; 9: 0; 10: 0; 11: 0; 12: 0; 13: 3753.3907; 14: 3538.1715; 15: 3325.1861; 16: 3169.3844; 17: 3035.0267; 18: 2916.7519; 19: 2830.6429; 20: 2760.6169; 21: 2690.5909; 22: 2620.5649; 23: 12420.5773; 24: 2480.5129; 25: 2410.4869; 26: 2340.4609; 27: 2270.4349; 28: 1764.8955
RPSEBatteryLeasingLICapital_2033 | RPSEBatteryLeasingLICapital_2033 | [11 empty] | 1: 0; 2: 0; 3: 0; 4: 0; 5: 0; 6: 0; 7: 0; 8: 0; 9: 0; 10: 0; 11: 0; 12: 0; 13: 0; 14: 3650.9866; 15: 3441.6393; 16: 3234.4648; 17: 3082.9138; 18: 2952.2218; 19: 2837.1739; 20: 2753.4142; 21: 2685.2988; 22: 2617.1833; 23: 2549.0678; 24: 12079.5307; 25: 2412.8368; 26: 2344.7214; 27: 2276.6059; 28: 1758.1061
RPSEBatteryLeasingLICapital_2034 | RPSEBatteryLeasingLICapital_2034 | [11 empty] | 1: 0; 2: 0; 3: 0; 4: 0; 5: 0; 6: 0; 7: 0; 8: 0; 9: 0; 10: 0; 11: 0; 12: 0; 13: 0; 14: 0; 15: 3551.3764; 16: 3347.7407; 17: 3146.2186; 18: 2998.8024; 19: 2871.676; 20: 2759.767; 21: 2678.2926; 22: 2612.0355; 23: 2545.7784; 24: 2479.5213; 25: 11747.7531; 26: 2347.0072; 27: 2280.7501; 28: 1750.8178
RPSEBatteryLeasingLICapital_2035 | RPSEBatteryLeasingLICapital_2035 | [11 empty] | 1: 0; 2: 0; 3: 0; 4: 0; 5: 0; 6: 0; 7: 0; 8: 0; 9: 0; 10: 0; 11: 0; 12: 0; 13: 0; 14: 0; 15: 0; 16: 3454.4839; 17: 3256.404; 18: 3060.38; 19: 2916.9858; 20: 2793.3278; 21: 2684.472; 22: 2605.2205; 23: 2540.7711; 24: 2476.3217; 25: 2411.8723; 26: 11424.9947; 27: 2282.9736; 28: 1743.0482
RPSEBatteryLeasingLICapital_2036 | RPSEBatteryLeasingLICapital_2036 | [11 empty] | 1: 0; 2: 0; 3: 0; 4: 0; 5: 0; 6: 0; 7: 0; 8: 0; 9: 0; 10: 0; 11: 0; 12: 0; 13: 0; 14: 0; 15: 0; 16: 0; 17: 3360.2349; 18: 3167.5592; 19: 2976.8834; 20: 2837.4014; 21: 2717.1172; 22: 2611.2313; 23: 2534.142; 24: 2471.451; 25: 2408.76; 26: 2346.069; 27: 11111.0121; 28: 1734.8148
RPSEBatteryLeasingLICapital_2037 | RPSEBatteryLeasingLICapital_2037 | [11 empty] | 1: 0; 2: 0; 3: 0; 4: 0; 5: 0; 6: 0; 7: 0; 8: 0; 9: 0; 10: 0; 11: 0; 12: 0; 13: 0; 14: 0; 15: 0; 16: 0; 17: 0; 18: 3268.5573; 19: 3081.1384; 20: 2895.6648; 21: 2759.9883; 22: 2642.9859; 23: 2539.9889; 24: 2465.0028; 25: 2404.0222; 26: 2343.0416; 27: 2282.061; 28: 2347.9517
RPSEBatteryLeasingLICapital_2038 | RPSEBatteryLeasingLICapital_2038 | [11 empty] | 1: 0; 2: 0; 3: 0; 4: 0; 5: 0; 6: 0; 7: 0; 8: 0; 9: 0; 10: 0; 11: 0; 12: 0; 13: 0; 14: 0; 15: 0; 16: 0; 17: 0; 18: 0; 19: 3179.3809; 20: 2997.0754; 21: 2816.6621; 22: 2684.6873; 23: 2570.877; 24: 2470.6901; 25: 2397.7499; 26: 2338.433; 27: 2279.1162; 28: 2279.2337
RPSEBatteryLeasingLICapital_2039 | RPSEBatteryLeasingLICapital_2039 | [11 empty] | 1: 0; 2: 0; 3: 0; 4: 0; 5: 0; 6: 0; 7: 0; 8: 0; 9: 0; 10: 0; 11: 0; 12: 0; 13: 0; 14: 0; 15: 0; 16: 0; 17: 0; 18: 0; 19: 0; 20: 3092.6376; 21: 2915.306; 22: 2739.8148; 23: 2611.4407; 24: 2500.7356; 25: 2403.282; 26: 2332.3319; 27: 2274.6333; 28: 2216.8941
RPSEBatteryLeasingLICapital_2040 | RPSEBatteryLeasingLICapital_2040 | [11 empty] | 1: 0; 2: 0; 3: 0; 4: 0; 5: 0; 6: 0; 7: 0; 8: 0; 9: 0; 10: 0; 11: 0; 12: 0; 13: 0; 14: 0; 15: 0; 16: 0; 17: 0; 18: 0; 19: 0; 20: 0; 21: 3008.2609; 22: 2835.7674; 23: 2665.0642; 24: 2540.1926; 25: 2432.5078; 26: 2337.7131; 27: 2268.6986; 28: 2007.6452
RPSEBatteryLeasingLICapital_2041 | RPSEBatteryLeasingLICapital_2041 | [11 empty] | 1: 0; 2: 0; 3: 0; 4: 0; 5: 0; 6: 0; 7: 0; 8: 0; 9: 0; 10: 0; 11: 0; 12: 0; 13: 0; 14: 0; 15: 0; 16: 0; 17: 0; 18: 0; 19: 0; 20: 0; 21: 0; 22: 2926.1862; 23: 2758.3989; 24: 2592.353; 25: 2470.8883; 26: 2366.1414; 27: 2273.933; 28: 1687.2816
RPSEBatteryLeasingLICapital_2042 | RPSEBatteryLeasingLICapital_2042 | [11 empty] | 1: 0; 2: 0; 3: 0; 4: 0; 5: 0; 6: 0; 7: 0; 8: 0; 9: 0; 10: 0; 11: 0; 12: 0; 13: 0; 14: 0; 15: 0; 16: 0; 17: 0; 18: 0; 19: 0; 20: 0; 21: 0; 22: 0; 23: 2846.3508; 24: 2683.1412; 25: 2521.6256; 26: 2403.4748; 27: 2301.5858; 28: 1677.3888
RPSEBatteryLeasingLICapital_2043 | RPSEBatteryLeasingLICapital_2043 | [11 empty] | 1: 0; 2: 0; 3: 0; 4: 0; 5: 0; 6: 0; 7: 0; 8: 0; 9: 0; 10: 0; 11: 0; 12: 0; 13: 0; 14: 0; 15: 0; 16: 0; 17: 0; 18: 0; 19: 0; 20: 0; 21: 0; 22: 0; 23: 0; 24: 2768.6936; 25: 2609.9368; 26: 2452.8279; 27: 2337.9006; 28: 1669.2472
RPSEBatteryLeasingLICapital_2044 | RPSEBatteryLeasingLICapital_2044 | [11 empty] | 1: 0; 2: 0; 3: 0; 4: 0; 5: 0; 6: 0; 7: 0; 8: 0; 9: 0; 10: 0; 11: 0; 12: 0; 13: 0; 14: 0; 15: 0; 16: 0; 17: 0; 18: 0; 19: 0; 20: 0; 21: 0; 22: 0; 23: 0; 24: 0; 25: 2693.155; 26: 2538.7297; 27: 2385.9071; 28: 1663.1885
RPSEBatteryLeasingLICapital_2045 | RPSEBatteryLeasingLICapital_2045 | [11 empty] | 1: 0; 2: 0; 3: 0; 4: 0; 5: 0; 6: 0; 7: 0; 8: 0; 9: 0; 10: 0; 11: 0; 12: 0; 13: 0; 14: 0; 15: 0; 16: 0; 17: 0; 18: 0; 19: 0; 20: 0; 21: 0; 22: 0; 23: 0; 24: 0; 25: 0; 26: 2619.6774; 27: 2469.4653; 28: 1659.6723
RPSEBatteryLeasingLICapital_2046 | RPSEBatteryLeasingLICapital_2046 | [11 empty] | 1: 0; 2: 0; 3: 0; 4: 0; 5: 0; 6: 0; 7: 0; 8: 0; 9: 0; 10: 0; 11: 0; 12: 0; 13: 0; 14: 0; 15: 0; 16: 0; 17: 0; 18: 0; 19: 0; 20: 0; 21: 0; 22: 0; 23: 0; 24: 0; 25: 0; 26: 0; 27: 2548.2045; 28: 1660.4517
RPSEBatteryLeasingLICapital_2047 | RPSEBatteryLeasingLICapital_2047 | [11 empty] | 1: 0; 2: 0; 3: 0; 4: 0; 5: 0; 6: 0; 7: 0; 8: 0; 9: 0; 10: 0; 11: 0; 12: 0; 13: 0; 14: 0; 15: 0; 16: 0; 17: 0; 18: 0; 19: 0; 20: 0; 21: 0; 22: 0; 23: 0; 24: 0; 25: 0; 26: 0; 27: 0; 28: 1664.788
RPSEBatteryLeasing-LowIncomeFOM | RPSEBatteryLeasing-LowIncomeFOM_Annual | [11 empty] | 3: 2175.8149; 4: 2175.8149; 5: 2175.8149; 6: 2175.8149; 7: 2175.8149; 8: 2175.8149; 9: 2175.8149; 10: 2175.8149; 11: 2175.8149; 12: 2230.2103; 13: 2285.9656; 14: 2343.1147; 15: 2401.6926; 16: 2461.7349; 17: 2523.2783; 18: 2586.3602; 19: 2651.0192; 20: 2717.2947; 21: 2785.2271; 22: 2854.8578; 23: 2926.2292; 24: 2999.3849; 25: 3074.3696; 26: 3151.2288; 27: 3230.0095; 28: 3310.7597
| RPSEBatteryLeasing-LowIncomeFOM | [11 empty] | 1: yr_RPSEBatteryLeasing-LowIncomeFOM_Annual; 2: yr_RPSEBatteryLeasing-LowIncomeFOM_Annual; 3: yr_RPSEBatteryLeasing-LowIncomeFOM_Annual; 4: yr_RPSEBatteryLeasing-LowIncomeFOM_Annual; 5: yr_RPSEBatteryLeasing-LowIncomeFOM_Annual; 6: yr_RPSEBatteryLeasing-LowIncomeFOM_Annual; 7: yr_RPSEBatteryLeasing-LowIncomeFOM_Annual; 8: yr_RPSEBatteryLeasing-LowIncomeFOM_Annual; 9: yr_RPSEBatteryLeasing-LowIncomeFOM_Annual; 10: yr_RPSEBatteryLeasing-LowIncomeFOM_Annual; 11: yr_RPSEBatteryLeasing-LowIncomeFOM_Annual; 12: yr_RPSEBatteryLeasing-LowIncomeFOM_Annual; 13: yr_RPSEBatteryLeasing-LowIncomeFOM_Annual; 14: yr_RPSEBatteryLeasing-LowIncomeFOM_Annual; 15: yr_RPSEBatteryLeasing-LowIncomeFOM_Annual; 16: yr_RPSEBatteryLeasing-LowIncomeFOM_Annual; 17: yr_RPSEBatteryLeasing-LowIncomeFOM_Annual; 18: yr_RPSEBatteryLeasing-LowIncomeFOM_Annual; 19: yr_RPSEBatteryLeasing-LowIncomeFOM_Annual; 20: yr_RPSEBatteryLeasing-LowIncomeFOM_Annual; 21: yr_RPSEBatteryLeasing-LowIncomeFOM_Annual; 22: yr_RPSEBatteryLeasing-LowIncomeFOM_Annual; 23: yr_RPSEBatteryLeasing-LowIncomeFOM_Annual; 24: yr_RPSEBatteryLeasing-LowIncomeFOM_Annual; 25: yr_RPSEBatteryLeasing-LowIncomeFOM_Annual; 26: yr_RPSEBatteryLeasing-LowIncomeFOM_Annual; 27: yr_RPSEBatteryLeasing-LowIncomeFOM_Annual; 28: yr_RPSEBatteryLeasing-LowIncomeFOM_Annual
RPSEBatteryLeasing-LowIncomeVOM | RPSEBatteryLeasing-LowIncomeVOM | [11 empty] | 3: 0; 4: 0; 5: 0; 6: 0; 7: 0; 8: 0; 9: 0; 10: 0; 11: 0; 12: 0; 13: 0; 14: 0; 15: 0; 16: 0; 17: 0; 18: 0; 19: 0; 20: 0; 21: 0; 22: 0; 23: 0; 24: 0; 25: 0; 26: 0; 27: 0; 28: 0
RPSEBatteryLeasing-LowIncomeAnnualMax | RPSEBatteryLeasing-LowIncomeAnnualMax | [11 empty] | 1: 1.1; 2: 1.1; 3: 1.1; 4: 1.1; 5: 1.1; 6: 1.1; 7: 1.1; 8: 1.1; 9: 1.1; 10: 1.1; 11: 1.1
ReliableCapacity_RPSEBatteryLeasing-LowIncome | ReliableCapacity_RPSEBatteryLeasing-LowIncome | [11 empty] | 1: 0.0194; 2: 0.0194; 3: 0.0194; 4: 0.0194; 5: 0.0194; 6: 0.0194; 7: 0.0194; 8: 0.0194; 9: 0.0194; 10: 0.0194; 11: 0.0194; 12: 0.0194; 13: 0.0194; 14: 0.0194; 15: 0.0194; 16: 0.0194; 17: 0.0194; 18: 0.0194; 19: 0.0194; 20: 0.0194; 21: 0.0194; 22: 0.0194; 23: 0.0194; 24: 0.0194; 25: 0.0194; 26: 0.0194; 27: 0.0194; 28: 0.0194
RPSEBatteryLeasing-LowIncome_RC | RPSEBatteryLeasing-LowIncome_RC | [11 empty] | 3: yr_ReliableCapacity_RPSEBatteryLeasing-LowIncome; 4: yr_ReliableCapacity_RPSEBatteryLeasing-LowIncome; 5: yr_ReliableCapacity_RPSEBatteryLeasing-LowIncome; 6: yr_ReliableCapacity_RPSEBatteryLeasing-LowIncome; 7: yr_ReliableCapacity_RPSEBatteryLeasing-LowIncome; 8: yr_ReliableCapacity_RPSEBatteryLeasing-LowIncome; 9: yr_ReliableCapacity_RPSEBatteryLeasing-LowIncome; 10: yr_ReliableCapacity_RPSEBatteryLeasing-LowIncome; 11: yr_ReliableCapacity_RPSEBatteryLeasing-LowIncome; 12: yr_ReliableCapacity_RPSEBatteryLeasing-LowIncome; 13: yr_ReliableCapacity_RPSEBatteryLeasing-LowIncome; 14: yr_ReliableCapacity_RPSEBatteryLeasing-LowIncome; 15: yr_ReliableCapacity_RPSEBatteryLeasing-LowIncome; 16: yr_ReliableCapacity_RPSEBatteryLeasing-LowIncome; 17: yr_ReliableCapacity_RPSEBatteryLeasing-LowIncome; 18: yr_ReliableCapacity_RPSEBatteryLeasing-LowIncome; 19: yr_ReliableCapacity_RPSEBatteryLeasing-LowIncome; 20: yr_ReliableCapacity_RPSEBatteryLeasing-LowIncome; 21: yr_ReliableCapacity_RPSEBatteryLeasing-LowIncome; 22: yr_ReliableCapacity_RPSEBatteryLeasing-LowIncome; 23: yr_ReliableCapacity_RPSEBatteryLeasing-LowIncome; 24: yr_ReliableCapacity_RPSEBatteryLeasing-LowIncome; 25: yr_ReliableCapacity_RPSEBatteryLeasing-LowIncome; 26: yr_ReliableCapacity_RPSEBatteryLeasing-LowIncome; 27: yr_ReliableCapacity_RPSEBatteryLeasing-LowIncome; 28: yr_ReliableCapacity_RPSEBatteryLeasing-LowIncome
RPSEBatteryLeasing-LowIncome_Flex | RPSEBatteryLeasing-LowIncome_Flex | [10 empty] | yr_RPSEBatteryLeasing-LowIncome_Flex_Annual | 1: yr_RPSEBatteryLeasing-LowIncome_Flex_Annual; 2: yr_RPSEBatteryLeasing-LowIncome_Flex_Annual; 3: yr_RPSEBatteryLeasing-LowIncome_Flex_Annual; 4: yr_RPSEBatteryLeasing-LowIncome_Flex_Annual; 5: yr_RPSEBatteryLeasing-LowIncome_Flex_Annual; 6: yr_RPSEBatteryLeasing-LowIncome_Flex_Annual; 7: yr_RPSEBatteryLeasing-LowIncome_Flex_Annual; 8: yr_RPSEBatteryLeasing-LowIncome_Flex_Annual; 9: yr_RPSEBatteryLeasing-LowIncome_Flex_Annual; 10: yr_RPSEBatteryLeasing-LowIncome_Flex_Annual; 11: yr_RPSEBatteryLeasing-LowIncome_Flex_Annual; 12: yr_RPSEBatteryLeasing-LowIncome_Flex_Annual; 13: yr_RPSEBatteryLeasing-LowIncome_Flex_Annual; 14: yr_RPSEBatteryLeasing-LowIncome_Flex_Annual; 15: yr_RPSEBatteryLeasing-LowIncome_Flex_Annual; 16: yr_RPSEBatteryLeasing-LowIncome_Flex_Annual; 17: yr_RPSEBatteryLeasing-LowIncome_Flex_Annual; 18: yr_RPSEBatteryLeasing-LowIncome_Flex_Annual; 19: yr_RPSEBatteryLeasing-LowIncome_Flex_Annual; 20: yr_RPSEBatteryLeasing-LowIncome_Flex_Annual; 21: yr_RPSEBatteryLeasing-LowIncome_Flex_Annual; 22: yr_RPSEBatteryLeasing-LowIncome_Flex_Annual; 23: yr_RPSEBatteryLeasing-LowIncome_Flex_Annual; 24: yr_RPSEBatteryLeasing-LowIncome_Flex_Annual; 25: yr_RPSEBatteryLeasing-LowIncome_Flex_Annual; 26: yr_RPSEBatteryLeasing-LowIncome_Flex_Annual; 27: yr_RPSEBatteryLeasing-LowIncome_Flex_Annual; 28: yr_RPSEBatteryLeasing-LowIncome_Flex_Annual
RPSEBatteryLeasing-LowIncome_Flex_Annual | RPSEBatteryLeasing-LowIncome_Flex_Annual | [11 empty] | 3: -640.089; 4: -632.2727; 5: -624.8418; 6: -617.792; 7: -611.1188; 8: -604.8183; 9: -598.8866; 10: -593.3201; 11: -588.1153; 12: -583.2692; 13: -578.7787; 14: -574.6411; 15: -570.8539; 16: -567.4148; 17: -564.3216; 18: -561.5726; 19: -559.166; 20: -557.1003; 21: -555.3744; 22: -553.9871; 23: -552.9376; 24: -552.2252; 25: -551.8496; 26: -551.8104; 27: -552.1077; 28: -552.7417
C&IRooftopSolarLeasingCapital | C&IRooftopSolarLeasingCapital | Capital | C&IRooftopSolarLeasing | [9 empty] | 1: yr_C&IRooftopSolarLeasingCapital_2020; 2: yr_C&IRooftopSolarLeasingCapital_2021; 3: yr_C&IRooftopSolarLeasingCapital_2022; 4: yr_C&IRooftopSolarLeasingCapital_2023; 5: yr_C&IRooftopSolarLeasingCapital_2024; 6: yr_C&IRooftopSolarLeasingCapital_2025; 7: yr_C&IRooftopSolarLeasingCapital_2026; 8: yr_C&IRooftopSolarLeasingCapital_2027; 9: yr_C&IRooftopSolarLeasingCapital_2028; 10: yr_C&IRooftopSolarLeasingCapital_2029; 11: yr_C&IRooftopSolarLeasingCapital_2030; 12: yr_C&IRooftopSolarLeasingCapital_2031; 13: yr_C&IRooftopSolarLeasingCapital_2032; 14: yr_C&IRooftopSolarLeasingCapital_2033; 15: yr_C&IRooftopSolarLeasingCapital_2034; 16: yr_C&IRooftopSolarLeasingCapital_2035; 17: yr_C&IRooftopSolarLeasingCapital_2036; 18: yr_C&IRooftopSolarLeasingCapital_2037; 19: yr_C&IRooftopSolarLeasingCapital_2038; 20: yr_C&IRooftopSolarLeasingCapital_2039; 21: yr_C&IRooftopSolarLeasingCapital_2040; 22: yr_C&IRooftopSolarLeasingCapital_2041; 23: yr_C&IRooftopSolarLeasingCapital_2042; 24: yr_C&IRooftopSolarLeasingCapital_2043; 25: yr_C&IRooftopSolarLeasingCapital_2044; 26: yr_C&IRooftopSolarLeasingCapital_2045; 27: yr_C&IRooftopSolarLeasingCapital_2046; 28: yr__2046
C&IRooftopSolarLeasingCapital_2020 | C&IRooftopSolarLeasingCapital_2020 | _2020 | C&IRooftopSolarLeasing | [9 empty] | 1: 4032.1217; 2: 3782.8187; 3: 3535.9278; 4: 3350.7886; 5: 3188.8063; 6: 3044.1916; 7: 2934.3123; 8: 2841.8006; 9: 2749.2889; 10: 2656.7771; 11: 2564.2654; 12: 2471.7537; 13: 2379.242; 14: 2286.7303; 15: 2194.2186; 16: 2101.7068; 17: 2009.1951; 18: 1916.6834; 19: 1824.1717; 20: 1731.66; 21: 1664.4862; 22: 1622.6504; 23: 1580.8147; 24: 1538.9789; 25: 1497.1431; 26: 1455.3073; 27: 1413.4715; 28: 1330.9738
C&IRooftopSolarLeasingCapital_2021 | C&IRooftopSolarLeasingCapital_2021 | _2021 | C&IRooftopSolarLeasing | [9 empty] | 1: 0; 2: 4032.1217; 3: 3782.8187; 4: 3535.9278; 5: 3350.7886; 6: 3188.8063; 7: 3044.1916; 8: 2934.3123; 9: 2841.8006; 10: 2749.2889; 11: 2656.7771; 12: 2564.2654; 13: 2471.7537; 14: 2379.242; 15: 2286.7303; 16: 2194.2186; 17: 2101.7068; 18: 2009.1951; 19: 1916.6834; 20: 1824.1717; 21: 1731.66; 22: 1664.4862; 23: 1622.6504; 24: 1580.8147; 25: 1538.9789; 26: 1497.1431; 27: 1455.3073; 28: 1352.9184
C&IRooftopSolarLeasingCapital_2022 | C&IRooftopSolarLeasingCapital_2022 | _2022 | C&IRooftopSolarLeasing | [9 empty] | 1: 0; 2: 0; 3: 4032.1217; 4: 3782.8187; 5: 3535.9278; 6: 3350.7886; 7: 3188.8063; 8: 3044.1916; 9: 2934.3123; 10: 2841.8006; 11: 2749.2889; 12: 2656.7771; 13: 2564.2654; 14: 2471.7537; 15: 2379.242; 16: 2286.7303; 17: 2194.2186; 18: 2101.7068; 19: 2009.1951; 20: 1916.6834; 21: 1824.1717; 22: 1731.66; 23: 1664.4862; 24: 1622.6504; 25: 1580.8147; 26: 1538.9789; 27: 1497.1431; 28: 1375.1557
C&IRooftopSolarLeasingCapital_2023 | C&IRooftopSolarLeasingCapital_2023 | _2023 | C&IRooftopSolarLeasing | [9 empty] | 1: 0; 2: 0; 3: 0; 4: 4032.1217; 5: 3782.8187; 6: 3535.9278; 7: 3350.7886; 8: 3188.8063; 9: 3044.1916; 10: 2934.3123; 11: 2841.8006; 12: 2749.2889; 13: 2656.7771; 14: 2564.2654; 15: 2471.7537; 16: 2379.242; 17: 2286.7303; 18: 2194.2186; 19: 2101.7068; 20: 2009.1951; 21: 1916.6834; 22: 1824.1717; 23: 1731.66; 24: 1664.4862; 25: 1622.6504; 26: 1580.8147; 27: 1538.9789; 28: 1397.6852
C&IRooftopSolarLeasingCapital_2024 | C&IRooftopSolarLeasingCapital_2024 | _2024 | C&IRooftopSolarLeasing | [9 empty] | 1: 0; 2: 0; 3: 0; 4: 0; 5: 4030.9393; 6: 3778.42; 7: 3528.3697; 8: 3341.524; 9: 3178.3801; 10: 3033.0124; 11: 2923.1974; 12: 2831.1586; 13: 2739.1199; 14: 2647.0811; 15: 2555.0424; 16: 2463.0037; 17: 2370.9649; 18: 2278.9262; 19: 2186.8874; 20: 2094.8487; 21: 2002.81; 22: 1910.7712; 23: 1818.7325; 24: 1794.2616; 25: 1795.1288; 26: 1753.766; 27: 1712.4031; 28: 1553.9073
C&IRooftopSolarLeasingCapital_2025 | C&IRooftopSolarLeasingCapital_2025 | _2025 | C&IRooftopSolarLeasing | [9 empty] | 1: 0; 2: 0; 3: 0; 4: 0; 5: 0; 6: 4029.7568; 7: 3774.0214; 8: 3520.8116; 9: 3332.2594; 10: 3167.9538; 11: 3021.8332; 12: 2912.0824; 13: 2820.5167; 14: 2728.9509; 15: 2637.3851; 16: 2545.8194; 17: 2454.2536; 18: 2362.6879; 19: 2271.1221; 20: 2179.5563; 21: 2087.9906; 22: 1996.4248; 23: 1904.859; 24: 1813.2933; 25: 1856.8633; 26: 1925.7713; 27: 1884.8815; 28: 1709.8978
C&IRooftopSolarLeasingCapital_2026 | C&IRooftopSolarLeasingCapital_2026 | _2026 | C&IRooftopSolarLeasing | [9 empty] | 1: 0; 2: 0; 3: 0; 4: 0; 5: 0; 6: 0; 7: 4026.2095; 8: 3760.8253; 9: 3498.1371; 10: 3304.4654; 11: 3136.675; 12: 2988.2954; 13: 2878.7377; 14: 2788.5908; 15: 2698.444; 16: 2608.2972; 17: 2518.1503; 18: 2428.0035; 19: 2337.8567; 20: 2247.7098; 21: 2157.563; 22: 2067.4161; 23: 1977.2693; 24: 1887.1225; 25: 1796.9756; 26: 2044.6683; 27: 2317.6989; 28: 2131.3961
C&IRooftopSolarLeasingCapital_2027 | C&IRooftopSolarLeasingCapital_2027 | _2027 | C&IRooftopSolarLeasing | [9 empty] | 1: 0; 2: 0; 3: 0; 4: 0; 5: 0; 6: 0; 7: 0; 8: 4026.2095; 9: 3760.8253; 10: 3498.1371; 11: 3304.4654; 12: 3136.675; 13: 2988.2954; 14: 2878.7377; 15: 2788.5908; 16: 2698.444; 17: 2608.2972; 18: 2518.1503; 19: 2428.0035; 20: 2337.8567; 21: 2247.7098; 22: 2157.563; 23: 2067.4161; 24: 1977.2693; 25: 1887.1225; 26: 1796.9756; 27: 2044.6683; 28: 2153.7487
C&IRooftopSolarLeasingCapital_2028 | C&IRooftopSolarLeasingCapital_2028 | _2028 | C&IRooftopSolarLeasing | [9 empty] | 1: 0; 2: 0; 3: 0; 4: 0; 5: 0; 6: 0; 7: 0; 8: 0; 9: 4026.2095; 10: 3760.8253; 11: 3498.1371; 12: 3304.4654; 13: 3136.675; 14: 2988.2954; 15: 2878.7377; 16: 2788.5908; 17: 2698.444; 18: 2608.2972; 19: 2518.1503; 20: 2428.0035; 21: 2337.8567; 22: 2247.7098; 23: 2157.563; 24: 2067.4161; 25: 1977.2693; 26: 1887.1225; 27: 1796.9756; 28: 2141.6166
C&IRooftopSolarLeasingCapital_2029 | C&IRooftopSolarLeasingCapital_2029 | _2029 | C&IRooftopSolarLeasing | [9 empty] | 1: 0; 2: 0; 3: 0; 4: 0; 5: 0; 6: 0; 7: 0; 8: 0; 9: 0; 10: 4026.2095; 11: 3760.8253; 12: 3498.1371; 13: 3304.4654; 14: 3136.675; 15: 2988.2954; 16: 2878.7377; 17: 2788.5908; 18: 2698.444; 19: 2608.2972; 20: 2518.1503; 21: 2428.0035; 22: 2337.8567; 23: 2247.7098; 24: 2157.563; 25: 2067.4161; 26: 1977.2693; 27: 1887.1225; 28: 2105.7928
C&IRooftopSolarLeasingCapital_2030 | C&IRooftopSolarLeasingCapital_2030 | _2030 | C&IRooftopSolarLeasing | [9 empty] | 1: 0; 2: 0; 3: 0; 4: 0; 5: 0; 6: 0; 7: 0; 8: 0; 9: 0; 10: 0; 11: 4026.2095; 12: 3760.8253; 13: 3498.1371; 14: 3304.4654; 15: 3136.675; 16: 2988.2954; 17: 2878.7377; 18: 2788.5908; 19: 2698.444; 20: 2608.2972; 21: 2518.1503; 22: 2428.0035; 23: 2337.8567; 24: 2247.7098; 25: 2157.563; 26: 2067.4161; 27: 1977.2693; 28: 2084.4044
C&IRooftopSolarLeasingCapital_2031 | C&IRooftopSolarLeasingCapital_2031 | _2031 | C&IRooftopSolarLeasing | [9 empty] | 1: 0; 2: 0; 3: 0; 4: 0; 5: 0; 6: 0; 7: 0; 8: 0; 9: 0; 10: 0; 11: 0; 12: 4026.2095; 13: 3760.8253; 14: 3498.1371; 15: 3304.4654; 16: 3136.675; 17: 2988.2954; 18: 2878.7377; 19: 2788.5908; 20: 2698.444; 21: 2608.2972; 22: 2518.1503; 23: 2428.0035; 24: 2337.8567; 25: 2247.7098; 26: 2157.563; 27: 2067.4161; 28: 2074.4866
C&IRooftopSolarLeasingCapital_2032 | C&IRooftopSolarLeasingCapital_2032 | _2032 | C&IRooftopSolarLeasing | [9 empty] | 1: 0; 2: 0; 3: 0; 4: 0; 5: 0; 6: 0; 7: 0; 8: 0; 9: 0; 10: 0; 11: 0; 12: 0; 13: 4026.2095; 14: 3760.8253; 15: 3498.1371; 16: 3304.4654; 17: 3136.675; 18: 2988.2954; 19: 2878.7377; 20: 2788.5908; 21: 2698.444; 22: 2608.2972; 23: 2518.1503; 24: 2428.0035; 25: 2337.8567; 26: 2247.7098; 27: 2157.563; 28: 2073.8641
C&IRooftopSolarLeasingCapital_2033 | C&IRooftopSolarLeasingCapital_2033 | _2033 | C&IRooftopSolarLeasing | [9 empty] | 1: 0; 2: 0; 3: 0; 4: 0; 5: 0; 6: 0; 7: 0; 8: 0; 9: 0; 10: 0; 11: 0; 12: 0; 13: 0; 14: 4026.2095; 15: 3760.8253; 16: 3498.1371; 17: 3304.4654; 18: 3136.675; 19: 2988.2954; 20: 2878.7377; 21: 2788.5908; 22: 2698.444; 23: 2608.2972; 24: 2518.1503; 25: 2428.0035; 26: 2337.8567; 27: 2247.7098; 28: 2080.9042
C&IRooftopSolarLeasingCapital_2034 | C&IRooftopSolarLeasingCapital_2034 | _2034 | C&IRooftopSolarLeasing | [9 empty] | 1: 0; 2: 0; 3: 0; 4: 0; 5: 0; 6: 0; 7: 0; 8: 0; 9: 0; 10: 0; 11: 0; 12: 0; 13: 0; 14: 0; 15: 4026.2095; 16: 3760.8253; 17: 3498.1371; 18: 3304.4654; 19: 3136.675; 20: 2988.2954; 21: 2878.7377; 22: 2788.5908; 23: 2698.444; 24: 2608.2972; 25: 2518.1503; 26: 2428.0035; 27: 2337.8567; 28: 2094.3578
C&IRooftopSolarLeasingCapital_2035 | C&IRooftopSolarLeasingCapital_2035 | _2035 | C&IRooftopSolarLeasing | [9 empty] | 1: 0; 2: 0; 3: 0; 4: 0; 5: 0; 6: 0; 7: 0; 8: 0; 9: 0; 10: 0; 11: 0; 12: 0; 13: 0; 14: 0; 15: 0; 16: 4026.2095; 17: 3760.8253; 18: 3498.1371; 19: 3304.4654; 20: 3136.675; 21: 2988.2954; 22: 2878.7377; 23: 2788.5908; 24: 2698.444; 25: 2608.2972; 26: 2518.1503; 27: 2428.0035; 28: 2113.2521
C&IRooftopSolarLeasingCapital_2036 | C&IRooftopSolarLeasingCapital_2036 | _2036 | C&IRooftopSolarLeasing | [9 empty] | 1: 0; 2: 0; 3: 0; 4: 0; 5: 0; 6: 0; 7: 0; 8: 0; 9: 0; 10: 0; 11: 0; 12: 0; 13: 0; 14: 0; 15: 0; 16: 0; 17: 4026.2095; 18: 3760.8253; 19: 3498.1371; 20: 3304.4654; 21: 3136.675; 22: 2988.2954; 23: 2878.7377; 24: 2788.5908; 25: 2698.444; 26: 2608.2972; 27: 2518.1503; 28: 2136.8182
C&IRooftopSolarLeasingCapital_2037 | C&IRooftopSolarLeasingCapital_2037 | _2037 | C&IRooftopSolarLeasing | [9 empty] | 1: 0; 2: 0; 3: 0; 4: 0; 5: 0; 6: 0; 7: 0; 8: 0; 9: 0; 10: 0; 11: 0; 12: 0; 13: 0; 14: 0; 15: 0; 16: 0; 17: 0; 18: 4026.2095; 19: 3760.8253; 20: 3498.1371; 21: 3304.4654; 22: 3136.675; 23: 2988.2954; 24: 2878.7377; 25: 2788.5908; 26: 2698.444; 27: 2608.2972; 28: 2164.4399
C&IRooftopSolarLeasingCapital_2038 | C&IRooftopSolarLeasingCapital_2038 | _2038 | C&IRooftopSolarLeasing | [9 empty] | 1: 0; 2: 0; 3: 0; 4: 0; 5: 0; 6: 0; 7: 0; 8: 0; 9: 0; 10: 0; 11: 0; 12: 0; 13: 0; 14: 0; 15: 0; 16: 0; 17: 0; 18: 0; 19: 4026.2095; 20: 3760.8253; 21: 3498.1371; 22: 3304.4654; 23: 3136.675; 24: 2988.2954; 25: 2878.7377; 26: 2788.5908; 27: 2698.444; 28: 2195.6177
C&IRooftopSolarLeasingCapital_2039 | C&IRooftopSolarLeasingCapital_2039 | _2039 | C&IRooftopSolarLeasing | [9 empty] | 1: 0; 2: 0; 3: 0; 4: 0; 5: 0; 6: 0; 7: 0; 8: 0; 9: 0; 10: 0; 11: 0; 12: 0; 13: 0; 14: 0; 15: 0; 16: 0; 17: 0; 18: 0; 19: 0; 20: 4026.2095; 21: 3760.8253; 22: 3498.1371; 23: 3304.4654; 24: 3136.675; 25: 2988.2954; 26: 2878.7377; 27: 2788.5908; 28: 2229.9417
C&IRooftopSolarLeasingCapital_2040 | C&IRooftopSolarLeasingCapital_2040 | _2040 | C&IRooftopSolarLeasing | [9 empty] | 1: 0; 2: 0; 3: 0; 4: 0; 5: 0; 6: 0; 7: 0; 8: 0; 9: 0; 10: 0; 11: 0; 12: 0; 13: 0; 14: 0; 15: 0; 16: 0; 17: 0; 18: 0; 19: 0; 20: 0; 21: 4026.2095; 22: 3760.8253; 23: 3498.1371; 24: 3304.4654; 25: 3136.675; 26: 2988.2954; 27: 2878.7377; 28: 2283.2398
C&IRooftopSolarLeasingCapital_2041 | C&IRooftopSolarLeasingCapital_2041 | _2041 | C&IRooftopSolarLeasing | [9 empty] | 1: 0; 2: 0; 3: 0; 4: 0; 5: 0; 6: 0; 7: 0; 8: 0; 9: 0; 10: 0; 11: 0; 12: 0; 13: 0; 14: 0; 15: 0; 16: 0; 17: 0; 18: 0; 19: 0; 20: 0; 21: 0; 22: 4026.2095; 23: 3760.8253; 24: 3498.1371; 25: 3304.4654; 26: 3136.675; 27: 2988.2954; 28: 2323.8898
C&IRooftopSolarLeasingCapital_2042 | C&IRooftopSolarLeasingCapital_2042 | _2042 | C&IRooftopSolarLeasing | [9 empty] | 1: 0; 2: 0; 3: 0; 4: 0; 5: 0; 6: 0; 7: 0; 8: 0; 9: 0; 10: 0; 11: 0; 12: 0; 13: 0; 14: 0; 15: 0; 16: 0; 17: 0; 18: 0; 19: 0; 20: 0; 21: 0; 22: 0; 23: 4026.2095; 24: 3760.8253; 25: 3498.1371; 26: 3304.4654; 27: 3136.675; 28: 2385.4694
C&IRooftopSolarLeasingCapital_2043 | C&IRooftopSolarLeasingCapital_2043 | _2043 | C&IRooftopSolarLeasing | [9 empty] | 1: 0; 2: 0; 3: 0; 4: 0; 5: 0; 6: 0; 7: 0; 8: 0; 9: 0; 10: 0; 11: 0; 12: 0; 13: 0; 14: 0; 15: 0; 16: 0; 17: 0; 18: 0; 19: 0; 20: 0; 21: 0; 22: 0; 23: 0; 24: 4026.2095; 25: 3760.8253; 26: 3498.1371; 27: 3304.4654; 28: 2436.7483
C&IRooftopSolarLeasingCapital_2044 | C&IRooftopSolarLeasingCapital_2044 | _2044 | C&IRooftopSolarLeasing | [9 empty] | 1: 0; 2: 0; 3: 0; 4: 0; 5: 0; 6: 0; 7: 0; 8: 0; 9: 0; 10: 0; 11: 0; 12: 0; 13: 0; 14: 0; 15: 0; 16: 0; 17: 0; 18: 0; 19: 0; 20: 0; 21: 0; 22: 0; 23: 0; 24: 0; 25: 4026.2095; 26: 3760.8253; 27: 3498.1371; 28: 2514.5368
C&IRooftopSolarLeasingCapital_2045 | C&IRooftopSolarLeasingCapital_2045 | _2045 | C&IRooftopSolarLeasing | [9 empty] | 1: 0; 2: 0; 3: 0; 4: 0; 5: 0; 6: 0; 7: 0; 8: 0; 9: 0; 10: 0; 11: 0; 12: 0; 13: 0; 14: 0; 15: 0; 16: 0; 17: 0; 18: 0; 19: 0; 20: 0; 21: 0; 22: 0; 23: 0; 24: 0; 25: 0; 26: 4026.2095; 27: 3760.8253; 28: 2581.6794
C&IRooftopSolarLeasingCapital_2046 | C&IRooftopSolarLeasingCapital_2046 | _2046 | C&IRooftopSolarLeasing | [9 empty] | 1: 0; 2: 0; 3: 0; 4: 0; 5: 0; 6: 0; 7: 0; 8: 0; 9: 0; 10: 0; 11: 0; 12: 0; 13: 0; 14: 0; 15: 0; 16: 0; 17: 0; 18: 0; 19: 0; 20: 0; 21: 0; 22: 0; 23: 0; 24: 0; 25: 0; 26: 0; 27: 4026.2095; 28: 2685.094
C&IRooftopSolarLeasingCapital_2047 | C&IRooftopSolarLeasingCapital_2047 | _2047 | C&IRooftopSolarLeasing | [9 empty] | 1: 0; 2: 0; 3: 0; 4: 0; 5: 0; 6: 0; 7: 0; 8: 0; 9: 0; 10: 0; 11: 0; 12: 0; 13: 0; 14: 0; 15: 0; 16: 0; 17: 0; 18: 0; 19: 0; 20: 0; 21: 0; 22: 0; 23: 0; 24: 0; 25: 0; 26: 0; 27: 0; 28: 2776.6414
C&IRooftopSolarLeasingFOM | C&IRooftopSolarLeasingFOM_Annual | FOM | C&IRooftopSolarLeasing | [9 empty] | 3: 1200.7071; 4: 1200.7071; 5: 1200.7071; 6: 1200.7071; 7: 1200.7071; 8: 1200.7071; 9: 1200.7071; 10: 1200.7071; 11: 1200.7071; 12: 1230.7248; 13: 1261.4929; 14: 1293.0302; 15: 1325.356; 16: 1358.4899; 17: 1392.4521; 18: 1427.2634; 19: 1462.945; 20: 1499.5186; 21: 1537.0066; 22: 1575.4318; 23: 1614.8175; 24: 1655.188; 25: 1696.5677; 26: 1738.9819; 27: 1782.4564; 28: 1827.0178
| C&IRooftopSolarLeasingFOM | [11 empty] | 1: yr_C&IRooftopSolarLeasingFOM_Annual; 2: yr_C&IRooftopSolarLeasingFOM_Annual; 3: yr_C&IRooftopSolarLeasingFOM_Annual; 4: yr_C&IRooftopSolarLeasingFOM_Annual; 5: yr_C&IRooftopSolarLeasingFOM_Annual; 6: yr_C&IRooftopSolarLeasingFOM_Annual; 7: yr_C&IRooftopSolarLeasingFOM_Annual; 8: yr_C&IRooftopSolarLeasingFOM_Annual; 9: yr_C&IRooftopSolarLeasingFOM_Annual; 10: yr_C&IRooftopSolarLeasingFOM_Annual; 11: yr_C&IRooftopSolarLeasingFOM_Annual; 12: yr_C&IRooftopSolarLeasingFOM_Annual; 13: yr_C&IRooftopSolarLeasingFOM_Annual; 14: yr_C&IRooftopSolarLeasingFOM_Annual; 15: yr_C&IRooftopSolarLeasingFOM_Annual; 16: yr_C&IRooftopSolarLeasingFOM_Annual; 17: yr_C&IRooftopSolarLeasingFOM_Annual; 18: yr_C&IRooftopSolarLeasingFOM_Annual; 19: yr_C&IRooftopSolarLeasingFOM_Annual; 20: yr_C&IRooftopSolarLeasingFOM_Annual; 21: yr_C&IRooftopSolarLeasingFOM_Annual; 22: yr_C&IRooftopSolarLeasingFOM_Annual; 23: yr_C&IRooftopSolarLeasingFOM_Annual; 24: yr_C&IRooftopSolarLeasingFOM_Annual; 25: yr_C&IRooftopSolarLeasingFOM_Annual; 26: yr_C&IRooftopSolarLeasingFOM_Annual; 27: yr_C&IRooftopSolarLeasingFOM_Annual; 28: yr_C&IRooftopSolarLeasingFOM_Annual
C&IRooftopSolarLeasingVOM | C&IRooftopSolarLeasingVOM | VOM | C&IRooftopSolarLeasing | [9 empty] | 3: 0; 4: 0; 5: 0; 6: 0; 7: 0; 8: 0; 9: 0; 10: 0; 11: 0; 12: 0; 13: 0; 14: 0; 15: 0; 16: 0; 17: 0; 18: 0; 19: 0; 20: 0; 21: 0; 22: 0; 23: 0; 24: 0; 25: 0; 26: 0; 27: 0; 28: 0
C&IRooftopSolarLeasingAnnualMax | C&IRooftopSolarLeasingAnnualMax | AnnualMax | C&IRooftopSolarLeasing | [9 empty] | 1: 11; 2: 11; 3: 21; 4: 32; 5: 43; 6: 54; 7: 54; 8: 54; 9: 54; 10: 54; 11: 54
C&IRooftopSolarLeasingVarCap | C&IRooftopSolarLeasingVarCap | VarCap | C&IRooftopSolarLeasing
ReliableCapacity_C&IRooftopSolarLeasing | ReliableCapacity_C&IRooftopSolarLeasing | _RC | C&IRooftopSolarLeasing | [9 empty] | 1: 0.0064; 2: 0.0064; 3: 0.0064; 4: 0.0064; 5: 0.0064; 6: 0.0064; 7: 0.0064; 8: 0.0064; 9: 0.0064; 10: 0.0064; 11: 0.0064; 12: 0.0096; 13: 0.0096; 14: 0.0096; 15: 0.0096; 16: 0.0096; 17: 0.0096; 18: 0.0096; 19: 0.0096; 20: 0.0096; 21: 0.0096; 22: 0.0096; 23: 0.0096; 24: 0.0096; 25: 0.0096; 26: 0.0096; 27: 0.0096; 28: 0.0096
C&IRooftopSolarLeasing_RC | C&IRooftopSolarLeasing_RC | _RC | C&IRooftopSolarLeasing | [9 empty] | 3: yr_ReliableCapacity_C&IRooftopSolarLeasing; 4: yr_ReliableCapacity_C&IRooftopSolarLeasing; 5: yr_ReliableCapacity_C&IRooftopSolarLeasing; 6: yr_ReliableCapacity_C&IRooftopSolarLeasing; 7: yr_ReliableCapacity_C&IRooftopSolarLeasing; 8: yr_ReliableCapacity_C&IRooftopSolarLeasing; 9: yr_ReliableCapacity_C&IRooftopSolarLeasing; 10: yr_ReliableCapacity_C&IRooftopSolarLeasing; 11: yr_ReliableCapacity_C&IRooftopSolarLeasing; 12: yr_ReliableCapacity_C&IRooftopSolarLeasing; 13: yr_ReliableCapacity_C&IRooftopSolarLeasing; 14: yr_ReliableCapacity_C&IRooftopSolarLeasing; 15: yr_ReliableCapacity_C&IRooftopSolarLeasing; 16: yr_ReliableCapacity_C&IRooftopSolarLeasing; 17: yr_ReliableCapacity_C&IRooftopSolarLeasing; 18: yr_ReliableCapacity_C&IRooftopSolarLeasing; 19: yr_ReliableCapacity_C&IRooftopSolarLeasing; 20: yr_ReliableCapacity_C&IRooftopSolarLeasing; 21: yr_ReliableCapacity_C&IRooftopSolarLeasing; 22: yr_ReliableCapacity_C&IRooftopSolarLeasing; 23: yr_ReliableCapacity_C&IRooftopSolarLeasing; 24: yr_ReliableCapacity_C&IRooftopSolarLeasing; 25: yr_ReliableCapacity_C&IRooftopSolarLeasing; 26: yr_ReliableCapacity_C&IRooftopSolarLeasing; 27: yr_ReliableCapacity_C&IRooftopSolarLeasing; 28: yr_ReliableCapacity_C&IRooftopSolarLeasing
MFSolarPartnershipCapital | MFSolarPartnershipCapital | Capital | MFSolarPartnership | [9 empty] | 1: yr_MFSolarPartnershipCapital_2020; 2: yr_MFSolarPartnershipCapital_2021; 3: yr_MFSolarPartnershipCapital_2022; 4: yr_MFSolarPartnershipCapital_2023; 5: yr_MFSolarPartnershipCapital_2024; 6: yr_MFSolarPartnershipCapital_2025; 7: yr_MFSolarPartnershipCapital_2026; 8: yr_MFSolarPartnershipCapital_2027; 9: yr_MFSolarPartnershipCapital_2028; 10: yr_MFSolarPartnershipCapital_2029; 11: yr_MFSolarPartnershipCapital_2030; 12: yr_MFSolarPartnershipCapital_2031; 13: yr_MFSolarPartnershipCapital_2032; 14: yr_MFSolarPartnershipCapital_2033; 15: yr_MFSolarPartnershipCapital_2034; 16: yr_MFSolarPartnershipCapital_2035; 17: yr_MFSolarPartnershipCapital_2036; 18: yr_MFSolarPartnershipCapital_2037; 19: yr_MFSolarPartnershipCapital_2038; 20: yr_MFSolarPartnershipCapital_2039; 21: yr_MFSolarPartnershipCapital_2040; 22: yr_MFSolarPartnershipCapital_2041; 23: yr_MFSolarPartnershipCapital_2042; 24: yr_MFSolarPartnershipCapital_2043; 25: yr_MFSolarPartnershipCapital_2044; 26: yr_MFSolarPartnershipCapital_2045; 27: yr_MFSolarPartnershipCapital_2046; 28: yr__2046
MFSolarPartnershipCapital_2020 | MFSolarPartnershipCapital_2020 | _2020 | MFSolarPartnership | [9 empty] | 1: 0; 2: 0; 3: 0; 4: 0; 5: 0; 6: 0; 7: 0; 8: 0; 9: 0; 10: 0; 11: 0; 12: 0; 13: 0; 14: 0; 15: 0; 16: 0; 17: 0; 18: 0; 19: 0; 20: 0; 21: 0; 22: 0; 23: 0; 24: 0; 25: 0; 26: 0; 27: 0; 28: 0
MFSolarPartnershipCapital_2021 | MFSolarPartnershipCapital_2021 | _2021 | MFSolarPartnership | [9 empty] | 1: 0; 2: 0; 3: 0; 4: 0; 5: 0; 6: 0; 7: 0; 8: 0; 9: 0; 10: 0; 11: 0; 12: 0; 13: 0; 14: 0; 15: 0; 16: 0; 17: 0; 18: 0; 19: 0; 20: 0; 21: 0; 22: 0; 23: 0; 24: 0; 25: 0; 26: 0; 27: 0; 28: 0
MFSolarPartnershipCapital_2022 | MFSolarPartnershipCapital_2022 | _2022 | MFSolarPartnership | [9 empty] | 1: 0; 2: 0; 3: 0; 4: 0; 5: 0; 6: 0; 7: 0; 8: 0; 9: 0; 10: 0; 11: 0; 12: 0; 13: 0; 14: 0; 15: 0; 16: 0; 17: 0; 18: 0; 19: 0; 20: 0; 21: 0; 22: 0; 23: 0; 24: 0; 25: 0; 26: 0; 27: 0; 28: 0
MFSolarPartnershipCapital_2023 | MFSolarPartnershipCapital_2023 | _2023 | MFSolarPartnership | [9 empty] | 1: 0; 2: 0; 3: 0; 4: 0; 5: 0; 6: 0; 7: 0; 8: 0; 9: 0; 10: 0; 11: 0; 12: 0; 13: 0; 14: 0; 15: 0; 16: 0; 17: 0; 18: 0; 19: 0; 20: 0; 21: 0; 22: 0; 23: 0; 24: 0; 25: 0; 26: 0; 27: 0; 28: 0
MFSolarPartnershipCapital_2024 | MFSolarPartnershipCapital_2024 | _2024 | MFSolarPartnership | [9 empty] | 1: 0; 2: 0; 3: 0; 4: 0; 5: 0; 6: 0; 7: 0; 8: 0; 9: 0; 10: 0; 11: 0; 12: 0; 13: 0; 14: 0; 15: 0; 16: 0; 17: 0; 18: 0; 19: 0; 20: 0; 21: 0; 22: 0; 23: 0; 24: 0; 25: 0; 26: 0; 27: 0; 28: 0
MFSolarPartnershipCapital_2025 | MFSolarPartnershipCapital_2025 | _2025 | MFSolarPartnership | [9 empty] | 1: 0; 2: 0; 3: 0; 4: 0; 5: 0; 6: 0; 7: 0; 8: 0; 9: 0; 10: 0; 11: 0; 12: 0; 13: 0; 14: 0; 15: 0; 16: 0; 17: 0; 18: 0; 19: 0; 20: 0; 21: 0; 22: 0; 23: 0; 24: 0; 25: 0; 26: 0; 27: 0; 28: 0
MFSolarPartnershipCapital_2026 | MFSolarPartnershipCapital_2026 | _2026 | MFSolarPartnership | [9 empty] | 1: 0; 2: 0; 3: 0; 4: 0; 5: 0; 6: 0; 7: 0; 8: 0; 9: 0; 10: 0; 11: 0; 12: 0; 13: 0; 14: 0; 15: 0; 16: 0; 17: 0; 18: 0; 19: 0; 20: 0; 21: 0; 22: 0; 23: 0; 24: 0; 25: 0; 26: 0; 27: 0; 28: 0
MFSolarPartnershipCapital_2027 | MFSolarPartnershipCapital_2027 | _2027 | MFSolarPartnership | [9 empty] | 1: 0; 2: 0; 3: 0; 4: 0; 5: 0; 6: 0; 7: 0; 8: 0; 9: 0; 10: 0; 11: 0; 12: 0; 13: 0; 14: 0; 15: 0; 16: 0; 17: 0; 18: 0; 19: 0; 20: 0; 21: 0; 22: 0; 23: 0; 24: 0; 25: 0; 26: 0; 27: 0; 28: 0
MFSolarPartnershipCapital_2028 | MFSolarPartnershipCapital_2028 | _2028 | MFSolarPartnership | [9 empty] | 1: 0; 2: 0; 3: 0; 4: 0; 5: 0; 6: 0; 7: 0; 8: 0; 9: 0; 10: 0; 11: 0; 12: 0; 13: 0; 14: 0; 15: 0; 16: 0; 17: 0; 18: 0; 19: 0; 20: 0; 21: 0; 22: 0; 23: 0; 24: 0; 25: 0; 26: 0; 27: 0; 28: 0
MFSolarPartnershipCapital_2029 | MFSolarPartnershipCapital_2029 | _2029 | MFSolarPartnership | [9 empty] | 1: 0; 2: 0; 3: 0; 4: 0; 5: 0; 6: 0; 7: 0; 8: 0; 9: 0; 10: 0; 11: 0; 12: 0; 13: 0; 14: 0; 15: 0; 16: 0; 17: 0; 18: 0; 19: 0; 20: 0; 21: 0; 22: 0; 23: 0; 24: 0; 25: 0; 26: 0; 27: 0; 28: 0
MFSolarPartnershipCapital_2030 | MFSolarPartnershipCapital_2030 | _2030 | MFSolarPartnership | [9 empty] | 1: 0; 2: 0; 3: 0; 4: 0; 5: 0; 6: 0; 7: 0; 8: 0; 9: 0; 10: 0; 11: 0; 12: 0; 13: 0; 14: 0; 15: 0; 16: 0; 17: 0; 18: 0; 19: 0; 20: 0; 21: 0; 22: 0; 23: 0; 24: 0; 25: 0; 26: 0; 27: 0; 28: 0
MFSolarPartnershipCapital_2031 | MFSolarPartnershipCapital_2031 | _2031 | MFSolarPartnership | [9 empty] | 1: 0; 2: 0; 3: 0; 4: 0; 5: 0; 6: 0; 7: 0; 8: 0; 9: 0; 10: 0; 11: 0; 12: 0; 13: 0; 14: 0; 15: 0; 16: 0; 17: 0; 18: 0; 19: 0; 20: 0; 21: 0; 22: 0; 23: 0; 24: 0; 25: 0; 26: 0; 27: 0; 28: 0
MFSolarPartnershipCapital_2032 | MFSolarPartnershipCapital_2032 | _2032 | MFSolarPartnership | [9 empty] | 1: 0; 2: 0; 3: 0; 4: 0; 5: 0; 6: 0; 7: 0; 8: 0; 9: 0; 10: 0; 11: 0; 12: 0; 13: 0; 14: 0; 15: 0; 16: 0; 17: 0; 18: 0; 19: 0; 20: 0; 21: 0; 22: 0; 23: 0; 24: 0; 25: 0; 26: 0; 27: 0; 28: 0
MFSolarPartnershipCapital_2033 | MFSolarPartnershipCapital_2033 | _2033 | MFSolarPartnership | [9 empty] | 1: 0; 2: 0; 3: 0; 4: 0; 5: 0; 6: 0; 7: 0; 8: 0; 9: 0; 10: 0; 11: 0; 12: 0; 13: 0; 14: 0; 15: 0; 16: 0; 17: 0; 18: 0; 19: 0; 20: 0; 21: 0; 22: 0; 23: 0; 24: 0; 25: 0; 26: 0; 27: 0; 28: 0
MFSolarPartnershipCapital_2034 | MFSolarPartnershipCapital_2034 | _2034 | MFSolarPartnership | [9 empty] | 1: 0; 2: 0; 3: 0; 4: 0; 5: 0; 6: 0; 7: 0; 8: 0; 9: 0; 10: 0; 11: 0; 12: 0; 13: 0; 14: 0; 15: 0; 16: 0; 17: 0; 18: 0; 19: 0; 20: 0; 21: 0; 22: 0; 23: 0; 24: 0; 25: 0; 26: 0; 27: 0; 28: 0
MFSolarPartnershipCapital_2035 | MFSolarPartnershipCapital_2035 | _2035 | MFSolarPartnership | [9 empty] | 1: 0; 2: 0; 3: 0; 4: 0; 5: 0; 6: 0; 7: 0; 8: 0; 9: 0; 10: 0; 11: 0; 12: 0; 13: 0; 14: 0; 15: 0; 16: 0; 17: 0; 18: 0; 19: 0; 20: 0; 21: 0; 22: 0; 23: 0; 24: 0; 25: 0; 26: 0; 27: 0; 28: 0
MFSolarPartnershipCapital_2036 | MFSolarPartnershipCapital_2036 | _2036 | MFSolarPartnership | [9 empty] | 1: 0; 2: 0; 3: 0; 4: 0; 5: 0; 6: 0; 7: 0; 8: 0; 9: 0; 10: 0; 11: 0; 12: 0; 13: 0; 14: 0; 15: 0; 16: 0; 17: 0; 18: 0; 19: 0; 20: 0; 21: 0; 22: 0; 23: 0; 24: 0; 25: 0; 26: 0; 27: 0; 28: 0
MFSolarPartnershipCapital_2037 | MFSolarPartnershipCapital_2037 | _2037 | MFSolarPartnership | [9 empty] | 1: 0; 2: 0; 3: 0; 4: 0; 5: 0; 6: 0; 7: 0; 8: 0; 9: 0; 10: 0; 11: 0; 12: 0; 13: 0; 14: 0; 15: 0; 16: 0; 17: 0; 18: 0; 19: 0; 20: 0; 21: 0; 22: 0; 23: 0; 24: 0; 25: 0; 26: 0; 27: 0; 28: 0
MFSolarPartnershipCapital_2038 | MFSolarPartnershipCapital_2038 | _2038 | MFSolarPartnership | [9 empty] | 1: 0; 2: 0; 3: 0; 4: 0; 5: 0; 6: 0; 7: 0; 8: 0; 9: 0; 10: 0; 11: 0; 12: 0; 13: 0; 14: 0; 15: 0; 16: 0; 17: 0; 18: 0; 19: 0; 20: 0; 21: 0; 22: 0; 23: 0; 24: 0; 25: 0; 26: 0; 27: 0; 28: 0
MFSolarPartnershipCapital_2039 | MFSolarPartnershipCapital_2039 | _2039 | MFSolarPartnership | [9 empty] | 1: 0; 2: 0; 3: 0; 4: 0; 5: 0; 6: 0; 7: 0; 8: 0; 9: 0; 10: 0; 11: 0; 12: 0; 13: 0; 14: 0; 15: 0; 16: 0; 17: 0; 18: 0; 19: 0; 20: 0; 21: 0; 22: 0; 23: 0; 24: 0; 25: 0; 26: 0; 27: 0; 28: 0
MFSolarPartnershipCapital_2040 | MFSolarPartnershipCapital_2040 | _2040 | MFSolarPartnership | [9 empty] | 1: 0; 2: 0; 3: 0; 4: 0; 5: 0; 6: 0; 7: 0; 8: 0; 9: 0; 10: 0; 11: 0; 12: 0; 13: 0; 14: 0; 15: 0; 16: 0; 17: 0; 18: 0; 19: 0; 20: 0; 21: 0; 22: 0; 23: 0; 24: 0; 25: 0; 26: 0; 27: 0; 28: 0
MFSolarPartnershipCapital_2041 | MFSolarPartnershipCapital_2041 | _2041 | MFSolarPartnership | [9 empty] | 1: 0; 2: 0; 3: 0; 4: 0; 5: 0; 6: 0; 7: 0; 8: 0; 9: 0; 10: 0; 11: 0; 12: 0; 13: 0; 14: 0; 15: 0; 16: 0; 17: 0; 18: 0; 19: 0; 20: 0; 21: 0; 22: 0; 23: 0; 24: 0; 25: 0; 26: 0; 27: 0; 28: 0
MFSolarPartnershipCapital_2042 | MFSolarPartnershipCapital_2042 | _2042 | MFSolarPartnership | [9 empty] | 1: 0; 2: 0; 3: 0; 4: 0; 5: 0; 6: 0; 7: 0; 8: 0; 9: 0; 10: 0; 11: 0; 12: 0; 13: 0; 14: 0; 15: 0; 16: 0; 17: 0; 18: 0; 19: 0; 20: 0; 21: 0; 22: 0; 23: 0; 24: 0; 25: 0; 26: 0; 27: 0; 28: 0
MFSolarPartnershipCapital_2043 | MFSolarPartnershipCapital_2043 | _2043 | MFSolarPartnership | [9 empty] | 1: 0; 2: 0; 3: 0; 4: 0; 5: 0; 6: 0; 7: 0; 8: 0; 9: 0; 10: 0; 11: 0; 12: 0; 13: 0; 14: 0; 15: 0; 16: 0; 17: 0; 18: 0; 19: 0; 20: 0; 21: 0; 22: 0; 23: 0; 24: 0; 25: 0; 26: 0; 27: 0; 28: 0
MFSolarPartnershipCapital_2044 | MFSolarPartnershipCapital_2044 | _2044 | MFSolarPartnership | [9 empty] | 1: 0; 2: 0; 3: 0; 4: 0; 5: 0; 6: 0; 7: 0; 8: 0; 9: 0; 10: 0; 11: 0; 12: 0; 13: 0; 14: 0; 15: 0; 16: 0; 17: 0; 18: 0; 19: 0; 20: 0; 21: 0; 22: 0; 23: 0; 24: 0; 25: 0; 26: 0; 27: 0; 28: 0
MFSolarPartnershipCapital_2045 | MFSolarPartnershipCapital_2045 | _2045 | MFSolarPartnership | [9 empty] | 1: 0; 2: 0; 3: 0; 4: 0; 5: 0; 6: 0; 7: 0; 8: 0; 9: 0; 10: 0; 11: 0; 12: 0; 13: 0; 14: 0; 15: 0; 16: 0; 17: 0; 18: 0; 19: 0; 20: 0; 21: 0; 22: 0; 23: 0; 24: 0; 25: 0; 26: 0; 27: 0; 28: 0
MFSolarPartnershipCapital_2046 | MFSolarPartnershipCapital_2046 | _2046 | MFSolarPartnership | [9 empty] | 1: 0; 2: 0; 3: 0; 4: 0; 5: 0; 6: 0; 7: 0; 8: 0; 9: 0; 10: 0; 11: 0; 12: 0; 13: 0; 14: 0; 15: 0; 16: 0; 17: 0; 18: 0; 19: 0; 20: 0; 21: 0; 22: 0; 23: 0; 24: 0; 25: 0; 26: 0; 27: 0; 28: 0
MFSolarPartnershipCapital_2047 | MFSolarPartnershipCapital_2047 | _2047 | MFSolarPartnership | [9 empty] | 1: 0; 2: 0; 3: 0; 4: 0; 5: 0; 6: 0; 7: 0; 8: 0; 9: 0; 10: 0; 11: 0; 12: 0; 13: 0; 14: 0; 15: 0; 16: 0; 17: 0; 18: 0; 19: 0; 20: 0; 21: 0; 22: 0; 23: 0; 24: 0; 25: 0; 26: 0; 27: 0; 28: 0
MFSolarPartnershipFOM | MFSolarPartnershipFOM_Annual | FOM | MFSolarPartnership | [9 empty] | 3: 6420.7636; 4: 6420.7636; 5: 6420.7636; 6: 6420.7636; 7: 6420.7636; 8: 6420.7636; 9: 6420.7636; 10: 6420.7636; 11: 6420.7636; 12: 6581.2826; 13: 6745.8147; 14: 6914.4601; 15: 7087.3216; 16: 7264.5046; 17: 7446.1172; 18: 7632.2702; 19: 7823.0769; 20: 8018.6538; 21: 8219.1202; 22: 8424.5982; 23: 8635.2132; 24: 8851.0935; 25: 9072.3708; 26: 9299.1801; 27: 9531.6596; 28: 9769.9511
| MFSolarPartnershipFOM | [11 empty] | 1: yr_MFSolarPartnershipFOM_Annual; 2: yr_MFSolarPartnershipFOM_Annual; 3: yr_MFSolarPartnershipFOM_Annual; 4: yr_MFSolarPartnershipFOM_Annual; 5: yr_MFSolarPartnershipFOM_Annual; 6: yr_MFSolarPartnershipFOM_Annual; 7: yr_MFSolarPartnershipFOM_Annual; 8: yr_MFSolarPartnershipFOM_Annual; 9: yr_MFSolarPartnershipFOM_Annual; 10: yr_MFSolarPartnershipFOM_Annual; 11: yr_MFSolarPartnershipFOM_Annual; 12: yr_MFSolarPartnershipFOM_Annual; 13: yr_MFSolarPartnershipFOM_Annual; 14: yr_MFSolarPartnershipFOM_Annual; 15: yr_MFSolarPartnershipFOM_Annual; 16: yr_MFSolarPartnershipFOM_Annual; 17: yr_MFSolarPartnershipFOM_Annual; 18: yr_MFSolarPartnershipFOM_Annual; 19: yr_MFSolarPartnershipFOM_Annual; 20: yr_MFSolarPartnershipFOM_Annual; 21: yr_MFSolarPartnershipFOM_Annual; 22: yr_MFSolarPartnershipFOM_Annual; 23: yr_MFSolarPartnershipFOM_Annual; 24: yr_MFSolarPartnershipFOM_Annual; 25: yr_MFSolarPartnershipFOM_Annual; 26: yr_MFSolarPartnershipFOM_Annual; 27: yr_MFSolarPartnershipFOM_Annual; 28: yr_MFSolarPartnershipFOM_Annual
MFSolarPartnershipVOM | MFSolarPartnershipVOM | VOM | MFSolarPartnership | [9 empty] | 3: 0; 4: 0; 5: 0; 6: 0; 7: 0; 8: 0; 9: 0; 10: 0; 11: 0; 12: 0; 13: 0; 14: 0; 15: 0; 16: 0; 17: 0; 18: 0; 19: 0; 20: 0; 21: 0; 22: 0; 23: 0; 24: 0; 25: 0; 26: 0; 27: 0; 28: 0
MFSolarPartnershipAnnualMax | MFSolarPartnershipAnnualMax | AnnualMax | MFSolarPartnership | [9 empty] | 1: 0; 2: 0; 3: 1; 4: 1; 5: 1; 6: 1; 7: 1; 8: 2; 9: 3; 10: 3; 11: 4
ReliableCapacity_MFSolarPartnership | ReliableCapacity_MFSolarPartnership | _RC | MFSolarPartnership | [9 empty] | 1: 0.001328; 2: 0.001328; 3: 0.001328; 4: 0.001328; 5: 0.001328; 6: 0.001328; 7: 0.001328; 8: 0.001328; 9: 0.001328; 10: 0.001328; 11: 0.001328; 12: 0.001992; 13: 0.001328; 14: 0.001328; 15: 0.001328; 16: 0.001328; 17: 0.001328; 18: 0.001328; 19: 0.001328; 20: 0.001328; 21: 0.001328; 22: 0.001328; 23: 0.001328; 24: 0.001328; 25: 0.001328; 26: 0.001328; 27: 0.001328; 28: 0.001328
MFSolarPartnership_RC | MFSolarPartnership_RC | _RC | MFSolarPartnership | [9 empty] | 3: yr_ReliableCapacity_MFSolarPartnership; 4: yr_ReliableCapacity_MFSolarPartnership; 5: yr_ReliableCapacity_MFSolarPartnership; 6: yr_ReliableCapacity_MFSolarPartnership; 7: yr_ReliableCapacity_MFSolarPartnership; 8: yr_ReliableCapacity_MFSolarPartnership; 9: yr_ReliableCapacity_MFSolarPartnership; 10: yr_ReliableCapacity_MFSolarPartnership; 11: yr_ReliableCapacity_MFSolarPartnership; 12: yr_ReliableCapacity_MFSolarPartnership; 13: yr_ReliableCapacity_MFSolarPartnership; 14: yr_ReliableCapacity_MFSolarPartnership; 15: yr_ReliableCapacity_MFSolarPartnership; 16: yr_ReliableCapacity_MFSolarPartnership; 17: yr_ReliableCapacity_MFSolarPartnership; 18: yr_ReliableCapacity_MFSolarPartnership; 19: yr_ReliableCapacity_MFSolarPartnership; 20: yr_ReliableCapacity_MFSolarPartnership; 21: yr_ReliableCapacity_MFSolarPartnership; 22: yr_ReliableCapacity_MFSolarPartnership; 23: yr_ReliableCapacity_MFSolarPartnership; 24: yr_ReliableCapacity_MFSolarPartnership; 25: yr_ReliableCapacity_MFSolarPartnership; 26: yr_ReliableCapacity_MFSolarPartnership; 27: yr_ReliableCapacity_MFSolarPartnership; 28: yr_ReliableCapacity_MFSolarPartnership
3rdPartySolarPPA_Capital | 3rdPartySolarPPA_Capital | [11 empty] | 1: 0; 2: 0; 3: 0; 4: 0; 5: 0; 6: 0; 7: 0; 8: 0; 9: 0; 10: 0; 11: 0; 12: 0; 13: 0; 14: 0; 15: 0; 16: 0; 17: 0; 18: 0; 19: 0; 20: 0; 21: 0; 22: 0; 23: 0; 24: 0; 25: 0; 26: 0; 27: 0; 28: 0
3rdPartySolarPPA_FOM | 3rdPartySolarPPA_FOM_Annual | [11 empty] | 1: 1606.1221; 2: 1606.1221; 3: 1606.1221; 4: 1606.1221; 5: 1606.1221; 6: 1606.1221; 7: 1606.1221; 8: 1606.1221; 9: 1606.1221; 10: 1606.1221; 11: 1606.1221; 12: 1646.2752; 13: 1687.4321; 14: 1729.6179; 15: 1772.8583; 16: 1817.1798; 17: 1862.6093; 18: 1909.1745; 19: 1956.9038; 20: 2005.8264; 21: 2055.9721; 22: 2107.3714; 23: 2160.0557; 24: 2214.0571; 25: 2269.4085; 26: 2326.1437; 27: 2384.2973; 28: 2443.9047
| 3rdPartySolarPPA_FOM | [11 empty] | 1: yr_3rdPartySolarPPA_FOM_Annual; 2: yr_3rdPartySolarPPA_FOM_Annual; 3: yr_3rdPartySolarPPA_FOM_Annual; 4: yr_3rdPartySolarPPA_FOM_Annual; 5: yr_3rdPartySolarPPA_FOM_Annual; 6: yr_3rdPartySolarPPA_FOM_Annual; 7: yr_3rdPartySolarPPA_FOM_Annual; 8: yr_3rdPartySolarPPA_FOM_Annual; 9: yr_3rdPartySolarPPA_FOM_Annual; 10: yr_3rdPartySolarPPA_FOM_Annual; 11: yr_3rdPartySolarPPA_FOM_Annual; 12: yr_3rdPartySolarPPA_FOM_Annual; 13: yr_3rdPartySolarPPA_FOM_Annual; 14: yr_3rdPartySolarPPA_FOM_Annual; 15: yr_3rdPartySolarPPA_FOM_Annual; 16: yr_3rdPartySolarPPA_FOM_Annual; 17: yr_3rdPartySolarPPA_FOM_Annual; 18: yr_3rdPartySolarPPA_FOM_Annual; 19: yr_3rdPartySolarPPA_FOM_Annual; 20: yr_3rdPartySolarPPA_FOM_Annual; 21: yr_3rdPartySolarPPA_FOM_Annual; 22: yr_3rdPartySolarPPA_FOM_Annual; 23: yr_3rdPartySolarPPA_FOM_Annual; 24: yr_3rdPartySolarPPA_FOM_Annual; 25: yr_3rdPartySolarPPA_FOM_Annual; 26: yr_3rdPartySolarPPA_FOM_Annual; 27: yr_3rdPartySolarPPA_FOM_Annual; 28: yr_3rdPartySolarPPA_FOM_Annual
3rdPartySolarPPA_VOM | 3rdPartySolarPPA_VOM | [11 empty] | 1: 0; 2: 0; 3: 0; 4: 0; 5: 0; 6: 0; 7: 0; 8: 0; 9: 0; 10: 0; 11: 0; 12: 0; 13: 0; 14: 0; 15: 0; 16: 0; 17: 0; 18: 0; 19: 0; 20: 0; 21: 0; 22: 0; 23: 0; 24: 0; 25: 0; 26: 0; 27: 0; 28: 0
3rdPartySolarPPA_AnnualMax | 3rdPartySolarPPA_AnnualMax | [11 empty] | 1: 0; 2: 0; 3: 28; 4: 28; 5: 28; 6: 28; 7: 48; 8: 68; 9: 88; 10: 112; 11: 132
ReliableCapacity_3rdPartySolarPPA | ReliableCapacity_3rdPartySolarPPA | [11 empty] | 1: 0.0016; 2: 0.0016; 3: 0.0016; 4: 0.0016; 5: 0.0016; 6: 0.0016; 7: 0.0016; 8: 0.0016; 9: 0.0016; 10: 0.0016; 11: 0.0016; 12: 0.0024; 13: 0.0024; 14: 0.0024; 15: 0.0024; 16: 0.0024; 17: 0.0024; 18: 0.0024; 19: 0.0024; 20: 0.0024; 21: 0.0024; 22: 0.0024; 23: 0.0024; 24: 0.0024; 25: 0.0024; 26: 0.0024; 27: 0.0024; 28: 0.0024
3rdPartySolarPPA_RC | 3rdPartySolarPPA_RC | [11 empty] | 3: yr_ReliableCapacity_3rdPartySolarPPA; 4: yr_ReliableCapacity_3rdPartySolarPPA; 5: yr_ReliableCapacity_3rdPartySolarPPA; 6: yr_ReliableCapacity_3rdPartySolarPPA; 7: yr_ReliableCapacity_3rdPartySolarPPA; 8: yr_ReliableCapacity_3rdPartySolarPPA; 9: yr_ReliableCapacity_3rdPartySolarPPA; 10: yr_ReliableCapacity_3rdPartySolarPPA; 11: yr_ReliableCapacity_3rdPartySolarPPA; 12: yr_ReliableCapacity_3rdPartySolarPPA; 13: yr_ReliableCapacity_3rdPartySolarPPA; 14: yr_ReliableCapacity_3rdPartySolarPPA; 15: yr_ReliableCapacity_3rdPartySolarPPA; 16: yr_ReliableCapacity_3rdPartySolarPPA; 17: yr_ReliableCapacity_3rdPartySolarPPA; 18: yr_ReliableCapacity_3rdPartySolarPPA; 19: yr_ReliableCapacity_3rdPartySolarPPA; 20: yr_ReliableCapacity_3rdPartySolarPPA; 21: yr_ReliableCapacity_3rdPartySolarPPA; 22: yr_ReliableCapacity_3rdPartySolarPPA; 23: yr_ReliableCapacity_3rdPartySolarPPA; 24: yr_ReliableCapacity_3rdPartySolarPPA; 25: yr_ReliableCapacity_3rdPartySolarPPA; 26: yr_ReliableCapacity_3rdPartySolarPPA; 27: yr_ReliableCapacity_3rdPartySolarPPA; 28: yr_ReliableCapacity_3rdPartySolarPPA
CustomerSolarStorage_Solar_Capital | CustomerSolarStorage_Solar_Capital | [11 empty] | 1: yr_CustomerSolarStorage_Solar_Capital_2020; 2: yr_CustomerSolarStorage_Solar_Capital_2021; 3: yr_CustomerSolarStorage_Solar_Capital_2022; 4: yr_CustomerSolarStorage_Solar_Capital_2023; 5: yr_CustomerSolarStorage_Solar_Capital_2024; 6: yr_CustomerSolarStorage_Solar_Capital_2025; 7: yr_CustomerSolarStorage_Solar_Capital_2026; 8: yr_CustomerSolarStorage_Solar_Capital_2027; 9: yr_CustomerSolarStorage_Solar_Capital_2028; 10: yr_CustomerSolarStorage_Solar_Capital_2029; 11: yr_CustomerSolarStorage_Solar_Capital_2030; 12: yr_CustomerSolarStorage_Solar_Capital_2031; 13: yr_CustomerSolarStorage_Solar_Capital_2032; 14: yr_CustomerSolarStorage_Solar_Capital_2033; 15: yr_CustomerSolarStorage_Solar_Capital_2034; 16: yr_CustomerSolarStorage_Solar_Capital_2035; 17: yr_CustomerSolarStorage_Solar_Capital_2036; 18: yr_CustomerSolarStorage_Solar_Capital_2037; 19: yr_CustomerSolarStorage_Solar_Capital_2038; 20: yr_CustomerSolarStorage_Solar_Capital_2039; 21: yr_CustomerSolarStorage_Solar_Capital_2040; 22: yr_CustomerSolarStorage_Solar_Capital_2041; 23: yr_CustomerSolarStorage_Solar_Capital_2042; 24: yr_CustomerSolarStorage_Solar_Capital_2043; 25: yr_CustomerSolarStorage_Solar_Capital_2044; 26: yr_CustomerSolarStorage_Solar_Capital_2045; 27: yr_CustomerSolarStorage_Solar_Capital_2046; 28: yr_CustomerSolarStorage_Solar_Capital_2047
CustomerSolarStorage_Solar_Capital_2020 | CustomerSolarStorage_Solar_Capital_2020 | [11 empty] | 1: 14611.0928; 2: 0; 3: 0; 4: 0; 5: 0; 6: 0; 7: 0; 8: 0; 9: 0; 10: 0; 11: 0; 12: 0; 13: 0; 14: 0; 15: 0; 16: 0; 17: 0; 18: 0; 19: 0; 20: 0; 21: 0; 22: 0; 23: 0; 24: 0; 25: 0; 26: 0; 27: 0; 28: 0
CustomerSolarStorage_Solar_Capital_2021 | CustomerSolarStorage_Solar_Capital_2021 | [11 empty] | 1: 0; 2: 14611.0928; 3: 0; 4: 0; 5: 0; 6: 0; 7: 0; 8: 0; 9: 0; 10: 0; 11: 0; 12: 0; 13: 0; 14: 0; 15: 0; 16: 0; 17: 0; 18: 0; 19: 0; 20: 0; 21: 0; 22: 0; 23: 0; 24: 0; 25: 0; 26: 0; 27: 0; 28: 0
CustomerSolarStorage_Solar_Capital_2022 | CustomerSolarStorage_Solar_Capital_2022 | [11 empty] | 1: 0; 2: 0; 3: 14611.0928; 4: 0; 5: 0; 6: 0; 7: 0; 8: 0; 9: 0; 10: 0; 11: 0; 12: 0; 13: 0; 14: 0; 15: 0; 16: 0; 17: 0; 18: 0; 19: 0; 20: 0; 21: 0; 22: 0; 23: 0; 24: 0; 25: 0; 26: 0; 27: 0; 28: 0
CustomerSolarStorage_Solar_Capital_2023 | CustomerSolarStorage_Solar_Capital_2023 | [11 empty] | 1: 0; 2: 0; 3: 0; 4: 14611.0928; 5: 0; 6: 0; 7: 0; 8: 0; 9: 0; 10: 0; 11: 0; 12: 0; 13: 0; 14: 0; 15: 0; 16: 0; 17: 0; 18: 0; 19: 0; 20: 0; 21: 0; 22: 0; 23: 0; 24: 0; 25: 0; 26: 0; 27: 0; 28: 0
CustomerSolarStorage_Solar_Capital_2024 | CustomerSolarStorage_Solar_Capital_2024 | [11 empty] | 1: 0; 2: 0; 3: 0; 4: 0; 5: 14611.0928; 6: 0; 7: 0; 8: 0; 9: 0; 10: 0; 11: 0; 12: 0; 13: 0; 14: 0; 15: 0; 16: 0; 17: 0; 18: 0; 19: 0; 20: 0; 21: 0; 22: 0; 23: 0; 24: 0; 25: 0; 26: 0; 27: 0; 28: 0
CustomerSolarStorage_Solar_Capital_2025 | CustomerSolarStorage_Solar_Capital_2025 | [11 empty] | 1: 0; 2: 0; 3: 0; 4: 0; 5: 0; 6: 14611.0928; 7: 0; 8: 0; 9: 0; 10: 0; 11: 0; 12: 0; 13: 0; 14: 0; 15: 0; 16: 0; 17: 0; 18: 0; 19: 0; 20: 0; 21: 0; 22: 0; 23: 0; 24: 0; 25: 0; 26: 0; 27: 0; 28: 0
CustomerSolarStorage_Solar_Capital_2026 | CustomerSolarStorage_Solar_Capital_2026 | [11 empty] | 1: 0; 2: 0; 3: 0; 4: 0; 5: 0; 6: 0; 7: 14611.0928; 8: 0; 9: 0; 10: 0; 11: 0; 12: 0; 13: 0; 14: 0; 15: 0; 16: 0; 17: 0; 18: 0; 19: 0; 20: 0; 21: 0; 22: 0; 23: 0; 24: 0; 25: 0; 26: 0; 27: 0; 28: 0
CustomerSolarStorage_Solar_Capital_2027 | CustomerSolarStorage_Solar_Capital_2027 | [11 empty] | 1: 0; 2: 0; 3: 0; 4: 0; 5: 0; 6: 0; 7: 0; 8: 14611.0928; 9: 0; 10: 0; 11: 0; 12: 0; 13: 0; 14: 0; 15: 0; 16: 0; 17: 0; 18: 0; 19: 0; 20: 0; 21: 0; 22: 0; 23: 0; 24: 0; 25: 0; 26: 0; 27: 0; 28: 0
CustomerSolarStorage_Solar_Capital_2028 | CustomerSolarStorage_Solar_Capital_2028 | [11 empty] | 1: 0; 2: 0; 3: 0; 4: 0; 5: 0; 6: 0; 7: 0; 8: 0; 9: 14611.0928; 10: 0; 11: 0; 12: 0; 13: 0; 14: 0; 15: 0; 16: 0; 17: 0; 18: 0; 19: 0; 20: 0; 21: 0; 22: 0; 23: 0; 24: 0; 25: 0; 26: 0; 27: 0; 28: 0
CustomerSolarStorage_Solar_Capital_2029 | CustomerSolarStorage_Solar_Capital_2029 | [11 empty] | 1: 0; 2: 0; 3: 0; 4: 0; 5: 0; 6: 0; 7: 0; 8: 0; 9: 0; 10: 14611.0928; 11: 0; 12: 0; 13: 0; 14: 0; 15: 0; 16: 0; 17: 0; 18: 0; 19: 0; 20: 0; 21: 0; 22: 0; 23: 0; 24: 0; 25: 0; 26: 0; 27: 0; 28: 0
CustomerSolarStorage_Solar_Capital_2030 | CustomerSolarStorage_Solar_Capital_2030 | [11 empty] | 1: 0; 2: 0; 3: 0; 4: 0; 5: 0; 6: 0; 7: 0; 8: 0; 9: 0; 10: 0; 11: 14611.0928; 12: 0; 13: 0; 14: 0; 15: 0; 16: 0; 17: 0; 18: 0; 19: 0; 20: 0; 21: 0; 22: 0; 23: 0; 24: 0; 25: 0; 26: 0; 27: 0; 28: 0
CustomerSolarStorage_Solar_Capital_2031 | CustomerSolarStorage_Solar_Capital_2031 | [11 empty] | 1: 0; 2: 0; 3: 0; 4: 0; 5: 0; 6: 0; 7: 0; 8: 0; 9: 0; 10: 0; 11: 0; 12: 14611.0928; 13: 0; 14: 0; 15: 0; 16: 0; 17: 0; 18: 0; 19: 0; 20: 0; 21: 0; 22: 0; 23: 0; 24: 0; 25: 0; 26: 0; 27: 0; 28: 0
CustomerSolarStorage_Solar_Capital_2032 | CustomerSolarStorage_Solar_Capital_2032 | [11 empty] | 1: 0; 2: 0; 3: 0; 4: 0; 5: 0; 6: 0; 7: 0; 8: 0; 9: 0; 10: 0; 11: 0; 12: 0; 13: 14611.0928; 14: 0; 15: 0; 16: 0; 17: 0; 18: 0; 19: 0; 20: 0; 21: 0; 22: 0; 23: 0; 24: 0; 25: 0; 26: 0; 27: 0; 28: 0
CustomerSolarStorage_Solar_Capital_2033 | CustomerSolarStorage_Solar_Capital_2033 | [11 empty] | 1: 0; 2: 0; 3: 0; 4: 0; 5: 0; 6: 0; 7: 0; 8: 0; 9: 0; 10: 0; 11: 0; 12: 0; 13: 0; 14: 14611.0928; 15: 0; 16: 0; 17: 0; 18: 0; 19: 0; 20: 0; 21: 0; 22: 0; 23: 0; 24: 0; 25: 0; 26: 0; 27: 0; 28: 0
CustomerSolarStorage_Solar_Capital_2034 | CustomerSolarStorage_Solar_Capital_2034 | [11 empty] | 1: 0; 2: 0; 3: 0; 4: 0; 5: 0; 6: 0; 7: 0; 8: 0; 9: 0; 10: 0; 11: 0; 12: 0; 13: 0; 14: 0; 15: 14611.0928; 16: 0; 17: 0; 18: 0; 19: 0; 20: 0; 21: 0; 22: 0; 23: 0; 24: 0; 25: 0; 26: 0; 27: 0; 28: 0
CustomerSolarStorage_Solar_Capital_2035 | CustomerSolarStorage_Solar_Capital_2035 | [11 empty] | 1: 0; 2: 0; 3: 0; 4: 0; 5: 0; 6: 0; 7: 0; 8: 0; 9: 0; 10: 0; 11: 0; 12: 0; 13: 0; 14: 0; 15: 0; 16: 14611.0928; 17: 0; 18: 0; 19: 0; 20: 0; 21: 0; 22: 0; 23: 0; 24: 0; 25: 0; 26: 0; 27: 0; 28: 0
CustomerSolarStorage_Solar_Capital_2036 | CustomerSolarStorage_Solar_Capital_2036 | [11 empty] | 1: 0; 2: 0; 3: 0; 4: 0; 5: 0; 6: 0; 7: 0; 8: 0; 9: 0; 10: 0; 11: 0; 12: 0; 13: 0; 14: 0; 15: 0; 16: 0; 17: 14611.0928; 18: 0; 19: 0; 20: 0; 21: 0; 22: 0; 23: 0; 24: 0; 25: 0; 26: 0; 27: 0; 28: 0
CustomerSolarStorage_Solar_Capital_2037 | CustomerSolarStorage_Solar_Capital_2037 | [11 empty] | 1: 0; 2: 0; 3: 0; 4: 0; 5: 0; 6: 0; 7: 0; 8: 0; 9: 0; 10: 0; 11: 0; 12: 0; 13: 0; 14: 0; 15: 0; 16: 0; 17: 0; 18: 14611.0928; 19: 0; 20: 0; 21: 0; 22: 0; 23: 0; 24: 0; 25: 0; 26: 0; 27: 0; 28: 0
CustomerSolarStorage_Solar_Capital_2038 | CustomerSolarStorage_Solar_Capital_2038 | [11 empty] | 1: 0; 2: 0; 3: 0; 4: 0; 5: 0; 6: 0; 7: 0; 8: 0; 9: 0; 10: 0; 11: 0; 12: 0; 13: 0; 14: 0; 15: 0; 16: 0; 17: 0; 18: 0; 19: 14611.0928; 20: 0; 21: 0; 22: 0; 23: 0; 24: 0; 25: 0; 26: 0; 27: 0; 28: 0
CustomerSolarStorage_Solar_Capital_2039 | CustomerSolarStorage_Solar_Capital_2039 | [11 empty] | 1: 0; 2: 0; 3: 0; 4: 0; 5: 0; 6: 0; 7: 0; 8: 0; 9: 0; 10: 0; 11: 0; 12: 0; 13: 0; 14: 0; 15: 0; 16: 0; 17: 0; 18: 0; 19: 0; 20: 14611.0928; 21: 0; 22: 0; 23: 0; 24: 0; 25: 0; 26: 0; 27: 0; 28: 0
CustomerSolarStorage_Solar_Capital_2040 | CustomerSolarStorage_Solar_Capital_2040 | [11 empty] | 1: 0; 2: 0; 3: 0; 4: 0; 5: 0; 6: 0; 7: 0; 8: 0; 9: 0; 10: 0; 11: 0; 12: 0; 13: 0; 14: 0; 15: 0; 16: 0; 17: 0; 18: 0; 19: 0; 20: 0; 21: 14611.0928; 22: 0; 23: 0; 24: 0; 25: 0; 26: 0; 27: 0; 28: 0
CustomerSolarStorage_Solar_Capital_2041 | CustomerSolarStorage_Solar_Capital_2041 | [11 empty] | 1: 0; 2: 0; 3: 0; 4: 0; 5: 0; 6: 0; 7: 0; 8: 0; 9: 0; 10: 0; 11: 0; 12: 0; 13: 0; 14: 0; 15: 0; 16: 0; 17: 0; 18: 0; 19: 0; 20: 0; 21: 0; 22: 14611.0928; 23: 0; 24: 0; 25: 0; 26: 0; 27: 0; 28: 0
CustomerSolarStorage_Solar_Capital_2042 | CustomerSolarStorage_Solar_Capital_2042 | [11 empty] | 1: 0; 2: 0; 3: 0; 4: 0; 5: 0; 6: 0; 7: 0; 8: 0; 9: 0; 10: 0; 11: 0; 12: 0; 13: 0; 14: 0; 15: 0; 16: 0; 17: 0; 18: 0; 19: 0; 20: 0; 21: 0; 22: 0; 23: 14611.0928; 24: 0; 25: 0; 26: 0; 27: 0; 28: 0
CustomerSolarStorage_Solar_Capital_2043 | CustomerSolarStorage_Solar_Capital_2043 | [11 empty] | 1: 0; 2: 0; 3: 0; 4: 0; 5: 0; 6: 0; 7: 0; 8: 0; 9: 0; 10: 0; 11: 0; 12: 0; 13: 0; 14: 0; 15: 0; 16: 0; 17: 0; 18: 0; 19: 0; 20: 0; 21: 0; 22: 0; 23: 0; 24: 14611.0928; 25: 0; 26: 0; 27: 0; 28: 0
CustomerSolarStorage_Solar_Capital_2044 | CustomerSolarStorage_Solar_Capital_2044 | [11 empty] | 1: 0; 2: 0; 3: 0; 4: 0; 5: 0; 6: 0; 7: 0; 8: 0; 9: 0; 10: 0; 11: 0; 12: 0; 13: 0; 14: 0; 15: 0; 16: 0; 17: 0; 18: 0; 19: 0; 20: 0; 21: 0; 22: 0; 23: 0; 24: 0; 25: 14611.0928; 26: 0; 27: 0; 28: 0
CustomerSolarStorage_Solar_Capital_2045 | CustomerSolarStorage_Solar_Capital_2045 | [11 empty] | 1: 0; 2: 0; 3: 0; 4: 0; 5: 0; 6: 0; 7: 0; 8: 0; 9: 0; 10: 0; 11: 0; 12: 0; 13: 0; 14: 0; 15: 0; 16: 0; 17: 0; 18: 0; 19: 0; 20: 0; 21: 0; 22: 0; 23: 0; 24: 0; 25: 0; 26: 14611.0928; 27: 0; 28: 0
CustomerSolarStorage_Solar_Capital_2046 | CustomerSolarStorage_Solar_Capital_2046 | [11 empty] | 1: 0; 2: 0; 3: 0; 4: 0; 5: 0; 6: 0; 7: 0; 8: 0; 9: 0; 10: 0; 11: 0; 12: 0; 13: 0; 14: 0; 15: 0; 16: 0; 17: 0; 18: 0; 19: 0; 20: 0; 21: 0; 22: 0; 23: 0; 24: 0; 25: 0; 26: 0; 27: 14611.0928; 28: 0
CustomerSolarStorage_Solar_Capital_2047 | CustomerSolarStorage_Solar_Capital_2047 | [11 empty] | 1: 0; 2: 0; 3: 0; 4: 0; 5: 0; 6: 0; 7: 0; 8: 0; 9: 0; 10: 0; 11: 0; 12: 0; 13: 0; 14: 0; 15: 0; 16: 0; 17: 0; 18: 0; 19: 0; 20: 0; 21: 0; 22: 0; 23: 0; 24: 0; 25: 0; 26: 0; 27: 0; 28: 14611.0928
CustomerSolarStorage_Solar_FOM | CustomerSolarStorage_Solar_FOM_Annual | [11 empty] | 1: 1899.4421; 2: 1899.4421; 3: 1899.4421; 4: 1899.4421; 5: 1899.4421; 6: 1899.4421; 7: 1899.4421; 8: 1899.4421; 9: 1899.4421; 10: 1899.4421; 11: 1899.4421; 12: 1946.9281; 13: 1995.6013; 14: 2045.4914; 15: 2096.6286; 16: 2149.0444; 17: 2202.7705; 18: 2257.8397; 19: 2314.2857; 20: 2372.1429; 21: 2431.4464; 22: 2492.2326; 23: 2554.5384; 24: 2618.4019; 25: 2683.8619; 26: 2750.9585; 27: 2819.7324; 28: 2890.2257
| CustomerSolarStorage_Solar_FOM | [11 empty] | 1: yr_CustomerSolarStorage_Solar_FOM_Annual; 2: yr_CustomerSolarStorage_Solar_FOM_Annual; 3: yr_CustomerSolarStorage_Solar_FOM_Annual; 4: yr_CustomerSolarStorage_Solar_FOM_Annual; 5: yr_CustomerSolarStorage_Solar_FOM_Annual; 6: yr_CustomerSolarStorage_Solar_FOM_Annual; 7: yr_CustomerSolarStorage_Solar_FOM_Annual; 8: yr_CustomerSolarStorage_Solar_FOM_Annual; 9: yr_CustomerSolarStorage_Solar_FOM_Annual; 10: yr_CustomerSolarStorage_Solar_FOM_Annual; 11: yr_CustomerSolarStorage_Solar_FOM_Annual; 12: yr_CustomerSolarStorage_Solar_FOM_Annual; 13: yr_CustomerSolarStorage_Solar_FOM_Annual; 14: yr_CustomerSolarStorage_Solar_FOM_Annual; 15: yr_CustomerSolarStorage_Solar_FOM_Annual; 16: yr_CustomerSolarStorage_Solar_FOM_Annual; 17: yr_CustomerSolarStorage_Solar_FOM_Annual; 18: yr_CustomerSolarStorage_Solar_FOM_Annual; 19: yr_CustomerSolarStorage_Solar_FOM_Annual; 20: yr_CustomerSolarStorage_Solar_FOM_Annual; 21: yr_CustomerSolarStorage_Solar_FOM_Annual; 22: yr_CustomerSolarStorage_Solar_FOM_Annual; 23: yr_CustomerSolarStorage_Solar_FOM_Annual; 24: yr_CustomerSolarStorage_Solar_FOM_Annual; 25: yr_CustomerSolarStorage_Solar_FOM_Annual; 26: yr_CustomerSolarStorage_Solar_FOM_Annual; 27: yr_CustomerSolarStorage_Solar_FOM_Annual; 28: yr_CustomerSolarStorage_Solar_FOM_Annual
CustomerSolarStorage_Solar_VOM | CustomerSolarStorage_Solar_VOM | [11 empty] | 1: 0; 2: 0; 3: 0; 4: 0; 5: 0; 6: 0; 7: 0; 8: 0; 9: 0; 10: 0; 11: 0; 12: 0; 13: 0; 14: 0; 15: 0; 16: 0; 17: 0; 18: 0; 19: 0; 20: 0; 21: 0; 22: 0; 23: 0; 24: 0; 25: 0; 26: 0; 27: 0; 28: 0
CustomerSolarStorage_Solar_AnnualMax | CustomerSolarStorage_Solar_AnnualMax | [11 empty] | 1: 2.7; 2: 3.4; 3: 4.1; 4: 4.9; 5: 5.9; 6: 6.9; 7: 8.1; 8: 9.3; 9: 10.6; 10: 12; 11: 13.5; 18: 13.5; 19: 13.5; 20: 13.5; 21: 13.5; 22: 13.5; 23: 13.5; 24: 13.5; 25: 13.5; 26: 13.5; 27: 13.5; 28: 13.5
ReliableCapacity_CustomerSolarStorage_Solar | ReliableCapacity_CustomerSolarStorage_Solar | [11 empty] | 1: 0.0112; 2: 0.0112; 3: 0.0112; 4: 0.0112; 5: 0.0112; 6: 0.0112; 7: 0.0112; 8: 0.0112; 9: 0.0112; 10: 0.0112; 11: 0.0112; 12: 0.0168; 13: 0.0168; 14: 0.0168; 15: 0.0168; 16: 0.0168; 17: 0.0168; 18: 0.0168; 19: 0.0168; 20: 0.0168; 21: 0.0168; 22: 0.0168; 23: 0.0168; 24: 0.0168; 25: 0.0168; 26: 0.0168; 27: 0.0168; 28: 0.0168
CustomerSolarStorage_Solar_RC | CustomerSolarStorage_Solar_RC | [11 empty] | 3: yr_ReliableCapacity_CustomerSolarStorage_Solar; 4: yr_ReliableCapacity_CustomerSolarStorage_Solar; 5: yr_ReliableCapacity_CustomerSolarStorage_Solar; 6: yr_ReliableCapacity_CustomerSolarStorage_Solar; 7: yr_ReliableCapacity_CustomerSolarStorage_Solar; 8: yr_ReliableCapacity_CustomerSolarStorage_Solar; 9: yr_ReliableCapacity_CustomerSolarStorage_Solar; 10: yr_ReliableCapacity_CustomerSolarStorage_Solar; 11: yr_ReliableCapacity_CustomerSolarStorage_Solar; 12: yr_ReliableCapacity_CustomerSolarStorage_Solar; 13: yr_ReliableCapacity_CustomerSolarStorage_Solar; 14: yr_ReliableCapacity_CustomerSolarStorage_Solar; 15: yr_ReliableCapacity_CustomerSolarStorage_Solar; 16: yr_ReliableCapacity_CustomerSolarStorage_Solar; 17: yr_ReliableCapacity_CustomerSolarStorage_Solar; 18: yr_ReliableCapacity_CustomerSolarStorage_Solar; 19: yr_ReliableCapacity_CustomerSolarStorage_Solar; 20: yr_ReliableCapacity_CustomerSolarStorage_Solar; 21: yr_ReliableCapacity_CustomerSolarStorage_Solar; 22: yr_ReliableCapacity_CustomerSolarStorage_Solar; 23: yr_ReliableCapacity_CustomerSolarStorage_Solar; 24: yr_ReliableCapacity_CustomerSolarStorage_Solar; 25: yr_ReliableCapacity_CustomerSolarStorage_Solar; 26: yr_ReliableCapacity_CustomerSolarStorage_Solar; 27: yr_ReliableCapacity_CustomerSolarStorage_Solar; 28: yr_ReliableCapacity_CustomerSolarStorage_Solar
CustomerSolarStorage_Storage_Capital | CustomerSolarStorage_Storage_Capital | [11 empty] | 1: yr_CustomerSolarStorage_Storage_Capital_2020; 2: yr_CustomerSolarStorage_Storage_Capital_2021; 3: yr_CustomerSolarStorage_Storage_Capital_2022; 4: yr_CustomerSolarStorage_Storage_Capital_2023; 5: yr_CustomerSolarStorage_Storage_Capital_2024; 6: yr_CustomerSolarStorage_Storage_Capital_2025; 7: yr_CustomerSolarStorage_Storage_Capital_2026; 8: yr_CustomerSolarStorage_Storage_Capital_2027; 9: yr_CustomerSolarStorage_Storage_Capital_2028; 10: yr_CustomerSolarStorage_Storage_Capital_2029; 11: yr_CustomerSolarStorage_Storage_Capital_2030; 12: yr_CustomerSolarStorage_Storage_Capital_2031; 13: yr_CustomerSolarStorage_Storage_Capital_2032; 14: yr_CustomerSolarStorage_Storage_Capital_2033; 15: yr_CustomerSolarStorage_Storage_Capital_2034; 16: yr_CustomerSolarStorage_Storage_Capital_2035; 17: yr_CustomerSolarStorage_Storage_Capital_2036; 18: yr_CustomerSolarStorage_Storage_Capital_2037; 19: yr_CustomerSolarStorage_Storage_Capital_2038; 20: yr_CustomerSolarStorage_Storage_Capital_2039; 21: yr_CustomerSolarStorage_Storage_Capital_2040; 22: yr_CustomerSolarStorage_Storage_Capital_2041; 23: yr_CustomerSolarStorage_Storage_Capital_2042; 24: yr_CustomerSolarStorage_Storage_Capital_2043; 25: yr_CustomerSolarStorage_Storage_Capital_2044; 26: yr_CustomerSolarStorage_Storage_Capital_2045; 27: yr_CustomerSolarStorage_Storage_Capital_2046; 28: yr_CustomerSolarStorage_Storage_Capital_2047
CustomerSolarStorage_Storage_Capital_2020 | CustomerSolarStorage_Storage_Capital_2020 | [11 empty] | 1: 7305.5464; 2: 0; 3: 0; 4: 0; 5: 0; 6: 0; 7: 0; 8: 0; 9: 0; 10: 0; 11: 21150.2072; 12: 0; 13: 0; 14: 0; 15: 0; 16: 0; 17: 0; 18: 0; 19: 0; 20: 0; 21: 4402.9628; 22: 0; 23: 0; 24: 0; 25: 0; 26: 0; 27: 0; 28: 0
CustomerSolarStorage_Storage_Capital_2021 | CustomerSolarStorage_Storage_Capital_2021 | [11 empty] | 1: 0; 2: 7305.5464; 3: 0; 4: 0; 5: 0; 6: 0; 7: 0; 8: 0; 9: 0; 10: 0; 11: 0; 12: 20520.0376; 13: 0; 14: 0; 15: 0; 16: 0; 17: 0; 18: 0; 19: 0; 20: 0; 21: 0; 22: 4402.9628; 23: 0; 24: 0; 25: 0; 26: 0; 27: 0; 28: 0
CustomerSolarStorage_Storage_Capital_2022 | CustomerSolarStorage_Storage_Capital_2022 | [11 empty] | 1: 0; 2: 0; 3: 7305.5464; 4: 0; 5: 0; 6: 0; 7: 0; 8: 0; 9: 0; 10: 0; 11: 0; 12: 0; 13: 19912.6404; 14: 0; 15: 0; 16: 0; 17: 0; 18: 0; 19: 0; 20: 0; 21: 0; 22: 0; 23: 4402.9628; 24: 0; 25: 0; 26: 0; 27: 0; 28: 0
CustomerSolarStorage_Storage_Capital_2023 | CustomerSolarStorage_Storage_Capital_2023 | [11 empty] | 1: 0; 2: 0; 3: 0; 4: 7305.5464; 5: 0; 6: 0; 7: 0; 8: 0; 9: 0; 10: 0; 11: 0; 12: 0; 13: 0; 14: 19327.2495; 15: 0; 16: 0; 17: 0; 18: 0; 19: 0; 20: 0; 21: 0; 22: 0; 23: 0; 24: 4402.9628; 25: 0; 26: 0; 27: 0; 28: 0
CustomerSolarStorage_Storage_Capital_2024 | CustomerSolarStorage_Storage_Capital_2024 | [11 empty] | 1: 0; 2: 0; 3: 0; 4: 0; 5: 7305.5464; 6: 0; 7: 0; 8: 0; 9: 0; 10: 0; 11: 0; 12: 0; 13: 0; 14: 0; 15: 18763.1232; 16: 0; 17: 0; 18: 0; 19: 0; 20: 0; 21: 0; 22: 0; 23: 0; 24: 0; 25: 4402.9628; 26: 0; 27: 0; 28: 0
CustomerSolarStorage_Storage_Capital_2025 | CustomerSolarStorage_Storage_Capital_2025 | [11 empty] | 1: 0; 2: 0; 3: 0; 4: 0; 5: 0; 6: 7305.5464; 7: 0; 8: 0; 9: 0; 10: 0; 11: 0; 12: 0; 13: 0; 14: 0; 15: 0; 16: 18219.5435; 17: 0; 18: 0; 19: 0; 20: 0; 21: 0; 22: 0; 23: 0; 24: 0; 25: 0; 26: 4402.9628; 27: 0; 28: 0
CustomerSolarStorage_Storage_Capital_2026 | CustomerSolarStorage_Storage_Capital_2026 | [11 empty] | 1: 0; 2: 0; 3: 0; 4: 0; 5: 0; 6: 0; 7: 7305.5464; 8: 0; 9: 0; 10: 0; 11: 0; 12: 0; 13: 0; 14: 0; 15: 0; 16: 0; 17: 5671.5121; 18: 0; 19: 0; 20: 0; 21: 0; 22: 0; 23: 0; 24: 0; 25: 0; 26: 0; 27: 4402.9628; 28: 0
CustomerSolarStorage_Storage_Capital_2027 | CustomerSolarStorage_Storage_Capital_2027 | [11 empty] | 1: 0; 2: 0; 3: 0; 4: 0; 5: 0; 6: 0; 7: 0; 8: 7305.5464; 9: 0; 10: 0; 11: 0; 12: 0; 13: 0; 14: 0; 15: 0; 16: 0; 17: 0; 18: 5671.5121; 19: 0; 20: 0; 21: 0; 22: 0; 23: 0; 24: 0; 25: 0; 26: 0; 27: 0; 28: 528.2673
CustomerSolarStorage_Storage_Capital_2028 | CustomerSolarStorage_Storage_Capital_2028 | [11 empty] | 1: 0; 2: 0; 3: 0; 4: 0; 5: 0; 6: 0; 7: 0; 8: 0; 9: 7305.5464; 10: 0; 11: 0; 12: 0; 13: 0; 14: 0; 15: 0; 16: 0; 17: 0; 18: 0; 19: 5671.5121; 20: 0; 21: 0; 22: 0; 23: 0; 24: 0; 25: 0; 26: 0; 27: 0; 28: 469.5129
CustomerSolarStorage_Storage_Capital_2029 | CustomerSolarStorage_Storage_Capital_2029 | [11 empty] | 1: 0; 2: 0; 3: 0; 4: 0; 5: 0; 6: 0; 7: 0; 8: 0; 9: 0; 10: 7305.5464; 11: 0; 12: 0; 13: 0; 14: 0; 15: 0; 16: 0; 17: 0; 18: 0; 19: 0; 20: 5671.5121; 21: 0; 22: 0; 23: 0; 24: 0; 25: 0; 26: 0; 27: 0; 28: 420.7092
CustomerSolarStorage_Storage_Capital_2030 | CustomerSolarStorage_Storage_Capital_2030 | [11 empty] | 1: 0; 2: 0; 3: 0; 4: 0; 5: 0; 6: 0; 7: 0; 8: 0; 9: 0; 10: 0; 11: 7305.5464; 12: 0; 13: 0; 14: 0; 15: 0; 16: 0; 17: 0; 18: 0; 19: 0; 20: 0; 21: 5671.5121; 22: 0; 23: 0; 24: 0; 25: 0; 26: 0; 27: 0; 28: 379.5592
CustomerSolarStorage_Storage_Capital_2031 | CustomerSolarStorage_Storage_Capital_2031 | [11 empty] | 1: 0; 2: 0; 3: 0; 4: 0; 5: 0; 6: 0; 7: 0; 8: 0; 9: 0; 10: 0; 11: 0; 12: 7305.5464; 13: 0; 14: 0; 15: 0; 16: 0; 17: 0; 18: 0; 19: 0; 20: 0; 21: 0; 22: 5671.5121; 23: 0; 24: 0; 25: 0; 26: 0; 27: 0; 28: 344.4223
CustomerSolarStorage_Storage_Capital_2032 | CustomerSolarStorage_Storage_Capital_2032 | [11 empty] | 1: 0; 2: 0; 3: 0; 4: 0; 5: 0; 6: 0; 7: 0; 8: 0; 9: 0; 10: 0; 11: 0; 12: 0; 13: 7305.5464; 14: 0; 15: 0; 16: 0; 17: 0; 18: 0; 19: 0; 20: 0; 21: 0; 22: 0; 23: 5671.5121; 24: 0; 25: 0; 26: 0; 27: 0; 28: 314.0953
CustomerSolarStorage_Storage_Capital_2033 | CustomerSolarStorage_Storage_Capital_2033 | [11 empty] | 1: 0; 2: 0; 3: 0; 4: 0; 5: 0; 6: 0; 7: 0; 8: 0; 9: 0; 10: 0; 11: 0; 12: 0; 13: 0; 14: 7305.5464; 15: 0; 16: 0; 17: 0; 18: 0; 19: 0; 20: 0; 21: 0; 22: 0; 23: 0; 24: 5671.5121; 25: 0; 26: 0; 27: 0; 28: 287.6758
CustomerSolarStorage_Storage_Capital_2034 | CustomerSolarStorage_Storage_Capital_2034 | [11 empty] | 1: 0; 2: 0; 3: 0; 4: 0; 5: 0; 6: 0; 7: 0; 8: 0; 9: 0; 10: 0; 11: 0; 12: 0; 13: 0; 14: 0; 15: 7305.5464; 16: 0; 17: 0; 18: 0; 19: 0; 20: 0; 21: 0; 22: 0; 23: 0; 24: 0; 25: 5671.5121; 26: 0; 27: 0; 28: 264.4735
CustomerSolarStorage_Storage_Capital_2035 | CustomerSolarStorage_Storage_Capital_2035 | [11 empty] | 1: 0; 2: 0; 3: 0; 4: 0; 5: 0; 6: 0; 7: 0; 8: 0; 9: 0; 10: 0; 11: 0; 12: 0; 13: 0; 14: 0; 15: 0; 16: 7305.5464; 17: 0; 18: 0; 19: 0; 20: 0; 21: 0; 22: 0; 23: 0; 24: 0; 25: 0; 26: 5671.5121; 27: 0; 28: 243.9517
CustomerSolarStorage_Storage_Capital_2036 | CustomerSolarStorage_Storage_Capital_2036 | [11 empty] | 1: 0; 2: 0; 3: 0; 4: 0; 5: 0; 6: 0; 7: 0; 8: 0; 9: 0; 10: 0; 11: 0; 12: 0; 13: 0; 14: 0; 15: 0; 16: 0; 17: 7305.5464; 18: 0; 19: 0; 20: 0; 21: 0; 22: 0; 23: 0; 24: 0; 25: 0; 26: 0; 27: 5671.5121; 28: 225.6865
CustomerSolarStorage_Storage_Capital_2037 | CustomerSolarStorage_Storage_Capital_2037 | [11 empty] | 1: 0; 2: 0; 3: 0; 4: 0; 5: 0; 6: 0; 7: 0; 8: 0; 9: 0; 10: 0; 11: 0; 12: 0; 13: 0; 14: 0; 15: 0; 16: 0; 17: 0; 18: 7305.5464; 19: 0; 20: 0; 21: 0; 22: 0; 23: 0; 24: 0; 25: 0; 26: 0; 27: 0; 28: 620.1546
CustomerSolarStorage_Storage_Capital_2038 | CustomerSolarStorage_Storage_Capital_2038 | [11 empty] | 1: 0; 2: 0; 3: 0; 4: 0; 5: 0; 6: 0; 7: 0; 8: 0; 9: 0; 10: 0; 11: 0; 12: 0; 13: 0; 14: 0; 15: 0; 16: 0; 17: 0; 18: 0; 19: 7305.5464; 20: 0; 21: 0; 22: 0; 23: 0; 24: 0; 25: 0; 26: 0; 27: 0; 28: 576.5932
CustomerSolarStorage_Storage_Capital_2039 | CustomerSolarStorage_Storage_Capital_2039 | [11 empty] | 1: 0; 2: 0; 3: 0; 4: 0; 5: 0; 6: 0; 7: 0; 8: 0; 9: 0; 10: 0; 11: 0; 12: 0; 13: 0; 14: 0; 15: 0; 16: 0; 17: 0; 18: 0; 19: 0; 20: 7305.5464; 21: 0; 22: 0; 23: 0; 24: 0; 25: 0; 26: 0; 27: 0; 28: 537.2337
CustomerSolarStorage_Storage_Capital_2040 | CustomerSolarStorage_Storage_Capital_2040 | [11 empty] | 1: 0; 2: 0; 3: 0; 4: 0; 5: 0; 6: 0; 7: 0; 8: 0; 9: 0; 10: 0; 11: 0; 12: 0; 13: 0; 14: 0; 15: 0; 16: 0; 17: 0; 18: 0; 19: 0; 20: 0; 21: 7305.5464; 22: 0; 23: 0; 24: 0; 25: 0; 26: 0; 27: 0; 28: 501.5263
CustomerSolarStorage_Storage_Capital_2041 | CustomerSolarStorage_Storage_Capital_2041 | [11 empty] | 1: 0; 2: 0; 3: 0; 4: 0; 5: 0; 6: 0; 7: 0; 8: 0; 9: 0; 10: 0; 11: 0; 12: 0; 13: 0; 14: 0; 15: 0; 16: 0; 17: 0; 18: 0; 19: 0; 20: 0; 21: 0; 22: 7305.5464; 23: 0; 24: 0; 25: 0; 26: 0; 27: 0; 28: 469.0128
CustomerSolarStorage_Storage_Capital_2042 | CustomerSolarStorage_Storage_Capital_2042 | [11 empty] | 1: 0; 2: 0; 3: 0; 4: 0; 5: 0; 6: 0; 7: 0; 8: 0; 9: 0; 10: 0; 11: 0; 12: 0; 13: 0; 14: 0; 15: 0; 16: 0; 17: 0; 18: 0; 19: 0; 20: 0; 21: 0; 22: 0; 23: 7305.5464; 24: 0; 25: 0; 26: 0; 27: 0; 28: 439.3082
CustomerSolarStorage_Storage_Capital_2043 | CustomerSolarStorage_Storage_Capital_2043 | [11 empty] | 1: 0; 2: 0; 3: 0; 4: 0; 5: 0; 6: 0; 7: 0; 8: 0; 9: 0; 10: 0; 11: 0; 12: 0; 13: 0; 14: 0; 15: 0; 16: 0; 17: 0; 18: 0; 19: 0; 20: 0; 21: 0; 22: 0; 23: 0; 24: 7305.5464; 25: 0; 26: 0; 27: 0; 28: 412.0867
CustomerSolarStorage_Storage_Capital_2044 | CustomerSolarStorage_Storage_Capital_2044 | [11 empty] | 1: 0; 2: 0; 3: 0; 4: 0; 5: 0; 6: 0; 7: 0; 8: 0; 9: 0; 10: 0; 11: 0; 12: 0; 13: 0; 14: 0; 15: 0; 16: 0; 17: 0; 18: 0; 19: 0; 20: 0; 21: 0; 22: 0; 23: 0; 24: 0; 25: 7305.5464; 26: 0; 27: 0; 28: 387.0708
CustomerSolarStorage_Storage_Capital_2045 | CustomerSolarStorage_Storage_Capital_2045 | [11 empty] | 1: 0; 2: 0; 3: 0; 4: 0; 5: 0; 6: 0; 7: 0; 8: 0; 9: 0; 10: 0; 11: 0; 12: 0; 13: 0; 14: 0; 15: 0; 16: 0; 17: 0; 18: 0; 19: 0; 20: 0; 21: 0; 22: 0; 23: 0; 24: 0; 25: 0; 26: 7305.5464; 27: 0; 28: 364.0223
CustomerSolarStorage_Storage_Capital_2046 | CustomerSolarStorage_Storage_Capital_2046 | [11 empty] | 1: 0; 2: 0; 3: 0; 4: 0; 5: 0; 6: 0; 7: 0; 8: 0; 9: 0; 10: 0; 11: 0; 12: 0; 13: 0; 14: 0; 15: 0; 16: 0; 17: 0; 18: 0; 19: 0; 20: 0; 21: 0; 22: 0; 23: 0; 24: 0; 25: 0; 26: 0; 27: 7305.5464; 28: 342.7363
CustomerSolarStorage_Storage_Capital_2047 | CustomerSolarStorage_Storage_Capital_2047 | [11 empty] | 1: 0; 2: 0; 3: 0; 4: 0; 5: 0; 6: 0; 7: 0; 8: 0; 9: 0; 10: 0; 11: 0; 12: 0; 13: 0; 14: 0; 15: 0; 16: 0; 17: 0; 18: 0; 19: 0; 20: 0; 21: 0; 22: 0; 23: 0; 24: 0; 25: 0; 26: 0; 27: 0; 28: 742.9805
CustomerSolarStorage_Storage_FOM | CustomerSolarStorage_Storage_FOM_Annual | [11 empty] | 1: 1558.5166; 2: 1558.5166; 3: 1558.5166; 4: 1558.5166; 5: 1558.5166; 6: 1558.5166; 7: 1558.5166; 8: 1558.5166; 9: 1558.5166; 10: 1558.5166; 11: 1558.5166; 12: 1597.4795; 13: 1637.4165; 14: 1678.3519; 15: 1720.3107; 16: 1763.3184; 17: 1807.4014; 18: 1852.5864; 19: 1898.9011; 20: 1946.3736; 21: 1995.033; 22: 2044.9088; 23: 2096.0315; 24: 2148.4323; 25: 2202.1431; 26: 2257.1967; 27: 2313.6266; 28: 2371.4673
| CustomerSolarStorage_Storage_FOM | [11 empty] | 1: yr_CustomerSolarStorage_Storage_FOM_Annual; 2: yr_CustomerSolarStorage_Storage_FOM_Annual; 3: yr_CustomerSolarStorage_Storage_FOM_Annual; 4: yr_CustomerSolarStorage_Storage_FOM_Annual; 5: yr_CustomerSolarStorage_Storage_FOM_Annual; 6: yr_CustomerSolarStorage_Storage_FOM_Annual; 7: yr_CustomerSolarStorage_Storage_FOM_Annual; 8: yr_CustomerSolarStorage_Storage_FOM_Annual; 9: yr_CustomerSolarStorage_Storage_FOM_Annual; 10: yr_CustomerSolarStorage_Storage_FOM_Annual; 11: yr_CustomerSolarStorage_Storage_FOM_Annual; 12: yr_CustomerSolarStorage_Storage_FOM_Annual; 13: yr_CustomerSolarStorage_Storage_FOM_Annual; 14: yr_CustomerSolarStorage_Storage_FOM_Annual; 15: yr_CustomerSolarStorage_Storage_FOM_Annual; 16: yr_CustomerSolarStorage_Storage_FOM_Annual; 17: yr_CustomerSolarStorage_Storage_FOM_Annual; 18: yr_CustomerSolarStorage_Storage_FOM_Annual; 19: yr_CustomerSolarStorage_Storage_FOM_Annual; 20: yr_CustomerSolarStorage_Storage_FOM_Annual; 21: yr_CustomerSolarStorage_Storage_FOM_Annual; 22: yr_CustomerSolarStorage_Storage_FOM_Annual; 23: yr_CustomerSolarStorage_Storage_FOM_Annual; 24: yr_CustomerSolarStorage_Storage_FOM_Annual; 25: yr_CustomerSolarStorage_Storage_FOM_Annual; 26: yr_CustomerSolarStorage_Storage_FOM_Annual; 27: yr_CustomerSolarStorage_Storage_FOM_Annual; 28: yr_CustomerSolarStorage_Storage_FOM_Annual
CustomerSolarStorage_Storage_VOM | CustomerSolarStorage_Storage_VOM | [11 empty] | 1: 0; 2: 0; 3: 0; 4: 0; 5: 0; 6: 0; 7: 0; 8: 0; 9: 0; 10: 0; 11: 0; 12: 0; 13: 0; 14: 0; 15: 0; 16: 0; 17: 0; 18: 0; 19: 0; 20: 0; 21: 0; 22: 0; 23: 0; 24: 0; 25: 0; 26: 0; 27: 0; 28: 0
CustomerSolarStorage_Storage_AnnualMax | CustomerSolarStorage_Storage_AnnualMax | [11 empty] | 1: 3.2; 2: 3.9; 3: 4.8; 4: 5.8; 5: 6.9; 6: 8.1; 7: 9.4; 8: 10.8; 9: 12.4; 10: 14; 11: 15.8; 18: 15.8; 19: 15.8; 20: 15.8; 21: 15.8; 22: 15.8; 23: 15.8; 24: 15.8; 25: 15.8; 26: 15.8; 27: 15.8; 28: 15.8
ReliableCapacity_CustomerSolarStorage_Solar | ReliableCapacity_CustomerSolarStorage_Storage | [11 empty] | 1: 0.097; 2: 0.097; 3: 0.097; 4: 0.097; 5: 0.097; 6: 0.097; 7: 0.097; 8: 0.097; 9: 0.097; 10: 0.097; 11: 0.097; 12: 0.122; 13: 0.122; 14: 0.122; 15: 0.122; 16: 0.122; 17: 0.122; 18: 0.122; 19: 0.122; 20: 0.122; 21: 0.122; 22: 0.122; 23: 0.122; 24: 0.122; 25: 0.122; 26: 0.122; 27: 0.122; 28: 0.122
CustomerSolarStorage_Storage_RC | CustomerSolarStorage_Storage_RC | [11 empty] | 3: yr_ReliableCapacity_CustomerSolarStorage_Storage; 4: yr_ReliableCapacity_CustomerSolarStorage_Storage; 5: yr_ReliableCapacity_CustomerSolarStorage_Storage; 6: yr_ReliableCapacity_CustomerSolarStorage_Storage; 7: yr_ReliableCapacity_CustomerSolarStorage_Storage; 8: yr_ReliableCapacity_CustomerSolarStorage_Storage; 9: yr_ReliableCapacity_CustomerSolarStorage_Storage; 10: yr_ReliableCapacity_CustomerSolarStorage_Storage; 11: yr_ReliableCapacity_CustomerSolarStorage_Storage; 12: yr_ReliableCapacity_CustomerSolarStorage_Storage; 13: yr_ReliableCapacity_CustomerSolarStorage_Storage; 14: yr_ReliableCapacity_CustomerSolarStorage_Storage; 15: yr_ReliableCapacity_CustomerSolarStorage_Storage; 16: yr_ReliableCapacity_CustomerSolarStorage_Storage; 17: yr_ReliableCapacity_CustomerSolarStorage_Storage; 18: yr_ReliableCapacity_CustomerSolarStorage_Storage; 19: yr_ReliableCapacity_CustomerSolarStorage_Storage; 20: yr_ReliableCapacity_CustomerSolarStorage_Storage; 21: yr_ReliableCapacity_CustomerSolarStorage_Storage; 22: yr_ReliableCapacity_CustomerSolarStorage_Storage; 23: yr_ReliableCapacity_CustomerSolarStorage_Storage; 24: yr_ReliableCapacity_CustomerSolarStorage_Storage; 25: yr_ReliableCapacity_CustomerSolarStorage_Storage; 26: yr_ReliableCapacity_CustomerSolarStorage_Storage; 27: yr_ReliableCapacity_CustomerSolarStorage_Storage; 28: yr_ReliableCapacity_CustomerSolarStorage_Storage
ResidentialSolarLease_Capital | ResidentialSolarLease_Capital | [11 empty] | 1: yr_ResidentialSolarLease_Capital_2020; 2: yr_ResidentialSolarLease_Capital_2021; 3: yr_ResidentialSolarLease_Capital_2022; 4: yr_ResidentialSolarLease_Capital_2023; 5: yr_ResidentialSolarLease_Capital_2024; 6: yr_ResidentialSolarLease_Capital_2025; 7: yr_ResidentialSolarLease_Capital_2026; 8: yr_ResidentialSolarLease_Capital_2027; 9: yr_ResidentialSolarLease_Capital_2028; 10: yr_ResidentialSolarLease_Capital_2029; 11: yr_ResidentialSolarLease_Capital_2030; 12: yr_ResidentialSolarLease_Capital_2031; 13: yr_ResidentialSolarLease_Capital_2032; 14: yr_ResidentialSolarLease_Capital_2033; 15: yr_ResidentialSolarLease_Capital_2034; 16: yr_ResidentialSolarLease_Capital_2035; 17: yr_ResidentialSolarLease_Capital_2036; 18: yr_ResidentialSolarLease_Capital_2037; 19: yr_ResidentialSolarLease_Capital_2038; 20: yr_ResidentialSolarLease_Capital_2039; 21: yr_ResidentialSolarLease_Capital_2040; 22: yr_ResidentialSolarLease_Capital_2041; 23: yr_ResidentialSolarLease_Capital_2042; 24: yr_ResidentialSolarLease_Capital_2043; 25: yr_ResidentialSolarLease_Capital_2044; 26: yr_ResidentialSolarLease_Capital_2045; 27: yr_ResidentialSolarLease_Capital_2046; 28: yr_ResidentialSolarLease_Capital_2047
ResidentialSolarLease_Capital_2020 | ResidentialSolarLease_Capital_2020 | [11 empty] | 1: 6082.0483; 2: 5747.2521; 3: 5415.6954; 4: 5167.0667; 5: 4949.536; 6: 4755.3289; 7: 4607.7688; 8: 4483.5322; 9: 4359.2956; 10: 4235.0589; 11: 4110.8223; 12: 3986.5857; 13: 3862.3491; 14: 3738.1125; 15: 3613.8759; 16: 3489.6393; 17: 3365.4027; 18: 3241.1661; 19: 3116.9294; 20: 2992.6928; 21: 2868.4562; 22: 2744.2196; 23: 2619.983; 24: 2495.7464; 25: 2371.5098; 26: 2247.2732; 27: 2123.0366; 28: 2247.2732
ResidentialSolarLease_Capital_2021 | ResidentialSolarLease_Capital_2021 | [11 empty] | 1: 0; 2: 6082.0483; 3: 5747.2521; 4: 5415.6954; 5: 5167.0667; 6: 4949.536; 7: 4755.3289; 8: 4607.7688; 9: 4483.5322; 10: 4359.2956; 11: 4235.0589; 12: 4110.8223; 13: 3986.5857; 14: 3862.3491; 15: 3738.1125; 16: 3613.8759; 17: 3489.6393; 18: 3365.4027; 19: 3241.1661; 20: 3116.9294; 21: 2992.6928; 22: 2868.4562; 23: 2744.2196; 24: 2619.983; 25: 2495.7464; 26: 2371.5098; 27: 2247.2732; 28: 2371.5098
ResidentialSolarLease_Capital_2022 | ResidentialSolarLease_Capital_2022 | [11 empty] | 1: 0; 2: 0; 3: 6082.0483; 4: 5747.2521; 5: 5415.6954; 6: 5167.0667; 7: 4949.536; 8: 4755.3289; 9: 4607.7688; 10: 4483.5322; 11: 4359.2956; 12: 4235.0589; 13: 4110.8223; 14: 3986.5857; 15: 3862.3491; 16: 3738.1125; 17: 3613.8759; 18: 3489.6393; 19: 3365.4027; 20: 3241.1661; 21: 3116.9294; 22: 2992.6928; 23: 2868.4562; 24: 2744.2196; 25: 2619.983; 26: 2495.7464; 27: 2371.5098; 28: 2495.7464
ResidentialSolarLease_Capital_2023 | ResidentialSolarLease_Capital_2023 | [11 empty] | 1: 0; 2: 0; 3: 0; 4: 6082.0483; 5: 5747.2521; 6: 5415.6954; 7: 5167.0667; 8: 4949.536; 9: 4755.3289; 10: 4607.7688; 11: 4483.5322; 12: 4359.2956; 13: 4235.0589; 14: 4110.8223; 15: 3986.5857; 16: 3862.3491; 17: 3738.1125; 18: 3613.8759; 19: 3489.6393; 20: 3365.4027; 21: 3241.1661; 22: 3116.9294; 23: 2992.6928; 24: 2868.4562; 25: 2744.2196; 26: 2619.983; 27: 2495.7464; 28: 2619.983
ResidentialSolarLease_Capital_2024 | ResidentialSolarLease_Capital_2024 | [11 empty] | 1: 0; 2: 0; 3: 0; 4: 0; 5: 6080.4603; 6: 5741.345; 7: 5405.5454; 8: 5154.625; 9: 4935.5343; 10: 4740.316; 11: 4592.8422; 12: 4469.2408; 13: 4345.6394; 14: 4222.0379; 15: 4098.4365; 16: 3974.835; 17: 3851.2336; 18: 3727.6322; 19: 3604.0307; 20: 3480.4293; 21: 3356.8278; 22: 3233.2264; 23: 3109.625; 24: 2986.0235; 25: 2862.4221; 26: 2738.8207; 27: 2615.2192; 28: 2707.435
ResidentialSolarLease_Capital_2025 | ResidentialSolarLease_Capital_2025 | [11 empty] | 1: 0; 2: 0; 3: 0; 4: 0; 5: 0; 6: 6078.8724; 7: 5735.4379; 8: 5395.3953; 9: 5142.1832; 10: 4921.5326; 11: 4725.303; 12: 4577.9157; 13: 4454.9494; 14: 4331.9832; 15: 4209.0169; 16: 4086.0506; 17: 3963.0844; 18: 3840.1181; 19: 3717.1518; 20: 3594.1856; 21: 3471.2193; 22: 3348.253; 23: 3225.2868; 24: 3102.3205; 25: 2979.3542; 26: 2856.388; 27: 2733.4217; 28: 2790.9222
ResidentialSolarLease_Capital_2026 | ResidentialSolarLease_Capital_2026 | [11 empty] | 1: 0; 2: 0; 3: 0; 4: 0; 5: 0; 6: 0; 7: 6074.1086; 8: 5717.7166; 9: 5364.9452; 10: 5104.858; 11: 4879.5274; 12: 4680.2643; 13: 4533.1361; 14: 4412.0753; 15: 4291.0146; 16: 4169.9538; 17: 4048.8931; 18: 3927.8323; 19: 3806.7716; 20: 3685.7108; 21: 3564.6501; 22: 3443.5893; 23: 3322.5286; 24: 3201.4678; 25: 3080.4071; 26: 2959.3463; 27: 2838.2856; 28: 2857.6081
ResidentialSolarLease_Capital_2027 | ResidentialSolarLease_Capital_2027 | [11 empty] | 1: 0; 2: 0; 3: 0; 4: 0; 5: 0; 6: 0; 7: 0; 8: 6074.1086; 9: 5717.7166; 10: 5364.9452; 11: 5104.858; 12: 4879.5274; 13: 4680.2643; 14: 4533.1361; 15: 4412.0753; 16: 4291.0146; 17: 4169.9538; 18: 4048.8931; 19: 3927.8323; 20: 3806.7716; 21: 3685.7108; 22: 3564.6501; 23: 3443.5893; 24: 3322.5286; 25: 3201.4678; 26: 3080.4071; 27: 2959.3463; 28: 2939.2069
ResidentialSolarLease_Capital_2028 | ResidentialSolarLease_Capital_2028 | [11 empty] | 1: 0; 2: 0; 3: 0; 4: 0; 5: 0; 6: 0; 7: 0; 8: 0; 9: 6004.5021; 10: 5652.1942; 11: 5303.4654; 12: 5046.3586; 13: 4823.6103; 14: 4626.6306; 15: 4481.1884; 16: 4361.515; 17: 4241.8415; 18: 4122.1681; 19: 4002.4946; 20: 3882.8212; 21: 3763.1477; 22: 3643.4743; 23: 3523.8008; 24: 3404.1274; 25: 3284.4539; 26: 3164.7805; 27: 3045.107; 28: 3018.0311
ResidentialSolarLease_Capital_2029 | ResidentialSolarLease_Capital_2029 | [11 empty] | 1: 0; 2: 0; 3: 0; 4: 0; 5: 0; 6: 0; 7: 0; 8: 0; 9: 0; 10: 5934.8956; 11: 5586.6718; 12: 5241.9855; 13: 4987.8593; 14: 4767.6931; 15: 4572.9969; 16: 4429.2408; 17: 4310.9546; 18: 4192.6685; 19: 4074.3823; 20: 3956.0962; 21: 3837.81; 22: 3719.5239; 23: 3601.2377; 24: 3482.9516; 25: 3364.6654; 26: 3246.3793; 27: 3128.0931; 28: 3094.0807
ResidentialSolarLease_Capital_2030 | ResidentialSolarLease_Capital_2030 | [11 empty] | 1: 0; 2: 0; 3: 0; 4: 0; 5: 0; 6: 0; 7: 0; 8: 0; 9: 0; 10: 0; 11: 5865.2891; 12: 5521.1494; 13: 5180.5057; 14: 4929.36; 15: 4711.776; 16: 4519.3632; 17: 4377.2931; 18: 4260.3942; 19: 4143.4954; 20: 4026.5965; 21: 3909.6977; 22: 3792.7989; 23: 3675.9; 24: 3559.0012; 25: 3442.1023; 26: 3325.2035; 27: 3208.3046; 28: 3167.8354
ResidentialSolarLease_Capital_2031 | ResidentialSolarLease_Capital_2031 | [11 empty] | 1: 0; 2: 0; 3: 0; 4: 0; 5: 0; 6: 0; 7: 0; 8: 0; 9: 0; 10: 0; 11: 0; 12: 5795.6826; 13: 5455.627; 14: 5119.0259; 15: 4870.8607; 16: 4655.8588; 17: 4465.7296; 18: 4325.3454; 19: 4209.8339; 20: 4094.3223; 21: 3978.8108; 22: 3863.2992; 23: 3747.7877; 24: 3632.2762; 25: 3516.7646; 26: 3401.2531; 27: 3285.7415; 28: 3239.3397
ResidentialSolarLease_Capital_2032 | ResidentialSolarLease_Capital_2032 | [11 empty] | 1: 0; 2: 0; 3: 0; 4: 0; 5: 0; 6: 0; 7: 0; 8: 0; 9: 0; 10: 0; 11: 0; 12: 0; 13: 5726.0761; 14: 5390.1046; 15: 5057.5461; 16: 4812.3613; 17: 4599.9417; 18: 4412.0959; 19: 4273.3978; 20: 4159.2735; 21: 4045.1493; 22: 3931.025; 23: 3816.9008; 24: 3702.7765; 25: 3588.6523; 26: 3474.528; 27: 3360.4038; 28: 3308.6375
ResidentialSolarLease_Capital_2033 | ResidentialSolarLease_Capital_2033 | [11 empty] | 1: 0; 2: 0; 3: 0; 4: 0; 5: 0; 6: 0; 7: 0; 8: 0; 9: 0; 10: 0; 11: 0; 12: 0; 13: 0; 14: 5656.4696; 15: 5324.5822; 16: 4996.0663; 17: 4753.862; 18: 4544.0245; 19: 4358.4622; 20: 4221.4501; 21: 4108.7132; 22: 3995.9762; 23: 3883.2393; 24: 3770.5023; 25: 3657.7654; 26: 3545.0284; 27: 3432.2915; 28: 3375.7719
ResidentialSolarLease_Capital_2034 | ResidentialSolarLease_Capital_2034 | [11 empty] | 1: 0; 2: 0; 3: 0; 4: 0; 5: 0; 6: 0; 7: 0; 8: 0; 9: 0; 10: 0; 11: 0; 12: 0; 13: 0; 14: 0; 15: 5587.7093; 16: 5259.8563; 17: 4935.3339; 18: 4696.0738; 19: 4488.7871; 20: 4305.4805; 21: 4170.1339; 22: 4058.7674; 23: 3947.4009; 24: 3836.0344; 25: 3724.6679; 26: 3613.3014; 27: 3501.9349; 28: 3440.7852
ResidentialSolarLease_Capital_2035 | ResidentialSolarLease_Capital_2035 | [11 empty] | 1: 0; 2: 0; 3: 0; 4: 0; 5: 0; 6: 0; 7: 0; 8: 0; 9: 0; 10: 0; 11: 0; 12: 0; 13: 0; 14: 0; 15: 0; 16: 5519.7848; 17: 5195.9172; 18: 4875.3397; 19: 4638.9881; 20: 4434.2212; 21: 4253.1428; 22: 4119.4416; 23: 4009.4288; 24: 3899.4161; 25: 3789.4034; 26: 3679.3906; 27: 3569.3779; 28: 3503.719
ResidentialSolarLease_Capital_2036 | ResidentialSolarLease_Capital_2036 | [11 empty] | 1: 0; 2: 0; 3: 0; 4: 0; 5: 0; 6: 0; 7: 0; 8: 0; 9: 0; 10: 0; 11: 0; 12: 0; 13: 0; 14: 0; 15: 0; 16: 0; 17: 5452.686; 18: 5132.7553; 19: 4816.0748; 20: 4582.5963; 21: 4380.3186; 22: 4201.4414; 23: 4069.3654; 24: 3960.69; 25: 3852.0146; 26: 3743.3392; 27: 3634.6638; 28: 3564.6143
ResidentialSolarLease_Capital_2037 | ResidentialSolarLease_Capital_2037 | [11 empty] | 1: 0; 2: 0; 3: 0; 4: 0; 5: 0; 6: 0; 7: 0; 8: 0; 9: 0; 10: 0; 11: 0; 12: 0; 13: 0; 14: 0; 15: 0; 16: 0; 17: 0; 18: 5386.4028; 19: 5070.3613; 20: 4757.5303; 21: 4526.89; 22: 4327.0712; 23: 4150.3685; 24: 4019.898; 25: 3912.5436; 26: 3805.1893; 27: 3697.8349; 28: 3623.5114
ResidentialSolarLease_Capital_2038 | ResidentialSolarLease_Capital_2038 | [11 empty] | 1: 0; 2: 0; 3: 0; 4: 0; 5: 0; 6: 0; 7: 0; 8: 0; 9: 0; 10: 0; 11: 0; 12: 0; 13: 0; 14: 0; 15: 0; 16: 0; 17: 0; 18: 0; 19: 5320.9254; 20: 5008.7257; 21: 4699.6975; 22: 4471.8609; 23: 4274.4711; 24: 4099.9163; 25: 3971.0319; 26: 3864.9825; 27: 3758.9332; 28: 3680.4499
ResidentialSolarLease_Capital_2039 | ResidentialSolarLease_Capital_2039 | [11 empty] | 1: 0; 2: 0; 3: 0; 4: 0; 5: 0; 6: 0; 7: 0; 8: 0; 9: 0; 10: 0; 11: 0; 12: 0; 13: 0; 14: 0; 15: 0; 16: 0; 17: 0; 18: 0; 19: 0; 20: 5256.244; 21: 4947.8394; 22: 4642.5677; 23: 4417.5007; 24: 4222.5103; 25: 4050.0775; 26: 3922.7598; 27: 3817.9996; 28: 3735.4686
ResidentialSolarLease_Capital_2040 | ResidentialSolarLease_Capital_2040 | [11 empty] | 1: 0; 2: 0; 3: 0; 4: 0; 5: 0; 6: 0; 7: 0; 8: 0; 9: 0; 10: 0; 11: 0; 12: 0; 13: 0; 14: 0; 15: 0; 16: 0; 17: 0; 18: 0; 19: 0; 20: 0; 21: 5192.3488; 22: 4887.6932; 23: 4586.1324; 24: 4363.8013; 25: 4171.1813; 26: 4000.8446; 27: 3875.0745; 28: 3809.8252
ResidentialSolarLease_Capital_2041 | ResidentialSolarLease_Capital_2041 | [11 empty] | 1: 0; 2: 0; 3: 0; 4: 0; 5: 0; 6: 0; 7: 0; 8: 0; 9: 0; 10: 0; 11: 0; 12: 0; 13: 0; 14: 0; 15: 0; 16: 0; 17: 0; 18: 0; 19: 0; 20: 0; 21: 0; 22: 5129.2303; 23: 4828.2781; 24: 4530.3832; 25: 4310.7547; 26: 4120.4762; 27: 3952.2101; 28: 3923.745
ResidentialSolarLease_Capital_2042 | ResidentialSolarLease_Capital_2042 | [11 empty] | 1: 0; 2: 0; 3: 0; 4: 0; 5: 0; 6: 0; 7: 0; 8: 0; 9: 0; 10: 0; 11: 0; 12: 0; 13: 0; 14: 0; 15: 0; 16: 0; 17: 0; 18: 0; 19: 0; 20: 0; 21: 0; 22: 0; 23: 5066.8791; 24: 4769.5853; 25: 4475.3116; 26: 4258.3529; 27: 4070.3874; 28: 4055.0389
ResidentialSolarLease_Capital_2043 | ResidentialSolarLease_Capital_2043 | [11 empty] | 1: 0; 2: 0; 3: 0; 4: 0; 5: 0; 6: 0; 7: 0; 8: 0; 9: 0; 10: 0; 11: 0; 12: 0; 13: 0; 14: 0; 15: 0; 16: 0; 17: 0; 18: 0; 19: 0; 20: 0; 21: 0; 22: 0; 23: 0; 24: 5005.2858; 25: 4711.6059; 26: 4420.9094; 27: 4206.5882; 28: 4209.8342
ResidentialSolarLease_Capital_2044 | ResidentialSolarLease_Capital_2044 | [11 empty] | 1: 0; 2: 0; 3: 0; 4: 0; 5: 0; 6: 0; 7: 0; 8: 0; 9: 0; 10: 0; 11: 0; 12: 0; 13: 0; 14: 0; 15: 0; 16: 0; 17: 0; 18: 0; 19: 0; 20: 0; 21: 0; 22: 0; 23: 0; 24: 0; 25: 4944.4413; 26: 4654.3314; 27: 4367.1686; 28: 4432.1114
ResidentialSolarLease_Capital_2045 | ResidentialSolarLease_Capital_2045 | [11 empty] | 1: 0; 2: 0; 3: 0; 4: 0; 5: 0; 6: 0; 7: 0; 8: 0; 9: 0; 10: 0; 11: 0; 12: 0; 13: 0; 14: 0; 15: 0; 16: 0; 17: 0; 18: 0; 19: 0; 20: 0; 21: 0; 22: 0; 23: 0; 24: 0; 25: 0; 26: 4884.3364; 27: 4597.7531; 28: 4651.1349
ResidentialSolarLease_Capital_2046 | ResidentialSolarLease_Capital_2046 | [11 empty] | 1: 0; 2: 0; 3: 0; 4: 0; 5: 0; 6: 0; 7: 0; 8: 0; 9: 0; 10: 0; 11: 0; 12: 0; 13: 0; 14: 0; 15: 0; 16: 0; 17: 0; 18: 0; 19: 0; 20: 0; 21: 0; 22: 0; 23: 0; 24: 0; 25: 0; 26: 0; 27: 4824.9622; 28: 3068.5897
ResidentialSolarLease_Capital_2047 | ResidentialSolarLease_Capital_2047 | [11 empty] | 1: 0; 2: 0; 3: 0; 4: 0; 5: 0; 6: 0; 7: 0; 8: 0; 9: 0; 10: 0; 11: 0; 12: 0; 13: 0; 14: 0; 15: 0; 16: 0; 17: 0; 18: 0; 19: 0; 20: 0; 21: 0; 22: 0; 23: 0; 24: 0; 25: 0; 26: 0; 27: 0; 28: 3131.0223
ResidentialSolarLease_FOM | ResidentialSolarLease_FOM_Annual | [11 empty] | 1: 3301.6741; 2: 3301.6741; 3: 3301.6741; 4: 3301.6741; 5: 3301.6741; 6: 3301.6741; 7: 3301.6741; 8: 3301.6741; 9: 3301.6741; 10: 3301.6741; 11: 3301.6741; 12: 3384.2159; 13: 3468.8213; 14: 3555.5418; 15: 3644.4304; 16: 3735.5411; 17: 3828.9297; 18: 3924.6529; 19: 4022.7692; 20: 4123.3385; 21: 4226.4219; 22: 4332.0825; 23: 4440.3845; 24: 4551.3941; 25: 4665.179; 26: 4781.8085; 27: 4901.3537; 28: 5023.8875
| ResidentialSolarLease_FOM | [11 empty] | 1: yr_ResidentialSolarLease_FOM_Annual; 2: yr_ResidentialSolarLease_FOM_Annual; 3: yr_ResidentialSolarLease_FOM_Annual; 4: yr_ResidentialSolarLease_FOM_Annual; 5: yr_ResidentialSolarLease_FOM_Annual; 6: yr_ResidentialSolarLease_FOM_Annual; 7: yr_ResidentialSolarLease_FOM_Annual; 8: yr_ResidentialSolarLease_FOM_Annual; 9: yr_ResidentialSolarLease_FOM_Annual; 10: yr_ResidentialSolarLease_FOM_Annual; 11: yr_ResidentialSolarLease_FOM_Annual; 12: yr_ResidentialSolarLease_FOM_Annual; 13: yr_ResidentialSolarLease_FOM_Annual; 14: yr_ResidentialSolarLease_FOM_Annual; 15: yr_ResidentialSolarLease_FOM_Annual; 16: yr_ResidentialSolarLease_FOM_Annual; 17: yr_ResidentialSolarLease_FOM_Annual; 18: yr_ResidentialSolarLease_FOM_Annual; 19: yr_ResidentialSolarLease_FOM_Annual; 20: yr_ResidentialSolarLease_FOM_Annual; 21: yr_ResidentialSolarLease_FOM_Annual; 22: yr_ResidentialSolarLease_FOM_Annual; 23: yr_ResidentialSolarLease_FOM_Annual; 24: yr_ResidentialSolarLease_FOM_Annual; 25: yr_ResidentialSolarLease_FOM_Annual; 26: yr_ResidentialSolarLease_FOM_Annual; 27: yr_ResidentialSolarLease_FOM_Annual; 28: yr_ResidentialSolarLease_FOM_Annual
ResidentialSolarLease_VOM | ResidentialSolarLease_VOM | [11 empty] | 1: 0; 2: 0; 3: 0; 4: 0; 5: 0; 6: 0; 7: 0; 8: 0; 9: 0; 10: 0; 11: 0; 12: 0; 13: 0; 14: 0; 15: 0; 16: 0; 17: 0; 18: 0; 19: 0; 20: 0; 21: 0; 22: 0; 23: 0; 24: 0; 25: 0; 26: 0; 27: 0; 28: 0
ResidentialSolarLease_AnnualMax | ResidentialSolarLease_AnnualMax | [11 empty] | 1: 0.9; 2: 1.4; 3: 2; 4: 3; 5: 4.3; 6: 5.5; 7: 7.6; 8: 10.1; 9: 12.9; 10: 16.3; 11: 20.6; 12: 20.6; 13: 20.6; 14: 20.6; 15: 20.6; 16: 20.6; 17: 20.6; 18: 20.6; 19: 20.6; 20: 20.6; 21: 20.6; 22: 20.6; 23: 20.6; 24: 20.6; 25: 20.6; 26: 20.6; 27: 20.6; 28: 20.6
ReliableCapacity_ResidentialSolarLease | ReliableCapacity_ResidentialSolarLease | [11 empty] | 1: 0.005184; 2: 0.005184; 3: 0.005184; 4: 0.005184; 5: 0.005184; 6: 0.005184; 7: 0.005184; 8: 0.005184; 9: 0.005184; 10: 0.005184; 11: 0.005184; 12: 0.007776; 13: 0.007776; 14: 0.007776; 15: 0.007776; 16: 0.007776; 17: 0.007776; 18: 0.007776; 19: 0.007776; 20: 0.007776; 21: 0.007776; 22: 0.007776; 23: 0.007776; 24: 0.007776; 25: 0.007776; 26: 0.007776; 27: 0.007776; 28: 0.007776
ResidentialSolarLease_RC | ResidentialSolarLease_RC | [11 empty] | 3: yr_ReliableCapacity_ResidentialSolarLease; 4: yr_ReliableCapacity_ResidentialSolarLease; 5: yr_ReliableCapacity_ResidentialSolarLease; 6: yr_ReliableCapacity_ResidentialSolarLease; 7: yr_ReliableCapacity_ResidentialSolarLease; 8: yr_ReliableCapacity_ResidentialSolarLease; 9: yr_ReliableCapacity_ResidentialSolarLease; 10: yr_ReliableCapacity_ResidentialSolarLease; 11: yr_ReliableCapacity_ResidentialSolarLease; 12: yr_ReliableCapacity_ResidentialSolarLease; 13: yr_ReliableCapacity_ResidentialSolarLease; 14: yr_ReliableCapacity_ResidentialSolarLease; 15: yr_ReliableCapacity_ResidentialSolarLease; 16: yr_ReliableCapacity_ResidentialSolarLease; 17: yr_ReliableCapacity_ResidentialSolarLease; 18: yr_ReliableCapacity_ResidentialSolarLease; 19: yr_ReliableCapacity_ResidentialSolarLease; 20: yr_ReliableCapacity_ResidentialSolarLease; 21: yr_ReliableCapacity_ResidentialSolarLease; 22: yr_ReliableCapacity_ResidentialSolarLease; 23: yr_ReliableCapacity_ResidentialSolarLease; 24: yr_ReliableCapacity_ResidentialSolarLease; 25: yr_ReliableCapacity_ResidentialSolarLease; 26: yr_ReliableCapacity_ResidentialSolarLease; 27: yr_ReliableCapacity_ResidentialSolarLease; 28: yr_ReliableCapacity_ResidentialSolarLease
ResidentialSolarLeaseLI_Capital | ResidentialSolarLeaseLI_Capital | [11 empty] | 1: yr_ResidentialSolarLeaseLI_Capital_2020; 2: yr_ResidentialSolarLeaseLI_Capital_2021; 3: yr_ResidentialSolarLeaseLI_Capital_2022; 4: yr_ResidentialSolarLeaseLI_Capital_2023; 5: yr_ResidentialSolarLeaseLI_Capital_2024; 6: yr_ResidentialSolarLeaseLI_Capital_2025; 7: yr_ResidentialSolarLeaseLI_Capital_2026; 8: yr_ResidentialSolarLeaseLI_Capital_2027; 9: yr_ResidentialSolarLeaseLI_Capital_2028; 10: yr_ResidentialSolarLeaseLI_Capital_2029; 11: yr_ResidentialSolarLeaseLI_Capital_2030; 12: yr_ResidentialSolarLeaseLI_Capital_2031; 13: yr_ResidentialSolarLeaseLI_Capital_2032; 14: yr_ResidentialSolarLeaseLI_Capital_2033; 15: yr_ResidentialSolarLeaseLI_Capital_2034; 16: yr_ResidentialSolarLeaseLI_Capital_2035; 17: yr_ResidentialSolarLeaseLI_Capital_2036; 18: yr_ResidentialSolarLeaseLI_Capital_2037; 19: yr_ResidentialSolarLeaseLI_Capital_2038; 20: yr_ResidentialSolarLeaseLI_Capital_2039; 21: yr_ResidentialSolarLeaseLI_Capital_2040; 22: yr_ResidentialSolarLeaseLI_Capital_2041; 23: yr_ResidentialSolarLeaseLI_Capital_2042; 24: yr_ResidentialSolarLeaseLI_Capital_2043; 25: yr_ResidentialSolarLeaseLI_Capital_2044; 26: yr_ResidentialSolarLeaseLI_Capital_2045; 27: yr_ResidentialSolarLeaseLI_Capital_2046; 28: yr_ResidentialSolarLeaseLI_Capital_2047
ResidentialSolarLeaseLI_Capital_2020 | ResidentialSolarLeaseLI_Capital_2020 | [11 empty] | 1: 7575.6971; 2: 7158.6807; 3: 6745.6992; 4: 6436.0115; 5: 6165.0589; 6: 5923.1578; 7: 5739.3594; 8: 5584.6123; 9: 5429.8653; 10: 5275.1183; 11: 5120.3712; 12: 4965.6242; 13: 4810.8772; 14: 4656.1301; 15: 4501.3831; 16: 4346.6361; 17: 4191.889; 18: 4037.142; 19: 3882.395; 20: 3727.6479; 21: 3572.9009; 22: 3418.1538; 23: 3263.4068; 24: 3108.6598; 25: 2953.9127; 26: 2799.1657; 27: 2644.4187; 28: 2799.1657
ResidentialSolarLeaseLI_Capital_2021 | ResidentialSolarLeaseLI_Capital_2021 | [11 empty] | 1: 0; 2: 7575.6971; 3: 7158.6807; 4: 6745.6992; 5: 6436.0115; 6: 6165.0589; 7: 5923.1578; 8: 5739.3594; 9: 5584.6123; 10: 5429.8653; 11: 5275.1183; 12: 5120.3712; 13: 4965.6242; 14: 4810.8772; 15: 4656.1301; 16: 4501.3831; 17: 4346.6361; 18: 4191.889; 19: 4037.142; 20: 3882.395; 21: 3727.6479; 22: 3572.9009; 23: 3418.1538; 24: 3263.4068; 25: 3108.6598; 26: 2953.9127; 27: 2799.1657; 28: 2953.9127
ResidentialSolarLeaseLI_Capital_2022 | ResidentialSolarLeaseLI_Capital_2022 | [11 empty] | 1: 0; 2: 0; 3: 7575.6971; 4: 7158.6807; 5: 6745.6992; 6: 6436.0115; 7: 6165.0589; 8: 5923.1578; 9: 5739.3594; 10: 5584.6123; 11: 5429.8653; 12: 5275.1183; 13: 5120.3712; 14: 4965.6242; 15: 4810.8772; 16: 4656.1301; 17: 4501.3831; 18: 4346.6361; 19: 4191.889; 20: 4037.142; 21: 3882.395; 22: 3727.6479; 23: 3572.9009; 24: 3418.1538; 25: 3263.4068; 26: 3108.6598; 27: 2953.9127; 28: 3108.6598
ResidentialSolarLeaseLI_Capital_2023 | ResidentialSolarLeaseLI_Capital_2023 | [11 empty] | 1: 0; 2: 0; 3: 0; 4: 7575.6971; 5: 7158.6807; 6: 6745.6992; 7: 6436.0115; 8: 6165.0589; 9: 5923.1578; 10: 5739.3594; 11: 5584.6123; 12: 5429.8653; 13: 5275.1183; 14: 5120.3712; 15: 4965.6242; 16: 4810.8772; 17: 4656.1301; 18: 4501.3831; 19: 4346.6361; 20: 4191.889; 21: 4037.142; 22: 3882.395; 23: 3727.6479; 24: 3572.9009; 25: 3418.1538; 26: 3263.4068; 27: 3108.6598; 28: 3263.4068
ResidentialSolarLeaseLI_Capital_2024 | ResidentialSolarLeaseLI_Capital_2024 | [11 empty] | 1: 0; 2: 0; 3: 0; 4: 0; 5: 7573.7192; 6: 7151.3229; 7: 6733.0565; 8: 6420.5143; 9: 6147.6186; 10: 5904.4579; 11: 5720.7671; 12: 5566.8112; 13: 5412.8554; 14: 5258.8995; 15: 5104.9436; 16: 4950.9877; 17: 4797.0319; 18: 4643.076; 19: 4489.1201; 20: 4335.1642; 21: 4181.2084; 22: 4027.2525; 23: 3873.2966; 24: 3719.3407; 25: 3565.3849; 26: 3411.429; 27: 3257.4731; 28: 3369.2693
ResidentialSolarLeaseLI_Capital_2025 | ResidentialSolarLeaseLI_Capital_2025 | [11 empty] | 1: 0; 2: 0; 3: 0; 4: 0; 5: 0; 6: 7571.7413; 7: 7143.9651; 8: 6720.4137; 9: 6405.017; 10: 6130.1783; 11: 5885.7581; 12: 5702.1749; 13: 5549.0102; 14: 5395.8454; 15: 5242.6807; 16: 5089.516; 17: 4936.3513; 18: 4783.1866; 19: 4630.0219; 20: 4476.8571; 21: 4323.6924; 22: 4170.5277; 23: 4017.363; 24: 3864.1983; 25: 3711.0336; 26: 3557.8689; 27: 3404.7041; 28: 3469.93
ResidentialSolarLeaseLI_Capital_2026 | ResidentialSolarLeaseLI_Capital_2026 | [11 empty] | 1: 0; 2: 0; 3: 0; 4: 0; 5: 0; 6: 0; 7: 7565.8076; 8: 7121.8918; 9: 6682.4856; 10: 6358.5253; 11: 6077.8573; 12: 5829.6585; 13: 5646.3981; 14: 5495.6069; 15: 5344.8156; 16: 5194.0244; 17: 5043.2332; 18: 4892.4419; 19: 4741.6507; 20: 4590.8595; 21: 4440.0682; 22: 4289.277; 23: 4138.4858; 24: 3987.6945; 25: 3836.9033; 26: 3686.112; 27: 3535.3208; 28: 3549.4491
ResidentialSolarLeaseLI_Capital_2027 | ResidentialSolarLeaseLI_Capital_2027 | [11 empty] | 1: 0; 2: 0; 3: 0; 4: 0; 5: 0; 6: 0; 7: 0; 8: 7565.8076; 9: 7121.8918; 10: 6682.4856; 11: 6358.5253; 12: 6077.8573; 13: 5829.6585; 14: 5646.3981; 15: 5495.6069; 16: 5344.8156; 17: 5194.0244; 18: 5043.2332; 19: 4892.4419; 20: 4741.6507; 21: 4590.8595; 22: 4440.0682; 23: 4289.277; 24: 4138.4858; 25: 3987.6945; 26: 3836.9033; 27: 3686.112; 28: 3647.2319
ResidentialSolarLeaseLI_Capital_2028 | ResidentialSolarLeaseLI_Capital_2028 | [11 empty] | 1: 0; 2: 0; 3: 0; 4: 0; 5: 0; 6: 0; 7: 0; 8: 0; 9: 7472.3066; 10: 7033.8769; 11: 6599.901; 12: 6279.9444; 13: 6002.745; 14: 5757.6135; 15: 5576.6179; 16: 5427.6902; 17: 5278.7625; 18: 5129.8348; 19: 4980.9071; 20: 4831.9794; 21: 4683.0517; 22: 4534.124; 23: 4385.1963; 24: 4236.2686; 25: 4087.3408; 26: 3938.4131; 27: 3789.4854; 28: 3741.2877
ResidentialSolarLeaseLI_Capital_2029 | ResidentialSolarLeaseLI_Capital_2029 | [11 empty] | 1: 0; 2: 0; 3: 0; 4: 0; 5: 0; 6: 0; 7: 0; 8: 0; 9: 0; 10: 7378.8057; 11: 6945.862; 12: 6517.3164; 13: 6201.3634; 14: 5927.6326; 15: 5685.5685; 16: 5506.8377; 17: 5359.7735; 18: 5212.7093; 19: 5065.6451; 20: 4918.581; 21: 4771.5168; 22: 4624.4526; 23: 4477.3885; 24: 4330.3243; 25: 4183.2601; 26: 4036.1959; 27: 3889.1318; 28: 3831.6163
ResidentialSolarLeaseLI_Capital_2030 | ResidentialSolarLeaseLI_Capital_2030 | [11 empty] | 1: 0; 2: 0; 3: 0; 4: 0; 5: 0; 6: 0; 7: 0; 8: 0; 9: 0; 10: 0; 11: 7285.3047; 12: 6857.847; 13: 6434.7318; 14: 6122.7825; 15: 5852.5203; 16: 5613.5235; 17: 5437.0574; 18: 5291.8568; 19: 5146.6562; 20: 5001.4555; 21: 4856.2549; 22: 4711.0542; 23: 4565.8536; 24: 4420.653; 25: 4275.4523; 26: 4130.2517; 27: 3985.051; 28: 3918.9162
ResidentialSolarLeaseLI_Capital_2031 | ResidentialSolarLeaseLI_Capital_2031 | [11 empty] | 1: 0; 2: 0; 3: 0; 4: 0; 5: 0; 6: 0; 7: 0; 8: 0; 9: 0; 10: 0; 11: 0; 12: 7191.8037; 13: 6769.8321; 14: 6352.1473; 15: 6044.2015; 16: 5777.4079; 17: 5541.4784; 18: 5367.2772; 19: 5223.9401; 20: 5080.603; 21: 4937.2659; 22: 4793.9288; 23: 4650.5917; 24: 4507.2546; 25: 4363.9175; 26: 4220.5804; 27: 4077.2432; 28: 4003.2513
ResidentialSolarLeaseLI_Capital_2032 | ResidentialSolarLeaseLI_Capital_2032 | [11 empty] | 1: 0; 2: 0; 3: 0; 4: 0; 5: 0; 6: 0; 7: 0; 8: 0; 9: 0; 10: 0; 11: 0; 12: 0; 13: 7098.3027; 14: 6681.8172; 15: 6269.5627; 16: 5965.6205; 17: 5702.2955; 18: 5469.4334; 19: 5297.497; 20: 5156.0234; 21: 5014.5498; 22: 4873.0763; 23: 4731.6027; 24: 4590.1291; 25: 4448.6555; 26: 4307.182; 27: 4165.7084; 28: 4084.6847
ResidentialSolarLeaseLI_Capital_2033 | ResidentialSolarLeaseLI_Capital_2033 | [11 empty] | 1: 0; 2: 0; 3: 0; 4: 0; 5: 0; 6: 0; 7: 0; 8: 0; 9: 0; 10: 0; 11: 0; 12: 0; 13: 0; 14: 7004.8017; 15: 6593.8023; 16: 6186.9781; 17: 5887.0396; 18: 5627.1832; 19: 5397.3884; 20: 5227.7167; 21: 5088.1067; 22: 4948.4967; 23: 4808.8866; 24: 4669.2766; 25: 4529.6665; 26: 4390.0565; 27: 4250.4465; 28: 4163.2782
ResidentialSolarLeaseLI_Capital_2034 | ResidentialSolarLeaseLI_Capital_2034 | [11 empty] | 1: 0; 2: 0; 3: 0; 4: 0; 5: 0; 6: 0; 7: 0; 8: 0; 9: 0; 10: 0; 11: 0; 12: 0; 13: 0; 14: 0; 15: 6912.5323; 16: 6506.9467; 17: 6105.4814; 18: 5809.4937; 19: 5553.0602; 20: 5326.2923; 21: 5158.8557; 22: 5021.0846; 23: 4883.3136; 24: 4745.5425; 25: 4607.7715; 26: 4470.0004; 27: 4332.2293; 28: 4239.0924
ResidentialSolarLeaseLI_Capital_2035 | ResidentialSolarLeaseLI_Capital_2035 | [11 empty] | 1: 0; 2: 0; 3: 0; 4: 0; 5: 0; 6: 0; 7: 0; 8: 0; 9: 0; 10: 0; 11: 0; 12: 0; 13: 0; 14: 0; 15: 0; 16: 6821.4784; 17: 6421.2353; 18: 6025.0581; 19: 5732.9693; 20: 5479.9136; 21: 5256.1328; 22: 5090.9017; 23: 4954.9454; 24: 4818.9891; 25: 4683.0328; 26: 4547.0765; 27: 4411.1202; 28: 4312.187
ResidentialSolarLeaseLI_Capital_2036 | ResidentialSolarLeaseLI_Capital_2036 | [11 empty] | 1: 0; 2: 0; 3: 0; 4: 0; 5: 0; 6: 0; 7: 0; 8: 0; 9: 0; 10: 0; 11: 0; 12: 0; 13: 0; 14: 0; 15: 0; 16: 0; 17: 6731.6238; 18: 6336.6528; 19: 5945.6942; 20: 5657.4529; 21: 5407.7306; 22: 5186.8974; 23: 5023.8428; 24: 4889.6773; 25: 4755.5119; 26: 4621.3465; 27: 4487.181; 28: 4382.6204
ResidentialSolarLeaseLI_Capital_2037 | ResidentialSolarLeaseLI_Capital_2037 | [11 empty] | 1: 0; 2: 0; 3: 0; 4: 0; 5: 0; 6: 0; 7: 0; 8: 0; 9: 0; 10: 0; 11: 0; 12: 0; 13: 0; 14: 0; 15: 0; 16: 0; 17: 0; 18: 6642.9528; 19: 6253.1845; 20: 5867.3758; 21: 5582.9312; 22: 5336.4983; 23: 5118.5741; 24: 4957.6672; 25: 4825.269; 26: 4692.8709; 27: 4560.4727; 28: 4450.45
ResidentialSolarLeaseLI_Capital_2038 | ResidentialSolarLeaseLI_Capital_2038 | [11 empty] | 1: 0; 2: 0; 3: 0; 4: 0; 5: 0; 6: 0; 7: 0; 8: 0; 9: 0; 10: 0; 11: 0; 12: 0; 13: 0; 14: 0; 15: 0; 16: 0; 17: 0; 18: 0; 19: 6555.4498; 20: 6170.8157; 21: 5790.0889; 22: 5509.3912; 23: 5266.2043; 24: 5051.1507; 25: 4892.3633; 26: 4761.7091; 27: 4631.055; 28: 4515.7323
ResidentialSolarLeaseLI_Capital_2039 | ResidentialSolarLeaseLI_Capital_2039 | [11 empty] | 1: 0; 2: 0; 3: 0; 4: 0; 5: 0; 6: 0; 7: 0; 8: 0; 9: 0; 10: 0; 11: 0; 12: 0; 13: 0; 14: 0; 15: 0; 16: 0; 17: 0; 18: 0; 19: 0; 20: 6469.0995; 21: 6089.5318; 22: 5713.8201; 23: 5436.8198; 24: 5196.8363; 25: 4984.6154; 26: 4827.9196; 27: 4698.9865; 28: 4578.5225
ResidentialSolarLeaseLI_Capital_2040 | ResidentialSolarLeaseLI_Capital_2040 | [11 empty] | 1: 0; 2: 0; 3: 0; 4: 0; 5: 0; 6: 0; 7: 0; 8: 0; 9: 0; 10: 0; 11: 0; 12: 0; 13: 0; 14: 0; 15: 0; 16: 0; 17: 0; 18: 0; 19: 0; 20: 0; 21: 6383.8865; 22: 6009.3187; 23: 5638.556; 24: 5365.2044; 25: 5128.382; 26: 4918.9565; 27: 4764.3248; 28: 4664.8567
ResidentialSolarLeaseLI_Capital_2041 | ResidentialSolarLeaseLI_Capital_2041 | [11 empty] | 1: 0; 2: 0; 3: 0; 4: 0; 5: 0; 6: 0; 7: 0; 8: 0; 9: 0; 10: 0; 11: 0; 12: 0; 13: 0; 14: 0; 15: 0; 16: 0; 17: 0; 18: 0; 19: 0; 20: 0; 21: 0; 22: 6299.7961; 23: 5930.1621; 24: 5564.2832; 25: 5294.5323; 26: 5060.8294; 27: 4854.1625; 28: 4799.4008
ResidentialSolarLeaseLI_Capital_2042 | ResidentialSolarLeaseLI_Capital_2042 | [11 empty] | 1: 0; 2: 0; 3: 0; 4: 0; 5: 0; 6: 0; 7: 0; 8: 0; 9: 0; 10: 0; 11: 0; 12: 0; 13: 0; 14: 0; 15: 0; 16: 0; 17: 0; 18: 0; 19: 0; 20: 0; 21: 0; 22: 0; 23: 6216.8133; 24: 5852.0482; 25: 5490.9888; 26: 5224.7911; 27: 4994.1666; 28: 4954.8927
ResidentialSolarLeaseLI_Capital_2043 | ResidentialSolarLeaseLI_Capital_2043 | [11 empty] | 1: 0; 2: 0; 3: 0; 4: 0; 5: 0; 6: 0; 7: 0; 8: 0; 9: 0; 10: 0; 11: 0; 12: 0; 13: 0; 14: 0; 15: 0; 16: 0; 17: 0; 18: 0; 19: 0; 20: 0; 21: 0; 22: 0; 23: 0; 24: 6134.9235; 25: 5774.9633; 26: 5418.6598; 27: 5155.9686; 28: 5138.7467
ResidentialSolarLeaseLI_Capital_2044 | ResidentialSolarLeaseLI_Capital_2044 | [11 empty] | 1: 0; 2: 0; 3: 0; 4: 0; 5: 0; 6: 0; 7: 0; 8: 0; 9: 0; 10: 0; 11: 0; 12: 0; 13: 0; 14: 0; 15: 0; 16: 0; 17: 0; 18: 0; 19: 0; 20: 0; 21: 0; 22: 0; 23: 0; 24: 0; 25: 6054.1124; 26: 5698.8937; 27: 5347.2836; 28: 5404.5045
ResidentialSolarLeaseLI_Capital_2045 | ResidentialSolarLeaseLI_Capital_2045 | [11 empty] | 1: 0; 2: 0; 3: 0; 4: 0; 5: 0; 6: 0; 7: 0; 8: 0; 9: 0; 10: 0; 11: 0; 12: 0; 13: 0; 14: 0; 15: 0; 16: 0; 17: 0; 18: 0; 19: 0; 20: 0; 21: 0; 22: 0; 23: 0; 24: 0; 25: 0; 26: 5974.3658; 27: 5623.8262; 28: 3686.2936
ResidentialSolarLeaseLI_Capital_2046 | ResidentialSolarLeaseLI_Capital_2046 | [11 empty] | 1: 0; 2: 0; 3: 0; 4: 0; 5: 0; 6: 0; 7: 0; 8: 0; 9: 0; 10: 0; 11: 0; 12: 0; 13: 0; 14: 0; 15: 0; 16: 0; 17: 0; 18: 0; 19: 0; 20: 0; 21: 0; 22: 0; 23: 0; 24: 0; 25: 0; 26: 0; 27: 5895.6697; 28: 3749.5406
ResidentialSolarLeaseLI_Capital_2047 | ResidentialSolarLeaseLI_Capital_2047 | [11 empty] | 1: 0; 2: 0; 3: 0; 4: 0; 5: 0; 6: 0; 7: 0; 8: 0; 9: 0; 10: 0; 11: 0; 12: 0; 13: 0; 14: 0; 15: 0; 16: 0; 17: 0; 18: 0; 19: 0; 20: 0; 21: 0; 22: 0; 23: 0; 24: 0; 25: 0; 26: 0; 27: 0; 28: 3821.8917
ResidentialSolarLeaseLI_FOM | ResidentialSolarLeaseLI_FOM_Annual | [11 empty] | 1: 3951.056; 2: 3951.056; 3: 3951.056; 4: 3951.056; 5: 3951.056; 6: 3951.056; 7: 3951.056; 8: 3951.056; 9: 3951.056; 10: 3951.056; 11: 3951.056; 12: 4049.8324; 13: 4151.0782; 14: 4254.8551; 15: 4361.2265; 16: 4470.2572; 17: 4582.0136; 18: 4696.5639; 19: 4813.978; 20: 4934.3275; 21: 5057.6857; 22: 5184.1278; 23: 5313.731; 24: 5446.5743; 25: 5582.7386; 26: 5722.3071; 27: 5865.3648; 28: 6011.9989
| ResidentialSolarLeaseLI_FOM | [11 empty] | 1: yr_ResidentialSolarLeaseLI_FOM_Annual; 2: yr_ResidentialSolarLeaseLI_FOM_Annual; 3: yr_ResidentialSolarLeaseLI_FOM_Annual; 4: yr_ResidentialSolarLeaseLI_FOM_Annual; 5: yr_ResidentialSolarLeaseLI_FOM_Annual; 6: yr_ResidentialSolarLeaseLI_FOM_Annual; 7: yr_ResidentialSolarLeaseLI_FOM_Annual; 8: yr_ResidentialSolarLeaseLI_FOM_Annual; 9: yr_ResidentialSolarLeaseLI_FOM_Annual; 10: yr_ResidentialSolarLeaseLI_FOM_Annual; 11: yr_ResidentialSolarLeaseLI_FOM_Annual; 12: yr_ResidentialSolarLeaseLI_FOM_Annual; 13: yr_ResidentialSolarLeaseLI_FOM_Annual; 14: yr_ResidentialSolarLeaseLI_FOM_Annual; 15: yr_ResidentialSolarLeaseLI_FOM_Annual; 16: yr_ResidentialSolarLeaseLI_FOM_Annual; 17: yr_ResidentialSolarLeaseLI_FOM_Annual; 18: yr_ResidentialSolarLeaseLI_FOM_Annual; 19: yr_ResidentialSolarLeaseLI_FOM_Annual; 20: yr_ResidentialSolarLeaseLI_FOM_Annual; 21: yr_ResidentialSolarLeaseLI_FOM_Annual; 22: yr_ResidentialSolarLeaseLI_FOM_Annual; 23: yr_ResidentialSolarLeaseLI_FOM_Annual; 24: yr_ResidentialSolarLeaseLI_FOM_Annual; 25: yr_ResidentialSolarLeaseLI_FOM_Annual; 26: yr_ResidentialSolarLeaseLI_FOM_Annual; 27: yr_ResidentialSolarLeaseLI_FOM_Annual; 28: yr_ResidentialSolarLeaseLI_FOM_Annual
ResidentialSolarLeaseLI_VOM | ResidentialSolarLeaseLI_VOM | [11 empty] | 1: 0; 2: 0; 3: 0; 4: 0; 5: 0; 6: 0; 7: 0; 8: 0; 9: 0; 10: 0; 11: 0; 12: 0; 13: 0; 14: 0; 15: 0; 16: 0; 17: 0; 18: 0; 19: 0; 20: 0; 21: 0; 22: 0; 23: 0; 24: 0; 25: 0; 26: 0; 27: 0; 28: 0
ResidentialSolarLeaseLI_AnnualMax | ResidentialSolarLeaseLI_AnnualMax | [11 empty] | 1: 0.9; 2: 1.5; 3: 2; 4: 3.1; 5: 4.4; 6: 5.6; 7: 7.7; 8: 10.3; 9: 13.2; 10: 16.7; 11: 21.1; 12: 21.1; 13: 21.1; 14: 21.1; 15: 21.1; 16: 21.1; 17: 21.1; 18: 21.1; 19: 21.1; 20: 21.1; 21: 21.1; 22: 21.1; 23: 21.1; 24: 21.1; 25: 21.1; 26: 21.1; 27: 21.1; 28: 21.1
ReliableCapacity_ResidentialSolarLeaseLI | ReliableCapacity_ResidentialSolarLeaseLI | [11 empty] | 1: 0.00072; 2: 0.00072; 3: 0.00072; 4: 0.00072; 5: 0.00072; 6: 0.00072; 7: 0.00072; 8: 0.00072; 9: 0.00072; 10: 0.00072; 11: 0.00072; 12: 0.00108; 13: 0.00108; 14: 0.00108; 15: 0.00108; 16: 0.00108; 17: 0.00108; 18: 0.00108; 19: 0.00108; 20: 0.00108; 21: 0.00108; 22: 0.00108; 23: 0.00108; 24: 0.00108; 25: 0.00108; 26: 0.00108; 27: 0.00108; 28: 0.00108
ResidentialSolarLeaseLI_RC | ResidentialSolarLeaseLI_RC | [11 empty] | 3: yr_ReliableCapacity_ResidentialSolarLeaseLI; 4: yr_ReliableCapacity_ResidentialSolarLeaseLI; 5: yr_ReliableCapacity_ResidentialSolarLeaseLI; 6: yr_ReliableCapacity_ResidentialSolarLeaseLI; 7: yr_ReliableCapacity_ResidentialSolarLeaseLI; 8: yr_ReliableCapacity_ResidentialSolarLeaseLI; 9: yr_ReliableCapacity_ResidentialSolarLeaseLI; 10: yr_ReliableCapacity_ResidentialSolarLeaseLI; 11: yr_ReliableCapacity_ResidentialSolarLeaseLI; 12: yr_ReliableCapacity_ResidentialSolarLeaseLI; 13: yr_ReliableCapacity_ResidentialSolarLeaseLI; 14: yr_ReliableCapacity_ResidentialSolarLeaseLI; 15: yr_ReliableCapacity_ResidentialSolarLeaseLI; 16: yr_ReliableCapacity_ResidentialSolarLeaseLI; 17: yr_ReliableCapacity_ResidentialSolarLeaseLI; 18: yr_ReliableCapacity_ResidentialSolarLeaseLI; 19: yr_ReliableCapacity_ResidentialSolarLeaseLI; 20: yr_ReliableCapacity_ResidentialSolarLeaseLI; 21: yr_ReliableCapacity_ResidentialSolarLeaseLI; 22: yr_ReliableCapacity_ResidentialSolarLeaseLI; 23: yr_ReliableCapacity_ResidentialSolarLeaseLI; 24: yr_ReliableCapacity_ResidentialSolarLeaseLI; 25: yr_ReliableCapacity_ResidentialSolarLeaseLI; 26: yr_ReliableCapacity_ResidentialSolarLeaseLI; 27: yr_ReliableCapacity_ResidentialSolarLeaseLI; 28: yr_ReliableCapacity_ResidentialSolarLeaseLI
MFCommunitySolar_Capital | MFCommunitySolar_Capital | [11 empty] | 1: yr_MFCommunitySolar_Capital_2020; 2: yr_MFCommunitySolar_Capital_2021; 3: yr_MFCommunitySolar_Capital_2022; 4: yr_MFCommunitySolar_Capital_2023; 5: yr_MFCommunitySolar_Capital_2024; 6: yr_MFCommunitySolar_Capital_2025; 7: yr_MFCommunitySolar_Capital_2026; 8: yr_MFCommunitySolar_Capital_2027; 9: yr_MFCommunitySolar_Capital_2028; 10: yr_MFCommunitySolar_Capital_2029; 11: yr_MFCommunitySolar_Capital_2030; 12: yr_MFCommunitySolar_Capital_2031; 13: yr_MFCommunitySolar_Capital_2032; 14: yr_MFCommunitySolar_Capital_2033; 15: yr_MFCommunitySolar_Capital_2034; 16: yr_MFCommunitySolar_Capital_2035; 17: yr_MFCommunitySolar_Capital_2036; 18: yr_MFCommunitySolar_Capital_2037; 19: yr_MFCommunitySolar_Capital_2038; 20: yr_MFCommunitySolar_Capital_2039; 21: yr_MFCommunitySolar_Capital_2040; 22: yr_MFCommunitySolar_Capital_2041; 23: yr_MFCommunitySolar_Capital_2042; 24: yr_MFCommunitySolar_Capital_2043; 25: yr_MFCommunitySolar_Capital_2044; 26: yr_MFCommunitySolar_Capital_2045; 27: yr_MFCommunitySolar_Capital_2046; 28: yr_MFCommunitySolar_Capital_2047
MFCommunitySolar_Capital_2020 | MFCommunitySolar_Capital_2020 | [11 empty] | 1: 2033.4005; 2: 1908.769; 3: 1785.4108; 4: 1694.6516; 5: 1616.1171; 6: 1546.7511; 7: 1495.722; 8: 1453.8613; 9: 1412.0007; 10: 1370.1401; 11: 1328.2794; 12: 1286.4188; 13: 1244.5582; 14: 1202.6975; 15: 1160.8369; 16: 1118.9763; 17: 1077.1156; 18: 1035.255; 19: 993.3944; 20: 951.5337; 21: 923.0491; 22: 907.9406; 23: 892.832; 24: 877.7235; 25: 862.6149; 26: 847.5064; 27: 832.3978; 28: 802.6046
MFCommunitySolar_Capital_2021 | MFCommunitySolar_Capital_2021 | [11 empty] | 1: 0; 2: 2033.4005; 3: 1908.769; 4: 1785.4108; 5: 1694.6516; 6: 1616.1171; 7: 1546.7511; 8: 1495.722; 9: 1453.8613; 10: 1412.0007; 11: 1370.1401; 12: 1328.2794; 13: 1286.4188; 14: 1244.5582; 15: 1202.6975; 16: 1160.8369; 17: 1118.9763; 18: 1077.1156; 19: 1035.255; 20: 993.3944; 21: 951.5337; 22: 923.0491; 23: 907.9406; 24: 892.832; 25: 877.7235; 26: 862.6149; 27: 847.5064; 28: 810.5297
MFCommunitySolar_Capital_2022 | MFCommunitySolar_Capital_2022 | [11 empty] | 1: 0; 2: 0; 3: 2033.4005; 4: 1908.769; 5: 1785.4108; 6: 1694.6516; 7: 1616.1171; 8: 1546.7511; 9: 1495.722; 10: 1453.8613; 11: 1412.0007; 12: 1370.1401; 13: 1328.2794; 14: 1286.4188; 15: 1244.5582; 16: 1202.6975; 17: 1160.8369; 18: 1118.9763; 19: 1077.1156; 20: 1035.255; 21: 993.3944; 22: 951.5337; 23: 923.0491; 24: 907.9406; 25: 892.832; 26: 877.7235; 27: 862.6149; 28: 818.5605
MFCommunitySolar_Capital_2023 | MFCommunitySolar_Capital_2023 | [11 empty] | 1: 0; 2: 0; 3: 0; 4: 2033.4005; 5: 1908.769; 6: 1785.4108; 7: 1694.6516; 8: 1616.1171; 9: 1546.7511; 10: 1495.722; 11: 1453.8613; 12: 1412.0007; 13: 1370.1401; 14: 1328.2794; 15: 1286.4188; 16: 1244.5582; 17: 1202.6975; 18: 1160.8369; 19: 1118.9763; 20: 1077.1156; 21: 1035.255; 22: 993.3944; 23: 951.5337; 24: 923.0491; 25: 907.9406; 26: 892.832; 27: 877.7235; 28: 826.6968
MFCommunitySolar_Capital_2024 | MFCommunitySolar_Capital_2024 | [11 empty] | 1: 0; 2: 0; 3: 0; 4: 0; 5: 2085.2135; 6: 1958.8484; 7: 1833.7867; 8: 1742.091; 9: 1662.9076; 10: 1593.1084; 11: 1542.0776; 12: 1500.4309; 13: 1458.7843; 14: 1417.1377; 15: 1375.4911; 16: 1333.8445; 17: 1292.1978; 18: 1250.5512; 19: 1208.9046; 20: 1167.258; 21: 1125.6114; 22: 1083.9648; 23: 1042.3181; 24: 1000.6715; 25: 970.6175; 26: 952.156; 27: 933.6945; 28: 862.953
MFCommunitySolar_Capital_2025 | MFCommunitySolar_Capital_2025 | [11 empty] | 1: 0; 2: 0; 3: 0; 4: 0; 5: 0; 6: 2137.0265; 7: 2008.9279; 8: 1882.1626; 9: 1789.5304; 10: 1709.6981; 11: 1639.4657; 12: 1588.4331; 13: 1547.0005; 14: 1505.5679; 15: 1464.1353; 16: 1422.7027; 17: 1381.2701; 18: 1339.8375; 19: 1298.4049; 20: 1256.9723; 21: 1215.5397; 22: 1174.1071; 23: 1132.6745; 24: 1091.2419; 25: 1049.8093; 26: 1018.1858; 27: 996.3714; 28: 903.019
MFCommunitySolar_Capital_2026 | MFCommunitySolar_Capital_2026 | [11 empty] | 1: 0; 2: 0; 3: 0; 4: 0; 5: 0; 6: 0; 7: 2292.4656; 8: 2159.1663; 9: 2027.2903; 10: 1931.8485; 11: 1850.0694; 12: 1778.5375; 13: 1727.4999; 14: 1686.7093; 15: 1645.9188; 16: 1605.1282; 17: 1564.3377; 18: 1523.5471; 19: 1482.7566; 20: 1441.966; 21: 1401.1755; 22: 1360.3849; 23: 1319.5944; 24: 1278.8038; 25: 1238.0133; 26: 1197.2227; 27: 1156.4322; 28: 963.9006
MFCommunitySolar_Capital_2027 | MFCommunitySolar_Capital_2027 | [11 empty] | 1: 0; 2: 0; 3: 0; 4: 0; 5: 0; 6: 0; 7: 0; 8: 2292.4656; 9: 2159.1663; 10: 2027.2903; 11: 1931.8485; 12: 1850.0694; 13: 1778.5375; 14: 1727.4999; 15: 1686.7093; 16: 1645.9188; 17: 1605.1282; 18: 1564.3377; 19: 1523.5471; 20: 1482.7566; 21: 1441.966; 22: 1401.1755; 23: 1360.3849; 24: 1319.5944; 25: 1278.8038; 26: 1238.0133; 27: 1197.2227; 28: 987.0006
MFCommunitySolar_Capital_2028 | MFCommunitySolar_Capital_2028 | [11 empty] | 1: 0; 2: 0; 3: 0; 4: 0; 5: 0; 6: 0; 7: 0; 8: 0; 9: 2261.8535; 10: 2130.3342; 11: 2000.2192; 12: 1906.0518; 13: 1825.3648; 14: 1754.7881; 15: 1704.432; 16: 1664.1861; 17: 1623.9403; 18: 1583.6944; 19: 1543.4485; 20: 1503.2027; 21: 1462.9568; 22: 1422.711; 23: 1382.4651; 24: 1342.2192; 25: 1301.9734; 26: 1261.7275; 27: 1221.4817; 28: 996.8897
MFCommunitySolar_Capital_2029 | MFCommunitySolar_Capital_2029 | [11 empty] | 1: 0; 2: 0; 3: 0; 4: 0; 5: 0; 6: 0; 7: 0; 8: 0; 9: 0; 10: 2231.2414; 11: 2101.5021; 12: 1973.1481; 13: 1880.2552; 14: 1800.6602; 15: 1731.0387; 16: 1681.3641; 17: 1641.6629; 18: 1601.9617; 19: 1562.2606; 20: 1522.5594; 21: 1482.8582; 22: 1443.157; 23: 1403.4559; 24: 1363.7547; 25: 1324.0535; 26: 1284.3524; 27: 1244.6512; 28: 1006.4271
MFCommunitySolar_Capital_2030 | MFCommunitySolar_Capital_2030 | [11 empty] | 1: 0; 2: 0; 3: 0; 4: 0; 5: 0; 6: 0; 7: 0; 8: 0; 9: 0; 10: 0; 11: 2200.6293; 12: 2072.67; 13: 1946.077; 14: 1854.4585; 15: 1775.9556; 16: 1707.2893; 17: 1658.2962; 18: 1619.1397; 19: 1579.9832; 20: 1540.8267; 21: 1501.6702; 22: 1462.5138; 23: 1423.3573; 24: 1384.2008; 25: 1345.0443; 26: 1305.8878; 27: 1266.7314; 28: 1015.6004
MFCommunitySolar_Capital_2031 | MFCommunitySolar_Capital_2031 | [11 empty] | 1: 0; 2: 0; 3: 0; 4: 0; 5: 0; 6: 0; 7: 0; 8: 0; 9: 0; 10: 0; 11: 0; 12: 2170.0172; 13: 2043.8379; 14: 1919.0058; 15: 1828.6619; 16: 1751.251; 17: 1683.5398; 18: 1635.2283; 19: 1596.6165; 20: 1558.0047; 21: 1519.3929; 22: 1480.7811; 23: 1442.1693; 24: 1403.5575; 25: 1364.9457; 26: 1326.3339; 27: 1287.7222; 28: 1024.3973
MFCommunitySolar_Capital_2032 | MFCommunitySolar_Capital_2032 | [11 empty] | 1: 0; 2: 0; 3: 0; 4: 0; 5: 0; 6: 0; 7: 0; 8: 0; 9: 0; 10: 0; 11: 0; 12: 0; 13: 2139.4051; 14: 2015.0058; 15: 1891.9347; 16: 1802.8652; 17: 1726.5463; 18: 1659.7904; 19: 1612.1603; 20: 1574.0932; 21: 1536.0261; 22: 1497.9591; 23: 1459.892; 24: 1421.8249; 25: 1383.7578; 26: 1345.6907; 27: 1307.6236; 28: 1032.8054
MFCommunitySolar_Capital_2033 | MFCommunitySolar_Capital_2033 | [11 empty] | 1: 0; 2: 0; 3: 0; 4: 0; 5: 0; 6: 0; 7: 0; 8: 0; 9: 0; 10: 0; 11: 0; 12: 0; 13: 0; 14: 2108.793; 15: 1986.1737; 16: 1864.8636; 17: 1777.0686; 18: 1701.8417; 19: 1636.041; 20: 1589.0924; 21: 1551.57; 22: 1514.0476; 23: 1476.5252; 24: 1439.0028; 25: 1401.4804; 26: 1363.958; 27: 1326.4356; 28: 1040.8124
MFCommunitySolar_Capital_2034 | MFCommunitySolar_Capital_2034 | [11 empty] | 1: 0; 2: 0; 3: 0; 4: 0; 5: 0; 6: 0; 7: 0; 8: 0; 9: 0; 10: 0; 11: 0; 12: 0; 13: 0; 14: 0; 15: 2078.619; 16: 1957.7542; 17: 1838.1799; 18: 1751.6411; 19: 1677.4906; 20: 1612.6314; 21: 1566.3546; 22: 1529.3691; 23: 1492.3836; 24: 1455.3981; 25: 1418.4126; 26: 1381.427; 27: 1344.4415; 28: 1048.6268
MFCommunitySolar_Capital_2035 | MFCommunitySolar_Capital_2035 | [11 empty] | 1: 0; 2: 0; 3: 0; 4: 0; 5: 0; 6: 0; 7: 0; 8: 0; 9: 0; 10: 0; 11: 0; 12: 0; 13: 0; 14: 0; 15: 0; 16: 2048.8766; 17: 1929.7413; 18: 1811.8779; 19: 1726.5774; 20: 1653.4879; 21: 1589.5567; 22: 1543.9421; 23: 1507.4858; 24: 1471.0295; 25: 1434.5732; 26: 1398.1169; 27: 1361.6606; 28: 1056.2476
MFCommunitySolar_Capital_2036 | MFCommunitySolar_Capital_2036 | [11 empty] | 1: 0; 2: 0; 3: 0; 4: 0; 5: 0; 6: 0; 7: 0; 8: 0; 9: 0; 10: 0; 11: 0; 12: 0; 13: 0; 14: 0; 15: 0; 16: 0; 17: 2019.5599; 18: 1902.1292; 19: 1785.9523; 20: 1701.8723; 21: 1629.8286; 22: 1566.8122; 23: 1521.8503; 24: 1485.9157; 25: 1449.981; 26: 1414.0464; 27: 1378.1117; 28: 1063.6738
MFCommunitySolar_Capital_2037 | MFCommunitySolar_Capital_2037 | [11 empty] | 1: 0; 2: 0; 3: 0; 4: 0; 5: 0; 6: 0; 7: 0; 8: 0; 9: 0; 10: 0; 11: 0; 12: 0; 13: 0; 14: 0; 15: 0; 16: 0; 17: 0; 18: 1990.6626; 19: 1874.9122; 20: 1760.3977; 21: 1677.5207; 22: 1606.5079; 23: 1544.3932; 24: 1500.0746; 25: 1464.6542; 26: 1429.2337; 27: 1393.8132; 28: 1070.9044
MFCommunitySolar_Capital_2038 | MFCommunitySolar_Capital_2038 | [11 empty] | 1: 0; 2: 0; 3: 0; 4: 0; 5: 0; 6: 0; 7: 0; 8: 0; 9: 0; 10: 0; 11: 0; 12: 0; 13: 0; 14: 0; 15: 0; 16: 0; 17: 0; 18: 0; 19: 1962.1788; 20: 1848.0847; 21: 1735.2087; 22: 1653.5176; 23: 1583.5209; 24: 1522.295; 25: 1478.6105; 26: 1443.6969; 27: 1408.7832; 28: 1077.9386
MFCommunitySolar_Capital_2039 | MFCommunitySolar_Capital_2039 | [11 empty] | 1: 0; 2: 0; 3: 0; 4: 0; 5: 0; 6: 0; 7: 0; 8: 0; 9: 0; 10: 0; 11: 0; 12: 0; 13: 0; 14: 0; 15: 0; 16: 0; 17: 0; 18: 0; 19: 0; 20: 1934.1026; 21: 1821.641; 22: 1710.3801; 23: 1629.8579; 24: 1560.8628; 25: 1500.5129; 26: 1457.4535; 27: 1423.0395; 28: 1084.7758
MFCommunitySolar_Capital_2040 | MFCommunitySolar_Capital_2040 | [11 empty] | 1: 0; 2: 0; 3: 0; 4: 0; 5: 0; 6: 0; 7: 0; 8: 0; 9: 0; 10: 0; 11: 0; 12: 0; 13: 0; 14: 0; 15: 0; 16: 0; 17: 0; 18: 0; 19: 0; 20: 0; 21: 1906.4282; 22: 1795.5757; 23: 1685.9068; 24: 1606.5368; 25: 1538.5289; 26: 1479.0425; 27: 1436.5993; 28: 1091.4151
MFCommunitySolar_Capital_2041 | MFCommunitySolar_Capital_2041 | [11 empty] | 1: 0; 2: 0; 3: 0; 4: 0; 5: 0; 6: 0; 7: 0; 8: 0; 9: 0; 10: 0; 11: 0; 12: 0; 13: 0; 14: 0; 15: 0; 16: 0; 17: 0; 18: 0; 19: 0; 20: 0; 21: 0; 22: 1879.1497; 23: 1769.8834; 24: 1661.7837; 25: 1583.5494; 26: 1516.5145; 27: 1457.8794; 28: 1097.8562
MFCommunitySolar_Capital_2042 | MFCommunitySolar_Capital_2042 | [11 empty] | 1: 0; 2: 0; 3: 0; 4: 0; 5: 0; 6: 0; 7: 0; 8: 0; 9: 0; 10: 0; 11: 0; 12: 0; 13: 0; 14: 0; 15: 0; 16: 0; 17: 0; 18: 0; 19: 0; 20: 0; 21: 0; 22: 0; 23: 1852.2615; 24: 1744.5586; 25: 1638.0057; 26: 1560.8908; 27: 1494.8152; 28: 1104.6229
MFCommunitySolar_Capital_2043 | MFCommunitySolar_Capital_2043 | [11 empty] | 1: 0; 2: 0; 3: 0; 4: 0; 5: 0; 6: 0; 7: 0; 8: 0; 9: 0; 10: 0; 11: 0; 12: 0; 13: 0; 14: 0; 15: 0; 16: 0; 17: 0; 18: 0; 19: 0; 20: 0; 21: 0; 22: 0; 23: 0; 24: 1825.758; 25: 1719.5963; 26: 1614.568; 27: 1538.5565; 28: 1112.6492
MFCommunitySolar_Capital_2044 | MFCommunitySolar_Capital_2044 | [11 empty] | 1: 0; 2: 0; 3: 0; 4: 0; 5: 0; 6: 0; 7: 0; 8: 0; 9: 0; 10: 0; 11: 0; 12: 0; 13: 0; 14: 0; 15: 0; 16: 0; 17: 0; 18: 0; 19: 0; 20: 0; 21: 0; 22: 0; 23: 0; 24: 0; 25: 1799.6338; 26: 1694.9911; 27: 1591.4657; 28: 1122.2137
MFCommunitySolar_Capital_2045 | MFCommunitySolar_Capital_2045 | [11 empty] | 1: 0; 2: 0; 3: 0; 4: 0; 5: 0; 6: 0; 7: 0; 8: 0; 9: 0; 10: 0; 11: 0; 12: 0; 13: 0; 14: 0; 15: 0; 16: 0; 17: 0; 18: 0; 19: 0; 20: 0; 21: 0; 22: 0; 23: 0; 24: 0; 25: 0; 26: 1773.8834; 27: 1670.738; 28: 1133.6984
MFCommunitySolar_Capital_2046 | MFCommunitySolar_Capital_2046 | [11 empty] | 1: 0; 2: 0; 3: 0; 4: 0; 5: 0; 6: 0; 7: 0; 8: 0; 9: 0; 10: 0; 11: 0; 12: 0; 13: 0; 14: 0; 15: 0; 16: 0; 17: 0; 18: 0; 19: 0; 20: 0; 21: 0; 22: 0; 23: 0; 24: 0; 25: 0; 26: 0; 27: 1748.5015; 28: 1148.4305
MFCommunitySolar_Capital_2047 | MFCommunitySolar_Capital_2047 | [11 empty] | 1: 0; 2: 0; 3: 0; 4: 0; 5: 0; 6: 0; 7: 0; 8: 0; 9: 0; 10: 0; 11: 0; 12: 0; 13: 0; 14: 0; 15: 0; 16: 0; 17: 0; 18: 0; 19: 0; 20: 0; 21: 0; 22: 0; 23: 0; 24: 0; 25: 0; 26: 0; 27: 0; 28: 1165.9984
MFCommunitySolar_FOM_Annual | MFCommunitySolar_FOM_Annual | [11 empty] | 1: 645.9276; 2: 645.9276; 3: 645.9276; 4: 645.9276; 5: 645.9276; 6: 645.9276; 7: 645.9276; 8: 645.9276; 9: 645.9276; 10: 645.9276; 11: 645.9276; 12: 662.0757; 13: 678.6276; 14: 695.5933; 15: 712.9832; 16: 730.8077; 17: 749.0779; 18: 767.8049; 19: 787; 20: 806.675; 21: 826.8419; 22: 847.5129; 23: 868.7007; 24: 890.4183; 25: 912.6787; 26: 935.4957; 27: 958.8831; 28: 982.8552
MFCommunitySolar_FOM | MFCommunitySolar_FOM | [11 empty] | 1: yr_MFCommunitySolar_FOM_Annual; 2: yr_MFCommunitySolar_FOM_Annual; 3: yr_MFCommunitySolar_FOM_Annual; 4: yr_MFCommunitySolar_FOM_Annual; 5: yr_MFCommunitySolar_FOM_Annual; 6: yr_MFCommunitySolar_FOM_Annual; 7: yr_MFCommunitySolar_FOM_Annual; 8: yr_MFCommunitySolar_FOM_Annual; 9: yr_MFCommunitySolar_FOM_Annual; 10: yr_MFCommunitySolar_FOM_Annual; 11: yr_MFCommunitySolar_FOM_Annual; 12: yr_MFCommunitySolar_FOM_Annual; 13: yr_MFCommunitySolar_FOM_Annual; 14: yr_MFCommunitySolar_FOM_Annual; 15: yr_MFCommunitySolar_FOM_Annual; 16: yr_MFCommunitySolar_FOM_Annual; 17: yr_MFCommunitySolar_FOM_Annual; 18: yr_MFCommunitySolar_FOM_Annual; 19: yr_MFCommunitySolar_FOM_Annual; 20: yr_MFCommunitySolar_FOM_Annual; 21: yr_MFCommunitySolar_FOM_Annual; 22: yr_MFCommunitySolar_FOM_Annual; 23: yr_MFCommunitySolar_FOM_Annual; 24: yr_MFCommunitySolar_FOM_Annual; 25: yr_MFCommunitySolar_FOM_Annual; 26: yr_MFCommunitySolar_FOM_Annual; 27: yr_MFCommunitySolar_FOM_Annual; 28: yr_MFCommunitySolar_FOM_Annual
MFCommunitySolar_VOM | MFCommunitySolar_VOM | [11 empty] | 1: 0; 2: 0; 3: 0; 4: 0; 5: 0; 6: 0; 7: 0; 8: 0; 9: 0; 10: 0; 11: 0; 12: 0; 13: 0; 14: 0; 15: 0; 16: 0; 17: 0; 18: 0; 19: 0; 20: 0; 21: 0; 22: 0; 23: 0; 24: 0; 25: 0; 26: 0; 27: 0; 28: 0
MFCommunitySolar_AnnualMax | MFCommunitySolar_AnnualMax | [11 empty] | 1: 32; 2: 40; 3: 40; 4: 40; 5: 40; 6: 40; 7: 40; 8: 48; 9: 48; 10: 48; 11: 48
MFCommunitySolar_AnnualMin | MFCommunitySolar_AnnualMin | [11 empty] | 1: 0; 2: 0; 3: 0; 4: 0; 5: 0; 6: 0; 7: 0; 8: 0; 9: 0; 10: 0; 11: 0; 12: 0; 13: 0; 14: 0; 15: 0; 16: 0; 17: 0; 18: 0; 19: 0; 20: 0; 21: 0; 22: 0; 23: 0; 24: 0; 25: 0; 26: 0; 27: 0; 28: 0
ReliableCapacity_MFCommunitySolar | ReliableCapacity_MFCommunitySolar | [11 empty] | 1: 0.0057; 2: 0.0057; 3: 0.0057; 4: 0.0057; 5: 0.0057; 6: 0.0057; 7: 0.0057; 8: 0.0057; 9: 0.0057; 10: 0.0057; 11: 0.0057; 12: 0.00855; 13: 0.00855; 14: 0.00855; 15: 0.00855; 16: 0.00855; 17: 0.00855; 18: 0.00855; 19: 0.00855; 20: 0.00855; 21: 0.00855; 22: 0.00855; 23: 0.00855; 24: 0.00855; 25: 0.00855; 26: 0.00855; 27: 0.00855; 28: 0.00855
MFCommunitySolar_RC | MFCommunitySolar_RC | [11 empty] | 3: yr_ReliableCapacity_MFCommunitySolar; 4: yr_ReliableCapacity_MFCommunitySolar; 5: yr_ReliableCapacity_MFCommunitySolar; 6: yr_ReliableCapacity_MFCommunitySolar; 7: yr_ReliableCapacity_MFCommunitySolar; 8: yr_ReliableCapacity_MFCommunitySolar; 9: yr_ReliableCapacity_MFCommunitySolar; 10: yr_ReliableCapacity_MFCommunitySolar; 11: yr_ReliableCapacity_MFCommunitySolar; 12: yr_ReliableCapacity_MFCommunitySolar; 13: yr_ReliableCapacity_MFCommunitySolar; 14: yr_ReliableCapacity_MFCommunitySolar; 15: yr_ReliableCapacity_MFCommunitySolar; 16: yr_ReliableCapacity_MFCommunitySolar; 17: yr_ReliableCapacity_MFCommunitySolar; 18: yr_ReliableCapacity_MFCommunitySolar; 19: yr_ReliableCapacity_MFCommunitySolar; 20: yr_ReliableCapacity_MFCommunitySolar; 21: yr_ReliableCapacity_MFCommunitySolar; 22: yr_ReliableCapacity_MFCommunitySolar; 23: yr_ReliableCapacity_MFCommunitySolar; 24: yr_ReliableCapacity_MFCommunitySolar; 25: yr_ReliableCapacity_MFCommunitySolar; 26: yr_ReliableCapacity_MFCommunitySolar; 27: yr_ReliableCapacity_MFCommunitySolar; 28: yr_ReliableCapacity_MFCommunitySolar
MFCommunitySolar_CustomerPay | MFCommunitySolar_CustomerPay | [11 empty] | 1: yr_MFCommunitySolar_CustomerPay_Annual; 2: yr_MFCommunitySolar_CustomerPay_Annual; 3: yr_MFCommunitySolar_CustomerPay_Annual; 4: yr_MFCommunitySolar_CustomerPay_Annual; 5: yr_MFCommunitySolar_CustomerPay_Annual; 6: yr_MFCommunitySolar_CustomerPay_Annual; 7: yr_MFCommunitySolar_CustomerPay_Annual; 8: yr_MFCommunitySolar_CustomerPay_Annual; 9: yr_MFCommunitySolar_CustomerPay_Annual; 10: yr_MFCommunitySolar_CustomerPay_Annual; 11: yr_MFCommunitySolar_CustomerPay_Annual; 12: yr_MFCommunitySolar_CustomerPay_Annual; 13: yr_MFCommunitySolar_CustomerPay_Annual; 14: yr_MFCommunitySolar_CustomerPay_Annual; 15: yr_MFCommunitySolar_CustomerPay_Annual; 16: yr_MFCommunitySolar_CustomerPay_Annual; 17: yr_MFCommunitySolar_CustomerPay_Annual; 18: yr_MFCommunitySolar_CustomerPay_Annual; 19: yr_MFCommunitySolar_CustomerPay_Annual; 20: yr_MFCommunitySolar_CustomerPay_Annual; 21: yr_MFCommunitySolar_CustomerPay_Annual; 22: yr_MFCommunitySolar_CustomerPay_Annual; 23: yr_MFCommunitySolar_CustomerPay_Annual; 24: yr_MFCommunitySolar_CustomerPay_Annual; 25: yr_MFCommunitySolar_CustomerPay_Annual; 26: yr_MFCommunitySolar_CustomerPay_Annual; 27: yr_MFCommunitySolar_CustomerPay_Annual; 28: yr_RPSEBatteryLeasingLICapital_2047
MFCommunitySolar_CustomerPay_Annual | MFCommunitySolar_CustomerPay_Annual | [11 empty] | 3: -492.4479; 4: -504.7591; 5: -517.3781; 6: -530.3126; 7: -543.5704; 8: -557.1596; 9: -571.0886; 10: -585.3659; 11: -600; 12: -615; 13: -630.375; 14: -646.1344; 15: -662.2877; 16: -678.8449; 17: -695.8161; 18: -713.2115; 19: -731.0417; 20: -749.3178; 21: -768.0507; 22: -787.252; 23: -806.9333; 24: -827.1066; 25: -847.7843; 26: -868.9789; 27: -890.7034; 28: -912.971
| FramePeakerCapital_2020 | [11 empty] | 1: 1394; 2: 1360; 3: 1322; 4: 1286; 5: 1252; 6: 1219; 7: 1186; 8: 1154; 9: 1122; 10: 1090; 11: 1058; 12: 1026; 13: 994; 14: 962; 15: 930; 16: 901; 17: 877; 18: 855; 19: 833; 20: 811; 21: 790; 22: 768; 23: 746; 24: 724; 25: 703; 26: 681; 27: 659; 28: 616
| FramePeakerCapital_2021 | [11 empty] | 1: 0; 2: 1381; 3: 1347; 4: 1310; 5: 1274; 6: 1240; 7: 1207; 8: 1175; 9: 1144; 10: 1112; 11: 1080; 12: 1048; 13: 1017; 14: 985; 15: 953; 16: 922; 17: 892; 18: 868; 19: 847; 20: 825; 21: 804; 22: 782; 23: 761; 24: 739; 25: 718; 26: 696; 27: 674; 28: 622
| FramePeakerCapital_2022 | [11 empty] | 1: 0; 2: 0; 3: 1374; 4: 1341; 5: 1304; 6: 1268; 7: 1234; 8: 1202; 9: 1170; 10: 1138; 11: 1107; 12: 1075; 13: 1044; 14: 1012; 15: 980; 16: 949; 17: 917; 18: 888; 19: 864; 20: 843; 21: 821; 22: 800; 23: 778; 24: 757; 25: 736; 26: 714; 27: 693; 28: 630
| FramePeakerCapital_2023 | [11 empty] | 1: 0; 2: 0; 3: 0; 4: 1347; 5: 1313; 6: 1277; 7: 1243; 8: 1209; 9: 1177; 10: 1146; 11: 1115; 12: 1084; 13: 1053; 14: 1023; 15: 992; 16: 961; 17: 930; 18: 899; 19: 870; 20: 847; 21: 826; 22: 805; 23: 784; 24: 763; 25: 742; 26: 721; 27: 700; 28: 629
| FramePeakerCapital_2024 | [11 empty] | 1: 0; 2: 0; 3: 0; 4: 0; 5: 1332; 6: 1299; 7: 1263; 8: 1229; 9: 1196; 10: 1165; 11: 1134; 12: 1103; 13: 1073; 14: 1042; 15: 1011; 16: 981; 17: 950; 18: 920; 19: 889; 20: 861; 21: 838; 22: 817; 23: 796; 24: 775; 25: 754; 26: 734; 27: 713; 28: 633
| FramePeakerCapital_2025 | [11 empty] | 1: 0; 2: 0; 3: 0; 4: 0; 5: 0; 6: 1327; 7: 1294; 8: 1259; 9: 1225; 10: 1192; 11: 1160; 12: 1130; 13: 1099; 14: 1069; 15: 1038; 16: 1008; 17: 977; 18: 947; 19: 916; 20: 886; 21: 858; 22: 835; 23: 814; 24: 793; 25: 772; 26: 752; 27: 731; 28: 642
| FramePeakerCapital_2026 | [11 empty] | 1: 0; 2: 0; 3: 0; 4: 0; 5: 0; 6: 0; 7: 1317; 8: 1285; 9: 1250; 10: 1216; 11: 1183; 12: 1152; 13: 1121; 14: 1091; 15: 1061; 16: 1030; 17: 1000; 18: 970; 19: 940; 20: 909; 21: 879; 22: 851; 23: 828; 24: 808; 25: 787; 26: 767; 27: 746; 28: 649
| FramePeakerCapital_2027 | [11 empty] | 1: 0; 2: 0; 3: 0; 4: 0; 5: 0; 6: 0; 7: 0; 8: 1298; 9: 1266; 10: 1231; 11: 1198; 12: 1166; 13: 1135; 14: 1105; 15: 1075; 16: 1045; 17: 1015; 18: 985; 19: 956; 20: 926; 21: 896; 22: 866; 23: 839; 24: 816; 25: 796; 26: 776; 27: 755; 28: 651
| FramePeakerCapital_2028 | [11 empty] | 1: 0; 2: 0; 3: 0; 4: 0; 5: 0; 6: 0; 7: 0; 8: 0; 9: 1288; 10: 1256; 11: 1222; 12: 1189; 13: 1157; 14: 1126; 15: 1096; 16: 1067; 17: 1037; 18: 1008; 19: 978; 20: 948; 21: 919; 22: 889; 23: 860; 24: 832; 25: 810; 26: 790; 27: 770; 28: 658
| FramePeakerCapital_2029 | [11 empty] | 1: 0; 2: 0; 3: 0; 4: 0; 5: 0; 6: 0; 7: 0; 8: 0; 9: 0; 10: 1280; 11: 1248; 12: 1214; 13: 1181; 14: 1149; 15: 1119; 16: 1089; 17: 1060; 18: 1031; 19: 1001; 20: 972; 21: 942; 22: 913; 23: 884; 24: 854; 25: 827; 26: 805; 27: 785; 28: 665
| FramePeakerCapital_2030 | [11 empty] | 1: 0; 2: 0; 3: 0; 4: 0; 5: 0; 6: 0; 7: 0; 8: 0; 9: 0; 10: 0; 11: 1273; 12: 1242; 13: 1208; 14: 1175; 15: 1144; 16: 1113; 17: 1084; 18: 1055; 19: 1025; 20: 996; 21: 967; 22: 938; 23: 908; 24: 879; 25: 850; 26: 823; 27: 801; 28: 673
| FramePeakerCapital_2031 | [11 empty] | 1: 0; 2: 0; 3: 0; 4: 0; 5: 0; 6: 0; 7: 0; 8: 0; 9: 0; 10: 0; 11: 0; 12: 1268; 13: 1237; 14: 1203; 15: 1171; 16: 1139; 17: 1109; 18: 1080; 19: 1051; 20: 1021; 21: 992; 22: 963; 23: 934; 24: 905; 25: 876; 26: 847; 27: 820; 28: 682
| FramePeakerCapital_2032 | [11 empty] | 1: 0; 2: 0; 3: 0; 4: 0; 5: 0; 6: 0; 7: 0; 8: 0; 9: 0; 10: 0; 11: 0; 12: 0; 13: 1260; 14: 1229; 15: 1195; 16: 1163; 17: 1132; 18: 1102; 19: 1073; 20: 1044; 21: 1015; 22: 986; 23: 957; 24: 928; 25: 899; 26: 870; 27: 841; 28: 690
| FramePeakerCapital_2033 | [11 empty] | 1: 0; 2: 0; 3: 0; 4: 0; 5: 0; 6: 0; 7: 0; 8: 0; 9: 0; 10: 0; 11: 0; 12: 0; 13: 0; 14: 1252; 15: 1221; 16: 1188; 17: 1156; 18: 1125; 19: 1095; 20: 1066; 21: 1037; 22: 1008; 23: 980; 24: 951; 25: 922; 26: 893; 27: 865; 28: 698
| FramePeakerCapital_2034 | [11 empty] | 1: 0; 2: 0; 3: 0; 4: 0; 5: 0; 6: 0; 7: 0; 8: 0; 9: 0; 10: 0; 11: 0; 12: 0; 13: 0; 14: 0; 15: 1246; 16: 1215; 17: 1182; 18: 1150; 19: 1119; 20: 1089; 21: 1060; 22: 1032; 23: 1003; 24: 974; 25: 946; 26: 917; 27: 889; 28: 708
| FramePeakerCapital_2035 | [11 empty] | 1: 0; 2: 0; 3: 0; 4: 0; 5: 0; 6: 0; 7: 0; 8: 0; 9: 0; 10: 0; 11: 0; 12: 0; 13: 0; 14: 0; 15: 0; 16: 1239; 17: 1209; 18: 1175; 19: 1144; 20: 1113; 21: 1083; 22: 1055; 23: 1026; 24: 998; 25: 969; 26: 941; 27: 912; 28: 718
| FramePeakerCapital_2036 | [11 empty] | 1: 0; 2: 0; 3: 0; 4: 0; 5: 0; 6: 0; 7: 0; 8: 0; 9: 0; 10: 0; 11: 0; 12: 0; 13: 0; 14: 0; 15: 0; 16: 0; 17: 1231; 18: 1201; 19: 1168; 20: 1136; 21: 1106; 22: 1076; 23: 1048; 24: 1019; 25: 991; 26: 963; 27: 935; 28: 728
| FramePeakerCapital_2037 | [11 empty] | 1: 0; 2: 0; 3: 0; 4: 0; 5: 0; 6: 0; 7: 0; 8: 0; 9: 0; 10: 0; 11: 0; 12: 0; 13: 0; 14: 0; 15: 0; 16: 0; 17: 0; 18: 1225; 19: 1194; 20: 1161; 21: 1130; 22: 1100; 23: 1071; 24: 1042; 25: 1014; 26: 986; 27: 958; 28: 739
| FramePeakerCapital_2038 | [11 empty] | 1: 0; 2: 0; 3: 0; 4: 0; 5: 0; 6: 0; 7: 0; 8: 0; 9: 0; 10: 0; 11: 0; 12: 0; 13: 0; 14: 0; 15: 0; 16: 0; 17: 0; 18: 0; 19: 1218; 20: 1188; 21: 1155; 22: 1124; 23: 1094; 24: 1065; 25: 1037; 26: 1009; 27: 981; 28: 750
| FramePeakerCapital_2039 | [11 empty] | 1: 0; 2: 0; 3: 0; 4: 0; 5: 0; 6: 0; 7: 0; 8: 0; 9: 0; 10: 0; 11: 0; 12: 0; 13: 0; 14: 0; 15: 0; 16: 0; 17: 0; 18: 0; 19: 0; 20: 1213; 21: 1183; 22: 1151; 23: 1119; 24: 1089; 25: 1061; 26: 1032; 27: 1005; 28: 763
| FramePeakerCapital_2040 | [11 empty] | 1: 0; 2: 0; 3: 0; 4: 0; 5: 0; 6: 0; 7: 0; 8: 0; 9: 0; 10: 0; 11: 0; 12: 0; 13: 0; 14: 0; 15: 0; 16: 0; 17: 0; 18: 0; 19: 0; 20: 0; 21: 1205; 22: 1175; 23: 1143; 24: 1112; 25: 1082; 26: 1053; 27: 1026; 28: 774
| FramePeakerCapital_2041 | [11 empty] | 1: 0; 2: 0; 3: 0; 4: 0; 5: 0; 6: 0; 7: 0; 8: 0; 9: 0; 10: 0; 11: 0; 12: 0; 13: 0; 14: 0; 15: 0; 16: 0; 17: 0; 18: 0; 19: 0; 20: 0; 21: 0; 22: 1198; 23: 1169; 24: 1137; 25: 1106; 26: 1076; 27: 1048; 28: 786
| FramePeakerCapital_2042 | [11 empty] | 1: 0; 2: 0; 3: 0; 4: 0; 5: 0; 6: 0; 7: 0; 8: 0; 9: 0; 10: 0; 11: 0; 12: 0; 13: 0; 14: 0; 15: 0; 16: 0; 17: 0; 18: 0; 19: 0; 20: 0; 21: 0; 22: 0; 23: 1192; 24: 1163; 25: 1131; 26: 1100; 27: 1070; 28: 798
| FramePeakerCapital_2043 | [11 empty] | 1: 0; 2: 0; 3: 0; 4: 0; 5: 0; 6: 0; 7: 0; 8: 0; 9: 0; 10: 0; 11: 0; 12: 0; 13: 0; 14: 0; 15: 0; 16: 0; 17: 0; 18: 0; 19: 0; 20: 0; 21: 0; 22: 0; 23: 0; 24: 1185; 25: 1156; 26: 1124; 27: 1094; 28: 811
| FramePeakerCapital_2044 | [11 empty] | 1: 0; 2: 0; 3: 0; 4: 0; 5: 0; 6: 0; 7: 0; 8: 0; 9: 0; 10: 0; 11: 0; 12: 0; 13: 0; 14: 0; 15: 0; 16: 0; 17: 0; 18: 0; 19: 0; 20: 0; 21: 0; 22: 0; 23: 0; 24: 0; 25: 1179; 26: 1150; 27: 1118; 28: 823
| FramePeakerCapital_2045 | [11 empty] | 1: 0; 2: 0; 3: 0; 4: 0; 5: 0; 6: 0; 7: 0; 8: 0; 9: 0; 10: 0; 11: 0; 12: 0; 13: 0; 14: 0; 15: 0; 16: 0; 17: 0; 18: 0; 19: 0; 20: 0; 21: 0; 22: 0; 23: 0; 24: 0; 25: 0; 26: 1174; 27: 1145; 28: 837
| FramePeakerCapital_2046 | [11 empty] | 1: 0; 2: 0; 3: 0; 4: 0; 5: 0; 6: 0; 7: 0; 8: 0; 9: 0; 10: 0; 11: 0; 12: 0; 13: 0; 14: 0; 15: 0; 16: 0; 17: 0; 18: 0; 19: 0; 20: 0; 21: 0; 22: 0; 23: 0; 24: 0; 25: 0; 26: 0; 27: 1168; 28: 851
| FramePeakerCapital_2047 | [11 empty] | 1: 0; 2: 0; 3: 0; 4: 0; 5: 0; 6: 0; 7: 0; 8: 0; 9: 0; 10: 0; 11: 0; 12: 0; 13: 0; 14: 0; 15: 0; 16: 0; 17: 0; 18: 0; 19: 0; 20: 0; 21: 0; 22: 0; 23: 0; 24: 0; 25: 0; 26: 0; 27: 0; 28: 864
| CCCTCapital_2020 | [11 empty] | 1: 2094; 2: 2036; 3: 1972; 4: 1911; 5: 1852; 6: 1795; 7: 1739; 8: 1685; 9: 1630; 10: 1575; 11: 1521; 12: 1466; 13: 1412; 14: 1357; 15: 1303; 16: 1250; 17: 1203; 18: 1157; 19: 1112; 20: 1066; 21: 1022; 22: 982; 23: 943; 24: 905; 25: 866; 26: 828; 27: 789; 28: 713
| CCCTCapital_2021 | [11 empty] | 1: 0; 2: 2083; 3: 2025; 4: 1962; 5: 1902; 6: 1843; 7: 1786; 8: 1730; 9: 1676; 10: 1621; 11: 1567; 12: 1513; 13: 1459; 14: 1404; 15: 1350; 16: 1296; 17: 1244; 18: 1196; 19: 1151; 20: 1106; 21: 1061; 22: 1017; 23: 977; 24: 939; 25: 900; 26: 862; 27: 823; 28: 729
| CCCTCapital_2022 | [11 empty] | 1: 0; 2: 0; 3: 2079; 4: 2021; 5: 1958; 6: 1898; 7: 1839; 8: 1782; 9: 1727; 10: 1672; 11: 1618; 12: 1564; 13: 1510; 14: 1456; 15: 1401; 16: 1347; 17: 1293; 18: 1241; 19: 1194; 20: 1149; 21: 1103; 22: 1058; 23: 1015; 24: 975; 25: 937; 26: 898; 27: 860; 28: 748
| CCCTCapital_2023 | [11 empty] | 1: 0; 2: 0; 3: 0; 4: 2055; 5: 1998; 6: 1936; 7: 1876; 8: 1818; 9: 1762; 10: 1707; 11: 1653; 12: 1599; 13: 1546; 14: 1492; 15: 1439; 16: 1385; 17: 1332; 18: 1278; 19: 1227; 20: 1180; 21: 1135; 22: 1091; 23: 1046; 24: 1003; 25: 964; 26: 926; 27: 888; 28: 760
| CCCTCapital_2024 | [11 empty] | 1: 0; 2: 0; 3: 0; 4: 0; 5: 2046; 6: 1989; 7: 1927; 8: 1868; 9: 1810; 10: 1754; 11: 1700; 12: 1646; 13: 1593; 14: 1539; 15: 1486; 16: 1433; 17: 1379; 18: 1326; 19: 1273; 20: 1222; 21: 1175; 22: 1131; 23: 1086; 24: 1042; 25: 999; 26: 960; 27: 922; 28: 777
| CCCTCapital_2025 | [11 empty] | 1: 0; 2: 0; 3: 0; 4: 0; 5: 0; 6: 2046; 7: 1989; 8: 1927; 9: 1868; 10: 1810; 11: 1754; 12: 1700; 13: 1646; 14: 1593; 15: 1539; 16: 1486; 17: 1433; 18: 1379; 19: 1326; 20: 1273; 21: 1222; 22: 1175; 23: 1131; 24: 1086; 25: 1042; 26: 999; 27: 960; 28: 798
| CCCTCapital_2026 | [11 empty] | 1: 0; 2: 0; 3: 0; 4: 0; 5: 0; 6: 0; 7: 2037; 8: 1981; 9: 1919; 10: 1860; 11: 1802; 12: 1747; 13: 1692; 14: 1639; 15: 1586; 16: 1533; 17: 1480; 18: 1427; 19: 1373; 20: 1320; 21: 1267; 22: 1216; 23: 1170; 24: 1126; 25: 1081; 26: 1037; 27: 995; 28: 816
| CCCTCapital_2027 | [11 empty] | 1: 0; 2: 0; 3: 0; 4: 0; 5: 0; 6: 0; 7: 0; 8: 2020; 9: 1964; 10: 1903; 11: 1844; 12: 1787; 13: 1732; 14: 1678; 15: 1625; 16: 1572; 17: 1520; 18: 1467; 19: 1414; 20: 1362; 21: 1309; 22: 1256; 23: 1206; 24: 1160; 25: 1116; 26: 1072; 27: 1028; 28: 830
| CCCTCapital_2028 | [11 empty] | 1: 0; 2: 0; 3: 0; 4: 0; 5: 0; 6: 0; 7: 0; 8: 0; 9: 2011; 10: 1955; 11: 1894; 12: 1836; 13: 1779; 14: 1724; 15: 1671; 16: 1618; 17: 1565; 18: 1513; 19: 1461; 20: 1408; 21: 1356; 22: 1303; 23: 1251; 24: 1201; 25: 1155; 26: 1111; 27: 1068; 28: 848
| CCCTCapital_2029 | [11 empty] | 1: 0; 2: 0; 3: 0; 4: 0; 5: 0; 6: 0; 7: 0; 8: 0; 9: 0; 10: 2002; 11: 1947; 12: 1886; 13: 1828; 14: 1771; 15: 1717; 16: 1663; 17: 1611; 18: 1559; 19: 1506; 20: 1454; 21: 1402; 22: 1350; 23: 1298; 24: 1246; 25: 1196; 26: 1150; 27: 1106; 28: 867
| CCCTCapital_2030 | [11 empty] | 1: 0; 2: 0; 3: 0; 4: 0; 5: 0; 6: 0; 7: 0; 8: 0; 9: 0; 10: 0; 11: 1994; 12: 1938; 13: 1878; 14: 1820; 15: 1764; 16: 1709; 17: 1656; 18: 1604; 19: 1552; 20: 1500; 21: 1448; 22: 1396; 23: 1344; 24: 1292; 25: 1240; 26: 1190; 27: 1145; 28: 887
| CCCTCapital_2031 | [11 empty] | 1: 0; 2: 0; 3: 0; 4: 0; 5: 0; 6: 0; 7: 0; 8: 0; 9: 0; 10: 0; 11: 0; 12: 1987; 13: 1932; 14: 1872; 15: 1814; 16: 1758; 17: 1704; 18: 1651; 19: 1599; 20: 1547; 21: 1495; 22: 1443; 23: 1391; 24: 1340; 25: 1288; 26: 1236; 27: 1186; 28: 908
| CCCTCapital_2032 | [11 empty] | 1: 0; 2: 0; 3: 0; 4: 0; 5: 0; 6: 0; 7: 0; 8: 0; 9: 0; 10: 0; 11: 0; 12: 0; 13: 1978; 14: 1923; 15: 1864; 16: 1806; 17: 1750; 18: 1696; 19: 1643; 20: 1592; 21: 1540; 22: 1488; 23: 1437; 24: 1385; 25: 1334; 26: 1282; 27: 1231; 28: 928
| CCCTCapital_2033 | [11 empty] | 1: 0; 2: 0; 3: 0; 4: 0; 5: 0; 6: 0; 7: 0; 8: 0; 9: 0; 10: 0; 11: 0; 12: 0; 13: 0; 14: 1965; 15: 1911; 16: 1851; 17: 1794; 18: 1739; 19: 1685; 20: 1633; 21: 1581; 22: 1530; 23: 1479; 24: 1427; 25: 1376; 26: 1325; 27: 1274; 28: 947
| CCCTCapital_2034 | [11 empty] | 1: 0; 2: 0; 3: 0; 4: 0; 5: 0; 6: 0; 7: 0; 8: 0; 9: 0; 10: 0; 11: 0; 12: 0; 13: 0; 14: 0; 15: 1959; 16: 1904; 17: 1845; 18: 1788; 19: 1733; 20: 1679; 21: 1627; 22: 1576; 23: 1525; 24: 1474; 25: 1423; 26: 1372; 27: 1321; 28: 970
| CCCTCapital_2035 | [11 empty] | 1: 0; 2: 0; 3: 0; 4: 0; 5: 0; 6: 0; 7: 0; 8: 0; 9: 0; 10: 0; 11: 0; 12: 0; 13: 0; 14: 0; 15: 0; 16: 1950; 17: 1896; 18: 1837; 19: 1780; 20: 1725; 21: 1672; 22: 1620; 23: 1569; 24: 1518; 25: 1467; 26: 1416; 27: 1365; 28: 993
| CCCTCapital_2036 | [11 empty] | 1: 0; 2: 0; 3: 0; 4: 0; 5: 0; 6: 0; 7: 0; 8: 0; 9: 0; 10: 0; 11: 0; 12: 0; 13: 0; 14: 0; 15: 0; 16: 0; 17: 1939; 18: 1885; 19: 1827; 20: 1770; 21: 1715; 22: 1663; 23: 1611; 24: 1560; 25: 1509; 26: 1459; 27: 1408; 28: 1015
| CCCTCapital_2037 | [11 empty] | 1: 0; 2: 0; 3: 0; 4: 0; 5: 0; 6: 0; 7: 0; 8: 0; 9: 0; 10: 0; 11: 0; 12: 0; 13: 0; 14: 0; 15: 0; 16: 0; 17: 0; 18: 1930; 19: 1877; 20: 1818; 21: 1762; 22: 1708; 23: 1655; 24: 1604; 25: 1553; 26: 1503; 27: 1452; 28: 1039
| CCCTCapital_2038 | [11 empty] | 1: 0; 2: 0; 3: 0; 4: 0; 5: 0; 6: 0; 7: 0; 8: 0; 9: 0; 10: 0; 11: 0; 12: 0; 13: 0; 14: 0; 15: 0; 16: 0; 17: 0; 18: 0; 19: 1924; 20: 1870; 21: 1812; 22: 1756; 23: 1702; 24: 1649; 25: 1598; 26: 1548; 27: 1498; 28: 1065
| CCCTCapital_2039 | [11 empty] | 1: 0; 2: 0; 3: 0; 4: 0; 5: 0; 6: 0; 7: 0; 8: 0; 9: 0; 10: 0; 11: 0; 12: 0; 13: 0; 14: 0; 15: 0; 16: 0; 17: 0; 18: 0; 19: 0; 20: 1915; 21: 1862; 22: 1804; 23: 1748; 24: 1694; 25: 1642; 26: 1591; 27: 1541; 28: 1089
| CCCTCapital_2040 | [11 empty] | 1: 0; 2: 0; 3: 0; 4: 0; 5: 0; 6: 0; 7: 0; 8: 0; 9: 0; 10: 0; 11: 0; 12: 0; 13: 0; 14: 0; 15: 0; 16: 0; 17: 0; 18: 0; 19: 0; 20: 0; 21: 1906; 22: 1853; 23: 1796; 24: 1740; 25: 1687; 26: 1634; 27: 1584; 28: 1114
| CCCTCapital_2041 | [11 empty] | 1: 0; 2: 0; 3: 0; 4: 0; 5: 0; 6: 0; 7: 0; 8: 0; 9: 0; 10: 0; 11: 0; 12: 0; 13: 0; 14: 0; 15: 0; 16: 0; 17: 0; 18: 0; 19: 0; 20: 0; 21: 0; 22: 1898; 23: 1845; 24: 1788; 25: 1732; 26: 1679; 27: 1627; 28: 1139
| CCCTCapital_2042 | [11 empty] | 1: 0; 2: 0; 3: 0; 4: 0; 5: 0; 6: 0; 7: 0; 8: 0; 9: 0; 10: 0; 11: 0; 12: 0; 13: 0; 14: 0; 15: 0; 16: 0; 17: 0; 18: 0; 19: 0; 20: 0; 21: 0; 22: 0; 23: 1889; 24: 1836; 25: 1779; 26: 1724; 27: 1671; 28: 1165
| CCCTCapital_2043 | [11 empty] | 1: 0; 2: 0; 3: 0; 4: 0; 5: 0; 6: 0; 7: 0; 8: 0; 9: 0; 10: 0; 11: 0; 12: 0; 13: 0; 14: 0; 15: 0; 16: 0; 17: 0; 18: 0; 19: 0; 20: 0; 21: 0; 22: 0; 23: 0; 24: 1882; 25: 1830; 26: 1773; 27: 1718; 28: 1192
| CCCTCapital_2044 | [11 empty] | 1: 0; 2: 0; 3: 0; 4: 0; 5: 0; 6: 0; 7: 0; 8: 0; 9: 0; 10: 0; 11: 0; 12: 0; 13: 0; 14: 0; 15: 0; 16: 0; 17: 0; 18: 0; 19: 0; 20: 0; 21: 0; 22: 0; 23: 0; 24: 0; 25: 1874; 26: 1822; 27: 1765; 28: 1218
| CCCTCapital_2045 | [11 empty] | 1: 0; 2: 0; 3: 0; 4: 0; 5: 0; 6: 0; 7: 0; 8: 0; 9: 0; 10: 0; 11: 0; 12: 0; 13: 0; 14: 0; 15: 0; 16: 0; 17: 0; 18: 0; 19: 0; 20: 0; 21: 0; 22: 0; 23: 0; 24: 0; 25: 0; 26: 1867; 27: 1815; 28: 1246
| CCCTCapital_2046 | [11 empty] | 1: 0; 2: 0; 3: 0; 4: 0; 5: 0; 6: 0; 7: 0; 8: 0; 9: 0; 10: 0; 11: 0; 12: 0; 13: 0; 14: 0; 15: 0; 16: 0; 17: 0; 18: 0; 19: 0; 20: 0; 21: 0; 22: 0; 23: 0; 24: 0; 25: 0; 26: 0; 27: 1861; 28: 1275
| CCCTCapital_2047 | [11 empty] | 1: 0; 2: 0; 3: 0; 4: 0; 5: 0; 6: 0; 7: 0; 8: 0; 9: 0; 10: 0; 11: 0; 12: 0; 13: 0; 14: 0; 15: 0; 16: 0; 17: 0; 18: 0; 19: 0; 20: 0; 21: 0; 22: 0; 23: 0; 24: 0; 25: 0; 26: 0; 27: 0; 28: 1303
| SolarWenatcheeCapital_2020 | [11 empty] | 1: 2319; 2: 2175; 3: 2033; 4: 1927; 5: 1834; 6: 1751; 7: 1687; 8: 1634; 9: 1581; 10: 1528; 11: 1475; 12: 1421; 13: 1368; 14: 1315; 15: 1262; 16: 1209; 17: 1155; 18: 1102; 19: 1049; 20: 996; 21: 957; 22: 933; 23: 909; 24: 885; 25: 861; 26: 837; 27: 813; 28: 765
| SolarWenatcheeCapital_2021 | [11 empty] | 1: 0; 2: 2219; 3: 2082; 4: 1946; 5: 1844; 6: 1755; 7: 1675; 8: 1615; 9: 1564; 10: 1513; 11: 1462; 12: 1411; 13: 1360; 14: 1309; 15: 1258; 16: 1208; 17: 1157; 18: 1106; 19: 1055; 20: 1004; 21: 953; 22: 916; 23: 893; 24: 870; 25: 847; 26: 824; 27: 801; 28: 745
| SolarWenatcheeCapital_2022 | [11 empty] | 1: 0; 2: 0; 3: 2119; 4: 1988; 5: 1858; 6: 1761; 7: 1676; 8: 1600; 9: 1542; 10: 1494; 11: 1445; 12: 1396; 13: 1348; 14: 1299; 15: 1250; 16: 1202; 17: 1153; 18: 1105; 19: 1056; 20: 1007; 21: 959; 22: 910; 23: 875; 24: 853; 25: 831; 26: 809; 27: 787; 28: 723
| SolarWenatcheeCapital_2023 | [11 empty] | 1: 0; 2: 0; 3: 0; 4: 2019; 5: 1895; 6: 1771; 7: 1678; 8: 1597; 9: 1525; 10: 1470; 11: 1423; 12: 1377; 13: 1331; 14: 1284; 15: 1238; 16: 1192; 17: 1145; 18: 1099; 19: 1053; 20: 1006; 21: 960; 22: 914; 23: 867; 24: 834; 25: 813; 26: 792; 27: 771; 28: 700
| SolarWenatcheeCapital_2024 | [11 empty] | 1: 0; 2: 0; 3: 0; 4: 0; 5: 1966; 6: 1846; 7: 1727; 8: 1638; 9: 1560; 10: 1491; 11: 1439; 12: 1395; 13: 1351; 14: 1307; 15: 1264; 16: 1220; 17: 1176; 18: 1132; 19: 1088; 20: 1045; 21: 1001; 22: 957; 23: 913; 24: 869; 25: 836; 26: 813; 27: 790; 28: 702
| SolarWenatcheeCapital_2025 | [11 empty] | 1: 0; 2: 0; 3: 0; 4: 0; 5: 0; 6: 1908; 7: 1793; 8: 1679; 9: 1594; 10: 1519; 11: 1453; 12: 1404; 13: 1363; 14: 1321; 15: 1280; 16: 1239; 17: 1197; 18: 1156; 19: 1115; 20: 1073; 21: 1032; 22: 991; 23: 949; 24: 908; 25: 867; 26: 834; 27: 809; 28: 704
| SolarWenatcheeCapital_2026 | [11 empty] | 1: 0; 2: 0; 3: 0; 4: 0; 5: 0; 6: 0; 7: 2153; 8: 2027; 9: 1902; 10: 1810; 11: 1730; 12: 1659; 13: 1607; 14: 1564; 15: 1521; 16: 1478; 17: 1435; 18: 1392; 19: 1349; 20: 1307; 21: 1264; 22: 1221; 23: 1178; 24: 1135; 25: 1092; 26: 1049; 27: 1006; 28: 1635
| SolarWenatcheeCapital_2027 | [11 empty] | 1: 0; 2: 0; 3: 0; 4: 0; 5: 0; 6: 0; 7: 0; 8: 2041; 9: 1921; 10: 1803; 11: 1716; 12: 1640; 13: 1573; 14: 1523; 15: 1483; 16: 1442; 17: 1401; 18: 1361; 19: 1320; 20: 1279; 21: 1239; 22: 1198; 23: 1157; 24: 1117; 25: 1076; 26: 1035; 27: 995; 28: 876
| SolarWenatcheeCapital_2028 | [11 empty] | 1: 0; 2: 0; 3: 0; 4: 0; 5: 0; 6: 0; 7: 0; 8: 0; 9: 1929; 10: 1816; 11: 1704; 12: 1621; 13: 1550; 14: 1487; 15: 1440; 16: 1401; 17: 1363; 18: 1324; 19: 1286; 20: 1248; 21: 1209; 22: 1171; 23: 1132; 24: 1094; 25: 1055; 26: 1017; 27: 978; 28: 940
| SolarWenatcheeCapital_2029 | [11 empty] | 1: 0; 2: 0; 3: 0; 4: 0; 5: 0; 6: 0; 7: 0; 8: 0; 9: 0; 10: 1817; 11: 1711; 12: 1605; 13: 1527; 14: 1460; 15: 1400; 16: 1356; 17: 1320; 18: 1284; 19: 1248; 20: 1211; 21: 1175; 22: 1139; 23: 1103; 24: 1067; 25: 1030; 26: 994; 27: 958; 28: 904
| SolarWenatcheeCapital_2030 | [11 empty] | 1: 0; 2: 0; 3: 0; 4: 0; 5: 0; 6: 0; 7: 0; 8: 0; 9: 0; 10: 0; 11: 1705; 12: 1605; 13: 1506; 14: 1433; 15: 1370; 16: 1314; 17: 1273; 18: 1239; 19: 1205; 20: 1171; 21: 1137; 22: 1103; 23: 1069; 24: 1035; 25: 1001; 26: 967; 27: 933; 28: 866
| SolarWenatcheeCapital_2031 | [11 empty] | 1: 0; 2: 0; 3: 0; 4: 0; 5: 0; 6: 0; 7: 0; 8: 0; 9: 0; 10: 0; 11: 0; 12: 1593; 13: 1500; 14: 1407; 15: 1339; 16: 1280; 17: 1228; 18: 1189; 19: 1157; 20: 1126; 21: 1094; 22: 1062; 23: 1030; 24: 999; 25: 967; 26: 935; 27: 903; 28: 826
| SolarWenatcheeCapital_2032 | [11 empty] | 1: 0; 2: 0; 3: 0; 4: 0; 5: 0; 6: 0; 7: 0; 8: 0; 9: 0; 10: 0; 11: 0; 12: 0; 13: 1481; 14: 1394; 15: 1308; 16: 1245; 17: 1190; 18: 1141; 19: 1106; 20: 1076; 21: 1046; 22: 1017; 23: 987; 24: 958; 25: 928; 26: 899; 27: 869; 28: 783
| SolarWenatcheeCapital_2033 | [11 empty] | 1: 0; 2: 0; 3: 0; 4: 0; 5: 0; 6: 0; 7: 0; 8: 0; 9: 0; 10: 0; 11: 0; 12: 0; 13: 0; 14: 1468; 15: 1382; 16: 1297; 17: 1234; 18: 1180; 19: 1131; 20: 1096; 21: 1067; 22: 1037; 23: 1008; 24: 979; 25: 950; 26: 920; 27: 891; 28: 792
| SolarWenatcheeCapital_2034 | [11 empty] | 1: 0; 2: 0; 3: 0; 4: 0; 5: 0; 6: 0; 7: 0; 8: 0; 9: 0; 10: 0; 11: 0; 12: 0; 13: 0; 14: 0; 15: 1456; 16: 1370; 17: 1286; 18: 1223; 19: 1169; 20: 1122; 21: 1086; 22: 1057; 23: 1028; 24: 999; 25: 970; 26: 941; 27: 912; 28: 801
| SolarWenatcheeCapital_2035 | [11 empty] | 1: 0; 2: 0; 3: 0; 4: 0; 5: 0; 6: 0; 7: 0; 8: 0; 9: 0; 10: 0; 11: 0; 12: 0; 13: 0; 14: 0; 15: 0; 16: 1443; 17: 1358; 18: 1274; 19: 1212; 20: 1159; 21: 1112; 22: 1077; 23: 1048; 24: 1019; 25: 990; 26: 962; 27: 933; 28: 810
| SolarWenatcheeCapital_2036 | [11 empty] | 1: 0; 2: 0; 3: 0; 4: 0; 5: 0; 6: 0; 7: 0; 8: 0; 9: 0; 10: 0; 11: 0; 12: 0; 13: 0; 14: 0; 15: 0; 16: 0; 17: 1430; 18: 1346; 19: 1263; 20: 1202; 21: 1149; 22: 1102; 23: 1067; 24: 1039; 25: 1010; 26: 982; 27: 953; 28: 819
| SolarWenatcheeCapital_2037 | [11 empty] | 1: 0; 2: 0; 3: 0; 4: 0; 5: 0; 6: 0; 7: 0; 8: 0; 9: 0; 10: 0; 11: 0; 12: 0; 13: 0; 14: 0; 15: 0; 16: 0; 17: 0; 18: 1417; 19: 1334; 20: 1251; 21: 1191; 22: 1138; 23: 1092; 24: 1057; 25: 1029; 26: 1001; 27: 973; 28: 827
| SolarWenatcheeCapital_2038 | [11 empty] | 1: 0; 2: 0; 3: 0; 4: 0; 5: 0; 6: 0; 7: 0; 8: 0; 9: 0; 10: 0; 11: 0; 12: 0; 13: 0; 14: 0; 15: 0; 16: 0; 17: 0; 18: 0; 19: 1404; 20: 1322; 21: 1240; 22: 1180; 23: 1128; 24: 1082; 25: 1048; 26: 1020; 27: 992; 28: 836
| SolarWenatcheeCapital_2039 | [11 empty] | 1: 0; 2: 0; 3: 0; 4: 0; 5: 0; 6: 0; 7: 0; 8: 0; 9: 0; 10: 0; 11: 0; 12: 0; 13: 0; 14: 0; 15: 0; 16: 0; 17: 0; 18: 0; 19: 0; 20: 1391; 21: 1310; 22: 1229; 23: 1169; 24: 1118; 25: 1072; 26: 1038; 27: 1010; 28: 844
| SolarWenatcheeCapital_2040 | [11 empty] | 1: 0; 2: 0; 3: 0; 4: 0; 5: 0; 6: 0; 7: 0; 8: 0; 9: 0; 10: 0; 11: 0; 12: 0; 13: 0; 14: 0; 15: 0; 16: 0; 17: 0; 18: 0; 19: 0; 20: 0; 21: 1378; 22: 1297; 23: 1217; 24: 1158; 25: 1107; 26: 1062; 27: 1029; 28: 852
| SolarWenatcheeCapital_2041 | [11 empty] | 1: 0; 2: 0; 3: 0; 4: 0; 5: 0; 6: 0; 7: 0; 8: 0; 9: 0; 10: 0; 11: 0; 12: 0; 13: 0; 14: 0; 15: 0; 16: 0; 17: 0; 18: 0; 19: 0; 20: 0; 21: 0; 22: 1365; 23: 1285; 24: 1206; 25: 1147; 26: 1097; 27: 1052; 28: 861
| SolarWenatcheeCapital_2042 | [11 empty] | 1: 0; 2: 0; 3: 0; 4: 0; 5: 0; 6: 0; 7: 0; 8: 0; 9: 0; 10: 0; 11: 0; 12: 0; 13: 0; 14: 0; 15: 0; 16: 0; 17: 0; 18: 0; 19: 0; 20: 0; 21: 0; 22: 0; 23: 1352; 24: 1273; 25: 1195; 26: 1137; 27: 1086; 28: 869
| SolarWenatcheeCapital_2043 | [11 empty] | 1: 0; 2: 0; 3: 0; 4: 0; 5: 0; 6: 0; 7: 0; 8: 0; 9: 0; 10: 0; 11: 0; 12: 0; 13: 0; 14: 0; 15: 0; 16: 0; 17: 0; 18: 0; 19: 0; 20: 0; 21: 0; 22: 0; 23: 0; 24: 1340; 25: 1261; 26: 1183; 27: 1126; 28: 879
| SolarWenatcheeCapital_2044 | [11 empty] | 1: 0; 2: 0; 3: 0; 4: 0; 5: 0; 6: 0; 7: 0; 8: 0; 9: 0; 10: 0; 11: 0; 12: 0; 13: 0; 14: 0; 15: 0; 16: 0; 17: 0; 18: 0; 19: 0; 20: 0; 21: 0; 22: 0; 23: 0; 24: 0; 25: 1327; 26: 1249; 27: 1172; 28: 890
| SolarWenatcheeCapital_2045 | [11 empty] | 1: 0; 2: 0; 3: 0; 4: 0; 5: 0; 6: 0; 7: 0; 8: 0; 9: 0; 10: 0; 11: 0; 12: 0; 13: 0; 14: 0; 15: 0; 16: 0; 17: 0; 18: 0; 19: 0; 20: 0; 21: 0; 22: 0; 23: 0; 24: 0; 25: 0; 26: 1314; 27: 1237; 28: 903
| SolarWenatcheeCapital_2046 | [11 empty] | 1: 0; 2: 0; 3: 0; 4: 0; 5: 0; 6: 0; 7: 0; 8: 0; 9: 0; 10: 0; 11: 0; 12: 0; 13: 0; 14: 0; 15: 0; 16: 0; 17: 0; 18: 0; 19: 0; 20: 0; 21: 0; 22: 0; 23: 0; 24: 0; 25: 0; 26: 0; 27: 1301; 28: 919
| SolarWenatcheeCapital_2047 | [11 empty] | 1: 0; 2: 0; 3: 0; 4: 0; 5: 0; 6: 0; 7: 0; 8: 0; 9: 0; 10: 0; 11: 0; 12: 0; 13: 0; 14: 0; 15: 0; 16: 0; 17: 0; 18: 0; 19: 0; 20: 0; 21: 0; 22: 0; 23: 0; 24: 0; 25: 0; 26: 0; 27: 0; 28: 937
| Solar_BatteryCapital_2020 | [11 empty] | 1: 4240; 2: 3978; 3: 3719; 4: 3524; 5: 3353; 6: 3201; 7: 3086; 8: 2989; 9: 2891; 10: 2794; 11: 2697; 12: 2599; 13: 2502; 14: 2405; 15: 2308; 16: 2210; 17: 2113; 18: 2016; 19: 1918; 20: 1821; 21: 0; 22: 0; 23: 0; 24: 0; 25: 0; 26: 0; 27: 0; 28: 0
| Solar_BatteryCapital_2021 | [11 empty] | 1: 0; 2: 4055; 3: 3804; 4: 3556; 5: 3370; 6: 3207; 7: 3061; 8: 2951; 9: 2858; 10: 2765; 11: 2672; 12: 2579; 13: 2486; 14: 2393; 15: 2300; 16: 2207; 17: 2113; 18: 2020; 19: 1927; 20: 1834; 21: 1741; 22: 0; 23: 0; 24: 0; 25: 0; 26: 0; 27: 0; 28: 0
| Solar_BatteryCapital_2022 | [11 empty] | 1: 0; 2: 0; 3: 3869; 4: 3630; 5: 3393; 6: 3215; 7: 3060; 8: 2921; 9: 2816; 10: 2727; 11: 2638; 12: 2549; 13: 2461; 14: 2372; 15: 2283; 16: 2194; 17: 2105; 18: 2017; 19: 1928; 20: 1839; 21: 1750; 22: 1662; 23: 0; 24: 0; 25: 0; 26: 0; 27: 0; 28: 0
| Solar_BatteryCapital_2023 | [11 empty] | 1: 0; 2: 0; 3: 0; 4: 3683; 5: 3456; 6: 3230; 7: 3061; 8: 2913; 9: 2781; 10: 2681; 11: 2596; 12: 2512; 13: 2427; 14: 2342; 15: 2258; 16: 2173; 17: 2089; 18: 2004; 19: 1920; 20: 1835; 21: 1751; 22: 1666; 23: 1582; 24: 0; 25: 0; 26: 0; 27: 0; 28: 0
| Solar_BatteryCapital_2024 | [11 empty] | 1: 0; 2: 0; 3: 0; 4: 0; 5: 3583; 6: 3364; 7: 3147; 8: 2985; 9: 2843; 10: 2717; 11: 2622; 12: 2542; 13: 2462; 14: 2382; 15: 2303; 16: 2223; 17: 2143; 18: 2063; 19: 1983; 20: 1903; 21: 1824; 22: 1744; 23: 1664; 24: 1584; 25: 0; 26: 0; 27: 0; 28: 0
| Solar_BatteryCapital_2025 | [11 empty] | 1: 0; 2: 0; 3: 0; 4: 0; 5: 0; 6: 3473; 7: 3263; 8: 3055; 9: 2900; 10: 2765; 11: 2645; 12: 2555; 13: 2480; 14: 2405; 15: 2330; 16: 2254; 17: 2179; 18: 2104; 19: 2029; 20: 1954; 21: 1878; 22: 1803; 23: 1728; 24: 1653; 25: 1578; 26: 0; 27: 0; 28: 0
| Solar_BatteryCapital_2026 | [11 empty] | 1: 0; 2: 0; 3: 0; 4: 0; 5: 0; 6: 0; 7: 3517; 8: 3311; 9: 3106; 10: 2956; 11: 2825; 12: 2710; 13: 2625; 14: 2555; 15: 2485; 16: 2414; 17: 2344; 18: 2274; 19: 2204; 20: 2134; 21: 2064; 22: 1994; 23: 1924; 24: 1854; 25: 1784; 26: 1713; 27: 1646; 28: 1582
| Solar_BatteryCapital_2027 | [11 empty] | 1: 0; 2: 0; 3: 0; 4: 0; 5: 0; 6: 0; 7: 0; 8: 3319; 9: 3124; 10: 2931; 11: 2789; 12: 2666; 13: 2557; 14: 2477; 15: 2411; 16: 2344; 17: 2278; 18: 2212; 19: 2146; 20: 2080; 21: 2014; 22: 1948; 23: 1881; 24: 1815; 25: 1749; 26: 1683; 27: 1617; 28: 1553
| Solar_BatteryCapital_2028 | [11 empty] | 1: 0; 2: 0; 3: 0; 4: 0; 5: 0; 6: 0; 7: 0; 8: 0; 9: 3120; 10: 2937; 11: 2756; 12: 2622; 13: 2507; 14: 2404; 15: 2329; 16: 2266; 17: 2204; 18: 2142; 19: 2080; 20: 2018; 21: 1955; 22: 1893; 23: 1831; 24: 1769; 25: 1707; 26: 1645; 27: 1582; 28: 1520
| Solar_BatteryCapital_2029 | [11 empty] | 1: 0; 2: 0; 3: 0; 4: 0; 5: 0; 6: 0; 7: 0; 8: 0; 9: 0; 10: 2922; 11: 2750; 12: 2581; 13: 2456; 14: 2347; 15: 2251; 16: 2181; 17: 2122; 18: 2064; 19: 2006; 20: 1948; 21: 1889; 22: 1831; 23: 1773; 24: 1715; 25: 1656; 26: 1598; 27: 1540; 28: 1482
| Solar_BatteryCapital_2030 | [11 empty] | 1: 0; 2: 0; 3: 0; 4: 0; 5: 0; 6: 0; 7: 0; 8: 0; 9: 0; 10: 0; 11: 2723; 12: 2564; 13: 2405; 14: 2289; 15: 2188; 16: 2098; 17: 2032; 18: 1978; 19: 1924; 20: 1870; 21: 1815; 22: 1761; 23: 1707; 24: 1653; 25: 1598; 26: 1544; 27: 1490; 28: 1435
| Solar_BatteryCapital_2031 | [11 empty] | 1: 0; 2: 0; 3: 0; 4: 0; 5: 0; 6: 0; 7: 0; 8: 0; 9: 0; 10: 0; 11: 0; 12: 2699; 13: 2541; 14: 2384; 15: 2269; 16: 2169; 17: 2080; 18: 2015; 19: 1961; 20: 1907; 21: 1853; 22: 1799; 23: 1746; 24: 1692; 25: 1638; 26: 1584; 27: 1530; 28: 1477
| Solar_BatteryCapital_2032 | [11 empty] | 1: 0; 2: 0; 3: 0; 4: 0; 5: 0; 6: 0; 7: 0; 8: 0; 9: 0; 10: 0; 11: 0; 12: 0; 13: 2675; 14: 2518; 15: 2363; 16: 2249; 17: 2149; 18: 2062; 19: 1997; 20: 1943; 21: 1890; 22: 1837; 23: 1783; 24: 1730; 25: 1677; 26: 1623; 27: 1570; 28: 1517
| Solar_BatteryCapital_2033 | [11 empty] | 1: 0; 2: 0; 3: 0; 4: 0; 5: 0; 6: 0; 7: 0; 8: 0; 9: 0; 10: 0; 11: 0; 12: 0; 13: 0; 14: 2652; 15: 2496; 16: 2342; 17: 2228; 18: 2130; 19: 2043; 20: 1979; 21: 1926; 22: 1873; 23: 1820; 24: 1767; 25: 1715; 26: 1662; 27: 1609; 28: 1556
| Solar_BatteryCapital_2034 | [11 empty] | 1: 0; 2: 0; 3: 0; 4: 0; 5: 0; 6: 0; 7: 0; 8: 0; 9: 0; 10: 0; 11: 0; 12: 0; 13: 0; 14: 0; 15: 2628; 16: 2473; 17: 2321; 18: 2208; 19: 2111; 20: 2025; 21: 1961; 22: 1909; 23: 1856; 24: 1804; 25: 1751; 26: 1699; 27: 1647; 28: 1594
| Solar_BatteryCapital_2035 | [11 empty] | 1: 0; 2: 0; 3: 0; 4: 0; 5: 0; 6: 0; 7: 0; 8: 0; 9: 0; 10: 0; 11: 0; 12: 0; 13: 0; 14: 0; 15: 0; 16: 2604; 17: 2451; 18: 2300; 19: 2188; 20: 2092; 21: 2006; 22: 1943; 23: 1891; 24: 1839; 25: 1787; 26: 1736; 27: 1684; 28: 1632
| Solar_BatteryCapital_2036 | [11 empty] | 1: 0; 2: 0; 3: 0; 4: 0; 5: 0; 6: 0; 7: 0; 8: 0; 9: 0; 10: 0; 11: 0; 12: 0; 13: 0; 14: 0; 15: 0; 16: 0; 17: 2580; 18: 2428; 19: 2279; 20: 2168; 21: 2072; 22: 1988; 23: 1925; 24: 1874; 25: 1822; 26: 1771; 27: 1720; 28: 1668
| Solar_BatteryCapital_2037 | [11 empty] | 1: 0; 2: 0; 3: 0; 4: 0; 5: 0; 6: 0; 7: 0; 8: 0; 9: 0; 10: 0; 11: 0; 12: 0; 13: 0; 14: 0; 15: 0; 16: 0; 17: 0; 18: 2556; 19: 2406; 20: 2257; 21: 2148; 22: 2053; 23: 1969; 24: 1907; 25: 1856; 26: 1805; 27: 1755; 28: 1704
| Solar_BatteryCapital_2038 | [11 empty] | 1: 0; 2: 0; 3: 0; 4: 0; 5: 0; 6: 0; 7: 0; 8: 0; 9: 0; 10: 0; 11: 0; 12: 0; 13: 0; 14: 0; 15: 0; 16: 0; 17: 0; 18: 0; 19: 2532; 20: 2383; 21: 2236; 22: 2128; 23: 2034; 24: 1951; 25: 1889; 26: 1839; 27: 1789; 28: 1738
| Solar_BatteryCapital_2039 | [11 empty] | 1: 0; 2: 0; 3: 0; 4: 0; 5: 0; 6: 0; 7: 0; 8: 0; 9: 0; 10: 0; 11: 0; 12: 0; 13: 0; 14: 0; 15: 0; 16: 0; 17: 0; 18: 0; 19: 0; 20: 2508; 21: 2361; 22: 2215; 23: 2108; 24: 2015; 25: 1932; 26: 1872; 27: 1822; 28: 1772
| Solar_BatteryCapital_2040 | [11 empty] | 1: 0; 2: 0; 3: 0; 4: 0; 5: 0; 6: 0; 7: 0; 8: 0; 9: 0; 10: 0; 11: 0; 12: 0; 13: 0; 14: 0; 15: 0; 16: 0; 17: 0; 18: 0; 19: 0; 20: 0; 21: 2484; 22: 2338; 23: 2194; 24: 2088; 25: 1995; 26: 1914; 27: 1854; 28: 1804
| Solar_BatteryCapital_2041 | [11 empty] | 1: 0; 2: 0; 3: 0; 4: 0; 5: 0; 6: 0; 7: 0; 8: 0; 9: 0; 10: 0; 11: 0; 12: 0; 13: 0; 14: 0; 15: 0; 16: 0; 17: 0; 18: 0; 19: 0; 20: 0; 21: 0; 22: 2460; 23: 2316; 24: 2173; 25: 2067; 26: 1976; 27: 1895; 28: 1836
| Solar_BatteryCapital_2042 | [11 empty] | 1: 0; 2: 0; 3: 0; 4: 0; 5: 0; 6: 0; 7: 0; 8: 0; 9: 0; 10: 0; 11: 0; 12: 0; 13: 0; 14: 0; 15: 0; 16: 0; 17: 0; 18: 0; 19: 0; 20: 0; 21: 0; 22: 0; 23: 2436; 24: 2293; 25: 2152; 26: 2047; 27: 1957; 28: 1877
| Solar_BatteryCapital_2043 | [11 empty] | 1: 0; 2: 0; 3: 0; 4: 0; 5: 0; 6: 0; 7: 0; 8: 0; 9: 0; 10: 0; 11: 0; 12: 0; 13: 0; 14: 0; 15: 0; 16: 0; 17: 0; 18: 0; 19: 0; 20: 0; 21: 0; 22: 0; 23: 0; 24: 2412; 25: 2271; 26: 2130; 27: 2027; 28: 1938
| Solar_BatteryCapital_2044 | [11 empty] | 1: 0; 2: 0; 3: 0; 4: 0; 5: 0; 6: 0; 7: 0; 8: 0; 9: 0; 10: 0; 11: 0; 12: 0; 13: 0; 14: 0; 15: 0; 16: 0; 17: 0; 18: 0; 19: 0; 20: 0; 21: 0; 22: 0; 23: 0; 24: 0; 25: 2388; 26: 2248; 27: 2109; 28: 2007
| Solar_BatteryCapital_2045 | [11 empty] | 1: 0; 2: 0; 3: 0; 4: 0; 5: 0; 6: 0; 7: 0; 8: 0; 9: 0; 10: 0; 11: 0; 12: 0; 13: 0; 14: 0; 15: 0; 16: 0; 17: 0; 18: 0; 19: 0; 20: 0; 21: 0; 22: 0; 23: 0; 24: 0; 25: 0; 26: 2364; 27: 2225; 28: 2088
| Solar_BatteryCapital_2046 | [11 empty] | 1: 0; 2: 0; 3: 0; 4: 0; 5: 0; 6: 0; 7: 0; 8: 0; 9: 0; 10: 0; 11: 0; 12: 0; 13: 0; 14: 0; 15: 0; 16: 0; 17: 0; 18: 0; 19: 0; 20: 0; 21: 0; 22: 0; 23: 0; 24: 0; 25: 0; 26: 0; 27: 2340; 28: 2203
| Solar_BatteryCapital_2047 | [11 empty] | 1: 0; 2: 0; 3: 0; 4: 0; 5: 0; 6: 0; 7: 0; 8: 0; 9: 0; 10: 0; 11: 0; 12: 0; 13: 0; 14: 0; 15: 0; 16: 0; 17: 0; 18: 0; 19: 0; 20: 0; 21: 0; 22: 0; 23: 0; 24: 0; 25: 0; 26: 0; 27: 0; 28: 2316
| MTWindCentralCapital_2020 | [11 empty] | 1: 2760; 2: 2602; 3: 2445; 4: 2331; 5: 2232; 6: 2145; 7: 2082; 8: 2030; 9: 1979; 10: 1927; 11: 1876; 12: 1824; 13: 1773; 14: 1721; 15: 1670; 16: 1618; 17: 1567; 18: 1515; 19: 1464; 20: 1412; 21: 1361; 22: 1309; 23: 1258; 24: 1206; 25: 1155; 26: 1103; 27: 1052; 28: 950
| MTWindCentralCapital_2021 | [11 empty] | 1: 0; 2: 2673; 3: 2520; 4: 2368; 5: 2257; 6: 2162; 7: 2077; 8: 2016; 9: 1966; 10: 1916; 11: 1867; 12: 1817; 13: 1767; 14: 1717; 15: 1667; 16: 1617; 17: 1567; 18: 1517; 19: 1468; 20: 1418; 21: 1368; 22: 1318; 23: 1268; 24: 1218; 25: 1168; 26: 1118; 27: 1069; 28: 946
| MTWindCentralCapital_2022 | [11 empty] | 1: 0; 2: 0; 3: 2587; 4: 2438; 5: 2291; 6: 2184; 7: 2092; 8: 2010; 9: 1951; 10: 1902; 11: 1854; 12: 1806; 13: 1758; 14: 1709; 15: 1661; 16: 1613; 17: 1565; 18: 1516; 19: 1468; 20: 1420; 21: 1372; 22: 1323; 23: 1275; 24: 1227; 25: 1179; 26: 1130; 27: 1082; 28: 941
| MTWindCentralCapital_2023 | [11 empty] | 1: 0; 2: 0; 3: 0; 4: 2500; 5: 2356; 6: 2215; 7: 2111; 8: 2021; 9: 1943; 10: 1885; 11: 1839; 12: 1792; 13: 1745; 14: 1699; 15: 1652; 16: 1605; 17: 1559; 18: 1512; 19: 1465; 20: 1419; 21: 1372; 22: 1326; 23: 1279; 24: 1232; 25: 1186; 26: 1139; 27: 1092; 28: 935
| MTWindCentralCapital_2024 | [11 empty] | 1: 0; 2: 0; 3: 0; 4: 0; 5: 2413; 6: 2275; 7: 2138; 8: 2037; 9: 1951; 10: 1875; 11: 1820; 12: 1775; 13: 1730; 14: 1685; 15: 1640; 16: 1595; 17: 1550; 18: 1505; 19: 1460; 20: 1415; 21: 1370; 22: 1325; 23: 1279; 24: 1234; 25: 1189; 26: 1144; 27: 1099; 28: 927
| MTWindCentralCapital_2025 | [11 empty] | 1: 0; 2: 0; 3: 0; 4: 0; 5: 0; 6: 2326; 7: 2193; 8: 2061; 9: 1964; 10: 1881; 11: 1808; 12: 1754; 13: 1711; 14: 1667; 15: 1624; 16: 1581; 17: 1537; 18: 1494; 19: 1450; 20: 1407; 21: 1364; 22: 1320; 23: 1277; 24: 1233; 25: 1190; 26: 1147; 27: 1103; 28: 918
| MTWindCentralCapital_2026 | [11 empty] | 1: 0; 2: 0; 3: 0; 4: 0; 5: 0; 6: 0; 7: 2239; 8: 2111; 9: 1984; 10: 1891; 11: 1811; 12: 1740; 13: 1689; 14: 1647; 15: 1605; 16: 1563; 17: 1522; 18: 1480; 19: 1438; 20: 1396; 21: 1354; 22: 1313; 23: 1271; 24: 1229; 25: 1187; 26: 1146; 27: 1104; 28: 907
| MTWindCentralCapital_2027 | [11 empty] | 1: 0; 2: 0; 3: 0; 4: 0; 5: 0; 6: 0; 7: 0; 8: 2152; 9: 2029; 10: 1907; 11: 1817; 12: 1740; 13: 1673; 14: 1623; 15: 1583; 16: 1543; 17: 1503; 18: 1463; 19: 1422; 20: 1382; 21: 1342; 22: 1302; 23: 1262; 24: 1222; 25: 1181; 26: 1141; 27: 1101; 28: 894
| MTWindCentralCapital_2028 | [11 empty] | 1: 0; 2: 0; 3: 0; 4: 0; 5: 0; 6: 0; 7: 0; 8: 0; 9: 2066; 10: 1947; 11: 1830; 12: 1744; 13: 1670; 14: 1605; 15: 1558; 16: 1519; 17: 1481; 18: 1442; 19: 1404; 20: 1365; 21: 1327; 22: 1288; 23: 1249; 24: 1211; 25: 1172; 26: 1134; 27: 1095; 28: 880
| MTWindCentralCapital_2029 | [11 empty] | 1: 0; 2: 0; 3: 0; 4: 0; 5: 0; 6: 0; 7: 0; 8: 0; 9: 0; 10: 1979; 11: 1865; 12: 1753; 13: 1671; 14: 1600; 15: 1538; 16: 1492; 17: 1455; 18: 1418; 19: 1381; 20: 1345; 21: 1308; 22: 1271; 23: 1234; 24: 1197; 25: 1160; 26: 1123; 27: 1086; 28: 865
| MTWindCentralCapital_2030 | [11 empty] | 1: 0; 2: 0; 3: 0; 4: 0; 5: 0; 6: 0; 7: 0; 8: 0; 9: 0; 10: 0; 11: 1892; 12: 1783; 13: 1676; 14: 1597; 15: 1530; 16: 1470; 17: 1427; 18: 1391; 19: 1356; 20: 1321; 21: 1286; 22: 1250; 23: 1215; 24: 1180; 25: 1144; 26: 1109; 27: 1074; 28: 847
| MTWindCentralCapital_2031 | [11 empty] | 1: 0; 2: 0; 3: 0; 4: 0; 5: 0; 6: 0; 7: 0; 8: 0; 9: 0; 10: 0; 11: 0; 12: 1873; 13: 1766; 14: 1659; 15: 1582; 16: 1515; 17: 1456; 18: 1413; 19: 1378; 20: 1343; 21: 1308; 22: 1273; 23: 1238; 24: 1203; 25: 1168; 26: 1133; 27: 1098; 28: 860
| MTWindCentralCapital_2032 | [11 empty] | 1: 0; 2: 0; 3: 0; 4: 0; 5: 0; 6: 0; 7: 0; 8: 0; 9: 0; 10: 0; 11: 0; 12: 0; 13: 1854; 14: 1748; 15: 1643; 16: 1566; 17: 1500; 18: 1441; 19: 1399; 20: 1364; 21: 1329; 22: 1295; 23: 1260; 24: 1226; 25: 1191; 26: 1156; 27: 1122; 28: 872
| MTWindCentralCapital_2033 | [11 empty] | 1: 0; 2: 0; 3: 0; 4: 0; 5: 0; 6: 0; 7: 0; 8: 0; 9: 0; 10: 0; 11: 0; 12: 0; 13: 0; 14: 1836; 15: 1731; 16: 1626; 17: 1550; 18: 1484; 19: 1427; 20: 1384; 21: 1350; 22: 1316; 23: 1282; 24: 1247; 25: 1213; 26: 1179; 27: 1145; 28: 884
| MTWindCentralCapital_2034 | [11 empty] | 1: 0; 2: 0; 3: 0; 4: 0; 5: 0; 6: 0; 7: 0; 8: 0; 9: 0; 10: 0; 11: 0; 12: 0; 13: 0; 14: 0; 15: 1817; 16: 1713; 17: 1610; 18: 1534; 19: 1469; 20: 1412; 21: 1370; 22: 1337; 23: 1303; 24: 1269; 25: 1235; 26: 1201; 27: 1167; 28: 896
| MTWindCentralCapital_2035 | [11 empty] | 1: 0; 2: 0; 3: 0; 4: 0; 5: 0; 6: 0; 7: 0; 8: 0; 9: 0; 10: 0; 11: 0; 12: 0; 13: 0; 14: 0; 15: 0; 16: 1798; 17: 1695; 18: 1593; 19: 1519; 20: 1454; 21: 1398; 22: 1356; 23: 1323; 24: 1289; 25: 1256; 26: 1222; 27: 1189; 28: 907
| MTWindCentralCapital_2036 | [11 empty] | 1: 0; 2: 0; 3: 0; 4: 0; 5: 0; 6: 0; 7: 0; 8: 0; 9: 0; 10: 0; 11: 0; 12: 0; 13: 0; 14: 0; 15: 0; 16: 0; 17: 1780; 18: 1678; 19: 1577; 20: 1503; 21: 1439; 22: 1383; 23: 1342; 24: 1309; 25: 1276; 26: 1243; 27: 1209; 28: 919
| MTWindCentralCapital_2037 | [11 empty] | 1: 0; 2: 0; 3: 0; 4: 0; 5: 0; 6: 0; 7: 0; 8: 0; 9: 0; 10: 0; 11: 0; 12: 0; 13: 0; 14: 0; 15: 0; 16: 0; 17: 0; 18: 1761; 19: 1660; 20: 1560; 21: 1487; 22: 1424; 23: 1369; 24: 1328; 25: 1295; 26: 1262; 27: 1230; 28: 930
| MTWindCentralCapital_2038 | [11 empty] | 1: 0; 2: 0; 3: 0; 4: 0; 5: 0; 6: 0; 7: 0; 8: 0; 9: 0; 10: 0; 11: 0; 12: 0; 13: 0; 14: 0; 15: 0; 16: 0; 17: 0; 18: 0; 19: 1742; 20: 1643; 21: 1544; 22: 1471; 23: 1409; 24: 1354; 25: 1314; 26: 1282; 27: 1249; 28: 941
| MTWindCentralCapital_2039 | [11 empty] | 1: 0; 2: 0; 3: 0; 4: 0; 5: 0; 6: 0; 7: 0; 8: 0; 9: 0; 10: 0; 11: 0; 12: 0; 13: 0; 14: 0; 15: 0; 16: 0; 17: 0; 18: 0; 19: 0; 20: 1724; 21: 1625; 22: 1527; 23: 1456; 24: 1394; 25: 1340; 26: 1300; 27: 1268; 28: 952
| MTWindCentralCapital_2040 | [11 empty] | 1: 0; 2: 0; 3: 0; 4: 0; 5: 0; 6: 0; 7: 0; 8: 0; 9: 0; 10: 0; 11: 0; 12: 0; 13: 0; 14: 0; 15: 0; 16: 0; 17: 0; 18: 0; 19: 0; 20: 0; 21: 1705; 22: 1607; 23: 1511; 24: 1440; 25: 1379; 26: 1325; 27: 1286; 28: 962
| MTWindCentralCapital_2041 | [11 empty] | 1: 0; 2: 0; 3: 0; 4: 0; 5: 0; 6: 0; 7: 0; 8: 0; 9: 0; 10: 0; 11: 0; 12: 0; 13: 0; 14: 0; 15: 0; 16: 0; 17: 0; 18: 0; 19: 0; 20: 0; 21: 0; 22: 1686; 23: 1590; 24: 1494; 25: 1424; 26: 1364; 27: 1311; 28: 972
| MTWindCentralCapital_2042 | [11 empty] | 1: 0; 2: 0; 3: 0; 4: 0; 5: 0; 6: 0; 7: 0; 8: 0; 9: 0; 10: 0; 11: 0; 12: 0; 13: 0; 14: 0; 15: 0; 16: 0; 17: 0; 18: 0; 19: 0; 20: 0; 21: 0; 22: 0; 23: 1668; 24: 1572; 25: 1477; 26: 1408; 27: 1349; 28: 983
| MTWindCentralCapital_2043 | [11 empty] | 1: 0; 2: 0; 3: 0; 4: 0; 5: 0; 6: 0; 7: 0; 8: 0; 9: 0; 10: 0; 11: 0; 12: 0; 13: 0; 14: 0; 15: 0; 16: 0; 17: 0; 18: 0; 19: 0; 20: 0; 21: 0; 22: 0; 23: 0; 24: 1649; 25: 1555; 26: 1461; 27: 1392; 28: 994
| MTWindCentralCapital_2044 | [11 empty] | 1: 0; 2: 0; 3: 0; 4: 0; 5: 0; 6: 0; 7: 0; 8: 0; 9: 0; 10: 0; 11: 0; 12: 0; 13: 0; 14: 0; 15: 0; 16: 0; 17: 0; 18: 0; 19: 0; 20: 0; 21: 0; 22: 0; 23: 0; 24: 0; 25: 1630; 26: 1537; 27: 1444; 28: 1007
| MTWindCentralCapital_2045 | [11 empty] | 1: 0; 2: 0; 3: 0; 4: 0; 5: 0; 6: 0; 7: 0; 8: 0; 9: 0; 10: 0; 11: 0; 12: 0; 13: 0; 14: 0; 15: 0; 16: 0; 17: 0; 18: 0; 19: 0; 20: 0; 21: 0; 22: 0; 23: 0; 24: 0; 25: 0; 26: 1612; 27: 1519; 28: 1021
| MTWindCentralCapital_2046 | [11 empty] | 1: 0; 2: 0; 3: 0; 4: 0; 5: 0; 6: 0; 7: 0; 8: 0; 9: 0; 10: 0; 11: 0; 12: 0; 13: 0; 14: 0; 15: 0; 16: 0; 17: 0; 18: 0; 19: 0; 20: 0; 21: 0; 22: 0; 23: 0; 24: 0; 25: 0; 26: 0; 27: 1593; 28: 1038
| MTWindCentralCapital_2047 | [11 empty] | 1: 0; 2: 0; 3: 0; 4: 0; 5: 0; 6: 0; 7: 0; 8: 0; 9: 0; 10: 0; 11: 0; 12: 0; 13: 0; 14: 0; 15: 0; 16: 0; 17: 0; 18: 0; 19: 0; 20: 0; 21: 0; 22: 0; 23: 0; 24: 0; 25: 0; 26: 0; 27: 0; 28: 1057
| MTWindEasternCapital_2020 | [11 empty] | 1: 2760; 2: 2602; 3: 2445; 4: 2331; 5: 2232; 6: 2145; 7: 2082; 8: 2030; 9: 1979; 10: 1927; 11: 1876; 12: 1824; 13: 1773; 14: 1721; 15: 1670; 16: 1618; 17: 1567; 18: 1515; 19: 1464; 20: 1412; 21: 1361; 22: 1309; 23: 1258; 24: 1206; 25: 1155; 26: 1103; 27: 1052; 28: 950
| MTWindEasternCapital_2021 | [11 empty] | 1: 0; 2: 2673; 3: 2520; 4: 2368; 5: 2257; 6: 2162; 7: 2077; 8: 2016; 9: 1966; 10: 1916; 11: 1867; 12: 1817; 13: 1767; 14: 1717; 15: 1667; 16: 1617; 17: 1567; 18: 1517; 19: 1468; 20: 1418; 21: 1368; 22: 1318; 23: 1268; 24: 1218; 25: 1168; 26: 1118; 27: 1069; 28: 946
| MTWindEasternCapital_2022 | [11 empty] | 1: 0; 2: 0; 3: 2587; 4: 2438; 5: 2291; 6: 2184; 7: 2092; 8: 2010; 9: 1951; 10: 1902; 11: 1854; 12: 1806; 13: 1758; 14: 1709; 15: 1661; 16: 1613; 17: 1565; 18: 1516; 19: 1468; 20: 1420; 21: 1372; 22: 1323; 23: 1275; 24: 1227; 25: 1179; 26: 1130; 27: 1082; 28: 941
| MTWindEasternCapital_2023 | [11 empty] | 1: 0; 2: 0; 3: 0; 4: 2500; 5: 2356; 6: 2215; 7: 2111; 8: 2021; 9: 1943; 10: 1885; 11: 1839; 12: 1792; 13: 1745; 14: 1699; 15: 1652; 16: 1605; 17: 1559; 18: 1512; 19: 1465; 20: 1419; 21: 1372; 22: 1326; 23: 1279; 24: 1232; 25: 1186; 26: 1139; 27: 1092; 28: 935
| MTWindEasternCapital_2024 | [11 empty] | 1: 0; 2: 0; 3: 0; 4: 0; 5: 2413; 6: 2275; 7: 2138; 8: 2037; 9: 1951; 10: 1875; 11: 1820; 12: 1775; 13: 1730; 14: 1685; 15: 1640; 16: 1595; 17: 1550; 18: 1505; 19: 1460; 20: 1415; 21: 1370; 22: 1325; 23: 1279; 24: 1234; 25: 1189; 26: 1144; 27: 1099; 28: 927
| MTWindEasternCapital_2025 | [11 empty] | 1: 0; 2: 0; 3: 0; 4: 0; 5: 0; 6: 2326; 7: 2193; 8: 2061; 9: 1964; 10: 1881; 11: 1808; 12: 1754; 13: 1711; 14: 1667; 15: 1624; 16: 1581; 17: 1537; 18: 1494; 19: 1450; 20: 1407; 21: 1364; 22: 1320; 23: 1277; 24: 1233; 25: 1190; 26: 1147; 27: 1103; 28: 918
| MTWindEasternCapital_2026 | [11 empty] | 1: 0; 2: 0; 3: 0; 4: 0; 5: 0; 6: 0; 7: 2239; 8: 2111; 9: 1984; 10: 1891; 11: 1811; 12: 1740; 13: 1689; 14: 1647; 15: 1605; 16: 1563; 17: 1522; 18: 1480; 19: 1438; 20: 1396; 21: 1354; 22: 1313; 23: 1271; 24: 1229; 25: 1187; 26: 1146; 27: 1104; 28: 907
| MTWindEasternCapital_2027 | [11 empty] | 1: 0; 2: 0; 3: 0; 4: 0; 5: 0; 6: 0; 7: 0; 8: 2152; 9: 2029; 10: 1907; 11: 1817; 12: 1740; 13: 1673; 14: 1623; 15: 1583; 16: 1543; 17: 1503; 18: 1463; 19: 1422; 20: 1382; 21: 1342; 22: 1302; 23: 1262; 24: 1222; 25: 1181; 26: 1141; 27: 1101; 28: 894
| MTWindEasternCapital_2028 | [11 empty] | 1: 0; 2: 0; 3: 0; 4: 0; 5: 0; 6: 0; 7: 0; 8: 0; 9: 2066; 10: 1947; 11: 1830; 12: 1744; 13: 1670; 14: 1605; 15: 1558; 16: 1519; 17: 1481; 18: 1442; 19: 1404; 20: 1365; 21: 1327; 22: 1288; 23: 1249; 24: 1211; 25: 1172; 26: 1134; 27: 1095; 28: 880
| MTWindEasternCapital_2029 | [11 empty] | 1: 0; 2: 0; 3: 0; 4: 0; 5: 0; 6: 0; 7: 0; 8: 0; 9: 0; 10: 1979; 11: 1865; 12: 1753; 13: 1671; 14: 1600; 15: 1538; 16: 1492; 17: 1455; 18: 1418; 19: 1381; 20: 1345; 21: 1308; 22: 1271; 23: 1234; 24: 1197; 25: 1160; 26: 1123; 27: 1086; 28: 865
| MTWindEasternCapital_2030 | [11 empty] | 1: 0; 2: 0; 3: 0; 4: 0; 5: 0; 6: 0; 7: 0; 8: 0; 9: 0; 10: 0; 11: 1892; 12: 1783; 13: 1676; 14: 1597; 15: 1530; 16: 1470; 17: 1427; 18: 1391; 19: 1356; 20: 1321; 21: 1286; 22: 1250; 23: 1215; 24: 1180; 25: 1144; 26: 1109; 27: 1074; 28: 847
| MTWindEasternCapital_2031 | [11 empty] | 1: 0; 2: 0; 3: 0; 4: 0; 5: 0; 6: 0; 7: 0; 8: 0; 9: 0; 10: 0; 11: 0; 12: 1873; 13: 1766; 14: 1659; 15: 1582; 16: 1515; 17: 1456; 18: 1413; 19: 1378; 20: 1343; 21: 1308; 22: 1273; 23: 1238; 24: 1203; 25: 1168; 26: 1133; 27: 1098; 28: 860
| MTWindEasternCapital_2032 | [11 empty] | 1: 0; 2: 0; 3: 0; 4: 0; 5: 0; 6: 0; 7: 0; 8: 0; 9: 0; 10: 0; 11: 0; 12: 0; 13: 1854; 14: 1748; 15: 1643; 16: 1566; 17: 1500; 18: 1441; 19: 1399; 20: 1364; 21: 1329; 22: 1295; 23: 1260; 24: 1226; 25: 1191; 26: 1156; 27: 1122; 28: 872
| MTWindEasternCapital_2033 | [11 empty] | 1: 0; 2: 0; 3: 0; 4: 0; 5: 0; 6: 0; 7: 0; 8: 0; 9: 0; 10: 0; 11: 0; 12: 0; 13: 0; 14: 1836; 15: 1731; 16: 1626; 17: 1550; 18: 1484; 19: 1427; 20: 1384; 21: 1350; 22: 1316; 23: 1282; 24: 1247; 25: 1213; 26: 1179; 27: 1145; 28: 884
| MTWindEasternCapital_2034 | [11 empty] | 1: 0; 2: 0; 3: 0; 4: 0; 5: 0; 6: 0; 7: 0; 8: 0; 9: 0; 10: 0; 11: 0; 12: 0; 13: 0; 14: 0; 15: 1817; 16: 1713; 17: 1610; 18: 1534; 19: 1469; 20: 1412; 21: 1370; 22: 1337; 23: 1303; 24: 1269; 25: 1235; 26: 1201; 27: 1167; 28: 896
| MTWindEasternCapital_2035 | [11 empty] | 1: 0; 2: 0; 3: 0; 4: 0; 5: 0; 6: 0; 7: 0; 8: 0; 9: 0; 10: 0; 11: 0; 12: 0; 13: 0; 14: 0; 15: 0; 16: 1798; 17: 1695; 18: 1593; 19: 1519; 20: 1454; 21: 1398; 22: 1356; 23: 1323; 24: 1289; 25: 1256; 26: 1222; 27: 1189; 28: 907
| MTWindEasternCapital_2036 | [11 empty] | 1: 0; 2: 0; 3: 0; 4: 0; 5: 0; 6: 0; 7: 0; 8: 0; 9: 0; 10: 0; 11: 0; 12: 0; 13: 0; 14: 0; 15: 0; 16: 0; 17: 1780; 18: 1678; 19: 1577; 20: 1503; 21: 1439; 22: 1383; 23: 1342; 24: 1309; 25: 1276; 26: 1243; 27: 1209; 28: 919
| MTWindEasternCapital_2037 | [11 empty] | 1: 0; 2: 0; 3: 0; 4: 0; 5: 0; 6: 0; 7: 0; 8: 0; 9: 0; 10: 0; 11: 0; 12: 0; 13: 0; 14: 0; 15: 0; 16: 0; 17: 0; 18: 1761; 19: 1660; 20: 1560; 21: 1487; 22: 1424; 23: 1369; 24: 1328; 25: 1295; 26: 1262; 27: 1230; 28: 930
| MTWindEasternCapital_2038 | [11 empty] | 1: 0; 2: 0; 3: 0; 4: 0; 5: 0; 6: 0; 7: 0; 8: 0; 9: 0; 10: 0; 11: 0; 12: 0; 13: 0; 14: 0; 15: 0; 16: 0; 17: 0; 18: 0; 19: 1742; 20: 1643; 21: 1544; 22: 1471; 23: 1409; 24: 1354; 25: 1314; 26: 1282; 27: 1249; 28: 941
| MTWindEasternCapital_2039 | [11 empty] | 1: 0; 2: 0; 3: 0; 4: 0; 5: 0; 6: 0; 7: 0; 8: 0; 9: 0; 10: 0; 11: 0; 12: 0; 13: 0; 14: 0; 15: 0; 16: 0; 17: 0; 18: 0; 19: 0; 20: 1724; 21: 1625; 22: 1527; 23: 1456; 24: 1394; 25: 1340; 26: 1300; 27: 1268; 28: 952
| MTWindEasternCapital_2040 | [11 empty] | 1: 0; 2: 0; 3: 0; 4: 0; 5: 0; 6: 0; 7: 0; 8: 0; 9: 0; 10: 0; 11: 0; 12: 0; 13: 0; 14: 0; 15: 0; 16: 0; 17: 0; 18: 0; 19: 0; 20: 0; 21: 1705; 22: 1607; 23: 1511; 24: 1440; 25: 1379; 26: 1325; 27: 1286; 28: 962
| MTWindEasternCapital_2041 | [11 empty] | 1: 0; 2: 0; 3: 0; 4: 0; 5: 0; 6: 0; 7: 0; 8: 0; 9: 0; 10: 0; 11: 0; 12: 0; 13: 0; 14: 0; 15: 0; 16: 0; 17: 0; 18: 0; 19: 0; 20: 0; 21: 0; 22: 1686; 23: 1590; 24: 1494; 25: 1424; 26: 1364; 27: 1311; 28: 972
| MTWindEasternCapital_2042 | [11 empty] | 1: 0; 2: 0; 3: 0; 4: 0; 5: 0; 6: 0; 7: 0; 8: 0; 9: 0; 10: 0; 11: 0; 12: 0; 13: 0; 14: 0; 15: 0; 16: 0; 17: 0; 18: 0; 19: 0; 20: 0; 21: 0; 22: 0; 23: 1668; 24: 1572; 25: 1477; 26: 1408; 27: 1349; 28: 983
| MTWindEasternCapital_2043 | [11 empty] | 1: 0; 2: 0; 3: 0; 4: 0; 5: 0; 6: 0; 7: 0; 8: 0; 9: 0; 10: 0; 11: 0; 12: 0; 13: 0; 14: 0; 15: 0; 16: 0; 17: 0; 18: 0; 19: 0; 20: 0; 21: 0; 22: 0; 23: 0; 24: 1649; 25: 1555; 26: 1461; 27: 1392; 28: 994
| MTWindEasternCapital_2044 | [11 empty] | 1: 0; 2: 0; 3: 0; 4: 0; 5: 0; 6: 0; 7: 0; 8: 0; 9: 0; 10: 0; 11: 0; 12: 0; 13: 0; 14: 0; 15: 0; 16: 0; 17: 0; 18: 0; 19: 0; 20: 0; 21: 0; 22: 0; 23: 0; 24: 0; 25: 1630; 26: 1537; 27: 1444; 28: 1007
| MTWindEasternCapital_2045 | [11 empty] | 1: 0; 2: 0; 3: 0; 4: 0; 5: 0; 6: 0; 7: 0; 8: 0; 9: 0; 10: 0; 11: 0; 12: 0; 13: 0; 14: 0; 15: 0; 16: 0; 17: 0; 18: 0; 19: 0; 20: 0; 21: 0; 22: 0; 23: 0; 24: 0; 25: 0; 26: 1612; 27: 1519; 28: 1021
| MTWindEasternCapital_2046 | [11 empty] | 1: 0; 2: 0; 3: 0; 4: 0; 5: 0; 6: 0; 7: 0; 8: 0; 9: 0; 10: 0; 11: 0; 12: 0; 13: 0; 14: 0; 15: 0; 16: 0; 17: 0; 18: 0; 19: 0; 20: 0; 21: 0; 22: 0; 23: 0; 24: 0; 25: 0; 26: 0; 27: 1593; 28: 1038
| MTWindEasternCapital_2047 | [11 empty] | 1: 0; 2: 0; 3: 0; 4: 0; 5: 0; 6: 0; 7: 0; 8: 0; 9: 0; 10: 0; 11: 0; 12: 0; 13: 0; 14: 0; 15: 0; 16: 0; 17: 0; 18: 0; 19: 0; 20: 0; 21: 0; 22: 0; 23: 0; 24: 0; 25: 0; 26: 0; 27: 0; 28: 1057
| OffshoreWindCapital_2020 | [11 empty] | 1: 9533; 2: 8987; 3: 8446; 4: 8050; 5: 7709; 6: 7408; 7: 7190; 8: 7012; 9: 6834; 10: 6656; 11: 6478; 12: 6300; 13: 6122; 14: 5945; 15: 5767; 16: 5589; 17: 5411; 18: 5233; 19: 5055; 20: 4877; 21: 4700; 22: 4522; 23: 4344; 24: 4166; 25: 3988; 26: 3810; 27: 3632; 28: 3282
| OffshoreWindCapital_2021 | [11 empty] | 1: 0; 2: 9042; 3: 8524; 4: 8011; 5: 7635; 6: 7312; 7: 7027; 8: 6819; 9: 6651; 10: 6482; 11: 6313; 12: 6144; 13: 5976; 14: 5807; 15: 5638; 16: 5470; 17: 5301; 18: 5132; 19: 4964; 20: 4795; 21: 4626; 22: 4457; 23: 4289; 24: 4120; 25: 3951; 26: 3783; 27: 3614; 28: 3201
| OffshoreWindCapital_2022 | [11 empty] | 1: 0; 2: 0; 3: 8643; 4: 8147; 5: 7657; 6: 7298; 7: 6989; 8: 6716; 9: 6518; 10: 6357; 11: 6196; 12: 6034; 13: 5873; 14: 5712; 15: 5551; 16: 5389; 17: 5228; 18: 5067; 19: 4906; 20: 4744; 21: 4583; 22: 4422; 23: 4261; 24: 4099; 25: 3938; 26: 3777; 27: 3616; 28: 3145
| OffshoreWindCapital_2023 | [11 empty] | 1: 0; 2: 0; 3: 0; 4: 8301; 5: 7825; 6: 7354; 7: 7010; 8: 6712; 9: 6451; 10: 6260; 11: 6106; 12: 5951; 13: 5796; 14: 5641; 15: 5486; 16: 5331; 17: 5176; 18: 5021; 19: 4867; 20: 4712; 21: 4557; 22: 4402; 23: 4247; 24: 4092; 25: 3937; 26: 3782; 27: 3628; 28: 3105
| OffshoreWindCapital_2024 | [11 empty] | 1: 0; 2: 0; 3: 0; 4: 0; 5: 8000; 6: 7541; 7: 7087; 8: 6755; 9: 6469; 10: 6217; 11: 6033; 12: 5884; 13: 5735; 14: 5585; 15: 5436; 16: 5287; 17: 5138; 18: 4988; 19: 4839; 20: 4690; 21: 4541; 22: 4391; 23: 4242; 24: 4093; 25: 3944; 26: 3794; 27: 3645; 28: 3073
| OffshoreWindCapital_2025 | [11 empty] | 1: 0; 2: 0; 3: 0; 4: 0; 5: 0; 6: 7727; 7: 7284; 8: 6846; 9: 6525; 10: 6249; 11: 6005; 12: 5828; 13: 5684; 14: 5539; 15: 5395; 16: 5251; 17: 5107; 18: 4963; 19: 4819; 20: 4674; 21: 4530; 22: 4386; 23: 4242; 24: 4098; 25: 3954; 26: 3809; 27: 3665; 28: 3048
| OffshoreWindCapital_2026 | [11 empty] | 1: 0; 2: 0; 3: 0; 4: 0; 5: 0; 6: 0; 7: 7478; 8: 7049; 9: 6624; 10: 6314; 11: 6046; 12: 5811; 13: 5639; 14: 5500; 15: 5360; 16: 5221; 17: 5081; 18: 4942; 19: 4802; 20: 4663; 21: 4523; 22: 4384; 23: 4244; 24: 4105; 25: 3965; 26: 3826; 27: 3686; 28: 3028
| OffshoreWindCapital_2027 | [11 empty] | 1: 0; 2: 0; 3: 0; 4: 0; 5: 0; 6: 0; 7: 0; 8: 7245; 9: 6830; 10: 6419; 11: 6118; 12: 5859; 13: 5630; 14: 5464; 15: 5329; 16: 5194; 17: 5059; 18: 4923; 19: 4788; 20: 4653; 21: 4518; 22: 4383; 23: 4248; 24: 4112; 25: 3977; 26: 3842; 27: 3707; 28: 3010
| OffshoreWindCapital_2028 | [11 empty] | 1: 0; 2: 0; 3: 0; 4: 0; 5: 0; 6: 0; 7: 0; 8: 0; 9: 7027; 10: 6624; 11: 6226; 12: 5934; 13: 5682; 14: 5461; 15: 5300; 16: 5169; 17: 5037; 18: 4906; 19: 4775; 20: 4644; 21: 4513; 22: 4382; 23: 4251; 24: 4120; 25: 3989; 26: 3857; 27: 3726; 28: 2995
| OffshoreWindCapital_2029 | [11 empty] | 1: 0; 2: 0; 3: 0; 4: 0; 5: 0; 6: 0; 7: 0; 8: 0; 9: 0; 10: 6821; 11: 6430; 12: 6043; 13: 5760; 14: 5516; 15: 5301; 16: 5144; 17: 5017; 18: 4890; 19: 4762; 20: 4635; 21: 4508; 22: 4381; 23: 4253; 24: 4126; 25: 3999; 26: 3872; 27: 3744; 28: 2981
| OffshoreWindCapital_2030 | [11 empty] | 1: 0; 2: 0; 3: 0; 4: 0; 5: 0; 6: 0; 7: 0; 8: 0; 9: 0; 10: 0; 11: 6625; 12: 6245; 13: 5869; 14: 5594; 15: 5357; 16: 5148; 17: 4996; 18: 4872; 19: 4749; 20: 4625; 21: 4502; 22: 4378; 23: 4254; 24: 4131; 25: 4007; 26: 3884; 27: 3760; 28: 2967
| OffshoreWindCapital_2031 | [11 empty] | 1: 0; 2: 0; 3: 0; 4: 0; 5: 0; 6: 0; 7: 0; 8: 0; 9: 0; 10: 0; 11: 0; 12: 6519; 13: 6146; 14: 5776; 15: 5505; 16: 5272; 17: 5066; 18: 4917; 19: 4795; 20: 4673; 21: 4552; 22: 4430; 23: 4309; 24: 4187; 25: 4065; 26: 3944; 27: 3822; 28: 2993
| OffshoreWindCapital_2032 | [11 empty] | 1: 0; 2: 0; 3: 0; 4: 0; 5: 0; 6: 0; 7: 0; 8: 0; 9: 0; 10: 0; 11: 0; 12: 0; 13: 6422; 14: 6053; 15: 5689; 16: 5422; 17: 5193; 18: 4990; 19: 4843; 20: 4723; 21: 4603; 22: 4483; 23: 4364; 24: 4244; 25: 4124; 26: 4004; 27: 3884; 28: 3020
| OffshoreWindCapital_2033 | [11 empty] | 1: 0; 2: 0; 3: 0; 4: 0; 5: 0; 6: 0; 7: 0; 8: 0; 9: 0; 10: 0; 11: 0; 12: 0; 13: 0; 14: 6330; 15: 5967; 16: 5608; 17: 5345; 18: 5118; 19: 4919; 20: 4774; 21: 4656; 22: 4538; 23: 4420; 24: 4301; 25: 4183; 26: 4065; 27: 3947; 28: 3048
| OffshoreWindCapital_2034 | [11 empty] | 1: 0; 2: 0; 3: 0; 4: 0; 5: 0; 6: 0; 7: 0; 8: 0; 9: 0; 10: 0; 11: 0; 12: 0; 13: 0; 14: 0; 15: 6244; 16: 5886; 17: 5532; 18: 5272; 19: 5049; 20: 4852; 21: 4709; 22: 4592; 23: 4476; 24: 4359; 25: 4243; 26: 4126; 27: 4010; 28: 3078
| OffshoreWindCapital_2035 | [11 empty] | 1: 0; 2: 0; 3: 0; 4: 0; 5: 0; 6: 0; 7: 0; 8: 0; 9: 0; 10: 0; 11: 0; 12: 0; 13: 0; 14: 0; 15: 0; 16: 6163; 17: 5809; 18: 5460; 19: 5204; 20: 4983; 21: 4789; 22: 4648; 23: 4533; 24: 4418; 25: 4303; 26: 4188; 27: 4073; 28: 3110
| OffshoreWindCapital_2036 | [11 empty] | 1: 0; 2: 0; 3: 0; 4: 0; 5: 0; 6: 0; 7: 0; 8: 0; 9: 0; 10: 0; 11: 0; 12: 0; 13: 0; 14: 0; 15: 0; 16: 0; 17: 6086; 18: 5737; 19: 5392; 20: 5139; 21: 4921; 22: 4730; 23: 4590; 24: 4476; 25: 4363; 26: 4249; 27: 4136; 28: 3142
| OffshoreWindCapital_2037 | [11 empty] | 1: 0; 2: 0; 3: 0; 4: 0; 5: 0; 6: 0; 7: 0; 8: 0; 9: 0; 10: 0; 11: 0; 12: 0; 13: 0; 14: 0; 15: 0; 16: 0; 17: 0; 18: 6013; 19: 5669; 20: 5327; 21: 5078; 22: 4862; 23: 4673; 24: 4535; 25: 4423; 26: 4311; 27: 4198; 28: 3176
| OffshoreWindCapital_2038 | [11 empty] | 1: 0; 2: 0; 3: 0; 4: 0; 5: 0; 6: 0; 7: 0; 8: 0; 9: 0; 10: 0; 11: 0; 12: 0; 13: 0; 14: 0; 15: 0; 16: 0; 17: 0; 18: 0; 19: 5944; 20: 5603; 21: 5266; 22: 5019; 23: 4806; 24: 4619; 25: 4483; 26: 4372; 27: 4261; 28: 3210
| OffshoreWindCapital_2039 | [11 empty] | 1: 0; 2: 0; 3: 0; 4: 0; 5: 0; 6: 0; 7: 0; 8: 0; 9: 0; 10: 0; 11: 0; 12: 0; 13: 0; 14: 0; 15: 0; 16: 0; 17: 0; 18: 0; 19: 0; 20: 5878; 21: 5541; 22: 5207; 23: 4963; 24: 4753; 25: 4568; 26: 4433; 27: 4323; 28: 3245
| OffshoreWindCapital_2040 | [11 empty] | 1: 0; 2: 0; 3: 0; 4: 0; 5: 0; 6: 0; 7: 0; 8: 0; 9: 0; 10: 0; 11: 0; 12: 0; 13: 0; 14: 0; 15: 0; 16: 0; 17: 0; 18: 0; 19: 0; 20: 0; 21: 5815; 22: 5482; 23: 5152; 24: 4910; 25: 4702; 26: 4519; 27: 4385; 28: 3281
| OffshoreWindCapital_2041 | [11 empty] | 1: 0; 2: 0; 3: 0; 4: 0; 5: 0; 6: 0; 7: 0; 8: 0; 9: 0; 10: 0; 11: 0; 12: 0; 13: 0; 14: 0; 15: 0; 16: 0; 17: 0; 18: 0; 19: 0; 20: 0; 21: 0; 22: 5755; 23: 5425; 24: 5098; 25: 4859; 26: 4653; 27: 4472; 28: 3318
| OffshoreWindCapital_2042 | [11 empty] | 1: 0; 2: 0; 3: 0; 4: 0; 5: 0; 6: 0; 7: 0; 8: 0; 9: 0; 10: 0; 11: 0; 12: 0; 13: 0; 14: 0; 15: 0; 16: 0; 17: 0; 18: 0; 19: 0; 20: 0; 21: 0; 22: 0; 23: 5697; 24: 5370; 25: 5047; 26: 4810; 27: 4606; 28: 3357
| OffshoreWindCapital_2043 | [11 empty] | 1: 0; 2: 0; 3: 0; 4: 0; 5: 0; 6: 0; 7: 0; 8: 0; 9: 0; 10: 0; 11: 0; 12: 0; 13: 0; 14: 0; 15: 0; 16: 0; 17: 0; 18: 0; 19: 0; 20: 0; 21: 0; 22: 0; 23: 0; 24: 5641; 25: 5318; 26: 4997; 27: 4763; 28: 3401
| OffshoreWindCapital_2044 | [11 empty] | 1: 0; 2: 0; 3: 0; 4: 0; 5: 0; 6: 0; 7: 0; 8: 0; 9: 0; 10: 0; 11: 0; 12: 0; 13: 0; 14: 0; 15: 0; 16: 0; 17: 0; 18: 0; 19: 0; 20: 0; 21: 0; 22: 0; 23: 0; 24: 0; 25: 5587; 26: 5267; 27: 4950; 28: 3451
| OffshoreWindCapital_2045 | [11 empty] | 1: 0; 2: 0; 3: 0; 4: 0; 5: 0; 6: 0; 7: 0; 8: 0; 9: 0; 10: 0; 11: 0; 12: 0; 13: 0; 14: 0; 15: 0; 16: 0; 17: 0; 18: 0; 19: 0; 20: 0; 21: 0; 22: 0; 23: 0; 24: 0; 25: 0; 26: 5536; 27: 5218; 28: 3507
| OffshoreWindCapital_2046 | [11 empty] | 1: 0; 2: 0; 3: 0; 4: 0; 5: 0; 6: 0; 7: 0; 8: 0; 9: 0; 10: 0; 11: 0; 12: 0; 13: 0; 14: 0; 15: 0; 16: 0; 17: 0; 18: 0; 19: 0; 20: 0; 21: 0; 22: 0; 23: 0; 24: 0; 25: 0; 26: 0; 27: 5486; 28: 3575
| OffshoreWindCapital_2047 | [11 empty] | 1: 0; 2: 0; 3: 0; 4: 0; 5: 0; 6: 0; 7: 0; 8: 0; 9: 0; 10: 0; 11: 0; 12: 0; 13: 0; 14: 0; 15: 0; 16: 0; 17: 0; 18: 0; 19: 0; 20: 0; 21: 0; 22: 0; 23: 0; 24: 0; 25: 0; 26: 0; 27: 0; 28: 3652
| MTWind_PHSE_Capital2020 | [11 empty] | 1: 8612.05; 2: 8118.23; 3: 7629.54; 4: 7272.06; 5: 6963.78; 6: 6692.4; 7: 6494.83; 8: 6334.16; 9: 6173.48; 10: 6012.81; 11: 5852.14; 12: 5691.47; 13: 5530.79; 14: 5370.12; 15: 5209.45; 16: 5048.78; 17: 4888.1; 18: 4727.43; 19: 4566.76; 20: 4406.08; 21: 4245.41; 22: 4084.74; 23: 3924.07; 24: 3763.39; 25: 3602.72; 26: 3442.05; 27: 3281.38; 28: 2964.54
| MTWind_PHSE_Capital2021 | [11 empty] | 1: 0; 2: 8303.2; 3: 7827.09; 4: 7355.93; 5: 7011.27; 6: 6714.04; 7: 6452.4; 8: 6261.91; 9: 6107; 10: 5952.09; 11: 5797.17; 12: 5642.26; 13: 5487.35; 14: 5332.44; 15: 5177.53; 16: 5022.62; 17: 4867.71; 18: 4712.8; 19: 4557.89; 20: 4402.98; 21: 4248.07; 22: 4093.16; 23: 3938.25; 24: 3783.34; 25: 3628.43; 26: 3473.52; 27: 3318.61; 28: 2939.48
| MTWind_PHSE_Capital2022 | [11 empty] | 1: 0; 2: 0; 3: 7993.98; 4: 7535.61; 5: 7081.99; 6: 6750.16; 7: 6464.01; 8: 6212.11; 9: 6028.71; 10: 5879.57; 11: 5730.43; 12: 5581.29; 13: 5432.14; 14: 5283; 15: 5133.86; 16: 4984.72; 17: 4835.58; 18: 4686.44; 19: 4537.3; 20: 4388.15; 21: 4239.01; 22: 4089.87; 23: 3940.73; 24: 3791.59; 25: 3642.45; 26: 3493.3; 27: 3344.16; 28: 2909.29
| MTWind_PHSE_Capital2023 | [11 empty] | 1: 0; 2: 0; 3: 0; 4: 7684.36; 5: 7243.74; 6: 6807.69; 7: 6488.72; 8: 6213.65; 9: 5971.5; 10: 5795.21; 11: 5651.84; 12: 5508.48; 13: 5365.11; 14: 5221.75; 15: 5078.38; 16: 4935.02; 17: 4791.65; 18: 4648.29; 19: 4504.92; 20: 4361.56; 21: 4218.19; 22: 4074.83; 23: 3931.46; 24: 3788.1; 25: 3644.73; 26: 3501.37; 27: 3358; 28: 2873.81
| MTWind_PHSE_Capital2024 | [11 empty] | 1: 0; 2: 0; 3: 0; 4: 0; 5: 7374.28; 6: 6951.44; 7: 6532.98; 8: 6226.88; 9: 5962.91; 10: 5730.53; 11: 5561.36; 12: 5423.78; 13: 5286.2; 14: 5148.62; 15: 5011.04; 16: 4873.46; 17: 4735.88; 18: 4598.3; 19: 4460.72; 20: 4323.14; 21: 4185.56; 22: 4047.98; 23: 3910.4; 24: 3772.82; 25: 3635.24; 26: 3497.66; 27: 3360.08; 28: 2832.89
| MTWind_PHSE_Capital2025 | [11 empty] | 1: 0; 2: 0; 3: 0; 4: 0; 5: 0; 6: 7063.66; 7: 6658.63; 8: 6257.81; 9: 5964.6; 10: 5711.74; 11: 5489.16; 12: 5327.11; 13: 5195.32; 14: 5063.54; 15: 4931.75; 16: 4799.97; 17: 4668.18; 18: 4536.4; 19: 4404.61; 20: 4272.83; 21: 4141.04; 22: 4009.26; 23: 3877.47; 24: 3745.69; 25: 3613.9; 26: 3482.12; 27: 3350.33; 28: 2786.37
| MTWind_PHSE_Capital2026 | [11 empty] | 1: 0; 2: 0; 3: 0; 4: 0; 5: 0; 6: 0; 7: 6766.31; 8: 6378.33; 9: 5994.37; 10: 5713.51; 11: 5471.3; 12: 5258.08; 13: 5102.85; 14: 4976.62; 15: 4850.38; 16: 4724.14; 17: 4597.9; 18: 4471.67; 19: 4345.43; 20: 4219.19; 21: 4092.96; 22: 3966.72; 23: 3840.48; 24: 3714.24; 25: 3588.01; 26: 3461.77; 27: 3335.53; 28: 2739.69
| MTWind_PHSE_Capital2027 | [11 empty] | 1: 0; 2: 0; 3: 0; 4: 0; 5: 0; 6: 0; 7: 0; 8: 6468.6; 9: 6097.69; 10: 5730.63; 11: 5462.12; 12: 5230.57; 13: 5026.73; 14: 4878.33; 15: 4757.65; 16: 4636.97; 17: 4516.29; 18: 4395.6; 19: 4274.92; 20: 4154.24; 21: 4033.55; 22: 3912.87; 23: 3792.19; 24: 3671.51; 25: 3550.82; 26: 3430.14; 27: 3309.46; 28: 2687.49
| MTWind_PHSE_Capital2028 | [11 empty] | 1: 0; 2: 0; 3: 0; 4: 0; 5: 0; 6: 0; 7: 0; 8: 0; 9: 6170.49; 10: 5816.67; 11: 5466.53; 12: 5210.39; 13: 4989.51; 14: 4795.07; 15: 4653.51; 16: 4538.39; 17: 4423.27; 18: 4308.15; 19: 4193.03; 20: 4077.9; 21: 3962.78; 22: 3847.66; 23: 3732.54; 24: 3617.42; 25: 3502.3; 26: 3387.18; 27: 3272.06; 28: 2629.62
| MTWind_PHSE_Capital2029 | [11 empty] | 1: 0; 2: 0; 3: 0; 4: 0; 5: 0; 6: 0; 7: 0; 8: 0; 9: 0; 10: 5871.9; 11: 5535.21; 12: 5202.01; 13: 4958.27; 14: 4748.07; 15: 4563.04; 16: 4428.33; 17: 4318.78; 18: 4209.23; 19: 4099.68; 20: 3990.13; 21: 3880.58; 22: 3771.03; 23: 3661.48; 24: 3551.93; 25: 3442.38; 26: 3332.83; 27: 3223.28; 28: 2565.93
| MTWind_PHSE_Capital2030 | [11 empty] | 1: 0; 2: 0; 3: 0; 4: 0; 5: 0; 6: 0; 7: 0; 8: 0; 9: 0; 10: 0; 11: 5572.76; 12: 5253.22; 13: 4937; 14: 4705.67; 15: 4506.19; 16: 4330.58; 17: 4202.74; 18: 4098.77; 19: 3994.8; 20: 3890.83; 21: 3786.86; 22: 3682.89; 23: 3578.92; 24: 3474.95; 25: 3370.98; 26: 3267.01; 27: 3163.04; 28: 2496.23
| MTWind_PHSE_Capital2031 | [11 empty] | 1: 0; 2: 0; 3: 0; 4: 0; 5: 0; 6: 0; 7: 0; 8: 0; 9: 0; 10: 0; 11: 0; 12: 5519.56; 13: 5203.07; 14: 4889.86; 15: 4660.75; 16: 4463.17; 17: 4289.24; 18: 4162.61; 19: 4059.63; 20: 3956.66; 21: 3853.68; 22: 3750.7; 23: 3647.73; 24: 3544.75; 25: 3441.77; 26: 3338.8; 27: 3235.82; 28: 2533.54
| MTWind_PHSE_Capital2032 | [11 empty] | 1: 0; 2: 0; 3: 0; 4: 0; 5: 0; 6: 0; 7: 0; 8: 0; 9: 0; 10: 0; 11: 0; 12: 0; 13: 5466.36; 14: 5152.92; 15: 4842.73; 16: 4615.82; 17: 4420.15; 18: 4247.89; 19: 4122.49; 20: 4020.5; 21: 3918.52; 22: 3816.53; 23: 3714.55; 24: 3612.56; 25: 3510.58; 26: 3408.6; 27: 3306.61; 28: 2570.35
| MTWind_PHSE_Capital2033 | [11 empty] | 1: 0; 2: 0; 3: 0; 4: 0; 5: 0; 6: 0; 7: 0; 8: 0; 9: 0; 10: 0; 11: 0; 12: 0; 13: 0; 14: 5413.15; 15: 5102.76; 16: 4795.59; 17: 4570.89; 18: 4377.12; 19: 4206.55; 20: 4082.36; 21: 3981.37; 22: 3880.38; 23: 3779.39; 24: 3678.39; 25: 3577.4; 26: 3476.41; 27: 3375.42; 28: 2606.66
| MTWind_PHSE_Capital2034 | [11 empty] | 1: 0; 2: 0; 3: 0; 4: 0; 5: 0; 6: 0; 7: 0; 8: 0; 9: 0; 10: 0; 11: 0; 12: 0; 13: 0; 14: 0; 15: 5359.94; 16: 5052.6; 17: 4748.45; 18: 4525.97; 19: 4334.1; 20: 4165.2; 21: 4042.23; 22: 3942.23; 23: 3842.24; 24: 3742.24; 25: 3642.24; 26: 3542.24; 27: 3442.24; 28: 2642.44
| MTWind_PHSE_Capital2035 | [11 empty] | 1: 0; 2: 0; 3: 0; 4: 0; 5: 0; 6: 0; 7: 0; 8: 0; 9: 0; 10: 0; 11: 0; 12: 0; 13: 0; 14: 0; 15: 0; 16: 5306.73; 17: 5002.45; 18: 4701.32; 19: 4481.04; 20: 4291.07; 21: 4123.85; 22: 4002.11; 23: 3903.1; 24: 3804.09; 25: 3705.09; 26: 3606.08; 27: 3507.07; 28: 2677.65
| MTWind_PHSE_Capital2036 | [11 empty] | 1: 0; 2: 0; 3: 0; 4: 0; 5: 0; 6: 0; 7: 0; 8: 0; 9: 0; 10: 0; 11: 0; 12: 0; 13: 0; 14: 0; 15: 0; 16: 0; 17: 5253.52; 18: 4952.29; 19: 4654.18; 20: 4436.1; 21: 4248.05; 22: 4082.5; 23: 3961.98; 24: 3863.96; 25: 3765.95; 26: 3667.94; 27: 3569.92; 28: 2712.28
| MTWind_PHSE_Capital2037 | [11 empty] | 1: 0; 2: 0; 3: 0; 4: 0; 5: 0; 6: 0; 7: 0; 8: 0; 9: 0; 10: 0; 11: 0; 12: 0; 13: 0; 14: 0; 15: 0; 16: 0; 17: 0; 18: 5200.31; 19: 4902.13; 20: 4607.04; 21: 4391.17; 22: 4205.02; 23: 4041.15; 24: 3921.85; 25: 3824.83; 26: 3727.81; 27: 3630.78; 28: 2746.3
| MTWind_PHSE_Capital2038 | [11 empty] | 1: 0; 2: 0; 3: 0; 4: 0; 5: 0; 6: 0; 7: 0; 8: 0; 9: 0; 10: 0; 11: 0; 12: 0; 13: 0; 14: 0; 15: 0; 16: 0; 17: 0; 18: 0; 19: 5147.1; 20: 4851.96; 21: 4559.89; 22: 4346.24; 23: 4161.99; 24: 3999.8; 25: 3881.72; 26: 3785.69; 27: 3689.66; 28: 2779.69
| MTWind_PHSE_Capital2039 | [11 empty] | 1: 0; 2: 0; 3: 0; 4: 0; 5: 0; 6: 0; 7: 0; 8: 0; 9: 0; 10: 0; 11: 0; 12: 0; 13: 0; 14: 0; 15: 0; 16: 0; 17: 0; 18: 0; 19: 0; 20: 5093.88; 21: 4801.8; 22: 4512.75; 23: 4301.3; 24: 4118.96; 25: 3958.45; 26: 3841.58; 27: 3746.55; 28: 2812.43
| MTWind_PHSE_Capital2040 | [11 empty] | 1: 0; 2: 0; 3: 0; 4: 0; 5: 0; 6: 0; 7: 0; 8: 0; 9: 0; 10: 0; 11: 0; 12: 0; 13: 0; 14: 0; 15: 0; 16: 0; 17: 0; 18: 0; 19: 0; 20: 0; 21: 5040.67; 22: 4751.64; 23: 4465.6; 24: 4256.37; 25: 4075.93; 26: 3917.09; 27: 3801.45; 28: 2844.48
| MTWind_PHSE_Capital2041 | [11 empty] | 1: 0; 2: 0; 3: 0; 4: 0; 5: 0; 6: 0; 7: 0; 8: 0; 9: 0; 10: 0; 11: 0; 12: 0; 13: 0; 14: 0; 15: 0; 16: 0; 17: 0; 18: 0; 19: 0; 20: 0; 21: 0; 22: 4987.45; 23: 4701.47; 24: 4418.46; 25: 4211.43; 26: 4032.9; 27: 3875.74; 28: 2875.84
| MTWind_PHSE_Capital2042 | [11 empty] | 1: 0; 2: 0; 3: 0; 4: 0; 5: 0; 6: 0; 7: 0; 8: 0; 9: 0; 10: 0; 11: 0; 12: 0; 13: 0; 14: 0; 15: 0; 16: 0; 17: 0; 18: 0; 19: 0; 20: 0; 21: 0; 22: 0; 23: 4934.23; 24: 4651.3; 25: 4371.31; 26: 4166.49; 27: 3989.87; 28: 2907.8
| MTWind_PHSE_Capital2043 | [11 empty] | 1: 0; 2: 0; 3: 0; 4: 0; 5: 0; 6: 0; 7: 0; 8: 0; 9: 0; 10: 0; 11: 0; 12: 0; 13: 0; 14: 0; 15: 0; 16: 0; 17: 0; 18: 0; 19: 0; 20: 0; 21: 0; 22: 0; 23: 0; 24: 4881.01; 25: 4601.13; 26: 4324.16; 27: 4121.55; 28: 2942.76
| MTWind_PHSE_Capital2044 | [11 empty] | 1: 0; 2: 0; 3: 0; 4: 0; 5: 0; 6: 0; 7: 0; 8: 0; 9: 0; 10: 0; 11: 0; 12: 0; 13: 0; 14: 0; 15: 0; 16: 0; 17: 0; 18: 0; 19: 0; 20: 0; 21: 0; 22: 0; 23: 0; 24: 0; 25: 4827.79; 26: 4550.96; 27: 4277.01; 28: 2981.46
| MTWind_PHSE_Capital2045 | [11 empty] | 1: 0; 2: 0; 3: 0; 4: 0; 5: 0; 6: 0; 7: 0; 8: 0; 9: 0; 10: 0; 11: 0; 12: 0; 13: 0; 14: 0; 15: 0; 16: 0; 17: 0; 18: 0; 19: 0; 20: 0; 21: 0; 22: 0; 23: 0; 24: 0; 25: 0; 26: 4774.56; 27: 4500.79; 28: 3024.88
| MTWind_PHSE_Capital2046 | [11 empty] | 1: 0; 2: 0; 3: 0; 4: 0; 5: 0; 6: 0; 7: 0; 8: 0; 9: 0; 10: 0; 11: 0; 12: 0; 13: 0; 14: 0; 15: 0; 16: 0; 17: 0; 18: 0; 19: 0; 20: 0; 21: 0; 22: 0; 23: 0; 24: 0; 25: 0; 26: 0; 27: 4721.34; 28: 3076.5
| MTWind_PHSE_Capital2047 | [11 empty] | 1: 0; 2: 0; 3: 0; 4: 0; 5: 0; 6: 0; 7: 0; 8: 0; 9: 0; 10: 0; 11: 0; 12: 0; 13: 0; 14: 0; 15: 0; 16: 0; 17: 0; 18: 0; 19: 0; 20: 0; 21: 0; 22: 0; 23: 0; 24: 0; 25: 0; 26: 0; 27: 0; 28: 3135.3
| Wind_BatteryCapital_2020 | [11 empty] | 1: 3991; 2: 3762; 3: 3536; 4: 3370; 5: 3227; 6: 3101; 7: 3010; 8: 2935; 9: 2861; 10: 2786; 11: 2712; 12: 2637; 13: 2563; 14: 2489; 15: 2414; 16: 2340; 17: 2265; 18: 2191; 19: 2116; 20: 2042; 21: 1967; 22: 1893; 23: 1818; 24: 1744; 25: 1670; 26: 1595; 27: 1521; 28: 1374
| Wind_BatteryCapital_2021 | [11 empty] | 1: 0; 2: 3855; 3: 3634; 4: 3415; 5: 3255; 6: 3117; 7: 2996; 8: 2907; 9: 2835; 10: 2763; 11: 2691; 12: 2619; 13: 2548; 14: 2476; 15: 2404; 16: 2332; 17: 2260; 18: 2188; 19: 2116; 20: 2044; 21: 1972; 22: 1900; 23: 1828; 24: 1756; 25: 1685; 26: 1613; 27: 1541; 28: 1365
| Wind_BatteryCapital_2022 | [11 empty] | 1: 0; 2: 0; 3: 3719; 4: 3505; 5: 3294; 6: 3140; 7: 3007; 8: 2890; 9: 2804; 10: 2735; 11: 2666; 12: 2596; 13: 2527; 14: 2457; 15: 2388; 16: 2319; 17: 2249; 18: 2180; 19: 2111; 20: 2041; 21: 1972; 22: 1902; 23: 1833; 24: 1764; 25: 1694; 26: 1625; 27: 1556; 28: 1353
| Wind_BatteryCapital_2023 | [11 empty] | 1: 0; 2: 0; 3: 0; 4: 3582; 5: 3377; 6: 3174; 7: 3025; 8: 2897; 9: 2784; 10: 2702; 11: 2635; 12: 2568; 13: 2501; 14: 2434; 15: 2367; 16: 2301; 17: 2234; 18: 2167; 19: 2100; 20: 2033; 21: 1966; 22: 1900; 23: 1833; 24: 1766; 25: 1699; 26: 1632; 27: 1565; 28: 1340
| Wind_BatteryCapital_2024 | [11 empty] | 1: 0; 2: 0; 3: 0; 4: 0; 5: 3446; 6: 3248; 7: 3053; 8: 2910; 9: 2786; 10: 2678; 11: 2599; 12: 2534; 13: 2470; 14: 2406; 15: 2341; 16: 2277; 17: 2213; 18: 2149; 19: 2084; 20: 2020; 21: 1956; 22: 1891; 23: 1827; 24: 1763; 25: 1699; 26: 1634; 27: 1570; 28: 1324
| Wind_BatteryCapital_2025 | [11 empty] | 1: 0; 2: 0; 3: 0; 4: 0; 5: 0; 6: 3309; 7: 3119; 8: 2931; 9: 2794; 10: 2676; 11: 2571; 12: 2496; 13: 2434; 14: 2372; 15: 2310; 16: 2249; 17: 2187; 18: 2125; 19: 2063; 20: 2002; 21: 1940; 22: 1878; 23: 1816; 24: 1755; 25: 1693; 26: 1631; 27: 1569; 28: 1305
| Wind_BatteryCapital_2026 | [11 empty] | 1: 0; 2: 0; 3: 0; 4: 0; 5: 0; 6: 0; 7: 3176; 8: 2994; 9: 2814; 10: 2682; 11: 2568; 12: 2468; 13: 2395; 14: 2336; 15: 2277; 16: 2217; 17: 2158; 18: 2099; 19: 2040; 20: 1980; 21: 1921; 22: 1862; 23: 1803; 24: 1743; 25: 1684; 26: 1625; 27: 1566; 28: 1286
| Wind_BatteryCapital_2027 | [11 empty] | 1: 0; 2: 0; 3: 0; 4: 0; 5: 0; 6: 0; 7: 0; 8: 3043; 9: 2868; 10: 2696; 11: 2569; 12: 2461; 13: 2365; 14: 2295; 15: 2238; 16: 2181; 17: 2125; 18: 2068; 19: 2011; 20: 1954; 21: 1897; 22: 1841; 23: 1784; 24: 1727; 25: 1670; 26: 1614; 27: 1557; 28: 1264
| Wind_BatteryCapital_2028 | [11 empty] | 1: 0; 2: 0; 3: 0; 4: 0; 5: 0; 6: 0; 7: 0; 8: 0; 9: 2910; 10: 2743; 11: 2578; 12: 2457; 13: 2353; 14: 2261; 15: 2194; 16: 2140; 17: 2086; 18: 2031; 19: 1977; 20: 1923; 21: 1869; 22: 1814; 23: 1760; 24: 1706; 25: 1651; 26: 1597; 27: 1543; 28: 1240
| Wind_BatteryCapital_2029 | [11 empty] | 1: 0; 2: 0; 3: 0; 4: 0; 5: 0; 6: 0; 7: 0; 8: 0; 9: 0; 10: 2776; 11: 2617; 12: 2460; 13: 2344; 14: 2245; 15: 2157; 16: 2094; 17: 2042; 18: 1990; 19: 1938; 20: 1887; 21: 1835; 22: 1783; 23: 1731; 24: 1679; 25: 1628; 26: 1576; 27: 1524; 28: 1213
| Wind_BatteryCapital_2030 | [11 empty] | 1: 0; 2: 0; 3: 0; 4: 0; 5: 0; 6: 0; 7: 0; 8: 0; 9: 0; 10: 0; 11: 2643; 12: 2491; 13: 2341; 14: 2231; 15: 2137; 16: 2054; 17: 1993; 18: 1944; 19: 1894; 20: 1845; 21: 1796; 22: 1746; 23: 1697; 24: 1648; 25: 1599; 26: 1549; 27: 1500; 28: 1184
| Wind_BatteryCapital_2031 | [11 empty] | 1: 0; 2: 0; 3: 0; 4: 0; 5: 0; 6: 0; 7: 0; 8: 0; 9: 0; 10: 0; 11: 0; 12: 2617; 13: 2467; 14: 2318; 15: 2210; 16: 2116; 17: 2034; 18: 1974; 19: 1925; 20: 1876; 21: 1827; 22: 1778; 23: 1730; 24: 1681; 25: 1632; 26: 1583; 27: 1534; 28: 1201
| Wind_BatteryCapital_2032 | [11 empty] | 1: 0; 2: 0; 3: 0; 4: 0; 5: 0; 6: 0; 7: 0; 8: 0; 9: 0; 10: 0; 11: 0; 12: 0; 13: 2591; 14: 2443; 15: 2296; 16: 2188; 17: 2096; 18: 2014; 19: 1954; 20: 1906; 21: 1858; 22: 1809; 23: 1761; 24: 1713; 25: 1664; 26: 1616; 27: 1568; 28: 1219
| Wind_BatteryCapital_2033 | [11 empty] | 1: 0; 2: 0; 3: 0; 4: 0; 5: 0; 6: 0; 7: 0; 8: 0; 9: 0; 10: 0; 11: 0; 12: 0; 13: 0; 14: 2566; 15: 2419; 16: 2273; 17: 2167; 18: 2075; 19: 1994; 20: 1935; 21: 1887; 22: 1839; 23: 1791; 24: 1744; 25: 1696; 26: 1648; 27: 1600; 28: 1236
| Wind_BatteryCapital_2034 | [11 empty] | 1: 0; 2: 0; 3: 0; 4: 0; 5: 0; 6: 0; 7: 0; 8: 0; 9: 0; 10: 0; 11: 0; 12: 0; 13: 0; 14: 0; 15: 2540; 16: 2395; 17: 2251; 18: 2145; 19: 2054; 20: 1974; 21: 1916; 22: 1868; 23: 1821; 24: 1774; 25: 1726; 26: 1679; 27: 1631; 28: 1252
| Wind_BatteryCapital_2035 | [11 empty] | 1: 0; 2: 0; 3: 0; 4: 0; 5: 0; 6: 0; 7: 0; 8: 0; 9: 0; 10: 0; 11: 0; 12: 0; 13: 0; 14: 0; 15: 0; 16: 2515; 17: 2371; 18: 2228; 19: 2123; 20: 2033; 21: 1954; 22: 1897; 23: 1850; 24: 1803; 25: 1756; 26: 1709; 27: 1662; 28: 1269
| Wind_BatteryCapital_2036 | [11 empty] | 1: 0; 2: 0; 3: 0; 4: 0; 5: 0; 6: 0; 7: 0; 8: 0; 9: 0; 10: 0; 11: 0; 12: 0; 13: 0; 14: 0; 15: 0; 16: 0; 17: 2489; 18: 2346; 19: 2205; 20: 2102; 21: 2013; 22: 1934; 23: 1877; 24: 1831; 25: 1784; 26: 1738; 27: 1691; 28: 1285
| Wind_BatteryCapital_2037 | [11 empty] | 1: 0; 2: 0; 3: 0; 4: 0; 5: 0; 6: 0; 7: 0; 8: 0; 9: 0; 10: 0; 11: 0; 12: 0; 13: 0; 14: 0; 15: 0; 16: 0; 17: 0; 18: 2464; 19: 2322; 20: 2183; 21: 2080; 22: 1992; 23: 1914; 24: 1858; 25: 1812; 26: 1766; 27: 1720; 28: 1301
| Wind_BatteryCapital_2038 | [11 empty] | 1: 0; 2: 0; 3: 0; 4: 0; 5: 0; 6: 0; 7: 0; 8: 0; 9: 0; 10: 0; 11: 0; 12: 0; 13: 0; 14: 0; 15: 0; 16: 0; 17: 0; 18: 0; 19: 2438; 20: 2298; 21: 2160; 22: 2059; 23: 1971; 24: 1895; 25: 1839; 26: 1793; 27: 1748; 28: 1317
| Wind_BatteryCapital_2039 | [11 empty] | 1: 0; 2: 0; 3: 0; 4: 0; 5: 0; 6: 0; 7: 0; 8: 0; 9: 0; 10: 0; 11: 0; 12: 0; 13: 0; 14: 0; 15: 0; 16: 0; 17: 0; 18: 0; 19: 0; 20: 2412; 21: 2274; 22: 2137; 23: 2037; 24: 1951; 25: 1875; 26: 1819; 27: 1774; 28: 1332
| Wind_BatteryCapital_2040 | [11 empty] | 1: 0; 2: 0; 3: 0; 4: 0; 5: 0; 6: 0; 7: 0; 8: 0; 9: 0; 10: 0; 11: 0; 12: 0; 13: 0; 14: 0; 15: 0; 16: 0; 17: 0; 18: 0; 19: 0; 20: 0; 21: 2387; 22: 2250; 23: 2115; 24: 2016; 25: 1930; 26: 1855; 27: 1800; 28: 1347
| Wind_BatteryCapital_2041 | [11 empty] | 1: 0; 2: 0; 3: 0; 4: 0; 5: 0; 6: 0; 7: 0; 8: 0; 9: 0; 10: 0; 11: 0; 12: 0; 13: 0; 14: 0; 15: 0; 16: 0; 17: 0; 18: 0; 19: 0; 20: 0; 21: 0; 22: 2361; 23: 2226; 24: 2092; 25: 1994; 26: 1909; 27: 1835; 28: 1362
| Wind_BatteryCapital_2042 | [11 empty] | 1: 0; 2: 0; 3: 0; 4: 0; 5: 0; 6: 0; 7: 0; 8: 0; 9: 0; 10: 0; 11: 0; 12: 0; 13: 0; 14: 0; 15: 0; 16: 0; 17: 0; 18: 0; 19: 0; 20: 0; 21: 0; 22: 0; 23: 2336; 24: 2202; 25: 2069; 26: 1972; 27: 1889; 28: 1376
| Wind_BatteryCapital_2043 | [11 empty] | 1: 0; 2: 0; 3: 0; 4: 0; 5: 0; 6: 0; 7: 0; 8: 0; 9: 0; 10: 0; 11: 0; 12: 0; 13: 0; 14: 0; 15: 0; 16: 0; 17: 0; 18: 0; 19: 0; 20: 0; 21: 0; 22: 0; 23: 0; 24: 2310; 25: 2178; 26: 2047; 27: 1951; 28: 1393
| Wind_BatteryCapital_2044 | [11 empty] | 1: 0; 2: 0; 3: 0; 4: 0; 5: 0; 6: 0; 7: 0; 8: 0; 9: 0; 10: 0; 11: 0; 12: 0; 13: 0; 14: 0; 15: 0; 16: 0; 17: 0; 18: 0; 19: 0; 20: 0; 21: 0; 22: 0; 23: 0; 24: 0; 25: 2285; 26: 2154; 27: 2024; 28: 1411
| Wind_BatteryCapital_2045 | [11 empty] | 1: 0; 2: 0; 3: 0; 4: 0; 5: 0; 6: 0; 7: 0; 8: 0; 9: 0; 10: 0; 11: 0; 12: 0; 13: 0; 14: 0; 15: 0; 16: 0; 17: 0; 18: 0; 19: 0; 20: 0; 21: 0; 22: 0; 23: 0; 24: 0; 25: 0; 26: 2259; 27: 2129; 28: 1431
| Wind_BatteryCapital_2046 | [11 empty] | 1: 0; 2: 0; 3: 0; 4: 0; 5: 0; 6: 0; 7: 0; 8: 0; 9: 0; 10: 0; 11: 0; 12: 0; 13: 0; 14: 0; 15: 0; 16: 0; 17: 0; 18: 0; 19: 0; 20: 0; 21: 0; 22: 0; 23: 0; 24: 0; 25: 0; 26: 0; 27: 2233; 28: 1455
| Wind_BatteryCapital_2047 | [11 empty] | 1: 0; 2: 0; 3: 0; 4: 0; 5: 0; 6: 0; 7: 0; 8: 0; 9: 0; 10: 0; 11: 0; 12: 0; 13: 0; 14: 0; 15: 0; 16: 0; 17: 0; 18: 0; 19: 0; 20: 0; 21: 0; 22: 0; 23: 0; 24: 0; 25: 0; 26: 0; 27: 0; 28: 1483
| WAWindCapital_2020 | [11 empty] | 1: 2760; 2: 2602; 3: 2445; 4: 2331; 5: 2232; 6: 2145; 7: 2082; 8: 2030; 9: 1979; 10: 1927; 11: 1876; 12: 1824; 13: 1773; 14: 1721; 15: 1670; 16: 1618; 17: 1567; 18: 1515; 19: 1464; 20: 1412; 21: 1361; 22: 1309; 23: 1258; 24: 1206; 25: 1155; 26: 1103; 27: 1052; 28: 950
| WAWindCapital_2021 | [11 empty] | 1: 0; 2: 2673; 3: 2520; 4: 2368; 5: 2257; 6: 2162; 7: 2077; 8: 2016; 9: 1966; 10: 1916; 11: 1867; 12: 1817; 13: 1767; 14: 1717; 15: 1667; 16: 1617; 17: 1567; 18: 1517; 19: 1468; 20: 1418; 21: 1368; 22: 1318; 23: 1268; 24: 1218; 25: 1168; 26: 1118; 27: 1069; 28: 946
| WAWindCapital_2022 | [11 empty] | 1: 0; 2: 0; 3: 2587; 4: 2438; 5: 2291; 6: 2184; 7: 2092; 8: 2010; 9: 1951; 10: 1902; 11: 1854; 12: 1806; 13: 1758; 14: 1709; 15: 1661; 16: 1613; 17: 1565; 18: 1516; 19: 1468; 20: 1420; 21: 1372; 22: 1323; 23: 1275; 24: 1227; 25: 1179; 26: 1130; 27: 1082; 28: 941
| WAWindCapital_2023 | [11 empty] | 1: 0; 2: 0; 3: 0; 4: 2500; 5: 2356; 6: 2215; 7: 2111; 8: 2021; 9: 1943; 10: 1885; 11: 1839; 12: 1792; 13: 1745; 14: 1699; 15: 1652; 16: 1605; 17: 1559; 18: 1512; 19: 1465; 20: 1419; 21: 1372; 22: 1326; 23: 1279; 24: 1232; 25: 1186; 26: 1139; 27: 1092; 28: 935
| WAWindCapital_2024 | [11 empty] | 1: 0; 2: 0; 3: 0; 4: 0; 5: 2413; 6: 2275; 7: 2138; 8: 2037; 9: 1951; 10: 1875; 11: 1820; 12: 1775; 13: 1730; 14: 1685; 15: 1640; 16: 1595; 17: 1550; 18: 1505; 19: 1460; 20: 1415; 21: 1370; 22: 1325; 23: 1279; 24: 1234; 25: 1189; 26: 1144; 27: 1099; 28: 927
| WAWindCapital_2025 | [11 empty] | 1: 0; 2: 0; 3: 0; 4: 0; 5: 0; 6: 2326; 7: 2193; 8: 2061; 9: 1964; 10: 1881; 11: 1808; 12: 1754; 13: 1711; 14: 1667; 15: 1624; 16: 1581; 17: 1537; 18: 1494; 19: 1450; 20: 1407; 21: 1364; 22: 1320; 23: 1277; 24: 1233; 25: 1190; 26: 1147; 27: 1103; 28: 918
| WAWindCapital_2026 | [11 empty] | 1: 0; 2: 0; 3: 0; 4: 0; 5: 0; 6: 0; 7: 2239; 8: 2111; 9: 1984; 10: 1891; 11: 1811; 12: 1740; 13: 1689; 14: 1647; 15: 1605; 16: 1563; 17: 1522; 18: 1480; 19: 1438; 20: 1396; 21: 1354; 22: 1313; 23: 1271; 24: 1229; 25: 1187; 26: 1146; 27: 1104; 28: 907
| WAWindCapital_2027 | [11 empty] | 1: 0; 2: 0; 3: 0; 4: 0; 5: 0; 6: 0; 7: 0; 8: 2152; 9: 2029; 10: 1907; 11: 1817; 12: 1740; 13: 1673; 14: 1623; 15: 1583; 16: 1543; 17: 1503; 18: 1463; 19: 1422; 20: 1382; 21: 1342; 22: 1302; 23: 1262; 24: 1222; 25: 1181; 26: 1141; 27: 1101; 28: 894
| WAWindCapital_2028 | [11 empty] | 1: 0; 2: 0; 3: 0; 4: 0; 5: 0; 6: 0; 7: 0; 8: 0; 9: 2066; 10: 1947; 11: 1830; 12: 1744; 13: 1670; 14: 1605; 15: 1558; 16: 1519; 17: 1481; 18: 1442; 19: 1404; 20: 1365; 21: 1327; 22: 1288; 23: 1249; 24: 1211; 25: 1172; 26: 1134; 27: 1095; 28: 880
| WAWindCapital_2029 | [11 empty] | 1: 0; 2: 0; 3: 0; 4: 0; 5: 0; 6: 0; 7: 0; 8: 0; 9: 0; 10: 1979; 11: 1865; 12: 1753; 13: 1671; 14: 1600; 15: 1538; 16: 1492; 17: 1455; 18: 1418; 19: 1381; 20: 1345; 21: 1308; 22: 1271; 23: 1234; 24: 1197; 25: 1160; 26: 1123; 27: 1086; 28: 865
| WAWindCapital_2030 | [11 empty] | 1: 0; 2: 0; 3: 0; 4: 0; 5: 0; 6: 0; 7: 0; 8: 0; 9: 0; 10: 0; 11: 1892; 12: 1783; 13: 1676; 14: 1597; 15: 1530; 16: 1470; 17: 1427; 18: 1391; 19: 1356; 20: 1321; 21: 1286; 22: 1250; 23: 1215; 24: 1180; 25: 1144; 26: 1109; 27: 1074; 28: 847
| WAWindCapital_2031 | [11 empty] | 1: 0; 2: 0; 3: 0; 4: 0; 5: 0; 6: 0; 7: 0; 8: 0; 9: 0; 10: 0; 11: 0; 12: 1873; 13: 1766; 14: 1659; 15: 1582; 16: 1515; 17: 1456; 18: 1413; 19: 1378; 20: 1343; 21: 1308; 22: 1273; 23: 1238; 24: 1203; 25: 1168; 26: 1133; 27: 1098; 28: 860
| WAWindCapital_2032 | [11 empty] | 1: 0; 2: 0; 3: 0; 4: 0; 5: 0; 6: 0; 7: 0; 8: 0; 9: 0; 10: 0; 11: 0; 12: 0; 13: 1854; 14: 1748; 15: 1643; 16: 1566; 17: 1500; 18: 1441; 19: 1399; 20: 1364; 21: 1329; 22: 1295; 23: 1260; 24: 1226; 25: 1191; 26: 1156; 27: 1122; 28: 872
| WAWindCapital_2033 | [11 empty] | 1: 0; 2: 0; 3: 0; 4: 0; 5: 0; 6: 0; 7: 0; 8: 0; 9: 0; 10: 0; 11: 0; 12: 0; 13: 0; 14: 1836; 15: 1731; 16: 1626; 17: 1550; 18: 1484; 19: 1427; 20: 1384; 21: 1350; 22: 1316; 23: 1282; 24: 1247; 25: 1213; 26: 1179; 27: 1145; 28: 884
| WAWindCapital_2034 | [11 empty] | 1: 0; 2: 0; 3: 0; 4: 0; 5: 0; 6: 0; 7: 0; 8: 0; 9: 0; 10: 0; 11: 0; 12: 0; 13: 0; 14: 0; 15: 1817; 16: 1713; 17: 1610; 18: 1534; 19: 1469; 20: 1412; 21: 1370; 22: 1337; 23: 1303; 24: 1269; 25: 1235; 26: 1201; 27: 1167; 28: 896
| WAWindCapital_2035 | [11 empty] | 1: 0; 2: 0; 3: 0; 4: 0; 5: 0; 6: 0; 7: 0; 8: 0; 9: 0; 10: 0; 11: 0; 12: 0; 13: 0; 14: 0; 15: 0; 16: 1798; 17: 1695; 18: 1593; 19: 1519; 20: 1454; 21: 1398; 22: 1356; 23: 1323; 24: 1289; 25: 1256; 26: 1222; 27: 1189; 28: 907
| WAWindCapital_2036 | [11 empty] | 1: 0; 2: 0; 3: 0; 4: 0; 5: 0; 6: 0; 7: 0; 8: 0; 9: 0; 10: 0; 11: 0; 12: 0; 13: 0; 14: 0; 15: 0; 16: 0; 17: 1780; 18: 1678; 19: 1577; 20: 1503; 21: 1439; 22: 1383; 23: 1342; 24: 1309; 25: 1276; 26: 1243; 27: 1209; 28: 919
| WAWindCapital_2037 | [11 empty] | 1: 0; 2: 0; 3: 0; 4: 0; 5: 0; 6: 0; 7: 0; 8: 0; 9: 0; 10: 0; 11: 0; 12: 0; 13: 0; 14: 0; 15: 0; 16: 0; 17: 0; 18: 1761; 19: 1660; 20: 1560; 21: 1487; 22: 1424; 23: 1369; 24: 1328; 25: 1295; 26: 1262; 27: 1230; 28: 930
| WAWindCapital_2038 | [11 empty] | 1: 0; 2: 0; 3: 0; 4: 0; 5: 0; 6: 0; 7: 0; 8: 0; 9: 0; 10: 0; 11: 0; 12: 0; 13: 0; 14: 0; 15: 0; 16: 0; 17: 0; 18: 0; 19: 1742; 20: 1643; 21: 1544; 22: 1471; 23: 1409; 24: 1354; 25: 1314; 26: 1282; 27: 1249; 28: 941
| WAWindCapital_2039 | [11 empty] | 1: 0; 2: 0; 3: 0; 4: 0; 5: 0; 6: 0; 7: 0; 8: 0; 9: 0; 10: 0; 11: 0; 12: 0; 13: 0; 14: 0; 15: 0; 16: 0; 17: 0; 18: 0; 19: 0; 20: 1724; 21: 1625; 22: 1527; 23: 1456; 24: 1394; 25: 1340; 26: 1300; 27: 1268; 28: 952
| WAWindCapital_2040 | [11 empty] | 1: 0; 2: 0; 3: 0; 4: 0; 5: 0; 6: 0; 7: 0; 8: 0; 9: 0; 10: 0; 11: 0; 12: 0; 13: 0; 14: 0; 15: 0; 16: 0; 17: 0; 18: 0; 19: 0; 20: 0; 21: 1705; 22: 1607; 23: 1511; 24: 1440; 25: 1379; 26: 1325; 27: 1286; 28: 962
| WAWindCapital_2041 | [11 empty] | 1: 0; 2: 0; 3: 0; 4: 0; 5: 0; 6: 0; 7: 0; 8: 0; 9: 0; 10: 0; 11: 0; 12: 0; 13: 0; 14: 0; 15: 0; 16: 0; 17: 0; 18: 0; 19: 0; 20: 0; 21: 0; 22: 1686; 23: 1590; 24: 1494; 25: 1424; 26: 1364; 27: 1311; 28: 972
| WAWindCapital_2042 | [11 empty] | 1: 0; 2: 0; 3: 0; 4: 0; 5: 0; 6: 0; 7: 0; 8: 0; 9: 0; 10: 0; 11: 0; 12: 0; 13: 0; 14: 0; 15: 0; 16: 0; 17: 0; 18: 0; 19: 0; 20: 0; 21: 0; 22: 0; 23: 1668; 24: 1572; 25: 1477; 26: 1408; 27: 1349; 28: 983
| WAWindCapital_2043 | [11 empty] | 1: 0; 2: 0; 3: 0; 4: 0; 5: 0; 6: 0; 7: 0; 8: 0; 9: 0; 10: 0; 11: 0; 12: 0; 13: 0; 14: 0; 15: 0; 16: 0; 17: 0; 18: 0; 19: 0; 20: 0; 21: 0; 22: 0; 23: 0; 24: 1649; 25: 1555; 26: 1461; 27: 1392; 28: 994
| WAWindCapital_2044 | [11 empty] | 1: 0; 2: 0; 3: 0; 4: 0; 5: 0; 6: 0; 7: 0; 8: 0; 9: 0; 10: 0; 11: 0; 12: 0; 13: 0; 14: 0; 15: 0; 16: 0; 17: 0; 18: 0; 19: 0; 20: 0; 21: 0; 22: 0; 23: 0; 24: 0; 25: 1630; 26: 1537; 27: 1444; 28: 1007
| WAWindCapital_2045 | [11 empty] | 1: 0; 2: 0; 3: 0; 4: 0; 5: 0; 6: 0; 7: 0; 8: 0; 9: 0; 10: 0; 11: 0; 12: 0; 13: 0; 14: 0; 15: 0; 16: 0; 17: 0; 18: 0; 19: 0; 20: 0; 21: 0; 22: 0; 23: 0; 24: 0; 25: 0; 26: 1612; 27: 1519; 28: 1021
| WAWindCapital_2046 | [11 empty] | 1: 0; 2: 0; 3: 0; 4: 0; 5: 0; 6: 0; 7: 0; 8: 0; 9: 0; 10: 0; 11: 0; 12: 0; 13: 0; 14: 0; 15: 0; 16: 0; 17: 0; 18: 0; 19: 0; 20: 0; 21: 0; 22: 0; 23: 0; 24: 0; 25: 0; 26: 0; 27: 1593; 28: 1038
| WAWindCapital_2047 | [11 empty] | 1: 0; 2: 0; 3: 0; 4: 0; 5: 0; 6: 0; 7: 0; 8: 0; 9: 0; 10: 0; 11: 0; 12: 0; 13: 0; 14: 0; 15: 0; 16: 0; 17: 0; 18: 0; 19: 0; 20: 0; 21: 0; 22: 0; 23: 0; 24: 0; 25: 0; 26: 0; 27: 0; 28: 1057
| WAWindFixedTxAnnual | WA Wind Fixed Transmision Cost | [10 empty] | 1: 526.54; 2: 529.57; 3: 532.62; 4: 535.69; 5: 538.77; 6: 541.87; 7: 544.99; 8: 548.13; 9: 551.28; 10: 554.45; 11: 557.65; 12: 560.86; 13: 564.08; 14: 567.33; 15: 570.6; 16: 573.88; 17: 577.18; 18: 580.51; 19: 583.85; 20: 587.21; 21: 590.59; 22: 593.99; 23: 597.41; 24: 600.85; 25: 604.3; 26: 607.78; 27: 611.28; 28: 614.8
| BiomassCapital_2020 | [11 empty] | 1: 8651; 2: 8242; 3: 7812; 4: 7459; 5: 7161; 6: 6886; 7: 6611; 8: 6364; 9: 6175; 10: 6014; 11: 5854; 12: 5693; 13: 5532; 14: 5372; 15: 5211; 16: 5050; 17: 4889; 18: 4729; 19: 4568; 20: 4407; 21: 4247; 22: 4086; 23: 3925; 24: 3764; 25: 3604; 26: 3443; 27: 3282; 28: 2965
| BiomassCapital_2021 | [11 empty] | 1: 0; 2: 8625; 3: 8217; 4: 7788; 5: 7436; 6: 7139; 7: 6865; 8: 6591; 9: 6345; 10: 6156; 11: 5996; 12: 5836; 13: 5676; 14: 5515; 15: 5355; 16: 5195; 17: 5035; 18: 4875; 19: 4714; 20: 4554; 21: 4394; 22: 4234; 23: 4073; 24: 3913; 25: 3753; 26: 3593; 27: 3433; 28: 3040
| BiomassCapital_2022 | [11 empty] | 1: 0; 2: 0; 3: 8598; 4: 8191; 5: 7764; 6: 7414; 7: 7117; 8: 6844; 9: 6571; 10: 6326; 11: 6137; 12: 5978; 13: 5818; 14: 5658; 15: 5498; 16: 5339; 17: 5179; 18: 5019; 19: 4860; 20: 4700; 21: 4540; 22: 4380; 23: 4221; 24: 4061; 25: 3901; 26: 3741; 27: 3582; 28: 3116
| BiomassCapital_2023 | [11 empty] | 1: 0; 2: 0; 3: 0; 4: 8542; 5: 8138; 6: 7714; 7: 7365; 8: 7071; 9: 6799; 10: 6528; 11: 6284; 12: 6097; 13: 5939; 14: 5780; 15: 5621; 16: 5463; 17: 5304; 18: 5145; 19: 4987; 20: 4828; 21: 4669; 22: 4510; 23: 4352; 24: 4193; 25: 4034; 26: 3876; 27: 3717; 28: 3181
| BiomassCapital_2024 | [11 empty] | 1: 0; 2: 0; 3: 0; 4: 0; 5: 8537; 6: 8134; 7: 7709; 8: 7361; 9: 7067; 10: 6796; 11: 6524; 12: 6281; 13: 6094; 14: 5935; 15: 5777; 16: 5618; 17: 5460; 18: 5301; 19: 5142; 20: 4984; 21: 4825; 22: 4667; 23: 4508; 24: 4349; 25: 4191; 26: 4032; 27: 3874; 28: 3266
| BiomassCapital_2025 | [11 empty] | 1: 0; 2: 0; 3: 0; 4: 0; 5: 0; 6: 8537; 7: 8133; 8: 7709; 9: 7361; 10: 7067; 11: 6796; 12: 6524; 13: 6281; 14: 6094; 15: 5935; 16: 5777; 17: 5618; 18: 5460; 19: 5301; 20: 5142; 21: 4984; 22: 4825; 23: 4667; 24: 4508; 25: 4349; 26: 4191; 27: 4032; 28: 3353
| BiomassCapital_2026 | [11 empty] | 1: 0; 2: 0; 3: 0; 4: 0; 5: 0; 6: 0; 7: 8494; 8: 8092; 9: 7670; 10: 7323; 11: 7031; 12: 6761; 13: 6491; 14: 6249; 15: 6063; 16: 5905; 17: 5747; 18: 5589; 19: 5432; 20: 5274; 21: 5116; 22: 4958; 23: 4800; 24: 4643; 25: 4485; 26: 4327; 27: 4169; 28: 3425
| BiomassCapital_2027 | [11 empty] | 1: 0; 2: 0; 3: 0; 4: 0; 5: 0; 6: 0; 7: 0; 8: 8452; 9: 8052; 10: 7632; 11: 7287; 12: 6996; 13: 6727; 14: 6459; 15: 6218; 16: 6033; 17: 5876; 18: 5719; 19: 5562; 20: 5405; 21: 5248; 22: 5091; 23: 4934; 24: 4777; 25: 4620; 26: 4463; 27: 4306; 28: 3497
| BiomassCapital_2028 | [11 empty] | 1: 0; 2: 0; 3: 0; 4: 0; 5: 0; 6: 0; 7: 0; 8: 0; 9: 8407; 10: 8010; 11: 7592; 12: 7249; 13: 6959; 14: 6692; 15: 6425; 16: 6185; 17: 6001; 18: 5845; 19: 5689; 20: 5533; 21: 5376; 22: 5220; 23: 5064; 24: 4908; 25: 4752; 26: 4596; 27: 4439; 28: 3568
| BiomassCapital_2029 | [11 empty] | 1: 0; 2: 0; 3: 0; 4: 0; 5: 0; 6: 0; 7: 0; 8: 0; 9: 0; 10: 8359; 11: 7964; 12: 7548; 13: 7207; 14: 6920; 15: 6654; 16: 6388; 17: 6150; 18: 5967; 19: 5811; 20: 5656; 21: 5501; 22: 5346; 23: 5190; 24: 5035; 25: 4880; 26: 4724; 27: 4569; 28: 3637
| BiomassCapital_2030 | [11 empty] | 1: 0; 2: 0; 3: 0; 4: 0; 5: 0; 6: 0; 7: 0; 8: 0; 9: 0; 10: 0; 11: 8303; 12: 7910; 13: 7498; 14: 7159; 15: 6873; 16: 6609; 17: 6345; 18: 6108; 19: 5927; 20: 5772; 21: 5618; 22: 5464; 23: 5310; 24: 5155; 25: 5001; 26: 4847; 27: 4693; 28: 3703
| BiomassCapital_2031 | [11 empty] | 1: 0; 2: 0; 3: 0; 4: 0; 5: 0; 6: 0; 7: 0; 8: 0; 9: 0; 10: 0; 11: 0; 12: 8256; 13: 7865; 14: 7455; 15: 7118; 16: 6834; 17: 6572; 18: 6309; 19: 6074; 20: 5893; 21: 5740; 22: 5586; 23: 5433; 24: 5280; 25: 5126; 26: 4973; 27: 4819; 28: 3773
| BiomassCapital_2032 | [11 empty] | 1: 0; 2: 0; 3: 0; 4: 0; 5: 0; 6: 0; 7: 0; 8: 0; 9: 0; 10: 0; 11: 0; 12: 0; 13: 8194; 14: 7806; 15: 7399; 16: 7065; 17: 6783; 18: 6522; 19: 6262; 20: 6028; 21: 5849; 22: 5697; 23: 5545; 24: 5392; 25: 5240; 26: 5088; 27: 4936; 28: 3837
| BiomassCapital_2033 | [11 empty] | 1: 0; 2: 0; 3: 0; 4: 0; 5: 0; 6: 0; 7: 0; 8: 0; 9: 0; 10: 0; 11: 0; 12: 0; 13: 0; 14: 8128; 15: 7744; 16: 7340; 17: 7008; 18: 6728; 19: 6470; 20: 6211; 21: 5980; 22: 5802; 23: 5651; 24: 5500; 25: 5349; 26: 5198; 27: 5047; 28: 3898
| BiomassCapital_2034 | [11 empty] | 1: 0; 2: 0; 3: 0; 4: 0; 5: 0; 6: 0; 7: 0; 8: 0; 9: 0; 10: 0; 11: 0; 12: 0; 13: 0; 14: 0; 15: 8073; 16: 7691; 17: 7290; 18: 6961; 19: 6683; 20: 6426; 21: 6169; 22: 5939; 23: 5763; 24: 5613; 25: 5463; 26: 5313; 27: 5163; 28: 3963
| BiomassCapital_2035 | [11 empty] | 1: 0; 2: 0; 3: 0; 4: 0; 5: 0; 6: 0; 7: 0; 8: 0; 9: 0; 10: 0; 11: 0; 12: 0; 13: 0; 14: 0; 15: 0; 16: 8017; 17: 7638; 18: 7240; 19: 6913; 20: 6637; 21: 6382; 22: 6127; 23: 5898; 24: 5723; 25: 5574; 26: 5425; 27: 5276; 28: 4028
| BiomassCapital_2036 | [11 empty] | 1: 0; 2: 0; 3: 0; 4: 0; 5: 0; 6: 0; 7: 0; 8: 0; 9: 0; 10: 0; 11: 0; 12: 0; 13: 0; 14: 0; 15: 0; 16: 0; 17: 7957; 18: 7581; 19: 7185; 20: 6861; 21: 6587; 22: 6334; 23: 6081; 24: 5854; 25: 5680; 26: 5532; 27: 5384; 28: 4091
| BiomassCapital_2037 | [11 empty] | 1: 0; 2: 0; 3: 0; 4: 0; 5: 0; 6: 0; 7: 0; 8: 0; 9: 0; 10: 0; 11: 0; 12: 0; 13: 0; 14: 0; 15: 0; 16: 0; 17: 0; 18: 7901; 19: 7527; 20: 7134; 21: 6812; 22: 6540; 23: 6289; 24: 6037; 25: 5812; 26: 5639; 27: 5493; 28: 4155
| BiomassCapital_2038 | [11 empty] | 1: 0; 2: 0; 3: 0; 4: 0; 5: 0; 6: 0; 7: 0; 8: 0; 9: 0; 10: 0; 11: 0; 12: 0; 13: 0; 14: 0; 15: 0; 16: 0; 17: 0; 18: 0; 19: 7847; 20: 7476; 21: 7086; 22: 6766; 23: 6496; 24: 6246; 25: 5997; 26: 5773; 27: 5601; 28: 4220
| BiomassCapital_2039 | [11 empty] | 1: 0; 2: 0; 3: 0; 4: 0; 5: 0; 6: 0; 7: 0; 8: 0; 9: 0; 10: 0; 11: 0; 12: 0; 13: 0; 14: 0; 15: 0; 16: 0; 17: 0; 18: 0; 19: 0; 20: 7796; 21: 7427; 22: 7040; 23: 6722; 24: 6453; 25: 6206; 26: 5958; 27: 5735; 28: 4286
| BiomassCapital_2040 | [11 empty] | 1: 0; 2: 0; 3: 0; 4: 0; 5: 0; 6: 0; 7: 0; 8: 0; 9: 0; 10: 0; 11: 0; 12: 0; 13: 0; 14: 0; 15: 0; 16: 0; 17: 0; 18: 0; 19: 0; 20: 0; 21: 7740; 22: 7374; 23: 6989; 24: 6674; 25: 6407; 26: 6161; 27: 5915; 28: 4351
| BiomassCapital_2041 | [11 empty] | 1: 0; 2: 0; 3: 0; 4: 0; 5: 0; 6: 0; 7: 0; 8: 0; 9: 0; 10: 0; 11: 0; 12: 0; 13: 0; 14: 0; 15: 0; 16: 0; 17: 0; 18: 0; 19: 0; 20: 0; 21: 0; 22: 7679; 23: 7315; 24: 6934; 25: 6621; 26: 6356; 27: 6112; 28: 4417
| BiomassCapital_2042 | [11 empty] | 1: 0; 2: 0; 3: 0; 4: 0; 5: 0; 6: 0; 7: 0; 8: 0; 9: 0; 10: 0; 11: 0; 12: 0; 13: 0; 14: 0; 15: 0; 16: 0; 17: 0; 18: 0; 19: 0; 20: 0; 21: 0; 22: 0; 23: 7626; 24: 7265; 25: 6887; 26: 6576; 27: 6313; 28: 4493
| BiomassCapital_2043 | [11 empty] | 1: 0; 2: 0; 3: 0; 4: 0; 5: 0; 6: 0; 7: 0; 8: 0; 9: 0; 10: 0; 11: 0; 12: 0; 13: 0; 14: 0; 15: 0; 16: 0; 17: 0; 18: 0; 19: 0; 20: 0; 21: 0; 22: 0; 23: 0; 24: 7575; 25: 7216; 26: 6840; 27: 6531; 28: 4575
| BiomassCapital_2044 | [11 empty] | 1: 0; 2: 0; 3: 0; 4: 0; 5: 0; 6: 0; 7: 0; 8: 0; 9: 0; 10: 0; 11: 0; 12: 0; 13: 0; 14: 0; 15: 0; 16: 0; 17: 0; 18: 0; 19: 0; 20: 0; 21: 0; 22: 0; 23: 0; 24: 0; 25: 7523; 26: 7167; 27: 6793; 28: 4662
| BiomassCapital_2045 | [11 empty] | 1: 0; 2: 0; 3: 0; 4: 0; 5: 0; 6: 0; 7: 0; 8: 0; 9: 0; 10: 0; 11: 0; 12: 0; 13: 0; 14: 0; 15: 0; 16: 0; 17: 0; 18: 0; 19: 0; 20: 0; 21: 0; 22: 0; 23: 0; 24: 0; 25: 0; 26: 7477; 27: 7123; 28: 4759
| BiomassCapital_2046 | [11 empty] | 1: 0; 2: 0; 3: 0; 4: 0; 5: 0; 6: 0; 7: 0; 8: 0; 9: 0; 10: 0; 11: 0; 12: 0; 13: 0; 14: 0; 15: 0; 16: 0; 17: 0; 18: 0; 19: 0; 20: 0; 21: 0; 22: 0; 23: 0; 24: 0; 25: 0; 26: 0; 27: 7424; 28: 4863
| BiomassCapital_2047 | [11 empty] | 1: 0; 2: 0; 3: 0; 4: 0; 5: 0; 6: 0; 7: 0; 8: 0; 9: 0; 10: 0; 11: 0; 12: 0; 13: 0; 14: 0; 15: 0; 16: 0; 17: 0; 18: 0; 19: 0; 20: 0; 21: 0; 22: 0; 23: 0; 24: 0; 25: 0; 26: 0; 27: 0; 28: 4971
| LiOn2hrCapital_2020 | [11 empty] | 1: 1674; 2: 1578; 3: 1483; 4: 1414; 5: 1354; 6: 1301; 7: 1262; 8: 1231; 9: 1200; 10: 1169; 11: 1138; 12: 1106; 13: 1075; 14: 1044; 15: 1013; 16: 981; 17: 950; 18: 919; 19: 888; 20: 856; 21: 825; 22: 794; 23: 763; 24: 732; 25: 700; 26: 669; 27: 638; 28: 576
| LiOn2hrCapital_2021 | [11 empty] | 1: 0; 2: 1582; 3: 1492; 4: 1402; 5: 1336; 6: 1280; 7: 1230; 8: 1193; 9: 1164; 10: 1134; 11: 1105; 12: 1075; 13: 1046; 14: 1016; 15: 987; 16: 957; 17: 928; 18: 898; 19: 869; 20: 839; 21: 810; 22: 780; 23: 751; 24: 721; 25: 691; 26: 662; 27: 632; 28: 560
| LiOn2hrCapital_2022 | [11 empty] | 1: 0; 2: 0; 3: 1491; 4: 1405; 5: 1321; 6: 1259; 7: 1205; 8: 1158; 9: 1124; 10: 1096; 11: 1069; 12: 1041; 13: 1013; 14: 985; 15: 957; 16: 930; 17: 902; 18: 874; 19: 846; 20: 818; 21: 790; 22: 763; 23: 735; 24: 707; 25: 679; 26: 651; 27: 624; 28: 543
| LiOn2hrCapital_2023 | [11 empty] | 1: 0; 2: 0; 3: 0; 4: 1399; 5: 1319; 6: 1239; 7: 1181; 8: 1131; 9: 1087; 10: 1055; 11: 1029; 12: 1003; 13: 977; 14: 951; 15: 925; 16: 898; 17: 872; 18: 846; 19: 820; 20: 794; 21: 768; 22: 742; 23: 716; 24: 690; 25: 664; 26: 637; 27: 611; 28: 523
| LiOn2hrCapital_2024 | [11 empty] | 1: 0; 2: 0; 3: 0; 4: 0; 5: 1307; 6: 1232; 7: 1158; 8: 1104; 9: 1057; 10: 1016; 11: 986; 12: 962; 13: 937; 14: 913; 15: 888; 16: 864; 17: 840; 18: 815; 19: 791; 20: 766; 21: 742; 22: 718; 23: 693; 24: 669; 25: 644; 26: 620; 27: 596; 28: 502
| LiOn2hrCapital_2025 | [11 empty] | 1: 0; 2: 0; 3: 0; 4: 0; 5: 0; 6: 1216; 7: 1146; 8: 1077; 9: 1027; 10: 983; 11: 945; 12: 917; 13: 894; 14: 871; 15: 849; 16: 826; 17: 803; 18: 781; 19: 758; 20: 735; 21: 713; 22: 690; 23: 667; 24: 645; 25: 622; 26: 599; 27: 577; 28: 480
| LiOn2hrCapital_2026 | [11 empty] | 1: 0; 2: 0; 3: 0; 4: 0; 5: 0; 6: 0; 7: 1182; 8: 1114; 9: 1047; 10: 998; 11: 956; 12: 918; 13: 891; 14: 869; 15: 847; 16: 825; 17: 803; 18: 781; 19: 759; 20: 737; 21: 715; 22: 693; 23: 671; 24: 649; 25: 627; 26: 605; 27: 583; 28: 478
| LiOn2hrCapital_2027 | [11 empty] | 1: 0; 2: 0; 3: 0; 4: 0; 5: 0; 6: 0; 7: 0; 8: 1148; 9: 1082; 10: 1017; 11: 969; 12: 928; 13: 892; 14: 866; 15: 844; 16: 823; 17: 801; 18: 780; 19: 759; 20: 737; 21: 716; 22: 694; 23: 673; 24: 651; 25: 630; 26: 609; 27: 587; 28: 477
| LiOn2hrCapital_2028 | [11 empty] | 1: 0; 2: 0; 3: 0; 4: 0; 5: 0; 6: 0; 7: 0; 8: 0; 9: 1114; 10: 1050; 11: 987; 12: 941; 13: 901; 14: 866; 15: 840; 16: 819; 17: 798; 18: 778; 19: 757; 20: 736; 21: 715; 22: 695; 23: 674; 24: 653; 25: 632; 26: 611; 27: 591; 28: 475
| LiOn2hrCapital_2029 | [11 empty] | 1: 0; 2: 0; 3: 0; 4: 0; 5: 0; 6: 0; 7: 0; 8: 0; 9: 0; 10: 1080; 11: 1018; 12: 957; 13: 912; 14: 873; 15: 839; 16: 814; 17: 794; 18: 774; 19: 754; 20: 734; 21: 714; 22: 694; 23: 673; 24: 653; 25: 633; 26: 613; 27: 593; 28: 472
| LiOn2hrCapital_2030 | [11 empty] | 1: 0; 2: 0; 3: 0; 4: 0; 5: 0; 6: 0; 7: 0; 8: 0; 9: 0; 10: 0; 11: 1046; 12: 986; 13: 927; 14: 883; 15: 846; 16: 813; 17: 789; 18: 769; 19: 750; 20: 730; 21: 711; 22: 691; 23: 672; 24: 652; 25: 633; 26: 613; 27: 594; 28: 469
| LiOn2hrCapital_2031 | [11 empty] | 1: 0; 2: 0; 3: 0; 4: 0; 5: 0; 6: 0; 7: 0; 8: 0; 9: 0; 10: 0; 11: 0; 12: 1036; 13: 976; 14: 917; 15: 874; 16: 837; 17: 805; 18: 781; 19: 762; 20: 742; 21: 723; 22: 704; 23: 684; 24: 665; 25: 646; 26: 626; 27: 607; 28: 475
| LiOn2hrCapital_2032 | [11 empty] | 1: 0; 2: 0; 3: 0; 4: 0; 5: 0; 6: 0; 7: 0; 8: 0; 9: 0; 10: 0; 11: 0; 12: 0; 13: 1025; 14: 966; 15: 908; 16: 866; 17: 829; 18: 797; 19: 773; 20: 754; 21: 735; 22: 716; 23: 697; 24: 678; 25: 658; 26: 639; 27: 620; 28: 482
| LiOn2hrCapital_2033 | [11 empty] | 1: 0; 2: 0; 3: 0; 4: 0; 5: 0; 6: 0; 7: 0; 8: 0; 9: 0; 10: 0; 11: 0; 12: 0; 13: 0; 14: 1015; 15: 957; 16: 899; 17: 857; 18: 821; 19: 789; 20: 765; 21: 746; 22: 727; 23: 709; 24: 690; 25: 671; 26: 652; 27: 633; 28: 489
| LiOn2hrCapital_2034 | [11 empty] | 1: 0; 2: 0; 3: 0; 4: 0; 5: 0; 6: 0; 7: 0; 8: 0; 9: 0; 10: 0; 11: 0; 12: 0; 13: 0; 14: 0; 15: 1004; 16: 947; 17: 890; 18: 848; 19: 812; 20: 781; 21: 758; 22: 739; 23: 720; 24: 701; 25: 683; 26: 664; 27: 645; 28: 495
| LiOn2hrCapital_2035 | [11 empty] | 1: 0; 2: 0; 3: 0; 4: 0; 5: 0; 6: 0; 7: 0; 8: 0; 9: 0; 10: 0; 11: 0; 12: 0; 13: 0; 14: 0; 15: 0; 16: 994; 17: 937; 18: 881; 19: 839; 20: 804; 21: 772; 22: 750; 23: 731; 24: 713; 25: 694; 26: 675; 27: 657; 28: 502
| LiOn2hrCapital_2036 | [11 empty] | 1: 0; 2: 0; 3: 0; 4: 0; 5: 0; 6: 0; 7: 0; 8: 0; 9: 0; 10: 0; 11: 0; 12: 0; 13: 0; 14: 0; 15: 0; 16: 0; 17: 984; 18: 927; 19: 871; 20: 831; 21: 795; 22: 764; 23: 742; 24: 723; 25: 705; 26: 687; 27: 668; 28: 508
| LiOn2hrCapital_2037 | [11 empty] | 1: 0; 2: 0; 3: 0; 4: 0; 5: 0; 6: 0; 7: 0; 8: 0; 9: 0; 10: 0; 11: 0; 12: 0; 13: 0; 14: 0; 15: 0; 16: 0; 17: 0; 18: 973; 19: 917; 20: 862; 21: 822; 22: 787; 23: 756; 24: 734; 25: 716; 26: 698; 27: 680; 28: 514
| LiOn2hrCapital_2038 | [11 empty] | 1: 0; 2: 0; 3: 0; 4: 0; 5: 0; 6: 0; 7: 0; 8: 0; 9: 0; 10: 0; 11: 0; 12: 0; 13: 0; 14: 0; 15: 0; 16: 0; 17: 0; 18: 0; 19: 963; 20: 908; 21: 853; 22: 813; 23: 779; 24: 748; 25: 726; 26: 708; 27: 690; 28: 520
| LiOn2hrCapital_2039 | [11 empty] | 1: 0; 2: 0; 3: 0; 4: 0; 5: 0; 6: 0; 7: 0; 8: 0; 9: 0; 10: 0; 11: 0; 12: 0; 13: 0; 14: 0; 15: 0; 16: 0; 17: 0; 18: 0; 19: 0; 20: 952; 21: 898; 22: 844; 23: 804; 24: 770; 25: 740; 26: 718; 27: 701; 28: 526
| LiOn2hrCapital_2040 | [11 empty] | 1: 0; 2: 0; 3: 0; 4: 0; 5: 0; 6: 0; 7: 0; 8: 0; 9: 0; 10: 0; 11: 0; 12: 0; 13: 0; 14: 0; 15: 0; 16: 0; 17: 0; 18: 0; 19: 0; 20: 0; 21: 942; 22: 888; 23: 835; 24: 796; 25: 762; 26: 732; 27: 710; 28: 532
| LiOn2hrCapital_2041 | [11 empty] | 1: 0; 2: 0; 3: 0; 4: 0; 5: 0; 6: 0; 7: 0; 8: 0; 9: 0; 10: 0; 11: 0; 12: 0; 13: 0; 14: 0; 15: 0; 16: 0; 17: 0; 18: 0; 19: 0; 20: 0; 21: 0; 22: 932; 23: 878; 24: 825; 25: 787; 26: 753; 27: 724; 28: 537
| LiOn2hrCapital_2042 | [11 empty] | 1: 0; 2: 0; 3: 0; 4: 0; 5: 0; 6: 0; 7: 0; 8: 0; 9: 0; 10: 0; 11: 0; 12: 0; 13: 0; 14: 0; 15: 0; 16: 0; 17: 0; 18: 0; 19: 0; 20: 0; 21: 0; 22: 0; 23: 921; 24: 868; 25: 816; 26: 778; 27: 745; 28: 543
| LiOn2hrCapital_2043 | [11 empty] | 1: 0; 2: 0; 3: 0; 4: 0; 5: 0; 6: 0; 7: 0; 8: 0; 9: 0; 10: 0; 11: 0; 12: 0; 13: 0; 14: 0; 15: 0; 16: 0; 17: 0; 18: 0; 19: 0; 20: 0; 21: 0; 22: 0; 23: 0; 24: 911; 25: 859; 26: 807; 27: 769; 28: 549
| LiOn2hrCapital_2044 | [11 empty] | 1: 0; 2: 0; 3: 0; 4: 0; 5: 0; 6: 0; 7: 0; 8: 0; 9: 0; 10: 0; 11: 0; 12: 0; 13: 0; 14: 0; 15: 0; 16: 0; 17: 0; 18: 0; 19: 0; 20: 0; 21: 0; 22: 0; 23: 0; 24: 0; 25: 901; 26: 849; 27: 798; 28: 556
| LiOn2hrCapital_2045 | [11 empty] | 1: 0; 2: 0; 3: 0; 4: 0; 5: 0; 6: 0; 7: 0; 8: 0; 9: 0; 10: 0; 11: 0; 12: 0; 13: 0; 14: 0; 15: 0; 16: 0; 17: 0; 18: 0; 19: 0; 20: 0; 21: 0; 22: 0; 23: 0; 24: 0; 25: 0; 26: 890; 27: 839; 28: 564
| LiOn2hrCapital_2046 | [11 empty] | 1: 0; 2: 0; 3: 0; 4: 0; 5: 0; 6: 0; 7: 0; 8: 0; 9: 0; 10: 0; 11: 0; 12: 0; 13: 0; 14: 0; 15: 0; 16: 0; 17: 0; 18: 0; 19: 0; 20: 0; 21: 0; 22: 0; 23: 0; 24: 0; 25: 0; 26: 0; 27: 880; 28: 573
| LiOn2hrCapital_2047 | [11 empty] | 1: 0; 2: 0; 3: 0; 4: 0; 5: 0; 6: 0; 7: 0; 8: 0; 9: 0; 10: 0; 11: 0; 12: 0; 13: 0; 14: 0; 15: 0; 16: 0; 17: 0; 18: 0; 19: 0; 20: 0; 21: 0; 22: 0; 23: 0; 24: 0; 25: 0; 26: 0; 27: 0; 28: 584
| LiOn4hrCapital_2020 | [11 empty] | 1: 2761; 2: 2603; 3: 2446; 4: 2332; 5: 2233; 6: 2146; 7: 2083; 8: 2031; 9: 1980; 10: 1928; 11: 1877; 12: 1825; 13: 1773; 14: 1722; 15: 1670; 16: 1619; 17: 1567; 18: 1516; 19: 1464; 20: 1413; 21: 1361; 22: 1310; 23: 1258; 24: 1207; 25: 1155; 26: 1104; 27: 1052; 28: 951
| LiOn4hrCapital_2021 | [11 empty] | 1: 0; 2: 2601; 3: 2452; 4: 2305; 5: 2197; 6: 2103; 7: 2022; 8: 1962; 9: 1913; 10: 1865; 11: 1816; 12: 1768; 13: 1719; 14: 1671; 15: 1622; 16: 1574; 17: 1525; 18: 1476; 19: 1428; 20: 1379; 21: 1331; 22: 1282; 23: 1234; 24: 1185; 25: 1137; 26: 1088; 27: 1040; 28: 921
| LiOn4hrCapital_2022 | [11 empty] | 1: 0; 2: 0; 3: 2441; 4: 2301; 5: 2163; 6: 2061; 7: 1974; 8: 1897; 9: 1841; 10: 1796; 11: 1750; 12: 1704; 13: 1659; 14: 1613; 15: 1568; 16: 1522; 17: 1477; 18: 1431; 19: 1386; 20: 1340; 21: 1295; 22: 1249; 23: 1203; 24: 1158; 25: 1112; 26: 1067; 27: 1021; 28: 888
| LiOn4hrCapital_2023 | [11 empty] | 1: 0; 2: 0; 3: 0; 4: 2281; 5: 2150; 6: 2021; 7: 1926; 8: 1845; 9: 1773; 10: 1720; 11: 1678; 12: 1635; 13: 1593; 14: 1550; 15: 1508; 16: 1465; 17: 1422; 18: 1380; 19: 1337; 20: 1295; 21: 1252; 22: 1210; 23: 1167; 24: 1124; 25: 1082; 26: 1039; 27: 997; 28: 853
| LiOn4hrCapital_2024 | [11 empty] | 1: 0; 2: 0; 3: 0; 4: 0; 5: 2121; 6: 1999; 7: 1879; 8: 1791; 9: 1715; 10: 1648; 11: 1600; 12: 1560; 13: 1520; 14: 1481; 15: 1441; 16: 1402; 17: 1362; 18: 1323; 19: 1283; 20: 1243; 21: 1204; 22: 1164; 23: 1125; 24: 1085; 25: 1046; 26: 1006; 27: 966; 28: 815
| LiOn4hrCapital_2025 | [11 empty] | 1: 0; 2: 0; 3: 0; 4: 0; 5: 0; 6: 1961; 7: 1848; 8: 1737; 9: 1656; 10: 1586; 11: 1524; 12: 1479; 13: 1442; 14: 1406; 15: 1369; 16: 1332; 17: 1296; 18: 1259; 19: 1223; 20: 1186; 21: 1150; 22: 1113; 23: 1076; 24: 1040; 25: 1003; 26: 967; 27: 930; 28: 773
| LiOn4hrCapital_2026 | [11 empty] | 1: 0; 2: 0; 3: 0; 4: 0; 5: 0; 6: 0; 7: 1893; 8: 1785; 9: 1677; 10: 1599; 11: 1531; 12: 1471; 13: 1428; 14: 1392; 15: 1357; 16: 1322; 17: 1287; 18: 1251; 19: 1216; 20: 1181; 21: 1145; 22: 1110; 23: 1075; 24: 1039; 25: 1004; 26: 969; 27: 933; 28: 767
| LiOn4hrCapital_2027 | [11 empty] | 1: 0; 2: 0; 3: 0; 4: 0; 5: 0; 6: 0; 7: 0; 8: 1826; 9: 1721; 10: 1617; 11: 1542; 12: 1476; 13: 1419; 14: 1377; 15: 1343; 16: 1309; 17: 1275; 18: 1241; 19: 1207; 20: 1173; 21: 1138; 22: 1104; 23: 1070; 24: 1036; 25: 1002; 26: 968; 27: 934; 28: 759
| LiOn4hrCapital_2028 | [11 empty] | 1: 0; 2: 0; 3: 0; 4: 0; 5: 0; 6: 0; 7: 0; 8: 0; 9: 1758; 10: 1657; 11: 1558; 12: 1485; 13: 1422; 14: 1366; 15: 1326; 16: 1293; 17: 1260; 18: 1228; 19: 1195; 20: 1162; 21: 1129; 22: 1096; 23: 1064; 24: 1031; 25: 998; 26: 965; 27: 932; 28: 749
| LiOn4hrCapital_2029 | [11 empty] | 1: 0; 2: 0; 3: 0; 4: 0; 5: 0; 6: 0; 7: 0; 8: 0; 9: 0; 10: 1691; 11: 1594; 12: 1498; 13: 1428; 14: 1367; 15: 1314; 16: 1275; 17: 1243; 18: 1212; 19: 1180; 20: 1149; 21: 1117; 22: 1086; 23: 1054; 24: 1023; 25: 991; 26: 960; 27: 928; 28: 739
| LiOn4hrCapital_2030 | [11 empty] | 1: 0; 2: 0; 3: 0; 4: 0; 5: 0; 6: 0; 7: 0; 8: 0; 9: 0; 10: 0; 11: 1623; 12: 1530; 13: 1438; 14: 1371; 15: 1312; 16: 1261; 17: 1224; 18: 1194; 19: 1163; 20: 1133; 21: 1103; 22: 1073; 23: 1042; 24: 1012; 25: 982; 26: 952; 27: 921; 28: 727
| LiOn4hrCapital_2031 | [11 empty] | 1: 0; 2: 0; 3: 0; 4: 0; 5: 0; 6: 0; 7: 0; 8: 0; 9: 0; 10: 0; 11: 0; 12: 1604; 13: 1512; 14: 1421; 15: 1354; 16: 1297; 17: 1246; 18: 1210; 19: 1180; 20: 1150; 21: 1120; 22: 1090; 23: 1060; 24: 1030; 25: 1000; 26: 970; 27: 940; 28: 736
| LiOn4hrCapital_2032 | [11 empty] | 1: 0; 2: 0; 3: 0; 4: 0; 5: 0; 6: 0; 7: 0; 8: 0; 9: 0; 10: 0; 11: 0; 12: 0; 13: 1585; 14: 1494; 15: 1404; 16: 1338; 17: 1281; 18: 1231; 19: 1195; 20: 1165; 21: 1136; 22: 1106; 23: 1077; 24: 1047; 25: 1018; 26: 988; 27: 958; 28: 745
| LiOn4hrCapital_2033 | [11 empty] | 1: 0; 2: 0; 3: 0; 4: 0; 5: 0; 6: 0; 7: 0; 8: 0; 9: 0; 10: 0; 11: 0; 12: 0; 13: 0; 14: 1565; 15: 1476; 16: 1387; 17: 1322; 18: 1266; 19: 1216; 20: 1180; 21: 1151; 22: 1122; 23: 1093; 24: 1064; 25: 1034; 26: 1005; 27: 976; 28: 754
| LiOn4hrCapital_2034 | [11 empty] | 1: 0; 2: 0; 3: 0; 4: 0; 5: 0; 6: 0; 7: 0; 8: 0; 9: 0; 10: 0; 11: 0; 12: 0; 13: 0; 14: 0; 15: 1546; 16: 1457; 17: 1370; 18: 1305; 19: 1250; 20: 1201; 21: 1166; 22: 1137; 23: 1108; 24: 1079; 25: 1051; 26: 1022; 27: 993; 28: 762
| LiOn4hrCapital_2035 | [11 empty] | 1: 0; 2: 0; 3: 0; 4: 0; 5: 0; 6: 0; 7: 0; 8: 0; 9: 0; 10: 0; 11: 0; 12: 0; 13: 0; 14: 0; 15: 0; 16: 1527; 17: 1439; 18: 1353; 19: 1289; 20: 1235; 21: 1186; 22: 1151; 23: 1123; 24: 1094; 25: 1066; 26: 1037; 27: 1009; 28: 770
| LiOn4hrCapital_2036 | [11 empty] | 1: 0; 2: 0; 3: 0; 4: 0; 5: 0; 6: 0; 7: 0; 8: 0; 9: 0; 10: 0; 11: 0; 12: 0; 13: 0; 14: 0; 15: 0; 16: 0; 17: 1507; 18: 1421; 19: 1335; 20: 1273; 21: 1219; 22: 1171; 23: 1137; 24: 1109; 25: 1081; 26: 1052; 27: 1024; 28: 778
| LiOn4hrCapital_2037 | [11 empty] | 1: 0; 2: 0; 3: 0; 4: 0; 5: 0; 6: 0; 7: 0; 8: 0; 9: 0; 10: 0; 11: 0; 12: 0; 13: 0; 14: 0; 15: 0; 16: 0; 17: 0; 18: 1488; 19: 1403; 20: 1318; 21: 1257; 22: 1203; 23: 1156; 24: 1122; 25: 1095; 26: 1067; 27: 1039; 28: 786
| LiOn4hrCapital_2038 | [11 empty] | 1: 0; 2: 0; 3: 0; 4: 0; 5: 0; 6: 0; 7: 0; 8: 0; 9: 0; 10: 0; 11: 0; 12: 0; 13: 0; 14: 0; 15: 0; 16: 0; 17: 0; 18: 0; 19: 1469; 20: 1385; 21: 1301; 22: 1240; 23: 1188; 24: 1142; 25: 1108; 26: 1080; 27: 1053; 28: 793
| LiOn4hrCapital_2039 | [11 empty] | 1: 0; 2: 0; 3: 0; 4: 0; 5: 0; 6: 0; 7: 0; 8: 0; 9: 0; 10: 0; 11: 0; 12: 0; 13: 0; 14: 0; 15: 0; 16: 0; 17: 0; 18: 0; 19: 0; 20: 1450; 21: 1367; 22: 1284; 23: 1224; 24: 1172; 25: 1127; 26: 1093; 27: 1066; 28: 800
| LiOn4hrCapital_2040 | [11 empty] | 1: 0; 2: 0; 3: 0; 4: 0; 5: 0; 6: 0; 7: 0; 8: 0; 9: 0; 10: 0; 11: 0; 12: 0; 13: 0; 14: 0; 15: 0; 16: 0; 17: 0; 18: 0; 19: 0; 20: 0; 21: 1430; 22: 1348; 23: 1267; 24: 1208; 25: 1157; 26: 1112; 27: 1079; 28: 807
| LiOn4hrCapital_2041 | [11 empty] | 1: 0; 2: 0; 3: 0; 4: 0; 5: 0; 6: 0; 7: 0; 8: 0; 9: 0; 10: 0; 11: 0; 12: 0; 13: 0; 14: 0; 15: 0; 16: 0; 17: 0; 18: 0; 19: 0; 20: 0; 21: 0; 22: 1411; 23: 1330; 24: 1250; 25: 1192; 26: 1141; 27: 1097; 28: 814
| LiOn4hrCapital_2042 | [11 empty] | 1: 0; 2: 0; 3: 0; 4: 0; 5: 0; 6: 0; 7: 0; 8: 0; 9: 0; 10: 0; 11: 0; 12: 0; 13: 0; 14: 0; 15: 0; 16: 0; 17: 0; 18: 0; 19: 0; 20: 0; 21: 0; 22: 0; 23: 1392; 24: 1312; 25: 1233; 26: 1175; 27: 1125; 28: 820
| LiOn4hrCapital_2043 | [11 empty] | 1: 0; 2: 0; 3: 0; 4: 0; 5: 0; 6: 0; 7: 0; 8: 0; 9: 0; 10: 0; 11: 0; 12: 0; 13: 0; 14: 0; 15: 0; 16: 0; 17: 0; 18: 0; 19: 0; 20: 0; 21: 0; 22: 0; 23: 0; 24: 1373; 25: 1294; 26: 1216; 27: 1159; 28: 828
| LiOn4hrCapital_2044 | [11 empty] | 1: 0; 2: 0; 3: 0; 4: 0; 5: 0; 6: 0; 7: 0; 8: 0; 9: 0; 10: 0; 11: 0; 12: 0; 13: 0; 14: 0; 15: 0; 16: 0; 17: 0; 18: 0; 19: 0; 20: 0; 21: 0; 22: 0; 23: 0; 24: 0; 25: 1353; 26: 1276; 27: 1199; 28: 836
| LiOn4hrCapital_2045 | [11 empty] | 1: 0; 2: 0; 3: 0; 4: 0; 5: 0; 6: 0; 7: 0; 8: 0; 9: 0; 10: 0; 11: 0; 12: 0; 13: 0; 14: 0; 15: 0; 16: 0; 17: 0; 18: 0; 19: 0; 20: 0; 21: 0; 22: 0; 23: 0; 24: 0; 25: 0; 26: 1334; 27: 1258; 28: 845
| LiOn4hrCapital_2046 | [11 empty] | 1: 0; 2: 0; 3: 0; 4: 0; 5: 0; 6: 0; 7: 0; 8: 0; 9: 0; 10: 0; 11: 0; 12: 0; 13: 0; 14: 0; 15: 0; 16: 0; 17: 0; 18: 0; 19: 0; 20: 0; 21: 0; 22: 0; 23: 0; 24: 0; 25: 0; 26: 0; 27: 1315; 28: 857
| LiOn4hrCapital_2047 | [11 empty] | 1: 0; 2: 0; 3: 0; 4: 0; 5: 0; 6: 0; 7: 0; 8: 0; 9: 0; 10: 0; 11: 0; 12: 0; 13: 0; 14: 0; 15: 0; 16: 0; 17: 0; 18: 0; 19: 0; 20: 0; 21: 0; 22: 0; 23: 0; 24: 0; 25: 0; 26: 0; 27: 0; 28: 870
| Flow4hrCapital_2020 | [11 empty] | 1: 3619; 2: 3411; 3: 3206; 4: 3056; 5: 2926; 6: 2812; 7: 2729; 8: 2662; 9: 2594; 10: 2526; 11: 2459; 12: 2391; 13: 2324; 14: 2256; 15: 2189; 16: 2121; 17: 2054; 18: 1986; 19: 1919; 20: 1851; 21: 1784; 22: 1716; 23: 1649; 24: 1581; 25: 1514; 26: 1446; 27: 1379; 28: 1246
| Flow4hrCapital_2021 | [11 empty] | 1: 0; 2: 3407; 3: 3212; 4: 3019; 5: 2877; 6: 2755; 7: 2648; 8: 2570; 9: 2506; 10: 2442; 11: 2379; 12: 2315; 13: 2252; 14: 2188; 15: 2125; 16: 2061; 17: 1998; 18: 1934; 19: 1870; 20: 1807; 21: 1743; 22: 1680; 23: 1616; 24: 1553; 25: 1489; 26: 1425; 27: 1362; 28: 1206
| Flow4hrCapital_2022 | [11 empty] | 1: 0; 2: 0; 3: 3196; 4: 3013; 5: 2831; 6: 2699; 7: 2584; 8: 2484; 9: 2410; 10: 2351; 11: 2291; 12: 2231; 13: 2172; 14: 2112; 15: 2052; 16: 1993; 17: 1933; 18: 1874; 19: 1814; 20: 1754; 21: 1695; 22: 1635; 23: 1575; 24: 1516; 25: 1456; 26: 1397; 27: 1337; 28: 1163
| Flow4hrCapital_2023 | [11 empty] | 1: 0; 2: 0; 3: 0; 4: 2985; 5: 2813; 6: 2644; 7: 2520; 8: 2413; 9: 2319; 10: 2251; 11: 2195; 12: 2139; 13: 2084; 14: 2028; 15: 1972; 16: 1917; 17: 1861; 18: 1805; 19: 1750; 20: 1694; 21: 1638; 22: 1583; 23: 1527; 24: 1471; 25: 1416; 26: 1360; 27: 1304; 28: 1116
| Flow4hrCapital_2024 | [11 empty] | 1: 0; 2: 0; 3: 0; 4: 0; 5: 2773; 6: 2614; 7: 2457; 8: 2342; 9: 2242; 10: 2155; 11: 2091; 12: 2040; 13: 1988; 14: 1936; 15: 1884; 16: 1833; 17: 1781; 18: 1729; 19: 1678; 20: 1626; 21: 1574; 22: 1522; 23: 1471; 24: 1419; 25: 1367; 26: 1315; 27: 1264; 28: 1065
| Flow4hrCapital_2025 | [11 empty] | 1: 0; 2: 0; 3: 0; 4: 0; 5: 0; 6: 2562; 7: 2415; 8: 2270; 9: 2163; 10: 2072; 11: 1991; 12: 1932; 13: 1884; 14: 1836; 15: 1789; 16: 1741; 17: 1693; 18: 1645; 19: 1597; 20: 1550; 21: 1502; 22: 1454; 23: 1406; 24: 1358; 25: 1311; 26: 1263; 27: 1215; 28: 1011
| Flow4hrCapital_2026 | [11 empty] | 1: 0; 2: 0; 3: 0; 4: 0; 5: 0; 6: 0; 7: 2473; 8: 2331; 9: 2191; 10: 2088; 11: 1999; 12: 1922; 13: 1865; 14: 1819; 15: 1773; 16: 1726; 17: 1680; 18: 1634; 19: 1588; 20: 1542; 21: 1496; 22: 1450; 23: 1403; 24: 1357; 25: 1311; 26: 1265; 27: 1219; 28: 1001
| Flow4hrCapital_2027 | [11 empty] | 1: 0; 2: 0; 3: 0; 4: 0; 5: 0; 6: 0; 7: 0; 8: 2384; 9: 2247; 10: 2112; 11: 2013; 12: 1927; 13: 1852; 14: 1798; 15: 1753; 16: 1709; 17: 1664; 18: 1620; 19: 1575; 20: 1531; 21: 1486; 22: 1442; 23: 1397; 24: 1353; 25: 1308; 26: 1264; 27: 1219; 28: 990
| Flow4hrCapital_2028 | [11 empty] | 1: 0; 2: 0; 3: 0; 4: 0; 5: 0; 6: 0; 7: 0; 8: 0; 9: 2294; 10: 2163; 11: 2033; 12: 1937; 13: 1855; 14: 1783; 15: 1730; 16: 1688; 17: 1645; 18: 1602; 19: 1559; 20: 1516; 21: 1473; 22: 1431; 23: 1388; 24: 1345; 25: 1302; 26: 1259; 27: 1217; 28: 978
| Flow4hrCapital_2029 | [11 empty] | 1: 0; 2: 0; 3: 0; 4: 0; 5: 0; 6: 0; 7: 0; 8: 0; 9: 0; 10: 2205; 11: 2079; 12: 1954; 13: 1862; 14: 1783; 15: 1714; 16: 1663; 17: 1622; 18: 1581; 19: 1540; 20: 1499; 21: 1457; 22: 1416; 23: 1375; 24: 1334; 25: 1293; 26: 1252; 27: 1211; 28: 964
| Flow4hrCapital_2030 | [11 empty] | 1: 0; 2: 0; 3: 0; 4: 0; 5: 0; 6: 0; 7: 0; 8: 0; 9: 0; 10: 0; 11: 2116; 12: 1995; 13: 1875; 14: 1787; 15: 1711; 16: 1644; 17: 1596; 18: 1556; 19: 1517; 20: 1477; 21: 1438; 22: 1398; 23: 1359; 24: 1319; 25: 1280; 26: 1241; 27: 1201; 28: 948
| Flow4hrCapital_2031 | [11 empty] | 1: 0; 2: 0; 3: 0; 4: 0; 5: 0; 6: 0; 7: 0; 8: 0; 9: 0; 10: 0; 11: 0; 12: 2091; 13: 1971; 14: 1852; 15: 1765; 16: 1691; 17: 1625; 18: 1577; 19: 1538; 20: 1499; 21: 1460; 22: 1421; 23: 1382; 24: 1343; 25: 1304; 26: 1265; 27: 1226; 28: 960
| Flow4hrCapital_2032 | [11 empty] | 1: 0; 2: 0; 3: 0; 4: 0; 5: 0; 6: 0; 7: 0; 8: 0; 9: 0; 10: 0; 11: 0; 12: 0; 13: 2065; 14: 1947; 15: 1830; 16: 1744; 17: 1670; 18: 1605; 19: 1557; 20: 1519; 21: 1480; 22: 1442; 23: 1403; 24: 1365; 25: 1326; 26: 1288; 27: 1249; 28: 971
| Flow4hrCapital_2033 | [11 empty] | 1: 0; 2: 0; 3: 0; 4: 0; 5: 0; 6: 0; 7: 0; 8: 0; 9: 0; 10: 0; 11: 0; 12: 0; 13: 0; 14: 2040; 15: 1923; 16: 1807; 17: 1722; 18: 1649; 19: 1585; 20: 1538; 21: 1500; 22: 1462; 23: 1424; 24: 1386; 25: 1348; 26: 1310; 27: 1272; 28: 982
| Flow4hrCapital_2034 | [11 empty] | 1: 0; 2: 0; 3: 0; 4: 0; 5: 0; 6: 0; 7: 0; 8: 0; 9: 0; 10: 0; 11: 0; 12: 0; 13: 0; 14: 0; 15: 2014; 16: 1899; 17: 1785; 18: 1701; 19: 1629; 20: 1565; 21: 1519; 22: 1482; 23: 1444; 24: 1406; 25: 1369; 26: 1331; 27: 1294; 28: 993
| Flow4hrCapital_2035 | [11 empty] | 1: 0; 2: 0; 3: 0; 4: 0; 5: 0; 6: 0; 7: 0; 8: 0; 9: 0; 10: 0; 11: 0; 12: 0; 13: 0; 14: 0; 15: 0; 16: 1989; 17: 1875; 18: 1762; 19: 1679; 20: 1608; 21: 1546; 22: 1500; 23: 1463; 24: 1426; 25: 1389; 26: 1352; 27: 1314; 28: 1004
| Flow4hrCapital_2036 | [11 empty] | 1: 0; 2: 0; 3: 0; 4: 0; 5: 0; 6: 0; 7: 0; 8: 0; 9: 0; 10: 0; 11: 0; 12: 0; 13: 0; 14: 0; 15: 0; 16: 0; 17: 1964; 18: 1851; 19: 1739; 20: 1658; 21: 1588; 22: 1526; 23: 1481; 24: 1444; 25: 1408; 26: 1371; 27: 1334; 28: 1014
| Flow4hrCapital_2037 | [11 empty] | 1: 0; 2: 0; 3: 0; 4: 0; 5: 0; 6: 0; 7: 0; 8: 0; 9: 0; 10: 0; 11: 0; 12: 0; 13: 0; 14: 0; 15: 0; 16: 0; 17: 0; 18: 1938; 19: 1827; 20: 1717; 21: 1637; 22: 1567; 23: 1506; 24: 1462; 25: 1425; 26: 1389; 27: 1353; 28: 1024
| Flow4hrCapital_2038 | [11 empty] | 1: 0; 2: 0; 3: 0; 4: 0; 5: 0; 6: 0; 7: 0; 8: 0; 9: 0; 10: 0; 11: 0; 12: 0; 13: 0; 14: 0; 15: 0; 16: 0; 17: 0; 18: 0; 19: 1913; 20: 1803; 21: 1694; 22: 1615; 23: 1547; 24: 1486; 25: 1442; 26: 1407; 27: 1371; 28: 1033
| Flow4hrCapital_2039 | [11 empty] | 1: 0; 2: 0; 3: 0; 4: 0; 5: 0; 6: 0; 7: 0; 8: 0; 9: 0; 10: 0; 11: 0; 12: 0; 13: 0; 14: 0; 15: 0; 16: 0; 17: 0; 18: 0; 19: 0; 20: 1887; 21: 1779; 22: 1672; 23: 1594; 24: 1526; 25: 1467; 26: 1423; 27: 1388; 28: 1042
| Flow4hrCapital_2040 | [11 empty] | 1: 0; 2: 0; 3: 0; 4: 0; 5: 0; 6: 0; 7: 0; 8: 0; 9: 0; 10: 0; 11: 0; 12: 0; 13: 0; 14: 0; 15: 0; 16: 0; 17: 0; 18: 0; 19: 0; 20: 0; 21: 1862; 22: 1755; 23: 1649; 24: 1572; 25: 1505; 26: 1447; 27: 1404; 28: 1051
| Flow4hrCapital_2041 | [11 empty] | 1: 0; 2: 0; 3: 0; 4: 0; 5: 0; 6: 0; 7: 0; 8: 0; 9: 0; 10: 0; 11: 0; 12: 0; 13: 0; 14: 0; 15: 0; 16: 0; 17: 0; 18: 0; 19: 0; 20: 0; 21: 0; 22: 1836; 23: 1731; 24: 1627; 25: 1551; 26: 1485; 27: 1427; 28: 1059
| Flow4hrCapital_2042 | [11 empty] | 1: 0; 2: 0; 3: 0; 4: 0; 5: 0; 6: 0; 7: 0; 8: 0; 9: 0; 10: 0; 11: 0; 12: 0; 13: 0; 14: 0; 15: 0; 16: 0; 17: 0; 18: 0; 19: 0; 20: 0; 21: 0; 22: 0; 23: 1811; 24: 1707; 25: 1604; 26: 1529; 27: 1464; 28: 1067
| Flow4hrCapital_2043 | [11 empty] | 1: 0; 2: 0; 3: 0; 4: 0; 5: 0; 6: 0; 7: 0; 8: 0; 9: 0; 10: 0; 11: 0; 12: 0; 13: 0; 14: 0; 15: 0; 16: 0; 17: 0; 18: 0; 19: 0; 20: 0; 21: 0; 22: 0; 23: 0; 24: 1786; 25: 1683; 26: 1582; 27: 1508; 28: 1076
| Flow4hrCapital_2044 | [11 empty] | 1: 0; 2: 0; 3: 0; 4: 0; 5: 0; 6: 0; 7: 0; 8: 0; 9: 0; 10: 0; 11: 0; 12: 0; 13: 0; 14: 0; 15: 0; 16: 0; 17: 0; 18: 0; 19: 0; 20: 0; 21: 0; 22: 0; 23: 0; 24: 0; 25: 1760; 26: 1659; 27: 1559; 28: 1087
| Flow4hrCapital_2045 | [11 empty] | 1: 0; 2: 0; 3: 0; 4: 0; 5: 0; 6: 0; 7: 0; 8: 0; 9: 0; 10: 0; 11: 0; 12: 0; 13: 0; 14: 0; 15: 0; 16: 0; 17: 0; 18: 0; 19: 0; 20: 0; 21: 0; 22: 0; 23: 0; 24: 0; 25: 0; 26: 1735; 27: 1635; 28: 1099
| Flow4hrCapital_2046 | [11 empty] | 1: 0; 2: 0; 3: 0; 4: 0; 5: 0; 6: 0; 7: 0; 8: 0; 9: 0; 10: 0; 11: 0; 12: 0; 13: 0; 14: 0; 15: 0; 16: 0; 17: 0; 18: 0; 19: 0; 20: 0; 21: 0; 22: 0; 23: 0; 24: 0; 25: 0; 26: 0; 27: 1709; 28: 1114
| Flow4hrCapital_2047 | [11 empty] | 1: 0; 2: 0; 3: 0; 4: 0; 5: 0; 6: 0; 7: 0; 8: 0; 9: 0; 10: 0; 11: 0; 12: 0; 13: 0; 14: 0; 15: 0; 16: 0; 17: 0; 18: 0; 19: 0; 20: 0; 21: 0; 22: 0; 23: 0; 24: 0; 25: 0; 26: 0; 27: 0; 28: 1131
| Flow6hrCapital_2020 | [11 empty] | 1: 5054; 2: 4764; 3: 4477; 4: 4268; 5: 4087; 6: 3927; 7: 3811; 8: 3717; 9: 3623; 10: 3529; 11: 3434; 12: 3340; 13: 3246; 14: 3151; 15: 3057; 16: 2963; 17: 2869; 18: 2774; 19: 2680; 20: 2586; 21: 2491; 22: 2397; 23: 2303; 24: 2209; 25: 2114; 26: 2020; 27: 1926; 28: 1740
| Flow6hrCapital_2021 | [11 empty] | 1: 0; 2: 4752; 3: 4480; 4: 4210; 5: 4013; 6: 3843; 7: 3693; 8: 3584; 9: 3495; 10: 3407; 11: 3318; 12: 3229; 13: 3141; 14: 3052; 15: 2963; 16: 2875; 17: 2786; 18: 2697; 19: 2609; 20: 2520; 21: 2431; 22: 2343; 23: 2254; 24: 2165; 25: 2077; 26: 1988; 27: 1899; 28: 1682
| Flow6hrCapital_2022 | [11 empty] | 1: 0; 2: 0; 3: 4450; 4: 4195; 5: 3943; 6: 3758; 7: 3599; 8: 3458; 9: 3356; 10: 3273; 11: 3190; 12: 3107; 13: 3024; 14: 2941; 15: 2858; 16: 2775; 17: 2692; 18: 2609; 19: 2526; 20: 2443; 21: 2360; 22: 2277; 23: 2194; 24: 2111; 25: 2028; 26: 1945; 27: 1862; 28: 1620
| Flow6hrCapital_2023 | [11 empty] | 1: 0; 2: 0; 3: 0; 4: 4149; 5: 3911; 6: 3675; 7: 3503; 8: 3355; 9: 3224; 10: 3129; 11: 3051; 12: 2974; 13: 2897; 14: 2819; 15: 2742; 16: 2664; 17: 2587; 18: 2510; 19: 2432; 20: 2355; 21: 2277; 22: 2200; 23: 2123; 24: 2045; 25: 1968; 26: 1890; 27: 1813; 28: 1552
| Flow6hrCapital_2024 | [11 empty] | 1: 0; 2: 0; 3: 0; 4: 0; 5: 3847; 6: 3626; 7: 3408; 8: 3248; 9: 3111; 10: 2990; 11: 2901; 12: 2830; 13: 2758; 14: 2686; 15: 2614; 16: 2542; 17: 2471; 18: 2399; 19: 2327; 20: 2255; 21: 2184; 22: 2112; 23: 2040; 24: 1968; 25: 1896; 26: 1825; 27: 1753; 28: 1478
| Flow6hrCapital_2025 | [11 empty] | 1: 0; 2: 0; 3: 0; 4: 0; 5: 0; 6: 3545; 7: 3342; 8: 3141; 9: 2994; 10: 2867; 11: 2755; 12: 2674; 13: 2608; 14: 2541; 15: 2475; 16: 2409; 17: 2343; 18: 2277; 19: 2211; 20: 2145; 21: 2078; 22: 2012; 23: 1946; 24: 1880; 25: 1814; 26: 1748; 27: 1682; 28: 1399
| Flow6hrCapital_2026 | [11 empty] | 1: 0; 2: 0; 3: 0; 4: 0; 5: 0; 6: 0; 7: 3412; 8: 3216; 9: 3023; 10: 2881; 11: 2759; 12: 2651; 13: 2573; 14: 2509; 15: 2446; 16: 2382; 17: 2318; 18: 2255; 19: 2191; 20: 2127; 21: 2064; 22: 2000; 23: 1936; 24: 1873; 25: 1809; 26: 1746; 27: 1682; 28: 1381
| Flow6hrCapital_2027 | [11 empty] | 1: 0; 2: 0; 3: 0; 4: 0; 5: 0; 6: 0; 7: 0; 8: 3278; 9: 3090; 10: 2904; 11: 2768; 12: 2651; 13: 2548; 14: 2472; 15: 2411; 16: 2350; 17: 2289; 18: 2228; 19: 2167; 20: 2105; 21: 2044; 22: 1983; 23: 1922; 24: 1861; 25: 1800; 26: 1738; 27: 1677; 28: 1362
| Flow6hrCapital_2028 | [11 empty] | 1: 0; 2: 0; 3: 0; 4: 0; 5: 0; 6: 0; 7: 0; 8: 0; 9: 3145; 10: 2964; 11: 2786; 12: 2655; 13: 2543; 14: 2444; 15: 2372; 16: 2313; 17: 2254; 18: 2196; 19: 2137; 20: 2078; 21: 2020; 22: 1961; 23: 1902; 24: 1844; 25: 1785; 26: 1726; 27: 1668; 28: 1340
| Flow6hrCapital_2029 | [11 empty] | 1: 0; 2: 0; 3: 0; 4: 0; 5: 0; 6: 0; 7: 0; 8: 0; 9: 0; 10: 3011; 11: 2839; 12: 2668; 13: 2543; 14: 2435; 15: 2340; 16: 2271; 17: 2215; 18: 2159; 19: 2102; 20: 2046; 21: 1990; 22: 1934; 23: 1878; 24: 1821; 25: 1765; 26: 1709; 27: 1653; 28: 1316
| Flow6hrCapital_2030 | [11 empty] | 1: 0; 2: 0; 3: 0; 4: 0; 5: 0; 6: 0; 7: 0; 8: 0; 9: 0; 10: 0; 11: 2878; 12: 2713; 13: 2549; 14: 2430; 15: 2327; 16: 2236; 17: 2170; 18: 2117; 19: 2063; 20: 2009; 21: 1955; 22: 1902; 23: 1848; 24: 1794; 25: 1741; 26: 1687; 27: 1633; 28: 1289
| Flow6hrCapital_2031 | [11 empty] | 1: 0; 2: 0; 3: 0; 4: 0; 5: 0; 6: 0; 7: 0; 8: 0; 9: 0; 10: 0; 11: 0; 12: 2841; 13: 2678; 14: 2517; 15: 2399; 16: 2297; 17: 2207; 18: 2142; 19: 2089; 20: 2036; 21: 1983; 22: 1930; 23: 1877; 24: 1824; 25: 1771; 26: 1718; 27: 1665; 28: 1304
| Flow6hrCapital_2032 | [11 empty] | 1: 0; 2: 0; 3: 0; 4: 0; 5: 0; 6: 0; 7: 0; 8: 0; 9: 0; 10: 0; 11: 0; 12: 0; 13: 2803; 14: 2643; 15: 2484; 16: 2367; 17: 2267; 18: 2179; 19: 2114; 20: 2062; 21: 2010; 22: 1957; 23: 1905; 24: 1853; 25: 1800; 26: 1748; 27: 1696; 28: 1318
| Flow6hrCapital_2033 | [11 empty] | 1: 0; 2: 0; 3: 0; 4: 0; 5: 0; 6: 0; 7: 0; 8: 0; 9: 0; 10: 0; 11: 0; 12: 0; 13: 0; 14: 2766; 15: 2608; 16: 2451; 17: 2336; 18: 2237; 19: 2150; 20: 2086; 21: 2035; 22: 1983; 23: 1931; 24: 1880; 25: 1828; 26: 1777; 27: 1725; 28: 1332
| Flow6hrCapital_2034 | [11 empty] | 1: 0; 2: 0; 3: 0; 4: 0; 5: 0; 6: 0; 7: 0; 8: 0; 9: 0; 10: 0; 11: 0; 12: 0; 13: 0; 14: 0; 15: 2729; 16: 2573; 17: 2418; 18: 2305; 19: 2207; 20: 2121; 21: 2058; 22: 2007; 23: 1956; 24: 1905; 25: 1855; 26: 1804; 27: 1753; 28: 1345
| Flow6hrCapital_2035 | [11 empty] | 1: 0; 2: 0; 3: 0; 4: 0; 5: 0; 6: 0; 7: 0; 8: 0; 9: 0; 10: 0; 11: 0; 12: 0; 13: 0; 14: 0; 15: 0; 16: 2692; 17: 2538; 18: 2385; 19: 2273; 20: 2177; 21: 2092; 22: 2030; 23: 1980; 24: 1930; 25: 1880; 26: 1829; 27: 1779; 28: 1358
| Flow6hrCapital_2036 | [11 empty] | 1: 0; 2: 0; 3: 0; 4: 0; 5: 0; 6: 0; 7: 0; 8: 0; 9: 0; 10: 0; 11: 0; 12: 0; 13: 0; 14: 0; 15: 0; 16: 0; 17: 2655; 18: 2503; 19: 2352; 20: 2242; 21: 2147; 22: 2063; 23: 2002; 24: 1953; 25: 1903; 26: 1854; 27: 1804; 28: 1371
| Flow6hrCapital_2037 | [11 empty] | 1: 0; 2: 0; 3: 0; 4: 0; 5: 0; 6: 0; 7: 0; 8: 0; 9: 0; 10: 0; 11: 0; 12: 0; 13: 0; 14: 0; 15: 0; 16: 0; 17: 0; 18: 2618; 19: 2468; 20: 2319; 21: 2210; 22: 2117; 23: 2034; 24: 1974; 25: 1925; 26: 1877; 27: 1828; 28: 1382
| Flow6hrCapital_2038 | [11 empty] | 1: 0; 2: 0; 3: 0; 4: 0; 5: 0; 6: 0; 7: 0; 8: 0; 9: 0; 10: 0; 11: 0; 12: 0; 13: 0; 14: 0; 15: 0; 16: 0; 17: 0; 18: 0; 19: 2581; 20: 2433; 21: 2286; 22: 2179; 23: 2087; 24: 2005; 25: 1946; 26: 1898; 27: 1850; 28: 1394
| Flow6hrCapital_2039 | [11 empty] | 1: 0; 2: 0; 3: 0; 4: 0; 5: 0; 6: 0; 7: 0; 8: 0; 9: 0; 10: 0; 11: 0; 12: 0; 13: 0; 14: 0; 15: 0; 16: 0; 17: 0; 18: 0; 19: 0; 20: 2543; 21: 2398; 22: 2253; 23: 2148; 24: 2057; 25: 1977; 26: 1918; 27: 1871; 28: 1404
| Flow6hrCapital_2040 | [11 empty] | 1: 0; 2: 0; 3: 0; 4: 0; 5: 0; 6: 0; 7: 0; 8: 0; 9: 0; 10: 0; 11: 0; 12: 0; 13: 0; 14: 0; 15: 0; 16: 0; 17: 0; 18: 0; 19: 0; 20: 0; 21: 2506; 22: 2363; 23: 2220; 24: 2116; 25: 2027; 26: 1948; 27: 1890; 28: 1414
| Flow6hrCapital_2041 | [11 empty] | 1: 0; 2: 0; 3: 0; 4: 0; 5: 0; 6: 0; 7: 0; 8: 0; 9: 0; 10: 0; 11: 0; 12: 0; 13: 0; 14: 0; 15: 0; 16: 0; 17: 0; 18: 0; 19: 0; 20: 0; 21: 0; 22: 2469; 23: 2328; 24: 2187; 25: 2085; 26: 1997; 27: 1919; 28: 1424
| Flow6hrCapital_2042 | [11 empty] | 1: 0; 2: 0; 3: 0; 4: 0; 5: 0; 6: 0; 7: 0; 8: 0; 9: 0; 10: 0; 11: 0; 12: 0; 13: 0; 14: 0; 15: 0; 16: 0; 17: 0; 18: 0; 19: 0; 20: 0; 21: 0; 22: 0; 23: 2432; 24: 2293; 25: 2155; 26: 2054; 27: 1967; 28: 1433
| Flow6hrCapital_2043 | [11 empty] | 1: 0; 2: 0; 3: 0; 4: 0; 5: 0; 6: 0; 7: 0; 8: 0; 9: 0; 10: 0; 11: 0; 12: 0; 13: 0; 14: 0; 15: 0; 16: 0; 17: 0; 18: 0; 19: 0; 20: 0; 21: 0; 22: 0; 23: 0; 24: 2395; 25: 2258; 26: 2122; 27: 2022; 28: 1444
| Flow6hrCapital_2044 | [11 empty] | 1: 0; 2: 0; 3: 0; 4: 0; 5: 0; 6: 0; 7: 0; 8: 0; 9: 0; 10: 0; 11: 0; 12: 0; 13: 0; 14: 0; 15: 0; 16: 0; 17: 0; 18: 0; 19: 0; 20: 0; 21: 0; 22: 0; 23: 0; 24: 0; 25: 2358; 26: 2223; 27: 2089; 28: 1456
| Flow6hrCapital_2045 | [11 empty] | 1: 0; 2: 0; 3: 0; 4: 0; 5: 0; 6: 0; 7: 0; 8: 0; 9: 0; 10: 0; 11: 0; 12: 0; 13: 0; 14: 0; 15: 0; 16: 0; 17: 0; 18: 0; 19: 0; 20: 0; 21: 0; 22: 0; 23: 0; 24: 0; 25: 0; 26: 2321; 27: 2188; 28: 1470
| Flow6hrCapital_2046 | [11 empty] | 1: 0; 2: 0; 3: 0; 4: 0; 5: 0; 6: 0; 7: 0; 8: 0; 9: 0; 10: 0; 11: 0; 12: 0; 13: 0; 14: 0; 15: 0; 16: 0; 17: 0; 18: 0; 19: 0; 20: 0; 21: 0; 22: 0; 23: 0; 24: 0; 25: 0; 26: 0; 27: 2283; 28: 1488
| Flow6hrCapital_2047 | [11 empty] | 1: 0; 2: 0; 3: 0; 4: 0; 5: 0; 6: 0; 7: 0; 8: 0; 9: 0; 10: 0; 11: 0; 12: 0; 13: 0; 14: 0; 15: 0; 16: 0; 17: 0; 18: 0; 19: 0; 20: 0; 21: 0; 22: 0; 23: 0; 24: 0; 25: 0; 26: 0; 27: 0; 28: 1509
| WYEastWindCapital_2020 | [11 empty] | 1: 2760; 2: 2602; 3: 2445; 4: 2331; 5: 2232; 6: 2145; 7: 2082; 8: 2030; 9: 1979; 10: 1927; 11: 1876; 12: 1824; 13: 1773; 14: 1721; 15: 1670; 16: 1618; 17: 1567; 18: 1515; 19: 1464; 20: 1412; 21: 1361; 22: 1309; 23: 1258; 24: 1206; 25: 1155; 26: 1103; 27: 1052; 28: 950
| WYEastWindCapital_2021 | [11 empty] | 1: 0; 2: 2673; 3: 2520; 4: 2368; 5: 2257; 6: 2162; 7: 2077; 8: 2016; 9: 1966; 10: 1916; 11: 1867; 12: 1817; 13: 1767; 14: 1717; 15: 1667; 16: 1617; 17: 1567; 18: 1517; 19: 1468; 20: 1418; 21: 1368; 22: 1318; 23: 1268; 24: 1218; 25: 1168; 26: 1118; 27: 1069; 28: 946
| WYEastWindCapital_2022 | [11 empty] | 1: 0; 2: 0; 3: 2587; 4: 2438; 5: 2291; 6: 2184; 7: 2092; 8: 2010; 9: 1951; 10: 1902; 11: 1854; 12: 1806; 13: 1758; 14: 1709; 15: 1661; 16: 1613; 17: 1565; 18: 1516; 19: 1468; 20: 1420; 21: 1372; 22: 1323; 23: 1275; 24: 1227; 25: 1179; 26: 1130; 27: 1082; 28: 941
| WYEastWindCapital_2023 | [11 empty] | 1: 0; 2: 0; 3: 0; 4: 2500; 5: 2356; 6: 2215; 7: 2111; 8: 2021; 9: 1943; 10: 1885; 11: 1839; 12: 1792; 13: 1745; 14: 1699; 15: 1652; 16: 1605; 17: 1559; 18: 1512; 19: 1465; 20: 1419; 21: 1372; 22: 1326; 23: 1279; 24: 1232; 25: 1186; 26: 1139; 27: 1092; 28: 935
| WYEastWindCapital_2024 | [11 empty] | 1: 0; 2: 0; 3: 0; 4: 0; 5: 2413; 6: 2275; 7: 2138; 8: 2037; 9: 1951; 10: 1875; 11: 1820; 12: 1775; 13: 1730; 14: 1685; 15: 1640; 16: 1595; 17: 1550; 18: 1505; 19: 1460; 20: 1415; 21: 1370; 22: 1325; 23: 1279; 24: 1234; 25: 1189; 26: 1144; 27: 1099; 28: 927
| WYEastWindCapital_2025 | [11 empty] | 1: 0; 2: 0; 3: 0; 4: 0; 5: 0; 6: 2326; 7: 2193; 8: 2061; 9: 1964; 10: 1881; 11: 1808; 12: 1754; 13: 1711; 14: 1667; 15: 1624; 16: 1581; 17: 1537; 18: 1494; 19: 1450; 20: 1407; 21: 1364; 22: 1320; 23: 1277; 24: 1233; 25: 1190; 26: 1147; 27: 1103; 28: 918
| WYEastWindCapital_2026 | [11 empty] | 1: 0; 2: 0; 3: 0; 4: 0; 5: 0; 6: 0; 7: 2239; 8: 2111; 9: 1984; 10: 1891; 11: 1811; 12: 1740; 13: 1689; 14: 1647; 15: 1605; 16: 1563; 17: 1522; 18: 1480; 19: 1438; 20: 1396; 21: 1354; 22: 1313; 23: 1271; 24: 1229; 25: 1187; 26: 1146; 27: 1104; 28: 907
| WYEastWindCapital_2027 | [11 empty] | 1: 0; 2: 0; 3: 0; 4: 0; 5: 0; 6: 0; 7: 0; 8: 2152; 9: 2029; 10: 1907; 11: 1817; 12: 1740; 13: 1673; 14: 1623; 15: 1583; 16: 1543; 17: 1503; 18: 1463; 19: 1422; 20: 1382; 21: 1342; 22: 1302; 23: 1262; 24: 1222; 25: 1181; 26: 1141; 27: 1101; 28: 894
| WYEastWindCapital_2028 | [11 empty] | 1: 0; 2: 0; 3: 0; 4: 0; 5: 0; 6: 0; 7: 0; 8: 0; 9: 2066; 10: 1947; 11: 1830; 12: 1744; 13: 1670; 14: 1605; 15: 1558; 16: 1519; 17: 1481; 18: 1442; 19: 1404; 20: 1365; 21: 1327; 22: 1288; 23: 1249; 24: 1211; 25: 1172; 26: 1134; 27: 1095; 28: 880
| WYEastWindCapital_2029 | [11 empty] | 1: 0; 2: 0; 3: 0; 4: 0; 5: 0; 6: 0; 7: 0; 8: 0; 9: 0; 10: 1979; 11: 1865; 12: 1753; 13: 1671; 14: 1600; 15: 1538; 16: 1492; 17: 1455; 18: 1418; 19: 1381; 20: 1345; 21: 1308; 22: 1271; 23: 1234; 24: 1197; 25: 1160; 26: 1123; 27: 1086; 28: 865
| WYEastWindCapital_2030 | [11 empty] | 1: 0; 2: 0; 3: 0; 4: 0; 5: 0; 6: 0; 7: 0; 8: 0; 9: 0; 10: 0; 11: 1892; 12: 1783; 13: 1676; 14: 1597; 15: 1530; 16: 1470; 17: 1427; 18: 1391; 19: 1356; 20: 1321; 21: 1286; 22: 1250; 23: 1215; 24: 1180; 25: 1144; 26: 1109; 27: 1074; 28: 847
| WYEastWindCapital_2031 | [11 empty] | 1: 0; 2: 0; 3: 0; 4: 0; 5: 0; 6: 0; 7: 0; 8: 0; 9: 0; 10: 0; 11: 0; 12: 1873; 13: 1766; 14: 1659; 15: 1582; 16: 1515; 17: 1456; 18: 1413; 19: 1378; 20: 1343; 21: 1308; 22: 1273; 23: 1238; 24: 1203; 25: 1168; 26: 1133; 27: 1098; 28: 860
| WYEastWindCapital_2032 | [11 empty] | 1: 0; 2: 0; 3: 0; 4: 0; 5: 0; 6: 0; 7: 0; 8: 0; 9: 0; 10: 0; 11: 0; 12: 0; 13: 1854; 14: 1748; 15: 1643; 16: 1566; 17: 1500; 18: 1441; 19: 1399; 20: 1364; 21: 1329; 22: 1295; 23: 1260; 24: 1226; 25: 1191; 26: 1156; 27: 1122; 28: 872
| WYEastWindCapital_2033 | [11 empty] | 1: 0; 2: 0; 3: 0; 4: 0; 5: 0; 6: 0; 7: 0; 8: 0; 9: 0; 10: 0; 11: 0; 12: 0; 13: 0; 14: 1836; 15: 1731; 16: 1626; 17: 1550; 18: 1484; 19: 1427; 20: 1384; 21: 1350; 22: 1316; 23: 1282; 24: 1247; 25: 1213; 26: 1179; 27: 1145; 28: 884
| WYEastWindCapital_2034 | [11 empty] | 1: 0; 2: 0; 3: 0; 4: 0; 5: 0; 6: 0; 7: 0; 8: 0; 9: 0; 10: 0; 11: 0; 12: 0; 13: 0; 14: 0; 15: 1817; 16: 1713; 17: 1610; 18: 1534; 19: 1469; 20: 1412; 21: 1370; 22: 1337; 23: 1303; 24: 1269; 25: 1235; 26: 1201; 27: 1167; 28: 896
| WYEastWindCapital_2035 | [11 empty] | 1: 0; 2: 0; 3: 0; 4: 0; 5: 0; 6: 0; 7: 0; 8: 0; 9: 0; 10: 0; 11: 0; 12: 0; 13: 0; 14: 0; 15: 0; 16: 1798; 17: 1695; 18: 1593; 19: 1519; 20: 1454; 21: 1398; 22: 1356; 23: 1323; 24: 1289; 25: 1256; 26: 1222; 27: 1189; 28: 907
| WYEastWindCapital_2036 | [11 empty] | 1: 0; 2: 0; 3: 0; 4: 0; 5: 0; 6: 0; 7: 0; 8: 0; 9: 0; 10: 0; 11: 0; 12: 0; 13: 0; 14: 0; 15: 0; 16: 0; 17: 1780; 18: 1678; 19: 1577; 20: 1503; 21: 1439; 22: 1383; 23: 1342; 24: 1309; 25: 1276; 26: 1243; 27: 1209; 28: 919
| WYEastWindCapital_2037 | [11 empty] | 1: 0; 2: 0; 3: 0; 4: 0; 5: 0; 6: 0; 7: 0; 8: 0; 9: 0; 10: 0; 11: 0; 12: 0; 13: 0; 14: 0; 15: 0; 16: 0; 17: 0; 18: 1761; 19: 1660; 20: 1560; 21: 1487; 22: 1424; 23: 1369; 24: 1328; 25: 1295; 26: 1262; 27: 1230; 28: 930
| WYEastWindCapital_2038 | [11 empty] | 1: 0; 2: 0; 3: 0; 4: 0; 5: 0; 6: 0; 7: 0; 8: 0; 9: 0; 10: 0; 11: 0; 12: 0; 13: 0; 14: 0; 15: 0; 16: 0; 17: 0; 18: 0; 19: 1742; 20: 1643; 21: 1544; 22: 1471; 23: 1409; 24: 1354; 25: 1314; 26: 1282; 27: 1249; 28: 941
| WYEastWindCapital_2039 | [11 empty] | 1: 0; 2: 0; 3: 0; 4: 0; 5: 0; 6: 0; 7: 0; 8: 0; 9: 0; 10: 0; 11: 0; 12: 0; 13: 0; 14: 0; 15: 0; 16: 0; 17: 0; 18: 0; 19: 0; 20: 1724; 21: 1625; 22: 1527; 23: 1456; 24: 1394; 25: 1340; 26: 1300; 27: 1268; 28: 952
| WYEastWindCapital_2040 | [11 empty] | 1: 0; 2: 0; 3: 0; 4: 0; 5: 0; 6: 0; 7: 0; 8: 0; 9: 0; 10: 0; 11: 0; 12: 0; 13: 0; 14: 0; 15: 0; 16: 0; 17: 0; 18: 0; 19: 0; 20: 0; 21: 1705; 22: 1607; 23: 1511; 24: 1440; 25: 1379; 26: 1325; 27: 1286; 28: 962
| WYEastWindCapital_2041 | [11 empty] | 1: 0; 2: 0; 3: 0; 4: 0; 5: 0; 6: 0; 7: 0; 8: 0; 9: 0; 10: 0; 11: 0; 12: 0; 13: 0; 14: 0; 15: 0; 16: 0; 17: 0; 18: 0; 19: 0; 20: 0; 21: 0; 22: 1686; 23: 1590; 24: 1494; 25: 1424; 26: 1364; 27: 1311; 28: 972
| WYEastWindCapital_2042 | [11 empty] | 1: 0; 2: 0; 3: 0; 4: 0; 5: 0; 6: 0; 7: 0; 8: 0; 9: 0; 10: 0; 11: 0; 12: 0; 13: 0; 14: 0; 15: 0; 16: 0; 17: 0; 18: 0; 19: 0; 20: 0; 21: 0; 22: 0; 23: 1668; 24: 1572; 25: 1477; 26: 1408; 27: 1349; 28: 983
| WYEastWindCapital_2043 | [11 empty] | 1: 0; 2: 0; 3: 0; 4: 0; 5: 0; 6: 0; 7: 0; 8: 0; 9: 0; 10: 0; 11: 0; 12: 0; 13: 0; 14: 0; 15: 0; 16: 0; 17: 0; 18: 0; 19: 0; 20: 0; 21: 0; 22: 0; 23: 0; 24: 1649; 25: 1555; 26: 1461; 27: 1392; 28: 994
| WYEastWindCapital_2044 | [11 empty] | 1: 0; 2: 0; 3: 0; 4: 0; 5: 0; 6: 0; 7: 0; 8: 0; 9: 0; 10: 0; 11: 0; 12: 0; 13: 0; 14: 0; 15: 0; 16: 0; 17: 0; 18: 0; 19: 0; 20: 0; 21: 0; 22: 0; 23: 0; 24: 0; 25: 1630; 26: 1537; 27: 1444; 28: 1007
| WYEastWindCapital_2045 | [11 empty] | 1: 0; 2: 0; 3: 0; 4: 0; 5: 0; 6: 0; 7: 0; 8: 0; 9: 0; 10: 0; 11: 0; 12: 0; 13: 0; 14: 0; 15: 0; 16: 0; 17: 0; 18: 0; 19: 0; 20: 0; 21: 0; 22: 0; 23: 0; 24: 0; 25: 0; 26: 1612; 27: 1519; 28: 1021
| WYEastWindCapital_2046 | [11 empty] | 1: 0; 2: 0; 3: 0; 4: 0; 5: 0; 6: 0; 7: 0; 8: 0; 9: 0; 10: 0; 11: 0; 12: 0; 13: 0; 14: 0; 15: 0; 16: 0; 17: 0; 18: 0; 19: 0; 20: 0; 21: 0; 22: 0; 23: 0; 24: 0; 25: 0; 26: 0; 27: 1593; 28: 1038
| WYEastWindCapital_2047 | [11 empty] | 1: 0; 2: 0; 3: 0; 4: 0; 5: 0; 6: 0; 7: 0; 8: 0; 9: 0; 10: 0; 11: 0; 12: 0; 13: 0; 14: 0; 15: 0; 16: 0; 17: 0; 18: 0; 19: 0; 20: 0; 21: 0; 22: 0; 23: 0; 24: 0; 25: 0; 26: 0; 27: 0; 28: 1057
| WYWestWindCapital_2020 | [11 empty] | 1: 2760; 2: 2602; 3: 2445; 4: 2331; 5: 2232; 6: 2145; 7: 2082; 8: 2030; 9: 1979; 10: 1927; 11: 1876; 12: 1824; 13: 1773; 14: 1721; 15: 1670; 16: 1618; 17: 1567; 18: 1515; 19: 1464; 20: 1412; 21: 1361; 22: 1309; 23: 1258; 24: 1206; 25: 1155; 26: 1103; 27: 1052; 28: 950
| WYWestWindCapital_2021 | [11 empty] | 1: 0; 2: 2673; 3: 2520; 4: 2368; 5: 2257; 6: 2162; 7: 2077; 8: 2016; 9: 1966; 10: 1916; 11: 1867; 12: 1817; 13: 1767; 14: 1717; 15: 1667; 16: 1617; 17: 1567; 18: 1517; 19: 1468; 20: 1418; 21: 1368; 22: 1318; 23: 1268; 24: 1218; 25: 1168; 26: 1118; 27: 1069; 28: 946
| WYWestWindCapital_2022 | [11 empty] | 1: 0; 2: 0; 3: 2587; 4: 2438; 5: 2291; 6: 2184; 7: 2092; 8: 2010; 9: 1951; 10: 1902; 11: 1854; 12: 1806; 13: 1758; 14: 1709; 15: 1661; 16: 1613; 17: 1565; 18: 1516; 19: 1468; 20: 1420; 21: 1372; 22: 1323; 23: 1275; 24: 1227; 25: 1179; 26: 1130; 27: 1082; 28: 941
| WYWestWindCapital_2023 | [11 empty] | 1: 0; 2: 0; 3: 0; 4: 2500; 5: 2356; 6: 2215; 7: 2111; 8: 2021; 9: 1943; 10: 1885; 11: 1839; 12: 1792; 13: 1745; 14: 1699; 15: 1652; 16: 1605; 17: 1559; 18: 1512; 19: 1465; 20: 1419; 21: 1372; 22: 1326; 23: 1279; 24: 1232; 25: 1186; 26: 1139; 27: 1092; 28: 935
| WYWestWindCapital_2024 | [11 empty] | 1: 0; 2: 0; 3: 0; 4: 0; 5: 2413; 6: 2275; 7: 2138; 8: 2037; 9: 1951; 10: 1875; 11: 1820; 12: 1775; 13: 1730; 14: 1685; 15: 1640; 16: 1595; 17: 1550; 18: 1505; 19: 1460; 20: 1415; 21: 1370; 22: 1325; 23: 1279; 24: 1234; 25: 1189; 26: 1144; 27: 1099; 28: 927
| WYWestWindCapital_2025 | [11 empty] | 1: 0; 2: 0; 3: 0; 4: 0; 5: 0; 6: 2326; 7: 2193; 8: 2061; 9: 1964; 10: 1881; 11: 1808; 12: 1754; 13: 1711; 14: 1667; 15: 1624; 16: 1581; 17: 1537; 18: 1494; 19: 1450; 20: 1407; 21: 1364; 22: 1320; 23: 1277; 24: 1233; 25: 1190; 26: 1147; 27: 1103; 28: 918
| WYWestWindCapital_2026 | [11 empty] | 1: 0; 2: 0; 3: 0; 4: 0; 5: 0; 6: 0; 7: 2239; 8: 2111; 9: 1984; 10: 1891; 11: 1811; 12: 1740; 13: 1689; 14: 1647; 15: 1605; 16: 1563; 17: 1522; 18: 1480; 19: 1438; 20: 1396; 21: 1354; 22: 1313; 23: 1271; 24: 1229; 25: 1187; 26: 1146; 27: 1104; 28: 907
| WYWestWindCapital_2027 | [11 empty] | 1: 0; 2: 0; 3: 0; 4: 0; 5: 0; 6: 0; 7: 0; 8: 2152; 9: 2029; 10: 1907; 11: 1817; 12: 1740; 13: 1673; 14: 1623; 15: 1583; 16: 1543; 17: 1503; 18: 1463; 19: 1422; 20: 1382; 21: 1342; 22: 1302; 23: 1262; 24: 1222; 25: 1181; 26: 1141; 27: 1101; 28: 894
| WYWestWindCapital_2028 | [11 empty] | 1: 0; 2: 0; 3: 0; 4: 0; 5: 0; 6: 0; 7: 0; 8: 0; 9: 2066; 10: 1947; 11: 1830; 12: 1744; 13: 1670; 14: 1605; 15: 1558; 16: 1519; 17: 1481; 18: 1442; 19: 1404; 20: 1365; 21: 1327; 22: 1288; 23: 1249; 24: 1211; 25: 1172; 26: 1134; 27: 1095; 28: 880
| WYWestWindCapital_2029 | [11 empty] | 1: 0; 2: 0; 3: 0; 4: 0; 5: 0; 6: 0; 7: 0; 8: 0; 9: 0; 10: 1979; 11: 1865; 12: 1753; 13: 1671; 14: 1600; 15: 1538; 16: 1492; 17: 1455; 18: 1418; 19: 1381; 20: 1345; 21: 1308; 22: 1271; 23: 1234; 24: 1197; 25: 1160; 26: 1123; 27: 1086; 28: 865
| WYWestWindCapital_2030 | [11 empty] | 1: 0; 2: 0; 3: 0; 4: 0; 5: 0; 6: 0; 7: 0; 8: 0; 9: 0; 10: 0; 11: 1892; 12: 1783; 13: 1676; 14: 1597; 15: 1530; 16: 1470; 17: 1427; 18: 1391; 19: 1356; 20: 1321; 21: 1286; 22: 1250; 23: 1215; 24: 1180; 25: 1144; 26: 1109; 27: 1074; 28: 847
| WYWestWindCapital_2031 | [11 empty] | 1: 0; 2: 0; 3: 0; 4: 0; 5: 0; 6: 0; 7: 0; 8: 0; 9: 0; 10: 0; 11: 0; 12: 1873; 13: 1766; 14: 1659; 15: 1582; 16: 1515; 17: 1456; 18: 1413; 19: 1378; 20: 1343; 21: 1308; 22: 1273; 23: 1238; 24: 1203; 25: 1168; 26: 1133; 27: 1098; 28: 860
| WYWestWindCapital_2032 | [11 empty] | 1: 0; 2: 0; 3: 0; 4: 0; 5: 0; 6: 0; 7: 0; 8: 0; 9: 0; 10: 0; 11: 0; 12: 0; 13: 1854; 14: 1748; 15: 1643; 16: 1566; 17: 1500; 18: 1441; 19: 1399; 20: 1364; 21: 1329; 22: 1295; 23: 1260; 24: 1226; 25: 1191; 26: 1156; 27: 1122; 28: 872
| WYWestWindCapital_2033 | [11 empty] | 1: 0; 2: 0; 3: 0; 4: 0; 5: 0; 6: 0; 7: 0; 8: 0; 9: 0; 10: 0; 11: 0; 12: 0; 13: 0; 14: 1836; 15: 1731; 16: 1626; 17: 1550; 18: 1484; 19: 1427; 20: 1384; 21: 1350; 22: 1316; 23: 1282; 24: 1247; 25: 1213; 26: 1179; 27: 1145; 28: 884
| WYWestWindCapital_2034 | [11 empty] | 1: 0; 2: 0; 3: 0; 4: 0; 5: 0; 6: 0; 7: 0; 8: 0; 9: 0; 10: 0; 11: 0; 12: 0; 13: 0; 14: 0; 15: 1817; 16: 1713; 17: 1610; 18: 1534; 19: 1469; 20: 1412; 21: 1370; 22: 1337; 23: 1303; 24: 1269; 25: 1235; 26: 1201; 27: 1167; 28: 896
| WYWestWindCapital_2035 | [11 empty] | 1: 0; 2: 0; 3: 0; 4: 0; 5: 0; 6: 0; 7: 0; 8: 0; 9: 0; 10: 0; 11: 0; 12: 0; 13: 0; 14: 0; 15: 0; 16: 1798; 17: 1695; 18: 1593; 19: 1519; 20: 1454; 21: 1398; 22: 1356; 23: 1323; 24: 1289; 25: 1256; 26: 1222; 27: 1189; 28: 907
| WYWestWindCapital_2036 | [11 empty] | 1: 0; 2: 0; 3: 0; 4: 0; 5: 0; 6: 0; 7: 0; 8: 0; 9: 0; 10: 0; 11: 0; 12: 0; 13: 0; 14: 0; 15: 0; 16: 0; 17: 1780; 18: 1678; 19: 1577; 20: 1503; 21: 1439; 22: 1383; 23: 1342; 24: 1309; 25: 1276; 26: 1243; 27: 1209; 28: 919
| WYWestWindCapital_2037 | [11 empty] | 1: 0; 2: 0; 3: 0; 4: 0; 5: 0; 6: 0; 7: 0; 8: 0; 9: 0; 10: 0; 11: 0; 12: 0; 13: 0; 14: 0; 15: 0; 16: 0; 17: 0; 18: 1761; 19: 1660; 20: 1560; 21: 1487; 22: 1424; 23: 1369; 24: 1328; 25: 1295; 26: 1262; 27: 1230; 28: 930
| WYWestWindCapital_2038 | [11 empty] | 1: 0; 2: 0; 3: 0; 4: 0; 5: 0; 6: 0; 7: 0; 8: 0; 9: 0; 10: 0; 11: 0; 12: 0; 13: 0; 14: 0; 15: 0; 16: 0; 17: 0; 18: 0; 19: 1742; 20: 1643; 21: 1544; 22: 1471; 23: 1409; 24: 1354; 25: 1314; 26: 1282; 27: 1249; 28: 941
| WYWestWindCapital_2039 | [11 empty] | 1: 0; 2: 0; 3: 0; 4: 0; 5: 0; 6: 0; 7: 0; 8: 0; 9: 0; 10: 0; 11: 0; 12: 0; 13: 0; 14: 0; 15: 0; 16: 0; 17: 0; 18: 0; 19: 0; 20: 1724; 21: 1625; 22: 1527; 23: 1456; 24: 1394; 25: 1340; 26: 1300; 27: 1268; 28: 952
| WYWestWindCapital_2040 | [11 empty] | 1: 0; 2: 0; 3: 0; 4: 0; 5: 0; 6: 0; 7: 0; 8: 0; 9: 0; 10: 0; 11: 0; 12: 0; 13: 0; 14: 0; 15: 0; 16: 0; 17: 0; 18: 0; 19: 0; 20: 0; 21: 1705; 22: 1607; 23: 1511; 24: 1440; 25: 1379; 26: 1325; 27: 1286; 28: 962
| WYWestWindCapital_2041 | [11 empty] | 1: 0; 2: 0; 3: 0; 4: 0; 5: 0; 6: 0; 7: 0; 8: 0; 9: 0; 10: 0; 11: 0; 12: 0; 13: 0; 14: 0; 15: 0; 16: 0; 17: 0; 18: 0; 19: 0; 20: 0; 21: 0; 22: 1686; 23: 1590; 24: 1494; 25: 1424; 26: 1364; 27: 1311; 28: 972
| WYWestWindCapital_2042 | [11 empty] | 1: 0; 2: 0; 3: 0; 4: 0; 5: 0; 6: 0; 7: 0; 8: 0; 9: 0; 10: 0; 11: 0; 12: 0; 13: 0; 14: 0; 15: 0; 16: 0; 17: 0; 18: 0; 19: 0; 20: 0; 21: 0; 22: 0; 23: 1668; 24: 1572; 25: 1477; 26: 1408; 27: 1349; 28: 983
| WYWestWindCapital_2043 | [11 empty] | 1: 0; 2: 0; 3: 0; 4: 0; 5: 0; 6: 0; 7: 0; 8: 0; 9: 0; 10: 0; 11: 0; 12: 0; 13: 0; 14: 0; 15: 0; 16: 0; 17: 0; 18: 0; 19: 0; 20: 0; 21: 0; 22: 0; 23: 0; 24: 1649; 25: 1555; 26: 1461; 27: 1392; 28: 994
| WYWestWindCapital_2044 | [11 empty] | 1: 0; 2: 0; 3: 0; 4: 0; 5: 0; 6: 0; 7: 0; 8: 0; 9: 0; 10: 0; 11: 0; 12: 0; 13: 0; 14: 0; 15: 0; 16: 0; 17: 0; 18: 0; 19: 0; 20: 0; 21: 0; 22: 0; 23: 0; 24: 0; 25: 1630; 26: 1537; 27: 1444; 28: 1007
| WYWestWindCapital_2045 | [11 empty] | 1: 0; 2: 0; 3: 0; 4: 0; 5: 0; 6: 0; 7: 0; 8: 0; 9: 0; 10: 0; 11: 0; 12: 0; 13: 0; 14: 0; 15: 0; 16: 0; 17: 0; 18: 0; 19: 0; 20: 0; 21: 0; 22: 0; 23: 0; 24: 0; 25: 0; 26: 1612; 27: 1519; 28: 1021
| WYWestWindCapital_2046 | [11 empty] | 1: 0; 2: 0; 3: 0; 4: 0; 5: 0; 6: 0; 7: 0; 8: 0; 9: 0; 10: 0; 11: 0; 12: 0; 13: 0; 14: 0; 15: 0; 16: 0; 17: 0; 18: 0; 19: 0; 20: 0; 21: 0; 22: 0; 23: 0; 24: 0; 25: 0; 26: 0; 27: 1593; 28: 1038
| WYWestWindCapital_2047 | [11 empty] | 1: 0; 2: 0; 3: 0; 4: 0; 5: 0; 6: 0; 7: 0; 8: 0; 9: 0; 10: 0; 11: 0; 12: 0; 13: 0; 14: 0; 15: 0; 16: 0; 17: 0; 18: 0; 19: 0; 20: 0; 21: 0; 22: 0; 23: 0; 24: 0; 25: 0; 26: 0; 27: 0; 28: 1057
| IDWindCapital_2020 | [11 empty] | 1: 2760; 2: 2602; 3: 2445; 4: 2331; 5: 2232; 6: 2145; 7: 2082; 8: 2030; 9: 1979; 10: 1927; 11: 1876; 12: 1824; 13: 1773; 14: 1721; 15: 1670; 16: 1618; 17: 1567; 18: 1515; 19: 1464; 20: 1412; 21: 1361; 22: 1309; 23: 1258; 24: 1206; 25: 1155; 26: 1103; 27: 1052; 28: 950
| IDWindCapital_2021 | [11 empty] | 1: 0; 2: 2673; 3: 2520; 4: 2368; 5: 2257; 6: 2162; 7: 2077; 8: 2016; 9: 1966; 10: 1916; 11: 1867; 12: 1817; 13: 1767; 14: 1717; 15: 1667; 16: 1617; 17: 1567; 18: 1517; 19: 1468; 20: 1418; 21: 1368; 22: 1318; 23: 1268; 24: 1218; 25: 1168; 26: 1118; 27: 1069; 28: 946
| IDWindCapital_2022 | [11 empty] | 1: 0; 2: 0; 3: 2587; 4: 2438; 5: 2291; 6: 2184; 7: 2092; 8: 2010; 9: 1951; 10: 1902; 11: 1854; 12: 1806; 13: 1758; 14: 1709; 15: 1661; 16: 1613; 17: 1565; 18: 1516; 19: 1468; 20: 1420; 21: 1372; 22: 1323; 23: 1275; 24: 1227; 25: 1179; 26: 1130; 27: 1082; 28: 941
| IDWindCapital_2023 | [11 empty] | 1: 0; 2: 0; 3: 0; 4: 2500; 5: 2356; 6: 2215; 7: 2111; 8: 2021; 9: 1943; 10: 1885; 11: 1839; 12: 1792; 13: 1745; 14: 1699; 15: 1652; 16: 1605; 17: 1559; 18: 1512; 19: 1465; 20: 1419; 21: 1372; 22: 1326; 23: 1279; 24: 1232; 25: 1186; 26: 1139; 27: 1092; 28: 935
| IDWindCapital_2024 | [11 empty] | 1: 0; 2: 0; 3: 0; 4: 0; 5: 2413; 6: 2275; 7: 2138; 8: 2037; 9: 1951; 10: 1875; 11: 1820; 12: 1775; 13: 1730; 14: 1685; 15: 1640; 16: 1595; 17: 1550; 18: 1505; 19: 1460; 20: 1415; 21: 1370; 22: 1325; 23: 1279; 24: 1234; 25: 1189; 26: 1144; 27: 1099; 28: 927
| IDWindCapital_2025 | [11 empty] | 1: 0; 2: 0; 3: 0; 4: 0; 5: 0; 6: 2326; 7: 2193; 8: 2061; 9: 1964; 10: 1881; 11: 1808; 12: 1754; 13: 1711; 14: 1667; 15: 1624; 16: 1581; 17: 1537; 18: 1494; 19: 1450; 20: 1407; 21: 1364; 22: 1320; 23: 1277; 24: 1233; 25: 1190; 26: 1147; 27: 1103; 28: 918
| IDWindCapital_2026 | [11 empty] | 1: 0; 2: 0; 3: 0; 4: 0; 5: 0; 6: 0; 7: 2239; 8: 2111; 9: 1984; 10: 1891; 11: 1811; 12: 1740; 13: 1689; 14: 1647; 15: 1605; 16: 1563; 17: 1522; 18: 1480; 19: 1438; 20: 1396; 21: 1354; 22: 1313; 23: 1271; 24: 1229; 25: 1187; 26: 1146; 27: 1104; 28: 907
| IDWindCapital_2027 | [11 empty] | 1: 0; 2: 0; 3: 0; 4: 0; 5: 0; 6: 0; 7: 0; 8: 2152; 9: 2029; 10: 1907; 11: 1817; 12: 1740; 13: 1673; 14: 1623; 15: 1583; 16: 1543; 17: 1503; 18: 1463; 19: 1422; 20: 1382; 21: 1342; 22: 1302; 23: 1262; 24: 1222; 25: 1181; 26: 1141; 27: 1101; 28: 894
| IDWindCapital_2028 | [11 empty] | 1: 0; 2: 0; 3: 0; 4: 0; 5: 0; 6: 0; 7: 0; 8: 0; 9: 2066; 10: 1947; 11: 1830; 12: 1744; 13: 1670; 14: 1605; 15: 1558; 16: 1519; 17: 1481; 18: 1442; 19: 1404; 20: 1365; 21: 1327; 22: 1288; 23: 1249; 24: 1211; 25: 1172; 26: 1134; 27: 1095; 28: 880
| IDWindCapital_2029 | [11 empty] | 1: 0; 2: 0; 3: 0; 4: 0; 5: 0; 6: 0; 7: 0; 8: 0; 9: 0; 10: 1979; 11: 1865; 12: 1753; 13: 1671; 14: 1600; 15: 1538; 16: 1492; 17: 1455; 18: 1418; 19: 1381; 20: 1345; 21: 1308; 22: 1271; 23: 1234; 24: 1197; 25: 1160; 26: 1123; 27: 1086; 28: 865
| IDWindCapital_2030 | [11 empty] | 1: 0; 2: 0; 3: 0; 4: 0; 5: 0; 6: 0; 7: 0; 8: 0; 9: 0; 10: 0; 11: 1892; 12: 1783; 13: 1676; 14: 1597; 15: 1530; 16: 1470; 17: 1427; 18: 1391; 19: 1356; 20: 1321; 21: 1286; 22: 1250; 23: 1215; 24: 1180; 25: 1144; 26: 1109; 27: 1074; 28: 847
| IDWindCapital_2031 | [11 empty] | 1: 0; 2: 0; 3: 0; 4: 0; 5: 0; 6: 0; 7: 0; 8: 0; 9: 0; 10: 0; 11: 0; 12: 1873; 13: 1766; 14: 1659; 15: 1582; 16: 1515; 17: 1456; 18: 1413; 19: 1378; 20: 1343; 21: 1308; 22: 1273; 23: 1238; 24: 1203; 25: 1168; 26: 1133; 27: 1098; 28: 860
| IDWindCapital_2032 | [11 empty] | 1: 0; 2: 0; 3: 0; 4: 0; 5: 0; 6: 0; 7: 0; 8: 0; 9: 0; 10: 0; 11: 0; 12: 0; 13: 1854; 14: 1748; 15: 1643; 16: 1566; 17: 1500; 18: 1441; 19: 1399; 20: 1364; 21: 1329; 22: 1295; 23: 1260; 24: 1226; 25: 1191; 26: 1156; 27: 1122; 28: 872
| IDWindCapital_2033 | [11 empty] | 1: 0; 2: 0; 3: 0; 4: 0; 5: 0; 6: 0; 7: 0; 8: 0; 9: 0; 10: 0; 11: 0; 12: 0; 13: 0; 14: 1836; 15: 1731; 16: 1626; 17: 1550; 18: 1484; 19: 1427; 20: 1384; 21: 1350; 22: 1316; 23: 1282; 24: 1247; 25: 1213; 26: 1179; 27: 1145; 28: 884
| IDWindCapital_2034 | [11 empty] | 1: 0; 2: 0; 3: 0; 4: 0; 5: 0; 6: 0; 7: 0; 8: 0; 9: 0; 10: 0; 11: 0; 12: 0; 13: 0; 14: 0; 15: 1817; 16: 1713; 17: 1610; 18: 1534; 19: 1469; 20: 1412; 21: 1370; 22: 1337; 23: 1303; 24: 1269; 25: 1235; 26: 1201; 27: 1167; 28: 896
| IDWindCapital_2035 | [11 empty] | 1: 0; 2: 0; 3: 0; 4: 0; 5: 0; 6: 0; 7: 0; 8: 0; 9: 0; 10: 0; 11: 0; 12: 0; 13: 0; 14: 0; 15: 0; 16: 1798; 17: 1695; 18: 1593; 19: 1519; 20: 1454; 21: 1398; 22: 1356; 23: 1323; 24: 1289; 25: 1256; 26: 1222; 27: 1189; 28: 907
| IDWindCapital_2036 | [11 empty] | 1: 0; 2: 0; 3: 0; 4: 0; 5: 0; 6: 0; 7: 0; 8: 0; 9: 0; 10: 0; 11: 0; 12: 0; 13: 0; 14: 0; 15: 0; 16: 0; 17: 1780; 18: 1678; 19: 1577; 20: 1503; 21: 1439; 22: 1383; 23: 1342; 24: 1309; 25: 1276; 26: 1243; 27: 1209; 28: 919
| IDWindCapital_2037 | [11 empty] | 1: 0; 2: 0; 3: 0; 4: 0; 5: 0; 6: 0; 7: 0; 8: 0; 9: 0; 10: 0; 11: 0; 12: 0; 13: 0; 14: 0; 15: 0; 16: 0; 17: 0; 18: 1761; 19: 1660; 20: 1560; 21: 1487; 22: 1424; 23: 1369; 24: 1328; 25: 1295; 26: 1262; 27: 1230; 28: 930
| IDWindCapital_2038 | [11 empty] | 1: 0; 2: 0; 3: 0; 4: 0; 5: 0; 6: 0; 7: 0; 8: 0; 9: 0; 10: 0; 11: 0; 12: 0; 13: 0; 14: 0; 15: 0; 16: 0; 17: 0; 18: 0; 19: 1742; 20: 1643; 21: 1544; 22: 1471; 23: 1409; 24: 1354; 25: 1314; 26: 1282; 27: 1249; 28: 941
| IDWindCapital_2039 | [11 empty] | 1: 0; 2: 0; 3: 0; 4: 0; 5: 0; 6: 0; 7: 0; 8: 0; 9: 0; 10: 0; 11: 0; 12: 0; 13: 0; 14: 0; 15: 0; 16: 0; 17: 0; 18: 0; 19: 0; 20: 1724; 21: 1625; 22: 1527; 23: 1456; 24: 1394; 25: 1340; 26: 1300; 27: 1268; 28: 952
| IDWindCapital_2040 | [11 empty] | 1: 0; 2: 0; 3: 0; 4: 0; 5: 0; 6: 0; 7: 0; 8: 0; 9: 0; 10: 0; 11: 0; 12: 0; 13: 0; 14: 0; 15: 0; 16: 0; 17: 0; 18: 0; 19: 0; 20: 0; 21: 1705; 22: 1607; 23: 1511; 24: 1440; 25: 1379; 26: 1325; 27: 1286; 28: 962
| IDWindCapital_2041 | [11 empty] | 1: 0; 2: 0; 3: 0; 4: 0; 5: 0; 6: 0; 7: 0; 8: 0; 9: 0; 10: 0; 11: 0; 12: 0; 13: 0; 14: 0; 15: 0; 16: 0; 17: 0; 18: 0; 19: 0; 20: 0; 21: 0; 22: 1686; 23: 1590; 24: 1494; 25: 1424; 26: 1364; 27: 1311; 28: 972
| IDWindCapital_2042 | [11 empty] | 1: 0; 2: 0; 3: 0; 4: 0; 5: 0; 6: 0; 7: 0; 8: 0; 9: 0; 10: 0; 11: 0; 12: 0; 13: 0; 14: 0; 15: 0; 16: 0; 17: 0; 18: 0; 19: 0; 20: 0; 21: 0; 22: 0; 23: 1668; 24: 1572; 25: 1477; 26: 1408; 27: 1349; 28: 983
| IDWindCapital_2043 | [11 empty] | 1: 0; 2: 0; 3: 0; 4: 0; 5: 0; 6: 0; 7: 0; 8: 0; 9: 0; 10: 0; 11: 0; 12: 0; 13: 0; 14: 0; 15: 0; 16: 0; 17: 0; 18: 0; 19: 0; 20: 0; 21: 0; 22: 0; 23: 0; 24: 1649; 25: 1555; 26: 1461; 27: 1392; 28: 994
| IDWindCapital_2044 | [11 empty] | 1: 0; 2: 0; 3: 0; 4: 0; 5: 0; 6: 0; 7: 0; 8: 0; 9: 0; 10: 0; 11: 0; 12: 0; 13: 0; 14: 0; 15: 0; 16: 0; 17: 0; 18: 0; 19: 0; 20: 0; 21: 0; 22: 0; 23: 0; 24: 0; 25: 1630; 26: 1537; 27: 1444; 28: 1007
| IDWindCapital_2045 | [11 empty] | 1: 0; 2: 0; 3: 0; 4: 0; 5: 0; 6: 0; 7: 0; 8: 0; 9: 0; 10: 0; 11: 0; 12: 0; 13: 0; 14: 0; 15: 0; 16: 0; 17: 0; 18: 0; 19: 0; 20: 0; 21: 0; 22: 0; 23: 0; 24: 0; 25: 0; 26: 1612; 27: 1519; 28: 1021
| IDWindCapital_2046 | [11 empty] | 1: 0; 2: 0; 3: 0; 4: 0; 5: 0; 6: 0; 7: 0; 8: 0; 9: 0; 10: 0; 11: 0; 12: 0; 13: 0; 14: 0; 15: 0; 16: 0; 17: 0; 18: 0; 19: 0; 20: 0; 21: 0; 22: 0; 23: 0; 24: 0; 25: 0; 26: 0; 27: 1593; 28: 1038
| IDWindCapital_2047 | [11 empty] | 1: 0; 2: 0; 3: 0; 4: 0; 5: 0; 6: 0; 7: 0; 8: 0; 9: 0; 10: 0; 11: 0; 12: 0; 13: 0; 14: 0; 15: 0; 16: 0; 17: 0; 18: 0; 19: 0; 20: 0; 21: 0; 22: 0; 23: 0; 24: 0; 25: 0; 26: 0; 27: 0; 28: 1057
| WYWestSolarCapital_2020 | [11 empty] | 1: 2319; 2: 2175; 3: 2033; 4: 1927; 5: 1834; 6: 1751; 7: 1687; 8: 1634; 9: 1581; 10: 1528; 11: 1475; 12: 1421; 13: 1368; 14: 1315; 15: 1262; 16: 1209; 17: 1155; 18: 1102; 19: 1049; 20: 996; 21: 957; 22: 933; 23: 909; 24: 885; 25: 861; 26: 837; 27: 813; 28: 765
| WYWestSolarCapital_2021 | [11 empty] | 1: 0; 2: 2219; 3: 2082; 4: 1946; 5: 1844; 6: 1755; 7: 1675; 8: 1615; 9: 1564; 10: 1513; 11: 1462; 12: 1411; 13: 1360; 14: 1309; 15: 1258; 16: 1208; 17: 1157; 18: 1106; 19: 1055; 20: 1004; 21: 953; 22: 916; 23: 893; 24: 870; 25: 847; 26: 824; 27: 801; 28: 745
| WYWestSolarCapital_2022 | [11 empty] | 1: 0; 2: 0; 3: 2119; 4: 1988; 5: 1858; 6: 1761; 7: 1676; 8: 1600; 9: 1542; 10: 1494; 11: 1445; 12: 1396; 13: 1348; 14: 1299; 15: 1250; 16: 1202; 17: 1153; 18: 1105; 19: 1056; 20: 1007; 21: 959; 22: 910; 23: 875; 24: 853; 25: 831; 26: 809; 27: 787; 28: 723
| WYWestSolarCapital_2023 | [11 empty] | 1: 0; 2: 0; 3: 0; 4: 2019; 5: 1895; 6: 1771; 7: 1678; 8: 1597; 9: 1525; 10: 1470; 11: 1423; 12: 1377; 13: 1331; 14: 1284; 15: 1238; 16: 1192; 17: 1145; 18: 1099; 19: 1053; 20: 1006; 21: 960; 22: 914; 23: 867; 24: 834; 25: 813; 26: 792; 27: 771; 28: 700
| WYWestSolarCapital_2024 | [11 empty] | 1: 0; 2: 0; 3: 0; 4: 0; 5: 1966; 6: 1846; 7: 1727; 8: 1638; 9: 1560; 10: 1491; 11: 1439; 12: 1395; 13: 1351; 14: 1307; 15: 1264; 16: 1220; 17: 1176; 18: 1132; 19: 1088; 20: 1045; 21: 1001; 22: 957; 23: 913; 24: 869; 25: 836; 26: 813; 27: 790; 28: 702
| WYWestSolarCapital_2025 | [11 empty] | 1: 0; 2: 0; 3: 0; 4: 0; 5: 0; 6: 1908; 7: 1793; 8: 1679; 9: 1594; 10: 1519; 11: 1453; 12: 1404; 13: 1363; 14: 1321; 15: 1280; 16: 1239; 17: 1197; 18: 1156; 19: 1115; 20: 1073; 21: 1032; 22: 991; 23: 949; 24: 908; 25: 867; 26: 834; 27: 809; 28: 704
| WYWestSolarCapital_2026 | [11 empty] | 1: 0; 2: 0; 3: 0; 4: 0; 5: 0; 6: 0; 7: 2153; 8: 2027; 9: 1902; 10: 1810; 11: 1730; 12: 1659; 13: 1607; 14: 1564; 15: 1521; 16: 1478; 17: 1435; 18: 1392; 19: 1349; 20: 1307; 21: 1264; 22: 1221; 23: 1178; 24: 1135; 25: 1092; 26: 1049; 27: 1006; 28: 1635
| WYWestSolarCapital_2027 | [11 empty] | 1: 0; 2: 0; 3: 0; 4: 0; 5: 0; 6: 0; 7: 0; 8: 2041; 9: 1921; 10: 1803; 11: 1716; 12: 1640; 13: 1573; 14: 1523; 15: 1483; 16: 1442; 17: 1401; 18: 1361; 19: 1320; 20: 1279; 21: 1239; 22: 1198; 23: 1157; 24: 1117; 25: 1076; 26: 1035; 27: 995; 28: 876
| WYWestSolarCapital_2028 | [11 empty] | 1: 0; 2: 0; 3: 0; 4: 0; 5: 0; 6: 0; 7: 0; 8: 0; 9: 1929; 10: 1816; 11: 1704; 12: 1621; 13: 1550; 14: 1487; 15: 1440; 16: 1401; 17: 1363; 18: 1324; 19: 1286; 20: 1248; 21: 1209; 22: 1171; 23: 1132; 24: 1094; 25: 1055; 26: 1017; 27: 978; 28: 940
| WYWestSolarCapital_2029 | [11 empty] | 1: 0; 2: 0; 3: 0; 4: 0; 5: 0; 6: 0; 7: 0; 8: 0; 9: 0; 10: 1817; 11: 1711; 12: 1605; 13: 1527; 14: 1460; 15: 1400; 16: 1356; 17: 1320; 18: 1284; 19: 1248; 20: 1211; 21: 1175; 22: 1139; 23: 1103; 24: 1067; 25: 1030; 26: 994; 27: 958; 28: 904
| WYWestSolarCapital_2030 | [11 empty] | 1: 0; 2: 0; 3: 0; 4: 0; 5: 0; 6: 0; 7: 0; 8: 0; 9: 0; 10: 0; 11: 1705; 12: 1605; 13: 1506; 14: 1433; 15: 1370; 16: 1314; 17: 1273; 18: 1239; 19: 1205; 20: 1171; 21: 1137; 22: 1103; 23: 1069; 24: 1035; 25: 1001; 26: 967; 27: 933; 28: 866
| WYWestSolarCapital_2031 | [11 empty] | 1: 0; 2: 0; 3: 0; 4: 0; 5: 0; 6: 0; 7: 0; 8: 0; 9: 0; 10: 0; 11: 0; 12: 1593; 13: 1500; 14: 1407; 15: 1339; 16: 1280; 17: 1228; 18: 1189; 19: 1157; 20: 1126; 21: 1094; 22: 1062; 23: 1030; 24: 999; 25: 967; 26: 935; 27: 903; 28: 826
| WYWestSolarCapital_2032 | [11 empty] | 1: 0; 2: 0; 3: 0; 4: 0; 5: 0; 6: 0; 7: 0; 8: 0; 9: 0; 10: 0; 11: 0; 12: 0; 13: 1481; 14: 1394; 15: 1308; 16: 1245; 17: 1190; 18: 1141; 19: 1106; 20: 1076; 21: 1046; 22: 1017; 23: 987; 24: 958; 25: 928; 26: 899; 27: 869; 28: 783
| WYWestSolarCapital_2033 | [11 empty] | 1: 0; 2: 0; 3: 0; 4: 0; 5: 0; 6: 0; 7: 0; 8: 0; 9: 0; 10: 0; 11: 0; 12: 0; 13: 0; 14: 1468; 15: 1382; 16: 1297; 17: 1234; 18: 1180; 19: 1131; 20: 1096; 21: 1067; 22: 1037; 23: 1008; 24: 979; 25: 950; 26: 920; 27: 891; 28: 792
| WYWestSolarCapital_2034 | [11 empty] | 1: 0; 2: 0; 3: 0; 4: 0; 5: 0; 6: 0; 7: 0; 8: 0; 9: 0; 10: 0; 11: 0; 12: 0; 13: 0; 14: 0; 15: 1456; 16: 1370; 17: 1286; 18: 1223; 19: 1169; 20: 1122; 21: 1086; 22: 1057; 23: 1028; 24: 999; 25: 970; 26: 941; 27: 912; 28: 801
| WYWestSolarCapital_2035 | [11 empty] | 1: 0; 2: 0; 3: 0; 4: 0; 5: 0; 6: 0; 7: 0; 8: 0; 9: 0; 10: 0; 11: 0; 12: 0; 13: 0; 14: 0; 15: 0; 16: 1443; 17: 1358; 18: 1274; 19: 1212; 20: 1159; 21: 1112; 22: 1077; 23: 1048; 24: 1019; 25: 990; 26: 962; 27: 933; 28: 810
| WYWestSolarCapital_2036 | [11 empty] | 1: 0; 2: 0; 3: 0; 4: 0; 5: 0; 6: 0; 7: 0; 8: 0; 9: 0; 10: 0; 11: 0; 12: 0; 13: 0; 14: 0; 15: 0; 16: 0; 17: 1430; 18: 1346; 19: 1263; 20: 1202; 21: 1149; 22: 1102; 23: 1067; 24: 1039; 25: 1010; 26: 982; 27: 953; 28: 819
| WYWestSolarCapital_2037 | [11 empty] | 1: 0; 2: 0; 3: 0; 4: 0; 5: 0; 6: 0; 7: 0; 8: 0; 9: 0; 10: 0; 11: 0; 12: 0; 13: 0; 14: 0; 15: 0; 16: 0; 17: 0; 18: 1417; 19: 1334; 20: 1251; 21: 1191; 22: 1138; 23: 1092; 24: 1057; 25: 1029; 26: 1001; 27: 973; 28: 827
| WYWestSolarCapital_2038 | [11 empty] | 1: 0; 2: 0; 3: 0; 4: 0; 5: 0; 6: 0; 7: 0; 8: 0; 9: 0; 10: 0; 11: 0; 12: 0; 13: 0; 14: 0; 15: 0; 16: 0; 17: 0; 18: 0; 19: 1404; 20: 1322; 21: 1240; 22: 1180; 23: 1128; 24: 1082; 25: 1048; 26: 1020; 27: 992; 28: 836
| WYWestSolarCapital_2039 | [11 empty] | 1: 0; 2: 0; 3: 0; 4: 0; 5: 0; 6: 0; 7: 0; 8: 0; 9: 0; 10: 0; 11: 0; 12: 0; 13: 0; 14: 0; 15: 0; 16: 0; 17: 0; 18: 0; 19: 0; 20: 1391; 21: 1310; 22: 1229; 23: 1169; 24: 1118; 25: 1072; 26: 1038; 27: 1010; 28: 844
| WYWestSolarCapital_2040 | [11 empty] | 1: 0; 2: 0; 3: 0; 4: 0; 5: 0; 6: 0; 7: 0; 8: 0; 9: 0; 10: 0; 11: 0; 12: 0; 13: 0; 14: 0; 15: 0; 16: 0; 17: 0; 18: 0; 19: 0; 20: 0; 21: 1378; 22: 1297; 23: 1217; 24: 1158; 25: 1107; 26: 1062; 27: 1029; 28: 852
| WYWestSolarCapital_2041 | [11 empty] | 1: 0; 2: 0; 3: 0; 4: 0; 5: 0; 6: 0; 7: 0; 8: 0; 9: 0; 10: 0; 11: 0; 12: 0; 13: 0; 14: 0; 15: 0; 16: 0; 17: 0; 18: 0; 19: 0; 20: 0; 21: 0; 22: 1365; 23: 1285; 24: 1206; 25: 1147; 26: 1097; 27: 1052; 28: 861
| WYWestSolarCapital_2042 | [11 empty] | 1: 0; 2: 0; 3: 0; 4: 0; 5: 0; 6: 0; 7: 0; 8: 0; 9: 0; 10: 0; 11: 0; 12: 0; 13: 0; 14: 0; 15: 0; 16: 0; 17: 0; 18: 0; 19: 0; 20: 0; 21: 0; 22: 0; 23: 1352; 24: 1273; 25: 1195; 26: 1137; 27: 1086; 28: 869
| WYWestSolarCapital_2043 | [11 empty] | 1: 0; 2: 0; 3: 0; 4: 0; 5: 0; 6: 0; 7: 0; 8: 0; 9: 0; 10: 0; 11: 0; 12: 0; 13: 0; 14: 0; 15: 0; 16: 0; 17: 0; 18: 0; 19: 0; 20: 0; 21: 0; 22: 0; 23: 0; 24: 1340; 25: 1261; 26: 1183; 27: 1126; 28: 879
| WYWestSolarCapital_2044 | [11 empty] | 1: 0; 2: 0; 3: 0; 4: 0; 5: 0; 6: 0; 7: 0; 8: 0; 9: 0; 10: 0; 11: 0; 12: 0; 13: 0; 14: 0; 15: 0; 16: 0; 17: 0; 18: 0; 19: 0; 20: 0; 21: 0; 22: 0; 23: 0; 24: 0; 25: 1327; 26: 1249; 27: 1172; 28: 890
| WYWestSolarCapital_2045 | [11 empty] | 1: 0; 2: 0; 3: 0; 4: 0; 5: 0; 6: 0; 7: 0; 8: 0; 9: 0; 10: 0; 11: 0; 12: 0; 13: 0; 14: 0; 15: 0; 16: 0; 17: 0; 18: 0; 19: 0; 20: 0; 21: 0; 22: 0; 23: 0; 24: 0; 25: 0; 26: 1314; 27: 1237; 28: 903
| WYWestSolarCapital_2046 | [11 empty] | 1: 0; 2: 0; 3: 0; 4: 0; 5: 0; 6: 0; 7: 0; 8: 0; 9: 0; 10: 0; 11: 0; 12: 0; 13: 0; 14: 0; 15: 0; 16: 0; 17: 0; 18: 0; 19: 0; 20: 0; 21: 0; 22: 0; 23: 0; 24: 0; 25: 0; 26: 0; 27: 1301; 28: 919
| WYWestSolarCapital_2047 | [11 empty] | 1: 0; 2: 0; 3: 0; 4: 0; 5: 0; 6: 0; 7: 0; 8: 0; 9: 0; 10: 0; 11: 0; 12: 0; 13: 0; 14: 0; 15: 0; 16: 0; 17: 0; 18: 0; 19: 0; 20: 0; 21: 0; 22: 0; 23: 0; 24: 0; 25: 0; 26: 0; 27: 0; 28: 937
| WYAnticlineSolarCapital_2020 | [11 empty] | 1: 2319; 2: 2175; 3: 2033; 4: 1927; 5: 1834; 6: 1751; 7: 1687; 8: 1634; 9: 1581; 10: 1528; 11: 1475; 12: 1421; 13: 1368; 14: 1315; 15: 1262; 16: 1209; 17: 1155; 18: 1102; 19: 1049; 20: 996; 21: 957; 22: 933; 23: 909; 24: 885; 25: 861; 26: 837; 27: 813; 28: 765
| WYAnticlineSolarCapital_2021 | [11 empty] | 1: 0; 2: 2219; 3: 2082; 4: 1946; 5: 1844; 6: 1755; 7: 1675; 8: 1615; 9: 1564; 10: 1513; 11: 1462; 12: 1411; 13: 1360; 14: 1309; 15: 1258; 16: 1208; 17: 1157; 18: 1106; 19: 1055; 20: 1004; 21: 953; 22: 916; 23: 893; 24: 870; 25: 847; 26: 824; 27: 801; 28: 745
| WYAnticlineSolarCapital_2022 | [11 empty] | 1: 0; 2: 0; 3: 2119; 4: 1988; 5: 1858; 6: 1761; 7: 1676; 8: 1600; 9: 1542; 10: 1494; 11: 1445; 12: 1396; 13: 1348; 14: 1299; 15: 1250; 16: 1202; 17: 1153; 18: 1105; 19: 1056; 20: 1007; 21: 959; 22: 910; 23: 875; 24: 853; 25: 831; 26: 809; 27: 787; 28: 723
| WYAnticlineSolarCapital_2023 | [11 empty] | 1: 0; 2: 0; 3: 0; 4: 2019; 5: 1895; 6: 1771; 7: 1678; 8: 1597; 9: 1525; 10: 1470; 11: 1423; 12: 1377; 13: 1331; 14: 1284; 15: 1238; 16: 1192; 17: 1145; 18: 1099; 19: 1053; 20: 1006; 21: 960; 22: 914; 23: 867; 24: 834; 25: 813; 26: 792; 27: 771; 28: 700
| WYAnticlineSolarCapital_2024 | [11 empty] | 1: 0; 2: 0; 3: 0; 4: 0; 5: 1966; 6: 1846; 7: 1727; 8: 1638; 9: 1560; 10: 1491; 11: 1439; 12: 1395; 13: 1351; 14: 1307; 15: 1264; 16: 1220; 17: 1176; 18: 1132; 19: 1088; 20: 1045; 21: 1001; 22: 957; 23: 913; 24: 869; 25: 836; 26: 813; 27: 790; 28: 702
| WYAnticlineSolarCapital_2025 | [11 empty] | 1: 0; 2: 0; 3: 0; 4: 0; 5: 0; 6: 1908; 7: 1793; 8: 1679; 9: 1594; 10: 1519; 11: 1453; 12: 1404; 13: 1363; 14: 1321; 15: 1280; 16: 1239; 17: 1197; 18: 1156; 19: 1115; 20: 1073; 21: 1032; 22: 991; 23: 949; 24: 908; 25: 867; 26: 834; 27: 809; 28: 704
| WYAnticlineSolarCapital_2026 | [11 empty] | 1: 0; 2: 0; 3: 0; 4: 0; 5: 0; 6: 0; 7: 2153; 8: 2027; 9: 1902; 10: 1810; 11: 1730; 12: 1659; 13: 1607; 14: 1564; 15: 1521; 16: 1478; 17: 1435; 18: 1392; 19: 1349; 20: 1307; 21: 1264; 22: 1221; 23: 1178; 24: 1135; 25: 1092; 26: 1049; 27: 1006; 28: 1635
| WYAnticlineSolarCapital_2027 | [11 empty] | 1: 0; 2: 0; 3: 0; 4: 0; 5: 0; 6: 0; 7: 0; 8: 2041; 9: 1921; 10: 1803; 11: 1716; 12: 1640; 13: 1573; 14: 1523; 15: 1483; 16: 1442; 17: 1401; 18: 1361; 19: 1320; 20: 1279; 21: 1239; 22: 1198; 23: 1157; 24: 1117; 25: 1076; 26: 1035; 27: 995; 28: 876
| WYAnticlineSolarCapital_2028 | [11 empty] | 1: 0; 2: 0; 3: 0; 4: 0; 5: 0; 6: 0; 7: 0; 8: 0; 9: 1929; 10: 1816; 11: 1704; 12: 1621; 13: 1550; 14: 1487; 15: 1440; 16: 1401; 17: 1363; 18: 1324; 19: 1286; 20: 1248; 21: 1209; 22: 1171; 23: 1132; 24: 1094; 25: 1055; 26: 1017; 27: 978; 28: 940
| WYAnticlineSolarCapital_2029 | [11 empty] | 1: 0; 2: 0; 3: 0; 4: 0; 5: 0; 6: 0; 7: 0; 8: 0; 9: 0; 10: 1817; 11: 1711; 12: 1605; 13: 1527; 14: 1460; 15: 1400; 16: 1356; 17: 1320; 18: 1284; 19: 1248; 20: 1211; 21: 1175; 22: 1139; 23: 1103; 24: 1067; 25: 1030; 26: 994; 27: 958; 28: 904
| WYAnticlineSolarCapital_2030 | [11 empty] | 1: 0; 2: 0; 3: 0; 4: 0; 5: 0; 6: 0; 7: 0; 8: 0; 9: 0; 10: 0; 11: 1705; 12: 1605; 13: 1506; 14: 1433; 15: 1370; 16: 1314; 17: 1273; 18: 1239; 19: 1205; 20: 1171; 21: 1137; 22: 1103; 23: 1069; 24: 1035; 25: 1001; 26: 967; 27: 933; 28: 866
| WYAnticlineSolarCapital_2031 | [11 empty] | 1: 0; 2: 0; 3: 0; 4: 0; 5: 0; 6: 0; 7: 0; 8: 0; 9: 0; 10: 0; 11: 0; 12: 1593; 13: 1500; 14: 1407; 15: 1339; 16: 1280; 17: 1228; 18: 1189; 19: 1157; 20: 1126; 21: 1094; 22: 1062; 23: 1030; 24: 999; 25: 967; 26: 935; 27: 903; 28: 826
| WYAnticlineSolarCapital_2032 | [11 empty] | 1: 0; 2: 0; 3: 0; 4: 0; 5: 0; 6: 0; 7: 0; 8: 0; 9: 0; 10: 0; 11: 0; 12: 0; 13: 1481; 14: 1394; 15: 1308; 16: 1245; 17: 1190; 18: 1141; 19: 1106; 20: 1076; 21: 1046; 22: 1017; 23: 987; 24: 958; 25: 928; 26: 899; 27: 869; 28: 783
| WYAnticlineSolarCapital_2033 | [11 empty] | 1: 0; 2: 0; 3: 0; 4: 0; 5: 0; 6: 0; 7: 0; 8: 0; 9: 0; 10: 0; 11: 0; 12: 0; 13: 0; 14: 1468; 15: 1382; 16: 1297; 17: 1234; 18: 1180; 19: 1131; 20: 1096; 21: 1067; 22: 1037; 23: 1008; 24: 979; 25: 950; 26: 920; 27: 891; 28: 792
| WYAnticlineSolarCapital_2034 | [11 empty] | 1: 0; 2: 0; 3: 0; 4: 0; 5: 0; 6: 0; 7: 0; 8: 0; 9: 0; 10: 0; 11: 0; 12: 0; 13: 0; 14: 0; 15: 1456; 16: 1370; 17: 1286; 18: 1223; 19: 1169; 20: 1122; 21: 1086; 22: 1057; 23: 1028; 24: 999; 25: 970; 26: 941; 27: 912; 28: 801
| WYAnticlineSolarCapital_2035 | [11 empty] | 1: 0; 2: 0; 3: 0; 4: 0; 5: 0; 6: 0; 7: 0; 8: 0; 9: 0; 10: 0; 11: 0; 12: 0; 13: 0; 14: 0; 15: 0; 16: 1443; 17: 1358; 18: 1274; 19: 1212; 20: 1159; 21: 1112; 22: 1077; 23: 1048; 24: 1019; 25: 990; 26: 962; 27: 933; 28: 810
| WYAnticlineSolarCapital_2036 | [11 empty] | 1: 0; 2: 0; 3: 0; 4: 0; 5: 0; 6: 0; 7: 0; 8: 0; 9: 0; 10: 0; 11: 0; 12: 0; 13: 0; 14: 0; 15: 0; 16: 0; 17: 1430; 18: 1346; 19: 1263; 20: 1202; 21: 1149; 22: 1102; 23: 1067; 24: 1039; 25: 1010; 26: 982; 27: 953; 28: 819
| WYAnticlineSolarCapital_2037 | [11 empty] | 1: 0; 2: 0; 3: 0; 4: 0; 5: 0; 6: 0; 7: 0; 8: 0; 9: 0; 10: 0; 11: 0; 12: 0; 13: 0; 14: 0; 15: 0; 16: 0; 17: 0; 18: 1417; 19: 1334; 20: 1251; 21: 1191; 22: 1138; 23: 1092; 24: 1057; 25: 1029; 26: 1001; 27: 973; 28: 827
| WYAnticlineSolarCapital_2038 | [11 empty] | 1: 0; 2: 0; 3: 0; 4: 0; 5: 0; 6: 0; 7: 0; 8: 0; 9: 0; 10: 0; 11: 0; 12: 0; 13: 0; 14: 0; 15: 0; 16: 0; 17: 0; 18: 0; 19: 1404; 20: 1322; 21: 1240; 22: 1180; 23: 1128; 24: 1082; 25: 1048; 26: 1020; 27: 992; 28: 836
| WYAnticlineSolarCapital_2039 | [11 empty] | 1: 0; 2: 0; 3: 0; 4: 0; 5: 0; 6: 0; 7: 0; 8: 0; 9: 0; 10: 0; 11: 0; 12: 0; 13: 0; 14: 0; 15: 0; 16: 0; 17: 0; 18: 0; 19: 0; 20: 1391; 21: 1310; 22: 1229; 23: 1169; 24: 1118; 25: 1072; 26: 1038; 27: 1010; 28: 844
| WYAnticlineSolarCapital_2040 | [11 empty] | 1: 0; 2: 0; 3: 0; 4: 0; 5: 0; 6: 0; 7: 0; 8: 0; 9: 0; 10: 0; 11: 0; 12: 0; 13: 0; 14: 0; 15: 0; 16: 0; 17: 0; 18: 0; 19: 0; 20: 0; 21: 1378; 22: 1297; 23: 1217; 24: 1158; 25: 1107; 26: 1062; 27: 1029; 28: 852
| WYAnticlineSolarCapital_2041 | [11 empty] | 1: 0; 2: 0; 3: 0; 4: 0; 5: 0; 6: 0; 7: 0; 8: 0; 9: 0; 10: 0; 11: 0; 12: 0; 13: 0; 14: 0; 15: 0; 16: 0; 17: 0; 18: 0; 19: 0; 20: 0; 21: 0; 22: 1365; 23: 1285; 24: 1206; 25: 1147; 26: 1097; 27: 1052; 28: 861
| WYAnticlineSolarCapital_2042 | [11 empty] | 1: 0; 2: 0; 3: 0; 4: 0; 5: 0; 6: 0; 7: 0; 8: 0; 9: 0; 10: 0; 11: 0; 12: 0; 13: 0; 14: 0; 15: 0; 16: 0; 17: 0; 18: 0; 19: 0; 20: 0; 21: 0; 22: 0; 23: 1352; 24: 1273; 25: 1195; 26: 1137; 27: 1086; 28: 869
| WYAnticlineSolarCapital_2043 | [11 empty] | 1: 0; 2: 0; 3: 0; 4: 0; 5: 0; 6: 0; 7: 0; 8: 0; 9: 0; 10: 0; 11: 0; 12: 0; 13: 0; 14: 0; 15: 0; 16: 0; 17: 0; 18: 0; 19: 0; 20: 0; 21: 0; 22: 0; 23: 0; 24: 1340; 25: 1261; 26: 1183; 27: 1126; 28: 879
| WYAnticlineSolarCapital_2044 | [11 empty] | 1: 0; 2: 0; 3: 0; 4: 0; 5: 0; 6: 0; 7: 0; 8: 0; 9: 0; 10: 0; 11: 0; 12: 0; 13: 0; 14: 0; 15: 0; 16: 0; 17: 0; 18: 0; 19: 0; 20: 0; 21: 0; 22: 0; 23: 0; 24: 0; 25: 1327; 26: 1249; 27: 1172; 28: 890
| WYAnticlineSolarCapital_2045 | [11 empty] | 1: 0; 2: 0; 3: 0; 4: 0; 5: 0; 6: 0; 7: 0; 8: 0; 9: 0; 10: 0; 11: 0; 12: 0; 13: 0; 14: 0; 15: 0; 16: 0; 17: 0; 18: 0; 19: 0; 20: 0; 21: 0; 22: 0; 23: 0; 24: 0; 25: 0; 26: 1314; 27: 1237; 28: 903
| WYAnticlineSolarCapital_2046 | [11 empty] | 1: 0; 2: 0; 3: 0; 4: 0; 5: 0; 6: 0; 7: 0; 8: 0; 9: 0; 10: 0; 11: 0; 12: 0; 13: 0; 14: 0; 15: 0; 16: 0; 17: 0; 18: 0; 19: 0; 20: 0; 21: 0; 22: 0; 23: 0; 24: 0; 25: 0; 26: 0; 27: 1301; 28: 919
| WYAnticlineSolarCapital_2047 | [11 empty] | 1: 0; 2: 0; 3: 0; 4: 0; 5: 0; 6: 0; 7: 0; 8: 0; 9: 0; 10: 0; 11: 0; 12: 0; 13: 0; 14: 0; 15: 0; 16: 0; 17: 0; 18: 0; 19: 0; 20: 0; 21: 0; 22: 0; 23: 0; 24: 0; 25: 0; 26: 0; 27: 0; 28: 937
| IDSolarCapital_2020 | [11 empty] | 1: 2319; 2: 2175; 3: 2033; 4: 1927; 5: 1834; 6: 1751; 7: 1687; 8: 1634; 9: 1581; 10: 1528; 11: 1475; 12: 1421; 13: 1368; 14: 1315; 15: 1262; 16: 1209; 17: 1155; 18: 1102; 19: 1049; 20: 996; 21: 957; 22: 933; 23: 909; 24: 885; 25: 861; 26: 837; 27: 813; 28: 765
| IDSolarCapital_2021 | [11 empty] | 1: 0; 2: 2219; 3: 2082; 4: 1946; 5: 1844; 6: 1755; 7: 1675; 8: 1615; 9: 1564; 10: 1513; 11: 1462; 12: 1411; 13: 1360; 14: 1309; 15: 1258; 16: 1208; 17: 1157; 18: 1106; 19: 1055; 20: 1004; 21: 953; 22: 916; 23: 893; 24: 870; 25: 847; 26: 824; 27: 801; 28: 745
| IDSolarCapital_2022 | [11 empty] | 1: 0; 2: 0; 3: 2119; 4: 1988; 5: 1858; 6: 1761; 7: 1676; 8: 1600; 9: 1542; 10: 1494; 11: 1445; 12: 1396; 13: 1348; 14: 1299; 15: 1250; 16: 1202; 17: 1153; 18: 1105; 19: 1056; 20: 1007; 21: 959; 22: 910; 23: 875; 24: 853; 25: 831; 26: 809; 27: 787; 28: 723
| IDSolarCapital_2023 | [11 empty] | 1: 0; 2: 0; 3: 0; 4: 2019; 5: 1895; 6: 1771; 7: 1678; 8: 1597; 9: 1525; 10: 1470; 11: 1423; 12: 1377; 13: 1331; 14: 1284; 15: 1238; 16: 1192; 17: 1145; 18: 1099; 19: 1053; 20: 1006; 21: 960; 22: 914; 23: 867; 24: 834; 25: 813; 26: 792; 27: 771; 28: 700
| IDSolarCapital_2024 | [11 empty] | 1: 0; 2: 0; 3: 0; 4: 0; 5: 1966; 6: 1846; 7: 1727; 8: 1638; 9: 1560; 10: 1491; 11: 1439; 12: 1395; 13: 1351; 14: 1307; 15: 1264; 16: 1220; 17: 1176; 18: 1132; 19: 1088; 20: 1045; 21: 1001; 22: 957; 23: 913; 24: 869; 25: 836; 26: 813; 27: 790; 28: 702
| IDSolarCapital_2025 | [11 empty] | 1: 0; 2: 0; 3: 0; 4: 0; 5: 0; 6: 1908; 7: 1793; 8: 1679; 9: 1594; 10: 1519; 11: 1453; 12: 1404; 13: 1363; 14: 1321; 15: 1280; 16: 1239; 17: 1197; 18: 1156; 19: 1115; 20: 1073; 21: 1032; 22: 991; 23: 949; 24: 908; 25: 867; 26: 834; 27: 809; 28: 704
| IDSolarCapital_2026 | [11 empty] | 1: 0; 2: 0; 3: 0; 4: 0; 5: 0; 6: 0; 7: 2153; 8: 2027; 9: 1902; 10: 1810; 11: 1730; 12: 1659; 13: 1607; 14: 1564; 15: 1521; 16: 1478; 17: 1435; 18: 1392; 19: 1349; 20: 1307; 21: 1264; 22: 1221; 23: 1178; 24: 1135; 25: 1092; 26: 1049; 27: 1006; 28: 1635
| IDSolarCapital_2027 | [11 empty] | 1: 0; 2: 0; 3: 0; 4: 0; 5: 0; 6: 0; 7: 0; 8: 2041; 9: 1921; 10: 1803; 11: 1716; 12: 1640; 13: 1573; 14: 1523; 15: 1483; 16: 1442; 17: 1401; 18: 1361; 19: 1320; 20: 1279; 21: 1239; 22: 1198; 23: 1157; 24: 1117; 25: 1076; 26: 1035; 27: 995; 28: 876
| IDSolarCapital_2028 | [11 empty] | 1: 0; 2: 0; 3: 0; 4: 0; 5: 0; 6: 0; 7: 0; 8: 0; 9: 1929; 10: 1816; 11: 1704; 12: 1621; 13: 1550; 14: 1487; 15: 1440; 16: 1401; 17: 1363; 18: 1324; 19: 1286; 20: 1248; 21: 1209; 22: 1171; 23: 1132; 24: 1094; 25: 1055; 26: 1017; 27: 978; 28: 940
| IDSolarCapital_2029 | [11 empty] | 1: 0; 2: 0; 3: 0; 4: 0; 5: 0; 6: 0; 7: 0; 8: 0; 9: 0; 10: 1817; 11: 1711; 12: 1605; 13: 1527; 14: 1460; 15: 1400; 16: 1356; 17: 1320; 18: 1284; 19: 1248; 20: 1211; 21: 1175; 22: 1139; 23: 1103; 24: 1067; 25: 1030; 26: 994; 27: 958; 28: 904
| IDSolarCapital_2030 | [11 empty] | 1: 0; 2: 0; 3: 0; 4: 0; 5: 0; 6: 0; 7: 0; 8: 0; 9: 0; 10: 0; 11: 1705; 12: 1605; 13: 1506; 14: 1433; 15: 1370; 16: 1314; 17: 1273; 18: 1239; 19: 1205; 20: 1171; 21: 1137; 22: 1103; 23: 1069; 24: 1035; 25: 1001; 26: 967; 27: 933; 28: 866
| IDSolarCapital_2031 | [11 empty] | 1: 0; 2: 0; 3: 0; 4: 0; 5: 0; 6: 0; 7: 0; 8: 0; 9: 0; 10: 0; 11: 0; 12: 1593; 13: 1500; 14: 1407; 15: 1339; 16: 1280; 17: 1228; 18: 1189; 19: 1157; 20: 1126; 21: 1094; 22: 1062; 23: 1030; 24: 999; 25: 967; 26: 935; 27: 903; 28: 826
| IDSolarCapital_2032 | [11 empty] | 1: 0; 2: 0; 3: 0; 4: 0; 5: 0; 6: 0; 7: 0; 8: 0; 9: 0; 10: 0; 11: 0; 12: 0; 13: 1481; 14: 1394; 15: 1308; 16: 1245; 17: 1190; 18: 1141; 19: 1106; 20: 1076; 21: 1046; 22: 1017; 23: 987; 24: 958; 25: 928; 26: 899; 27: 869; 28: 783
| IDSolarCapital_2033 | [11 empty] | 1: 0; 2: 0; 3: 0; 4: 0; 5: 0; 6: 0; 7: 0; 8: 0; 9: 0; 10: 0; 11: 0; 12: 0; 13: 0; 14: 1468; 15: 1382; 16: 1297; 17: 1234; 18: 1180; 19: 1131; 20: 1096; 21: 1067; 22: 1037; 23: 1008; 24: 979; 25: 950; 26: 920; 27: 891; 28: 792
| IDSolarCapital_2034 | [11 empty] | 1: 0; 2: 0; 3: 0; 4: 0; 5: 0; 6: 0; 7: 0; 8: 0; 9: 0; 10: 0; 11: 0; 12: 0; 13: 0; 14: 0; 15: 1456; 16: 1370; 17: 1286; 18: 1223; 19: 1169; 20: 1122; 21: 1086; 22: 1057; 23: 1028; 24: 999; 25: 970; 26: 941; 27: 912; 28: 801
| IDSolarCapital_2035 | [11 empty] | 1: 0; 2: 0; 3: 0; 4: 0; 5: 0; 6: 0; 7: 0; 8: 0; 9: 0; 10: 0; 11: 0; 12: 0; 13: 0; 14: 0; 15: 0; 16: 1443; 17: 1358; 18: 1274; 19: 1212; 20: 1159; 21: 1112; 22: 1077; 23: 1048; 24: 1019; 25: 990; 26: 962; 27: 933; 28: 810
| IDSolarCapital_2036 | [11 empty] | 1: 0; 2: 0; 3: 0; 4: 0; 5: 0; 6: 0; 7: 0; 8: 0; 9: 0; 10: 0; 11: 0; 12: 0; 13: 0; 14: 0; 15: 0; 16: 0; 17: 1430; 18: 1346; 19: 1263; 20: 1202; 21: 1149; 22: 1102; 23: 1067; 24: 1039; 25: 1010; 26: 982; 27: 953; 28: 819
| IDSolarCapital_2037 | [11 empty] | 1: 0; 2: 0; 3: 0; 4: 0; 5: 0; 6: 0; 7: 0; 8: 0; 9: 0; 10: 0; 11: 0; 12: 0; 13: 0; 14: 0; 15: 0; 16: 0; 17: 0; 18: 1417; 19: 1334; 20: 1251; 21: 1191; 22: 1138; 23: 1092; 24: 1057; 25: 1029; 26: 1001; 27: 973; 28: 827
| IDSolarCapital_2038 | [11 empty] | 1: 0; 2: 0; 3: 0; 4: 0; 5: 0; 6: 0; 7: 0; 8: 0; 9: 0; 10: 0; 11: 0; 12: 0; 13: 0; 14: 0; 15: 0; 16: 0; 17: 0; 18: 0; 19: 1404; 20: 1322; 21: 1240; 22: 1180; 23: 1128; 24: 1082; 25: 1048; 26: 1020; 27: 992; 28: 836
| IDSolarCapital_2039 | [11 empty] | 1: 0; 2: 0; 3: 0; 4: 0; 5: 0; 6: 0; 7: 0; 8: 0; 9: 0; 10: 0; 11: 0; 12: 0; 13: 0; 14: 0; 15: 0; 16: 0; 17: 0; 18: 0; 19: 0; 20: 1391; 21: 1310; 22: 1229; 23: 1169; 24: 1118; 25: 1072; 26: 1038; 27: 1010; 28: 844
| IDSolarCapital_2040 | [11 empty] | 1: 0; 2: 0; 3: 0; 4: 0; 5: 0; 6: 0; 7: 0; 8: 0; 9: 0; 10: 0; 11: 0; 12: 0; 13: 0; 14: 0; 15: 0; 16: 0; 17: 0; 18: 0; 19: 0; 20: 0; 21: 1378; 22: 1297; 23: 1217; 24: 1158; 25: 1107; 26: 1062; 27: 1029; 28: 852
| IDSolarCapital_2041 | [11 empty] | 1: 0; 2: 0; 3: 0; 4: 0; 5: 0; 6: 0; 7: 0; 8: 0; 9: 0; 10: 0; 11: 0; 12: 0; 13: 0; 14: 0; 15: 0; 16: 0; 17: 0; 18: 0; 19: 0; 20: 0; 21: 0; 22: 1365; 23: 1285; 24: 1206; 25: 1147; 26: 1097; 27: 1052; 28: 861
| IDSolarCapital_2042 | [11 empty] | 1: 0; 2: 0; 3: 0; 4: 0; 5: 0; 6: 0; 7: 0; 8: 0; 9: 0; 10: 0; 11: 0; 12: 0; 13: 0; 14: 0; 15: 0; 16: 0; 17: 0; 18: 0; 19: 0; 20: 0; 21: 0; 22: 0; 23: 1352; 24: 1273; 25: 1195; 26: 1137; 27: 1086; 28: 869
| IDSolarCapital_2043 | [11 empty] | 1: 0; 2: 0; 3: 0; 4: 0; 5: 0; 6: 0; 7: 0; 8: 0; 9: 0; 10: 0; 11: 0; 12: 0; 13: 0; 14: 0; 15: 0; 16: 0; 17: 0; 18: 0; 19: 0; 20: 0; 21: 0; 22: 0; 23: 0; 24: 1340; 25: 1261; 26: 1183; 27: 1126; 28: 879
| IDSolarCapital_2044 | [11 empty] | 1: 0; 2: 0; 3: 0; 4: 0; 5: 0; 6: 0; 7: 0; 8: 0; 9: 0; 10: 0; 11: 0; 12: 0; 13: 0; 14: 0; 15: 0; 16: 0; 17: 0; 18: 0; 19: 0; 20: 0; 21: 0; 22: 0; 23: 0; 24: 0; 25: 1327; 26: 1249; 27: 1172; 28: 890
| IDSolarCapital_2045 | [11 empty] | 1: 0; 2: 0; 3: 0; 4: 0; 5: 0; 6: 0; 7: 0; 8: 0; 9: 0; 10: 0; 11: 0; 12: 0; 13: 0; 14: 0; 15: 0; 16: 0; 17: 0; 18: 0; 19: 0; 20: 0; 21: 0; 22: 0; 23: 0; 24: 0; 25: 0; 26: 1314; 27: 1237; 28: 903
| IDSolarCapital_2046 | [11 empty] | 1: 0; 2: 0; 3: 0; 4: 0; 5: 0; 6: 0; 7: 0; 8: 0; 9: 0; 10: 0; 11: 0; 12: 0; 13: 0; 14: 0; 15: 0; 16: 0; 17: 0; 18: 0; 19: 0; 20: 0; 21: 0; 22: 0; 23: 0; 24: 0; 25: 0; 26: 0; 27: 1301; 28: 919
| IDSolarCapital_2047 | [11 empty] | 1: 0; 2: 0; 3: 0; 4: 0; 5: 0; 6: 0; 7: 0; 8: 0; 9: 0; 10: 0; 11: 0; 12: 0; 13: 0; 14: 0; 15: 0; 16: 0; 17: 0; 18: 0; 19: 0; 20: 0; 21: 0; 22: 0; 23: 0; 24: 0; 25: 0; 26: 0; 27: 0; 28: 937
| DERGroundCapital_2020 | [11 empty] | 1: 5053; 2: 4756; 3: 4463; 4: 4246; 5: 4059; 6: 3893; 7: 3771; 8: 3670; 9: 3569; 10: 3469; 11: 3368; 12: 3267; 13: 3167; 14: 3066; 15: 2965; 16: 2865; 17: 2764; 18: 2663; 19: 2562; 20: 2462; 21: 2361; 22: 2260; 23: 2160; 24: 2059; 25: 1958; 26: 1857; 27: 1757; 28: 1558
| DERGroundCapital_2021 | [11 empty] | 1: 0; 2: 5053; 3: 4756; 4: 4463; 5: 4246; 6: 4059; 7: 3893; 8: 3771; 9: 3670; 10: 3569; 11: 3469; 12: 3368; 13: 3267; 14: 3167; 15: 3066; 16: 2965; 17: 2865; 18: 2764; 19: 2663; 20: 2562; 21: 2462; 22: 2361; 23: 2260; 24: 2160; 25: 2059; 26: 1958; 27: 1857; 28: 1611
| DERGroundCapital_2022 | [11 empty] | 1: 0; 2: 0; 3: 5053; 4: 4756; 5: 4463; 6: 4246; 7: 4059; 8: 3893; 9: 3771; 10: 3670; 11: 3569; 12: 3469; 13: 3368; 14: 3267; 15: 3167; 16: 3066; 17: 2965; 18: 2865; 19: 2764; 20: 2663; 21: 2562; 22: 2462; 23: 2361; 24: 2260; 25: 2160; 26: 2059; 27: 1958; 28: 1665
| DERGroundCapital_2023 | [11 empty] | 1: 0; 2: 0; 3: 0; 4: 4835; 5: 4551; 6: 4271; 7: 4064; 8: 3884; 9: 3726; 10: 3609; 11: 3512; 12: 3416; 13: 3319; 14: 3223; 15: 3127; 16: 3030; 17: 2934; 18: 2838; 19: 2741; 20: 2645; 21: 2548; 22: 2452; 23: 2356; 24: 2259; 25: 2163; 26: 2067; 27: 1970; 28: 1645
| DERGroundCapital_2024 | [11 empty] | 1: 0; 2: 0; 3: 0; 4: 0; 5: 4618; 6: 4347; 7: 4079; 8: 3881; 9: 3710; 10: 3558; 11: 3446; 12: 3354; 13: 3262; 14: 3170; 15: 3078; 16: 2986; 17: 2894; 18: 2802; 19: 2710; 20: 2618; 21: 2526; 22: 2434; 23: 2342; 24: 2250; 25: 2158; 26: 2066; 27: 1974; 28: 1621
| DERGroundCapital_2025 | [11 empty] | 1: 0; 2: 0; 3: 0; 4: 0; 5: 0; 6: 4400; 7: 4142; 8: 3886; 9: 3698; 10: 3535; 11: 3390; 12: 3284; 13: 3196; 14: 3108; 15: 3021; 16: 2933; 17: 2845; 18: 2758; 19: 2670; 20: 2582; 21: 2495; 22: 2407; 23: 2319; 24: 2231; 25: 2144; 26: 2056; 27: 1968; 28: 1593
| DERGroundCapital_2026 | [11 empty] | 1: 0; 2: 0; 3: 0; 4: 0; 5: 0; 6: 0; 7: 4183; 8: 3937; 9: 3694; 10: 3515; 11: 3360; 12: 3223; 13: 3122; 14: 3038; 15: 2955; 16: 2871; 17: 2788; 18: 2705; 19: 2621; 20: 2538; 21: 2455; 22: 2371; 23: 2288; 24: 2205; 25: 2121; 26: 2038; 27: 1954; 28: 1561
| DERGroundCapital_2027 | [11 empty] | 1: 0; 2: 0; 3: 0; 4: 0; 5: 0; 6: 0; 7: 0; 8: 3965; 9: 3732; 10: 3502; 11: 3332; 12: 3185; 13: 3055; 14: 2959; 15: 2880; 16: 2801; 17: 2722; 18: 2643; 19: 2564; 20: 2485; 21: 2406; 22: 2327; 23: 2248; 24: 2169; 25: 2090; 26: 2011; 27: 1932; 28: 1525
| DERGroundCapital_2028 | [11 empty] | 1: 0; 2: 0; 3: 0; 4: 0; 5: 0; 6: 0; 7: 0; 8: 0; 9: 3748; 10: 3528; 11: 3310; 12: 3150; 13: 3011; 14: 2888; 15: 2797; 16: 2722; 17: 2647; 18: 2573; 19: 2498; 20: 2423; 21: 2349; 22: 2274; 23: 2199; 24: 2125; 25: 2050; 26: 1975; 27: 1901; 28: 1484
| DERGroundCapital_2029 | [11 empty] | 1: 0; 2: 0; 3: 0; 4: 0; 5: 0; 6: 0; 7: 0; 8: 0; 9: 0; 10: 3530; 11: 3323; 12: 3118; 13: 2967; 14: 2836; 15: 2720; 16: 2635; 17: 2564; 18: 2494; 19: 2423; 20: 2353; 21: 2283; 22: 2212; 23: 2142; 24: 2072; 25: 2001; 26: 1931; 27: 1861; 28: 1438
| DERGroundCapital_2030 | [11 empty] | 1: 0; 2: 0; 3: 0; 4: 0; 5: 0; 6: 0; 7: 0; 8: 0; 9: 0; 10: 0; 11: 3313; 12: 3118; 13: 2926; 14: 2784; 15: 2661; 16: 2552; 17: 2472; 18: 2406; 19: 2340; 20: 2274; 21: 2208; 22: 2142; 23: 2076; 24: 2010; 25: 1944; 26: 1878; 27: 1812; 28: 1389
| DERGroundCapital_2031 | [11 empty] | 1: 0; 2: 0; 3: 0; 4: 0; 5: 0; 6: 0; 7: 0; 8: 0; 9: 0; 10: 0; 11: 0; 12: 3095; 13: 2913; 14: 2734; 15: 2601; 16: 2486; 17: 2385; 18: 2310; 19: 2248; 20: 2186; 21: 2125; 22: 2063; 23: 2001; 24: 1940; 25: 1878; 26: 1816; 27: 1755; 28: 1334
| DERGroundCapital_2032 | [11 empty] | 1: 0; 2: 0; 3: 0; 4: 0; 5: 0; 6: 0; 7: 0; 8: 0; 9: 0; 10: 0; 11: 0; 12: 0; 13: 2878; 14: 2709; 15: 2542; 16: 2418; 17: 2312; 18: 2217; 19: 2148; 20: 2090; 21: 2033; 22: 1975; 23: 1918; 24: 1861; 25: 1803; 26: 1746; 27: 1689; 28: 1275
| DERGroundCapital_2033 | [11 empty] | 1: 0; 2: 0; 3: 0; 4: 0; 5: 0; 6: 0; 7: 0; 8: 0; 9: 0; 10: 0; 11: 0; 12: 0; 13: 0; 14: 2852; 15: 2685; 16: 2519; 17: 2397; 18: 2291; 19: 2198; 20: 2129; 21: 2072; 22: 2015; 23: 1958; 24: 1901; 25: 1845; 26: 1788; 27: 1731; 28: 1298
| DERGroundCapital_2034 | [11 empty] | 1: 0; 2: 0; 3: 0; 4: 0; 5: 0; 6: 0; 7: 0; 8: 0; 9: 0; 10: 0; 11: 0; 12: 0; 13: 0; 14: 0; 15: 2827; 16: 2662; 17: 2497; 18: 2376; 19: 2271; 20: 2179; 21: 2110; 22: 2054; 23: 1997; 24: 1941; 25: 1885; 26: 1828; 27: 1772; 28: 1321
| DERGroundCapital_2035 | [11 empty] | 1: 0; 2: 0; 3: 0; 4: 0; 5: 0; 6: 0; 7: 0; 8: 0; 9: 0; 10: 0; 11: 0; 12: 0; 13: 0; 14: 0; 15: 0; 16: 2802; 17: 2638; 18: 2475; 19: 2355; 20: 2251; 21: 2159; 22: 2091; 23: 2036; 24: 1980; 25: 1924; 26: 1868; 27: 1812; 28: 1344
| DERGroundCapital_2036 | [11 empty] | 1: 0; 2: 0; 3: 0; 4: 0; 5: 0; 6: 0; 7: 0; 8: 0; 9: 0; 10: 0; 11: 0; 12: 0; 13: 0; 14: 0; 15: 0; 16: 0; 17: 2777; 18: 2614; 19: 2453; 20: 2334; 21: 2231; 22: 2140; 23: 2073; 24: 2017; 25: 1962; 26: 1907; 27: 1851; 28: 1367
| DERGroundCapital_2037 | [11 empty] | 1: 0; 2: 0; 3: 0; 4: 0; 5: 0; 6: 0; 7: 0; 8: 0; 9: 0; 10: 0; 11: 0; 12: 0; 13: 0; 14: 0; 15: 0; 16: 0; 17: 0; 18: 2752; 19: 2591; 20: 2431; 21: 2313; 22: 2211; 23: 2121; 24: 2054; 25: 1999; 26: 1944; 27: 1890; 28: 1389
| DERGroundCapital_2038 | [11 empty] | 1: 0; 2: 0; 3: 0; 4: 0; 5: 0; 6: 0; 7: 0; 8: 0; 9: 0; 10: 0; 11: 0; 12: 0; 13: 0; 14: 0; 15: 0; 16: 0; 17: 0; 18: 0; 19: 2727; 20: 2567; 21: 2409; 22: 2292; 23: 2191; 24: 2101; 25: 2035; 26: 1981; 27: 1927; 28: 1412
| DERGroundCapital_2039 | [11 empty] | 1: 0; 2: 0; 3: 0; 4: 0; 5: 0; 6: 0; 7: 0; 8: 0; 9: 0; 10: 0; 11: 0; 12: 0; 13: 0; 14: 0; 15: 0; 16: 0; 17: 0; 18: 0; 19: 0; 20: 2702; 21: 2544; 22: 2387; 23: 2271; 24: 2171; 25: 2082; 26: 2017; 27: 1963; 28: 1433
| DERGroundCapital_2040 | [11 empty] | 1: 0; 2: 0; 3: 0; 4: 0; 5: 0; 6: 0; 7: 0; 8: 0; 9: 0; 10: 0; 11: 0; 12: 0; 13: 0; 14: 0; 15: 0; 16: 0; 17: 0; 18: 0; 19: 0; 20: 0; 21: 2677; 22: 2520; 23: 2365; 24: 2250; 25: 2151; 26: 2063; 27: 1998; 28: 1455
| DERGroundCapital_2041 | [11 empty] | 1: 0; 2: 0; 3: 0; 4: 0; 5: 0; 6: 0; 7: 0; 8: 0; 9: 0; 10: 0; 11: 0; 12: 0; 13: 0; 14: 0; 15: 0; 16: 0; 17: 0; 18: 0; 19: 0; 20: 0; 21: 0; 22: 2652; 23: 2497; 24: 2343; 25: 2229; 26: 2131; 27: 2044; 28: 1476
| DERGroundCapital_2042 | [11 empty] | 1: 0; 2: 0; 3: 0; 4: 0; 5: 0; 6: 0; 7: 0; 8: 0; 9: 0; 10: 0; 11: 0; 12: 0; 13: 0; 14: 0; 15: 0; 16: 0; 17: 0; 18: 0; 19: 0; 20: 0; 21: 0; 22: 0; 23: 2627; 24: 2473; 25: 2320; 26: 2208; 27: 2110; 28: 1498
| DERGroundCapital_2043 | [11 empty] | 1: 0; 2: 0; 3: 0; 4: 0; 5: 0; 6: 0; 7: 0; 8: 0; 9: 0; 10: 0; 11: 0; 12: 0; 13: 0; 14: 0; 15: 0; 16: 0; 17: 0; 18: 0; 19: 0; 20: 0; 21: 0; 22: 0; 23: 0; 24: 2602; 25: 2449; 26: 2298; 27: 2187; 28: 1521
| DERGroundCapital_2044 | [11 empty] | 1: 0; 2: 0; 3: 0; 4: 0; 5: 0; 6: 0; 7: 0; 8: 0; 9: 0; 10: 0; 11: 0; 12: 0; 13: 0; 14: 0; 15: 0; 16: 0; 17: 0; 18: 0; 19: 0; 20: 0; 21: 0; 22: 0; 23: 0; 24: 0; 25: 2577; 26: 2426; 27: 2276; 28: 1547
| DERGroundCapital_2045 | [11 empty] | 1: 0; 2: 0; 3: 0; 4: 0; 5: 0; 6: 0; 7: 0; 8: 0; 9: 0; 10: 0; 11: 0; 12: 0; 13: 0; 14: 0; 15: 0; 16: 0; 17: 0; 18: 0; 19: 0; 20: 0; 21: 0; 22: 0; 23: 0; 24: 0; 25: 0; 26: 2552; 27: 2402; 28: 1575
| DERGroundCapital_2046 | [11 empty] | 1: 0; 2: 0; 3: 0; 4: 0; 5: 0; 6: 0; 7: 0; 8: 0; 9: 0; 10: 0; 11: 0; 12: 0; 13: 0; 14: 0; 15: 0; 16: 0; 17: 0; 18: 0; 19: 0; 20: 0; 21: 0; 22: 0; 23: 0; 24: 0; 25: 0; 26: 0; 27: 2527; 28: 1607
| DERGroundCapital_2047 | [11 empty] | 1: 0; 2: 0; 3: 0; 4: 0; 5: 0; 6: 0; 7: 0; 8: 0; 9: 0; 10: 0; 11: 0; 12: 0; 13: 0; 14: 0; 15: 0; 16: 0; 17: 0; 18: 0; 19: 0; 20: 0; 21: 0; 22: 0; 23: 0; 24: 0; 25: 0; 26: 0; 27: 0; 28: 1644
| DERRoofCapital_2020 | [11 empty] | 1: 6063; 2: 5707; 3: 5355; 4: 5096; 5: 4871; 6: 4672; 7: 4525; 8: 4404; 9: 4283; 10: 4162; 11: 4042; 12: 3921; 13: 3800; 14: 3679; 15: 3558; 16: 3437; 17: 3317; 18: 3196; 19: 3075; 20: 2954; 21: 2833; 22: 2712; 23: 2592; 24: 2471; 25: 2350; 26: 2229; 27: 2108; 28: 1870
| DERRoofCapital_2021 | [11 empty] | 1: 0; 2: 6063; 3: 5707; 4: 5355; 5: 5096; 6: 4871; 7: 4672; 8: 4525; 9: 4404; 10: 4283; 11: 4162; 12: 4042; 13: 3921; 14: 3800; 15: 3679; 16: 3558; 17: 3437; 18: 3317; 19: 3196; 20: 3075; 21: 2954; 22: 2833; 23: 2712; 24: 2592; 25: 2471; 26: 2350; 27: 2229; 28: 1933
| DERRoofCapital_2022 | [11 empty] | 1: 0; 2: 0; 3: 6063; 4: 5707; 5: 5355; 6: 5096; 7: 4871; 8: 4672; 9: 4525; 10: 4404; 11: 4283; 12: 4162; 13: 4042; 14: 3921; 15: 3800; 16: 3679; 17: 3558; 18: 3437; 19: 3317; 20: 3196; 21: 3075; 22: 2954; 23: 2833; 24: 2712; 25: 2592; 26: 2471; 27: 2350; 28: 1997
| DERRoofCapital_2023 | [11 empty] | 1: 0; 2: 0; 3: 0; 4: 5802; 5: 5462; 6: 5125; 7: 4876; 8: 4661; 9: 4471; 10: 4330; 11: 4215; 12: 4099; 13: 3983; 14: 3868; 15: 3752; 16: 3636; 17: 3521; 18: 3405; 19: 3289; 20: 3174; 21: 3058; 22: 2943; 23: 2827; 24: 2711; 25: 2596; 26: 2480; 27: 2364; 28: 1974
| DERRoofCapital_2024 | [11 empty] | 1: 0; 2: 0; 3: 0; 4: 0; 5: 5541; 6: 5216; 7: 4894; 8: 4657; 9: 4451; 10: 4270; 11: 4135; 12: 4025; 13: 3915; 14: 3804; 15: 3694; 16: 3583; 17: 3473; 18: 3362; 19: 3252; 20: 3141; 21: 3031; 22: 2921; 23: 2810; 24: 2700; 25: 2589; 26: 2479; 27: 2368; 28: 1945
| DERRoofCapital_2025 | [11 empty] | 1: 0; 2: 0; 3: 0; 4: 0; 5: 0; 6: 5280; 7: 4970; 8: 4664; 9: 4438; 10: 4242; 11: 4069; 12: 3941; 13: 3835; 14: 3730; 15: 3625; 16: 3520; 17: 3414; 18: 3309; 19: 3204; 20: 3099; 21: 2993; 22: 2888; 23: 2783; 24: 2678; 25: 2573; 26: 2467; 27: 2362; 28: 1912
| DERRoofCapital_2026 | [11 empty] | 1: 0; 2: 0; 3: 0; 4: 0; 5: 0; 6: 0; 7: 5019; 8: 4725; 9: 4433; 10: 4218; 11: 4032; 12: 3867; 13: 3746; 14: 3646; 15: 3546; 16: 3446; 17: 3346; 18: 3246; 19: 3146; 20: 3046; 21: 2946; 22: 2845; 23: 2745; 24: 2645; 25: 2545; 26: 2445; 27: 2345; 28: 1873
| DERRoofCapital_2027 | [11 empty] | 1: 0; 2: 0; 3: 0; 4: 0; 5: 0; 6: 0; 7: 0; 8: 4758; 9: 4479; 10: 4203; 11: 3999; 12: 3822; 13: 3666; 14: 3551; 15: 3456; 16: 3361; 17: 3267; 18: 3172; 19: 3077; 20: 2982; 21: 2887; 22: 2792; 23: 2698; 24: 2603; 25: 2508; 26: 2413; 27: 2318; 28: 1829
| DERRoofCapital_2028 | [11 empty] | 1: 0; 2: 0; 3: 0; 4: 0; 5: 0; 6: 0; 7: 0; 8: 0; 9: 4497; 10: 4233; 11: 3972; 12: 3779; 13: 3613; 14: 3465; 15: 3356; 16: 3267; 17: 3177; 18: 3087; 19: 2998; 20: 2908; 21: 2818; 22: 2729; 23: 2639; 24: 2550; 25: 2460; 26: 2370; 27: 2281; 28: 1780
| DERRoofCapital_2029 | [11 empty] | 1: 0; 2: 0; 3: 0; 4: 0; 5: 0; 6: 0; 7: 0; 8: 0; 9: 0; 10: 4236; 11: 3988; 12: 3742; 13: 3560; 14: 3403; 15: 3264; 16: 3161; 17: 3077; 18: 2993; 19: 2908; 20: 2824; 21: 2739; 22: 2655; 23: 2570; 24: 2486; 25: 2402; 26: 2317; 27: 2233; 28: 1726
| DERRoofCapital_2030 | [11 empty] | 1: 0; 2: 0; 3: 0; 4: 0; 5: 0; 6: 0; 7: 0; 8: 0; 9: 0; 10: 0; 11: 3975; 12: 3742; 13: 3511; 14: 3341; 15: 3193; 16: 3063; 17: 2967; 18: 2887; 19: 2808; 20: 2729; 21: 2650; 22: 2570; 23: 2491; 24: 2412; 25: 2333; 26: 2254; 27: 2174; 28: 1666
| DERRoofCapital_2031 | [11 empty] | 1: 0; 2: 0; 3: 0; 4: 0; 5: 0; 6: 0; 7: 0; 8: 0; 9: 0; 10: 0; 11: 0; 12: 3714; 13: 3496; 14: 3280; 15: 3121; 16: 2984; 17: 2862; 18: 2772; 19: 2698; 20: 2624; 21: 2550; 22: 2476; 23: 2402; 24: 2328; 25: 2254; 26: 2180; 27: 2106; 28: 1601
| DERRoofCapital_2032 | [11 empty] | 1: 0; 2: 0; 3: 0; 4: 0; 5: 0; 6: 0; 7: 0; 8: 0; 9: 0; 10: 0; 11: 0; 12: 0; 13: 3453; 14: 3250; 15: 3050; 16: 2902; 17: 2774; 18: 2661; 19: 2577; 20: 2508; 21: 2439; 22: 2371; 23: 2302; 24: 2233; 25: 2164; 26: 2095; 27: 2026; 28: 1530
| DERRoofCapital_2033 | [11 empty] | 1: 0; 2: 0; 3: 0; 4: 0; 5: 0; 6: 0; 7: 0; 8: 0; 9: 0; 10: 0; 11: 0; 12: 0; 13: 0; 14: 3423; 15: 3222; 16: 3023; 17: 2877; 18: 2750; 19: 2637; 20: 2555; 21: 2486; 22: 2418; 23: 2350; 24: 2282; 25: 2213; 26: 2145; 27: 2077; 28: 1558
| DERRoofCapital_2034 | [11 empty] | 1: 0; 2: 0; 3: 0; 4: 0; 5: 0; 6: 0; 7: 0; 8: 0; 9: 0; 10: 0; 11: 0; 12: 0; 13: 0; 14: 0; 15: 3393; 16: 3194; 17: 2997; 18: 2852; 19: 2726; 20: 2614; 21: 2532; 22: 2465; 23: 2397; 24: 2329; 25: 2262; 26: 2194; 27: 2126; 28: 1586
| DERRoofCapital_2035 | [11 empty] | 1: 0; 2: 0; 3: 0; 4: 0; 5: 0; 6: 0; 7: 0; 8: 0; 9: 0; 10: 0; 11: 0; 12: 0; 13: 0; 14: 0; 15: 0; 16: 3363; 17: 3166; 18: 2970; 19: 2826; 20: 2702; 21: 2591; 22: 2510; 23: 2443; 24: 2376; 25: 2309; 26: 2242; 27: 2175; 28: 1613
| DERRoofCapital_2036 | [11 empty] | 1: 0; 2: 0; 3: 0; 4: 0; 5: 0; 6: 0; 7: 0; 8: 0; 9: 0; 10: 0; 11: 0; 12: 0; 13: 0; 14: 0; 15: 0; 16: 0; 17: 3333; 18: 3137; 19: 2944; 20: 2801; 21: 2677; 22: 2568; 23: 2487; 24: 2421; 25: 2354; 26: 2288; 27: 2222; 28: 1640
| DERRoofCapital_2037 | [11 empty] | 1: 0; 2: 0; 3: 0; 4: 0; 5: 0; 6: 0; 7: 0; 8: 0; 9: 0; 10: 0; 11: 0; 12: 0; 13: 0; 14: 0; 15: 0; 16: 0; 17: 0; 18: 3303; 19: 3109; 20: 2917; 21: 2776; 22: 2653; 23: 2545; 24: 2465; 25: 2399; 26: 2333; 27: 2267; 28: 1667
| DERRoofCapital_2038 | [11 empty] | 1: 0; 2: 0; 3: 0; 4: 0; 5: 0; 6: 0; 7: 0; 8: 0; 9: 0; 10: 0; 11: 0; 12: 0; 13: 0; 14: 0; 15: 0; 16: 0; 17: 0; 18: 0; 19: 3273; 20: 3081; 21: 2891; 22: 2751; 23: 2629; 24: 2522; 25: 2442; 26: 2377; 27: 2312; 28: 1694
| DERRoofCapital_2039 | [11 empty] | 1: 0; 2: 0; 3: 0; 4: 0; 5: 0; 6: 0; 7: 0; 8: 0; 9: 0; 10: 0; 11: 0; 12: 0; 13: 0; 14: 0; 15: 0; 16: 0; 17: 0; 18: 0; 19: 0; 20: 3243; 21: 3052; 22: 2864; 23: 2725; 24: 2605; 25: 2499; 26: 2420; 27: 2355; 28: 1720
| DERRoofCapital_2040 | [11 empty] | 1: 0; 2: 0; 3: 0; 4: 0; 5: 0; 6: 0; 7: 0; 8: 0; 9: 0; 10: 0; 11: 0; 12: 0; 13: 0; 14: 0; 15: 0; 16: 0; 17: 0; 18: 0; 19: 0; 20: 0; 21: 3213; 22: 3024; 23: 2838; 24: 2700; 25: 2581; 26: 2475; 27: 2398; 28: 1746
| DERRoofCapital_2041 | [11 empty] | 1: 0; 2: 0; 3: 0; 4: 0; 5: 0; 6: 0; 7: 0; 8: 0; 9: 0; 10: 0; 11: 0; 12: 0; 13: 0; 14: 0; 15: 0; 16: 0; 17: 0; 18: 0; 19: 0; 20: 0; 21: 0; 22: 3183; 23: 2996; 24: 2811; 25: 2675; 26: 2557; 27: 2452; 28: 1772
| DERRoofCapital_2042 | [11 empty] | 1: 0; 2: 0; 3: 0; 4: 0; 5: 0; 6: 0; 7: 0; 8: 0; 9: 0; 10: 0; 11: 0; 12: 0; 13: 0; 14: 0; 15: 0; 16: 0; 17: 0; 18: 0; 19: 0; 20: 0; 21: 0; 22: 0; 23: 3153; 24: 2968; 25: 2784; 26: 2649; 27: 2533; 28: 1798
| DERRoofCapital_2043 | [11 empty] | 1: 0; 2: 0; 3: 0; 4: 0; 5: 0; 6: 0; 7: 0; 8: 0; 9: 0; 10: 0; 11: 0; 12: 0; 13: 0; 14: 0; 15: 0; 16: 0; 17: 0; 18: 0; 19: 0; 20: 0; 21: 0; 22: 0; 23: 0; 24: 3123; 25: 2939; 26: 2758; 27: 2624; 28: 1826
| DERRoofCapital_2044 | [11 empty] | 1: 0; 2: 0; 3: 0; 4: 0; 5: 0; 6: 0; 7: 0; 8: 0; 9: 0; 10: 0; 11: 0; 12: 0; 13: 0; 14: 0; 15: 0; 16: 0; 17: 0; 18: 0; 19: 0; 20: 0; 21: 0; 22: 0; 23: 0; 24: 0; 25: 3092; 26: 2911; 27: 2731; 28: 1856
| DERRoofCapital_2045 | [11 empty] | 1: 0; 2: 0; 3: 0; 4: 0; 5: 0; 6: 0; 7: 0; 8: 0; 9: 0; 10: 0; 11: 0; 12: 0; 13: 0; 14: 0; 15: 0; 16: 0; 17: 0; 18: 0; 19: 0; 20: 0; 21: 0; 22: 0; 23: 0; 24: 0; 25: 0; 26: 3062; 27: 2883; 28: 1890
| DERRoofCapital_2046 | [11 empty] | 1: 0; 2: 0; 3: 0; 4: 0; 5: 0; 6: 0; 7: 0; 8: 0; 9: 0; 10: 0; 11: 0; 12: 0; 13: 0; 14: 0; 15: 0; 16: 0; 17: 0; 18: 0; 19: 0; 20: 0; 21: 0; 22: 0; 23: 0; 24: 0; 25: 0; 26: 0; 27: 3032; 28: 1929
| DERRoofCapital_2047 | [11 empty] | 1: 0; 2: 0; 3: 0; 4: 0; 5: 0; 6: 0; 7: 0; 8: 0; 9: 0; 10: 0; 11: 0; 12: 0; 13: 0; 14: 0; 15: 0; 16: 0; 17: 0; 18: 0; 19: 0; 20: 0; 21: 0; 22: 0; 23: 0; 24: 0; 25: 0; 26: 0; 27: 0; 28: 1972
| FramePeaker_SCCAdder_CETA | [11 empty] | 1: 572; 2: 572; 3: 572; 4: 572; 5: 572; 6: 572; 7: 572; 8: 572; 9: 572; 10: 572; 11: 572; 12: 572; 13: 572; 14: 572; 15: 572; 16: 572; 17: 572; 18: 572; 19: 572; 20: 572; 21: 572; 22: 572; 23: 572; 24: 572; 25: 572; 26: 572; 27: 572; 28: 572
| RecipPeaker_SCCAdder_CETA | [11 empty] | 1: 1006; 2: 1006; 3: 1006; 4: 1006; 5: 1006; 6: 1006; 7: 1006; 8: 1006; 9: 1006; 10: 1006; 11: 1006; 12: 1006; 13: 1006; 14: 1006; 15: 1006; 16: 1006; 17: 1006; 18: 1006; 19: 1006; 20: 1006; 21: 1006; 22: 1006; 23: 1006; 24: 1006; 25: 1006; 26: 1006; 27: 1006; 28: 1006
| CCCT_SCCAdder_CETA | [11 empty] | 1: 1275; 2: 1275; 3: 1275; 4: 1275; 5: 1275; 6: 1275; 7: 1275; 8: 1275; 9: 1275; 10: 1275; 11: 1275; 12: 1275; 13: 1275; 14: 1275; 15: 1275; 16: 1275; 17: 1275; 18: 1275; 19: 1275; 20: 1275; 21: 1275; 22: 1275; 23: 1275; 24: 1275; 25: 1275; 26: 1275; 27: 1275; 28: 1275
| Colstrip3_SCCAdder_CETA | [10 empty] | 0 | 2: 6465; 3: 6518; 4: 6670; 5: 6877; 6: 7045; 7: 0; 8: 0; 9: 0; 10: 0; 11: 0; 12: 0; 13: 0; 14: 0; 15: 0; 16: 0; 17: 0; 18: 0; 19: 0; 20: 0; 21: 0; 22: 0; 23: 0; 24: 0; 25: 0; 26: 0; 27: 0; 28: 0
| Colstrip4_SCCAdder_CETA | [10 empty] | 0 | 2: 7040; 3: 7028; 4: 6932; 5: 7029; 6: 7486; 7: 0; 8: 0; 9: 0; 10: 0; 11: 0; 12: 0; 13: 0; 14: 0; 15: 0; 16: 0; 17: 0; 18: 0; 19: 0; 20: 0; 21: 0; 22: 0; 23: 0; 24: 0; 25: 0; 26: 0; 27: 0; 28: 0
| Encogen_SCCAdder_CETA | [10 empty] | 0 | 2: 894; 3: 1013; 4: 919; 5: 1026; 6: 940; 7: 838; 8: 981; 9: 862; 10: 671; 11: 666; 12: 527; 13: 457; 14: 387; 15: 394; 16: 360; 17: 362; 18: 369; 19: 316; 20: 251; 21: 214; 22: 218; 23: 154; 24: 156; 25: 126; 26: 119; 27: 97; 28: 80
| Ferndale_SCCAdder_CETA | [10 empty] | 0 | 2: 907; 3: 1157; 4: 1067; 5: 1005; 6: 990; 7: 853; 8: 1044; 9: 967; 10: 813; 11: 789; 12: 677; 13: 608; 14: 583; 15: 580; 16: 615; 17: 580; 18: 552; 19: 574; 20: 535; 21: 443; 22: 411; 23: 341; 24: 300; 25: 257; 26: 230; 27: 205; 28: 166
| Frederickson1_SCCAdder_CETA | [10 empty] | 0 | 2: 162; 3: 371; 4: 373; 5: 392; 6: 509; 7: 240; 8: 300; 9: 225; 10: 242; 11: 260; 12: 179; 13: 193; 14: 182; 15: 202; 16: 247; 17: 241; 18: 252; 19: 250; 20: 186; 21: 165; 22: 152; 23: 159; 24: 119; 25: 113; 26: 119; 27: 74; 28: 58
| Frederickson2_SCCAdder_CETA | [10 empty] | 0 | 2: 189; 3: 359; 4: 509; 5: 435; 6: 474; 7: 235; 8: 236; 9: 231; 10: 253; 11: 229; 12: 181; 13: 179; 14: 197; 15: 213; 16: 280; 17: 244; 18: 263; 19: 262; 20: 216; 21: 209; 22: 183; 23: 154; 24: 123; 25: 115; 26: 115; 27: 83; 28: 71
| FredericksonCC_SCCAdder_CETA | [10 empty] | 0 | 2: 2494; 3: 2490; 4: 2457; 5: 2518; 6: 2548; 7: 2072; 8: 2279; 9: 2124; 10: 1942; 11: 1770; 12: 1680; 13: 1569; 14: 1541; 15: 1455; 16: 1491; 17: 1489; 18: 1449; 19: 1345; 20: 1206; 21: 1035; 22: 1037; 23: 912; 24: 859; 25: 882; 26: 775; 27: 610; 28: 585
| Fredonia1_SCCAdder_CETA | [10 empty] | 0 | 2: 684; 3: 1079; 4: 1362; 5: 1314; 6: 1271; 7: 759; 8: 761; 9: 684; 10: 544; 11: 612; 12: 530; 13: 521; 14: 526; 15: 521; 16: 615; 17: 584; 18: 595; 19: 578; 20: 504; 21: 421; 22: 418; 23: 351; 24: 290; 25: 243; 26: 263; 27: 181; 28: 136
| Fredonia2_SCCAdder_CETA | [10 empty] | 0 | 2: 649; 3: 1122; 4: 1367; 5: 1336; 6: 1320; 7: 611; 8: 690; 9: 618; 10: 562; 11: 568; 12: 514; 13: 513; 14: 463; 15: 470; 16: 591; 17: 574; 18: 587; 19: 527; 20: 471; 21: 411; 22: 415; 23: 325; 24: 296; 25: 235; 26: 241; 27: 181; 28: 148
| Fredonia3_SCCAdder_CETA | [10 empty] | 0 | 2: 1392; 3: 1595; 4: 1550; 5: 1508; 6: 1493; 7: 1051; 8: 1151; 9: 1003; 10: 774; 11: 721; 12: 704; 13: 641; 14: 552; 15: 550; 16: 595; 17: 686; 18: 649; 19: 655; 20: 526; 21: 456; 22: 483; 23: 411; 24: 372; 25: 268; 26: 313; 27: 243; 28: 225
| Fredonia4_SCCAdder_CETA | [10 empty] | 0 | 2: 1287; 3: 1682; 4: 1553; 5: 1692; 6: 1617; 7: 983; 8: 1176; 9: 1000; 10: 832; 11: 746; 12: 684; 13: 629; 14: 570; 15: 585; 16: 630; 17: 641; 18: 652; 19: 615; 20: 520; 21: 535; 22: 500; 23: 441; 24: 412; 25: 322; 26: 335; 27: 266; 28: 222
| Goldendale_SCCAdder_CETA | [10 empty] | 0 | 2: 3467; 3: 3144; 4: 3283; 5: 3123; 6: 3070; 7: 2854; 8: 2993; 9: 2611; 10: 2190; 11: 2022; 12: 1762; 13: 1667; 14: 1463; 15: 1523; 16: 1532; 17: 1478; 18: 1429; 19: 1318; 20: 1201; 21: 1035; 22: 1010; 23: 842; 24: 810; 25: 731; 26: 650; 27: 540; 28: 419
| Mint Farm Power_SCCAdder_CETA | [10 empty] | 0 | 2: 1604; 3: 1679; 4: 1653; 5: 1679; 6: 1598; 7: 1327; 8: 1577; 9: 1463; 10: 1310; 11: 1216; 12: 1113; 13: 987; 14: 945; 15: 1003; 16: 907; 17: 869; 18: 854; 19: 795; 20: 776; 21: 634; 22: 636; 23: 539; 24: 513; 25: 438; 26: 433; 27: 336; 28: 290
| Sumas_SCCAdder_CETA | [10 empty] | 0 | 2: 1750; 3: 2126; 4: 2132; 5: 2214; 6: 2167; 7: 1728; 8: 2074; 9: 1931; 10: 1709; 11: 1612; 12: 1546; 13: 1426; 14: 1390; 15: 1392; 16: 1317; 17: 1274; 18: 1190; 19: 1188; 20: 1123; 21: 1013; 22: 1043; 23: 833; 24: 779; 25: 718; 26: 675; 27: 508; 28: 455
| Whitehorn2_SCCAdder_CETA | [10 empty] | 0 | 2: 275; 3: 551; 4: 664; 5: 620; 6: 621; 7: 306; 8: 355; 9: 308; 10: 291; 11: 296; 12: 247; 13: 220; 14: 239; 15: 262; 16: 303; 17: 297; 18: 314; 19: 272; 20: 238; 21: 226; 22: 204; 23: 156; 24: 140; 25: 127; 26: 118; 27: 97; 28: 71
| Whitehorn3_SCCAdder_CETA | [10 empty] | 0 | 2: 283; 3: 440; 4: 586; 5: 567; 6: 599; 7: 307; 8: 332; 9: 190; 10: 270; 11: 275; 12: 224; 13: 207; 14: 205; 15: 228; 16: 270; 17: 274; 18: 304; 19: 214; 20: 202; 21: 209; 22: 204; 23: 157; 24: 126; 25: 102; 26: 104; 27: 84; 28: 42
| MidC_PSE_SCC | [9 empty] | 26.43 | 26.88 | 1: 27.32; 2: 27.76; 3: 28.2; 4: 28.64; 5: 29.08; 6: 29.96; 7: 30.4; 8: 30.84; 9: 31.28; 10: 31.72; 11: 32.16; 12: 32.6; 13: 33.04; 14: 33.48; 15: 33.92; 16: 34.37; 17: 34.81; 18: 35.69; 19: 36.13; 20: 36.57; 21: 37.01; 22: 37.45; 23: 37.89; 24: 38.33; 25: 38.77; 26: 39.21; 27: 39.65; 28: 40.53
| SpinReserveRenewables_VOM2 | [11 empty] | 1: 0.22; 2: 0.22; 3: 0.22; 4: 0.22; 5: 0.22; 6: 0.23; 7: 0.23; 8: 0.23; 9: 0.23; 10: 0.23; 11: 0.23; 12: 0.23; 13: 0.24; 14: 0.24; 15: 0.24; 16: 0.24; 17: 0.24; 18: 0.24; 19: 0.24; 20: 0.25; 21: 0.25; 22: 0.25; 23: 0.25; 24: 0.25; 25: 0.25; 26: 0.25; 27: 0.26; 28: 0.26
| WYEastWindVariableTxAnnual | [11 empty] | 1: 0.22; 2: 0.22; 3: 0.22; 4: 0.22; 5: 0.22; 6: 0.23; 7: 0.23; 8: 0.23; 9: 0.23; 10: 0.23; 11: 0.23; 12: 0.23; 13: 0.24; 14: 0.24; 15: 0.24; 16: 0.24; 17: 0.24; 18: 0.24; 19: 0.24; 20: 0.25; 21: 0.25; 22: 0.25; 23: 0.25; 24: 0.25; 25: 0.25; 26: 0.25; 27: 0.26; 28: 0.26
| WYWestWindVariableTxAnnual | [11 empty] | 1: 0.22; 2: 0.22; 3: 0.22; 4: 0.22; 5: 0.22; 6: 0.23; 7: 0.23; 8: 0.23; 9: 0.23; 10: 0.23; 11: 0.23; 12: 0.23; 13: 0.24; 14: 0.24; 15: 0.24; 16: 0.24; 17: 0.24; 18: 0.24; 19: 0.24; 20: 0.25; 21: 0.25; 22: 0.25; 23: 0.25; 24: 0.25; 25: 0.25; 26: 0.25; 27: 0.26; 28: 0.26
| IDWindVariableTxAnnual | [11 empty] | 1: 0.22; 2: 0.22; 3: 0.22; 4: 0.22; 5: 0.22; 6: 0.23; 7: 0.23; 8: 0.23; 9: 0.23; 10: 0.23; 11: 0.23; 12: 0.23; 13: 0.24; 14: 0.24; 15: 0.24; 16: 0.24; 17: 0.24; 18: 0.24; 19: 0.24; 20: 0.25; 21: 0.25; 22: 0.25; 23: 0.25; 24: 0.25; 25: 0.25; 26: 0.25; 27: 0.26; 28: 0.26
| WYWestSolarVariableTxAnnual | [11 empty] | 1: 0.22; 2: 0.22; 3: 0.22; 4: 0.22; 5: 0.22; 6: 0.23; 7: 0.23; 8: 0.23; 9: 0.23; 10: 0.23; 11: 0.23; 12: 0.23; 13: 0.24; 14: 0.24; 15: 0.24; 16: 0.24; 17: 0.24; 18: 0.24; 19: 0.24; 20: 0.25; 21: 0.25; 22: 0.25; 23: 0.25; 24: 0.25; 25: 0.25; 26: 0.25; 27: 0.26; 28: 0.26
| WYAnticlineSolarVariableTxAnnual | [11 empty] | 1: 0.22; 2: 0.22; 3: 0.22; 4: 0.22; 5: 0.22; 6: 0.23; 7: 0.23; 8: 0.23; 9: 0.23; 10: 0.23; 11: 0.23; 12: 0.23; 13: 0.24; 14: 0.24; 15: 0.24; 16: 0.24; 17: 0.24; 18: 0.24; 19: 0.24; 20: 0.25; 21: 0.25; 22: 0.25; 23: 0.25; 24: 0.25; 25: 0.25; 26: 0.25; 27: 0.26; 28: 0.26
| IDSolarVariableTxAnnual | [11 empty] | 1: 0.22; 2: 0.22; 3: 0.22; 4: 0.22; 5: 0.22; 6: 0.23; 7: 0.23; 8: 0.23; 9: 0.23; 10: 0.23; 11: 0.23; 12: 0.23; 13: 0.24; 14: 0.24; 15: 0.24; 16: 0.24; 17: 0.24; 18: 0.24; 19: 0.24; 20: 0.25; 21: 0.25; 22: 0.25; 23: 0.25; 24: 0.25; 25: 0.25; 26: 0.25; 27: 0.26; 28: 0.26
| PSERPS_CETA_BalancedPortfolio | [10 empty] | 0 | 1: 0; 2: 0; 3: 0; 4: 0; 5: 0; 6: 1024832; 7: 2048057; 8: 3638161; 9: 4904433; 10: 6029048; 11: 6946393; 12: 7424342; 13: 8309500; 14: 8772275; 15: 9195071; 16: 9884408; 17: 10628622; 18: 11248679; 19: 11886368; 20: 12396230; 21: 12929851; 22: 13482628; 23: 14364383; 24: 15372884; 25: 17171125; 26: 17708342; 27: 17708342; 28: 17708342

## Aurora_New Resources
| Aurora Base Year: | 2012
| Trans. Escalation | 3.09%
| VOM Escalation | 2.5%
[61 empty] | Proxy Only |  |  |  | Proxy Only
Sort | Report | ID | Name | Utility | Heat Rate | Capacity | Fuel | Area | Variable O&M | Fixed O&M | Var Cost Mod1 | Var Cost Mod2 | Fix Cost Mod1 | Fix Cost Mod2 | Annual Max | Overall Max | Annual Min | Overall Min | Forced Outage | Maintenance Rate | Non Cycling | Must Run | Minimum Capacity | Last Eligible Year | First Eligible Year | Capacity Monthly Shape | Heat Rate at Minimum | Min Up Time | Min Down Time | Retrofit | Base Unit | Hydro Number | Resource Group | Mean Repair Time | Emission Rate ID | Emission Price ID | Fuel Adder | Hourly Shaping Factor | Start Fuel Amount | UBB Heat Rate | UBB Bidding Factor | UBB Segment Size | UBB Bidding Shape | Peak Credit | Use Dynamic Peak Credit | RPS | Primary Key | Start Up Cost | Shutdown Penalty | Risk Outage | Maint Begin | Maint End | Cycle Only Capacity | Cycle Only Heat Rate | Cycle Only Startup Cost | Primary Fuel Limit | Ramp Rate | Ramp Down Rate | Reliability Area | Reliability Share | Operating Life | Fuel Multiplier | Ancillary Services | Ancillary Max Contribution | Reliable Capacity | Max Monthly Operating Hours | Constraint ID | Energy Constraint Factor | Prerequisite New Resource ID | Storage ID | Storage Control Type | Maximum Storage | Initial Contents | Recharge Capacity | Allow Partial Build | Include Capability In Net Demand | Limiting New Resource ID
[5 empty] | Btu/kWh | MW |  |  | $/MWh | $/MW-Week | $/MWh | $/MWh | $/MW-Week | $/MW-Week |  |  |  |  | percent | percent | percent | flag 0 or 1 | percent |  |  |  |  | hours | hours |  |  |  |  | hours |  |  | $/mmBtu |  | mmBtu/MW/Start | Btu/kWh |  | percent | [6 empty] | $/MW/Shutdown |  | date | date | Ratio | Ratio | $/MW/Start | mmBtu | percent | percent | [5 empty] | MW | MW | [6 empty] | MWh | Fraction | MW
| TRUE | 21CEIPCommunitySolar | DER Community Solar | PSE | 0 | 0.475 | PV | 17 | yr_Community_SolarVOM | yr_Community_SolarFOM |  |  | yr_CommunitySolarCapital | yr_CommunitySolar_CustomerPay | yr_CommuitySolarAnnualMax | 500 | yr_CommuitySolarAnnualMin |  | hr_NewDERRoof¦NewDERRoofFOR¦2008 |  |  | 1 | 100 | 2025-12-31 | 2022-01-01 | [7 empty] | PSE_RPS | [17 empty] | 1980-01-01 | 1980-01-01 | [8 empty] | 30 |  |  |  | yr_CommunitySolar_RC |  | PSE_RPS,PSE_CEIP_Solar_Max,PSE_CEIP_Solar_Min | 1
| TRUE | 21CEIPCommunitySolarLowIncome | DER Community SolarLowIncome | PSE | 0 | 0.475 | PV | 17 | yr_CommunitySolarLI_VOM | yr_CommunitySolarLI_FOM |  |  | yr_CommunitySolarLI_Capital |  | yr_CommuitySolarLI_AnnualMax | 500 | yr_CommuitySolarLI_AnnualMin |  | hr_NewDERRoof¦NewDERRoofFOR¦2008 |  |  | 1 | 100 | 2025-12-31 | 2022-01-01 | [7 empty] | PSE_RPS | [17 empty] | 1980-01-01 | 1980-01-01 | [8 empty] | 30 |  |  |  | yr_CommunitySolarLI_RC |  | PSE_RPS,PSE_CEIP_Solar_Max,PSE_CEIP_Solar_Min | 1
| TRUE | 21CEIP3rdPartySolar | DER 3rd Party Distributed Solar PPA (or Solar Lease) | PSE | 0 | 0.1 | PV | 17 | yr_3rdPartySolarPPA_VOM | yr_3rdPartySolarPPA_FOM |  |  | yr_3rdPartySolarPPA_Capital |  | yr_3rdPartySolarPPA_AnnualMax | 500 | 0 |  | hr_NewDERRoof¦NewDERRoofFOR¦2008 |  |  | 1 | 100 | 2025-12-31 | 2022-01-01 | [7 empty] | PSE_RPS | [17 empty] | 1980-01-01 | 1980-01-01 | [8 empty] | 30 |  |  |  | yr_3rdPartySolarPPA_RC |  | PSE_RPS,PSE_CEIP_Solar_Max,PSE_CEIP_Solar_Min | 1
| TRUE | 21CEIPC&IRoof-topSolarIncentive | 21CEIPC&IRoof-topSolarIncentive | PSE | 0 | 0.4 | PV | 17 | yr_C&IRoofSolarIncVOM | yr_C&IRoofSolarIncFOM |  |  | yr_C&IRoofSolarIncCapital |  | yr_C&IRoofSolarIncAnnualMax | 500 | 0 |  | hr_NewDERRoof¦NewDERRoofFOR¦2008 |  |  | 1 | 100 | 2025-12-31 | 2022-01-01 | [7 empty] | PSE_RPS | [17 empty] | 1980-01-01 | 1980-01-01 | [8 empty] | 30 |  |  |  | yr_C&IRoofSolarInc_RC |  | PSE_RPS,PSE_CEIP_Solar_Max,PSE_CEIP_Solar_Min | 1
| TRUE | 21CEIPC&IRoof-topSolarLeasing | 21CEIPC&IRoof-topSolarLeasing | PSE | 0 | 0.4 | PV | 17 | yr_C&IRooftopSolarLeasingVOM | yr_C&IRooftopSolarLeasingFOM_Annual |  |  | yr_C&IRooftopSolarLeasingCapital |  | yr_C&IRooftopSolarLeasingAnnualMax | 442 | 0 |  | hr_NewDERRoof¦NewDERRoofFOR¦2008 |  |  | 1 | 100 | 2025-12-31 | 2022-01-01 | [7 empty] | PSE_RPS | [17 empty] | 1980-01-01 | 1980-01-01 | [8 empty] | 30 |  |  |  | yr_C&IRooftopSolarLeasing_RC |  | PSE_RPS,PSE_CEIP_Solar_Max,PSE_CEIP_Solar_Min | 1
| TRUE | 21CEIPMulti-FamilySolarPartnership | 21CEIPMulti-FamilySolarPartnership | PSE | 0 | 0.083 | PV | 17 | yr_MFSolarPartnershipVOM | yr_MFSolarPartnershipFOM_Annual |  |  | yr_MFSolarPartnershipCapital |  | yr_MFSolarPartnershipAnnualMax | 17 | 0 |  | hr_NewDERRoof¦NewDERRoofFOR¦2008 |  |  | 1 | 100 | 2025-12-31 | 2022-01-01 | [7 empty] | PSE_RPS | [17 empty] | 1980-01-01 | 1980-01-01 | [8 empty] | 30 |  |  |  | yr_MFSolarPartnership_RC |  | PSE_RPS,PSE_CEIP_Solar_Max,PSE_CEIP_Solar_Min | 1
| TRUE | 21CEIPMulti-FamilySolarIncentive | 21CEIPMulti-FamilySolarIncentive | PSE | 0 | 0.083 | PV | 17 | yr_MFRoofSolarIncVOM | yr_MFRoofSolarIncFOM |  |  | yr_MFRoofSolarIncCapital |  | yr_MFRoofSolarIncAnnualMax | 500 | 0 |  | hr_NewDERRoof¦NewDERRoofFOR¦2008 |  |  | 1 | 100 | 2025-12-31 | 2022-01-01 | [7 empty] | PSE_RPS | [17 empty] | 1980-01-01 | 1980-01-01 | [8 empty] | 30 |  |  |  | yr_MFRoofSolarInc_RC |  | PSE_RPS,PSE_CEIP_Solar_Max,PSE_CEIP_Solar_Min | 1
| TRUE | 21CEIPResidentialRoof-topSolarLeasingLowIncome | 21CEIPResidentialRoof-topSolarLeasingLowIncome | PSE | 0 | 0.045 | PV | 17 | yr_ResidentialSolarLeaseLI_VOM | yr_ResidentialSolarLeaseLI_FOM |  |  | yr_ResidentialSolarLeaseLI_Capital |  | yr_ResidentialSolarLeaseLI_AnnualMax | 500 | 0 |  | hr_NewDERRoof¦NewDERRoofFOR¦2008 |  |  | 1 | 100 | 2025-12-31 | 2022-01-01 | [7 empty] | PSE_RPS | [17 empty] | 1980-01-01 | 1980-01-01 | [8 empty] | 30 |  |  |  | yr_ResidentialSolarLeaseLI_RC |  | PSE_RPS,PSE_CEIP_Solar_Max,PSE_CEIP_Solar_Min | 1
| TRUE | 21CEIPResidentialRoof-topSolarLeasing | 21CEIPResidentialRoof-topSolarLeasing | PSE | 0 | 0.324 | PV | 17 | yr_ResidentialSolarLease_VOM | yr_ResidentialSolarLease_FOM |  |  | yr_ResidentialSolarLease_Capital |  | yr_ResidentialSolarLease_AnnualMax | 500 | 0 |  | hr_NewDERRoof¦NewDERRoofFOR¦2008 |  |  | 1 | 100 | 2025-12-31 | 2022-01-01 | [7 empty] | PSE_RPS | [17 empty] | 1980-01-01 | 1980-01-01 | [8 empty] | 30 |  |  |  | yr_ResidentialSolarLease_RC |  | PSE_RPS,PSE_CEIP_Solar_Max,PSE_CEIP_Solar_Min | 1
| TRUE | 21CEIP3rdPartyCustomer-SitedDistributedBatteryPPA | 21CEIP3rdPartyCustomer-SitedDistributedBatteryPPA | PSE | 4161 | 0.2 | Storage | 17 | yr_3PCustomer-SitedDBatteryPPAVOM | yr_3PCustomer-SitedDBatteryPPAFOM |  |  |  | yr_LiIon4_Flex | yr_3PCustomer-SitedDBatteryPPAAnnualMax | 500 | 0 |  | 2 |  |  | 0 |  | 2025-12-31 | 2022-01-01 | [25 empty] | 1980-01-01 | 1980-01-01 | [8 empty] | 30 |  |  |  | yr_3PCustomer-SitedDBatteryPPA_RC |  | PSE_CEIP_Battery_Max,PSE_CEIP_Battery_Min | 1 |  | LiIon2hr | DemandNetMR | 0.8 | 1 | 0.2
| TRUE | 21CEIP3rdPartyUtility-scaleDistributedBatteryPPA | 21CEIP3rdPartyUtility-scaleDistributedBatteryPPA | PSE | 4161 | 1 | Storage | 17 | yr_3PUtility-scaleDBatteryPPAVOM | yr_3PUtility-scaleDBatteryPPAFOM |  |  |  | yr_LiIon2_Flex | yr_3PUtility-scaleDBatteryPPAAnnualMax | 500 | 0 |  | 2 |  |  | 0 |  | 2025-12-31 | 2022-01-01 | [25 empty] | 1980-01-01 | 1980-01-01 | [8 empty] | 30 |  |  |  | yr_3PUtility-scaleDBatteryPPA_RC |  | PSE_CEIP_Battery_Max,PSE_CEIP_Battery_Min | 1 |  | LiIon2hr | DemandNetMR | 2 | 1 | 1
| TRUE | 21CEIPC&IBatteryInstallIncentive | 21CEIPC&IBatteryInstallIncentive | PSE | 4161 | 0.2 | Storage | 17 | yr_C&IBatteryInstallIncentiveVOM | yr_C&IBatteryInstallIncentiveFOM |  |  | yr_C&IBatteryInstallIncentiveCapital | yr_LiIon2_Flex | yr_C&IBatteryInstallIncentiveAnnualMax | 500 | 0 |  | 2 |  |  | 0 |  | 2025-12-31 | 2022-01-01 | [25 empty] | 1980-01-01 | 1980-01-01 | [8 empty] | 30 |  |  |  | yr_C&IBatteryInstallIncentive_RC |  | PSE_CEIP_Battery_Max,PSE_CEIP_Battery_Min | 1 |  | LiIon2hr | DemandNetMR | 0.4 | 1 | 0.2
| TRUE | 21CEIPC&ISpaceLeasingforBatteries | 21CEIPC&ISpaceLeasingforBatteries | PSE | 4161 | 0.6 | Storage | 17 | yr_C&ISpaceLeasingforBatteriesVOM | yr_C&ISpaceLeasingforBatteriesFOM |  |  | yr_C&ISpaceLeasingforBatteriesCapital | yr_LiIon4_Flex | yr_C&ISpaceLeasingforBatteriesAnnualMax | 500 | 0 |  | 2 |  |  | 0 |  | 2025-12-31 | 2022-01-01 | [25 empty] | 1980-01-01 | 1980-01-01 | [8 empty] | 30 |  |  |  | yr_C&ISpaceLeasingforBatteries_RC |  | PSE_CEIP_Battery_Max,PSE_CEIP_Battery_Min | 1 |  | LiIon2hr | DemandNetMR | 2.4 | 1 | 0.6
| TRUE | 21CEIPMulti-FamilyUnitBatteryProgram | 21CEIPMulti-FamilyUnitBatteryProgram | PSE | 4161 | 0.25 | Storage | 17 | yr_MFUnitBatteryVOM | yr_MFUnitBatteryFOM |  |  | yr_MFUnitBatteryCapital | yr_LiIon3_Flex | yr_MFUnitBatteryAnnualMax | 500 | 0 |  | 2 |  |  | 0 |  | 2025-12-31 | 2022-01-01 | [25 empty] | 1980-01-01 | 1980-01-01 | [8 empty] | 30 |  |  |  | yr_MFUnitBattery_RC |  | PSE_CEIP_Battery_Max,PSE_CEIP_Battery_Min | 1 |  | LiIon2hr | DemandNetMR | 0.75 | 1 | 0.25
| TRUE | 21CEIPPSEMobileBatteries | 21CEIPPSEMobileBatteries | PSE | 4161 | 0.5 | Storage | 17 | yr_PSEMobileBatteryVOM | yr_PSEMobileBatteryFOM |  |  | yr_PSEMobileBatteryCapital | yr_LiIon2_Flex | yr_PSEMobileBatteryAnnualMax | 500 | 0 |  | 2 |  |  | 0 |  | 2025-12-31 | 2022-01-01 | [25 empty] | 1980-01-01 | 1980-01-01 | [8 empty] | 30 |  |  |  | yr_PSEMobileBattery_RC |  | PSE_CEIP_Battery_Max,PSE_CEIP_Battery_Min | 1 |  | LiIon2hr | DemandNetMR | 1 | 1 | 0.5
| TRUE | 21CEIPPSESubstationBatteries | 21CEIPPSESubstationBatteries | PSE | 4161 | 1 | Storage | 17 | yr_PSESubstationBatteryVOM | yr_PSESubstationBatteryFOM |  |  | yr_PSESubstationBatteryCapital | yr_LiIon2_Flex | yr_PSESubstationBatteryAnnualMax | 500 | 0 |  | 2 |  |  | 0 |  | 2025-12-31 | 2022-01-01 | [25 empty] | 1980-01-01 | 1980-01-01 | [8 empty] | 30 |  |  |  | yr_PSESubstationBattery_RC |  | PSE_CEIP_Battery_Max,PSE_CEIP_Battery_Min | 1 |  | LiIon2hr | DemandNetMR | 2 | 1 | 1
| TRUE | 21CEIPPSEUtility-ScaleDistributedBatteryStations | 21CEIPPSEUtility-ScaleDistributedBatteryStations | PSE | 4161 | 1 | Storage | 17 | yr_PSEUtility-ScaleDBatteryStationsVOM | yr_PSEUtility-ScaleDBatteryStationsFOM |  |  | yr_PSEUtility-ScaleDBatteryStationsCapital | yr_LiIon2_Flex | yr_PSEUtility-ScaleDBatteryStationsAnnualMax | 500 | 0 |  | 2 |  |  | 0 |  | 2025-12-31 | 2022-01-01 | [25 empty] | 1980-01-01 | 1980-01-01 | [8 empty] | 30 |  |  |  | yr_PSEUtility-ScaleDBatteryStations_RC |  | PSE_CEIP_Battery_Max,PSE_CEIP_Battery_Min | 1 |  | LiIon2hr | DemandNetMR | 2 | 1 | 1
| TRUE | 21CEIPResidentialBatteryInstallIncentive | 21CEIPResidentialBatteryInstallIncentive | PSE | 4161 | 0.1 | Storage | 17 | yr_RBatteryInstallIncentiveVOM | yr_RBatteryInstallIncentiveFOM |  |  | yr_RBatteryInstallIncentiveCapital | yr_LiIon3_Flex | yr_RBatteryInstallIncentiveAnnualMax | 500 | 0 |  | 2 |  |  | 0 |  | 2025-12-31 | 2022-01-01 | [25 empty] | 1980-01-01 | 1980-01-01 | [8 empty] | 30 |  |  |  | yr_RBatteryInstallIncentive_RC |  | PSE_CEIP_Battery_Max,PSE_CEIP_Battery_Min | 1 |  | LiIon2hr | DemandNetMR | 0.3 | 1 | 0.1
| TRUE | 21CEIPResidentialPSEBatteryLeasing | 21CEIPResidentialPSEBatteryLeasing | PSE | 4161 | 0.1 | Storage | 17 | yr_RPSEBatteryLeasingVOM | yr_RPSEBatteryLeasingFOM |  |  | yr_RPSEBatteryLeasingCapital | yr_RPSEBatteryLeasing_Flex | yr_RPSEBatteryLeasingAnnualMax | 500 | 0 |  | 2 |  |  | 0 |  | 2025-12-31 | 2022-01-01 | [25 empty] | 1980-01-01 | 1980-01-01 | [8 empty] | 30 |  |  |  | yr_RPSEBatteryLeasing_RC |  | PSE_CEIP_Battery_Max,PSE_CEIP_Battery_Min | 1 |  | LiIon2hr | DemandNetMR | 0.3 | 1 | 0.1
| TRUE | 21CEIPResidentialPSEBatteryLeasing-LowIncome | 21CEIPResidentialPSEBatteryLeasing-LowIncome | PSE | 4161 | 0.1 | Storage | 17 | yr_RPSEBatteryLeasing-LowIncomeVOM | yr_RPSEBatteryLeasing-LowIncomeFOM |  |  | yr_RPSEBatteryLeasingLICapital | yr_RPSEBatteryLeasing-LowIncome_Flex | yr_RPSEBatteryLeasing-LowIncomeAnnualMax | 500 | 0 |  | 2 |  |  | 0 |  | 2025-12-31 | 2022-01-01 | [25 empty] | 1980-01-01 | 1980-01-01 | [8 empty] | 30 |  |  |  | yr_RPSEBatteryLeasing-LowIncome_RC |  | PSE_CEIP_Battery_Max,PSE_CEIP_Battery_Min | 1 |  | LiIon2hr | DemandNetMR | 0.3 | 1 | 0.1
| TRUE | 21CEIPC&IBYOBattery | 21CEIPC&IBYOBattery | PSE | 4161 | 0.2 | Storage | 17 | yr_C&IBatteryBYOVOM | yr_C&IBatteryBYOFOM |  |  | yr_C&IBatteryBYOCapital | yr_LiIon2_Flex | yr_C&IBatteryBYOAnnualMax | 500 | 0 |  | 2 |  |  | 0 |  | 2025-12-31 | 2022-01-01 | [25 empty] | 1980-01-01 | 1980-01-01 | [8 empty] | 30 |  |  |  | yr_C&IBatteryBYO_RC |  | PSE_CEIP_Battery_Max,PSE_CEIP_Battery_Min | 1 |  | LiIon2hr | DemandNetMR | 0.4 | 1 | 0.2
| TRUE | 21CEIPPSECustomer-SitedSolar+StorageOffering_Solar | 21CEIPPSECustomer-SitedSolar+StorageOffering_Solar | PSE | 0 | 0.7 | PV | 17 | yr_CustomerSolarStorage_Solar_VOM | yr_CustomerSolarStorage_Solar_FOM |  |  | yr_CustomerSolarStorage_Solar_Capital |  | yr_CustomerSolarStorage_Solar_AnnualMax | 500 | 0 |  | hr_NewDERRoof¦NewDERRoofFOR¦2008 |  |  | 1 | 100 | 2025-12-31 | 2022-01-01 | [7 empty] | PSE_RPS | [13 empty] | 162 |  |  |  | 1980-01-01 | 1980-01-01 | [8 empty] | 30 |  |  |  | yr_CustomerSolarStorage_Solar_RC |  | PSE_RPS,PSE_CEIP_Solar_Max,PSE_CEIP_Solar_Min | 1 | [8 empty] | 21CEIPPSECustomer-SitedSolar+StorageOffering_Storage
| TRUE | 21CEIPPSECustomer-SitedSolar+StorageOffering_Storage | 21CEIPPSECustomer-SitedSolar+StorageOffering_Storage | PSE | 3791.1111 | 0.5 | Storage | 17 | yr_CustomerSolarStorage_Storage_VOM | yr_CustomerSolarStorage_Storage_FOM |  |  | yr_CustomerSolarStorage_Storage_Capital |  | yr_CustomerSolarStorage_Storage_AnnualMax | 500 | 0 |  | 2 |  |  | 0 |  | 2025-12-31 | 2022-01-01 | [21 empty] | 163 |  |  |  | 1980-01-01 | 1980-01-01 | [8 empty] | 30 |  |  |  | yr_CustomerSolarStorage_Storage_RC |  | PSE_CEIP_Battery_Max,PSE_CEIP_Battery_Min | 1 |  | LiIon3hr | DemandNetMR | 1.5 | 1 | 0.5 |  |  | 21CEIPPSECustomer-SitedSolar+StorageOffering_Solar
| TRUE | 21CEIPMulti-FamilyCommunitySolar | 21CEIPMulti-FamilyCommunitySolar | PSE | 0 | 0.475 | PV | 17 | yr_MFCommunitySolar_VOM | yr_MFCommunitySolar_FOM |  |  | yr_MFCommunitySolar_Capital | yr_MFCommunitySolar_CustomerPay | yr_MFCommuitySolarAnnualMax | 500 | yr_MFCommuitySolarAnnualMin |  | hr_NewDERRoof¦NewDERRoofFOR¦2008 |  |  | 1 | 100 | 2025-12-31 | 2025-01-01 | [7 empty] | PSE_RPS | [17 empty] | 1980-01-01 | 1980-01-01 | [8 empty] | 30 |  |  |  | yr_MFCommunitySolar_RC |  | PSE_RPS,PSE_CEIP_Solar_Max,PSE_CEIP_Solar_Min | 1

## CommnitySolar ITC 2020-2023 30%
Solar FINANCIALS
($ 1000s Unless Otherwise Indicated)
| Calendar Year of Fin. Close |  |  | 2020 | 2021 | 2022 | 2023 | 2024 | 2025 | 2026 | 2027 | 2028 | 2029 | 2030 | 2031 | 2032 | 2033 | 2034 | 2035 | 2036 | 2037 | 2038 | 2039 | 2040 | 2041 | 2042 | 2043 | 2044 | 2045 | 2046 | 2047 | 2048 | 2049
| Operating Year |  | 0 | 1 | 2 | 3 | 4 | 5 | 6 | 7 | 8 | 9 | 10 | 11 | 12 | 13 | 14 | 15 | 16 | 17 | 18 | 19 | 20 | 21 | 22 | 23 | 24 | 25 | 26 | 27 | 28 | 29 | 30
| Calendar Year | Capital Invest.
| 2020 | 511.7778
| Gross plant |  |  | 511.7778 | 511.7778 | 511.7778 | 511.7778 | 511.7778 | 511.7778 | 511.7778 | 511.7778 | 511.7778 | 511.7778 | 511.7778 | 511.7778 | 511.7778 | 511.7778 | 511.7778 | 511.7778 | 511.7778 | 511.7778 | 511.7778 | 511.7778 | 511.7778 | 511.7778 | 511.7778 | 511.7778 | 511.7778 | 511.7778 | 511.7778 | 511.7778 | 511.7778 | 511.7778
| Accumulated Depreciation |  |  | 14.6222 | 29.2444 | 43.8667 | 58.4889 | 73.1111 | 87.7333 | 102.3556 | 116.9778 | 131.6 | 146.2222 | 160.8444 | 175.4667 | 190.0889 | 204.7111 | 219.3333 | 233.9555 | 248.5778 | 263.2 | 277.8222 | 292.4444 | 307.0667 | 321.6889 | 336.3111 | 350.9333 | 365.5555 | 380.1778 | 394.8 | 409.4222 | 424.0444 | 438.6666
| Net book value |  |  | 497.1555 | 482.5333 | 467.9111 | 453.2889 | 438.6666 | 424.0444 | 409.4222 | 394.8 | 380.1778 | 365.5555 | 350.9333 | 336.3111 | 321.6889 | 307.0667 | 292.4444 | 277.8222 | 263.2 | 248.5778 | 233.9555 | 219.3333 | 204.7111 | 190.0889 | 175.4667 | 160.8444 | 146.2222 | 131.6 | 116.9778 | 102.3556 | 87.7333 | 73.1111
| ITC |  |  | 0 | 0 | 0 | 0 | 0 | 0 | 0 | 0 | 0 | 0 | 0 | 0 | 0 | 0 | 0 | 0 | 0 | 0 | 0 | 0 | 7.6767 | 15.3533 | 23.03 | 30.7067 | 38.3833 | 46.06 | 53.7367 | 61.4133 | 69.09 | 76.7667
| Accumulated deferred income tax |  |  | -15.6604 | -42.2831 | -57.2127 | -65.1264 | -73.0401 | -75.6919 | -73.0819 | -70.4718 | -67.8617 | -65.2517 | -62.6416 | -60.0315 | -57.4215 | -54.8114 | -52.2013 | -49.5913 | -46.9812 | -44.3711 | -41.7611 | -39.151 | -36.5409 | -33.9309 | -31.3208 | -28.7107 | -26.1007 | -23.4906 | -20.8805 | -18.2705 | -15.6604 | -13.0503
| Rate Base |  |  | 481.4951 | 440.2502 | 410.6984 | 388.1625 | 365.6265 | 348.3525 | 336.3403 | 324.3282 | 312.316 | 300.3039 | 288.2917 | 276.2796 | 264.2674 | 252.2553 | 240.2431 | 228.2309 | 216.2188 | 204.2066 | 192.1945 | 180.1823 | 175.8468 | 171.5113 | 167.1759 | 162.8404 | 158.5049 | 154.1694 | 149.8339 | 145.4984 | 141.1629 | 136.8274
| Average rate base |  |  | 496.6364 | 460.8727 | 425.4743 | 399.4305 | 376.8945 | 356.9895 | 342.3464 | 330.3343 | 318.3221 | 306.31 | 294.2978 | 282.2856 | 270.2735 | 258.2613 | 246.2492 | 234.237 | 222.2249 | 210.2127 | 198.2006 | 186.1884 | 178.0146 | 173.6791 | 169.3436 | 165.0081 | 160.6726 | 156.3371 | 152.0016 | 147.6662 | 143.3307 | 138.9952
| Pre-tax Return | 0.086076 |  | 42.7485 | 39.6701 | 36.6231 | 34.3814 | 32.4416 | 30.7282 | 29.4678 | 28.4338 | 27.3999 | 26.3659 | 25.332 | 24.298 | 23.264 | 22.2301 | 21.1961 | 20.1622 | 19.1282 | 18.0943 | 17.0603 | 16.0263 | 15.3228 | 14.9496 | 14.5764 | 14.2032 | 13.83 | 13.4569 | 13.0837 | 12.7105 | 12.3373 | 11.9641
| Book Depreciation |  |  | 14.6222 | 14.6222 | 14.6222 | 14.6222 | 14.6222 | 14.6222 | 14.6222 | 14.6222 | 14.6222 | 14.6222 | 14.6222 | 14.6222 | 14.6222 | 14.6222 | 14.6222 | 14.6222 | 14.6222 | 14.6222 | 14.6222 | 14.6222 | 14.6222 | 14.6222 | 14.6222 | 14.6222 | 14.6222 | 14.6222 | 14.6222 | 14.6222 | 14.6222 | 14.6222
| Insurance |  |  | 0.24514 | 0.24514 | 0.24514 | 0.24514 | 0.24514 | 0.24514 | 0.24514 | 0.24514 | 0.24514 | 0.24514 | 0.24514 | 0.24514 | 0.24514 | 0.24514 | 0.24514 | 0.24514 | 0.24514 | 0.24514 | 0.24514 | 0.24514 | 0.24514 | 0.24514 | 0.24514 | 0.24514 | 0.24514 | 0.24514 | 0.24514 | 0.24514 | 0.24514 | 0.24514
| ITC Amort - Grossed for Taxes |  |  | -9.7173 | -9.7173 | -9.7173 | -9.7173 | -9.7173 | -9.7173 | -9.7173 | -9.7173 | -9.7173 | -9.7173 | -9.7173 | -9.7173 | -9.7173 | -9.7173 | -9.7173 | -9.7173 | -9.7173 | -9.7173 | -9.7173 | -9.7173 | -9.7173 | -9.7173 | -9.7173 | -9.7173 | -9.7173 | -9.7173 | -9.7173 | -9.7173 | -9.7173 | -9.7173
| Property Taxes |  |  | 2.3265 | 2.3265 | 2.3265 | 2.3265 | 2.3265 | 2.3265 | 2.3265 | 2.3265 | 2.3265 | 2.3265 | 2.3265 | 2.3265 | 2.3265 | 2.3265 | 2.3265 | 2.3265 | 2.3265 | 2.3265 | 2.3265 | 2.3265 | 2.3265 | 2.3265 | 2.3265 | 2.3265 | 2.3265 | 2.3265 | 2.3265 | 2.3265 | 2.3265 | 2.3265
| Revenue Requirement |  |  | 50.225 | 47.1466 | 44.0996 | 41.8579 | 39.9181 | 38.2048 | 36.9443 | 35.9104 | 34.8764 | 33.8425 | 32.8085 | 31.7745 | 30.7406 | 29.7066 | 28.6727 | 27.6387 | 26.6048 | 25.5708 | 24.5368 | 23.5029 | 22.7993 | 22.4261 | 22.053 | 21.6798 | 21.3066 | 20.9334 | 20.5602 | 20.187 | 19.8139 | 19.4407
| Book Depreciation |  |  | 14.6222 | 14.6222 | 14.6222 | 14.6222 | 14.6222 | 14.6222 | 14.6222 | 14.6222 | 14.6222 | 14.6222 | 14.6222 | 14.6222 | 14.6222 | 14.6222 | 14.6222 | 14.6222 | 14.6222 | 14.6222 | 14.6222 | 14.6222 | 14.6222 | 14.6222 | 14.6222 | 14.6222 | 14.6222 | 14.6222 | 14.6222 | 14.6222 | 14.6222 | 14.6222
| Tax Depreciation |  |  | 102.3556 | 163.7689 | 98.2613 | 58.9568 | 58.9568 | 29.4784 | 0 | 0 | 0 | 0 | 0 | 0 | 0 | 0 | 0 | 0 | 0 | 0 | 0 | 0 | 0 | 0 | 0 | 0 | 0 | 0 | 0 | 0 | 0 | 0
| Difference between book and tax |  |  | -87.7333 | -149.1467 | -83.6391 | -44.3346 | -44.3346 | -14.8562 | 14.6222 | 14.6222 | 14.6222 | 14.6222 | 14.6222 | 14.6222 | 14.6222 | 14.6222 | 14.6222 | 14.6222 | 14.6222 | 14.6222 | 14.6222 | 14.6222 | 14.6222 | 14.6222 | 14.6222 | 14.6222 | 14.6222 | 14.6222 | 14.6222 | 14.6222 | 14.6222 | 14.6222
| Tax rate |  |  | -18.424 | -31.3208 | -17.5642 | -9.3103 | -9.3103 | -3.1198 | 3.0707 | 3.0707 | 3.0707 | 3.0707 | 3.0707 | 3.0707 | 3.0707 | 3.0707 | 3.0707 | 3.0707 | 3.0707 | 3.0707 | 3.0707 | 3.0707 | 3.0707 | 3.0707 | 3.0707 | 3.0707 | 3.0707 | 3.0707 | 3.0707 | 3.0707 | 3.0707 | 3.0707
Depreciation Tables
|  | 5 |  | 20% | 32% | 19.2% | 11.52% | 11.52% | 5.76% | 0% | 0% | 0% | 0% | 0% | 0% | 0% | 0% | 0% | 0% | 0% | 0% | 0% | 0% | 0%
|  | 5 | 0: 1; 2020 1: 20%; 2021 2: 32%; 2022 3: 19.2%; 2023 4: 11.52%; 2024 5: 11.52%; 2025 6: 5.76%
|  | 10 | 0: 0; 2020 1: 10%; 2021 2: 18%; 2022 3: 14.4%; 2023 4: 11.52%; 2024 5: 9.22%; 2025 6: 7.37%; 2026 7: 6.55%; 2027 8: 6.55%; 2028 9: 6.56%; 2029 10: 6.55%; 2030 11: 3.28%
|  | 15 | 0: 0; 2020 1: 5%; 2021 2: 9.5%; 2022 3: 8.55%; 2023 4: 7.7%; 2024 5: 6.93%; 2025 6: 6.23%; 2026 7: 5.9%; 2027 8: 5.9%; 2028 9: 5.91%; 2029 10: 5.9%; 2030 11: 5.91%; 2031 12: 5.9%; 2032 13: 5.91%; 2033 14: 5.9%; 2034 15: 5.91%; 2035 16: 2.95%
|  | 20 | 0 | 3.75% | 7.219% | 6.677% | 6.177% | 5.713% | 5.285% | 4.888% | 4.522% | 4.462% | 4.461% | 4.462% | 4.461% | 4.462% | 4.461% | 4.462% | 4.461% | 4.462% | 4.461% | 4.462% | 4.461% | 2.231%
Revenue Requirement by vintage year
2012 $000
|  |  |  | 2020 | 2021 | 2022 | 2023 | 2024 | 2025 | 2026 | 2027 | 2028 | 2029 | 2030 | 2031 | 2032 | 2033 | 2034 | 2035 | 2036 | 2037 | 2038 | 2039 | 2040 | 2041 | 2042 | 2043 | 2044 | 2045 | 2046 | 2047 | 2048 | 2049 | 2050 | 2051 | 2052 | 2053 | 2054 | 2055 | 2056 | 2057 | 2058 | 2059 | 2060 | 2061 | 2062 | 2063 | 2064 | 2065 | 2066 | 2067 | 2068 | 2069 | 2070 | 2071 | 2072 | 2073 | 2074 | 2075
|  | 2020 | 0% | 50.225 | 47.1466 | 44.0996 | 41.8579 | 39.9181 | 38.2048 | 36.9443 | 35.9104 | 34.8764 | 33.8425 | 32.8085 | 31.7745 | 30.7406 | 29.7066 | 28.6727 | 27.6387 | 26.6048 | 25.5708 | 24.5368 | 23.5029 | 22.7993 | 22.4261 | 22.053 | 21.6798 | 21.3066 | 20.9334 | 20.5602 | 20.187 | 19.8139 | 19.4407 | 0 | 0 | 0 | 0 | 0 | 0 | 0 | 0 | 0 | 0 | 0 | 0 | 0 | 0 | 0 | 0 | 0 | 0 | 0 | 0 | 0 | 0 | 0 | 0 | 0 | 0
|  | 2021 | 0% |  | 50.225 | 47.1466 | 44.0996 | 41.8579 | 39.9181 | 38.2048 | 36.9443 | 35.9104 | 34.8764 | 33.8425 | 32.8085 | 31.7745 | 30.7406 | 29.7066 | 28.6727 | 27.6387 | 26.6048 | 25.5708 | 24.5368 | 23.5029 | 22.7993 | 22.4261 | 22.053 | 21.6798 | 21.3066 | 20.9334 | 20.5602 | 20.187 | 19.8139 | 19.4407 | 0 | 0 | 0 | 0 | 0 | 0 | 0 | 0 | 0 | 0 | 0 | 0 | 0 | 0 | 0 | 0 | 0 | 0 | 0 | 0 | 0 | 0 | 0 | 0 | 0
|  | 2022 | 0% |  |  | 50.225 | 47.1466 | 44.0996 | 41.8579 | 39.9181 | 38.2048 | 36.9443 | 35.9104 | 34.8764 | 33.8425 | 32.8085 | 31.7745 | 30.7406 | 29.7066 | 28.6727 | 27.6387 | 26.6048 | 25.5708 | 24.5368 | 23.5029 | 22.7993 | 22.4261 | 22.053 | 21.6798 | 21.3066 | 20.9334 | 20.5602 | 20.187 | 19.8139 | 19.4407 | 0 | 0 | 0 | 0 | 0 | 0 | 0 | 0 | 0 | 0 | 0 | 0 | 0 | 0 | 0 | 0 | 0 | 0 | 0 | 0 | 0 | 0 | 0 | 0
|  | 2023 | 0% |  |  |  | 50.225 | 47.1466 | 44.0996 | 41.8579 | 39.9181 | 38.2048 | 36.9443 | 35.9104 | 34.8764 | 33.8425 | 32.8085 | 31.7745 | 30.7406 | 29.7066 | 28.6727 | 27.6387 | 26.6048 | 25.5708 | 24.5368 | 23.5029 | 22.7993 | 22.4261 | 22.053 | 21.6798 | 21.3066 | 20.9334 | 20.5602 | 20.187 | 19.8139 | 19.4407 | 0 | 0 | 0 | 0 | 0 | 0 | 0 | 0 | 0 | 0 | 0 | 0 | 0 | 0 | 0 | 0 | 0 | 0 | 0 | 0 | 0 | 0 | 0
|  | 2024 | 0% |  |  |  |  | 50.225 | 47.1466 | 44.0996 | 41.8579 | 39.9181 | 38.2048 | 36.9443 | 35.9104 | 34.8764 | 33.8425 | 32.8085 | 31.7745 | 30.7406 | 29.7066 | 28.6727 | 27.6387 | 26.6048 | 25.5708 | 24.5368 | 23.5029 | 22.7993 | 22.4261 | 22.053 | 21.6798 | 21.3066 | 20.9334 | 20.5602 | 20.187 | 19.8139 | 19.4407 | 0 | 0 | 0 | 0 | 0 | 0 | 0 | 0 | 0 | 0 | 0 | 0 | 0 | 0 | 0 | 0 | 0 | 0 | 0 | 0 | 0 | 0
|  | 2025 | 0% | [5 empty] | 50.225 | 47.1466 | 44.0996 | 41.8579 | 39.9181 | 38.2048 | 36.9443 | 35.9104 | 34.8764 | 33.8425 | 32.8085 | 31.7745 | 30.7406 | 29.7066 | 28.6727 | 27.6387 | 26.6048 | 25.5708 | 24.5368 | 23.5029 | 22.7993 | 22.4261 | 22.053 | 21.6798 | 21.3066 | 20.9334 | 20.5602 | 20.187 | 19.8139 | 19.4407 | 0 | 0 | 0 | 0 | 0 | 0 | 0 | 0 | 0 | 0 | 0 | 0 | 0 | 0 | 0 | 0 | 0 | 0 | 0 | 0 | 0
|  | 2026 | -1.335% | [6 empty] | 49.5543 | 46.517 | 43.5108 | 41.299 | 39.3851 | 37.6946 | 36.451 | 35.4309 | 34.4107 | 33.3905 | 32.3704 | 31.3502 | 30.3301 | 29.3099 | 28.2898 | 27.2696 | 26.2495 | 25.2293 | 24.2092 | 23.189 | 22.4949 | 22.1267 | 21.7585 | 21.3903 | 21.0221 | 20.6539 | 20.2857 | 19.9175 | 19.5493 | 19.1811 | 0 | 0 | 0 | 0 | 0 | 0 | 0 | 0 | 0 | 0 | 0 | 0 | 0 | 0 | 0 | 0 | 0 | 0 | 0 | 0
|  | 2027 | -1.353% | [7 empty] | 48.8836 | 45.8875 | 42.9219 | 40.74 | 38.852 | 37.1844 | 35.9577 | 34.9513 | 33.945 | 32.9386 | 31.9323 | 30.926 | 29.9196 | 28.9133 | 27.9069 | 26.9006 | 25.8942 | 24.8879 | 23.8815 | 22.8752 | 22.1904 | 21.8272 | 21.464 | 21.1008 | 20.7376 | 20.3743 | 20.0111 | 19.6479 | 19.2847 | 18.9215 | 0 | 0 | 0 | 0 | 0 | 0 | 0 | 0 | 0 | 0 | 0 | 0 | 0 | 0 | 0 | 0 | 0 | 0 | 0
|  | 2028 | -1.372% | [8 empty] | 48.213 | 45.2579 | 42.333 | 40.1811 | 38.319 | 36.6743 | 35.4643 | 34.4718 | 33.4793 | 32.4867 | 31.4942 | 30.5017 | 29.5091 | 28.5166 | 27.524 | 26.5315 | 25.539 | 24.5464 | 23.5539 | 22.5614 | 21.886 | 21.5277 | 21.1695 | 20.8113 | 20.453 | 20.0948 | 19.7366 | 19.3784 | 19.0201 | 18.6619 | 0 | 0 | 0 | 0 | 0 | 0 | 0 | 0 | 0 | 0 | 0 | 0 | 0 | 0 | 0 | 0 | 0 | 0
|  | 2029 | -1.391% | [9 empty] | 47.5423 | 44.6283 | 41.7441 | 39.6221 | 37.7859 | 36.1641 | 34.971 | 33.9923 | 33.0135 | 32.0348 | 31.0561 | 30.0774 | 29.0986 | 28.1199 | 27.1412 | 26.1624 | 25.1837 | 24.205 | 23.2262 | 22.2475 | 21.5815 | 21.2283 | 20.875 | 20.5218 | 20.1685 | 19.8153 | 19.462 | 19.1088 | 18.7555 | 18.4023 | 0 | 0 | 0 | 0 | 0 | 0 | 0 | 0 | 0 | 0 | 0 | 0 | 0 | 0 | 0 | 0 | 0
|  | 2030 | -1.411% | [10 empty] | 46.8716 | 43.9988 | 41.1553 | 39.0632 | 37.2529 | 35.6539 | 34.4777 | 33.5128 | 32.5478 | 31.5829 | 30.618 | 29.6531 | 28.6881 | 27.7232 | 26.7583 | 25.7934 | 24.8284 | 23.8635 | 22.8986 | 21.9337 | 21.2771 | 20.9288 | 20.5805 | 20.2323 | 19.884 | 19.5358 | 19.1875 | 18.8392 | 18.491 | 18.1427 | 0 | 0 | 0 | 0 | 0 | 0 | 0 | 0 | 0 | 0 | 0 | 0 | 0 | 0 | 0 | 0
|  | 2031 | -1.431% | [11 empty] | 46.201 | 43.3692 | 40.5664 | 38.5042 | 36.7199 | 35.1438 | 33.9843 | 33.0332 | 32.0821 | 31.131 | 30.1799 | 29.2288 | 28.2776 | 27.3265 | 26.3754 | 25.4243 | 24.4732 | 23.5221 | 22.5709 | 21.6198 | 20.9726 | 20.6293 | 20.2861 | 19.9428 | 19.5995 | 19.2562 | 18.9129 | 18.5697 | 18.2264 | 17.8831 | 0 | 0 | 0 | 0 | 0 | 0 | 0 | 0 | 0 | 0 | 0 | 0 | 0 | 0 | 0
|  | 2032 | -1.431% | [12 empty] | 45.5399 | 42.7486 | 39.9859 | 37.9533 | 36.1944 | 34.6409 | 33.4981 | 32.5606 | 31.6231 | 30.6856 | 29.748 | 28.8105 | 27.873 | 26.9355 | 25.998 | 25.0605 | 24.123 | 23.1855 | 22.248 | 21.3105 | 20.6725 | 20.3342 | 19.9958 | 19.6574 | 19.3191 | 18.9807 | 18.6423 | 18.3039 | 17.9656 | 17.6272 | 0 | 0 | 0 | 0 | 0 | 0 | 0 | 0 | 0 | 0 | 0 | 0 | 0 | 0
|  | 2033 | -1.431% | [13 empty] | 44.8883 | 42.137 | 39.4138 | 37.4102 | 35.6765 | 34.1453 | 33.0188 | 32.0947 | 31.1706 | 30.2465 | 29.3224 | 28.3983 | 27.4742 | 26.5501 | 25.626 | 24.7019 | 23.7778 | 22.8537 | 21.9296 | 21.0056 | 20.3767 | 20.0432 | 19.7097 | 19.3762 | 19.0426 | 18.7091 | 18.3756 | 18.042 | 17.7085 | 17.375 | 0 | 0 | 0 | 0 | 0 | 0 | 0 | 0 | 0 | 0 | 0 | 0 | 0
|  | 2034 | -1.431% | [14 empty] | 44.246 | 41.534 | 38.8498 | 36.8749 | 35.1661 | 33.6567 | 32.5463 | 31.6354 | 30.7246 | 29.8137 | 28.9028 | 27.992 | 27.0811 | 26.1702 | 25.2593 | 24.3485 | 23.4376 | 22.5267 | 21.6159 | 20.705 | 20.0852 | 19.7564 | 19.4277 | 19.0989 | 18.7702 | 18.4414 | 18.1126 | 17.7839 | 17.4551 | 17.1264 | 0 | 0 | 0 | 0 | 0 | 0 | 0 | 0 | 0 | 0 | 0 | 0
|  | 2035 | -1.431% | [15 empty] | 43.6129 | 40.9397 | 38.2939 | 36.3473 | 34.6629 | 33.1751 | 32.0806 | 31.1828 | 30.2849 | 29.3871 | 28.4893 | 27.5914 | 26.6936 | 25.7958 | 24.8979 | 24.0001 | 23.1022 | 22.2044 | 21.3066 | 20.4087 | 19.7978 | 19.4737 | 19.1497 | 18.8256 | 18.5016 | 18.1775 | 17.8535 | 17.5294 | 17.2054 | 16.8813 | 0 | 0 | 0 | 0 | 0 | 0 | 0 | 0 | 0 | 0 | 0
|  | 2036 | -1.431% | [16 empty] | 42.9888 | 40.354 | 37.746 | 35.8272 | 34.1669 | 32.7004 | 31.6216 | 30.7366 | 29.8516 | 28.9666 | 28.0816 | 27.1966 | 26.3116 | 25.4266 | 24.5417 | 23.6567 | 22.7717 | 21.8867 | 21.0017 | 20.1167 | 19.5145 | 19.1951 | 18.8757 | 18.5563 | 18.2368 | 17.9174 | 17.598 | 17.2786 | 16.9592 | 16.6398 | 0 | 0 | 0 | 0 | 0 | 0 | 0 | 0 | 0 | 0
|  | 2037 | -1.431% | [17 empty] | 42.3737 | 39.7765 | 37.2059 | 35.3146 | 33.678 | 32.2325 | 31.1691 | 30.2968 | 29.4245 | 28.5521 | 27.6798 | 26.8075 | 25.9352 | 25.0628 | 24.1905 | 23.3182 | 22.4458 | 21.5735 | 20.7012 | 19.8289 | 19.2353 | 18.9204 | 18.6056 | 18.2907 | 17.9759 | 17.6611 | 17.3462 | 17.0314 | 16.7165 | 16.4017 | 0 | 0 | 0 | 0 | 0 | 0 | 0 | 0 | 0
|  | 2038 | -1.431% | [18 empty] | 41.7674 | 39.2074 | 36.6735 | 34.8093 | 33.1961 | 31.7713 | 30.7231 | 29.8633 | 29.0034 | 28.1436 | 27.2837 | 26.4239 | 25.5641 | 24.7042 | 23.8444 | 22.9845 | 22.1247 | 21.2648 | 20.405 | 19.5451 | 18.96 | 18.6497 | 18.3394 | 18.029 | 17.7187 | 17.4083 | 17.098 | 16.7877 | 16.4773 | 16.167 | 0 | 0 | 0 | 0 | 0 | 0 | 0 | 0
|  | 2039 | -1.431% | [19 empty] | 41.1698 | 38.6464 | 36.1488 | 34.3112 | 32.7211 | 31.3167 | 30.2835 | 29.436 | 28.5884 | 27.7409 | 26.8934 | 26.0458 | 25.1983 | 24.3507 | 23.5032 | 22.6556 | 21.8081 | 20.9606 | 20.113 | 19.2655 | 18.6888 | 18.3829 | 18.077 | 17.7711 | 17.4652 | 17.1593 | 16.8534 | 16.5475 | 16.2416 | 15.9357 | 0 | 0 | 0 | 0 | 0 | 0 | 0
Revenue Requirement by vintage year
2012 $/MW-wk
| Aurora Input |  | Levelized Cost | 2020 | 2021 | 2022 | 2023 | 2024 | 2025 | 2026 | 2027 | 2028 | 2029 | 2030 | 2031 | 2032 | 2033 | 2034 | 2035 | 2036 | 2037 | 2038 | 2039 | 2040 | 2041 | 2042 | 2043 | 2044 | 2045 | 2046 | 2047 | 2048 | 2049 | 2050 | 2051 | 2052 | 2053 | 2054 | 2055 | 2056 | 2057 | 2058 | 2059 | 2060 | 2061 | 2062 | 2063 | 2064 | 2065 | 2066 | 2067 | 2068 | 2069 | 2070 | 2071 | 2072 | 2073 | 2074 | 2075
|  | 2020 | 1241.4154 | 2033.4005 | 1908.769 | 1785.4108 | 1694.6516 | 1616.1171 | 1546.7511 | 1495.722 | 1453.8613 | 1412.0007 | 1370.1401 | 1328.2794 | 1286.4188 | 1244.5582 | 1202.6975 | 1160.8369 | 1118.9763 | 1077.1156 | 1035.255 | 993.3944 | 951.5337 | 923.0491 | 907.9406 | 892.832 | 877.7235 | 862.6149 | 847.5064 | 832.3978 | 817.2893 | 802.1807 | 787.0721 | 0 | 0 | 0 | 0 | 0 | 0 | 0 | 0 | 0 | 0 | 0 | 0 | 0 | 0 | 0 | 0 | 0 | 0 | 0 | 0 | 0 | 0 | 0 | 0 | 0 | 0
|  | 2021 | 1241.4154 |  | 2033.4005 | 1908.769 | 1785.4108 | 1694.6516 | 1616.1171 | 1546.7511 | 1495.722 | 1453.8613 | 1412.0007 | 1370.1401 | 1328.2794 | 1286.4188 | 1244.5582 | 1202.6975 | 1160.8369 | 1118.9763 | 1077.1156 | 1035.255 | 993.3944 | 951.5337 | 923.0491 | 907.9406 | 892.832 | 877.7235 | 862.6149 | 847.5064 | 832.3978 | 817.2893 | 802.1807 | 787.0721 | 0 | 0 | 0 | 0 | 0 | 0 | 0 | 0 | 0 | 0 | 0 | 0 | 0 | 0 | 0 | 0 | 0 | 0 | 0 | 0 | 0 | 0 | 0 | 0 | 0
|  | 2022 | 1241.4154 |  |  | 2033.4005 | 1908.769 | 1785.4108 | 1694.6516 | 1616.1171 | 1546.7511 | 1495.722 | 1453.8613 | 1412.0007 | 1370.1401 | 1328.2794 | 1286.4188 | 1244.5582 | 1202.6975 | 1160.8369 | 1118.9763 | 1077.1156 | 1035.255 | 993.3944 | 951.5337 | 923.0491 | 907.9406 | 892.832 | 877.7235 | 862.6149 | 847.5064 | 832.3978 | 817.2893 | 802.1807 | 787.0721 | 0 | 0 | 0 | 0 | 0 | 0 | 0 | 0 | 0 | 0 | 0 | 0 | 0 | 0 | 0 | 0 | 0 | 0 | 0 | 0 | 0 | 0 | 0 | 0
|  | 2023 | 1241.4154 |  |  |  | 2033.4005 | 1908.769 | 1785.4108 | 1694.6516 | 1616.1171 | 1546.7511 | 1495.722 | 1453.8613 | 1412.0007 | 1370.1401 | 1328.2794 | 1286.4188 | 1244.5582 | 1202.6975 | 1160.8369 | 1118.9763 | 1077.1156 | 1035.255 | 993.3944 | 951.5337 | 923.0491 | 907.9406 | 892.832 | 877.7235 | 862.6149 | 847.5064 | 832.3978 | 817.2893 | 802.1807 | 787.0721 | 0 | 0 | 0 | 0 | 0 | 0 | 0 | 0 | 0 | 0 | 0 | 0 | 0 | 0 | 0 | 0 | 0 | 0 | 0 | 0 | 0 | 0 | 0
|  | 2024 | 1241.4154 |  |  |  |  | 2033.4005 | 1908.769 | 1785.4108 | 1694.6516 | 1616.1171 | 1546.7511 | 1495.722 | 1453.8613 | 1412.0007 | 1370.1401 | 1328.2794 | 1286.4188 | 1244.5582 | 1202.6975 | 1160.8369 | 1118.9763 | 1077.1156 | 1035.255 | 993.3944 | 951.5337 | 923.0491 | 907.9406 | 892.832 | 877.7235 | 862.6149 | 847.5064 | 832.3978 | 817.2893 | 802.1807 | 787.0721 | 0 | 0 | 0 | 0 | 0 | 0 | 0 | 0 | 0 | 0 | 0 | 0 | 0 | 0 | 0 | 0 | 0 | 0 | 0 | 0 | 0 | 0
|  | 2025 | 1241.4154 | [5 empty] | 2033.4005 | 1908.769 | 1785.4108 | 1694.6516 | 1616.1171 | 1546.7511 | 1495.722 | 1453.8613 | 1412.0007 | 1370.1401 | 1328.2794 | 1286.4188 | 1244.5582 | 1202.6975 | 1160.8369 | 1118.9763 | 1077.1156 | 1035.255 | 993.3944 | 951.5337 | 923.0491 | 907.9406 | 892.832 | 877.7235 | 862.6149 | 847.5064 | 832.3978 | 817.2893 | 802.1807 | 787.0721 | 0 | 0 | 0 | 0 | 0 | 0 | 0 | 0 | 0 | 0 | 0 | 0 | 0 | 0 | 0 | 0 | 0 | 0 | 0 | 0 | 0
|  | 2026 | 1224.8384 | [6 empty] | 2006.2478 | 1883.2805 | 1761.5696 | 1672.0224 | 1594.5366 | 1526.0968 | 1475.7491 | 1434.4474 | 1393.1458 | 1351.8441 | 1310.5425 | 1269.2408 | 1227.9391 | 1186.6375 | 1145.3358 | 1104.0342 | 1062.7325 | 1021.4309 | 980.1292 | 938.8276 | 910.7233 | 895.8165 | 880.9097 | 866.0029 | 851.0961 | 836.1893 | 821.2825 | 806.3757 | 791.4689 | 776.5621 | 0 | 0 | 0 | 0 | 0 | 0 | 0 | 0 | 0 | 0 | 0 | 0 | 0 | 0 | 0 | 0 | 0 | 0 | 0 | 0
|  | 2027 | 1208.2613 | [7 empty] | 1979.0951 | 1857.7921 | 1737.7284 | 1649.3931 | 1572.956 | 1505.4425 | 1455.7762 | 1415.0335 | 1374.2908 | 1333.5482 | 1292.8055 | 1252.0628 | 1211.3201 | 1170.5775 | 1129.8348 | 1089.0921 | 1048.3494 | 1007.6068 | 966.8641 | 926.1214 | 898.3975 | 883.6925 | 868.9874 | 854.2824 | 839.5773 | 824.8723 | 810.1672 | 795.4622 | 780.7571 | 766.052 | 0 | 0 | 0 | 0 | 0 | 0 | 0 | 0 | 0 | 0 | 0 | 0 | 0 | 0 | 0 | 0 | 0 | 0 | 0
|  | 2028 | 1191.6843 | [8 empty] | 1951.9424 | 1832.3036 | 1713.8872 | 1626.7638 | 1551.3754 | 1484.7882 | 1435.8033 | 1395.6196 | 1355.4359 | 1315.2522 | 1275.0685 | 1234.8848 | 1194.7011 | 1154.5174 | 1114.3337 | 1074.15 | 1033.9663 | 993.7826 | 953.5989 | 913.4152 | 886.0717 | 871.5684 | 857.0651 | 842.5618 | 828.0585 | 813.5552 | 799.0519 | 784.5486 | 770.0453 | 755.542 | 0 | 0 | 0 | 0 | 0 | 0 | 0 | 0 | 0 | 0 | 0 | 0 | 0 | 0 | 0 | 0 | 0 | 0
|  | 2029 | 1175.1072 | [9 empty] | 1924.7897 | 1806.8151 | 1690.046 | 1604.1346 | 1529.7948 | 1464.1339 | 1415.8304 | 1376.2057 | 1336.581 | 1296.9562 | 1257.3315 | 1217.7068 | 1178.0821 | 1138.4574 | 1098.8327 | 1059.2079 | 1019.5832 | 979.9585 | 940.3338 | 900.7091 | 873.746 | 859.4444 | 845.1428 | 830.8413 | 816.5397 | 802.2382 | 787.9366 | 773.6351 | 759.3335 | 745.032 | 0 | 0 | 0 | 0 | 0 | 0 | 0 | 0 | 0 | 0 | 0 | 0 | 0 | 0 | 0 | 0 | 0
|  | 2030 | 1158.5302 | [10 empty] | 1897.637 | 1781.3267 | 1666.2047 | 1581.5053 | 1508.2143 | 1443.4795 | 1395.8575 | 1356.7918 | 1317.726 | 1278.6603 | 1239.5945 | 1200.5288 | 1161.4631 | 1122.3973 | 1083.3316 | 1044.2659 | 1005.2001 | 966.1344 | 927.0687 | 888.0029 | 861.4202 | 847.3204 | 833.2205 | 819.1207 | 805.0209 | 790.9211 | 776.8213 | 762.7215 | 748.6217 | 734.5219 | 0 | 0 | 0 | 0 | 0 | 0 | 0 | 0 | 0 | 0 | 0 | 0 | 0 | 0 | 0 | 0
|  | 2031 | 1141.9531 | [11 empty] | 1870.4843 | 1755.8382 | 1642.3635 | 1558.876 | 1486.6337 | 1422.8252 | 1375.8846 | 1337.3778 | 1298.8711 | 1260.3643 | 1221.8576 | 1183.3508 | 1144.8441 | 1106.3373 | 1067.8305 | 1029.3238 | 990.817 | 952.3103 | 913.8035 | 875.2968 | 849.0944 | 835.1963 | 821.2982 | 807.4002 | 793.5021 | 779.6041 | 765.706 | 751.808 | 737.9099 | 724.0119 | 0 | 0 | 0 | 0 | 0 | 0 | 0 | 0 | 0 | 0 | 0 | 0 | 0 | 0 | 0
|  | 2032 | 1125.6133 | [12 empty] | 1843.7201 | 1730.7145 | 1618.8635 | 1536.5705 | 1465.3619 | 1402.4665 | 1356.1975 | 1318.2417 | 1280.2859 | 1242.3302 | 1204.3744 | 1166.4186 | 1128.4628 | 1090.5071 | 1052.5513 | 1014.5955 | 976.6397 | 938.684 | 900.7282 | 862.7724 | 836.9449 | 823.2457 | 809.5465 | 795.8474 | 782.1482 | 768.449 | 754.7498 | 741.0506 | 727.3514 | 713.6522 | 0 | 0 | 0 | 0 | 0 | 0 | 0 | 0 | 0 | 0 | 0 | 0 | 0 | 0
|  | 2033 | 1109.5072 | [13 empty] | 1817.3389 | 1705.9502 | 1595.6996 | 1514.5842 | 1444.3945 | 1382.399 | 1336.7921 | 1299.3794 | 1261.9667 | 1224.554 | 1187.1414 | 1149.7287 | 1112.316 | 1074.9033 | 1037.4907 | 1000.078 | 962.6653 | 925.2526 | 887.8399 | 850.4273 | 824.9693 | 811.4662 | 797.963 | 784.4598 | 770.9566 | 757.4535 | 743.9503 | 730.4471 | 716.9439 | 703.4408 | 0 | 0 | 0 | 0 | 0 | 0 | 0 | 0 | 0 | 0 | 0 | 0 | 0
|  | 2034 | 1093.6316 | [14 empty] | 1791.3352 | 1681.5403 | 1572.8673 | 1492.9125 | 1423.7271 | 1362.6187 | 1317.6643 | 1280.787 | 1243.9096 | 1207.0323 | 1170.1549 | 1133.2776 | 1096.4002 | 1059.5229 | 1022.6455 | 985.7682 | 948.8908 | 912.0135 | 875.1361 | 838.2588 | 813.1651 | 799.8551 | 786.5452 | 773.2352 | 759.9253 | 746.6153 | 733.3053 | 719.9954 | 706.6854 | 693.3754 | 0 | 0 | 0 | 0 | 0 | 0 | 0 | 0 | 0 | 0 | 0 | 0
|  | 2035 | 1077.9832 | [15 empty] | 1765.7035 | 1657.4797 | 1550.3616 | 1471.5509 | 1403.3554 | 1343.1214 | 1298.8103 | 1262.4606 | 1226.1109 | 1189.7612 | 1153.4115 | 1117.0619 | 1080.7122 | 1044.3625 | 1008.0128 | 971.6631 | 935.3134 | 898.9637 | 862.6141 | 826.2644 | 801.5298 | 788.4103 | 775.2908 | 762.1712 | 749.0517 | 735.9322 | 722.8127 | 709.6932 | 696.5737 | 683.4541 | 0 | 0 | 0 | 0 | 0 | 0 | 0 | 0 | 0 | 0 | 0
|  | 2036 | 1062.5586 | [16 empty] | 1740.4386 | 1633.7633 | 1528.1779 | 1450.4949 | 1383.2752 | 1323.9031 | 1280.226 | 1244.3964 | 1208.5669 | 1172.7373 | 1136.9077 | 1101.0782 | 1065.2486 | 1029.419 | 993.5895 | 957.7599 | 921.9303 | 886.1008 | 850.2712 | 814.4416 | 790.0609 | 777.1291 | 764.1974 | 751.2656 | 738.3338 | 725.402 | 712.4702 | 699.5384 | 686.6066 | 673.6748 | 0 | 0 | 0 | 0 | 0 | 0 | 0 | 0 | 0 | 0
|  | 2037 | 1047.3548 | [17 empty] | 1715.5352 | 1610.3863 | 1506.3117 | 1429.7402 | 1363.4824 | 1304.9598 | 1261.9076 | 1226.5907 | 1191.2738 | 1155.957 | 1120.6401 | 1085.3232 | 1050.0063 | 1014.6894 | 979.3725 | 944.0556 | 908.7387 | 873.4218 | 838.1049 | 802.788 | 778.7562 | 766.0094 | 753.2627 | 740.5159 | 727.7692 | 715.0224 | 702.2757 | 689.5289 | 676.7822 | 664.0354 | 0 | 0 | 0 | 0 | 0 | 0 | 0 | 0 | 0
|  | 2038 | 1032.3685 | [18 empty] | 1690.9881 | 1587.3438 | 1484.7584 | 1409.2825 | 1343.9727 | 1286.2875 | 1243.8514 | 1209.0398 | 1174.2283 | 1139.4167 | 1104.6052 | 1069.7936 | 1034.9821 | 1000.1705 | 965.3589 | 930.5474 | 895.7358 | 860.9243 | 826.1127 | 791.3012 | 767.6132 | 755.0489 | 742.4845 | 729.9201 | 717.3558 | 704.7914 | 692.227 | 679.6627 | 667.0983 | 654.5339 | 0 | 0 | 0 | 0 | 0 | 0 | 0 | 0
|  | 2039 | 1017.5967 | [19 empty] | 1666.7923 | 1564.6309 | 1463.5134 | 1389.1175 | 1324.7422 | 1267.8824 | 1226.0535 | 1191.7401 | 1157.4266 | 1123.1132 | 1088.7997 | 1054.4863 | 1020.1728 | 985.8594 | 951.5459 | 917.2325 | 882.919 | 848.6056 | 814.2921 | 779.9787 | 756.6297 | 744.2451 | 731.8605 | 719.4759 | 707.0913 | 694.7067 | 682.3222 | 669.9376 | 657.553 | 645.1684 | 0 | 0 | 0 | 0 | 0 | 0 | 0
|  | Annual Change (%) |  | 0% | 0% | 0% | 0% | 0% | 0% | -1.335% | -1.353% | -1.372% | -1.391% | -1.411% | -1.431% | -1.431% | -1.431% | -1.431% | -1.431% | -1.431% | -1.431% | -1.431% | -1.431% | -1.431% | -1.431% | -1.431% | -1.431% | -1.431% | -1.431% | -1.431% | -1.431% | -1.431% | -1.431% | -1.431% | 0% | 0% | 0% | 0% | 0% | 0% | 0% | 0% | 0% | 0% | 0% | 0% | 0% | 0% | 0% | 0% | 0% | 0% | 0% | 0% | 0% | 0% | 0% | 0% | 0%
|  | Levelized Capital Cost ($/MW-wk) |  | 1241.4154 | 1241.4154 | 1241.4154 | 1241.4154 | 1241.4154 | 1241.4154 | 1224.8384 | 1208.2613 | 1191.6843 | 1175.1072 | 1158.5302 | 1141.9531 | 1125.6133 | 1109.5072 | 1093.6316 | 1077.9832 | 1062.5586 | 1047.3548 | 1032.3685 | 1017.5967 | 1003.0362 | 988.6841 | 974.5373 | 960.5929 | 946.8481 | 933.3 | 919.9457 | 906.7824 | 893.8076 | 881.0183 | 868.4121 | 868.4121 | 868.4121 | 868.4121 | 868.4121 | 868.4121 | 868.4121 | 868.4121 | 868.4121 | 868.4121 | 868.4121 | 868.4121 | 868.4121 | 868.4121 | 868.4121 | 868.4121 | 868.4121 | 868.4121 | 868.4121 | 868.4121 | 868.4121 | 868.4121 | 868.4121 | 868.4121 | 868.4121 | 868.4121
|  | Economic Life | 35
|  | check s/b 0 | 0
itc
|  |  |  | 30% | 30% | 30% | 30% | 26% | 22% | 10% | 10% | 10% | 10% | 10% | 10% | 10% | 10% | 10% | 10% | 10% | 10% | 10% | 10% | 10% | 10% | 10% | 10% | 10% | 10% | 10% | 10% | 10% | 10% | 10% | 10% | 10% | 10% | 10% | 10% | 10% | 10% | 10% | 10% | 10% | 10% | 10% | 10% | 10% | 10% | 10% | 10% | 10% | 10% | 10% | 10% | 10% | 10% | 10% | 10%
ITC
| Revenue Requirement by vintage year | 0 | 0 | 0 | 0 | 0 | 0 | 0 | 0 | 0 | 0 | 0 | 0 | 0 | 0 | 0 | 0 | 0 | 0 | 0 | 0 | 0 | 0 | 0 | 0 | 0 | 0 | 0 | 0 | 0 |  | 0 | 0 | 0 | 0 | 0 | 0 | 0 | 0 | 0 | 0 | 0 | 0 | 0 | 0 | 0 | 0 | 0 | 0 | 0 | 0 | 0 | 0 | 0 | 0 | 0 | 0 | 0 | 0 | 0
| 2012 $/MW-wk | 0 | 0 | 0 | 0 | 0 | 0 | 0 | 0 | 0 | 0 | 0 | 0 | 0 | 0 | 0 | 0 | 0 | 0 | 0 | 0 | 0 | 0 | 0 | 0 | 0 | 0 | 0 | 0 | 0 |  | 0 | 0 | 0 | 0 | 0 | 0 | 0 | 0 | 0 | 0 | 0 | 0 | 0 | 0 | 0 | 0 | 0 | 0 | 0 | 0 | 0 | 0 | 0 | 0 | 0 | 0 | 0 | 0 | 0
| Aurora Input | 0 | Levelized Cost | 2020 | 2021 | 2022 | 2023 | 2024 | 2025 | 2026 | 2027 | 2028 | 2029 | 2030 | 2031 | 2032 | 2033 | 2034 | 2035 | 2036 | 2037 | 2038 | 2039 | 2040 | 2041 | 2042 | 2043 | 2044 | 2045 | 2046 | Levelized | 2047 | 2048 | 2049 | 2050 | 2051 | 2052 | 2053 | 2054 | 2055 | 2056 | 2057 | 2058 | 2059 | 2060 | 2061 | 2062 | 2063 | 2064 | 2065 | 2066 | 2067 | 2068 | 2069 | 2070 | 2071 | 2072 | 2073 | 2074 | 2075
| 0 | 2020 | 1241.4154 | 2033.4005 | 1908.769 | 1785.4108 | 1694.6516 | 1616.1171 | 1546.7511 | 1495.722 | 1453.8613 | 1412.0007 | 1370.1401 | 1328.2794 | 1286.4188 | 1244.5582 | 1202.6975 | 1160.8369 | 1118.9763 | 1077.1156 | 1035.255 | 993.3944 | 951.5337 | 923.0491 | 907.9406 | 892.832 | 877.7235 | 862.6149 | 847.5064 | 832.3978 | 802.6046 | 817.2893 | 802.1807 | 787.0721 | 0 | 0 | 0 | 0 | 0 | 0 | 0 | 0 | 0 | 0 | 0 | 0 | 0 | 0 | 0 | 0 | 0 | 0 | 0 | 0 | 0 | 0 | 0 | 0 | 0 | 0
| 0 | 2021 | 1241.4154 | 0 | 2033.4005 | 1908.769 | 1785.4108 | 1694.6516 | 1616.1171 | 1546.7511 | 1495.722 | 1453.8613 | 1412.0007 | 1370.1401 | 1328.2794 | 1286.4188 | 1244.5582 | 1202.6975 | 1160.8369 | 1118.9763 | 1077.1156 | 1035.255 | 993.3944 | 951.5337 | 923.0491 | 907.9406 | 892.832 | 877.7235 | 862.6149 | 847.5064 | 810.5297 | 832.3978 | 817.2893 | 802.1807 | 787.0721 | 0 | 0 | 0 | 0 | 0 | 0 | 0 | 0 | 0 | 0 | 0 | 0 | 0 | 0 | 0 | 0 | 0 | 0 | 0 | 0 | 0 | 0 | 0 | 0 | 0
| 0 | 2022 | 1241.4154 | 0 | 0 | 2033.4005 | 1908.769 | 1785.4108 | 1694.6516 | 1616.1171 | 1546.7511 | 1495.722 | 1453.8613 | 1412.0007 | 1370.1401 | 1328.2794 | 1286.4188 | 1244.5582 | 1202.6975 | 1160.8369 | 1118.9763 | 1077.1156 | 1035.255 | 993.3944 | 951.5337 | 923.0491 | 907.9406 | 892.832 | 877.7235 | 862.6149 | 818.5605 | 847.5064 | 832.3978 | 817.2893 | 802.1807 | 787.0721 | 0 | 0 | 0 | 0 | 0 | 0 | 0 | 0 | 0 | 0 | 0 | 0 | 0 | 0 | 0 | 0 | 0 | 0 | 0 | 0 | 0 | 0 | 0 | 0
| 0 | 2023 | 1241.4154 | 0 | 0 | 0 | 2033.4005 | 1908.769 | 1785.4108 | 1694.6516 | 1616.1171 | 1546.7511 | 1495.722 | 1453.8613 | 1412.0007 | 1370.1401 | 1328.2794 | 1286.4188 | 1244.5582 | 1202.6975 | 1160.8369 | 1118.9763 | 1077.1156 | 1035.255 | 993.3944 | 951.5337 | 923.0491 | 907.9406 | 892.832 | 877.7235 | 826.6968 | 862.6149 | 847.5064 | 832.3978 | 817.2893 | 802.1807 | 787.0721 | 0 | 0 | 0 | 0 | 0 | 0 | 0 | 0 | 0 | 0 | 0 | 0 | 0 | 0 | 0 | 0 | 0 | 0 | 0 | 0 | 0 | 0 | 0
| 0 | 2024 | 1241.4154 | 0 | 0 | 0 | 0 | 2033.4005 | 1908.769 | 1785.4108 | 1694.6516 | 1616.1171 | 1546.7511 | 1495.722 | 1453.8613 | 1412.0007 | 1370.1401 | 1328.2794 | 1286.4188 | 1244.5582 | 1202.6975 | 1160.8369 | 1118.9763 | 1077.1156 | 1035.255 | 993.3944 | 951.5337 | 923.0491 | 907.9406 | 892.832 | 834.9384 | 877.7235 | 862.6149 | 847.5064 | 832.3978 | 817.2893 | 802.1807 | 787.0721 | 0 | 0 | 0 | 0 | 0 | 0 | 0 | 0 | 0 | 0 | 0 | 0 | 0 | 0 | 0 | 0 | 0 | 0 | 0 | 0 | 0 | 0
| 0 | 2025 | 1241.4154 | 0 | 0 | 0 | 0 | 0 | 2033.4005 | 1908.769 | 1785.4108 | 1694.6516 | 1616.1171 | 1546.7511 | 1495.722 | 1453.8613 | 1412.0007 | 1370.1401 | 1328.2794 | 1286.4188 | 1244.5582 | 1202.6975 | 1160.8369 | 1118.9763 | 1077.1156 | 1035.255 | 993.3944 | 951.5337 | 923.0491 | 907.9406 | 843.2852 | 892.832 | 877.7235 | 862.6149 | 847.5064 | 832.3978 | 817.2893 | 802.1807 | 787.0721 | 0 | 0 | 0 | 0 | 0 | 0 | 0 | 0 | 0 | 0 | 0 | 0 | 0 | 0 | 0 | 0 | 0 | 0 | 0 | 0 | 0
| 0 | 2026 | 1224.8384 | 0 | 0 | 0 | 0 | 0 | 0 | 2006.2478 | 1883.2805 | 1761.5696 | 1672.0224 | 1594.5366 | 1526.0968 | 1475.7491 | 1434.4474 | 1393.1458 | 1351.8441 | 1310.5425 | 1269.2408 | 1227.9391 | 1186.6375 | 1145.3358 | 1104.0342 | 1062.7325 | 1021.4309 | 980.1292 | 938.8276 | 910.7233 | 840.3632 | 895.8165 | 880.9097 | 866.0029 | 851.0961 | 836.1893 | 821.2825 | 806.3757 | 791.4689 | 776.5621 | 0 | 0 | 0 | 0 | 0 | 0 | 0 | 0 | 0 | 0 | 0 | 0 | 0 | 0 | 0 | 0 | 0 | 0 | 0 | 0
| 0 | 2027 | 1208.2613 | 0 | 0 | 0 | 0 | 0 | 0 | 0 | 1979.0951 | 1857.7921 | 1737.7284 | 1649.3931 | 1572.956 | 1505.4425 | 1455.7762 | 1415.0335 | 1374.2908 | 1333.5482 | 1292.8055 | 1252.0628 | 1211.3201 | 1170.5775 | 1129.8348 | 1089.0921 | 1048.3494 | 1007.6068 | 966.8641 | 926.1214 | 837.3172 | 898.3975 | 883.6925 | 868.9874 | 854.2824 | 839.5773 | 824.8723 | 810.1672 | 795.4622 | 780.7571 | 766.052 | 0 | 0 | 0 | 0 | 0 | 0 | 0 | 0 | 0 | 0 | 0 | 0 | 0 | 0 | 0 | 0 | 0 | 0 | 0
| 0 | 2028 | 1191.6843 | 0 | 0 | 0 | 0 | 0 | 0 | 0 | 0 | 1951.9424 | 1832.3036 | 1713.8872 | 1626.7638 | 1551.3754 | 1484.7882 | 1435.8033 | 1395.6196 | 1355.4359 | 1315.2522 | 1275.0685 | 1234.8848 | 1194.7011 | 1154.5174 | 1114.3337 | 1074.15 | 1033.9663 | 993.7826 | 953.5989 | 835.5708 | 913.4152 | 886.0717 | 871.5684 | 857.0651 | 842.5618 | 828.0585 | 813.5552 | 799.0519 | 784.5486 | 770.0453 | 755.542 | 0 | 0 | 0 | 0 | 0 | 0 | 0 | 0 | 0 | 0 | 0 | 0 | 0 | 0 | 0 | 0 | 0 | 0
| 0 | 2029 | 1175.1072 | 0 | 0 | 0 | 0 | 0 | 0 | 0 | 0 | 0 | 1924.7897 | 1806.8151 | 1690.046 | 1604.1346 | 1529.7948 | 1464.1339 | 1415.8304 | 1376.2057 | 1336.581 | 1296.9562 | 1257.3315 | 1217.7068 | 1178.0821 | 1138.4574 | 1098.8327 | 1059.2079 | 1019.5832 | 979.9585 | 836.0453 | 940.3338 | 900.7091 | 873.746 | 859.4444 | 845.1428 | 830.8413 | 816.5397 | 802.2382 | 787.9366 | 773.6351 | 759.3335 | 745.032 | 0 | 0 | 0 | 0 | 0 | 0 | 0 | 0 | 0 | 0 | 0 | 0 | 0 | 0 | 0 | 0 | 0
| 0 | 2030 | 1158.5302 | 0 | 0 | 0 | 0 | 0 | 0 | 0 | 0 | 0 | 0 | 1897.637 | 1781.3267 | 1666.2047 | 1581.5053 | 1508.2143 | 1443.4795 | 1395.8575 | 1356.7918 | 1317.726 | 1278.6603 | 1239.5945 | 1200.5288 | 1161.4631 | 1122.3973 | 1083.3316 | 1044.2659 | 1005.2001 | 838.1291 | 966.1344 | 927.0687 | 888.0029 | 861.4202 | 847.3204 | 833.2205 | 819.1207 | 805.0209 | 790.9211 | 776.8213 | 762.7215 | 748.6217 | 734.5219 | 0 | 0 | 0 | 0 | 0 | 0 | 0 | 0 | 0 | 0 | 0 | 0 | 0 | 0 | 0 | 0
| 0 | 2031 | 1141.9531 | 0 | 0 | 0 | 0 | 0 | 0 | 0 | 0 | 0 | 0 | 0 | 1870.4843 | 1755.8382 | 1642.3635 | 1558.876 | 1486.6337 | 1422.8252 | 1375.8846 | 1337.3778 | 1298.8711 | 1260.3643 | 1221.8576 | 1183.3508 | 1144.8441 | 1106.3373 | 1067.8305 | 1029.3238 | 841.3815 | 990.817 | 952.3103 | 913.8035 | 875.2968 | 849.0944 | 835.1963 | 821.2982 | 807.4002 | 793.5021 | 779.6041 | 765.706 | 751.808 | 737.9099 | 724.0119 | 0 | 0 | 0 | 0 | 0 | 0 | 0 | 0 | 0 | 0 | 0 | 0 | 0 | 0 | 0
| 0 | 2032 | 1125.6133 | 0 | 0 | 0 | 0 | 0 | 0 | 0 | 0 | 0 | 0 | 0 | 0 | 1843.7201 | 1730.7145 | 1618.8635 | 1536.5705 | 1465.3619 | 1402.4665 | 1356.1975 | 1318.2417 | 1280.2859 | 1242.3302 | 1204.3744 | 1166.4186 | 1128.4628 | 1090.5071 | 1052.5513 | 845.6543 | 1014.5955 | 976.6397 | 938.684 | 900.7282 | 862.7724 | 836.9449 | 823.2457 | 809.5465 | 795.8474 | 782.1482 | 768.449 | 754.7498 | 741.0506 | 727.3514 | 713.6522 | 0 | 0 | 0 | 0 | 0 | 0 | 0 | 0 | 0 | 0 | 0 | 0 | 0 | 0
| 0 | 2033 | 1109.5072 | 0 | 0 | 0 | 0 | 0 | 0 | 0 | 0 | 0 | 0 | 0 | 0 | 0 | 1817.3389 | 1705.9502 | 1595.6996 | 1514.5842 | 1444.3945 | 1382.399 | 1336.7921 | 1299.3794 | 1261.9667 | 1224.554 | 1187.1414 | 1149.7287 | 1112.316 | 1074.9033 | 850.7078 | 1037.4907 | 1000.078 | 962.6653 | 925.2526 | 887.8399 | 850.4273 | 824.9693 | 811.4662 | 797.963 | 784.4598 | 770.9566 | 757.4535 | 743.9503 | 730.4471 | 716.9439 | 703.4408 | 0 | 0 | 0 | 0 | 0 | 0 | 0 | 0 | 0 | 0 | 0 | 0 | 0
| 0 | 2034 | 1093.6316 | 0 | 0 | 0 | 0 | 0 | 0 | 0 | 0 | 0 | 0 | 0 | 0 | 0 | 0 | 1791.3352 | 1681.5403 | 1572.8673 | 1492.9125 | 1423.7271 | 1362.6187 | 1317.6643 | 1280.787 | 1243.9096 | 1207.0323 | 1170.1549 | 1133.2776 | 1096.4002 | 856.3589 | 1059.5229 | 1022.6455 | 985.7682 | 948.8908 | 912.0135 | 875.1361 | 838.2588 | 813.1651 | 799.8551 | 786.5452 | 773.2352 | 759.9253 | 746.6153 | 733.3053 | 719.9954 | 706.6854 | 693.3754 | 0 | 0 | 0 | 0 | 0 | 0 | 0 | 0 | 0 | 0 | 0 | 0
| 0 | 2035 | 1077.9832 | 0 | 0 | 0 | 0 | 0 | 0 | 0 | 0 | 0 | 0 | 0 | 0 | 0 | 0 | 0 | 1765.7035 | 1657.4797 | 1550.3616 | 1471.5509 | 1403.3554 | 1343.1214 | 1298.8103 | 1262.4606 | 1226.1109 | 1189.7612 | 1153.4115 | 1117.0619 | 862.465 | 1080.7122 | 1044.3625 | 1008.0128 | 971.6631 | 935.3134 | 898.9637 | 862.6141 | 826.2644 | 801.5298 | 788.4103 | 775.2908 | 762.1712 | 749.0517 | 735.9322 | 722.8127 | 709.6932 | 696.5737 | 683.4541 | 0 | 0 | 0 | 0 | 0 | 0 | 0 | 0 | 0 | 0 | 0
| 0 | 2036 | 1062.5586 | 0 | 0 | 0 | 0 | 0 | 0 | 0 | 0 | 0 | 0 | 0 | 0 | 0 | 0 | 0 | 0 | 1740.4386 | 1633.7633 | 1528.1779 | 1450.4949 | 1383.2752 | 1323.9031 | 1280.226 | 1244.3964 | 1208.5669 | 1172.7373 | 1136.9077 | 868.9137 | 1101.0782 | 1065.2486 | 1029.419 | 993.5895 | 957.7599 | 921.9303 | 886.1008 | 850.2712 | 814.4416 | 790.0609 | 777.1291 | 764.1974 | 751.2656 | 738.3338 | 725.402 | 712.4702 | 699.5384 | 686.6066 | 673.6748 | 0 | 0 | 0 | 0 | 0 | 0 | 0 | 0 | 0 | 0
| 0 | 2037 | 1047.3548 | 0 | 0 | 0 | 0 | 0 | 0 | 0 | 0 | 0 | 0 | 0 | 0 | 0 | 0 | 0 | 0 | 0 | 1715.5352 | 1610.3863 | 1506.3117 | 1429.7402 | 1363.4824 | 1304.9598 | 1261.9076 | 1226.5907 | 1191.2738 | 1155.957 | 875.615 | 1120.6401 | 1085.3232 | 1050.0063 | 1014.6894 | 979.3725 | 944.0556 | 908.7387 | 873.4218 | 838.1049 | 802.788 | 778.7562 | 766.0094 | 753.2627 | 740.5159 | 727.7692 | 715.0224 | 702.2757 | 689.5289 | 676.7822 | 664.0354 | 0 | 0 | 0 | 0 | 0 | 0 | 0 | 0 | 0
| 0 | 2038 | 1032.3685 | 0 | 0 | 0 | 0 | 0 | 0 | 0 | 0 | 0 | 0 | 0 | 0 | 0 | 0 | 0 | 0 | 0 | 0 | 1690.9881 | 1587.3438 | 1484.7584 | 1409.2825 | 1343.9727 | 1286.2875 | 1243.8514 | 1209.0398 | 1174.2283 | 882.4964 | 1139.4167 | 1104.6052 | 1069.7936 | 1034.9821 | 1000.1705 | 965.3589 | 930.5474 | 895.7358 | 860.9243 | 826.1127 | 791.3012 | 767.6132 | 755.0489 | 742.4845 | 729.9201 | 717.3558 | 704.7914 | 692.227 | 679.6627 | 667.0983 | 654.5339 | 0 | 0 | 0 | 0 | 0 | 0 | 0 | 0
| 0 | 2039 | 1017.5967 | 0 | 0 | 0 | 0 | 0 | 0 | 0 | 0 | 0 | 0 | 0 | 0 | 0 | 0 | 0 | 0 | 0 | 0 | 0 | 1666.7923 | 1564.6309 | 1463.5134 | 1389.1175 | 1324.7422 | 1267.8824 | 1226.0535 | 1191.7401 | 889.4983 | 1157.4266 | 1123.1132 | 1088.7997 | 1054.4863 | 1020.1728 | 985.8594 | 951.5459 | 917.2325 | 882.919 | 848.6056 | 814.2921 | 779.9787 | 756.6297 | 744.2451 | 731.8605 | 719.4759 | 707.0913 | 694.7067 | 682.3222 | 669.9376 | 657.553 | 645.1684 | 0 | 0 | 0 | 0 | 0 | 0 | 0
| 2020-2023 | 30% |  | 153.5333 | [27 empty] | 2064: 0; 2065: 0; 2066: 0; 2067: 0; 2068: 0; 2069: 0; 2070: 0; 2071: 0; 2072: 0; 2073: 0; 2074: 0
| 2024 | 26% |  | 133.0622 | [36 empty] | 0 | 0 | 0 | 0 | 0 | 0 | 0 | 0 | 0 | 0 | 0 | 0 | 0 | 0 | 0 | 0 | 0 | 0 | 0
| 2025 | 22% |  | 112.5911 | [36 empty] | 0 | 0 | 0 | 0 | 0 | 0 | 0 | 0 | 0 | 0 | 0 | 0 | 0 | 0 | 0 | 0 | 0 | 0 | 0
| Start 2026 | 10% |  | 51.1778 | [36 empty] | 0 | 0 | 0 | 0 | 0 | 0 | 0 | 0 | 0 | 0 | 0 | 0 | 0 | 0 | 0 | 0 | 0 | 0 | 0
[41 empty] | 0 | 0 | 0 | 0 | 0 | 0 | 0 | 0 | 0 | 0 | 0 | 0 | 0 | 0 | 0 | 0 | 0 | 0 | 0
[41 empty] | 0 | 0 | 0 | 0 | 0 | 0 | 0 | 0 | 0 | 0 | 0 | 0 | 0 | 0 | 0 | 0 | 0 | 0 | 0
Amortization
|  | 30% |  | 7.6767 | 7.6767 | 7.6767 | 7.6767 | 7.6767 | 7.6767 | 7.6767 | 7.6767 | 7.6767 | 7.6767 | 7.6767 | 7.6767 | 7.6767 | 7.6767 | 7.6767 | 7.6767 | 7.6767 | 7.6767 | 7.6767 | 7.6767 | 7.6767 | 7.6767 | 7.6767 | 7.6767 | 7.6767 | 7.6767 | 7.6767 | 7.6767 | 7.6767 | 7.6767 | 7.6767 | 7.6767 | 7.6767 | 7.6767 | 7.6767 | 7.6767 | 7.6767 | 7.6767 | 7.6767 | 7.6767 | 7.6767 | 7.6767 | 7.6767 | 7.6767 | 7.6767 | 7.6767 | 7.6767 | 7.6767 | 7.6767 | 7.6767 | 7.6767 | 7.6767 | 7.6767 | 7.6767 | 7.6767 | 7.6767
|  | 26% |  | 6.6531 | 6.6531 | 6.6531 | 6.6531 | 6.6531 | 6.6531 | 6.6531 | 6.6531 | 6.6531 | 6.6531 | 6.6531 | 6.6531 | 6.6531 | 6.6531 | 6.6531 | 6.6531 | 6.6531 | 6.6531 | 6.6531 | 6.6531 | 6.6531 | 6.6531 | 6.6531 | 6.6531 | 6.6531 | 6.6531 | 6.6531 | 6.6531 | 6.6531 | 6.6531 | 6.6531 | 6.6531 | 6.6531 | 6.6531 | 6.6531 | 6.6531 | 6.6531 | 6.6531 | 6.6531 | 6.6531 | 6.6531 | 6.6531 | 6.6531 | 6.6531 | 6.6531 | 6.6531 | 6.6531 | 6.6531 | 6.6531 | 6.6531 | 6.6531 | 6.6531 | 6.6531 | 6.6531 | 6.6531 | 6.6531
|  | 22% |  | 5.6296 | 5.6296 | 5.6296 | 5.6296 | 5.6296 | 5.6296 | 5.6296 | 5.6296 | 5.6296 | 5.6296 | 5.6296 | 5.6296 | 5.6296 | 5.6296 | 5.6296 | 5.6296 | 5.6296 | 5.6296 | 5.6296 | 5.6296 | 5.6296 | 5.6296 | 5.6296 | 5.6296 | 5.6296 | 5.6296 | 5.6296 | 5.6296 | 5.6296 | 5.6296 | 5.6296 | 5.6296 | 5.6296 | 5.6296 | 5.6296 | 5.6296 | 5.6296 | 5.6296 | 5.6296 | 5.6296 | 5.6296 | 5.6296 | 5.6296 | 5.6296 | 5.6296 | 5.6296 | 5.6296 | 5.6296 | 5.6296 | 5.6296 | 5.6296 | 5.6296 | 5.6296 | 5.6296 | 5.6296 | 5.6296
|  | 10% |  | 2.5589 | 2.5589 | 2.5589 | 2.5589 | 2.5589 | 2.5589 | 2.5589 | 2.5589 | 2.5589 | 2.5589 | 2.5589 | 2.5589 | 2.5589 | 2.5589 | 2.5589 | 2.5589 | 2.5589 | 2.5589 | 2.5589 | 2.5589 | 2.5589 | 2.5589 | 2.5589 | 2.5589 | 2.5589 | 2.5589 | 2.5589 | 2.5589 | 2.5589 | 2.5589 | 2.5589 | 2.5589 | 2.5589 | 2.5589 | 2.5589 | 2.5589 | 2.5589 | 2.5589 | 2.5589 | 2.5589 | 2.5589 | 2.5589 | 2.5589 | 2.5589 | 2.5589 | 2.5589 | 2.5589 | 2.5589 | 2.5589 | 2.5589 | 2.5589 | 2.5589 | 2.5589 | 2.5589 | 2.5589 | 2.5589
|  |  |  | 2020 | 2021 | 2022 | 2023 | 2024 | 2025 | 2026 | 2027 | 2028 | 2029 | 2030 | 2031 | 2032 | 2033 | 2034 | 2035 | 2036 | 2037 | 2038 | 2039 | 2040 | 2041 | 2042 | 2043 | 2044 | 2045 | 2046 | 2047 | 2048 | 2049 | 2050 | 2051 | 2052 | 2053 | 2054 | 2055 | 2056 | 2057 | 2058 | 2059 | 2060 | 2061 | 2062 | 2063 | 2064 | 2065 | 2066 | 2067 | 2068 | 2069 | 2070 | 2071 | 2072 | 2073 | 2074 | 2075
|  | ITC Base |  | 153.5333 | 153.5333 | 153.5333 | 153.5333 | 153.5333 | 153.5333 | 153.5333 | 153.5333 | 153.5333 | 153.5333 | 153.5333 | 153.5333 | 153.5333 | 153.5333 | 153.5333 | 153.5333 | 153.5333 | 153.5333 | 153.5333 | 153.5333 | 153.5333 | 153.5333 | 153.5333 | 153.5333 | 153.5333 | 153.5333 | 153.5333 | 153.5333 | 153.5333 | 153.5333 | 153.5333 | 153.5333 | 153.5333 | 153.5333 | 153.5333 | 153.5333 | 153.5333 | 153.5333 | 153.5333 | 153.5333 | 153.5333 | 153.5333 | 153.5333 | 153.5333 | 153.5333 | 153.5333 | 153.5333 | 153.5333 | 153.5333 | 153.5333 | 153.5333 | 153.5333 | 153.5333 | 153.5333 | 153.5333 | 153.5333
|  | Accum ITC Amort |  | 7.6767 | 15.3533 | 23.03 | 30.7067 | 38.3833 | 46.06 | 53.7367 | 61.4133 | 69.09 | 76.7667 | 84.4433 | 92.12 | 99.7967 | 107.4733 | 115.15 | 122.8267 | 130.5033 | 138.18 | 145.8567 | 153.5333 | 161.21 | 168.8867 | 176.5633 | 184.24 | 191.9167 | 199.5933 | 207.27 | 214.9467 | 222.6233 | 230.3 | 237.9767 | 245.6533 | 253.33 | 261.0067 | 268.6833 | 276.36 | 284.0367 | 291.7133 | 299.39 | 307.0667 | 314.7433 | 322.42 | 330.0967 | 337.7733 | 345.45 | 353.1267 | 360.8033 | 368.48 | 376.1567 | 383.8333 | 391.51 | 399.1866 | 406.8633 | 414.54 | 422.2166 | 429.8933
|  | Ratebase |  | 145.8567 | 138.18 | 130.5033 | 122.8267 | 115.15 | 107.4733 | 99.7967 | 92.12 | 84.4433 | 76.7667 | 69.09 | 61.4133 | 53.7367 | 46.06 | 38.3833 | 30.7067 | 23.03 | 15.3533 | 7.6767 | 0 | -7.6767 | -15.3533 | -23.03 | -30.7067 | -38.3833 | -46.06 | -53.7367 | -61.4133 | -69.09 | -76.7667 | -84.4433 | -92.12 | -99.7967 | -107.4733 | -115.15 | -122.8267 | -130.5033 | -138.18 | -145.8567 | -153.5333 | -161.21 | -168.8867 | -176.5633 | -184.24 | -191.9167 | -199.5933 | -207.27 | -214.9467 | -222.6233 | -230.3 | -237.9767 | -245.6533 | -253.33 | -261.0067 | -268.6833 | -276.36
|  | Tax Basis |  | 435.0111 | 435.0111 | 435.0111 | 435.0111 | 435.0111 | 435.0111 | 435.0111 | 435.0111 | 435.0111 | 435.0111 | 435.0111 | 435.0111 | 435.0111 | 435.0111 | 435.0111 | 435.0111 | 435.0111 | 435.0111 | 435.0111 | 435.0111 | 435.0111 | 435.0111 | 435.0111 | 435.0111 | 435.0111 | 435.0111 | 435.0111 | 435.0111 | 435.0111 | 435.0111 | 435.0111 | 435.0111 | 435.0111 | 435.0111 | 435.0111 | 435.0111 | 435.0111 | 435.0111 | 435.0111 | 435.0111 | 435.0111 | 435.0111 | 435.0111 | 435.0111 | 435.0111 | 435.0111 | 435.0111 | 435.0111 | 435.0111 | 435.0111 | 435.0111 | 435.0111 | 435.0111 | 435.0111 | 435.0111 | 435.0111
|  | Book Depreciation |  | 12.4289 | 12.4289 | 12.4289 | 12.4289 | 12.4289 | 12.4289 | 12.4289 | 12.4289 | 12.4289 | 12.4289 | 12.4289 | 12.4289 | 12.4289 | 12.4289 | 12.4289 | 12.4289 | 12.4289 | 12.4289 | 12.4289 | 12.4289 | 12.4289 | 12.4289 | 12.4289 | 12.4289 | 12.4289 | 12.4289 | 12.4289 | 12.4289 | 12.4289 | 12.4289 | 12.4289 | 12.4289 | 12.4289 | 12.4289 | 12.4289 | 12.4289 | 12.4289 | 12.4289 | 12.4289 | 12.4289 | 12.4289 | 12.4289 | 12.4289 | 12.4289 | 12.4289 | 12.4289 | 12.4289 | 12.4289 | 12.4289 | 12.4289 | 12.4289 | 12.4289 | 12.4289 | 12.4289 | 12.4289 | 12.4289
|  | Tax Depreciation |  | 87.0022 | 139.2035 | 83.5221 | 50.1133 | 50.1133 | 25.0566 | 0 | 0 | 0 | 0 | 0 | 0 | 0 | 0 | 0 | 0 | 0 | 0 | 0 | 0 | 0 | 0 | 0 | 0 | 0 | 0 | 0 | 0 | 0 | 0 | 0 | 0 | 0 | 0 | 0 | 0 | 0 | 0 | 0 | 0 | 0 | 0 | 0 | 0 | 0 | 0 | 0 | 0 | 0 | 0 | 0 | 0 | 0 | 0 | 0 | 0
|  | Difference between book and tax |  | -74.5733 | -126.7747 | -71.0932 | -37.6844 | -37.6844 | -12.6278 | 12.4289 | 12.4289 | 12.4289 | 12.4289 | 12.4289 | 12.4289 | 12.4289 | 12.4289 | 12.4289 | 12.4289 | 12.4289 | 12.4289 | 12.4289 | 12.4289 | 12.4289 | 12.4289 | 12.4289 | 12.4289 | 12.4289 | 12.4289 | 12.4289 | 12.4289 | 12.4289 | 12.4289 | 12.4289 | 12.4289 | 12.4289 | 12.4289 | 12.4289 | 12.4289 | 12.4289 | 12.4289 | 12.4289 | 12.4289 | 12.4289 | 12.4289 | 12.4289 | 12.4289 | 12.4289 | 12.4289 | 12.4289 | 12.4289 | 12.4289 | 12.4289 | 12.4289 | 12.4289 | 12.4289 | 12.4289 | 12.4289 | 12.4289
|  | Deferred Tax |  | -15.6604 | -26.6227 | -14.9296 | -7.9137 | -7.9137 | -2.6518 | 2.6101 | 2.6101 | 2.6101 | 2.6101 | 2.6101 | 2.6101 | 2.6101 | 2.6101 | 2.6101 | 2.6101 | 2.6101 | 2.6101 | 2.6101 | 2.6101 | 2.6101 | 2.6101 | 2.6101 | 2.6101 | 2.6101 | 2.6101 | 2.6101 | 2.6101 | 2.6101 | 2.6101 | 2.6101 | 2.6101 | 2.6101 | 2.6101 | 2.6101 | 2.6101 | 2.6101 | 2.6101 | 2.6101 | 2.6101 | 2.6101 | 2.6101 | 2.6101 | 2.6101 | 2.6101 | 2.6101 | 2.6101 | 2.6101 | 2.6101 | 2.6101 | 2.6101 | 2.6101 | 2.6101 | 2.6101 | 2.6101 | 2.6101
|  | Accum Defered Tax |  | -15.6604 | -42.2831 | -57.2127 | -65.1264 | -73.0401 | -75.6919 | -73.0819 | -70.4718 | -67.8617 | -65.2517 | -62.6416 | -60.0315 | -57.4215 | -54.8114 | -52.2013 | -49.5913 | -46.9812 | -44.3711 | -41.7611 | -39.151 | -36.5409 | -33.9309 | -31.3208 | -28.7107 | -26.1007 | -23.4906 | -20.8805 | -18.2705 | -15.6604 | -13.0503 | -10.4403 | -7.8302 | -5.2201 | -2.6101 | -1.8652e-14 | 2.6101 | 5.2201 | 7.8302 | 10.4403 | 13.0503 | 15.6604 | 18.2705 | 20.8805 | 23.4906 | 26.1007 | 28.7107 | 31.3208 | 33.9309 | 36.5409 | 39.151 | 41.7611 | 44.3711 | 46.9812 | 49.5913 | 52.2013 | 54.8114
|  | Revenue Requirement |  | 50.225 | 47.1466 | 44.0996 | 41.8579 | 39.9181 | 38.2048 | 36.9443 | 35.9104 | 34.8764 | 33.8425 | 32.8085 | 31.7745 | 30.7406 | 29.7066 | 28.6727 | 27.6387 | 26.6048 | 25.5708 | 24.5368 | 23.5029 | 22.7993 | 22.4261 | 22.053 | 21.6798 | 21.3066 | 20.9334 | 20.5602 | 20.187 | 19.8139 | 19.4407 | 0 | 0 | 0 | 0 | 0 | 0 | 0 | 0 | 0 | 0 | 0 | 0 | 0 | 0 | 0 | 0 | 0 | 0 | 0 | 0 | 0 | 0 | 0 | 0 | 0 | 0
|  | Depreciation |  | 14.6222 | 14.6222 | 14.6222 | 14.6222 | 14.6222 | 14.6222 | 14.6222 | 14.6222 | 14.6222 | 14.6222 | 14.6222 | 14.6222 | 14.6222 | 14.6222 | 14.6222 | 14.6222 | 14.6222 | 14.6222 | 14.6222 | 14.6222 | 14.6222 | 14.6222 | 14.6222 | 14.6222 | 14.6222 | 14.6222 | 14.6222 | 14.6222 | 14.6222 | 14.6222 | 0 | 0 | 0 | 0 | 0 | 0 | 0 | 0 | 0 | 0 | 0 | 0 | 0 | 0 | 0 | 0 | 0 | 0 | 0 | 0 | 0 | 0 | 0 | 0 | 0 | 0
|  | Insurance |  | 0.24514 | 0.24514 | 0.24514 | 0.24514 | 0.24514 | 0.24514 | 0.24514 | 0.24514 | 0.24514 | 0.24514 | 0.24514 | 0.24514 | 0.24514 | 0.24514 | 0.24514 | 0.24514 | 0.24514 | 0.24514 | 0.24514 | 0.24514 | 0.24514 | 0.24514 | 0.24514 | 0.24514 | 0.24514 | 0.24514 | 0.24514 | 0.24514 | 0.24514 | 0.24514 | 0 | 0 | 0 | 0 | 0 | 0 | 0 | 0 | 0 | 0 | 0 | 0 | 0 | 0 | 0 | 0 | 0 | 0 | 0 | 0 | 0 | 0 | 0 | 0 | 0 | 0
|  | Property Taxes |  | 2.3265 | 2.3265 | 2.3265 | 2.3265 | 2.3265 | 2.3265 | 2.3265 | 2.3265 | 2.3265 | 2.3265 | 2.3265 | 2.3265 | 2.3265 | 2.3265 | 2.3265 | 2.3265 | 2.3265 | 2.3265 | 2.3265 | 2.3265 | 2.3265 | 2.3265 | 2.3265 | 2.3265 | 2.3265 | 2.3265 | 2.3265 | 2.3265 | 2.3265 | 2.3265 | 0 | 0 | 0 | 0 | 0 | 0 | 0 | 0 | 0 | 0 | 0 | 0 | 0 | 0 | 0 | 0 | 0 | 0 | 0 | 0 | 0 | 0 | 0 | 0 | 0 | 0
|  | Current Taxes |  | -11.4875 | -25.0307 | -11.914 | -4.1308 | -4.5382 | 1.2925 | 7.2183 | 7.0011 | 6.784 | 6.5669 | 6.3497 | 6.1326 | 5.9155 | 5.6984 | 5.4812 | 5.2641 | 5.047 | 4.8298 | 4.6127 | 4.3956 | 4.2478 | 4.1694 | 4.0911 | 4.0127 | 3.9343 | 3.856 | 3.7776 | 3.6992 | 3.6209 | 3.5425 | 0 | 0 | 0 | 0 | 0 | 0 | 0 | 0 | 0 | 0 | 0 | 0 | 0 | 0 | 0 | 0 | 0 | 0 | 0 | 0 | 0 | 0 | 0 | 0 | 0 | 0
|  | DFIT |  |  | 31.3208 | 17.5642 |  | 9.3103 | 3.1198 | -3.0707 | -3.0707 | -3.0707 | -3.0707 | -3.0707 | -3.0707 | -3.0707 | -3.0707 | -3.0707 | -3.0707 | -3.0707 | -3.0707 | -3.0707 | -3.0707 | -3.0707 | -3.0707 | -3.0707 | -3.0707 | -3.0707 | -3.0707 | -3.0707 | -3.0707 | -3.0707 | -3.0707 | 0 | 0 | 0 | 0 | 0 | 0 | 0 | 0 | 0 | 0 | 0 | 0 | 0 | 0 | 0 | 0 | 0 | 0 | 0 | 0 | 0 | 0 | 0 | 0 | 0 | 0
|  | ITC |  | -7.6767 | -7.6767 | -7.6767 | -7.6767 | -7.6767 | -7.6767 | -7.6767 | -7.6767 | -7.6767 | -7.6767 | -7.6767 | -7.6767 | -7.6767 | -7.6767 | -7.6767 | -7.6767 | -7.6767 | -7.6767 | -7.6767 | -7.6767 | -7.6767 | -7.6767 | -7.6767 | -7.6767 | -7.6767 | -7.6767 | -7.6767 | -7.6767 | -7.6767 | -7.6767 | -7.6767 | -7.6767 | -7.6767 | -7.6767 | -7.6767 | -7.6767 | -7.6767 | -7.6767 | -7.6767 | -7.6767 | -7.6767 | -7.6767 | -7.6767 | -7.6767 | -7.6767 | -7.6767 | -7.6767 | -7.6767 | -7.6767 | -7.6767 | -7.6767 | -7.6767 | -7.6767 | -7.6767 | -7.6767 | -7.6767
|  | Total Operating Expenses |  | -1.9703 | 15.8073 | 15.1674 | 5.3864 | 14.2893 | 13.9295 | 13.6648 | 13.4476 | 13.2305 | 13.0134 | 12.7963 | 12.5791 | 12.362 | 12.1449 | 11.9277 | 11.7106 | 11.4935 | 11.2763 | 11.0592 | 10.8421 | 10.6943 | 10.616 | 10.5376 | 10.4592 | 10.3808 | 10.3025 | 10.2241 | 10.1457 | 10.0674 | 9.989 | -7.6767 | -7.6767 | -7.6767 | -7.6767 | -7.6767 | -7.6767 | -7.6767 | -7.6767 | -7.6767 | -7.6767 | -7.6767 | -7.6767 | -7.6767 | -7.6767 | -7.6767 | -7.6767 | -7.6767 | -7.6767 | -7.6767 | -7.6767 | -7.6767 | -7.6767 | -7.6767 | -7.6767 | -7.6767 | -7.6767
|  | Operating |  | 52.1953 | 31.3393 | 28.9323 | 36.4715 | 25.6288 | 24.2753 | 23.2796 | 22.4627 | 21.6459 | 20.8291 | 20.0123 | 19.1954 | 18.3786 | 17.5618 | 16.7449 | 15.9281 | 15.1113 | 14.2945 | 13.4776 | 12.6608 | 12.105 | 11.8102 | 11.5154 | 11.2206 | 10.9257 | 10.6309 | 10.3361 | 10.0413 | 9.7465 | 9.4517 | 7.6767 | 7.6767 | 7.6767 | 7.6767 | 7.6767 | 7.6767 | 7.6767 | 7.6767 | 7.6767 | 7.6767 | 7.6767 | 7.6767 | 7.6767 | 7.6767 | 7.6767 | 7.6767 | 7.6767 | 7.6767 | 7.6767 | 7.6767 | 7.6767 | 7.6767 | 7.6767 | 7.6767 | 7.6767 | 7.6767
|  | Ratebase |  | 496.6364 | 460.8727 | 425.4743 | 399.4305 | 376.8945 | 356.9895 | 342.3464 | 330.3343 | 318.3221 | 306.31 | 294.2978 | 282.2856 | 270.2735 | 258.2613 | 246.2492 | 234.237 | 222.2249 | 210.2127 | 198.2006 | 186.1884 | 178.0146 | 173.6791 | 169.3436 | 165.0081 | 160.6726 | 156.3371 | 152.0016 | 147.6662 | 143.3307 | 138.9952 | 0 | 0 | 0 | 0 | 0 | 0 | 0 | 0 | 0 | 0 | 0 | 0 | 0 | 0 | 0 | 0 | 0 | 0 | 0 | 0 | 0 | 0 | 0 | 0 | 0 | 0
|  | Return on Ratebase |  | 10.51% | 6.8% | 6.8% | 9.131% | 6.8% | 6.8% | 6.8% | 6.8% | 6.8% | 6.8% | 6.8% | 6.8% | 6.8% | 6.8% | 6.8% | 6.8% | 6.8% | 6.8% | 6.8% | 6.8% | 6.8% | 6.8% | 6.8% | 6.8% | 6.8% | 6.8% | 6.8% | 6.8% | 6.8% | 6.8% | #DIV/0! | #DIV/0! | #DIV/0! | #DIV/0! | #DIV/0! | #DIV/0! | #DIV/0! | #DIV/0! | #DIV/0! | #DIV/0! | #DIV/0! | #DIV/0! | #DIV/0! | #DIV/0! | #DIV/0! | #DIV/0! | #DIV/0! | #DIV/0! | #DIV/0! | #DIV/0! | #DIV/0! | #DIV/0! | #DIV/0! | #DIV/0! | #DIV/0! | #DIV/0!
|  | Revenue Requirement |  | 50.225 | 47.1466 | 44.0996 | 41.8579 | 39.9181 | 38.2048 | 36.9443 | 35.9104 | 34.8764 | 33.8425 | 32.8085 | 31.7745 | 30.7406 | 29.7066 | 28.6727 | 27.6387 | 26.6048 | 25.5708 | 24.5368 | 23.5029 | 22.7993 | 22.4261 | 22.053 | 21.6798 | 21.3066 | 20.9334 | 20.5602 | 20.187 | 19.8139 | 19.4407 | 0 | 0 | 0 | 0 | 0 | 0 | 0 | 0 | 0 | 0 | 0 | 0 | 0 | 0 | 0 | 0 | 0 | 0 | 0 | 0 | 0 | 0 | 0 | 0 | 0 | 0
|  | Tax Depreciation |  | 102.3556 | 163.7689 | 98.2613 | 58.9568 | 58.9568 | 29.4784 | 0 | 0 | 0 | 0 | 0 | 0 | 0 | 0 | 0 | 0 | 0 | 0 | 0 | 0 | 0 | 0 | 0 | 0 | 0 | 0 | 0 | 0 | 0 | 0 | 0 | 0 | 0 | 0 | 0 | 0 | 0 | 0 | 0 | 0 | 0 | 0 | 0 | 0 | 0 | 0 | 0 | 0 | 0 | 0 | 0 | 0 | 0 | 0 | 0 | 0
|  | Property Taxes |  | 0.24514 | 0.24514 | 0.24514 | 0.24514 | 0.24514 | 0.24514 | 0.24514 | 0.24514 | 0.24514 | 0.24514 | 0.24514 | 0.24514 | 0.24514 | 0.24514 | 0.24514 | 0.24514 | 0.24514 | 0.24514 | 0.24514 | 0.24514 | 0.24514 | 0.24514 | 0.24514 | 0.24514 | 0.24514 | 0.24514 | 0.24514 | 0.24514 | 0.24514 | 0.24514 | 0 | 0 | 0 | 0 | 0 | 0 | 0 | 0 | 0 | 0 | 0 | 0 | 0 | 0 | 0 | 0 | 0 | 0 | 0 | 0 | 0 | 0 | 0 | 0 | 0 | 0
|  | Insurance |  | 2.3265 | 2.3265 | 2.3265 | 2.3265 | 2.3265 | 2.3265 | 2.3265 | 2.3265 | 2.3265 | 2.3265 | 2.3265 | 2.3265 | 2.3265 | 2.3265 | 2.3265 | 2.3265 | 2.3265 | 2.3265 | 2.3265 | 2.3265 | 2.3265 | 2.3265 | 2.3265 | 2.3265 | 2.3265 | 2.3265 | 2.3265 | 2.3265 | 2.3265 | 2.3265 | 0 | 0 | 0 | 0 | 0 | 0 | 0 | 0 | 0 | 0 | 0 | 0 | 0 | 0 | 0 | 0 | 0 | 0 | 0 | 0 | 0 | 0 | 0 | 0 | 0 | 0
|  | Expenses |  | 104.9272 | 166.3405 | 100.8329 | 61.5284 | 61.5284 | 32.05 | 2.5716 | 2.5716 | 2.5716 | 2.5716 | 2.5716 | 2.5716 | 2.5716 | 2.5716 | 2.5716 | 2.5716 | 2.5716 | 2.5716 | 2.5716 | 2.5716 | 2.5716 | 2.5716 | 2.5716 | 2.5716 | 2.5716 | 2.5716 | 2.5716 | 2.5716 | 2.5716 | 2.5716 | 0 | 0 | 0 | 0 | 0 | 0 | 0 | 0 | 0 | 0 | 0 | 0 | 0 | 0 | 0 | 0 | 0 | 0 | 0 | 0 | 0 | 0 | 0 | 0 | 0 | 0
|  | Taxable Income |  | -54.7022 | -119.1939 | -56.7333 | -19.6705 | -21.6103 | 6.1547 | 34.3727 | 33.3388 | 32.3048 | 31.2708 | 30.2369 | 29.2029 | 28.169 | 27.135 | 26.1011 | 25.0671 | 24.0331 | 22.9992 | 21.9652 | 20.9313 | 20.2277 | 19.8545 | 19.4813 | 19.1082 | 18.735 | 18.3618 | 17.9886 | 17.6154 | 17.2422 | 16.8691 | 0 | 0 | 0 | 0 | 0 | 0 | 0 | 0 | 0 | 0 | 0 | 0 | 0 | 0 | 0 | 0 | 0 | 0 | 0 | 0 | 0 | 0 | 0 | 0 | 0 | 0
|  | Tax Rate |  | 21% | 21% | 21% | 21% | 21% | 21% | 21% | 21% | 21% | 21% | 21% | 21% | 21% | 21% | 21% | 21% | 21% | 21% | 21% | 21% | 21% | 21% | 21% | 21% | 21% | 21% | 21% | 21% | 21% | 21% | 21% | 21% | 21% | 21% | 21% | 21% | 21% | 21% | 21% | 21% | 21% | 21% | 21% | 21% | 21% | 21% | 21% | 21% | 21% | 21% | 21% | 21% | 21% | 21% | 21% | 21%
|  | Taxes |  | -11.4875 | -25.0307 | -11.914 | -4.1308 | -4.5382 | 1.2925 | 7.2183 | 7.0011 | 6.784 | 6.5669 | 6.3497 | 6.1326 | 5.9155 | 5.6984 | 5.4812 | 5.2641 | 5.047 | 4.8298 | 4.6127 | 4.3956 | 4.2478 | 4.1694 | 4.0911 | 4.0127 | 3.9343 | 3.856 | 3.7776 | 3.6992 | 3.6209 | 3.5425 | 0 | 0 | 0 | 0 | 0 | 0 | 0 | 0 | 0 | 0 | 0 | 0 | 0 | 0 | 0 | 0 | 0 | 0 | 0 | 0 | 0 | 0 | 0 | 0 | 0 | 0

## Community Solar ITC 2024 26%
Solar FINANCIALS
($ 1000s Unless Otherwise Indicated)
| Calendar Year of Fin. Close |  |  | 2020 | 2021 | 2022 | 2023 | 2024 | 2025 | 2026 | 2027 | 2028 | 2029 | 2030 | 2031 | 2032 | 2033 | 2034 | 2035 | 2036 | 2037 | 2038 | 2039 | 2040 | 2041 | 2042 | 2043 | 2044 | 2045 | 2046 | 2047 | 2048 | 2049
| Operating Year |  | 0 | 1 | 2 | 3 | 4 | 5 | 6 | 7 | 8 | 9 | 10 | 11 | 12 | 13 | 14 | 15 | 16 | 17 | 18 | 19 | 20 | 21 | 22 | 23 | 24 | 25 | 26 | 27 | 28 | 29 | 30
| Calendar Year | Capital Invest.
| 2020 | 511.7778
| Gross plant |  |  | 511.7778 | 511.7778 | 511.7778 | 511.7778 | 511.7778 | 511.7778 | 511.7778 | 511.7778 | 511.7778 | 511.7778 | 511.7778 | 511.7778 | 511.7778 | 511.7778 | 511.7778 | 511.7778 | 511.7778 | 511.7778 | 511.7778 | 511.7778 | 511.7778 | 511.7778 | 511.7778 | 511.7778 | 511.7778 | 511.7778 | 511.7778 | 511.7778 | 511.7778 | 511.7778
| Accumulated Depreciation |  |  | 14.6222 | 29.2444 | 43.8667 | 58.4889 | 73.1111 | 87.7333 | 102.3556 | 116.9778 | 131.6 | 146.2222 | 160.8444 | 175.4667 | 190.0889 | 204.7111 | 219.3333 | 233.9555 | 248.5778 | 263.2 | 277.8222 | 292.4444 | 307.0667 | 321.6889 | 336.3111 | 350.9333 | 365.5555 | 380.1778 | 394.8 | 409.4222 | 424.0444 | 438.6666
| Net book value |  |  | 497.1555 | 482.5333 | 467.9111 | 453.2889 | 438.6666 | 424.0444 | 409.4222 | 394.8 | 380.1778 | 365.5555 | 350.9333 | 336.3111 | 321.6889 | 307.0667 | 292.4444 | 277.8222 | 263.2 | 248.5778 | 233.9555 | 219.3333 | 204.7111 | 190.0889 | 175.4667 | 160.8444 | 146.2222 | 131.6 | 116.9778 | 102.3556 | 87.7333 | 73.1111
| ITC |  |  | 0 | 0 | 0 | 0 | 0 | 0 | 0 | 0 | 0 | 0 | 0 | 0 | 0 | 0 | 0 | 0 | 0 | 0 | 0 | 0 | 6.6531 | 13.3062 | 19.9593 | 26.6124 | 33.2656 | 39.9187 | 46.5718 | 53.2249 | 59.878 | 66.5311
| Accumulated deferred income tax |  |  | -16.0289 | -43.278 | -58.5588 | -66.6588 | -74.7587 | -77.4729 | -74.8014 | -72.13 | -69.4585 | -66.787 | -64.1155 | -61.444 | -58.7726 | -56.1011 | -53.4296 | -50.7581 | -48.0866 | -45.4152 | -42.7437 | -40.0722 | -37.4007 | -34.7292 | -32.0578 | -29.3863 | -26.7148 | -24.0433 | -21.3718 | -18.7004 | -16.0289 | -13.3574
| Rate Base |  |  | 481.1267 | 439.2553 | 409.3523 | 386.6301 | 363.908 | 346.5715 | 334.6208 | 322.67 | 310.7193 | 298.7685 | 286.8178 | 274.8671 | 262.9163 | 250.9656 | 239.0148 | 227.0641 | 215.1134 | 203.1626 | 191.2119 | 179.2611 | 173.9635 | 168.6659 | 163.3682 | 158.0706 | 152.773 | 147.4753 | 142.1777 | 136.8801 | 131.5824 | 126.2848
| Average rate base |  |  | 496.4522 | 460.191 | 424.3038 | 397.9912 | 375.269 | 355.2397 | 340.5961 | 328.6454 | 316.6947 | 304.7439 | 292.7932 | 280.8424 | 268.8917 | 256.9409 | 244.9902 | 233.0395 | 221.0887 | 209.138 | 197.1872 | 185.2365 | 176.6123 | 171.3147 | 166.017 | 160.7194 | 155.4218 | 150.1242 | 144.8265 | 139.5289 | 134.2313 | 128.9336
| Pre-tax Return | 0.086076 |  | 42.7326 | 39.6114 | 36.5224 | 34.2575 | 32.3016 | 30.5776 | 29.3171 | 28.2885 | 27.2598 | 26.2311 | 25.2025 | 24.1738 | 23.1451 | 22.1164 | 21.0878 | 20.0591 | 19.0304 | 18.0018 | 16.9731 | 15.9444 | 15.2021 | 14.7461 | 14.2901 | 13.8341 | 13.3781 | 12.9221 | 12.4661 | 12.0101 | 11.5541 | 11.0981
| Book Depreciation |  |  | 14.6222 | 14.6222 | 14.6222 | 14.6222 | 14.6222 | 14.6222 | 14.6222 | 14.6222 | 14.6222 | 14.6222 | 14.6222 | 14.6222 | 14.6222 | 14.6222 | 14.6222 | 14.6222 | 14.6222 | 14.6222 | 14.6222 | 14.6222 | 14.6222 | 14.6222 | 14.6222 | 14.6222 | 14.6222 | 14.6222 | 14.6222 | 14.6222 | 14.6222 | 14.6222
| Insurance |  |  | 0.24514 | 0.24514 | 0.24514 | 0.24514 | 0.24514 | 0.24514 | 0.24514 | 0.24514 | 0.24514 | 0.24514 | 0.24514 | 0.24514 | 0.24514 | 0.24514 | 0.24514 | 0.24514 | 0.24514 | 0.24514 | 0.24514 | 0.24514 | 0.24514 | 0.24514 | 0.24514 | 0.24514 | 0.24514 | 0.24514 | 0.24514 | 0.24514 | 0.24514 | 0.24514
| ITC Amort - Grossed for Taxes |  |  | -8.4217 | -8.4217 | -8.4217 | -8.4217 | -8.4217 | -8.4217 | -8.4217 | -8.4217 | -8.4217 | -8.4217 | -8.4217 | -8.4217 | -8.4217 | -8.4217 | -8.4217 | -8.4217 | -8.4217 | -8.4217 | -8.4217 | -8.4217 | -8.4217 | -8.4217 | -8.4217 | -8.4217 | -8.4217 | -8.4217 | -8.4217 | -8.4217 | -8.4217 | -8.4217
| Property Taxes |  |  | 2.3265 | 2.3265 | 2.3265 | 2.3265 | 2.3265 | 2.3265 | 2.3265 | 2.3265 | 2.3265 | 2.3265 | 2.3265 | 2.3265 | 2.3265 | 2.3265 | 2.3265 | 2.3265 | 2.3265 | 2.3265 | 2.3265 | 2.3265 | 2.3265 | 2.3265 | 2.3265 | 2.3265 | 2.3265 | 2.3265 | 2.3265 | 2.3265 | 2.3265 | 2.3265
| Revenue Requirement |  |  | 51.5048 | 48.3836 | 45.2945 | 43.0296 | 41.0738 | 39.3498 | 38.0893 | 37.0606 | 36.032 | 35.0033 | 33.9746 | 32.946 | 31.9173 | 30.8886 | 29.8599 | 28.8313 | 27.8026 | 26.7739 | 25.7453 | 24.7166 | 23.9743 | 23.5183 | 23.0623 | 22.6063 | 22.1503 | 21.6943 | 21.2383 | 20.7823 | 20.3263 | 19.8703
| Book Depreciation |  |  | 14.6222 | 14.6222 | 14.6222 | 14.6222 | 14.6222 | 14.6222 | 14.6222 | 14.6222 | 14.6222 | 14.6222 | 14.6222 | 14.6222 | 14.6222 | 14.6222 | 14.6222 | 14.6222 | 14.6222 | 14.6222 | 14.6222 | 14.6222 | 14.6222 | 14.6222 | 14.6222 | 14.6222 | 14.6222 | 14.6222 | 14.6222 | 14.6222 | 14.6222 | 14.6222
| Tax Depreciation |  |  | 102.3556 | 163.7689 | 98.2613 | 58.9568 | 58.9568 | 29.4784 | 0 | 0 | 0 | 0 | 0 | 0 | 0 | 0 | 0 | 0 | 0 | 0 | 0 | 0 | 0 | 0 | 0 | 0 | 0 | 0 | 0 | 0 | 0 | 0
| Difference between book and tax |  |  | -87.7333 | -149.1467 | -83.6391 | -44.3346 | -44.3346 | -14.8562 | 14.6222 | 14.6222 | 14.6222 | 14.6222 | 14.6222 | 14.6222 | 14.6222 | 14.6222 | 14.6222 | 14.6222 | 14.6222 | 14.6222 | 14.6222 | 14.6222 | 14.6222 | 14.6222 | 14.6222 | 14.6222 | 14.6222 | 14.6222 | 14.6222 | 14.6222 | 14.6222 | 14.6222
| Tax rate |  |  | -18.424 | -31.3208 | -17.5642 | -9.3103 | -9.3103 | -3.1198 | 3.0707 | 3.0707 | 3.0707 | 3.0707 | 3.0707 | 3.0707 | 3.0707 | 3.0707 | 3.0707 | 3.0707 | 3.0707 | 3.0707 | 3.0707 | 3.0707 | 3.0707 | 3.0707 | 3.0707 | 3.0707 | 3.0707 | 3.0707 | 3.0707 | 3.0707 | 3.0707 | 3.0707
Depreciation Tables
|  | 5 |  | 20% | 32% | 19.2% | 11.52% | 11.52% | 5.76% | 0% | 0% | 0% | 0% | 0% | 0% | 0% | 0% | 0% | 0% | 0% | 0% | 0% | 0% | 0%
|  | 5 | 0: 1; 2020 1: 20%; 2021 2: 32%; 2022 3: 19.2%; 2023 4: 11.52%; 2024 5: 11.52%; 2025 6: 5.76%
|  | 10 | 0: 0; 2020 1: 10%; 2021 2: 18%; 2022 3: 14.4%; 2023 4: 11.52%; 2024 5: 9.22%; 2025 6: 7.37%; 2026 7: 6.55%; 2027 8: 6.55%; 2028 9: 6.56%; 2029 10: 6.55%; 2030 11: 3.28%
|  | 15 | 0: 0; 2020 1: 5%; 2021 2: 9.5%; 2022 3: 8.55%; 2023 4: 7.7%; 2024 5: 6.93%; 2025 6: 6.23%; 2026 7: 5.9%; 2027 8: 5.9%; 2028 9: 5.91%; 2029 10: 5.9%; 2030 11: 5.91%; 2031 12: 5.9%; 2032 13: 5.91%; 2033 14: 5.9%; 2034 15: 5.91%; 2035 16: 2.95%
|  | 20 | 0 | 3.75% | 7.219% | 6.677% | 6.177% | 5.713% | 5.285% | 4.888% | 4.522% | 4.462% | 4.461% | 4.462% | 4.461% | 4.462% | 4.461% | 4.462% | 4.461% | 4.462% | 4.461% | 4.462% | 4.461% | 2.231%
Revenue Requirement by vintage year
2012 $000
|  |  |  | 2020 | 2021 | 2022 | 2023 | 2024 | 2025 | 2026 | 2027 | 2028 | 2029 | 2030 | 2031 | 2032 | 2033 | 2034 | 2035 | 2036 | 2037 | 2038 | 2039 | 2040 | 2041 | 2042 | 2043 | 2044 | 2045 | 2046 | 2047 | 2048 | 2049 | 2050 | 2051 | 2052 | 2053 | 2054 | 2055 | 2056 | 2057 | 2058 | 2059 | 2060 | 2061 | 2062 | 2063 | 2064 | 2065 | 2066 | 2067 | 2068 | 2069 | 2070 | 2071 | 2072 | 2073 | 2074 | 2075
|  | 2020 | 0% | 51.5048 | 48.3836 | 45.2945 | 43.0296 | 41.0738 | 39.3498 | 38.0893 | 37.0606 | 36.032 | 35.0033 | 33.9746 | 32.946 | 31.9173 | 30.8886 | 29.8599 | 28.8313 | 27.8026 | 26.7739 | 25.7453 | 24.7166 | 23.9743 | 23.5183 | 23.0623 | 22.6063 | 22.1503 | 21.6943 | 21.2383 | 20.7823 | 20.3263 | 19.8703 | 0 | 0 | 0 | 0 | 0 | 0 | 0 | 0 | 0 | 0 | 0 | 0 | 0 | 0 | 0 | 0 | 0 | 0 | 0 | 0 | 0 | 0 | 0 | 0 | 0 | 0
|  | 2021 | 0% |  | 51.5048 | 48.3836 | 45.2945 | 43.0296 | 41.0738 | 39.3498 | 38.0893 | 37.0606 | 36.032 | 35.0033 | 33.9746 | 32.946 | 31.9173 | 30.8886 | 29.8599 | 28.8313 | 27.8026 | 26.7739 | 25.7453 | 24.7166 | 23.9743 | 23.5183 | 23.0623 | 22.6063 | 22.1503 | 21.6943 | 21.2383 | 20.7823 | 20.3263 | 19.8703 | 0 | 0 | 0 | 0 | 0 | 0 | 0 | 0 | 0 | 0 | 0 | 0 | 0 | 0 | 0 | 0 | 0 | 0 | 0 | 0 | 0 | 0 | 0 | 0 | 0
|  | 2022 | 0% |  |  | 51.5048 | 48.3836 | 45.2945 | 43.0296 | 41.0738 | 39.3498 | 38.0893 | 37.0606 | 36.032 | 35.0033 | 33.9746 | 32.946 | 31.9173 | 30.8886 | 29.8599 | 28.8313 | 27.8026 | 26.7739 | 25.7453 | 24.7166 | 23.9743 | 23.5183 | 23.0623 | 22.6063 | 22.1503 | 21.6943 | 21.2383 | 20.7823 | 20.3263 | 19.8703 | 0 | 0 | 0 | 0 | 0 | 0 | 0 | 0 | 0 | 0 | 0 | 0 | 0 | 0 | 0 | 0 | 0 | 0 | 0 | 0 | 0 | 0 | 0 | 0
|  | 2023 | 0% |  |  |  | 51.5048 | 48.3836 | 45.2945 | 43.0296 | 41.0738 | 39.3498 | 38.0893 | 37.0606 | 36.032 | 35.0033 | 33.9746 | 32.946 | 31.9173 | 30.8886 | 29.8599 | 28.8313 | 27.8026 | 26.7739 | 25.7453 | 24.7166 | 23.9743 | 23.5183 | 23.0623 | 22.6063 | 22.1503 | 21.6943 | 21.2383 | 20.7823 | 20.3263 | 19.8703 | 0 | 0 | 0 | 0 | 0 | 0 | 0 | 0 | 0 | 0 | 0 | 0 | 0 | 0 | 0 | 0 | 0 | 0 | 0 | 0 | 0 | 0 | 0
|  | 2024 | 0% |  |  |  |  | 51.5048 | 48.3836 | 45.2945 | 43.0296 | 41.0738 | 39.3498 | 38.0893 | 37.0606 | 36.032 | 35.0033 | 33.9746 | 32.946 | 31.9173 | 30.8886 | 29.8599 | 28.8313 | 27.8026 | 26.7739 | 25.7453 | 24.7166 | 23.9743 | 23.5183 | 23.0623 | 22.6063 | 22.1503 | 21.6943 | 21.2383 | 20.7823 | 20.3263 | 19.8703 | 0 | 0 | 0 | 0 | 0 | 0 | 0 | 0 | 0 | 0 | 0 | 0 | 0 | 0 | 0 | 0 | 0 | 0 | 0 | 0 | 0 | 0
|  | 2025 | 0% | [5 empty] | 51.5048 | 48.3836 | 45.2945 | 43.0296 | 41.0738 | 39.3498 | 38.0893 | 37.0606 | 36.032 | 35.0033 | 33.9746 | 32.946 | 31.9173 | 30.8886 | 29.8599 | 28.8313 | 27.8026 | 26.7739 | 25.7453 | 24.7166 | 23.9743 | 23.5183 | 23.0623 | 22.6063 | 22.1503 | 21.6943 | 21.2383 | 20.7823 | 20.3263 | 19.8703 | 0 | 0 | 0 | 0 | 0 | 0 | 0 | 0 | 0 | 0 | 0 | 0 | 0 | 0 | 0 | 0 | 0 | 0 | 0 | 0 | 0
|  | 2026 | -1.335% | [6 empty] | 50.817 | 47.7375 | 44.6897 | 42.4551 | 40.5253 | 38.8243 | 37.5807 | 36.5658 | 35.5508 | 34.5359 | 33.521 | 32.506 | 31.4911 | 30.4761 | 29.4612 | 28.4463 | 27.4313 | 26.4164 | 25.4015 | 24.3865 | 23.6541 | 23.2042 | 22.7543 | 22.3044 | 21.8545 | 21.4046 | 20.9547 | 20.5047 | 20.0548 | 19.6049 | 0 | 0 | 0 | 0 | 0 | 0 | 0 | 0 | 0 | 0 | 0 | 0 | 0 | 0 | 0 | 0 | 0 | 0 | 0 | 0
|  | 2027 | -1.353% | [7 empty] | 50.1293 | 47.0914 | 44.0849 | 41.8805 | 39.9769 | 38.2989 | 37.0721 | 36.0709 | 35.0697 | 34.0685 | 33.0673 | 32.0661 | 31.0649 | 30.0637 | 29.0625 | 28.0613 | 27.0601 | 26.0589 | 25.0577 | 24.0565 | 23.334 | 22.8902 | 22.4463 | 22.0025 | 21.5587 | 21.1149 | 20.6711 | 20.2272 | 19.7834 | 19.3396 | 0 | 0 | 0 | 0 | 0 | 0 | 0 | 0 | 0 | 0 | 0 | 0 | 0 | 0 | 0 | 0 | 0 | 0 | 0
|  | 2028 | -1.372% | [8 empty] | 49.4415 | 46.4453 | 43.48 | 41.3059 | 39.4284 | 37.7734 | 36.5635 | 35.576 | 34.5885 | 33.6011 | 32.6136 | 31.6261 | 30.6387 | 29.6512 | 28.6638 | 27.6763 | 26.6888 | 25.7014 | 24.7139 | 23.7264 | 23.0138 | 22.5761 | 22.1384 | 21.7006 | 21.2629 | 20.8252 | 20.3875 | 19.9497 | 19.512 | 19.0743 | 0 | 0 | 0 | 0 | 0 | 0 | 0 | 0 | 0 | 0 | 0 | 0 | 0 | 0 | 0 | 0 | 0 | 0
|  | 2029 | -1.391% | [9 empty] | 48.7537 | 45.7992 | 42.8752 | 40.7313 | 38.8799 | 37.248 | 36.0548 | 35.0811 | 34.1074 | 33.1337 | 32.1599 | 31.1862 | 30.2125 | 29.2387 | 28.265 | 27.2913 | 26.3176 | 25.3438 | 24.3701 | 23.3964 | 22.6937 | 22.2621 | 21.8304 | 21.3988 | 20.9671 | 20.5355 | 20.1039 | 19.6722 | 19.2406 | 18.8089 | 0 | 0 | 0 | 0 | 0 | 0 | 0 | 0 | 0 | 0 | 0 | 0 | 0 | 0 | 0 | 0 | 0
|  | 2030 | -1.411% | [10 empty] | 48.066 | 45.1531 | 42.2704 | 40.1567 | 38.3315 | 36.7225 | 35.5462 | 34.5862 | 33.6262 | 32.6662 | 31.7063 | 30.7463 | 29.7863 | 28.8263 | 27.8663 | 26.9063 | 25.9463 | 24.9863 | 24.0263 | 23.0663 | 22.3736 | 21.948 | 21.5225 | 21.0969 | 20.6714 | 20.2458 | 19.8203 | 19.3947 | 18.9691 | 18.5436 | 0 | 0 | 0 | 0 | 0 | 0 | 0 | 0 | 0 | 0 | 0 | 0 | 0 | 0 | 0 | 0
|  | 2031 | -1.431% | [11 empty] | 47.3782 | 44.5071 | 41.6655 | 39.5821 | 37.783 | 36.1971 | 35.0376 | 34.0913 | 33.1451 | 32.1988 | 31.2526 | 30.3063 | 29.3601 | 28.4138 | 27.4676 | 26.5213 | 25.5751 | 24.6288 | 23.6825 | 22.7363 | 22.0534 | 21.634 | 21.2145 | 20.795 | 20.3756 | 19.9561 | 19.5366 | 19.1172 | 18.6977 | 18.2783 | 0 | 0 | 0 | 0 | 0 | 0 | 0 | 0 | 0 | 0 | 0 | 0 | 0 | 0 | 0
|  | 2032 | -1.431% | [12 empty] | 46.7003 | 43.8702 | 41.0694 | 39.0157 | 37.2424 | 35.6791 | 34.5363 | 33.6035 | 32.6708 | 31.7381 | 30.8054 | 29.8727 | 28.94 | 28.0073 | 27.0745 | 26.1418 | 25.2091 | 24.2764 | 23.3437 | 22.411 | 21.7379 | 21.3244 | 20.911 | 20.4975 | 20.084 | 19.6706 | 19.2571 | 18.8436 | 18.4302 | 18.0167 | 0 | 0 | 0 | 0 | 0 | 0 | 0 | 0 | 0 | 0 | 0 | 0 | 0 | 0
|  | 2033 | -1.431% | [13 empty] | 46.0321 | 43.2425 | 40.4817 | 38.4575 | 36.7095 | 35.1686 | 34.0421 | 33.1227 | 32.2033 | 31.284 | 30.3646 | 29.4452 | 28.5259 | 27.6065 | 26.6871 | 25.7678 | 24.8484 | 23.929 | 23.0097 | 22.0903 | 21.4268 | 21.0193 | 20.6117 | 20.2042 | 19.7967 | 19.3891 | 18.9816 | 18.574 | 18.1665 | 17.7589 | 0 | 0 | 0 | 0 | 0 | 0 | 0 | 0 | 0 | 0 | 0 | 0 | 0
|  | 2034 | -1.431% | [14 empty] | 45.3734 | 42.6238 | 39.9025 | 37.9072 | 36.1842 | 34.6654 | 33.555 | 32.6488 | 31.7426 | 30.8363 | 29.9301 | 29.0239 | 28.1177 | 27.2115 | 26.3053 | 25.3991 | 24.4929 | 23.5866 | 22.6804 | 21.7742 | 21.1202 | 20.7185 | 20.3168 | 19.9151 | 19.5134 | 19.1117 | 18.71 | 18.3082 | 17.9065 | 17.5048 | 0 | 0 | 0 | 0 | 0 | 0 | 0 | 0 | 0 | 0 | 0 | 0
|  | 2035 | -1.431% | [15 empty] | 44.7242 | 42.0139 | 39.3315 | 37.3648 | 35.6665 | 34.1694 | 33.0749 | 32.1816 | 31.2884 | 30.3951 | 29.5019 | 28.6086 | 27.7154 | 26.8221 | 25.9289 | 25.0356 | 24.1424 | 23.2491 | 22.3559 | 21.4626 | 20.818 | 20.4221 | 20.0261 | 19.6301 | 19.2342 | 18.8382 | 18.4422 | 18.0463 | 17.6503 | 17.2543 | 0 | 0 | 0 | 0 | 0 | 0 | 0 | 0 | 0 | 0 | 0
|  | 2036 | -1.431% | [16 empty] | 44.0842 | 41.4127 | 38.7687 | 36.8302 | 35.1561 | 33.6805 | 32.6016 | 31.7211 | 30.8407 | 29.9602 | 29.0797 | 28.1993 | 27.3188 | 26.4383 | 25.5579 | 24.6774 | 23.7969 | 22.9165 | 22.036 | 21.1555 | 20.5202 | 20.1299 | 19.7396 | 19.3493 | 18.959 | 18.5687 | 18.1784 | 17.7881 | 17.3978 | 17.0075 | 0 | 0 | 0 | 0 | 0 | 0 | 0 | 0 | 0 | 0
|  | 2037 | -1.431% | [17 empty] | 43.4534 | 40.8201 | 38.214 | 36.3032 | 34.6531 | 33.1985 | 32.1351 | 31.2672 | 30.3994 | 29.5315 | 28.6636 | 27.7958 | 26.9279 | 26.06 | 25.1922 | 24.3243 | 23.4564 | 22.5886 | 21.7207 | 20.8528 | 20.2265 | 19.8418 | 19.4571 | 19.0724 | 18.6877 | 18.303 | 17.9183 | 17.5335 | 17.1488 | 16.7641 | 0 | 0 | 0 | 0 | 0 | 0 | 0 | 0 | 0
|  | 2038 | -1.431% | [18 empty] | 42.8317 | 40.2361 | 37.6672 | 35.7837 | 34.1572 | 32.7235 | 31.6753 | 30.8199 | 29.9644 | 29.109 | 28.2535 | 27.3981 | 26.5426 | 25.6872 | 24.8317 | 23.9763 | 23.1208 | 22.2654 | 21.4099 | 20.5545 | 19.9371 | 19.5579 | 19.1787 | 18.7995 | 18.4203 | 18.0411 | 17.6619 | 17.2827 | 16.9034 | 16.5242 | 0 | 0 | 0 | 0 | 0 | 0 | 0 | 0
|  | 2039 | -1.431% | [19 empty] | 42.2188 | 39.6603 | 37.1282 | 35.2717 | 33.6685 | 32.2553 | 31.2221 | 30.3789 | 29.5357 | 28.6924 | 27.8492 | 27.006 | 26.1628 | 25.3196 | 24.4764 | 23.6332 | 22.79 | 21.9468 | 21.1036 | 20.2604 | 19.6519 | 19.2781 | 18.9043 | 18.5305 | 18.1567 | 17.7829 | 17.4091 | 17.0354 | 16.6616 | 16.2878 | 0 | 0 | 0 | 0 | 0 | 0 | 0
Revenue Requirement by vintage year
2012 $/MW-wk
| Aurora Input |  | Levelized Cost | 2020 | 2021 | 2022 | 2023 | 2024 | 2025 | 2026 | 2027 | 2028 | 2029 | 2030 | 2031 | 2032 | 2033 | 2034 | 2035 | 2036 | 2037 | 2038 | 2039 | 2040 | 2041 | 2042 | 2043 | 2044 | 2045 | 2046 | 2047 | 2048 | 2049 | 2050 | 2051 | 2052 | 2053 | 2054 | 2055 | 2056 | 2057 | 2058 | 2059 | 2060 | 2061 | 2062 | 2063 | 2064 | 2065 | 2066 | 2067 | 2068 | 2069 | 2070 | 2071 | 2072 | 2073 | 2074 | 2075
|  | 2020 | 1283.3132 | 2085.2135 | 1958.8484 | 1833.7867 | 1742.091 | 1662.9076 | 1593.1084 | 1542.0776 | 1500.4309 | 1458.7843 | 1417.1377 | 1375.4911 | 1333.8445 | 1292.1978 | 1250.5512 | 1208.9046 | 1167.258 | 1125.6114 | 1083.9648 | 1042.3181 | 1000.6715 | 970.6175 | 952.156 | 933.6945 | 915.233 | 896.7716 | 878.3101 | 859.8486 | 841.3871 | 822.9256 | 804.4641 | 0 | 0 | 0 | 0 | 0 | 0 | 0 | 0 | 0 | 0 | 0 | 0 | 0 | 0 | 0 | 0 | 0 | 0 | 0 | 0 | 0 | 0 | 0 | 0 | 0 | 0
|  | 2021 | 1283.3132 |  | 2085.2135 | 1958.8484 | 1833.7867 | 1742.091 | 1662.9076 | 1593.1084 | 1542.0776 | 1500.4309 | 1458.7843 | 1417.1377 | 1375.4911 | 1333.8445 | 1292.1978 | 1250.5512 | 1208.9046 | 1167.258 | 1125.6114 | 1083.9648 | 1042.3181 | 1000.6715 | 970.6175 | 952.156 | 933.6945 | 915.233 | 896.7716 | 878.3101 | 859.8486 | 841.3871 | 822.9256 | 804.4641 | 0 | 0 | 0 | 0 | 0 | 0 | 0 | 0 | 0 | 0 | 0 | 0 | 0 | 0 | 0 | 0 | 0 | 0 | 0 | 0 | 0 | 0 | 0 | 0 | 0
|  | 2022 | 1283.3132 |  |  | 2085.2135 | 1958.8484 | 1833.7867 | 1742.091 | 1662.9076 | 1593.1084 | 1542.0776 | 1500.4309 | 1458.7843 | 1417.1377 | 1375.4911 | 1333.8445 | 1292.1978 | 1250.5512 | 1208.9046 | 1167.258 | 1125.6114 | 1083.9648 | 1042.3181 | 1000.6715 | 970.6175 | 952.156 | 933.6945 | 915.233 | 896.7716 | 878.3101 | 859.8486 | 841.3871 | 822.9256 | 804.4641 | 0 | 0 | 0 | 0 | 0 | 0 | 0 | 0 | 0 | 0 | 0 | 0 | 0 | 0 | 0 | 0 | 0 | 0 | 0 | 0 | 0 | 0 | 0 | 0
|  | 2023 | 1283.3132 |  |  |  | 2085.2135 | 1958.8484 | 1833.7867 | 1742.091 | 1662.9076 | 1593.1084 | 1542.0776 | 1500.4309 | 1458.7843 | 1417.1377 | 1375.4911 | 1333.8445 | 1292.1978 | 1250.5512 | 1208.9046 | 1167.258 | 1125.6114 | 1083.9648 | 1042.3181 | 1000.6715 | 970.6175 | 952.156 | 933.6945 | 915.233 | 896.7716 | 878.3101 | 859.8486 | 841.3871 | 822.9256 | 804.4641 | 0 | 0 | 0 | 0 | 0 | 0 | 0 | 0 | 0 | 0 | 0 | 0 | 0 | 0 | 0 | 0 | 0 | 0 | 0 | 0 | 0 | 0 | 0
|  | 2024 | 1283.3132 |  |  |  |  | 2085.2135 | 1958.8484 | 1833.7867 | 1742.091 | 1662.9076 | 1593.1084 | 1542.0776 | 1500.4309 | 1458.7843 | 1417.1377 | 1375.4911 | 1333.8445 | 1292.1978 | 1250.5512 | 1208.9046 | 1167.258 | 1125.6114 | 1083.9648 | 1042.3181 | 1000.6715 | 970.6175 | 952.156 | 933.6945 | 915.233 | 896.7716 | 878.3101 | 859.8486 | 841.3871 | 822.9256 | 804.4641 | 0 | 0 | 0 | 0 | 0 | 0 | 0 | 0 | 0 | 0 | 0 | 0 | 0 | 0 | 0 | 0 | 0 | 0 | 0 | 0 | 0 | 0
|  | 2025 | 1283.3132 | [5 empty] | 2085.2135 | 1958.8484 | 1833.7867 | 1742.091 | 1662.9076 | 1593.1084 | 1542.0776 | 1500.4309 | 1458.7843 | 1417.1377 | 1375.4911 | 1333.8445 | 1292.1978 | 1250.5512 | 1208.9046 | 1167.258 | 1125.6114 | 1083.9648 | 1042.3181 | 1000.6715 | 970.6175 | 952.156 | 933.6945 | 915.233 | 896.7716 | 878.3101 | 859.8486 | 841.3871 | 822.9256 | 804.4641 | 0 | 0 | 0 | 0 | 0 | 0 | 0 | 0 | 0 | 0 | 0 | 0 | 0 | 0 | 0 | 0 | 0 | 0 | 0 | 0 | 0
|  | 2026 | 1266.1766 | [6 empty] | 2057.369 | 1932.6913 | 1809.2995 | 1718.8283 | 1640.7022 | 1571.835 | 1521.4857 | 1480.3952 | 1439.3047 | 1398.2142 | 1357.1237 | 1316.0332 | 1274.9427 | 1233.8522 | 1192.7617 | 1151.6712 | 1110.5807 | 1069.4902 | 1028.3997 | 987.3092 | 957.6565 | 939.4415 | 921.2266 | 903.0116 | 884.7967 | 866.5817 | 848.3667 | 830.1518 | 811.9368 | 793.7219 | 0 | 0 | 0 | 0 | 0 | 0 | 0 | 0 | 0 | 0 | 0 | 0 | 0 | 0 | 0 | 0 | 0 | 0 | 0 | 0
|  | 2027 | 1249.0401 | [7 empty] | 2029.5244 | 1906.5341 | 1784.8123 | 1695.5655 | 1618.4968 | 1550.5617 | 1500.8938 | 1460.3594 | 1419.825 | 1379.2906 | 1338.7563 | 1298.2219 | 1257.6875 | 1217.1531 | 1176.6188 | 1136.0844 | 1095.55 | 1055.0156 | 1014.4813 | 973.9469 | 944.6955 | 926.7271 | 908.7586 | 890.7902 | 872.8217 | 854.8533 | 836.8849 | 818.9164 | 800.948 | 782.9796 | 0 | 0 | 0 | 0 | 0 | 0 | 0 | 0 | 0 | 0 | 0 | 0 | 0 | 0 | 0 | 0 | 0 | 0 | 0
|  | 2028 | 1231.9036 | [8 empty] | 2001.6798 | 1880.3769 | 1760.3251 | 1672.3028 | 1596.2914 | 1529.2884 | 1480.3019 | 1440.3236 | 1400.3454 | 1360.3671 | 1320.3889 | 1280.4106 | 1240.4323 | 1200.4541 | 1160.4758 | 1120.4976 | 1080.5193 | 1040.5411 | 1000.5628 | 960.5846 | 931.7345 | 914.0126 | 896.2907 | 878.5688 | 860.8468 | 843.1249 | 825.403 | 807.6811 | 789.9592 | 772.2373 | 0 | 0 | 0 | 0 | 0 | 0 | 0 | 0 | 0 | 0 | 0 | 0 | 0 | 0 | 0 | 0 | 0 | 0
|  | 2029 | 1214.7671 | [9 empty] | 1973.8352 | 1854.2197 | 1735.8379 | 1649.04 | 1574.0861 | 1508.015 | 1459.71 | 1420.2878 | 1380.8657 | 1341.4436 | 1302.0214 | 1262.5993 | 1223.1772 | 1183.7551 | 1144.3329 | 1104.9108 | 1065.4887 | 1026.0665 | 986.6444 | 947.2223 | 918.7735 | 901.2981 | 883.8227 | 866.3473 | 848.8719 | 831.3966 | 813.9212 | 796.4458 | 778.9704 | 761.495 | 0 | 0 | 0 | 0 | 0 | 0 | 0 | 0 | 0 | 0 | 0 | 0 | 0 | 0 | 0 | 0 | 0
|  | 2030 | 1197.6305 | [10 empty] | 1945.9906 | 1828.0625 | 1711.3507 | 1625.7773 | 1551.8807 | 1486.7417 | 1439.1181 | 1400.2521 | 1361.386 | 1322.52 | 1283.654 | 1244.788 | 1205.922 | 1167.056 | 1128.19 | 1089.324 | 1050.458 | 1011.592 | 972.726 | 933.86 | 905.8125 | 888.5836 | 871.3548 | 854.1259 | 836.897 | 819.6682 | 802.4393 | 785.2104 | 767.9816 | 750.7527 | 0 | 0 | 0 | 0 | 0 | 0 | 0 | 0 | 0 | 0 | 0 | 0 | 0 | 0 | 0 | 0
|  | 2031 | 1180.494 | [11 empty] | 1918.146 | 1801.9053 | 1686.8636 | 1602.5145 | 1529.6753 | 1465.4684 | 1418.5262 | 1380.2163 | 1341.9064 | 1303.5965 | 1265.2866 | 1226.9767 | 1188.6668 | 1150.357 | 1112.0471 | 1073.7372 | 1035.4273 | 997.1174 | 958.8075 | 920.4976 | 892.8515 | 875.8692 | 858.8868 | 841.9045 | 824.9221 | 807.9398 | 790.9574 | 773.9751 | 756.9928 | 740.0104 | 0 | 0 | 0 | 0 | 0 | 0 | 0 | 0 | 0 | 0 | 0 | 0 | 0 | 0 | 0
|  | 2032 | 1163.6027 | [12 empty] | 1890.6999 | 1776.1224 | 1662.7267 | 1579.5846 | 1507.7876 | 1444.4995 | 1398.2289 | 1360.4672 | 1322.7055 | 1284.9437 | 1247.182 | 1209.4203 | 1171.6586 | 1133.8969 | 1096.1351 | 1058.3734 | 1020.6117 | 982.85 | 945.0882 | 907.3265 | 880.076 | 863.3366 | 846.5973 | 829.8579 | 813.1186 | 796.3792 | 779.6399 | 762.9005 | 746.1612 | 729.4218 | 0 | 0 | 0 | 0 | 0 | 0 | 0 | 0 | 0 | 0 | 0 | 0 | 0 | 0
|  | 2033 | 1146.953 | [13 empty] | 1863.6464 | 1750.7084 | 1638.9353 | 1556.9828 | 1486.2132 | 1423.8306 | 1378.2221 | 1341.0007 | 1303.7793 | 1266.5579 | 1229.3365 | 1192.1151 | 1154.8937 | 1117.6723 | 1080.4509 | 1043.2295 | 1006.0081 | 968.7867 | 931.5653 | 894.3439 | 867.4833 | 850.9834 | 834.4836 | 817.9838 | 801.4839 | 784.9841 | 768.4843 | 751.9844 | 735.4846 | 718.9848 | 0 | 0 | 0 | 0 | 0 | 0 | 0 | 0 | 0 | 0 | 0 | 0 | 0
|  | 2034 | 1130.5416 | [14 empty] | 1836.9801 | 1725.6581 | 1615.4843 | 1534.7045 | 1464.9474 | 1403.4574 | 1358.5015 | 1321.8127 | 1285.1239 | 1248.4351 | 1211.7463 | 1175.0575 | 1138.3687 | 1101.6798 | 1064.991 | 1028.3022 | 991.6134 | 954.9246 | 918.2358 | 881.547 | 855.0707 | 838.807 | 822.5432 | 806.2795 | 790.0157 | 773.752 | 757.4882 | 741.2245 | 724.9608 | 708.697 | 0 | 0 | 0 | 0 | 0 | 0 | 0 | 0 | 0 | 0 | 0 | 0
|  | 2035 | 1114.3651 | [15 empty] | 1810.6953 | 1700.9662 | 1592.3688 | 1512.7448 | 1443.9859 | 1383.3758 | 1339.0631 | 1302.8993 | 1266.7355 | 1230.5716 | 1194.4078 | 1158.2439 | 1122.0801 | 1085.9162 | 1049.7524 | 1013.5886 | 977.4247 | 941.2609 | 905.097 | 868.9332 | 842.8358 | 826.8047 | 810.7737 | 794.7427 | 778.7116 | 762.6806 | 746.6496 | 730.6186 | 714.5875 | 698.5565 | 0 | 0 | 0 | 0 | 0 | 0 | 0 | 0 | 0 | 0 | 0
|  | 2036 | 1098.42 | [16 empty] | 1784.7866 | 1676.6276 | 1569.5841 | 1491.0994 | 1423.3244 | 1363.5815 | 1319.9029 | 1284.2565 | 1248.6101 | 1212.9637 | 1177.3174 | 1141.671 | 1106.0246 | 1070.3782 | 1034.7318 | 999.0854 | 963.439 | 927.7927 | 892.1463 | 856.4999 | 830.7759 | 814.9742 | 799.1726 | 783.3709 | 767.5693 | 751.7676 | 735.966 | 720.1644 | 704.3627 | 688.5611 | 0 | 0 | 0 | 0 | 0 | 0 | 0 | 0 | 0 | 0
|  | 2037 | 1082.703 | [17 empty] | 1759.2487 | 1652.6372 | 1547.1254 | 1469.7638 | 1402.9585 | 1344.0704 | 1301.0168 | 1265.8805 | 1230.7442 | 1195.6078 | 1160.4715 | 1125.3352 | 1090.1988 | 1055.0625 | 1019.9262 | 984.7898 | 949.6535 | 914.5172 | 879.3808 | 844.2445 | 818.8886 | 803.313 | 787.7375 | 772.1619 | 756.5864 | 741.0108 | 725.4353 | 709.8597 | 694.2842 | 678.7087 | 0 | 0 | 0 | 0 | 0 | 0 | 0 | 0 | 0
|  | 2038 | 1067.2109 | [18 empty] | 1734.0761 | 1628.9901 | 1524.9881 | 1448.7334 | 1382.884 | 1324.8385 | 1282.401 | 1247.7674 | 1213.1338 | 1178.5002 | 1143.8667 | 1109.2331 | 1074.5995 | 1039.9659 | 1005.3324 | 970.6988 | 936.0652 | 901.4316 | 866.798 | 832.1645 | 807.1713 | 791.8187 | 776.466 | 761.1133 | 745.7606 | 730.4079 | 715.0553 | 699.7026 | 684.3499 | 668.9972 | 0 | 0 | 0 | 0 | 0 | 0 | 0 | 0
|  | 2039 | 1051.9406 | [19 empty] | 1709.2638 | 1605.6814 | 1503.1675 | 1428.0039 | 1363.0967 | 1305.8818 | 1264.0515 | 1229.9135 | 1195.7755 | 1161.6374 | 1127.4994 | 1093.3614 | 1059.2234 | 1025.0854 | 990.9474 | 956.8093 | 922.6713 | 888.5333 | 854.3953 | 820.2573 | 795.6218 | 780.4888 | 765.3558 | 750.2228 | 735.0898 | 719.9568 | 704.8238 | 689.6908 | 674.5577 | 659.4247 | 0 | 0 | 0 | 0 | 0 | 0 | 0
|  | Annual Change (%) |  | 0% | 0% | 0% | 0% | 0% | 0% | -1.335% | -1.353% | -1.372% | -1.391% | -1.411% | -1.431% | -1.431% | -1.431% | -1.431% | -1.431% | -1.431% | -1.431% | -1.431% | -1.431% | -1.431% | -1.431% | -1.431% | -1.431% | -1.431% | -1.431% | -1.431% | -1.431% | -1.431% | -1.431% | -1.431% | 0% | 0% | 0% | 0% | 0% | 0% | 0% | 0% | 0% | 0% | 0% | 0% | 0% | 0% | 0% | 0% | 0% | 0% | 0% | 0% | 0% | 0% | 0% | 0% | 0%
|  | Levelized Capital Cost ($/MW-wk) |  | 1283.3132 | 1283.3132 | 1283.3132 | 1283.3132 | 1283.3132 | 1283.3132 | 1266.1766 | 1249.0401 | 1231.9036 | 1214.7671 | 1197.6305 | 1180.494 | 1163.6027 | 1146.953 | 1130.5416 | 1114.3651 | 1098.42 | 1082.703 | 1067.2109 | 1051.9406 | 1036.8887 | 1022.0521 | 1007.4279 | 993.0129 | 978.8042 | 964.7988 | 950.9938 | 937.3863 | 923.9735 | 910.7527 | 897.721 | 897.721 | 897.721 | 897.721 | 897.721 | 897.721 | 897.721 | 897.721 | 897.721 | 897.721 | 897.721 | 897.721 | 897.721 | 897.721 | 897.721 | 897.721 | 897.721 | 897.721 | 897.721 | 897.721 | 897.721 | 897.721 | 897.721 | 897.721 | 897.721 | 897.721
|  | Economic Life | 35
|  | check s/b 0 | 0
itc
|  |  |  | 30% | 30% | 30% | 30% | 26% | 22% | 10% | 10% | 10% | 10% | 10% | 10% | 10% | 10% | 10% | 10% | 10% | 10% | 10% | 10% | 10% | 10% | 10% | 10% | 10% | 10% | 10% | 10% | 10% | 10% | 10% | 10% | 10% | 10% | 10% | 10% | 10% | 10% | 10% | 10% | 10% | 10% | 10% | 10% | 10% | 10% | 10% | 10% | 10% | 10% | 10% | 10% | 10% | 10% | 10% | 10%
ITC
| Revenue Requirement by vintage year | 0 | 0 | 0 | 0 | 0 | 0 | 0 | 0 | 0 | 0 | 0 | 0 | 0 | 0 | 0 | 0 | 0 | 0 | 0 | 0 | 0 | 0 | 0 | 0 | 0 | 0 | 0 | 0 | 0 |  | 0 | 0 | 0 | 0 | 0 | 0 | 0 | 0 | 0 | 0 | 0 | 0 | 0 | 0 | 0 | 0 | 0 | 0 | 0 | 0 | 0 | 0 | 0 | 0 | 0 | 0 | 0 | 0 | 0
| 2012 $/MW-wk | 0 | 0 | 0 | 0 | 0 | 0 | 0 | 0 | 0 | 0 | 0 | 0 | 0 | 0 | 0 | 0 | 0 | 0 | 0 | 0 | 0 | 0 | 0 | 0 | 0 | 0 | 0 | 0 | 0 |  | 0 | 0 | 0 | 0 | 0 | 0 | 0 | 0 | 0 | 0 | 0 | 0 | 0 | 0 | 0 | 0 | 0 | 0 | 0 | 0 | 0 | 0 | 0 | 0 | 0 | 0 | 0 | 0 | 0
| Aurora Input | 0 | Levelized Cost | 2020 | 2021 | 2022 | 2023 | 2024 | 2025 | 2026 | 2027 | 2028 | 2029 | 2030 | 2031 | 2032 | 2033 | 2034 | 2035 | 2036 | 2037 | 2038 | 2039 | 2040 | 2041 | 2042 | 2043 | 2044 | 2045 | 2046 | Levelized | 2047 | 2048 | 2049 | 2050 | 2051 | 2052 | 2053 | 2054 | 2055 | 2056 | 2057 | 2058 | 2059 | 2060 | 2061 | 2062 | 2063 | 2064 | 2065 | 2066 | 2067 | 2068 | 2069 | 2070 | 2071 | 2072 | 2073 | 2074 | 2075
| 0 | 2020 | 1283.3132 | 2085.2135 | 1958.8484 | 1833.7867 | 1742.091 | 1662.9076 | 1593.1084 | 1542.0776 | 1500.4309 | 1458.7843 | 1417.1377 | 1375.4911 | 1333.8445 | 1292.1978 | 1250.5512 | 1208.9046 | 1167.258 | 1125.6114 | 1083.9648 | 1042.3181 | 1000.6715 | 970.6175 | 952.156 | 933.6945 | 915.233 | 896.7716 | 878.3101 | 859.8486 | 823.4436 | 841.3871 | 822.9256 | 804.4641 | 0 | 0 | 0 | 0 | 0 | 0 | 0 | 0 | 0 | 0 | 0 | 0 | 0 | 0 | 0 | 0 | 0 | 0 | 0 | 0 | 0 | 0 | 0 | 0 | 0 | 0
| 0 | 2021 | 1283.3132 | 0 | 2085.2135 | 1958.8484 | 1833.7867 | 1742.091 | 1662.9076 | 1593.1084 | 1542.0776 | 1500.4309 | 1458.7843 | 1417.1377 | 1375.4911 | 1333.8445 | 1292.1978 | 1250.5512 | 1208.9046 | 1167.258 | 1125.6114 | 1083.9648 | 1042.3181 | 1000.6715 | 970.6175 | 952.156 | 933.6945 | 915.233 | 896.7716 | 878.3101 | 833.1274 | 859.8486 | 841.3871 | 822.9256 | 804.4641 | 0 | 0 | 0 | 0 | 0 | 0 | 0 | 0 | 0 | 0 | 0 | 0 | 0 | 0 | 0 | 0 | 0 | 0 | 0 | 0 | 0 | 0 | 0 | 0 | 0
| 0 | 2022 | 1283.3132 | 0 | 0 | 2085.2135 | 1958.8484 | 1833.7867 | 1742.091 | 1662.9076 | 1593.1084 | 1542.0776 | 1500.4309 | 1458.7843 | 1417.1377 | 1375.4911 | 1333.8445 | 1292.1978 | 1250.5512 | 1208.9046 | 1167.258 | 1125.6114 | 1083.9648 | 1042.3181 | 1000.6715 | 970.6175 | 952.156 | 933.6945 | 915.233 | 896.7716 | 842.9404 | 878.3101 | 859.8486 | 841.3871 | 822.9256 | 804.4641 | 0 | 0 | 0 | 0 | 0 | 0 | 0 | 0 | 0 | 0 | 0 | 0 | 0 | 0 | 0 | 0 | 0 | 0 | 0 | 0 | 0 | 0 | 0 | 0
| 0 | 2023 | 1283.3132 | 0 | 0 | 0 | 2085.2135 | 1958.8484 | 1833.7867 | 1742.091 | 1662.9076 | 1593.1084 | 1542.0776 | 1500.4309 | 1458.7843 | 1417.1377 | 1375.4911 | 1333.8445 | 1292.1978 | 1250.5512 | 1208.9046 | 1167.258 | 1125.6114 | 1083.9648 | 1042.3181 | 1000.6715 | 970.6175 | 952.156 | 933.6945 | 915.233 | 852.8824 | 896.7716 | 878.3101 | 859.8486 | 841.3871 | 822.9256 | 804.4641 | 0 | 0 | 0 | 0 | 0 | 0 | 0 | 0 | 0 | 0 | 0 | 0 | 0 | 0 | 0 | 0 | 0 | 0 | 0 | 0 | 0 | 0 | 0
| 0 | 2024 | 1283.3132 | 0 | 0 | 0 | 0 | 2085.2135 | 1958.8484 | 1833.7867 | 1742.091 | 1662.9076 | 1593.1084 | 1542.0776 | 1500.4309 | 1458.7843 | 1417.1377 | 1375.4911 | 1333.8445 | 1292.1978 | 1250.5512 | 1208.9046 | 1167.258 | 1125.6114 | 1083.9648 | 1042.3181 | 1000.6715 | 970.6175 | 952.156 | 933.6945 | 862.953 | 915.233 | 896.7716 | 878.3101 | 859.8486 | 841.3871 | 822.9256 | 804.4641 | 0 | 0 | 0 | 0 | 0 | 0 | 0 | 0 | 0 | 0 | 0 | 0 | 0 | 0 | 0 | 0 | 0 | 0 | 0 | 0 | 0 | 0
| 0 | 2025 | 1283.3132 | 0 | 0 | 0 | 0 | 0 | 2085.2135 | 1958.8484 | 1833.7867 | 1742.091 | 1662.9076 | 1593.1084 | 1542.0776 | 1500.4309 | 1458.7843 | 1417.1377 | 1375.4911 | 1333.8445 | 1292.1978 | 1250.5512 | 1208.9046 | 1167.258 | 1125.6114 | 1083.9648 | 1042.3181 | 1000.6715 | 970.6175 | 952.156 | 873.1521 | 933.6945 | 915.233 | 896.7716 | 878.3101 | 859.8486 | 841.3871 | 822.9256 | 804.4641 | 0 | 0 | 0 | 0 | 0 | 0 | 0 | 0 | 0 | 0 | 0 | 0 | 0 | 0 | 0 | 0 | 0 | 0 | 0 | 0 | 0
| 0 | 2026 | 1266.1766 | 0 | 0 | 0 | 0 | 0 | 0 | 2057.369 | 1932.6913 | 1809.2995 | 1718.8283 | 1640.7022 | 1571.835 | 1521.4857 | 1480.3952 | 1439.3047 | 1398.2142 | 1357.1237 | 1316.0332 | 1274.9427 | 1233.8522 | 1192.7617 | 1151.6712 | 1110.5807 | 1069.4902 | 1028.3997 | 987.3092 | 957.6565 | 871.6818 | 939.4415 | 921.2266 | 903.0116 | 884.7967 | 866.5817 | 848.3667 | 830.1518 | 811.9368 | 793.7219 | 0 | 0 | 0 | 0 | 0 | 0 | 0 | 0 | 0 | 0 | 0 | 0 | 0 | 0 | 0 | 0 | 0 | 0 | 0 | 0
| 0 | 2027 | 1249.0401 | 0 | 0 | 0 | 0 | 0 | 0 | 0 | 2029.5244 | 1906.5341 | 1784.8123 | 1695.5655 | 1618.4968 | 1550.5617 | 1500.8938 | 1460.3594 | 1419.825 | 1379.2906 | 1338.7563 | 1298.2219 | 1257.6875 | 1217.1531 | 1176.6188 | 1136.0844 | 1095.55 | 1055.0156 | 1014.4813 | 973.9469 | 870.06 | 944.6955 | 926.7271 | 908.7586 | 890.7902 | 872.8217 | 854.8533 | 836.8849 | 818.9164 | 800.948 | 782.9796 | 0 | 0 | 0 | 0 | 0 | 0 | 0 | 0 | 0 | 0 | 0 | 0 | 0 | 0 | 0 | 0 | 0 | 0 | 0
| 0 | 2028 | 1231.9036 | 0 | 0 | 0 | 0 | 0 | 0 | 0 | 0 | 2001.6798 | 1880.3769 | 1760.3251 | 1672.3028 | 1596.2914 | 1529.2884 | 1480.3019 | 1440.3236 | 1400.3454 | 1360.3671 | 1320.3889 | 1280.4106 | 1240.4323 | 1200.4541 | 1160.4758 | 1120.4976 | 1080.5193 | 1040.5411 | 1000.5628 | 869.5189 | 960.5846 | 931.7345 | 914.0126 | 896.2907 | 878.5688 | 860.8468 | 843.1249 | 825.403 | 807.6811 | 789.9592 | 772.2373 | 0 | 0 | 0 | 0 | 0 | 0 | 0 | 0 | 0 | 0 | 0 | 0 | 0 | 0 | 0 | 0 | 0 | 0
| 0 | 2029 | 1214.7671 | 0 | 0 | 0 | 0 | 0 | 0 | 0 | 0 | 0 | 1973.8352 | 1854.2197 | 1735.8379 | 1649.04 | 1574.0861 | 1508.015 | 1459.71 | 1420.2878 | 1380.8657 | 1341.4436 | 1302.0214 | 1262.5993 | 1223.1772 | 1183.7551 | 1144.3329 | 1104.9108 | 1065.4887 | 1026.0665 | 870.8553 | 986.6444 | 947.2223 | 918.7735 | 901.2981 | 883.8227 | 866.3473 | 848.8719 | 831.3966 | 813.9212 | 796.4458 | 778.9704 | 761.495 | 0 | 0 | 0 | 0 | 0 | 0 | 0 | 0 | 0 | 0 | 0 | 0 | 0 | 0 | 0 | 0 | 0
| 0 | 2030 | 1197.6305 | 0 | 0 | 0 | 0 | 0 | 0 | 0 | 0 | 0 | 0 | 1945.9906 | 1828.0625 | 1711.3507 | 1625.7773 | 1551.8807 | 1486.7417 | 1439.1181 | 1400.2521 | 1361.386 | 1322.52 | 1283.654 | 1244.788 | 1205.922 | 1167.056 | 1128.19 | 1089.324 | 1050.458 | 873.5375 | 1011.592 | 972.726 | 933.86 | 905.8125 | 888.5836 | 871.3548 | 854.1259 | 836.897 | 819.6682 | 802.4393 | 785.2104 | 767.9816 | 750.7527 | 0 | 0 | 0 | 0 | 0 | 0 | 0 | 0 | 0 | 0 | 0 | 0 | 0 | 0 | 0 | 0
| 0 | 2031 | 1180.494 | 0 | 0 | 0 | 0 | 0 | 0 | 0 | 0 | 0 | 0 | 0 | 1918.146 | 1801.9053 | 1686.8636 | 1602.5145 | 1529.6753 | 1465.4684 | 1418.5262 | 1380.2163 | 1341.9064 | 1303.5965 | 1265.2866 | 1226.9767 | 1188.6668 | 1150.357 | 1112.0471 | 1073.7372 | 877.182 | 1035.4273 | 997.1174 | 958.8075 | 920.4976 | 892.8515 | 875.8692 | 858.8868 | 841.9045 | 824.9221 | 807.9398 | 790.9574 | 773.9751 | 756.9928 | 740.0104 | 0 | 0 | 0 | 0 | 0 | 0 | 0 | 0 | 0 | 0 | 0 | 0 | 0 | 0 | 0
| 0 | 2032 | 1163.6027 | 0 | 0 | 0 | 0 | 0 | 0 | 0 | 0 | 0 | 0 | 0 | 0 | 1890.6999 | 1776.1224 | 1662.7267 | 1579.5846 | 1507.7876 | 1444.4995 | 1398.2289 | 1360.4672 | 1322.7055 | 1284.9437 | 1247.182 | 1209.4203 | 1171.6586 | 1133.8969 | 1096.1351 | 881.6901 | 1058.3734 | 1020.6117 | 982.85 | 945.0882 | 907.3265 | 880.076 | 863.3366 | 846.5973 | 829.8579 | 813.1186 | 796.3792 | 779.6399 | 762.9005 | 746.1612 | 729.4218 | 0 | 0 | 0 | 0 | 0 | 0 | 0 | 0 | 0 | 0 | 0 | 0 | 0 | 0
| 0 | 2033 | 1146.953 | 0 | 0 | 0 | 0 | 0 | 0 | 0 | 0 | 0 | 0 | 0 | 0 | 0 | 1863.6464 | 1750.7084 | 1638.9353 | 1556.9828 | 1486.2132 | 1423.8306 | 1378.2221 | 1341.0007 | 1303.7793 | 1266.5579 | 1229.3365 | 1192.1151 | 1154.8937 | 1117.6723 | 886.8538 | 1080.4509 | 1043.2295 | 1006.0081 | 968.7867 | 931.5653 | 894.3439 | 867.4833 | 850.9834 | 834.4836 | 817.9838 | 801.4839 | 784.9841 | 768.4843 | 751.9844 | 735.4846 | 718.9848 | 0 | 0 | 0 | 0 | 0 | 0 | 0 | 0 | 0 | 0 | 0 | 0 | 0
| 0 | 2034 | 1130.5416 | 0 | 0 | 0 | 0 | 0 | 0 | 0 | 0 | 0 | 0 | 0 | 0 | 0 | 0 | 1836.9801 | 1725.6581 | 1615.4843 | 1534.7045 | 1464.9474 | 1403.4574 | 1358.5015 | 1321.8127 | 1285.1239 | 1248.4351 | 1211.7463 | 1175.0575 | 1138.3687 | 892.5142 | 1101.6798 | 1064.991 | 1028.3022 | 991.6134 | 954.9246 | 918.2358 | 881.547 | 855.0707 | 838.807 | 822.5432 | 806.2795 | 790.0157 | 773.752 | 757.4882 | 741.2245 | 724.9608 | 708.697 | 0 | 0 | 0 | 0 | 0 | 0 | 0 | 0 | 0 | 0 | 0 | 0
| 0 | 2035 | 1114.3651 | 0 | 0 | 0 | 0 | 0 | 0 | 0 | 0 | 0 | 0 | 0 | 0 | 0 | 0 | 0 | 1810.6953 | 1700.9662 | 1592.3688 | 1512.7448 | 1443.9859 | 1383.3758 | 1339.0631 | 1302.8993 | 1266.7355 | 1230.5716 | 1194.4078 | 1158.2439 | 898.5476 | 1122.0801 | 1085.9162 | 1049.7524 | 1013.5886 | 977.4247 | 941.2609 | 905.097 | 868.9332 | 842.8358 | 826.8047 | 810.7737 | 794.7427 | 778.7116 | 762.6806 | 746.6496 | 730.6186 | 714.5875 | 698.5565 | 0 | 0 | 0 | 0 | 0 | 0 | 0 | 0 | 0 | 0 | 0
| 0 | 2036 | 1098.42 | 0 | 0 | 0 | 0 | 0 | 0 | 0 | 0 | 0 | 0 | 0 | 0 | 0 | 0 | 0 | 0 | 1784.7866 | 1676.6276 | 1569.5841 | 1491.0994 | 1423.3244 | 1363.5815 | 1319.9029 | 1284.2565 | 1248.6101 | 1212.9637 | 1177.3174 | 904.8563 | 1141.671 | 1106.0246 | 1070.3782 | 1034.7318 | 999.0854 | 963.439 | 927.7927 | 892.1463 | 856.4999 | 830.7759 | 814.9742 | 799.1726 | 783.3709 | 767.5693 | 751.7676 | 735.966 | 720.1644 | 704.3627 | 688.5611 | 0 | 0 | 0 | 0 | 0 | 0 | 0 | 0 | 0 | 0
| 0 | 2037 | 1082.703 | 0 | 0 | 0 | 0 | 0 | 0 | 0 | 0 | 0 | 0 | 0 | 0 | 0 | 0 | 0 | 0 | 0 | 1759.2487 | 1652.6372 | 1547.1254 | 1469.7638 | 1402.9585 | 1344.0704 | 1301.0168 | 1265.8805 | 1230.7442 | 1195.6078 | 911.3623 | 1160.4715 | 1125.3352 | 1090.1988 | 1055.0625 | 1019.9262 | 984.7898 | 949.6535 | 914.5172 | 879.3808 | 844.2445 | 818.8886 | 803.313 | 787.7375 | 772.1619 | 756.5864 | 741.0108 | 725.4353 | 709.8597 | 694.2842 | 678.7087 | 0 | 0 | 0 | 0 | 0 | 0 | 0 | 0 | 0
| 0 | 2038 | 1067.2109 | 0 | 0 | 0 | 0 | 0 | 0 | 0 | 0 | 0 | 0 | 0 | 0 | 0 | 0 | 0 | 0 | 0 | 0 | 1734.0761 | 1628.9901 | 1524.9881 | 1448.7334 | 1382.884 | 1324.8385 | 1282.401 | 1247.7674 | 1213.1338 | 918.0024 | 1178.5002 | 1143.8667 | 1109.2331 | 1074.5995 | 1039.9659 | 1005.3324 | 970.6988 | 936.0652 | 901.4316 | 866.798 | 832.1645 | 807.1713 | 791.8187 | 776.466 | 761.1133 | 745.7606 | 730.4079 | 715.0553 | 699.7026 | 684.3499 | 668.9972 | 0 | 0 | 0 | 0 | 0 | 0 | 0 | 0
| 0 | 2039 | 1051.9406 | 0 | 0 | 0 | 0 | 0 | 0 | 0 | 0 | 0 | 0 | 0 | 0 | 0 | 0 | 0 | 0 | 0 | 0 | 0 | 1709.2638 | 1605.6814 | 1503.1675 | 1428.0039 | 1363.0967 | 1305.8818 | 1264.0515 | 1229.9135 | 924.725 | 1195.7755 | 1161.6374 | 1127.4994 | 1093.3614 | 1059.2234 | 1025.0854 | 990.9474 | 956.8093 | 922.6713 | 888.5333 | 854.3953 | 820.2573 | 795.6218 | 780.4888 | 765.3558 | 750.2228 | 735.0898 | 719.9568 | 704.8238 | 689.6908 | 674.5577 | 659.4247 | 0 | 0 | 0 | 0 | 0 | 0 | 0
| 2020-2023 | 30% |  | 153.5333 | [27 empty] | 2064: 0; 2065: 0; 2066: 0; 2067: 0; 2068: 0; 2069: 0; 2070: 0; 2071: 0; 2072: 0; 2073: 0; 2074: 0
| 2024 | 26% |  | 133.0622 | [36 empty] | 0 | 0 | 0 | 0 | 0 | 0 | 0 | 0 | 0 | 0 | 0 | 0 | 0 | 0 | 0 | 0 | 0 | 0 | 0
| 2025 | 22% |  | 112.5911 | [36 empty] | 0 | 0 | 0 | 0 | 0 | 0 | 0 | 0 | 0 | 0 | 0 | 0 | 0 | 0 | 0 | 0 | 0 | 0 | 0
| Start 2026 | 10% |  | 51.1778 | [36 empty] | 0 | 0 | 0 | 0 | 0 | 0 | 0 | 0 | 0 | 0 | 0 | 0 | 0 | 0 | 0 | 0 | 0 | 0 | 0
[41 empty] | 0 | 0 | 0 | 0 | 0 | 0 | 0 | 0 | 0 | 0 | 0 | 0 | 0 | 0 | 0 | 0 | 0 | 0 | 0
[41 empty] | 0 | 0 | 0 | 0 | 0 | 0 | 0 | 0 | 0 | 0 | 0 | 0 | 0 | 0 | 0 | 0 | 0 | 0 | 0
Amortization
|  | 30% |  | 7.6767 | 7.6767 | 7.6767 | 7.6767 | 7.6767 | 7.6767 | 7.6767 | 7.6767 | 7.6767 | 7.6767 | 7.6767 | 7.6767 | 7.6767 | 7.6767 | 7.6767 | 7.6767 | 7.6767 | 7.6767 | 7.6767 | 7.6767 | 7.6767 | 7.6767 | 7.6767 | 7.6767 | 7.6767 | 7.6767 | 7.6767 | 7.6767 | 7.6767 | 7.6767 | 7.6767 | 7.6767 | 7.6767 | 7.6767 | 7.6767 | 7.6767 | 7.6767 | 7.6767 | 7.6767 | 7.6767 | 7.6767 | 7.6767 | 7.6767 | 7.6767 | 7.6767 | 7.6767 | 7.6767 | 7.6767 | 7.6767 | 7.6767 | 7.6767 | 7.6767 | 7.6767 | 7.6767 | 7.6767 | 7.6767
|  | 26% |  | 6.6531 | 6.6531 | 6.6531 | 6.6531 | 6.6531 | 6.6531 | 6.6531 | 6.6531 | 6.6531 | 6.6531 | 6.6531 | 6.6531 | 6.6531 | 6.6531 | 6.6531 | 6.6531 | 6.6531 | 6.6531 | 6.6531 | 6.6531 | 6.6531 | 6.6531 | 6.6531 | 6.6531 | 6.6531 | 6.6531 | 6.6531 | 6.6531 | 6.6531 | 6.6531 | 6.6531 | 6.6531 | 6.6531 | 6.6531 | 6.6531 | 6.6531 | 6.6531 | 6.6531 | 6.6531 | 6.6531 | 6.6531 | 6.6531 | 6.6531 | 6.6531 | 6.6531 | 6.6531 | 6.6531 | 6.6531 | 6.6531 | 6.6531 | 6.6531 | 6.6531 | 6.6531 | 6.6531 | 6.6531 | 6.6531
|  | 22% |  | 5.6296 | 5.6296 | 5.6296 | 5.6296 | 5.6296 | 5.6296 | 5.6296 | 5.6296 | 5.6296 | 5.6296 | 5.6296 | 5.6296 | 5.6296 | 5.6296 | 5.6296 | 5.6296 | 5.6296 | 5.6296 | 5.6296 | 5.6296 | 5.6296 | 5.6296 | 5.6296 | 5.6296 | 5.6296 | 5.6296 | 5.6296 | 5.6296 | 5.6296 | 5.6296 | 5.6296 | 5.6296 | 5.6296 | 5.6296 | 5.6296 | 5.6296 | 5.6296 | 5.6296 | 5.6296 | 5.6296 | 5.6296 | 5.6296 | 5.6296 | 5.6296 | 5.6296 | 5.6296 | 5.6296 | 5.6296 | 5.6296 | 5.6296 | 5.6296 | 5.6296 | 5.6296 | 5.6296 | 5.6296 | 5.6296
|  | 10% |  | 2.5589 | 2.5589 | 2.5589 | 2.5589 | 2.5589 | 2.5589 | 2.5589 | 2.5589 | 2.5589 | 2.5589 | 2.5589 | 2.5589 | 2.5589 | 2.5589 | 2.5589 | 2.5589 | 2.5589 | 2.5589 | 2.5589 | 2.5589 | 2.5589 | 2.5589 | 2.5589 | 2.5589 | 2.5589 | 2.5589 | 2.5589 | 2.5589 | 2.5589 | 2.5589 | 2.5589 | 2.5589 | 2.5589 | 2.5589 | 2.5589 | 2.5589 | 2.5589 | 2.5589 | 2.5589 | 2.5589 | 2.5589 | 2.5589 | 2.5589 | 2.5589 | 2.5589 | 2.5589 | 2.5589 | 2.5589 | 2.5589 | 2.5589 | 2.5589 | 2.5589 | 2.5589 | 2.5589 | 2.5589 | 2.5589
|  |  |  | 2020 | 2021 | 2022 | 2023 | 2024 | 2025 | 2026 | 2027 | 2028 | 2029 | 2030 | 2031 | 2032 | 2033 | 2034 | 2035 | 2036 | 2037 | 2038 | 2039 | 2040 | 2041 | 2042 | 2043 | 2044 | 2045 | 2046 | 2047 | 2048 | 2049 | 2050 | 2051 | 2052 | 2053 | 2054 | 2055 | 2056 | 2057 | 2058 | 2059 | 2060 | 2061 | 2062 | 2063 | 2064 | 2065 | 2066 | 2067 | 2068 | 2069 | 2070 | 2071 | 2072 | 2073 | 2074 | 2075
|  | ITC Base |  | 133.0622 | 133.0622 | 133.0622 | 133.0622 | 133.0622 | 133.0622 | 133.0622 | 133.0622 | 133.0622 | 133.0622 | 133.0622 | 133.0622 | 133.0622 | 133.0622 | 133.0622 | 133.0622 | 133.0622 | 133.0622 | 133.0622 | 133.0622 | 133.0622 | 133.0622 | 133.0622 | 133.0622 | 133.0622 | 133.0622 | 133.0622 | 133.0622 | 133.0622 | 133.0622 | 133.0622 | 133.0622 | 133.0622 | 133.0622 | 133.0622 | 133.0622 | 133.0622 | 133.0622 | 133.0622 | 133.0622 | 133.0622 | 133.0622 | 133.0622 | 133.0622 | 133.0622 | 133.0622 | 133.0622 | 133.0622 | 133.0622 | 133.0622 | 133.0622 | 133.0622 | 133.0622 | 133.0622 | 133.0622 | 133.0622
|  | Accum ITC Amort |  | 6.6531 | 13.3062 | 19.9593 | 26.6124 | 33.2656 | 39.9187 | 46.5718 | 53.2249 | 59.878 | 66.5311 | 73.1842 | 79.8373 | 86.4904 | 93.1436 | 99.7967 | 106.4498 | 113.1029 | 119.756 | 126.4091 | 133.0622 | 139.7153 | 146.3684 | 153.0215 | 159.6747 | 166.3278 | 172.9809 | 179.634 | 186.2871 | 192.9402 | 199.5933 | 206.2464 | 212.8995 | 219.5527 | 226.2058 | 232.8589 | 239.512 | 246.1651 | 252.8182 | 259.4713 | 266.1244 | 272.7775 | 279.4307 | 286.0838 | 292.7369 | 299.39 | 306.0431 | 312.6962 | 319.3493 | 326.0024 | 332.6555 | 339.3087 | 345.9618 | 352.6149 | 359.268 | 365.9211 | 372.5742
|  | Ratebase |  | 126.4091 | 119.756 | 113.1029 | 106.4498 | 99.7967 | 93.1436 | 86.4904 | 79.8373 | 73.1842 | 66.5311 | 59.878 | 53.2249 | 46.5718 | 39.9187 | 33.2656 | 26.6124 | 19.9593 | 13.3062 | 6.6531 | 0 | -6.6531 | -13.3062 | -19.9593 | -26.6124 | -33.2656 | -39.9187 | -46.5718 | -53.2249 | -59.878 | -66.5311 | -73.1842 | -79.8373 | -86.4904 | -93.1436 | -99.7967 | -106.4498 | -113.1029 | -119.756 | -126.4091 | -133.0622 | -139.7153 | -146.3684 | -153.0215 | -159.6747 | -166.3278 | -172.9809 | -179.634 | -186.2871 | -192.9402 | -199.5933 | -206.2464 | -212.8995 | -219.5527 | -226.2058 | -232.8589 | -239.512
|  | Tax Basis |  | 445.2466 | 445.2466 | 445.2466 | 445.2466 | 445.2466 | 445.2466 | 445.2466 | 445.2466 | 445.2466 | 445.2466 | 445.2466 | 445.2466 | 445.2466 | 445.2466 | 445.2466 | 445.2466 | 445.2466 | 445.2466 | 445.2466 | 445.2466 | 445.2466 | 445.2466 | 445.2466 | 445.2466 | 445.2466 | 445.2466 | 445.2466 | 445.2466 | 445.2466 | 445.2466 | 445.2466 | 445.2466 | 445.2466 | 445.2466 | 445.2466 | 445.2466 | 445.2466 | 445.2466 | 445.2466 | 445.2466 | 445.2466 | 445.2466 | 445.2466 | 445.2466 | 445.2466 | 445.2466 | 445.2466 | 445.2466 | 445.2466 | 445.2466 | 445.2466 | 445.2466 | 445.2466 | 445.2466 | 445.2466 | 445.2466
|  | Book Depreciation |  | 12.7213 | 12.7213 | 12.7213 | 12.7213 | 12.7213 | 12.7213 | 12.7213 | 12.7213 | 12.7213 | 12.7213 | 12.7213 | 12.7213 | 12.7213 | 12.7213 | 12.7213 | 12.7213 | 12.7213 | 12.7213 | 12.7213 | 12.7213 | 12.7213 | 12.7213 | 12.7213 | 12.7213 | 12.7213 | 12.7213 | 12.7213 | 12.7213 | 12.7213 | 12.7213 | 12.7213 | 12.7213 | 12.7213 | 12.7213 | 12.7213 | 12.7213 | 12.7213 | 12.7213 | 12.7213 | 12.7213 | 12.7213 | 12.7213 | 12.7213 | 12.7213 | 12.7213 | 12.7213 | 12.7213 | 12.7213 | 12.7213 | 12.7213 | 12.7213 | 12.7213 | 12.7213 | 12.7213 | 12.7213 | 12.7213
|  | Tax Depreciation |  | 89.0493 | 142.4789 | 85.4874 | 51.2924 | 51.2924 | 25.6462 | 0 | 0 | 0 | 0 | 0 | 0 | 0 | 0 | 0 | 0 | 0 | 0 | 0 | 0 | 0 | 0 | 0 | 0 | 0 | 0 | 0 | 0 | 0 | 0 | 0 | 0 | 0 | 0 | 0 | 0 | 0 | 0 | 0 | 0 | 0 | 0 | 0 | 0 | 0 | 0 | 0 | 0 | 0 | 0 | 0 | 0 | 0 | 0 | 0 | 0
|  | Difference between book and tax |  | -76.328 | -129.7576 | -72.766 | -38.5711 | -38.5711 | -12.9249 | 12.7213 | 12.7213 | 12.7213 | 12.7213 | 12.7213 | 12.7213 | 12.7213 | 12.7213 | 12.7213 | 12.7213 | 12.7213 | 12.7213 | 12.7213 | 12.7213 | 12.7213 | 12.7213 | 12.7213 | 12.7213 | 12.7213 | 12.7213 | 12.7213 | 12.7213 | 12.7213 | 12.7213 | 12.7213 | 12.7213 | 12.7213 | 12.7213 | 12.7213 | 12.7213 | 12.7213 | 12.7213 | 12.7213 | 12.7213 | 12.7213 | 12.7213 | 12.7213 | 12.7213 | 12.7213 | 12.7213 | 12.7213 | 12.7213 | 12.7213 | 12.7213 | 12.7213 | 12.7213 | 12.7213 | 12.7213 | 12.7213 | 12.7213
|  | Deferred Tax |  | -16.0289 | -27.2491 | -15.2809 | -8.0999 | -8.0999 | -2.7142 | 2.6715 | 2.6715 | 2.6715 | 2.6715 | 2.6715 | 2.6715 | 2.6715 | 2.6715 | 2.6715 | 2.6715 | 2.6715 | 2.6715 | 2.6715 | 2.6715 | 2.6715 | 2.6715 | 2.6715 | 2.6715 | 2.6715 | 2.6715 | 2.6715 | 2.6715 | 2.6715 | 2.6715 | 2.6715 | 2.6715 | 2.6715 | 2.6715 | 2.6715 | 2.6715 | 2.6715 | 2.6715 | 2.6715 | 2.6715 | 2.6715 | 2.6715 | 2.6715 | 2.6715 | 2.6715 | 2.6715 | 2.6715 | 2.6715 | 2.6715 | 2.6715 | 2.6715 | 2.6715 | 2.6715 | 2.6715 | 2.6715 | 2.6715
|  | Accum Defered Tax |  | -16.0289 | -43.278 | -58.5588 | -66.6588 | -74.7587 | -77.4729 | -74.8014 | -72.13 | -69.4585 | -66.787 | -64.1155 | -61.444 | -58.7726 | -56.1011 | -53.4296 | -50.7581 | -48.0866 | -45.4152 | -42.7437 | -40.0722 | -37.4007 | -34.7292 | -32.0578 | -29.3863 | -26.7148 | -24.0433 | -21.3718 | -18.7004 | -16.0289 | -13.3574 | -10.6859 | -8.0144 | -5.343 | -2.6715 | 2.5757e-14 | 2.6715 | 5.343 | 8.0144 | 10.6859 | 13.3574 | 16.0289 | 18.7004 | 21.3718 | 24.0433 | 26.7148 | 29.3863 | 32.0578 | 34.7292 | 37.4007 | 40.0722 | 42.7437 | 45.4152 | 48.0866 | 50.7581 | 53.4296 | 56.1011
|  | Revenue Requirement |  | 51.5048 | 48.3836 | 45.2945 | 43.0296 | 41.0738 | 39.3498 | 38.0893 | 37.0606 | 36.032 | 35.0033 | 33.9746 | 32.946 | 31.9173 | 30.8886 | 29.8599 | 28.8313 | 27.8026 | 26.7739 | 25.7453 | 24.7166 | 23.9743 | 23.5183 | 23.0623 | 22.6063 | 22.1503 | 21.6943 | 21.2383 | 20.7823 | 20.3263 | 19.8703 | 0 | 0 | 0 | 0 | 0 | 0 | 0 | 0 | 0 | 0 | 0 | 0 | 0 | 0 | 0 | 0 | 0 | 0 | 0 | 0 | 0 | 0 | 0 | 0 | 0 | 0
|  | Depreciation |  | 14.6222 | 14.6222 | 14.6222 | 14.6222 | 14.6222 | 14.6222 | 14.6222 | 14.6222 | 14.6222 | 14.6222 | 14.6222 | 14.6222 | 14.6222 | 14.6222 | 14.6222 | 14.6222 | 14.6222 | 14.6222 | 14.6222 | 14.6222 | 14.6222 | 14.6222 | 14.6222 | 14.6222 | 14.6222 | 14.6222 | 14.6222 | 14.6222 | 14.6222 | 14.6222 | 0 | 0 | 0 | 0 | 0 | 0 | 0 | 0 | 0 | 0 | 0 | 0 | 0 | 0 | 0 | 0 | 0 | 0 | 0 | 0 | 0 | 0 | 0 | 0 | 0 | 0
|  | Insurance |  | 0.24514 | 0.24514 | 0.24514 | 0.24514 | 0.24514 | 0.24514 | 0.24514 | 0.24514 | 0.24514 | 0.24514 | 0.24514 | 0.24514 | 0.24514 | 0.24514 | 0.24514 | 0.24514 | 0.24514 | 0.24514 | 0.24514 | 0.24514 | 0.24514 | 0.24514 | 0.24514 | 0.24514 | 0.24514 | 0.24514 | 0.24514 | 0.24514 | 0.24514 | 0.24514 | 0 | 0 | 0 | 0 | 0 | 0 | 0 | 0 | 0 | 0 | 0 | 0 | 0 | 0 | 0 | 0 | 0 | 0 | 0 | 0 | 0 | 0 | 0 | 0 | 0 | 0
|  | Property Taxes |  | 2.3265 | 2.3265 | 2.3265 | 2.3265 | 2.3265 | 2.3265 | 2.3265 | 2.3265 | 2.3265 | 2.3265 | 2.3265 | 2.3265 | 2.3265 | 2.3265 | 2.3265 | 2.3265 | 2.3265 | 2.3265 | 2.3265 | 2.3265 | 2.3265 | 2.3265 | 2.3265 | 2.3265 | 2.3265 | 2.3265 | 2.3265 | 2.3265 | 2.3265 | 2.3265 | 0 | 0 | 0 | 0 | 0 | 0 | 0 | 0 | 0 | 0 | 0 | 0 | 0 | 0 | 0 | 0 | 0 | 0 | 0 | 0 | 0 | 0 | 0 | 0 | 0 | 0
|  | Current Taxes |  | -11.2187 | -24.771 | -11.6631 | -3.8847 | -4.2955 | 1.5329 | 7.4587 | 7.2427 | 7.0267 | 6.8107 | 6.5946 | 6.3786 | 6.1626 | 5.9466 | 5.7305 | 5.5145 | 5.2985 | 5.0825 | 4.8665 | 4.6504 | 4.4946 | 4.3988 | 4.303 | 4.2073 | 4.1115 | 4.0158 | 3.92 | 3.8242 | 3.7285 | 3.6327 | 0 | 0 | 0 | 0 | 0 | 0 | 0 | 0 | 0 | 0 | 0 | 0 | 0 | 0 | 0 | 0 | 0 | 0 | 0 | 0 | 0 | 0 | 0 | 0 | 0 | 0
|  | DFIT |  |  | 31.3208 | 17.5642 |  | 9.3103 | 3.1198 | -3.0707 | -3.0707 | -3.0707 | -3.0707 | -3.0707 | -3.0707 | -3.0707 | -3.0707 | -3.0707 | -3.0707 | -3.0707 | -3.0707 | -3.0707 | -3.0707 | -3.0707 | -3.0707 | -3.0707 | -3.0707 | -3.0707 | -3.0707 | -3.0707 | -3.0707 | -3.0707 | -3.0707 | 0 | 0 | 0 | 0 | 0 | 0 | 0 | 0 | 0 | 0 | 0 | 0 | 0 | 0 | 0 | 0 | 0 | 0 | 0 | 0 | 0 | 0 | 0 | 0 | 0 | 0
|  | ITC |  | -6.6531 | -6.6531 | -6.6531 | -6.6531 | -6.6531 | -6.6531 | -6.6531 | -6.6531 | -6.6531 | -6.6531 | -6.6531 | -6.6531 | -6.6531 | -6.6531 | -6.6531 | -6.6531 | -6.6531 | -6.6531 | -6.6531 | -6.6531 | -6.6531 | -6.6531 | -6.6531 | -6.6531 | -6.6531 | -6.6531 | -6.6531 | -6.6531 | -6.6531 | -6.6531 | -6.6531 | -6.6531 | -6.6531 | -6.6531 | -6.6531 | -6.6531 | -6.6531 | -6.6531 | -6.6531 | -6.6531 | -6.6531 | -6.6531 | -6.6531 | -6.6531 | -6.6531 | -6.6531 | -6.6531 | -6.6531 | -6.6531 | -6.6531 | -6.6531 | -6.6531 | -6.6531 | -6.6531 | -6.6531 | -6.6531
|  | Total Operating Expenses |  | -0.67797 | 17.0906 | 16.4419 | 6.656 | 15.5555 | 15.1935 | 14.9288 | 14.7128 | 14.4967 | 14.2807 | 14.0647 | 13.8487 | 13.6327 | 13.4166 | 13.2006 | 12.9846 | 12.7686 | 12.5525 | 12.3365 | 12.1205 | 11.9646 | 11.8689 | 11.7731 | 11.6773 | 11.5816 | 11.4858 | 11.3901 | 11.2943 | 11.1985 | 11.1028 | -6.6531 | -6.6531 | -6.6531 | -6.6531 | -6.6531 | -6.6531 | -6.6531 | -6.6531 | -6.6531 | -6.6531 | -6.6531 | -6.6531 | -6.6531 | -6.6531 | -6.6531 | -6.6531 | -6.6531 | -6.6531 | -6.6531 | -6.6531 | -6.6531 | -6.6531 | -6.6531 | -6.6531 | -6.6531 | -6.6531
|  | Operating |  | 52.1827 | 31.293 | 28.8527 | 36.3737 | 25.5183 | 24.1563 | 23.1605 | 22.3479 | 21.5352 | 20.7226 | 19.9099 | 19.0973 | 18.2846 | 17.472 | 16.6593 | 15.8467 | 15.034 | 14.2214 | 13.4087 | 12.5961 | 12.0096 | 11.6494 | 11.2892 | 10.9289 | 10.5687 | 10.2084 | 9.8482 | 9.488 | 9.1277 | 8.7675 | 6.6531 | 6.6531 | 6.6531 | 6.6531 | 6.6531 | 6.6531 | 6.6531 | 6.6531 | 6.6531 | 6.6531 | 6.6531 | 6.6531 | 6.6531 | 6.6531 | 6.6531 | 6.6531 | 6.6531 | 6.6531 | 6.6531 | 6.6531 | 6.6531 | 6.6531 | 6.6531 | 6.6531 | 6.6531 | 6.6531
|  | Ratebase |  | 496.4522 | 460.191 | 424.3038 | 397.9912 | 375.269 | 355.2397 | 340.5961 | 328.6454 | 316.6947 | 304.7439 | 292.7932 | 280.8424 | 268.8917 | 256.9409 | 244.9902 | 233.0395 | 221.0887 | 209.138 | 197.1872 | 185.2365 | 176.6123 | 171.3147 | 166.017 | 160.7194 | 155.4218 | 150.1242 | 144.8265 | 139.5289 | 134.2313 | 128.9336 | 0 | 0 | 0 | 0 | 0 | 0 | 0 | 0 | 0 | 0 | 0 | 0 | 0 | 0 | 0 | 0 | 0 | 0 | 0 | 0 | 0 | 0 | 0 | 0 | 0 | 0
|  | Return on Ratebase |  | 10.51% | 6.8% | 6.8% | 9.139% | 6.8% | 6.8% | 6.8% | 6.8% | 6.8% | 6.8% | 6.8% | 6.8% | 6.8% | 6.8% | 6.8% | 6.8% | 6.8% | 6.8% | 6.8% | 6.8% | 6.8% | 6.8% | 6.8% | 6.8% | 6.8% | 6.8% | 6.8% | 6.8% | 6.8% | 6.8% | #DIV/0! | #DIV/0! | #DIV/0! | #DIV/0! | #DIV/0! | #DIV/0! | #DIV/0! | #DIV/0! | #DIV/0! | #DIV/0! | #DIV/0! | #DIV/0! | #DIV/0! | #DIV/0! | #DIV/0! | #DIV/0! | #DIV/0! | #DIV/0! | #DIV/0! | #DIV/0! | #DIV/0! | #DIV/0! | #DIV/0! | #DIV/0! | #DIV/0! | #DIV/0!
|  | Revenue Requirement |  | 51.5048 | 48.3836 | 45.2945 | 43.0296 | 41.0738 | 39.3498 | 38.0893 | 37.0606 | 36.032 | 35.0033 | 33.9746 | 32.946 | 31.9173 | 30.8886 | 29.8599 | 28.8313 | 27.8026 | 26.7739 | 25.7453 | 24.7166 | 23.9743 | 23.5183 | 23.0623 | 22.6063 | 22.1503 | 21.6943 | 21.2383 | 20.7823 | 20.3263 | 19.8703 | 0 | 0 | 0 | 0 | 0 | 0 | 0 | 0 | 0 | 0 | 0 | 0 | 0 | 0 | 0 | 0 | 0 | 0 | 0 | 0 | 0 | 0 | 0 | 0 | 0 | 0
|  | Tax Depreciation |  | 102.3556 | 163.7689 | 98.2613 | 58.9568 | 58.9568 | 29.4784 | 0 | 0 | 0 | 0 | 0 | 0 | 0 | 0 | 0 | 0 | 0 | 0 | 0 | 0 | 0 | 0 | 0 | 0 | 0 | 0 | 0 | 0 | 0 | 0 | 0 | 0 | 0 | 0 | 0 | 0 | 0 | 0 | 0 | 0 | 0 | 0 | 0 | 0 | 0 | 0 | 0 | 0 | 0 | 0 | 0 | 0 | 0 | 0 | 0 | 0
|  | Property Taxes |  | 0.24514 | 0.24514 | 0.24514 | 0.24514 | 0.24514 | 0.24514 | 0.24514 | 0.24514 | 0.24514 | 0.24514 | 0.24514 | 0.24514 | 0.24514 | 0.24514 | 0.24514 | 0.24514 | 0.24514 | 0.24514 | 0.24514 | 0.24514 | 0.24514 | 0.24514 | 0.24514 | 0.24514 | 0.24514 | 0.24514 | 0.24514 | 0.24514 | 0.24514 | 0.24514 | 0 | 0 | 0 | 0 | 0 | 0 | 0 | 0 | 0 | 0 | 0 | 0 | 0 | 0 | 0 | 0 | 0 | 0 | 0 | 0 | 0 | 0 | 0 | 0 | 0 | 0
|  | Insurance |  | 2.3265 | 2.3265 | 2.3265 | 2.3265 | 2.3265 | 2.3265 | 2.3265 | 2.3265 | 2.3265 | 2.3265 | 2.3265 | 2.3265 | 2.3265 | 2.3265 | 2.3265 | 2.3265 | 2.3265 | 2.3265 | 2.3265 | 2.3265 | 2.3265 | 2.3265 | 2.3265 | 2.3265 | 2.3265 | 2.3265 | 2.3265 | 2.3265 | 2.3265 | 2.3265 | 0 | 0 | 0 | 0 | 0 | 0 | 0 | 0 | 0 | 0 | 0 | 0 | 0 | 0 | 0 | 0 | 0 | 0 | 0 | 0 | 0 | 0 | 0 | 0 | 0 | 0
|  | Expenses |  | 104.9272 | 166.3405 | 100.8329 | 61.5284 | 61.5284 | 32.05 | 2.5716 | 2.5716 | 2.5716 | 2.5716 | 2.5716 | 2.5716 | 2.5716 | 2.5716 | 2.5716 | 2.5716 | 2.5716 | 2.5716 | 2.5716 | 2.5716 | 2.5716 | 2.5716 | 2.5716 | 2.5716 | 2.5716 | 2.5716 | 2.5716 | 2.5716 | 2.5716 | 2.5716 | 0 | 0 | 0 | 0 | 0 | 0 | 0 | 0 | 0 | 0 | 0 | 0 | 0 | 0 | 0 | 0 | 0 | 0 | 0 | 0 | 0 | 0 | 0 | 0 | 0 | 0
|  | Taxable Income |  | -53.4224 | -117.9569 | -55.5384 | -18.4988 | -20.4546 | 7.2998 | 35.5177 | 34.489 | 33.4604 | 32.4317 | 31.403 | 30.3743 | 29.3457 | 28.317 | 27.2883 | 26.2597 | 25.231 | 24.2023 | 23.1736 | 22.145 | 21.4026 | 20.9466 | 20.4906 | 20.0346 | 19.5786 | 19.1226 | 18.6666 | 18.2106 | 17.7546 | 17.2986 | 0 | 0 | 0 | 0 | 0 | 0 | 0 | 0 | 0 | 0 | 0 | 0 | 0 | 0 | 0 | 0 | 0 | 0 | 0 | 0 | 0 | 0 | 0 | 0 | 0 | 0
|  | Tax Rate |  | 21% | 21% | 21% | 21% | 21% | 21% | 21% | 21% | 21% | 21% | 21% | 21% | 21% | 21% | 21% | 21% | 21% | 21% | 21% | 21% | 21% | 21% | 21% | 21% | 21% | 21% | 21% | 21% | 21% | 21% | 21% | 21% | 21% | 21% | 21% | 21% | 21% | 21% | 21% | 21% | 21% | 21% | 21% | 21% | 21% | 21% | 21% | 21% | 21% | 21% | 21% | 21% | 21% | 21% | 21% | 21%
|  | Taxes |  | -11.2187 | -24.771 | -11.6631 | -3.8847 | -4.2955 | 1.5329 | 7.4587 | 7.2427 | 7.0267 | 6.8107 | 6.5946 | 6.3786 | 6.1626 | 5.9466 | 5.7305 | 5.5145 | 5.2985 | 5.0825 | 4.8665 | 4.6504 | 4.4946 | 4.3988 | 4.303 | 4.2073 | 4.1115 | 4.0158 | 3.92 | 3.8242 | 3.7285 | 3.6327 | 0 | 0 | 0 | 0 | 0 | 0 | 0 | 0 | 0 | 0 | 0 | 0 | 0 | 0 | 0 | 0 | 0 | 0 | 0 | 0 | 0 | 0 | 0 | 0 | 0 | 0

## Community Solar ITC 2025 22%
Solar FINANCIALS
($ 1000s Unless Otherwise Indicated)
| Calendar Year of Fin. Close |  |  | 2020 | 2021 | 2022 | 2023 | 2024 | 2025 | 2026 | 2027 | 2028 | 2029 | 2030 | 2031 | 2032 | 2033 | 2034 | 2035 | 2036 | 2037 | 2038 | 2039 | 2040 | 2041 | 2042 | 2043 | 2044 | 2045 | 2046 | 2047 | 2048 | 2049
| Operating Year |  | 0 | 1 | 2 | 3 | 4 | 5 | 6 | 7 | 8 | 9 | 10 | 11 | 12 | 13 | 14 | 15 | 16 | 17 | 18 | 19 | 20 | 21 | 22 | 23 | 24 | 25 | 26 | 27 | 28 | 29 | 30
| Calendar Year | Capital Invest.
| 2020 | 511.7778
| Gross plant |  |  | 511.7778 | 511.7778 | 511.7778 | 511.7778 | 511.7778 | 511.7778 | 511.7778 | 511.7778 | 511.7778 | 511.7778 | 511.7778 | 511.7778 | 511.7778 | 511.7778 | 511.7778 | 511.7778 | 511.7778 | 511.7778 | 511.7778 | 511.7778 | 511.7778 | 511.7778 | 511.7778 | 511.7778 | 511.7778 | 511.7778 | 511.7778 | 511.7778 | 511.7778 | 511.7778
| Accumulated Depreciation |  |  | 14.6222 | 29.2444 | 43.8667 | 58.4889 | 73.1111 | 87.7333 | 102.3556 | 116.9778 | 131.6 | 146.2222 | 160.8444 | 175.4667 | 190.0889 | 204.7111 | 219.3333 | 233.9555 | 248.5778 | 263.2 | 277.8222 | 292.4444 | 307.0667 | 321.6889 | 336.3111 | 350.9333 | 365.5555 | 380.1778 | 394.8 | 409.4222 | 424.0444 | 438.6666
| Net book value |  |  | 497.1555 | 482.5333 | 467.9111 | 453.2889 | 438.6666 | 424.0444 | 409.4222 | 394.8 | 380.1778 | 365.5555 | 350.9333 | 336.3111 | 321.6889 | 307.0667 | 292.4444 | 277.8222 | 263.2 | 248.5778 | 233.9555 | 219.3333 | 204.7111 | 190.0889 | 175.4667 | 160.8444 | 146.2222 | 131.6 | 116.9778 | 102.3556 | 87.7333 | 73.1111
| ITC |  |  | 0 | 0 | 0 | 0 | 0 | 0 | 0 | 0 | 0 | 0 | 0 | 0 | 0 | 0 | 0 | 0 | 0 | 0 | 0 | 0 | 5.6296 | 11.2591 | 16.8887 | 22.5182 | 28.1478 | 33.7773 | 39.4069 | 45.0364 | 50.666 | 56.2956
| Accumulated deferred income tax |  |  | -16.3974 | -44.2729 | -59.905 | -68.1912 | -76.4773 | -79.2539 | -76.521 | -73.7881 | -71.0552 | -68.3223 | -65.5894 | -62.8565 | -60.1237 | -57.3908 | -54.6579 | -51.925 | -49.1921 | -46.4592 | -43.7263 | -40.9934 | -38.2605 | -35.5276 | -32.7947 | -30.0618 | -27.3289 | -24.596 | -21.8631 | -19.1303 | -16.3974 | -13.6645
| Rate Base |  |  | 480.7582 | 438.2604 | 408.0061 | 385.0977 | 362.1894 | 344.7905 | 332.9012 | 321.0119 | 309.1225 | 297.2332 | 285.3439 | 273.4546 | 261.5652 | 249.6759 | 237.7866 | 225.8972 | 214.0079 | 202.1186 | 190.2293 | 178.3399 | 172.0802 | 165.8204 | 159.5606 | 153.3008 | 147.0411 | 140.7813 | 134.5215 | 128.2617 | 122.002 | 115.7422
| Average rate base |  |  | 496.268 | 459.5093 | 423.1333 | 396.5519 | 373.6435 | 353.4899 | 338.8459 | 326.9565 | 315.0672 | 303.1779 | 291.2885 | 279.3992 | 267.5099 | 255.6206 | 243.7312 | 231.8419 | 219.9526 | 208.0632 | 196.1739 | 184.2846 | 175.21 | 168.9503 | 162.6905 | 156.4307 | 150.1709 | 143.9112 | 137.6514 | 131.3916 | 125.1319 | 118.8721
| Pre-tax Return | 0.086076 |  | 42.7167 | 39.5527 | 36.4216 | 34.1336 | 32.1617 | 30.427 | 29.1665 | 28.1431 | 27.1197 | 26.0963 | 25.0729 | 24.0496 | 23.0262 | 22.0028 | 20.9794 | 19.956 | 18.9326 | 17.9092 | 16.8859 | 15.8625 | 15.0814 | 14.5426 | 14.0037 | 13.4649 | 12.9261 | 12.3873 | 11.8485 | 11.3097 | 10.7708 | 10.232
| Book Depreciation |  |  | 14.6222 | 14.6222 | 14.6222 | 14.6222 | 14.6222 | 14.6222 | 14.6222 | 14.6222 | 14.6222 | 14.6222 | 14.6222 | 14.6222 | 14.6222 | 14.6222 | 14.6222 | 14.6222 | 14.6222 | 14.6222 | 14.6222 | 14.6222 | 14.6222 | 14.6222 | 14.6222 | 14.6222 | 14.6222 | 14.6222 | 14.6222 | 14.6222 | 14.6222 | 14.6222
| Insurance |  |  | 0.24514 | 0.24514 | 0.24514 | 0.24514 | 0.24514 | 0.24514 | 0.24514 | 0.24514 | 0.24514 | 0.24514 | 0.24514 | 0.24514 | 0.24514 | 0.24514 | 0.24514 | 0.24514 | 0.24514 | 0.24514 | 0.24514 | 0.24514 | 0.24514 | 0.24514 | 0.24514 | 0.24514 | 0.24514 | 0.24514 | 0.24514 | 0.24514 | 0.24514 | 0.24514
| ITC Amort - Grossed for Taxes |  |  | -7.126 | -7.126 | -7.126 | -7.126 | -7.126 | -7.126 | -7.126 | -7.126 | -7.126 | -7.126 | -7.126 | -7.126 | -7.126 | -7.126 | -7.126 | -7.126 | -7.126 | -7.126 | -7.126 | -7.126 | -7.126 | -7.126 | -7.126 | -7.126 | -7.126 | -7.126 | -7.126 | -7.126 | -7.126 | -7.126
| Property Taxes |  |  | 2.3265 | 2.3265 | 2.3265 | 2.3265 | 2.3265 | 2.3265 | 2.3265 | 2.3265 | 2.3265 | 2.3265 | 2.3265 | 2.3265 | 2.3265 | 2.3265 | 2.3265 | 2.3265 | 2.3265 | 2.3265 | 2.3265 | 2.3265 | 2.3265 | 2.3265 | 2.3265 | 2.3265 | 2.3265 | 2.3265 | 2.3265 | 2.3265 | 2.3265 | 2.3265
| Revenue Requirement |  |  | 52.7846 | 49.6205 | 46.4894 | 44.2014 | 42.2295 | 40.4948 | 39.2343 | 38.2109 | 37.1875 | 36.1641 | 35.1408 | 34.1174 | 33.094 | 32.0706 | 31.0472 | 30.0238 | 29.0004 | 27.9771 | 26.9537 | 25.9303 | 25.1492 | 24.6104 | 24.0716 | 23.5327 | 22.9939 | 22.4551 | 21.9163 | 21.3775 | 20.8387 | 20.2998
| Book Depreciation |  |  | 14.6222 | 14.6222 | 14.6222 | 14.6222 | 14.6222 | 14.6222 | 14.6222 | 14.6222 | 14.6222 | 14.6222 | 14.6222 | 14.6222 | 14.6222 | 14.6222 | 14.6222 | 14.6222 | 14.6222 | 14.6222 | 14.6222 | 14.6222 | 14.6222 | 14.6222 | 14.6222 | 14.6222 | 14.6222 | 14.6222 | 14.6222 | 14.6222 | 14.6222 | 14.6222
| Tax Depreciation |  |  | 102.3556 | 163.7689 | 98.2613 | 58.9568 | 58.9568 | 29.4784 | 0 | 0 | 0 | 0 | 0 | 0 | 0 | 0 | 0 | 0 | 0 | 0 | 0 | 0 | 0 | 0 | 0 | 0 | 0 | 0 | 0 | 0 | 0 | 0
| Difference between book and tax |  |  | -87.7333 | -149.1467 | -83.6391 | -44.3346 | -44.3346 | -14.8562 | 14.6222 | 14.6222 | 14.6222 | 14.6222 | 14.6222 | 14.6222 | 14.6222 | 14.6222 | 14.6222 | 14.6222 | 14.6222 | 14.6222 | 14.6222 | 14.6222 | 14.6222 | 14.6222 | 14.6222 | 14.6222 | 14.6222 | 14.6222 | 14.6222 | 14.6222 | 14.6222 | 14.6222
| Tax rate |  |  | -18.424 | -31.3208 | -17.5642 | -9.3103 | -9.3103 | -3.1198 | 3.0707 | 3.0707 | 3.0707 | 3.0707 | 3.0707 | 3.0707 | 3.0707 | 3.0707 | 3.0707 | 3.0707 | 3.0707 | 3.0707 | 3.0707 | 3.0707 | 3.0707 | 3.0707 | 3.0707 | 3.0707 | 3.0707 | 3.0707 | 3.0707 | 3.0707 | 3.0707 | 3.0707
Depreciation Tables
|  | 5 |  | 20% | 32% | 19.2% | 11.52% | 11.52% | 5.76% | 0% | 0% | 0% | 0% | 0% | 0% | 0% | 0% | 0% | 0% | 0% | 0% | 0% | 0% | 0%
|  | 5 | 0: 1; 2020 1: 20%; 2021 2: 32%; 2022 3: 19.2%; 2023 4: 11.52%; 2024 5: 11.52%; 2025 6: 5.76%
|  | 10 | 0: 0; 2020 1: 10%; 2021 2: 18%; 2022 3: 14.4%; 2023 4: 11.52%; 2024 5: 9.22%; 2025 6: 7.37%; 2026 7: 6.55%; 2027 8: 6.55%; 2028 9: 6.56%; 2029 10: 6.55%; 2030 11: 3.28%
|  | 15 | 0: 0; 2020 1: 5%; 2021 2: 9.5%; 2022 3: 8.55%; 2023 4: 7.7%; 2024 5: 6.93%; 2025 6: 6.23%; 2026 7: 5.9%; 2027 8: 5.9%; 2028 9: 5.91%; 2029 10: 5.9%; 2030 11: 5.91%; 2031 12: 5.9%; 2032 13: 5.91%; 2033 14: 5.9%; 2034 15: 5.91%; 2035 16: 2.95%
|  | 20 | 0 | 3.75% | 7.219% | 6.677% | 6.177% | 5.713% | 5.285% | 4.888% | 4.522% | 4.462% | 4.461% | 4.462% | 4.461% | 4.462% | 4.461% | 4.462% | 4.461% | 4.462% | 4.461% | 4.462% | 4.461% | 2.231%
Revenue Requirement by vintage year
2012 $000
|  |  |  | 2020 | 2021 | 2022 | 2023 | 2024 | 2025 | 2026 | 2027 | 2028 | 2029 | 2030 | 2031 | 2032 | 2033 | 2034 | 2035 | 2036 | 2037 | 2038 | 2039 | 2040 | 2041 | 2042 | 2043 | 2044 | 2045 | 2046 | 2047 | 2048 | 2049 | 2050 | 2051 | 2052 | 2053 | 2054 | 2055 | 2056 | 2057 | 2058 | 2059 | 2060 | 2061 | 2062 | 2063 | 2064 | 2065 | 2066 | 2067 | 2068 | 2069 | 2070 | 2071 | 2072 | 2073 | 2074 | 2075
|  | 2020 | 0% | 52.7846 | 49.6205 | 46.4894 | 44.2014 | 42.2295 | 40.4948 | 39.2343 | 38.2109 | 37.1875 | 36.1641 | 35.1408 | 34.1174 | 33.094 | 32.0706 | 31.0472 | 30.0238 | 29.0004 | 27.9771 | 26.9537 | 25.9303 | 25.1492 | 24.6104 | 24.0716 | 23.5327 | 22.9939 | 22.4551 | 21.9163 | 21.3775 | 20.8387 | 20.2998 | 0 | 0 | 0 | 0 | 0 | 0 | 0 | 0 | 0 | 0 | 0 | 0 | 0 | 0 | 0 | 0 | 0 | 0 | 0 | 0 | 0 | 0 | 0 | 0 | 0 | 0
|  | 2021 | 0% |  | 52.7846 | 49.6205 | 46.4894 | 44.2014 | 42.2295 | 40.4948 | 39.2343 | 38.2109 | 37.1875 | 36.1641 | 35.1408 | 34.1174 | 33.094 | 32.0706 | 31.0472 | 30.0238 | 29.0004 | 27.9771 | 26.9537 | 25.9303 | 25.1492 | 24.6104 | 24.0716 | 23.5327 | 22.9939 | 22.4551 | 21.9163 | 21.3775 | 20.8387 | 20.2998 | 0 | 0 | 0 | 0 | 0 | 0 | 0 | 0 | 0 | 0 | 0 | 0 | 0 | 0 | 0 | 0 | 0 | 0 | 0 | 0 | 0 | 0 | 0 | 0 | 0
|  | 2022 | 0% |  |  | 52.7846 | 49.6205 | 46.4894 | 44.2014 | 42.2295 | 40.4948 | 39.2343 | 38.2109 | 37.1875 | 36.1641 | 35.1408 | 34.1174 | 33.094 | 32.0706 | 31.0472 | 30.0238 | 29.0004 | 27.9771 | 26.9537 | 25.9303 | 25.1492 | 24.6104 | 24.0716 | 23.5327 | 22.9939 | 22.4551 | 21.9163 | 21.3775 | 20.8387 | 20.2998 | 0 | 0 | 0 | 0 | 0 | 0 | 0 | 0 | 0 | 0 | 0 | 0 | 0 | 0 | 0 | 0 | 0 | 0 | 0 | 0 | 0 | 0 | 0 | 0
|  | 2023 | 0% |  |  |  | 52.7846 | 49.6205 | 46.4894 | 44.2014 | 42.2295 | 40.4948 | 39.2343 | 38.2109 | 37.1875 | 36.1641 | 35.1408 | 34.1174 | 33.094 | 32.0706 | 31.0472 | 30.0238 | 29.0004 | 27.9771 | 26.9537 | 25.9303 | 25.1492 | 24.6104 | 24.0716 | 23.5327 | 22.9939 | 22.4551 | 21.9163 | 21.3775 | 20.8387 | 20.2998 | 0 | 0 | 0 | 0 | 0 | 0 | 0 | 0 | 0 | 0 | 0 | 0 | 0 | 0 | 0 | 0 | 0 | 0 | 0 | 0 | 0 | 0 | 0
|  | 2024 | 0% |  |  |  |  | 52.7846 | 49.6205 | 46.4894 | 44.2014 | 42.2295 | 40.4948 | 39.2343 | 38.2109 | 37.1875 | 36.1641 | 35.1408 | 34.1174 | 33.094 | 32.0706 | 31.0472 | 30.0238 | 29.0004 | 27.9771 | 26.9537 | 25.9303 | 25.1492 | 24.6104 | 24.0716 | 23.5327 | 22.9939 | 22.4551 | 21.9163 | 21.3775 | 20.8387 | 20.2998 | 0 | 0 | 0 | 0 | 0 | 0 | 0 | 0 | 0 | 0 | 0 | 0 | 0 | 0 | 0 | 0 | 0 | 0 | 0 | 0 | 0 | 0
|  | 2025 | 0% | [5 empty] | 52.7846 | 49.6205 | 46.4894 | 44.2014 | 42.2295 | 40.4948 | 39.2343 | 38.2109 | 37.1875 | 36.1641 | 35.1408 | 34.1174 | 33.094 | 32.0706 | 31.0472 | 30.0238 | 29.0004 | 27.9771 | 26.9537 | 25.9303 | 25.1492 | 24.6104 | 24.0716 | 23.5327 | 22.9939 | 22.4551 | 21.9163 | 21.3775 | 20.8387 | 20.2998 | 0 | 0 | 0 | 0 | 0 | 0 | 0 | 0 | 0 | 0 | 0 | 0 | 0 | 0 | 0 | 0 | 0 | 0 | 0 | 0 | 0
|  | 2026 | -1.335% | [6 empty] | 52.0797 | 48.9579 | 45.8686 | 43.6112 | 41.6656 | 39.9541 | 38.7104 | 37.7007 | 36.6909 | 35.6812 | 34.6715 | 33.6618 | 32.6521 | 31.6424 | 30.6326 | 29.6229 | 28.6132 | 27.6035 | 26.5938 | 25.584 | 24.8134 | 24.2817 | 23.7501 | 23.2185 | 22.6869 | 22.1553 | 21.6236 | 21.092 | 20.5604 | 20.0288 | 0 | 0 | 0 | 0 | 0 | 0 | 0 | 0 | 0 | 0 | 0 | 0 | 0 | 0 | 0 | 0 | 0 | 0 | 0 | 0
|  | 2027 | -1.353% | [7 empty] | 51.3749 | 48.2953 | 45.2478 | 43.0209 | 41.1017 | 39.4133 | 38.1865 | 37.1904 | 36.1944 | 35.1983 | 34.2023 | 33.2062 | 32.2102 | 31.2141 | 30.218 | 29.222 | 28.2259 | 27.2299 | 26.2338 | 25.2378 | 24.4775 | 23.9531 | 23.4287 | 22.9043 | 22.3798 | 21.8554 | 21.331 | 20.8066 | 20.2821 | 19.7577 | 0 | 0 | 0 | 0 | 0 | 0 | 0 | 0 | 0 | 0 | 0 | 0 | 0 | 0 | 0 | 0 | 0 | 0 | 0
|  | 2028 | -1.372% | [8 empty] | 50.67 | 47.6327 | 44.627 | 42.4307 | 40.5378 | 38.8726 | 37.6626 | 36.6802 | 35.6978 | 34.7154 | 33.733 | 32.7506 | 31.7682 | 30.7859 | 29.8035 | 28.8211 | 27.8387 | 26.8563 | 25.8739 | 24.8915 | 24.1417 | 23.6245 | 23.1073 | 22.59 | 22.0728 | 21.5556 | 21.0383 | 20.5211 | 20.0039 | 19.4866 | 0 | 0 | 0 | 0 | 0 | 0 | 0 | 0 | 0 | 0 | 0 | 0 | 0 | 0 | 0 | 0 | 0 | 0
|  | 2029 | -1.391% | [9 empty] | 49.9652 | 46.9701 | 44.0063 | 41.8405 | 39.9739 | 38.3318 | 37.1387 | 36.1699 | 35.2012 | 34.2325 | 33.2638 | 32.295 | 31.3263 | 30.3576 | 29.3889 | 28.4202 | 27.4514 | 26.4827 | 25.514 | 24.5453 | 23.8059 | 23.2959 | 22.7858 | 22.2758 | 21.7657 | 21.2557 | 20.7457 | 20.2356 | 19.7256 | 19.2156 | 0 | 0 | 0 | 0 | 0 | 0 | 0 | 0 | 0 | 0 | 0 | 0 | 0 | 0 | 0 | 0 | 0
|  | 2030 | -1.411% | [10 empty] | 49.2603 | 46.3075 | 43.3855 | 41.2502 | 39.41 | 37.7911 | 36.6148 | 35.6597 | 34.7046 | 33.7496 | 32.7945 | 31.8395 | 30.8844 | 29.9294 | 28.9743 | 28.0192 | 27.0642 | 26.1091 | 25.1541 | 24.199 | 23.4701 | 22.9672 | 22.4644 | 21.9615 | 21.4587 | 20.9559 | 20.453 | 19.9502 | 19.4473 | 18.9445 | 0 | 0 | 0 | 0 | 0 | 0 | 0 | 0 | 0 | 0 | 0 | 0 | 0 | 0 | 0 | 0
|  | 2031 | -1.431% | [11 empty] | 48.5555 | 45.6449 | 42.7647 | 40.66 | 38.8461 | 37.2504 | 36.0908 | 35.1495 | 34.2081 | 33.2667 | 32.3253 | 31.3839 | 30.4425 | 29.5011 | 28.5597 | 27.6183 | 26.6769 | 25.7355 | 24.7941 | 23.8528 | 23.1342 | 22.6386 | 22.1429 | 21.6473 | 21.1517 | 20.656 | 20.1604 | 19.6647 | 19.1691 | 18.6734 | 0 | 0 | 0 | 0 | 0 | 0 | 0 | 0 | 0 | 0 | 0 | 0 | 0 | 0 | 0
|  | 2032 | -1.431% | [12 empty] | 47.8607 | 44.9918 | 42.1528 | 40.0782 | 38.2903 | 36.7174 | 35.5744 | 34.6465 | 33.7186 | 32.7907 | 31.8627 | 30.9348 | 30.0069 | 29.079 | 28.1511 | 27.2231 | 26.2952 | 25.3673 | 24.4394 | 23.5115 | 22.8032 | 22.3147 | 21.8261 | 21.3376 | 20.849 | 20.3604 | 19.8719 | 19.3833 | 18.8948 | 18.4062 | 0 | 0 | 0 | 0 | 0 | 0 | 0 | 0 | 0 | 0 | 0 | 0 | 0 | 0
|  | 2033 | -1.431% | [13 empty] | 47.1759 | 44.348 | 41.5496 | 39.5047 | 37.7424 | 36.192 | 35.0654 | 34.1508 | 33.2361 | 32.3215 | 31.4068 | 30.4922 | 29.5775 | 28.6629 | 27.7483 | 26.8336 | 25.919 | 25.0043 | 24.0897 | 23.175 | 22.4769 | 21.9954 | 21.5138 | 21.0322 | 20.5507 | 20.0691 | 19.5875 | 19.106 | 18.6244 | 18.1429 | 0 | 0 | 0 | 0 | 0 | 0 | 0 | 0 | 0 | 0 | 0 | 0 | 0
|  | 2034 | -1.431% | [14 empty] | 46.5008 | 43.7135 | 40.9551 | 38.9395 | 37.2023 | 35.6741 | 34.5637 | 33.6621 | 32.7606 | 31.859 | 30.9574 | 30.0559 | 29.1543 | 28.2528 | 27.3512 | 26.4497 | 25.5481 | 24.6465 | 23.745 | 22.8434 | 22.1553 | 21.6806 | 21.206 | 20.7313 | 20.2566 | 19.782 | 19.3073 | 18.8326 | 18.3579 | 17.8833 | 0 | 0 | 0 | 0 | 0 | 0 | 0 | 0 | 0 | 0 | 0 | 0
|  | 2035 | -1.431% | [15 empty] | 45.8355 | 43.088 | 40.3691 | 38.3823 | 36.67 | 35.1637 | 34.0691 | 33.1804 | 32.2918 | 31.4031 | 30.5145 | 29.6258 | 28.7372 | 27.8485 | 26.9599 | 26.0712 | 25.1825 | 24.2939 | 23.4052 | 22.5166 | 21.8383 | 21.3704 | 20.9025 | 20.4347 | 19.9668 | 19.4989 | 19.031 | 18.5631 | 18.0953 | 17.6274 | 0 | 0 | 0 | 0 | 0 | 0 | 0 | 0 | 0 | 0 | 0
|  | 2036 | -1.431% | [16 empty] | 45.1796 | 42.4714 | 39.7915 | 37.8331 | 36.1453 | 34.6605 | 33.5816 | 32.7057 | 31.8297 | 30.9538 | 30.0779 | 29.2019 | 28.326 | 27.45 | 26.5741 | 25.6982 | 24.8222 | 23.9463 | 23.0703 | 22.1944 | 21.5258 | 21.0646 | 20.6035 | 20.1423 | 19.6811 | 19.2199 | 18.7587 | 18.2975 | 17.8363 | 17.3751 | 0 | 0 | 0 | 0 | 0 | 0 | 0 | 0 | 0 | 0
|  | 2037 | -1.431% | [17 empty] | 44.5332 | 41.8637 | 39.2221 | 37.2917 | 35.6281 | 34.1646 | 33.1011 | 32.2377 | 31.3743 | 30.5109 | 29.6475 | 28.7841 | 27.9207 | 27.0573 | 26.1939 | 25.3304 | 24.467 | 23.6036 | 22.7402 | 21.8768 | 21.2178 | 20.7632 | 20.3086 | 19.8541 | 19.3995 | 18.9449 | 18.4903 | 18.0357 | 17.5811 | 17.1265 | 0 | 0 | 0 | 0 | 0 | 0 | 0 | 0 | 0
|  | 2038 | -1.431% | [18 empty] | 43.896 | 41.2647 | 38.6609 | 36.7582 | 35.1183 | 33.6757 | 32.6275 | 31.7764 | 30.9254 | 30.0743 | 29.2233 | 28.3722 | 27.5212 | 26.6701 | 25.8191 | 24.968 | 24.1169 | 23.2659 | 22.4148 | 21.5638 | 20.9142 | 20.4661 | 20.0181 | 19.57 | 19.1219 | 18.6738 | 18.2257 | 17.7776 | 17.3296 | 16.8815 | 0 | 0 | 0 | 0 | 0 | 0 | 0 | 0
|  | 2039 | -1.431% | [19 empty] | 43.2679 | 40.6743 | 38.1077 | 36.2322 | 34.6158 | 33.1939 | 32.1606 | 31.3217 | 30.4829 | 29.644 | 28.8051 | 27.9662 | 27.1274 | 26.2885 | 25.4496 | 24.6107 | 23.7719 | 22.933 | 22.0941 | 21.2552 | 20.615 | 20.1733 | 19.7316 | 19.2899 | 18.8483 | 18.4066 | 17.9649 | 17.5233 | 17.0816 | 16.6399 | 0 | 0 | 0 | 0 | 0 | 0 | 0
Revenue Requirement by vintage year
2012 $/MW-wk
| Aurora Input |  | Levelized Cost | 2020 | 2021 | 2022 | 2023 | 2024 | 2025 | 2026 | 2027 | 2028 | 2029 | 2030 | 2031 | 2032 | 2033 | 2034 | 2035 | 2036 | 2037 | 2038 | 2039 | 2040 | 2041 | 2042 | 2043 | 2044 | 2045 | 2046 | 2047 | 2048 | 2049 | 2050 | 2051 | 2052 | 2053 | 2054 | 2055 | 2056 | 2057 | 2058 | 2059 | 2060 | 2061 | 2062 | 2063 | 2064 | 2065 | 2066 | 2067 | 2068 | 2069 | 2070 | 2071 | 2072 | 2073 | 2074 | 2075
|  | 2020 | 1325.2109 | 2137.0265 | 2008.9279 | 1882.1626 | 1789.5304 | 1709.6981 | 1639.4657 | 1588.4331 | 1547.0005 | 1505.5679 | 1464.1353 | 1422.7027 | 1381.2701 | 1339.8375 | 1298.4049 | 1256.9723 | 1215.5397 | 1174.1071 | 1132.6745 | 1091.2419 | 1049.8093 | 1018.1858 | 996.3714 | 974.557 | 952.7426 | 930.9282 | 909.1138 | 887.2994 | 865.485 | 843.6706 | 821.8561 | 0 | 0 | 0 | 0 | 0 | 0 | 0 | 0 | 0 | 0 | 0 | 0 | 0 | 0 | 0 | 0 | 0 | 0 | 0 | 0 | 0 | 0 | 0 | 0 | 0 | 0
|  | 2021 | 1325.2109 |  | 2137.0265 | 2008.9279 | 1882.1626 | 1789.5304 | 1709.6981 | 1639.4657 | 1588.4331 | 1547.0005 | 1505.5679 | 1464.1353 | 1422.7027 | 1381.2701 | 1339.8375 | 1298.4049 | 1256.9723 | 1215.5397 | 1174.1071 | 1132.6745 | 1091.2419 | 1049.8093 | 1018.1858 | 996.3714 | 974.557 | 952.7426 | 930.9282 | 909.1138 | 887.2994 | 865.485 | 843.6706 | 821.8561 | 0 | 0 | 0 | 0 | 0 | 0 | 0 | 0 | 0 | 0 | 0 | 0 | 0 | 0 | 0 | 0 | 0 | 0 | 0 | 0 | 0 | 0 | 0 | 0 | 0
|  | 2022 | 1325.2109 |  |  | 2137.0265 | 2008.9279 | 1882.1626 | 1789.5304 | 1709.6981 | 1639.4657 | 1588.4331 | 1547.0005 | 1505.5679 | 1464.1353 | 1422.7027 | 1381.2701 | 1339.8375 | 1298.4049 | 1256.9723 | 1215.5397 | 1174.1071 | 1132.6745 | 1091.2419 | 1049.8093 | 1018.1858 | 996.3714 | 974.557 | 952.7426 | 930.9282 | 909.1138 | 887.2994 | 865.485 | 843.6706 | 821.8561 | 0 | 0 | 0 | 0 | 0 | 0 | 0 | 0 | 0 | 0 | 0 | 0 | 0 | 0 | 0 | 0 | 0 | 0 | 0 | 0 | 0 | 0 | 0 | 0
|  | 2023 | 1325.2109 |  |  |  | 2137.0265 | 2008.9279 | 1882.1626 | 1789.5304 | 1709.6981 | 1639.4657 | 1588.4331 | 1547.0005 | 1505.5679 | 1464.1353 | 1422.7027 | 1381.2701 | 1339.8375 | 1298.4049 | 1256.9723 | 1215.5397 | 1174.1071 | 1132.6745 | 1091.2419 | 1049.8093 | 1018.1858 | 996.3714 | 974.557 | 952.7426 | 930.9282 | 909.1138 | 887.2994 | 865.485 | 843.6706 | 821.8561 | 0 | 0 | 0 | 0 | 0 | 0 | 0 | 0 | 0 | 0 | 0 | 0 | 0 | 0 | 0 | 0 | 0 | 0 | 0 | 0 | 0 | 0 | 0
|  | 2024 | 1325.2109 |  |  |  |  | 2137.0265 | 2008.9279 | 1882.1626 | 1789.5304 | 1709.6981 | 1639.4657 | 1588.4331 | 1547.0005 | 1505.5679 | 1464.1353 | 1422.7027 | 1381.2701 | 1339.8375 | 1298.4049 | 1256.9723 | 1215.5397 | 1174.1071 | 1132.6745 | 1091.2419 | 1049.8093 | 1018.1858 | 996.3714 | 974.557 | 952.7426 | 930.9282 | 909.1138 | 887.2994 | 865.485 | 843.6706 | 821.8561 | 0 | 0 | 0 | 0 | 0 | 0 | 0 | 0 | 0 | 0 | 0 | 0 | 0 | 0 | 0 | 0 | 0 | 0 | 0 | 0 | 0 | 0
|  | 2025 | 1325.2109 | [5 empty] | 2137.0265 | 2008.9279 | 1882.1626 | 1789.5304 | 1709.6981 | 1639.4657 | 1588.4331 | 1547.0005 | 1505.5679 | 1464.1353 | 1422.7027 | 1381.2701 | 1339.8375 | 1298.4049 | 1256.9723 | 1215.5397 | 1174.1071 | 1132.6745 | 1091.2419 | 1049.8093 | 1018.1858 | 996.3714 | 974.557 | 952.7426 | 930.9282 | 909.1138 | 887.2994 | 865.485 | 843.6706 | 821.8561 | 0 | 0 | 0 | 0 | 0 | 0 | 0 | 0 | 0 | 0 | 0 | 0 | 0 | 0 | 0 | 0 | 0 | 0 | 0 | 0 | 0
|  | 2026 | 1307.5149 | [6 empty] | 2108.4901 | 1982.102 | 1857.0294 | 1765.6342 | 1686.8679 | 1617.5733 | 1567.2222 | 1526.3429 | 1485.4636 | 1444.5842 | 1403.7049 | 1362.8256 | 1321.9462 | 1281.0669 | 1240.1875 | 1199.3082 | 1158.4289 | 1117.5495 | 1076.6702 | 1035.7909 | 1004.5896 | 983.0665 | 961.5434 | 940.0203 | 918.4972 | 896.9741 | 875.451 | 853.9278 | 832.4047 | 810.8816 | 0 | 0 | 0 | 0 | 0 | 0 | 0 | 0 | 0 | 0 | 0 | 0 | 0 | 0 | 0 | 0 | 0 | 0 | 0 | 0
|  | 2027 | 1289.8189 | [7 empty] | 2079.9536 | 1955.2761 | 1831.8963 | 1741.7379 | 1664.0377 | 1595.681 | 1546.0113 | 1505.6853 | 1465.3592 | 1425.0331 | 1384.707 | 1344.381 | 1304.0549 | 1263.7288 | 1223.4028 | 1183.0767 | 1142.7506 | 1102.4245 | 1062.0985 | 1021.7724 | 990.9934 | 969.7616 | 948.5298 | 927.298 | 906.0662 | 884.8344 | 863.6025 | 842.3707 | 821.1389 | 799.9071 | 0 | 0 | 0 | 0 | 0 | 0 | 0 | 0 | 0 | 0 | 0 | 0 | 0 | 0 | 0 | 0 | 0 | 0 | 0
|  | 2028 | 1272.1229 | [8 empty] | 2051.4172 | 1928.4502 | 1806.7631 | 1717.8417 | 1641.2075 | 1573.7886 | 1524.8004 | 1485.0276 | 1445.2548 | 1405.482 | 1365.7092 | 1325.9364 | 1286.1636 | 1246.3908 | 1206.618 | 1166.8452 | 1127.0723 | 1087.2995 | 1047.5267 | 1007.7539 | 977.3973 | 956.4567 | 935.5162 | 914.5757 | 893.6352 | 872.6946 | 851.7541 | 830.8136 | 809.8731 | 788.9325 | 0 | 0 | 0 | 0 | 0 | 0 | 0 | 0 | 0 | 0 | 0 | 0 | 0 | 0 | 0 | 0 | 0 | 0
|  | 2029 | 1254.4269 | [9 empty] | 2022.8807 | 1901.6243 | 1781.6299 | 1693.9455 | 1618.3773 | 1551.8962 | 1503.5895 | 1464.37 | 1425.1504 | 1385.9309 | 1346.7114 | 1307.4918 | 1268.2723 | 1229.0527 | 1189.8332 | 1150.6136 | 1111.3941 | 1072.1745 | 1032.955 | 993.7355 | 963.8011 | 943.1518 | 922.5026 | 901.8534 | 881.2042 | 860.5549 | 839.9057 | 819.2565 | 798.6072 | 777.958 | 0 | 0 | 0 | 0 | 0 | 0 | 0 | 0 | 0 | 0 | 0 | 0 | 0 | 0 | 0 | 0 | 0
|  | 2030 | 1236.7309 | [10 empty] | 1994.3443 | 1874.7983 | 1756.4967 | 1670.0493 | 1595.5471 | 1530.0039 | 1482.3786 | 1443.7124 | 1405.0461 | 1366.3798 | 1327.7135 | 1289.0472 | 1250.3809 | 1211.7147 | 1173.0484 | 1134.3821 | 1095.7158 | 1057.0495 | 1018.3833 | 979.717 | 950.2049 | 929.8469 | 909.489 | 889.1311 | 868.7731 | 848.4152 | 828.0573 | 807.6994 | 787.3414 | 766.9835 | 0 | 0 | 0 | 0 | 0 | 0 | 0 | 0 | 0 | 0 | 0 | 0 | 0 | 0 | 0 | 0
|  | 2031 | 1219.0349 | [11 empty] | 1965.8078 | 1847.9724 | 1731.3636 | 1646.153 | 1572.7169 | 1508.1115 | 1461.1677 | 1423.0547 | 1384.9417 | 1346.8287 | 1308.7157 | 1270.6026 | 1232.4896 | 1194.3766 | 1156.2636 | 1118.1506 | 1080.0376 | 1041.9245 | 1003.8115 | 965.6985 | 936.6087 | 916.5421 | 896.4754 | 876.4088 | 856.3421 | 836.2755 | 816.2089 | 796.1422 | 776.0756 | 756.009 | 0 | 0 | 0 | 0 | 0 | 0 | 0 | 0 | 0 | 0 | 0 | 0 | 0 | 0 | 0
|  | 2032 | 1201.5921 | [12 empty] | 1937.6797 | 1821.5304 | 1706.59 | 1622.5987 | 1550.2134 | 1486.5324 | 1440.2603 | 1402.6927 | 1365.125 | 1327.5573 | 1289.9897 | 1252.422 | 1214.8543 | 1177.2866 | 1139.719 | 1102.1513 | 1064.5836 | 1027.016 | 989.4483 | 951.8806 | 923.207 | 903.4275 | 883.648 | 863.8685 | 844.089 | 824.3095 | 804.53 | 784.7505 | 764.971 | 745.1915 | 0 | 0 | 0 | 0 | 0 | 0 | 0 | 0 | 0 | 0 | 0 | 0 | 0 | 0
|  | 2033 | 1184.3989 | [13 empty] | 1909.954 | 1795.4666 | 1682.1709 | 1599.3815 | 1528.0318 | 1465.2621 | 1419.6521 | 1382.622 | 1345.5918 | 1308.5617 | 1271.5316 | 1234.5015 | 1197.4713 | 1160.4412 | 1123.4111 | 1086.381 | 1049.3508 | 1012.3207 | 975.2906 | 938.2605 | 909.9972 | 890.5007 | 871.0042 | 851.5077 | 832.0112 | 812.5147 | 793.0182 | 773.5217 | 754.0252 | 734.5287 | 0 | 0 | 0 | 0 | 0 | 0 | 0 | 0 | 0 | 0 | 0 | 0 | 0
|  | 2034 | 1167.4517 | [14 empty] | 1882.625 | 1769.7759 | 1658.1013 | 1576.4964 | 1506.1677 | 1444.2961 | 1399.3387 | 1362.8385 | 1326.3382 | 1289.8379 | 1253.3376 | 1216.8374 | 1180.3371 | 1143.8368 | 1107.3365 | 1070.8363 | 1034.336 | 997.8357 | 961.3355 | 924.8352 | 896.9763 | 877.7588 | 858.5412 | 839.3237 | 820.1062 | 800.8887 | 781.6712 | 762.4536 | 743.2361 | 724.0186 | 0 | 0 | 0 | 0 | 0 | 0 | 0 | 0 | 0 | 0 | 0 | 0
|  | 2035 | 1150.747 | [15 empty] | 1855.6871 | 1744.4527 | 1634.376 | 1553.9388 | 1484.6164 | 1423.6301 | 1379.316 | 1343.338 | 1307.36 | 1271.382 | 1235.404 | 1199.426 | 1163.448 | 1127.47 | 1091.492 | 1055.514 | 1019.536 | 983.558 | 947.58 | 911.602 | 884.1417 | 865.1992 | 846.2566 | 827.3141 | 808.3716 | 789.429 | 770.4865 | 751.5439 | 732.6014 | 713.6588 | 0 | 0 | 0 | 0 | 0 | 0 | 0 | 0 | 0 | 0 | 0
|  | 2036 | 1134.2813 | [16 empty] | 1829.1347 | 1719.4918 | 1610.9902 | 1531.704 | 1463.3735 | 1403.2598 | 1359.5798 | 1324.1166 | 1288.6534 | 1253.1902 | 1217.727 | 1182.2638 | 1146.8006 | 1111.3374 | 1075.8742 | 1040.411 | 1004.9478 | 969.4846 | 934.0214 | 898.5582 | 871.4908 | 852.8193 | 834.1478 | 815.4763 | 796.8048 | 778.1333 | 759.4618 | 740.7903 | 722.1188 | 703.4473 | 0 | 0 | 0 | 0 | 0 | 0 | 0 | 0 | 0 | 0
|  | 2037 | 1118.0512 | [17 empty] | 1802.9622 | 1694.8882 | 1587.9391 | 1509.7873 | 1442.4345 | 1383.181 | 1340.126 | 1305.1702 | 1270.2145 | 1235.2587 | 1200.3029 | 1165.3471 | 1130.3914 | 1095.4356 | 1060.4798 | 1025.5241 | 990.5683 | 955.6125 | 920.6567 | 885.701 | 859.0209 | 840.6166 | 822.2123 | 803.8079 | 785.4036 | 766.9992 | 748.5949 | 730.1906 | 711.7862 | 693.3819 | 0 | 0 | 0 | 0 | 0 | 0 | 0 | 0 | 0
|  | 2038 | 1102.0534 | [18 empty] | 1777.1641 | 1670.6365 | 1565.2177 | 1488.1842 | 1421.7952 | 1363.3895 | 1320.9505 | 1286.4949 | 1252.0394 | 1217.5838 | 1183.1282 | 1148.6726 | 1114.217 | 1079.7614 | 1045.3058 | 1010.8502 | 976.3946 | 941.939 | 907.4834 | 873.0278 | 846.7295 | 828.5885 | 810.4475 | 792.3065 | 774.1655 | 756.0245 | 737.8835 | 719.7425 | 701.6015 | 683.4605 | 0 | 0 | 0 | 0 | 0 | 0 | 0 | 0
|  | 2039 | 1086.2844 | [19 empty] | 1751.7352 | 1646.7319 | 1542.8215 | 1466.8903 | 1401.4512 | 1343.8812 | 1302.0495 | 1268.0869 | 1234.1243 | 1200.1617 | 1166.1991 | 1132.2365 | 1098.274 | 1064.3114 | 1030.3488 | 996.3862 | 962.4236 | 928.461 | 894.4985 | 860.5359 | 834.6139 | 816.7324 | 798.851 | 780.9696 | 763.0882 | 745.2068 | 727.3253 | 709.4439 | 691.5625 | 673.6811 | 0 | 0 | 0 | 0 | 0 | 0 | 0
|  | Annual Change (%) |  | 0% | 0% | 0% | 0% | 0% | 0% | -1.335% | -1.353% | -1.372% | -1.391% | -1.411% | -1.431% | -1.431% | -1.431% | -1.431% | -1.431% | -1.431% | -1.431% | -1.431% | -1.431% | -1.431% | -1.431% | -1.431% | -1.431% | -1.431% | -1.431% | -1.431% | -1.431% | -1.431% | -1.431% | -1.431% | 0% | 0% | 0% | 0% | 0% | 0% | 0% | 0% | 0% | 0% | 0% | 0% | 0% | 0% | 0% | 0% | 0% | 0% | 0% | 0% | 0% | 0% | 0% | 0% | 0%
|  | Levelized Capital Cost ($/MW-wk) |  | 1325.2109 | 1325.2109 | 1325.2109 | 1325.2109 | 1325.2109 | 1325.2109 | 1307.5149 | 1289.8189 | 1272.1229 | 1254.4269 | 1236.7309 | 1219.0349 | 1201.5921 | 1184.3989 | 1167.4517 | 1150.747 | 1134.2813 | 1118.0512 | 1102.0534 | 1086.2844 | 1070.7411 | 1055.4202 | 1040.3185 | 1025.4329 | 1010.7603 | 996.2977 | 982.0419 | 967.9902 | 954.1395 | 940.487 | 927.0299 | 927.0299 | 927.0299 | 927.0299 | 927.0299 | 927.0299 | 927.0299 | 927.0299 | 927.0299 | 927.0299 | 927.0299 | 927.0299 | 927.0299 | 927.0299 | 927.0299 | 927.0299 | 927.0299 | 927.0299 | 927.0299 | 927.0299 | 927.0299 | 927.0299 | 927.0299 | 927.0299 | 927.0299 | 927.0299
|  | Economic Life | 35
|  | check s/b 0 | 0
itc
|  |  |  | 30% | 30% | 30% | 30% | 26% | 22% | 10% | 10% | 10% | 10% | 10% | 10% | 10% | 10% | 10% | 10% | 10% | 10% | 10% | 10% | 10% | 10% | 10% | 10% | 10% | 10% | 10% | 10% | 10% | 10% | 10% | 10% | 10% | 10% | 10% | 10% | 10% | 10% | 10% | 10% | 10% | 10% | 10% | 10% | 10% | 10% | 10% | 10% | 10% | 10% | 10% | 10% | 10% | 10% | 10% | 10%
ITC
| Revenue Requirement by vintage year | 0 | 0 | 0 | 0 | 0 | 0 | 0 | 0 | 0 | 0 | 0 | 0 | 0 | 0 | 0 | 0 | 0 | 0 | 0 | 0 | 0 | 0 | 0 | 0 | 0 | 0 | 0 | 0 | 0 |  | 0 | 0 | 0 | 0 | 0 | 0 | 0 | 0 | 0 | 0 | 0 | 0 | 0 | 0 | 0 | 0 | 0 | 0 | 0 | 0 | 0 | 0 | 0 | 0 | 0 | 0 | 0 | 0 | 0
| 2012 $/MW-wk | 0 | 0 | 0 | 0 | 0 | 0 | 0 | 0 | 0 | 0 | 0 | 0 | 0 | 0 | 0 | 0 | 0 | 0 | 0 | 0 | 0 | 0 | 0 | 0 | 0 | 0 | 0 | 0 | 0 |  | 0 | 0 | 0 | 0 | 0 | 0 | 0 | 0 | 0 | 0 | 0 | 0 | 0 | 0 | 0 | 0 | 0 | 0 | 0 | 0 | 0 | 0 | 0 | 0 | 0 | 0 | 0 | 0 | 0
| Aurora Input | 0 | Levelized Cost | 2020 | 2021 | 2022 | 2023 | 2024 | 2025 | 2026 | 2027 | 2028 | 2029 | 2030 | 2031 | 2032 | 2033 | 2034 | 2035 | 2036 | 2037 | 2038 | 2039 | 2040 | 2041 | 2042 | 2043 | 2044 | 2045 | 2046 | Levelized | 2047 | 2048 | 2049 | 2050 | 2051 | 2052 | 2053 | 2054 | 2055 | 2056 | 2057 | 2058 | 2059 | 2060 | 2061 | 2062 | 2063 | 2064 | 2065 | 2066 | 2067 | 2068 | 2069 | 2070 | 2071 | 2072 | 2073 | 2074 | 2075
| 0 | 2020 | 1325.2109 | 2137.0265 | 2008.9279 | 1882.1626 | 1789.5304 | 1709.6981 | 1639.4657 | 1588.4331 | 1547.0005 | 1505.5679 | 1464.1353 | 1422.7027 | 1381.2701 | 1339.8375 | 1298.4049 | 1256.9723 | 1215.5397 | 1174.1071 | 1132.6745 | 1091.2419 | 1049.8093 | 1018.1858 | 996.3714 | 974.557 | 952.7426 | 930.9282 | 909.1138 | 887.2994 | 844.2826 | 865.485 | 843.6706 | 821.8561 | 0 | 0 | 0 | 0 | 0 | 0 | 0 | 0 | 0 | 0 | 0 | 0 | 0 | 0 | 0 | 0 | 0 | 0 | 0 | 0 | 0 | 0 | 0 | 0 | 0 | 0
| 0 | 2021 | 1325.2109 | 0 | 2137.0265 | 2008.9279 | 1882.1626 | 1789.5304 | 1709.6981 | 1639.4657 | 1588.4331 | 1547.0005 | 1505.5679 | 1464.1353 | 1422.7027 | 1381.2701 | 1339.8375 | 1298.4049 | 1256.9723 | 1215.5397 | 1174.1071 | 1132.6745 | 1091.2419 | 1049.8093 | 1018.1858 | 996.3714 | 974.557 | 952.7426 | 930.9282 | 909.1138 | 855.7252 | 887.2994 | 865.485 | 843.6706 | 821.8561 | 0 | 0 | 0 | 0 | 0 | 0 | 0 | 0 | 0 | 0 | 0 | 0 | 0 | 0 | 0 | 0 | 0 | 0 | 0 | 0 | 0 | 0 | 0 | 0 | 0
| 0 | 2022 | 1325.2109 | 0 | 0 | 2137.0265 | 2008.9279 | 1882.1626 | 1789.5304 | 1709.6981 | 1639.4657 | 1588.4331 | 1547.0005 | 1505.5679 | 1464.1353 | 1422.7027 | 1381.2701 | 1339.8375 | 1298.4049 | 1256.9723 | 1215.5397 | 1174.1071 | 1132.6745 | 1091.2419 | 1049.8093 | 1018.1858 | 996.3714 | 974.557 | 952.7426 | 930.9282 | 867.3204 | 909.1138 | 887.2994 | 865.485 | 843.6706 | 821.8561 | 0 | 0 | 0 | 0 | 0 | 0 | 0 | 0 | 0 | 0 | 0 | 0 | 0 | 0 | 0 | 0 | 0 | 0 | 0 | 0 | 0 | 0 | 0 | 0
| 0 | 2023 | 1325.2109 | 0 | 0 | 0 | 2137.0265 | 2008.9279 | 1882.1626 | 1789.5304 | 1709.6981 | 1639.4657 | 1588.4331 | 1547.0005 | 1505.5679 | 1464.1353 | 1422.7027 | 1381.2701 | 1339.8375 | 1298.4049 | 1256.9723 | 1215.5397 | 1174.1071 | 1132.6745 | 1091.2419 | 1049.8093 | 1018.1858 | 996.3714 | 974.557 | 952.7426 | 879.0679 | 930.9282 | 909.1138 | 887.2994 | 865.485 | 843.6706 | 821.8561 | 0 | 0 | 0 | 0 | 0 | 0 | 0 | 0 | 0 | 0 | 0 | 0 | 0 | 0 | 0 | 0 | 0 | 0 | 0 | 0 | 0 | 0 | 0
| 0 | 2024 | 1325.2109 | 0 | 0 | 0 | 0 | 2137.0265 | 2008.9279 | 1882.1626 | 1789.5304 | 1709.6981 | 1639.4657 | 1588.4331 | 1547.0005 | 1505.5679 | 1464.1353 | 1422.7027 | 1381.2701 | 1339.8375 | 1298.4049 | 1256.9723 | 1215.5397 | 1174.1071 | 1132.6745 | 1091.2419 | 1049.8093 | 1018.1858 | 996.3714 | 974.557 | 890.9676 | 952.7426 | 930.9282 | 909.1138 | 887.2994 | 865.485 | 843.6706 | 821.8561 | 0 | 0 | 0 | 0 | 0 | 0 | 0 | 0 | 0 | 0 | 0 | 0 | 0 | 0 | 0 | 0 | 0 | 0 | 0 | 0 | 0 | 0
| 0 | 2025 | 1325.2109 | 0 | 0 | 0 | 0 | 0 | 2137.0265 | 2008.9279 | 1882.1626 | 1789.5304 | 1709.6981 | 1639.4657 | 1588.4331 | 1547.0005 | 1505.5679 | 1464.1353 | 1422.7027 | 1381.2701 | 1339.8375 | 1298.4049 | 1256.9723 | 1215.5397 | 1174.1071 | 1132.6745 | 1091.2419 | 1049.8093 | 1018.1858 | 996.3714 | 903.019 | 974.557 | 952.7426 | 930.9282 | 909.1138 | 887.2994 | 865.485 | 843.6706 | 821.8561 | 0 | 0 | 0 | 0 | 0 | 0 | 0 | 0 | 0 | 0 | 0 | 0 | 0 | 0 | 0 | 0 | 0 | 0 | 0 | 0 | 0
| 0 | 2026 | 1307.5149 | 0 | 0 | 0 | 0 | 0 | 0 | 2108.4901 | 1982.102 | 1857.0294 | 1765.6342 | 1686.8679 | 1617.5733 | 1567.2222 | 1526.3429 | 1485.4636 | 1444.5842 | 1403.7049 | 1362.8256 | 1321.9462 | 1281.0669 | 1240.1875 | 1199.3082 | 1158.4289 | 1117.5495 | 1076.6702 | 1035.7909 | 1004.5896 | 903.0005 | 983.0665 | 961.5434 | 940.0203 | 918.4972 | 896.9741 | 875.451 | 853.9278 | 832.4047 | 810.8816 | 0 | 0 | 0 | 0 | 0 | 0 | 0 | 0 | 0 | 0 | 0 | 0 | 0 | 0 | 0 | 0 | 0 | 0 | 0 | 0
| 0 | 2027 | 1289.8189 | 0 | 0 | 0 | 0 | 0 | 0 | 0 | 2079.9536 | 1955.2761 | 1831.8963 | 1741.7379 | 1664.0377 | 1595.681 | 1546.0113 | 1505.6853 | 1465.3592 | 1425.0331 | 1384.707 | 1344.381 | 1304.0549 | 1263.7288 | 1223.4028 | 1183.0767 | 1142.7506 | 1102.4245 | 1062.0985 | 1021.7724 | 902.8029 | 990.9934 | 969.7616 | 948.5298 | 927.298 | 906.0662 | 884.8344 | 863.6025 | 842.3707 | 821.1389 | 799.9071 | 0 | 0 | 0 | 0 | 0 | 0 | 0 | 0 | 0 | 0 | 0 | 0 | 0 | 0 | 0 | 0 | 0 | 0 | 0
| 0 | 2028 | 1272.1229 | 0 | 0 | 0 | 0 | 0 | 0 | 0 | 0 | 2051.4172 | 1928.4502 | 1806.7631 | 1717.8417 | 1641.2075 | 1573.7886 | 1524.8004 | 1485.0276 | 1445.2548 | 1405.482 | 1365.7092 | 1325.9364 | 1286.1636 | 1246.3908 | 1206.618 | 1166.8452 | 1127.0723 | 1087.2995 | 1047.5267 | 903.467 | 1007.7539 | 977.3973 | 956.4567 | 935.5162 | 914.5757 | 893.6352 | 872.6946 | 851.7541 | 830.8136 | 809.8731 | 788.9325 | 0 | 0 | 0 | 0 | 0 | 0 | 0 | 0 | 0 | 0 | 0 | 0 | 0 | 0 | 0 | 0 | 0 | 0
| 0 | 2029 | 1254.4269 | 0 | 0 | 0 | 0 | 0 | 0 | 0 | 0 | 0 | 2022.8807 | 1901.6243 | 1781.6299 | 1693.9455 | 1618.3773 | 1551.8962 | 1503.5895 | 1464.37 | 1425.1504 | 1385.9309 | 1346.7114 | 1307.4918 | 1268.2723 | 1229.0527 | 1189.8332 | 1150.6136 | 1111.3941 | 1072.1745 | 905.6653 | 1032.955 | 993.7355 | 963.8011 | 943.1518 | 922.5026 | 901.8534 | 881.2042 | 860.5549 | 839.9057 | 819.2565 | 798.6072 | 777.958 | 0 | 0 | 0 | 0 | 0 | 0 | 0 | 0 | 0 | 0 | 0 | 0 | 0 | 0 | 0 | 0 | 0
| 0 | 2030 | 1236.7309 | 0 | 0 | 0 | 0 | 0 | 0 | 0 | 0 | 0 | 0 | 1994.3443 | 1874.7983 | 1756.4967 | 1670.0493 | 1595.5471 | 1530.0039 | 1482.3786 | 1443.7124 | 1405.0461 | 1366.3798 | 1327.7135 | 1289.0472 | 1250.3809 | 1211.7147 | 1173.0484 | 1134.3821 | 1095.7158 | 908.9459 | 1057.0495 | 1018.3833 | 979.717 | 950.2049 | 929.8469 | 909.489 | 889.1311 | 868.7731 | 848.4152 | 828.0573 | 807.6994 | 787.3414 | 766.9835 | 0 | 0 | 0 | 0 | 0 | 0 | 0 | 0 | 0 | 0 | 0 | 0 | 0 | 0 | 0 | 0
| 0 | 2031 | 1219.0349 | 0 | 0 | 0 | 0 | 0 | 0 | 0 | 0 | 0 | 0 | 0 | 1965.8078 | 1847.9724 | 1731.3636 | 1646.153 | 1572.7169 | 1508.1115 | 1461.1677 | 1423.0547 | 1384.9417 | 1346.8287 | 1308.7157 | 1270.6026 | 1232.4896 | 1194.3766 | 1156.2636 | 1118.1506 | 912.9825 | 1080.0376 | 1041.9245 | 1003.8115 | 965.6985 | 936.6087 | 916.5421 | 896.4754 | 876.4088 | 856.3421 | 836.2755 | 816.2089 | 796.1422 | 776.0756 | 756.009 | 0 | 0 | 0 | 0 | 0 | 0 | 0 | 0 | 0 | 0 | 0 | 0 | 0 | 0 | 0
| 0 | 2032 | 1201.5921 | 0 | 0 | 0 | 0 | 0 | 0 | 0 | 0 | 0 | 0 | 0 | 0 | 1937.6797 | 1821.5304 | 1706.59 | 1622.5987 | 1550.2134 | 1486.5324 | 1440.2603 | 1402.6927 | 1365.125 | 1327.5573 | 1289.9897 | 1252.422 | 1214.8543 | 1177.2866 | 1139.719 | 917.7258 | 1102.1513 | 1064.5836 | 1027.016 | 989.4483 | 951.8806 | 923.207 | 903.4275 | 883.648 | 863.8685 | 844.089 | 824.3095 | 804.53 | 784.7505 | 764.971 | 745.1915 | 0 | 0 | 0 | 0 | 0 | 0 | 0 | 0 | 0 | 0 | 0 | 0 | 0 | 0
| 0 | 2033 | 1184.3989 | 0 | 0 | 0 | 0 | 0 | 0 | 0 | 0 | 0 | 0 | 0 | 0 | 0 | 1909.954 | 1795.4666 | 1682.1709 | 1599.3815 | 1528.0318 | 1465.2621 | 1419.6521 | 1382.622 | 1345.5918 | 1308.5617 | 1271.5316 | 1234.5015 | 1197.4713 | 1160.4412 | 922.9997 | 1123.4111 | 1086.381 | 1049.3508 | 1012.3207 | 975.2906 | 938.2605 | 909.9972 | 890.5007 | 871.0042 | 851.5077 | 832.0112 | 812.5147 | 793.0182 | 773.5217 | 754.0252 | 734.5287 | 0 | 0 | 0 | 0 | 0 | 0 | 0 | 0 | 0 | 0 | 0 | 0 | 0
| 0 | 2034 | 1167.4517 | 0 | 0 | 0 | 0 | 0 | 0 | 0 | 0 | 0 | 0 | 0 | 0 | 0 | 0 | 1882.625 | 1769.7759 | 1658.1013 | 1576.4964 | 1506.1677 | 1444.2961 | 1399.3387 | 1362.8385 | 1326.3382 | 1289.8379 | 1253.3376 | 1216.8374 | 1180.3371 | 928.6695 | 1143.8368 | 1107.3365 | 1070.8363 | 1034.336 | 997.8357 | 961.3355 | 924.8352 | 896.9763 | 877.7588 | 858.5412 | 839.3237 | 820.1062 | 800.8887 | 781.6712 | 762.4536 | 743.2361 | 724.0186 | 0 | 0 | 0 | 0 | 0 | 0 | 0 | 0 | 0 | 0 | 0 | 0
| 0 | 2035 | 1150.747 | 0 | 0 | 0 | 0 | 0 | 0 | 0 | 0 | 0 | 0 | 0 | 0 | 0 | 0 | 0 | 1855.6871 | 1744.4527 | 1634.376 | 1553.9388 | 1484.6164 | 1423.6301 | 1379.316 | 1343.338 | 1307.36 | 1271.382 | 1235.404 | 1199.426 | 934.6301 | 1163.448 | 1127.47 | 1091.492 | 1055.514 | 1019.536 | 983.558 | 947.58 | 911.602 | 884.1417 | 865.1992 | 846.2566 | 827.3141 | 808.3716 | 789.429 | 770.4865 | 751.5439 | 732.6014 | 713.6588 | 0 | 0 | 0 | 0 | 0 | 0 | 0 | 0 | 0 | 0 | 0
| 0 | 2036 | 1134.2813 | 0 | 0 | 0 | 0 | 0 | 0 | 0 | 0 | 0 | 0 | 0 | 0 | 0 | 0 | 0 | 0 | 1829.1347 | 1719.4918 | 1610.9902 | 1531.704 | 1463.3735 | 1403.2598 | 1359.5798 | 1324.1166 | 1288.6534 | 1253.1902 | 1217.727 | 940.7989 | 1182.2638 | 1146.8006 | 1111.3374 | 1075.8742 | 1040.411 | 1004.9478 | 969.4846 | 934.0214 | 898.5582 | 871.4908 | 852.8193 | 834.1478 | 815.4763 | 796.8048 | 778.1333 | 759.4618 | 740.7903 | 722.1188 | 703.4473 | 0 | 0 | 0 | 0 | 0 | 0 | 0 | 0 | 0 | 0
| 0 | 2037 | 1118.0512 | 0 | 0 | 0 | 0 | 0 | 0 | 0 | 0 | 0 | 0 | 0 | 0 | 0 | 0 | 0 | 0 | 0 | 1802.9622 | 1694.8882 | 1587.9391 | 1509.7873 | 1442.4345 | 1383.181 | 1340.126 | 1305.1702 | 1270.2145 | 1235.2587 | 947.1096 | 1200.3029 | 1165.3471 | 1130.3914 | 1095.4356 | 1060.4798 | 1025.5241 | 990.5683 | 955.6125 | 920.6567 | 885.701 | 859.0209 | 840.6166 | 822.2123 | 803.8079 | 785.4036 | 766.9992 | 748.5949 | 730.1906 | 711.7862 | 693.3819 | 0 | 0 | 0 | 0 | 0 | 0 | 0 | 0 | 0
| 0 | 2038 | 1102.0534 | 0 | 0 | 0 | 0 | 0 | 0 | 0 | 0 | 0 | 0 | 0 | 0 | 0 | 0 | 0 | 0 | 0 | 0 | 1777.1641 | 1670.6365 | 1565.2177 | 1488.1842 | 1421.7952 | 1363.3895 | 1320.9505 | 1286.4949 | 1252.0394 | 953.5085 | 1217.5838 | 1183.1282 | 1148.6726 | 1114.217 | 1079.7614 | 1045.3058 | 1010.8502 | 976.3946 | 941.939 | 907.4834 | 873.0278 | 846.7295 | 828.5885 | 810.4475 | 792.3065 | 774.1655 | 756.0245 | 737.8835 | 719.7425 | 701.6015 | 683.4605 | 0 | 0 | 0 | 0 | 0 | 0 | 0 | 0
| 0 | 2039 | 1086.2844 | 0 | 0 | 0 | 0 | 0 | 0 | 0 | 0 | 0 | 0 | 0 | 0 | 0 | 0 | 0 | 0 | 0 | 0 | 0 | 1751.7352 | 1646.7319 | 1542.8215 | 1466.8903 | 1401.4512 | 1343.8812 | 1302.0495 | 1268.0869 | 959.9518 | 1234.1243 | 1200.1617 | 1166.1991 | 1132.2365 | 1098.274 | 1064.3114 | 1030.3488 | 996.3862 | 962.4236 | 928.461 | 894.4985 | 860.5359 | 834.6139 | 816.7324 | 798.851 | 780.9696 | 763.0882 | 745.2068 | 727.3253 | 709.4439 | 691.5625 | 673.6811 | 0 | 0 | 0 | 0 | 0 | 0 | 0
| 2020-2023 | 30% |  | 153.5333 | [27 empty] | 2064: 0; 2065: 0; 2066: 0; 2067: 0; 2068: 0; 2069: 0; 2070: 0; 2071: 0; 2072: 0; 2073: 0; 2074: 0
| 2024 | 26% |  | 133.0622 | [36 empty] | 0 | 0 | 0 | 0 | 0 | 0 | 0 | 0 | 0 | 0 | 0 | 0 | 0 | 0 | 0 | 0 | 0 | 0 | 0
| 2025 | 22% |  | 112.5911 | [36 empty] | 0 | 0 | 0 | 0 | 0 | 0 | 0 | 0 | 0 | 0 | 0 | 0 | 0 | 0 | 0 | 0 | 0 | 0 | 0
| Start 2026 | 10% |  | 51.1778 | [36 empty] | 0 | 0 | 0 | 0 | 0 | 0 | 0 | 0 | 0 | 0 | 0 | 0 | 0 | 0 | 0 | 0 | 0 | 0 | 0
[41 empty] | 0 | 0 | 0 | 0 | 0 | 0 | 0 | 0 | 0 | 0 | 0 | 0 | 0 | 0 | 0 | 0 | 0 | 0 | 0
[41 empty] | 0 | 0 | 0 | 0 | 0 | 0 | 0 | 0 | 0 | 0 | 0 | 0 | 0 | 0 | 0 | 0 | 0 | 0 | 0
Amortization
|  | 30% |  | 7.6767 | 7.6767 | 7.6767 | 7.6767 | 7.6767 | 7.6767 | 7.6767 | 7.6767 | 7.6767 | 7.6767 | 7.6767 | 7.6767 | 7.6767 | 7.6767 | 7.6767 | 7.6767 | 7.6767 | 7.6767 | 7.6767 | 7.6767 | 7.6767 | 7.6767 | 7.6767 | 7.6767 | 7.6767 | 7.6767 | 7.6767 | 7.6767 | 7.6767 | 7.6767 | 7.6767 | 7.6767 | 7.6767 | 7.6767 | 7.6767 | 7.6767 | 7.6767 | 7.6767 | 7.6767 | 7.6767 | 7.6767 | 7.6767 | 7.6767 | 7.6767 | 7.6767 | 7.6767 | 7.6767 | 7.6767 | 7.6767 | 7.6767 | 7.6767 | 7.6767 | 7.6767 | 7.6767 | 7.6767 | 7.6767
|  | 26% |  | 6.6531 | 6.6531 | 6.6531 | 6.6531 | 6.6531 | 6.6531 | 6.6531 | 6.6531 | 6.6531 | 6.6531 | 6.6531 | 6.6531 | 6.6531 | 6.6531 | 6.6531 | 6.6531 | 6.6531 | 6.6531 | 6.6531 | 6.6531 | 6.6531 | 6.6531 | 6.6531 | 6.6531 | 6.6531 | 6.6531 | 6.6531 | 6.6531 | 6.6531 | 6.6531 | 6.6531 | 6.6531 | 6.6531 | 6.6531 | 6.6531 | 6.6531 | 6.6531 | 6.6531 | 6.6531 | 6.6531 | 6.6531 | 6.6531 | 6.6531 | 6.6531 | 6.6531 | 6.6531 | 6.6531 | 6.6531 | 6.6531 | 6.6531 | 6.6531 | 6.6531 | 6.6531 | 6.6531 | 6.6531 | 6.6531
|  | 22% |  | 5.6296 | 5.6296 | 5.6296 | 5.6296 | 5.6296 | 5.6296 | 5.6296 | 5.6296 | 5.6296 | 5.6296 | 5.6296 | 5.6296 | 5.6296 | 5.6296 | 5.6296 | 5.6296 | 5.6296 | 5.6296 | 5.6296 | 5.6296 | 5.6296 | 5.6296 | 5.6296 | 5.6296 | 5.6296 | 5.6296 | 5.6296 | 5.6296 | 5.6296 | 5.6296 | 5.6296 | 5.6296 | 5.6296 | 5.6296 | 5.6296 | 5.6296 | 5.6296 | 5.6296 | 5.6296 | 5.6296 | 5.6296 | 5.6296 | 5.6296 | 5.6296 | 5.6296 | 5.6296 | 5.6296 | 5.6296 | 5.6296 | 5.6296 | 5.6296 | 5.6296 | 5.6296 | 5.6296 | 5.6296 | 5.6296
|  | 10% |  | 2.5589 | 2.5589 | 2.5589 | 2.5589 | 2.5589 | 2.5589 | 2.5589 | 2.5589 | 2.5589 | 2.5589 | 2.5589 | 2.5589 | 2.5589 | 2.5589 | 2.5589 | 2.5589 | 2.5589 | 2.5589 | 2.5589 | 2.5589 | 2.5589 | 2.5589 | 2.5589 | 2.5589 | 2.5589 | 2.5589 | 2.5589 | 2.5589 | 2.5589 | 2.5589 | 2.5589 | 2.5589 | 2.5589 | 2.5589 | 2.5589 | 2.5589 | 2.5589 | 2.5589 | 2.5589 | 2.5589 | 2.5589 | 2.5589 | 2.5589 | 2.5589 | 2.5589 | 2.5589 | 2.5589 | 2.5589 | 2.5589 | 2.5589 | 2.5589 | 2.5589 | 2.5589 | 2.5589 | 2.5589 | 2.5589
|  |  |  | 2020 | 2021 | 2022 | 2023 | 2024 | 2025 | 2026 | 2027 | 2028 | 2029 | 2030 | 2031 | 2032 | 2033 | 2034 | 2035 | 2036 | 2037 | 2038 | 2039 | 2040 | 2041 | 2042 | 2043 | 2044 | 2045 | 2046 | 2047 | 2048 | 2049 | 2050 | 2051 | 2052 | 2053 | 2054 | 2055 | 2056 | 2057 | 2058 | 2059 | 2060 | 2061 | 2062 | 2063 | 2064 | 2065 | 2066 | 2067 | 2068 | 2069 | 2070 | 2071 | 2072 | 2073 | 2074 | 2075
|  | ITC Base |  | 112.5911 | 112.5911 | 112.5911 | 112.5911 | 112.5911 | 112.5911 | 112.5911 | 112.5911 | 112.5911 | 112.5911 | 112.5911 | 112.5911 | 112.5911 | 112.5911 | 112.5911 | 112.5911 | 112.5911 | 112.5911 | 112.5911 | 112.5911 | 112.5911 | 112.5911 | 112.5911 | 112.5911 | 112.5911 | 112.5911 | 112.5911 | 112.5911 | 112.5911 | 112.5911 | 112.5911 | 112.5911 | 112.5911 | 112.5911 | 112.5911 | 112.5911 | 112.5911 | 112.5911 | 112.5911 | 112.5911 | 112.5911 | 112.5911 | 112.5911 | 112.5911 | 112.5911 | 112.5911 | 112.5911 | 112.5911 | 112.5911 | 112.5911 | 112.5911 | 112.5911 | 112.5911 | 112.5911 | 112.5911 | 112.5911
|  | Accum ITC Amort |  | 5.6296 | 11.2591 | 16.8887 | 22.5182 | 28.1478 | 33.7773 | 39.4069 | 45.0364 | 50.666 | 56.2956 | 61.9251 | 67.5547 | 73.1842 | 78.8138 | 84.4433 | 90.0729 | 95.7024 | 101.332 | 106.9616 | 112.5911 | 118.2207 | 123.8502 | 129.4798 | 135.1093 | 140.7389 | 146.3684 | 151.998 | 157.6275 | 163.2571 | 168.8867 | 174.5162 | 180.1458 | 185.7753 | 191.4049 | 197.0344 | 202.664 | 208.2935 | 213.9231 | 219.5527 | 225.1822 | 230.8118 | 236.4413 | 242.0709 | 247.7004 | 253.33 | 258.9595 | 264.5891 | 270.2187 | 275.8482 | 281.4778 | 287.1073 | 292.7369 | 298.3664 | 303.996 | 309.6255 | 315.2551
|  | Ratebase |  | 106.9616 | 101.332 | 95.7024 | 90.0729 | 84.4433 | 78.8138 | 73.1842 | 67.5547 | 61.9251 | 56.2956 | 50.666 | 45.0364 | 39.4069 | 33.7773 | 28.1478 | 22.5182 | 16.8887 | 11.2591 | 5.6296 | 0 | -5.6296 | -11.2591 | -16.8887 | -22.5182 | -28.1478 | -33.7773 | -39.4069 | -45.0364 | -50.666 | -56.2956 | -61.9251 | -67.5547 | -73.1842 | -78.8138 | -84.4433 | -90.0729 | -95.7024 | -101.332 | -106.9616 | -112.5911 | -118.2207 | -123.8502 | -129.4798 | -135.1093 | -140.7389 | -146.3684 | -151.998 | -157.6275 | -163.2571 | -168.8867 | -174.5162 | -180.1458 | -185.7753 | -191.4049 | -197.0344 | -202.664
|  | Tax Basis |  | 455.4822 | 455.4822 | 455.4822 | 455.4822 | 455.4822 | 455.4822 | 455.4822 | 455.4822 | 455.4822 | 455.4822 | 455.4822 | 455.4822 | 455.4822 | 455.4822 | 455.4822 | 455.4822 | 455.4822 | 455.4822 | 455.4822 | 455.4822 | 455.4822 | 455.4822 | 455.4822 | 455.4822 | 455.4822 | 455.4822 | 455.4822 | 455.4822 | 455.4822 | 455.4822 | 455.4822 | 455.4822 | 455.4822 | 455.4822 | 455.4822 | 455.4822 | 455.4822 | 455.4822 | 455.4822 | 455.4822 | 455.4822 | 455.4822 | 455.4822 | 455.4822 | 455.4822 | 455.4822 | 455.4822 | 455.4822 | 455.4822 | 455.4822 | 455.4822 | 455.4822 | 455.4822 | 455.4822 | 455.4822 | 455.4822
|  | Book Depreciation |  | 13.0138 | 13.0138 | 13.0138 | 13.0138 | 13.0138 | 13.0138 | 13.0138 | 13.0138 | 13.0138 | 13.0138 | 13.0138 | 13.0138 | 13.0138 | 13.0138 | 13.0138 | 13.0138 | 13.0138 | 13.0138 | 13.0138 | 13.0138 | 13.0138 | 13.0138 | 13.0138 | 13.0138 | 13.0138 | 13.0138 | 13.0138 | 13.0138 | 13.0138 | 13.0138 | 13.0138 | 13.0138 | 13.0138 | 13.0138 | 13.0138 | 13.0138 | 13.0138 | 13.0138 | 13.0138 | 13.0138 | 13.0138 | 13.0138 | 13.0138 | 13.0138 | 13.0138 | 13.0138 | 13.0138 | 13.0138 | 13.0138 | 13.0138 | 13.0138 | 13.0138 | 13.0138 | 13.0138 | 13.0138 | 13.0138
|  | Tax Depreciation |  | 91.0964 | 145.7543 | 87.4526 | 52.4715 | 52.4715 | 26.2358 | 0 | 0 | 0 | 0 | 0 | 0 | 0 | 0 | 0 | 0 | 0 | 0 | 0 | 0 | 0 | 0 | 0 | 0 | 0 | 0 | 0 | 0 | 0 | 0 | 0 | 0 | 0 | 0 | 0 | 0 | 0 | 0 | 0 | 0 | 0 | 0 | 0 | 0 | 0 | 0 | 0 | 0 | 0 | 0 | 0 | 0 | 0 | 0 | 0 | 0
|  | Difference between book and tax |  | -78.0827 | -132.7405 | -74.4388 | -39.4578 | -39.4578 | -13.222 | 13.0138 | 13.0138 | 13.0138 | 13.0138 | 13.0138 | 13.0138 | 13.0138 | 13.0138 | 13.0138 | 13.0138 | 13.0138 | 13.0138 | 13.0138 | 13.0138 | 13.0138 | 13.0138 | 13.0138 | 13.0138 | 13.0138 | 13.0138 | 13.0138 | 13.0138 | 13.0138 | 13.0138 | 13.0138 | 13.0138 | 13.0138 | 13.0138 | 13.0138 | 13.0138 | 13.0138 | 13.0138 | 13.0138 | 13.0138 | 13.0138 | 13.0138 | 13.0138 | 13.0138 | 13.0138 | 13.0138 | 13.0138 | 13.0138 | 13.0138 | 13.0138 | 13.0138 | 13.0138 | 13.0138 | 13.0138 | 13.0138 | 13.0138
|  | Deferred Tax |  | -16.3974 | -27.8755 | -15.6321 | -8.2861 | -8.2861 | -2.7766 | 2.7329 | 2.7329 | 2.7329 | 2.7329 | 2.7329 | 2.7329 | 2.7329 | 2.7329 | 2.7329 | 2.7329 | 2.7329 | 2.7329 | 2.7329 | 2.7329 | 2.7329 | 2.7329 | 2.7329 | 2.7329 | 2.7329 | 2.7329 | 2.7329 | 2.7329 | 2.7329 | 2.7329 | 2.7329 | 2.7329 | 2.7329 | 2.7329 | 2.7329 | 2.7329 | 2.7329 | 2.7329 | 2.7329 | 2.7329 | 2.7329 | 2.7329 | 2.7329 | 2.7329 | 2.7329 | 2.7329 | 2.7329 | 2.7329 | 2.7329 | 2.7329 | 2.7329 | 2.7329 | 2.7329 | 2.7329 | 2.7329 | 2.7329
|  | Accum Defered Tax |  | -16.3974 | -44.2729 | -59.905 | -68.1912 | -76.4773 | -79.2539 | -76.521 | -73.7881 | -71.0552 | -68.3223 | -65.5894 | -62.8565 | -60.1237 | -57.3908 | -54.6579 | -51.925 | -49.1921 | -46.4592 | -43.7263 | -40.9934 | -38.2605 | -35.5276 | -32.7947 | -30.0618 | -27.3289 | -24.596 | -21.8631 | -19.1303 | -16.3974 | -13.6645 | -10.9316 | -8.1987 | -5.4658 | -2.7329 | -3.1086e-14 | 2.7329 | 5.4658 | 8.1987 | 10.9316 | 13.6645 | 16.3974 | 19.1303 | 21.8631 | 24.596 | 27.3289 | 30.0618 | 32.7947 | 35.5276 | 38.2605 | 40.9934 | 43.7263 | 46.4592 | 49.1921 | 51.925 | 54.6579 | 57.3908
|  | Revenue Requirement |  | 52.7846 | 49.6205 | 46.4894 | 44.2014 | 42.2295 | 40.4948 | 39.2343 | 38.2109 | 37.1875 | 36.1641 | 35.1408 | 34.1174 | 33.094 | 32.0706 | 31.0472 | 30.0238 | 29.0004 | 27.9771 | 26.9537 | 25.9303 | 25.1492 | 24.6104 | 24.0716 | 23.5327 | 22.9939 | 22.4551 | 21.9163 | 21.3775 | 20.8387 | 20.2998 | 0 | 0 | 0 | 0 | 0 | 0 | 0 | 0 | 0 | 0 | 0 | 0 | 0 | 0 | 0 | 0 | 0 | 0 | 0 | 0 | 0 | 0 | 0 | 0 | 0 | 0
|  | Depreciation |  | 14.6222 | 14.6222 | 14.6222 | 14.6222 | 14.6222 | 14.6222 | 14.6222 | 14.6222 | 14.6222 | 14.6222 | 14.6222 | 14.6222 | 14.6222 | 14.6222 | 14.6222 | 14.6222 | 14.6222 | 14.6222 | 14.6222 | 14.6222 | 14.6222 | 14.6222 | 14.6222 | 14.6222 | 14.6222 | 14.6222 | 14.6222 | 14.6222 | 14.6222 | 14.6222 | 0 | 0 | 0 | 0 | 0 | 0 | 0 | 0 | 0 | 0 | 0 | 0 | 0 | 0 | 0 | 0 | 0 | 0 | 0 | 0 | 0 | 0 | 0 | 0 | 0 | 0
|  | Insurance |  | 0.24514 | 0.24514 | 0.24514 | 0.24514 | 0.24514 | 0.24514 | 0.24514 | 0.24514 | 0.24514 | 0.24514 | 0.24514 | 0.24514 | 0.24514 | 0.24514 | 0.24514 | 0.24514 | 0.24514 | 0.24514 | 0.24514 | 0.24514 | 0.24514 | 0.24514 | 0.24514 | 0.24514 | 0.24514 | 0.24514 | 0.24514 | 0.24514 | 0.24514 | 0.24514 | 0 | 0 | 0 | 0 | 0 | 0 | 0 | 0 | 0 | 0 | 0 | 0 | 0 | 0 | 0 | 0 | 0 | 0 | 0 | 0 | 0 | 0 | 0 | 0 | 0 | 0
|  | Property Taxes |  | 2.3265 | 2.3265 | 2.3265 | 2.3265 | 2.3265 | 2.3265 | 2.3265 | 2.3265 | 2.3265 | 2.3265 | 2.3265 | 2.3265 | 2.3265 | 2.3265 | 2.3265 | 2.3265 | 2.3265 | 2.3265 | 2.3265 | 2.3265 | 2.3265 | 2.3265 | 2.3265 | 2.3265 | 2.3265 | 2.3265 | 2.3265 | 2.3265 | 2.3265 | 2.3265 | 0 | 0 | 0 | 0 | 0 | 0 | 0 | 0 | 0 | 0 | 0 | 0 | 0 | 0 | 0 | 0 | 0 | 0 | 0 | 0 | 0 | 0 | 0 | 0 | 0 | 0
|  | Current Taxes |  | -10.9499 | -24.5112 | -11.4121 | -3.6387 | -4.0528 | 1.7734 | 7.6992 | 7.4843 | 7.2693 | 7.0544 | 6.8395 | 6.6246 | 6.4097 | 6.1948 | 5.9799 | 5.765 | 5.5501 | 5.3351 | 5.1202 | 4.9053 | 4.7413 | 4.6281 | 4.515 | 4.4018 | 4.2887 | 4.1755 | 4.0624 | 3.9492 | 3.8361 | 3.7229 | 0 | 0 | 0 | 0 | 0 | 0 | 0 | 0 | 0 | 0 | 0 | 0 | 0 | 0 | 0 | 0 | 0 | 0 | 0 | 0 | 0 | 0 | 0 | 0 | 0 | 0
|  | DFIT |  |  | 31.3208 | 17.5642 |  | 9.3103 | 3.1198 | -3.0707 | -3.0707 | -3.0707 | -3.0707 | -3.0707 | -3.0707 | -3.0707 | -3.0707 | -3.0707 | -3.0707 | -3.0707 | -3.0707 | -3.0707 | -3.0707 | -3.0707 | -3.0707 | -3.0707 | -3.0707 | -3.0707 | -3.0707 | -3.0707 | -3.0707 | -3.0707 | -3.0707 | 0 | 0 | 0 | 0 | 0 | 0 | 0 | 0 | 0 | 0 | 0 | 0 | 0 | 0 | 0 | 0 | 0 | 0 | 0 | 0 | 0 | 0 | 0 | 0 | 0 | 0
|  | ITC |  | -5.6296 | -5.6296 | -5.6296 | -5.6296 | -5.6296 | -5.6296 | -5.6296 | -5.6296 | -5.6296 | -5.6296 | -5.6296 | -5.6296 | -5.6296 | -5.6296 | -5.6296 | -5.6296 | -5.6296 | -5.6296 | -5.6296 | -5.6296 | -5.6296 | -5.6296 | -5.6296 | -5.6296 | -5.6296 | -5.6296 | -5.6296 | -5.6296 | -5.6296 | -5.6296 | -5.6296 | -5.6296 | -5.6296 | -5.6296 | -5.6296 | -5.6296 | -5.6296 | -5.6296 | -5.6296 | -5.6296 | -5.6296 | -5.6296 | -5.6296 | -5.6296 | -5.6296 | -5.6296 | -5.6296 | -5.6296 | -5.6296 | -5.6296 | -5.6296 | -5.6296 | -5.6296 | -5.6296 | -5.6296 | -5.6296
|  | Total Operating Expenses |  | 0.61433 | 18.3739 | 17.7164 | 7.9256 | 16.8218 | 16.4575 | 16.1928 | 15.9779 | 15.763 | 15.548 | 15.3331 | 15.1182 | 14.9033 | 14.6884 | 14.4735 | 14.2586 | 14.0437 | 13.8288 | 13.6138 | 13.3989 | 13.2349 | 13.1218 | 13.0086 | 12.8955 | 12.7823 | 12.6692 | 12.556 | 12.4428 | 12.3297 | 12.2165 | -5.6296 | -5.6296 | -5.6296 | -5.6296 | -5.6296 | -5.6296 | -5.6296 | -5.6296 | -5.6296 | -5.6296 | -5.6296 | -5.6296 | -5.6296 | -5.6296 | -5.6296 | -5.6296 | -5.6296 | -5.6296 | -5.6296 | -5.6296 | -5.6296 | -5.6296 | -5.6296 | -5.6296 | -5.6296 | -5.6296
|  | Operating |  | 52.1702 | 31.2466 | 28.7731 | 36.2758 | 25.4078 | 24.0373 | 23.0415 | 22.233 | 21.4246 | 20.6161 | 19.8076 | 18.9991 | 18.1907 | 17.3822 | 16.5737 | 15.7652 | 14.9568 | 14.1483 | 13.3398 | 12.5314 | 11.9143 | 11.4886 | 11.063 | 10.6373 | 10.2116 | 9.786 | 9.3603 | 8.9346 | 8.509 | 8.0833 | 5.6296 | 5.6296 | 5.6296 | 5.6296 | 5.6296 | 5.6296 | 5.6296 | 5.6296 | 5.6296 | 5.6296 | 5.6296 | 5.6296 | 5.6296 | 5.6296 | 5.6296 | 5.6296 | 5.6296 | 5.6296 | 5.6296 | 5.6296 | 5.6296 | 5.6296 | 5.6296 | 5.6296 | 5.6296 | 5.6296
|  | Ratebase |  | 496.268 | 459.5093 | 423.1333 | 396.5519 | 373.6435 | 353.4899 | 338.8459 | 326.9565 | 315.0672 | 303.1779 | 291.2885 | 279.3992 | 267.5099 | 255.6206 | 243.7312 | 231.8419 | 219.9526 | 208.0632 | 196.1739 | 184.2846 | 175.21 | 168.9503 | 162.6905 | 156.4307 | 150.1709 | 143.9112 | 137.6514 | 131.3916 | 125.1319 | 118.8721 | 0 | 0 | 0 | 0 | 0 | 0 | 0 | 0 | 0 | 0 | 0 | 0 | 0 | 0 | 0 | 0 | 0 | 0 | 0 | 0 | 0 | 0 | 0 | 0 | 0 | 0
|  | Return on Ratebase |  | 10.51% | 6.8% | 6.8% | 9.148% | 6.8% | 6.8% | 6.8% | 6.8% | 6.8% | 6.8% | 6.8% | 6.8% | 6.8% | 6.8% | 6.8% | 6.8% | 6.8% | 6.8% | 6.8% | 6.8% | 6.8% | 6.8% | 6.8% | 6.8% | 6.8% | 6.8% | 6.8% | 6.8% | 6.8% | 6.8% | #DIV/0! | #DIV/0! | #DIV/0! | #DIV/0! | #DIV/0! | #DIV/0! | #DIV/0! | #DIV/0! | #DIV/0! | #DIV/0! | #DIV/0! | #DIV/0! | #DIV/0! | #DIV/0! | #DIV/0! | #DIV/0! | #DIV/0! | #DIV/0! | #DIV/0! | #DIV/0! | #DIV/0! | #DIV/0! | #DIV/0! | #DIV/0! | #DIV/0! | #DIV/0!
|  | Revenue Requirement |  | 52.7846 | 49.6205 | 46.4894 | 44.2014 | 42.2295 | 40.4948 | 39.2343 | 38.2109 | 37.1875 | 36.1641 | 35.1408 | 34.1174 | 33.094 | 32.0706 | 31.0472 | 30.0238 | 29.0004 | 27.9771 | 26.9537 | 25.9303 | 25.1492 | 24.6104 | 24.0716 | 23.5327 | 22.9939 | 22.4551 | 21.9163 | 21.3775 | 20.8387 | 20.2998 | 0 | 0 | 0 | 0 | 0 | 0 | 0 | 0 | 0 | 0 | 0 | 0 | 0 | 0 | 0 | 0 | 0 | 0 | 0 | 0 | 0 | 0 | 0 | 0 | 0 | 0
|  | Tax Depreciation |  | 102.3556 | 163.7689 | 98.2613 | 58.9568 | 58.9568 | 29.4784 | 0 | 0 | 0 | 0 | 0 | 0 | 0 | 0 | 0 | 0 | 0 | 0 | 0 | 0 | 0 | 0 | 0 | 0 | 0 | 0 | 0 | 0 | 0 | 0 | 0 | 0 | 0 | 0 | 0 | 0 | 0 | 0 | 0 | 0 | 0 | 0 | 0 | 0 | 0 | 0 | 0 | 0 | 0 | 0 | 0 | 0 | 0 | 0 | 0 | 0
|  | Property Taxes |  | 0.24514 | 0.24514 | 0.24514 | 0.24514 | 0.24514 | 0.24514 | 0.24514 | 0.24514 | 0.24514 | 0.24514 | 0.24514 | 0.24514 | 0.24514 | 0.24514 | 0.24514 | 0.24514 | 0.24514 | 0.24514 | 0.24514 | 0.24514 | 0.24514 | 0.24514 | 0.24514 | 0.24514 | 0.24514 | 0.24514 | 0.24514 | 0.24514 | 0.24514 | 0.24514 | 0 | 0 | 0 | 0 | 0 | 0 | 0 | 0 | 0 | 0 | 0 | 0 | 0 | 0 | 0 | 0 | 0 | 0 | 0 | 0 | 0 | 0 | 0 | 0 | 0 | 0
|  | Insurance |  | 2.3265 | 2.3265 | 2.3265 | 2.3265 | 2.3265 | 2.3265 | 2.3265 | 2.3265 | 2.3265 | 2.3265 | 2.3265 | 2.3265 | 2.3265 | 2.3265 | 2.3265 | 2.3265 | 2.3265 | 2.3265 | 2.3265 | 2.3265 | 2.3265 | 2.3265 | 2.3265 | 2.3265 | 2.3265 | 2.3265 | 2.3265 | 2.3265 | 2.3265 | 2.3265 | 0 | 0 | 0 | 0 | 0 | 0 | 0 | 0 | 0 | 0 | 0 | 0 | 0 | 0 | 0 | 0 | 0 | 0 | 0 | 0 | 0 | 0 | 0 | 0 | 0 | 0
|  | Expenses |  | 104.9272 | 166.3405 | 100.8329 | 61.5284 | 61.5284 | 32.05 | 2.5716 | 2.5716 | 2.5716 | 2.5716 | 2.5716 | 2.5716 | 2.5716 | 2.5716 | 2.5716 | 2.5716 | 2.5716 | 2.5716 | 2.5716 | 2.5716 | 2.5716 | 2.5716 | 2.5716 | 2.5716 | 2.5716 | 2.5716 | 2.5716 | 2.5716 | 2.5716 | 2.5716 | 0 | 0 | 0 | 0 | 0 | 0 | 0 | 0 | 0 | 0 | 0 | 0 | 0 | 0 | 0 | 0 | 0 | 0 | 0 | 0 | 0 | 0 | 0 | 0 | 0 | 0
|  | Taxable Income |  | -52.1426 | -116.72 | -54.3435 | -17.327 | -19.2989 | 8.4448 | 36.6627 | 35.6393 | 34.6159 | 33.5925 | 32.5691 | 31.5458 | 30.5224 | 29.499 | 28.4756 | 27.4522 | 26.4288 | 25.4054 | 24.3821 | 23.3587 | 22.5776 | 22.0388 | 21.4999 | 20.9611 | 20.4223 | 19.8835 | 19.3447 | 18.8059 | 18.267 | 17.7282 | 0 | 0 | 0 | 0 | 0 | 0 | 0 | 0 | 0 | 0 | 0 | 0 | 0 | 0 | 0 | 0 | 0 | 0 | 0 | 0 | 0 | 0 | 0 | 0 | 0 | 0
|  | Tax Rate |  | 0.21 | 0.21 | 0.21 | 0.21 | 0.21 | 0.21 | 0.21 | 0.21 | 0.21 | 0.21 | 0.21 | 0.21 | 0.21 | 0.21 | 0.21 | 0.21 | 0.21 | 0.21 | 0.21 | 0.21 | 0.21 | 0.21 | 0.21 | 0.21 | 0.21 | 0.21 | 0.21 | 0.21 | 0.21 | 0.21 | 0.21 | 0.21 | 0.21 | 0.21 | 0.21 | 0.21 | 0.21 | 0.21 | 0.21 | 0.21 | 0.21 | 0.21 | 0.21 | 0.21 | 0.21 | 0.21 | 0.21 | 0.21 | 0.21 | 0.21 | 0.21 | 0.21 | 0.21 | 0.21 | 0.21 | 0.21
|  | Taxes |  | -10.9499 | -24.5112 | -11.4121 | -3.6387 | -4.0528 | 1.7734 | 7.6992 | 7.4843 | 7.2693 | 7.0544 | 6.8395 | 6.6246 | 6.4097 | 6.1948 | 5.9799 | 5.765 | 5.5501 | 5.3351 | 5.1202 | 4.9053 | 4.7413 | 4.6281 | 4.515 | 4.4018 | 4.2887 | 4.1755 | 4.0624 | 3.9492 | 3.8361 | 3.7229 | 0 | 0 | 0 | 0 | 0 | 0 | 0 | 0 | 0 | 0 | 0 | 0 | 0 | 0 | 0 | 0 | 0 | 0 | 0 | 0 | 0 | 0 | 0 | 0 | 0 | 0

## Community Solar, >2025 ITC 10%
Solar FINANCIALS
($ 1000s Unless Otherwise Indicated)
| Calendar Year of Fin. Close |  |  | 2020 | 2021 | 2022 | 2023 | 2024 | 2025 | 2026 | 2027 | 2028 | 2029 | 2030 | 2031 | 2032 | 2033 | 2034 | 2035 | 2036 | 2037 | 2038 | 2039 | 2040 | 2041 | 2042 | 2043 | 2044 | 2045 | 2046 | 2047 | 2048 | 2049 | 2050 | 2051 | 2052 | 2053 | 2054 | 2055 | 2056 | 2057 | 2058 | 2059 | 2060 | 2061 | 2062 | 2063 | 2064 | 2065 | 2066 | 2067 | 2068 | 2069 | 2070 | 2071 | 2072 | 2073 | 2074 | 2075
| Operating Year |  | 0 | 1 | 2 | 3 | 4 | 5 | 6 | 7 | 8 | 9 | 10 | 11 | 12 | 13 | 14 | 15 | 16 | 17 | 18 | 19 | 20 | 21 | 22 | 23 | 24 | 25 | 26 | 27 | 28 | 29 | 30 | 31 | 32 | 33 | 34 | 35 | 36 | 37 | 38 | 39 | 40 | 41 | 42 | 43 | 44 | 45 | 46 | 47 | 48 | 49 | 50 | 51 | 52 | 53 | 54 | 55 | 56
| Calendar Year | Capital Invest.
| 2020 | 511.7778 | 0: 1213
| Gross plant |  | 2020 1: 511.7778; 2021 2: 511.7778; 2022 3: 511.7778; 2023 4: 511.7778; 2024 5: 511.7778; 2025 6: 511.7778; 2026 7: 511.7778; 2027 8: 511.7778; 2028 9: 511.7778; 2029 10: 511.7778; 2030 11: 511.7778; 2031 12: 511.7778; 2032 13: 511.7778; 2033 14: 511.7778; 2034 15: 511.7778; 2035 16: 511.7778; 2036 17: 511.7778; 2037 18: 511.7778; 2038 19: 511.7778; 2039 20: 511.7778; 2040 21: 511.7778; 2041 22: 511.7778; 2042 23: 511.7778; 2043 24: 511.7778; 2044 25: 511.7778; 2045 26: 511.7778; 2046 27: 511.7778; 2047 28: 511.7778; 2048 29: 511.7778; 2049 30: 511.7778
| Accumulated Depreciation |  | 2020 1: 14.6222; 2021 2: 29.2444; 2022 3: 43.8667; 2023 4: 58.4889; 2024 5: 73.1111; 2025 6: 87.7333; 2026 7: 102.3556; 2027 8: 116.9778; 2028 9: 131.6; 2029 10: 146.2222; 2030 11: 160.8444; 2031 12: 175.4667; 2032 13: 190.0889; 2033 14: 204.7111; 2034 15: 219.3333; 2035 16: 233.9555; 2036 17: 248.5778; 2037 18: 263.2; 2038 19: 277.8222; 2039 20: 292.4444; 2040 21: 307.0667; 2041 22: 321.6889; 2042 23: 336.3111; 2043 24: 350.9333; 2044 25: 365.5555; 2045 26: 380.1778; 2046 27: 394.8; 2047 28: 409.4222; 2048 29: 424.0444; 2049 30: 438.6666
| Net book value |  | 2020 1: 497.1555; 2021 2: 482.5333; 2022 3: 467.9111; 2023 4: 453.2889; 2024 5: 438.6666; 2025 6: 424.0444; 2026 7: 409.4222; 2027 8: 394.8; 2028 9: 380.1778; 2029 10: 365.5555; 2030 11: 350.9333; 2031 12: 336.3111; 2032 13: 321.6889; 2033 14: 307.0667; 2034 15: 292.4444; 2035 16: 277.8222; 2036 17: 263.2; 2037 18: 248.5778; 2038 19: 233.9555; 2039 20: 219.3333; 2040 21: 204.7111; 2041 22: 190.0889; 2042 23: 175.4667; 2043 24: 160.8444; 2044 25: 146.2222; 2045 26: 131.6; 2046 27: 116.9778; 2047 28: 102.3556; 2048 29: 87.7333; 2049 30: 73.1111
| ITC |  | 2020 1: 0; 2021 2: 0; 2022 3: 0; 2023 4: 0; 2024 5: 0; 2025 6: 0; 2026 7: 0; 2027 8: 0; 2028 9: 0; 2029 10: 0; 2030 11: 0; 2031 12: 0; 2032 13: 0; 2033 14: 0; 2034 15: 0; 2035 16: 0; 2036 17: 0; 2037 18: 0; 2038 19: 0; 2039 20: 0; 2040 21: 0; 2041 22: 0; 2042 23: 0; 2043 24: 0; 2044 25: 0; 2045 26: 0; 2046 27: 0; 2047 28: 0; 2048 29: 0; 2049 30: 0
| Accumulated deferred income tax |  | 2020 1: -17.5028; 2021 2: -47.2576; 2022 3: -63.9436; 2023 4: -72.7883; 2024 5: -81.6331; 2025 6: -84.5969; 2026 7: -81.6797; 2027 8: -78.7626; 2028 9: -75.8455; 2029 10: -72.9283; 2030 11: -70.0112; 2031 12: -67.0941; 2032 13: -64.1769; 2033 14: -61.2598; 2034 15: -58.3427; 2035 16: -55.4255; 2036 17: -52.5084; 2037 18: -49.5913; 2038 19: -46.6741; 2039 20: -43.757; 2040 21: -40.8399; 2041 22: -37.9227; 2042 23: -35.0056; 2043 24: -32.0885; 2044 25: -29.1713; 2045 26: -26.2542; 2046 27: -23.3371; 2047 28: -20.4199; 2048 29: -17.5028; 2049 30: -14.5857
| Rate Base |  | 2020 1: 479.6527; 2021 2: 435.2758; 2022 3: 403.9675; 2023 4: 380.5006; 2024 5: 357.0336; 2025 6: 339.4476; 2026 7: 327.7425; 2027 8: 316.0374; 2028 9: 304.3323; 2029 10: 292.6272; 2030 11: 280.9221; 2031 12: 269.217; 2032 13: 257.5119; 2033 14: 245.8069; 2034 15: 234.1018; 2035 16: 222.3967; 2036 17: 210.6916; 2037 18: 198.9865; 2038 19: 187.2814; 2039 20: 175.5763; 2040 21: 163.8712; 2041 22: 152.1661; 2042 23: 140.4611; 2043 24: 128.756; 2044 25: 117.0509; 2045 26: 105.3458; 2046 27: 93.6407; 2047 28: 81.9356; 2048 29: 70.2305; 2049 30: 58.5254
| Average rate base |  | 2020 1: 495.7152; 2021 2: 457.4642; 2022 3: 419.6216; 2023 4: 392.234; 2024 5: 368.7671; 2025 6: 348.2406; 2026 7: 333.595; 2027 8: 321.8899; 2028 9: 310.1848; 2029 10: 298.4798; 2030 11: 286.7747; 2031 12: 275.0696; 2032 13: 263.3645; 2033 14: 251.6594; 2034 15: 239.9543; 2035 16: 228.2492; 2036 17: 216.5441; 2037 18: 204.839; 2038 19: 193.134; 2039 20: 181.4289; 2040 21: 169.7238; 2041 22: 158.0187; 2042 23: 146.3136; 2043 24: 134.6085; 2044 25: 122.9034; 2045 26: 111.1983; 2046 27: 99.4933; 2047 28: 87.7882; 2048 29: 76.0831; 2049 30: 64.378
| Pre-tax Return | 0.086076 | 2020 1: 42.6692; 2021 2: 39.3767; 2022 3: 36.1193; 2023 4: 33.7619; 2024 5: 31.742; 2025 6: 29.9751; 2026 7: 28.7145; 2027 8: 27.707; 2028 9: 26.6995; 2029 10: 25.6919; 2030 11: 24.6844; 2031 12: 23.6769; 2032 13: 22.6693; 2033 14: 21.6618; 2034 15: 20.6543; 2035 16: 19.6468; 2036 17: 18.6392; 2037 18: 17.6317; 2038 19: 16.6242; 2039 20: 15.6167; 2040 21: 14.6091; 2041 22: 13.6016; 2042 23: 12.5941; 2043 24: 11.5866; 2044 25: 10.579; 2045 26: 9.5715; 2046 27: 8.564; 2047 28: 7.5564; 2048 29: 6.5489; 2049 30: 5.5414
| Book Depreciation |  | 2020 1: 14.6222; 2021 2: 14.6222; 2022 3: 14.6222; 2023 4: 14.6222; 2024 5: 14.6222; 2025 6: 14.6222; 2026 7: 14.6222; 2027 8: 14.6222; 2028 9: 14.6222; 2029 10: 14.6222; 2030 11: 14.6222; 2031 12: 14.6222; 2032 13: 14.6222; 2033 14: 14.6222; 2034 15: 14.6222; 2035 16: 14.6222; 2036 17: 14.6222; 2037 18: 14.6222; 2038 19: 14.6222; 2039 20: 14.6222; 2040 21: 14.6222; 2041 22: 14.6222; 2042 23: 14.6222; 2043 24: 14.6222; 2044 25: 14.6222; 2045 26: 14.6222; 2046 27: 14.6222; 2047 28: 14.6222; 2048 29: 14.6222; 2049 30: 14.6222
| Insurance |  | 2020 1: 0.24514; 2021 2: 0.24514; 2022 3: 0.24514; 2023 4: 0.24514; 2024 5: 0.24514; 2025 6: 0.24514; 2026 7: 0.24514; 2027 8: 0.24514; 2028 9: 0.24514; 2029 10: 0.24514; 2030 11: 0.24514; 2031 12: 0.24514; 2032 13: 0.24514; 2033 14: 0.24514; 2034 15: 0.24514; 2035 16: 0.24514; 2036 17: 0.24514; 2037 18: 0.24514; 2038 19: 0.24514; 2039 20: 0.24514; 2040 21: 0.24514; 2041 22: 0.24514; 2042 23: 0.24514; 2043 24: 0.24514; 2044 25: 0.24514; 2045 26: 0.24514; 2046 27: 0.24514; 2047 28: 0.24514; 2048 29: 0.24514; 2049 30: 0.24514
| ITC Amort - Grossed for Taxes |  | 2020 1: -3.2391; 2021 2: -3.2391; 2022 3: -3.2391; 2023 4: -3.2391; 2024 5: -3.2391; 2025 6: -3.2391; 2026 7: -3.2391; 2027 8: -3.2391; 2028 9: -3.2391; 2029 10: -3.2391; 2030 11: -3.2391; 2031 12: -3.2391; 2032 13: -3.2391; 2033 14: -3.2391; 2034 15: -3.2391; 2035 16: -3.2391; 2036 17: -3.2391; 2037 18: -3.2391; 2038 19: -3.2391; 2039 20: -3.2391; 2040 21: -3.2391; 2041 22: -3.2391; 2042 23: -3.2391; 2043 24: -3.2391; 2044 25: -3.2391; 2045 26: -3.2391; 2046 27: -3.2391; 2047 28: -3.2391; 2048 29: -3.2391; 2049 30: -3.2391
| Property Taxes |  | 2020 1: 2.3265; 2021 2: 2.3265; 2022 3: 2.3265; 2023 4: 2.3265; 2024 5: 2.3265; 2025 6: 2.3265; 2026 7: 2.3265; 2027 8: 2.3265; 2028 9: 2.3265; 2029 10: 2.3265; 2030 11: 2.3265; 2031 12: 2.3265; 2032 13: 2.3265; 2033 14: 2.3265; 2034 15: 2.3265; 2035 16: 2.3265; 2036 17: 2.3265; 2037 18: 2.3265; 2038 19: 2.3265; 2039 20: 2.3265; 2040 21: 2.3265; 2041 22: 2.3265; 2042 23: 2.3265; 2043 24: 2.3265; 2044 25: 2.3265; 2045 26: 2.3265; 2046 27: 2.3265; 2047 28: 2.3265; 2048 29: 2.3265; 2049 30: 2.3265
| Revenue Requirement |  | 2020 1: 56.6239; 2021 2: 53.3314; 2022 3: 50.0741; 2023 4: 47.7167; 2024 5: 45.6967; 2025 6: 43.9299; 2026 7: 42.6692; 2027 8: 41.6617; 2028 9: 40.6542; 2029 10: 39.6467; 2030 11: 38.6391; 2031 12: 37.6316; 2032 13: 36.6241; 2033 14: 35.6166; 2034 15: 34.609; 2035 16: 33.6015; 2036 17: 32.594; 2037 18: 31.5865; 2038 19: 30.5789; 2039 20: 29.5714; 2040 21: 28.5639; 2041 22: 27.5563; 2042 23: 26.5488; 2043 24: 25.5413; 2044 25: 24.5338; 2045 26: 23.5262; 2046 27: 22.5187; 2047 28: 21.5112; 2048 29: 20.5037; 2049 30: 19.4961
| Book Depreciation |  | 2020 1: 14.6222; 2021 2: 14.6222; 2022 3: 14.6222; 2023 4: 14.6222; 2024 5: 14.6222; 2025 6: 14.6222; 2026 7: 14.6222; 2027 8: 14.6222; 2028 9: 14.6222; 2029 10: 14.6222; 2030 11: 14.6222; 2031 12: 14.6222; 2032 13: 14.6222; 2033 14: 14.6222; 2034 15: 14.6222; 2035 16: 14.6222; 2036 17: 14.6222; 2037 18: 14.6222; 2038 19: 14.6222; 2039 20: 14.6222; 2040 21: 14.6222; 2041 22: 14.6222; 2042 23: 14.6222; 2043 24: 14.6222; 2044 25: 14.6222; 2045 26: 14.6222; 2046 27: 14.6222; 2047 28: 14.6222; 2048 29: 14.6222; 2049 30: 14.6222
| Tax Depreciation |  | 2020 1: 102.3556; 2021 2: 163.7689; 2022 3: 98.2613; 2023 4: 58.9568; 2024 5: 58.9568; 2025 6: 29.4784; 2026 7: 0; 2027 8: 0; 2028 9: 0; 2029 10: 0; 2030 11: 0; 2031 12: 0; 2032 13: 0; 2033 14: 0; 2034 15: 0; 2035 16: 0; 2036 17: 0; 2037 18: 0; 2038 19: 0; 2039 20: 0; 2040 21: 0; 2041 22: 0; 2042 23: 0; 2043 24: 0; 2044 25: 0; 2045 26: 0; 2046 27: 0; 2047 28: 0; 2048 29: 0; 2049 30: 0
| Difference between book and tax |  | 2020 1: -87.7333; 2021 2: -149.1467; 2022 3: -83.6391; 2023 4: -44.3346; 2024 5: -44.3346; 2025 6: -14.8562; 2026 7: 14.6222; 2027 8: 14.6222; 2028 9: 14.6222; 2029 10: 14.6222; 2030 11: 14.6222; 2031 12: 14.6222; 2032 13: 14.6222; 2033 14: 14.6222; 2034 15: 14.6222; 2035 16: 14.6222; 2036 17: 14.6222; 2037 18: 14.6222; 2038 19: 14.6222; 2039 20: 14.6222; 2040 21: 14.6222; 2041 22: 14.6222; 2042 23: 14.6222; 2043 24: 14.6222; 2044 25: 14.6222; 2045 26: 14.6222; 2046 27: 14.6222; 2047 28: 14.6222; 2048 29: 14.6222; 2049 30: 14.6222
| Tax rate |  | 2020 1: -18.424; 2021 2: -31.3208; 2022 3: -17.5642; 2023 4: -9.3103; 2024 5: -9.3103; 2025 6: -3.1198; 2026 7: 3.0707; 2027 8: 3.0707; 2028 9: 3.0707; 2029 10: 3.0707; 2030 11: 3.0707; 2031 12: 3.0707; 2032 13: 3.0707; 2033 14: 3.0707; 2034 15: 3.0707; 2035 16: 3.0707; 2036 17: 3.0707; 2037 18: 3.0707; 2038 19: 3.0707; 2039 20: 3.0707; 2040 21: 3.0707; 2041 22: 3.0707; 2042 23: 3.0707; 2043 24: 3.0707; 2044 25: 3.0707; 2045 26: 3.0707; 2046 27: 3.0707; 2047 28: 3.0707; 2048 29: 3.0707; 2049 30: 3.0707
Depreciation Tables
|  | 5 | 2020 1: 20%; 2021 2: 32%; 2022 3: 19.2%; 2023 4: 11.52%; 2024 5: 11.52%; 2025 6: 5.76%; 2026 7: 0%; 2027 8: 0%; 2028 9: 0%; 2029 10: 0%; 2030 11: 0%; 2031 12: 0%; 2032 13: 0%; 2033 14: 0%; 2034 15: 0%; 2035 16: 0%; 2036 17: 0%; 2037 18: 0%; 2038 19: 0%; 2039 20: 0%; 2040 21: 0%
|  | 5 | 0: 1; 2020 1: 20%; 2021 2: 32%; 2022 3: 19.2%; 2023 4: 11.52%; 2024 5: 11.52%; 2025 6: 5.76%
|  | 10 | 0: 0; 2020 1: 10%; 2021 2: 18%; 2022 3: 14.4%; 2023 4: 11.52%; 2024 5: 9.22%; 2025 6: 7.37%; 2026 7: 6.55%; 2027 8: 6.55%; 2028 9: 6.56%; 2029 10: 6.55%; 2030 11: 3.28%
|  | 15 | 0: 0; 2020 1: 5%; 2021 2: 9.5%; 2022 3: 8.55%; 2023 4: 7.7%; 2024 5: 6.93%; 2025 6: 6.23%; 2026 7: 5.9%; 2027 8: 5.9%; 2028 9: 5.91%; 2029 10: 5.9%; 2030 11: 5.91%; 2031 12: 5.9%; 2032 13: 5.91%; 2033 14: 5.9%; 2034 15: 5.91%; 2035 16: 2.95%
|  | 20 | 0: 0; 2020 1: 3.75%; 2021 2: 7.219%; 2022 3: 6.677%; 2023 4: 6.177%; 2024 5: 5.713%; 2025 6: 5.285%; 2026 7: 4.888%; 2027 8: 4.522%; 2028 9: 4.462%; 2029 10: 4.461%; 2030 11: 4.462%; 2031 12: 4.461%; 2032 13: 4.462%; 2033 14: 4.461%; 2034 15: 4.462%; 2035 16: 4.461%; 2036 17: 4.462%; 2037 18: 4.461%; 2038 19: 4.462%; 2039 20: 4.461%; 2040 21: 2.231%
Revenue Requirement by vintage year
2012 $000
|  |  |  | 2020 | 2021 | 2022 | 2023 | 2024 | 2025 | 2026 | 2027 | 2028 | 2029 | 2030 | 2031 | 2032 | 2033 | 2034 | 2035 | 2036 | 2037 | 2038 | 2039 | 2040 | 2041 | 2042 | 2043 | 2044 | 2045 | 2046 | 2047 | 2048 | 2049 | 2050 | 2051 | 2052 | 2053 | 2054 | 2055 | 2056 | 2057 | 2058 | 2059 | 2060 | 2061 | 2062 | 2063 | 2064 | 2065 | 2066 | 2067 | 2068 | 2069 | 2070 | 2071 | 2072 | 2073 | 2074 | 2075
|  | 2020 | 0% | 56.6239 | 53.3314 | 50.0741 | 47.7167 | 45.6967 | 43.9299 | 42.6692 | 41.6617 | 40.6542 | 39.6467 | 38.6391 | 37.6316 | 36.6241 | 35.6166 | 34.609 | 33.6015 | 32.594 | 31.5865 | 30.5789 | 29.5714 | 28.5639 | 27.5563 | 26.5488 | 25.5413 | 24.5338 | 23.5262 | 22.5187 | 21.5112 | 20.5037 | 19.4961 | 0 | 0 | 0 | 0 | 0 | 0 | 0 | 0 | 0 | 0 | 0 | 0 | 0 | 0 | 0 | 0 | 0 | 0 | 0 | 0 | 0 | 0 | 0 | 0 | 0 | 0
|  | 2021 | 0% |  | 56.6239 | 53.3314 | 50.0741 | 47.7167 | 45.6967 | 43.9299 | 42.6692 | 41.6617 | 40.6542 | 39.6467 | 38.6391 | 37.6316 | 36.6241 | 35.6166 | 34.609 | 33.6015 | 32.594 | 31.5865 | 30.5789 | 29.5714 | 28.5639 | 27.5563 | 26.5488 | 25.5413 | 24.5338 | 23.5262 | 22.5187 | 21.5112 | 20.5037 | 19.4961 | 0 | 0 | 0 | 0 | 0 | 0 | 0 | 0 | 0 | 0 | 0 | 0 | 0 | 0 | 0 | 0 | 0 | 0 | 0 | 0 | 0 | 0 | 0 | 0 | 0
|  | 2022 | 0% |  |  | 56.6239 | 53.3314 | 50.0741 | 47.7167 | 45.6967 | 43.9299 | 42.6692 | 41.6617 | 40.6542 | 39.6467 | 38.6391 | 37.6316 | 36.6241 | 35.6166 | 34.609 | 33.6015 | 32.594 | 31.5865 | 30.5789 | 29.5714 | 28.5639 | 27.5563 | 26.5488 | 25.5413 | 24.5338 | 23.5262 | 22.5187 | 21.5112 | 20.5037 | 19.4961 | 0 | 0 | 0 | 0 | 0 | 0 | 0 | 0 | 0 | 0 | 0 | 0 | 0 | 0 | 0 | 0 | 0 | 0 | 0 | 0 | 0 | 0 | 0 | 0
|  | 2023 | 0% |  |  |  | 56.6239 | 53.3314 | 50.0741 | 47.7167 | 45.6967 | 43.9299 | 42.6692 | 41.6617 | 40.6542 | 39.6467 | 38.6391 | 37.6316 | 36.6241 | 35.6166 | 34.609 | 33.6015 | 32.594 | 31.5865 | 30.5789 | 29.5714 | 28.5639 | 27.5563 | 26.5488 | 25.5413 | 24.5338 | 23.5262 | 22.5187 | 21.5112 | 20.5037 | 19.4961 | 0 | 0 | 0 | 0 | 0 | 0 | 0 | 0 | 0 | 0 | 0 | 0 | 0 | 0 | 0 | 0 | 0 | 0 | 0 | 0 | 0 | 0 | 0
|  | 2024 | 0% |  |  |  |  | 56.6239 | 53.3314 | 50.0741 | 47.7167 | 45.6967 | 43.9299 | 42.6692 | 41.6617 | 40.6542 | 39.6467 | 38.6391 | 37.6316 | 36.6241 | 35.6166 | 34.609 | 33.6015 | 32.594 | 31.5865 | 30.5789 | 29.5714 | 28.5639 | 27.5563 | 26.5488 | 25.5413 | 24.5338 | 23.5262 | 22.5187 | 21.5112 | 20.5037 | 19.4961 | 0 | 0 | 0 | 0 | 0 | 0 | 0 | 0 | 0 | 0 | 0 | 0 | 0 | 0 | 0 | 0 | 0 | 0 | 0 | 0 | 0 | 0
|  | 2025 | 0% | [5 empty] | 56.6239 | 53.3314 | 50.0741 | 47.7167 | 45.6967 | 43.9299 | 42.6692 | 41.6617 | 40.6542 | 39.6467 | 38.6391 | 37.6316 | 36.6241 | 35.6166 | 34.609 | 33.6015 | 32.594 | 31.5865 | 30.5789 | 29.5714 | 28.5639 | 27.5563 | 26.5488 | 25.5413 | 24.5338 | 23.5262 | 22.5187 | 21.5112 | 20.5037 | 19.4961 | 0 | 0 | 0 | 0 | 0 | 0 | 0 | 0 | 0 | 0 | 0 | 0 | 0 | 0 | 0 | 0 | 0 | 0 | 0 | 0 | 0
|  | 2026 | -1.335% | [6 empty] | 55.8678 | 52.6193 | 49.4054 | 47.0795 | 45.0865 | 43.3433 | 42.0995 | 41.1054 | 40.1113 | 39.1173 | 38.1232 | 37.1291 | 36.135 | 35.141 | 34.1469 | 33.1528 | 32.1587 | 31.1647 | 30.1706 | 29.1765 | 28.1825 | 27.1884 | 26.1943 | 25.2002 | 24.2062 | 23.2121 | 22.218 | 21.2239 | 20.2299 | 19.2358 | 0 | 0 | 0 | 0 | 0 | 0 | 0 | 0 | 0 | 0 | 0 | 0 | 0 | 0 | 0 | 0 | 0 | 0 | 0 | 0
|  | 2027 | -1.353% | [7 empty] | 55.1117 | 51.9071 | 48.7368 | 46.4423 | 44.4763 | 42.7567 | 41.5297 | 40.5491 | 39.5685 | 38.5878 | 37.6072 | 36.6266 | 35.646 | 34.6654 | 33.6847 | 32.7041 | 31.7235 | 30.7429 | 29.7623 | 28.7816 | 27.801 | 26.8204 | 25.8398 | 24.8592 | 23.8786 | 22.8979 | 21.9173 | 20.9367 | 19.9561 | 18.9755 | 0 | 0 | 0 | 0 | 0 | 0 | 0 | 0 | 0 | 0 | 0 | 0 | 0 | 0 | 0 | 0 | 0 | 0 | 0
|  | 2028 | -1.372% | [8 empty] | 54.3555 | 51.1949 | 48.0681 | 45.8051 | 43.8661 | 42.17 | 40.9599 | 39.9928 | 39.0256 | 38.0584 | 37.0913 | 36.1241 | 35.1569 | 34.1898 | 33.2226 | 32.2554 | 31.2883 | 30.3211 | 29.3539 | 28.3868 | 27.4196 | 26.4524 | 25.4853 | 24.5181 | 23.5509 | 22.5838 | 21.6166 | 20.6494 | 19.6823 | 18.7151 | 0 | 0 | 0 | 0 | 0 | 0 | 0 | 0 | 0 | 0 | 0 | 0 | 0 | 0 | 0 | 0 | 0 | 0
|  | 2029 | -1.391% | [9 empty] | 53.5994 | 50.4828 | 47.3994 | 45.1679 | 43.2559 | 41.5834 | 40.3901 | 39.4364 | 38.4827 | 37.529 | 36.5753 | 35.6216 | 34.6679 | 33.7142 | 32.7604 | 31.8067 | 30.853 | 29.8993 | 28.9456 | 27.9919 | 27.0382 | 26.0845 | 25.1308 | 24.177 | 23.2233 | 22.2696 | 21.3159 | 20.3622 | 19.4085 | 18.4548 | 0 | 0 | 0 | 0 | 0 | 0 | 0 | 0 | 0 | 0 | 0 | 0 | 0 | 0 | 0 | 0 | 0
|  | 2030 | -1.411% | [10 empty] | 52.8433 | 49.7706 | 46.7308 | 44.5308 | 42.6457 | 40.9968 | 39.8204 | 38.8801 | 37.9398 | 36.9996 | 36.0593 | 35.1191 | 34.1788 | 33.2386 | 32.2983 | 31.358 | 30.4178 | 29.4775 | 28.5373 | 27.597 | 26.6568 | 25.7165 | 24.7762 | 23.836 | 22.8957 | 21.9555 | 21.0152 | 20.075 | 19.1347 | 18.1944 | 0 | 0 | 0 | 0 | 0 | 0 | 0 | 0 | 0 | 0 | 0 | 0 | 0 | 0 | 0 | 0
|  | 2031 | -1.431% | [11 empty] | 52.0872 | 49.0585 | 46.0621 | 43.8936 | 42.0355 | 40.4102 | 39.2506 | 38.3238 | 37.397 | 36.4702 | 35.5434 | 34.6166 | 33.6898 | 32.763 | 31.8362 | 30.9094 | 29.9825 | 29.0557 | 28.1289 | 27.2021 | 26.2753 | 25.3485 | 24.4217 | 23.4949 | 22.5681 | 21.6413 | 20.7145 | 19.7877 | 18.8609 | 17.9341 | 0 | 0 | 0 | 0 | 0 | 0 | 0 | 0 | 0 | 0 | 0 | 0 | 0 | 0 | 0
|  | 2032 | -1.431% | [12 empty] | 51.3419 | 48.3565 | 45.403 | 43.2655 | 41.434 | 39.832 | 38.689 | 37.7754 | 36.8619 | 35.9483 | 35.0348 | 34.1212 | 33.2077 | 32.2942 | 31.3806 | 30.4671 | 29.5535 | 28.64 | 27.7265 | 26.8129 | 25.8994 | 24.9858 | 24.0723 | 23.1587 | 22.2452 | 21.3317 | 20.4181 | 19.5046 | 18.591 | 17.6775 | 0 | 0 | 0 | 0 | 0 | 0 | 0 | 0 | 0 | 0 | 0 | 0 | 0 | 0
|  | 2033 | -1.431% | [13 empty] | 50.6073 | 47.6646 | 44.7534 | 42.6465 | 40.8412 | 39.2621 | 38.1354 | 37.2349 | 36.3344 | 35.434 | 34.5335 | 33.633 | 32.7325 | 31.8321 | 30.9316 | 30.0311 | 29.1307 | 28.2302 | 27.3297 | 26.4293 | 25.5288 | 24.6283 | 23.7278 | 22.8274 | 21.9269 | 21.0264 | 20.126 | 19.2255 | 18.325 | 17.4245 | 0 | 0 | 0 | 0 | 0 | 0 | 0 | 0 | 0 | 0 | 0 | 0 | 0
|  | 2034 | -1.431% | [14 empty] | 49.8831 | 46.9826 | 44.113 | 42.0362 | 40.2568 | 38.7003 | 37.5897 | 36.7021 | 35.8145 | 34.9269 | 34.0394 | 33.1518 | 32.2642 | 31.3766 | 30.489 | 29.6014 | 28.7138 | 27.8263 | 26.9387 | 26.0511 | 25.1635 | 24.2759 | 23.3883 | 22.5007 | 21.6132 | 20.7256 | 19.838 | 18.9504 | 18.0628 | 17.1752 | 0 | 0 | 0 | 0 | 0 | 0 | 0 | 0 | 0 | 0 | 0 | 0
|  | 2035 | -1.431% | [15 empty] | 49.1694 | 46.3103 | 43.4818 | 41.4348 | 39.6807 | 38.1465 | 37.0518 | 36.177 | 35.3021 | 34.4272 | 33.5523 | 32.6774 | 31.8025 | 30.9276 | 30.0528 | 29.1779 | 28.303 | 27.4281 | 26.5532 | 25.6783 | 24.8034 | 23.9286 | 23.0537 | 22.1788 | 21.3039 | 20.429 | 19.5541 | 18.6792 | 17.8044 | 16.9295 | 0 | 0 | 0 | 0 | 0 | 0 | 0 | 0 | 0 | 0 | 0
|  | 2036 | -1.431% | [16 empty] | 48.4658 | 45.6477 | 42.8597 | 40.8419 | 39.113 | 37.6007 | 36.5217 | 35.6593 | 34.7969 | 33.9346 | 33.0722 | 32.2098 | 31.3475 | 30.4851 | 29.6227 | 28.7604 | 27.898 | 27.0356 | 26.1733 | 25.3109 | 24.4485 | 23.5862 | 22.7238 | 21.8614 | 20.9991 | 20.1367 | 19.2743 | 18.412 | 17.5496 | 16.6872 | 0 | 0 | 0 | 0 | 0 | 0 | 0 | 0 | 0 | 0
|  | 2037 | -1.431% | [17 empty] | 47.7723 | 44.9945 | 42.2464 | 40.2575 | 38.5533 | 37.0627 | 35.9991 | 35.1491 | 34.299 | 33.449 | 32.599 | 31.749 | 30.8989 | 30.0489 | 29.1989 | 28.3489 | 27.4988 | 26.6488 | 25.7988 | 24.9487 | 24.0987 | 23.2487 | 22.3987 | 21.5486 | 20.6986 | 19.8486 | 18.9985 | 18.1485 | 17.2985 | 16.4485 | 0 | 0 | 0 | 0 | 0 | 0 | 0 | 0 | 0
|  | 2038 | -1.431% | [18 empty] | 47.0888 | 44.3507 | 41.6419 | 39.6815 | 38.0017 | 36.5324 | 35.484 | 34.6461 | 33.8083 | 32.9704 | 32.1325 | 31.2947 | 30.4568 | 29.6189 | 28.7811 | 27.9432 | 27.1054 | 26.2675 | 25.4296 | 24.5918 | 23.7539 | 22.916 | 22.0782 | 21.2403 | 20.4024 | 19.5646 | 18.7267 | 17.8888 | 17.051 | 16.2131 | 0 | 0 | 0 | 0 | 0 | 0 | 0 | 0
|  | 2039 | -1.431% | [19 empty] | 46.415 | 43.7161 | 41.0461 | 39.1137 | 37.4579 | 36.0096 | 34.9763 | 34.1504 | 33.3245 | 32.4986 | 31.6728 | 30.8469 | 30.021 | 29.1951 | 28.3693 | 27.5434 | 26.7175 | 25.8916 | 25.0658 | 24.2399 | 23.414 | 22.5881 | 21.7623 | 20.9364 | 20.1105 | 19.2846 | 18.4587 | 17.6329 | 16.807 | 15.9811 | 0 | 0 | 0 | 0 | 0 | 0 | 0
|  | 2040 | -1.431% | [20 empty] | 45.7509 | 43.0906 | 40.4587 | 38.554 | 36.9219 | 35.4944 | 34.4758 | 33.6617 | 32.8477 | 32.0336 | 31.2196 | 30.4055 | 29.5915 | 28.7774 | 27.9633 | 27.1493 | 26.3352 | 25.5212 | 24.7071 | 23.893 | 23.079 | 22.2649 | 21.4509 | 20.6368 | 19.8227 | 19.0087 | 18.1946 | 17.3806 | 16.5665 | 15.7524 | 0 | 0 | 0 | 0 | 0 | 0
|  | 2041 | -1.431% | [21 empty] | 45.0962 | 42.474 | 39.8798 | 38.0023 | 36.3936 | 34.9865 | 33.9825 | 33.1801 | 32.3777 | 31.5753 | 30.7729 | 29.9704 | 29.168 | 28.3656 | 27.5632 | 26.7608 | 25.9584 | 25.156 | 24.3536 | 23.5512 | 22.7487 | 21.9463 | 21.1439 | 20.3415 | 19.5391 | 18.7367 | 17.9343 | 17.1319 | 16.3295 | 15.527 | 0 | 0 | 0 | 0 | 0
|  | 2042 | -1.431% | [22 empty] | 44.451 | 41.8663 | 39.3092 | 37.4586 | 35.8729 | 34.4859 | 33.4963 | 32.7053 | 31.9144 | 31.1235 | 30.3325 | 29.5416 | 28.7507 | 27.9598 | 27.1688 | 26.3779 | 25.587 | 24.796 | 24.0051 | 23.2142 | 22.4232 | 21.6323 | 20.8414 | 20.0505 | 19.2595 | 18.4686 | 17.6777 | 16.8867 | 16.0958 | 15.3049 | 0 | 0 | 0 | 0
|  | 2043 | -1.431% | 2043: 43.8149; 2044: 41.2672; 2045: 38.7467; 2046: 36.9226; 2047: 35.3596; 2048: 33.9924; 2049: 33.017; 2050: 32.2374; 2051: 31.4577; 2052: 30.6781; 2053: 29.8985; 2054: 29.1189; 2055: 28.3393; 2056: 27.5597; 2057: 26.7801; 2058: 26.0005; 2059: 25.2208; 2060: 24.4412; 2061: 23.6616; 2062: 22.882; 2063: 22.1024; 2064: 21.3228; 2065: 20.5432; 2066: 19.7636; 2067: 18.9839; 2068: 18.2043; 2069: 17.4247; 2070: 16.6451; 2071: 15.8655; 2072: 15.0859; 2073: 0; 2074: 0; 2075: 0
|  | 2044 | -1.431% | 2044: 43.188; 2045: 40.6767; 2046: 38.1923; 2047: 36.3943; 2048: 34.8536; 2049: 33.506; 2050: 32.5445; 2051: 31.7761; 2052: 31.0076; 2053: 30.2392; 2054: 29.4707; 2055: 28.7023; 2056: 27.9338; 2057: 27.1653; 2058: 26.3969; 2059: 25.6284; 2060: 24.86; 2061: 24.0915; 2062: 23.3231; 2063: 22.5546; 2064: 21.7861; 2065: 21.0177; 2066: 20.2492; 2067: 19.4808; 2068: 18.7123; 2069: 17.9439; 2070: 17.1754; 2071: 16.4069; 2072: 15.6385; 2073: 14.87; 2074: 0; 2075: 0
|  | 2045 | -1.431% | 2045: 42.57; 2046: 40.0947; 2047: 37.6458; 2048: 35.8735; 2049: 34.3549; 2050: 33.0266; 2051: 32.0789; 2052: 31.3214; 2053: 30.5639; 2054: 29.8065; 2055: 29.049; 2056: 28.2916; 2057: 27.5341; 2058: 26.7766; 2059: 26.0192; 2060: 25.2617; 2061: 24.5043; 2062: 23.7468; 2063: 22.9893; 2064: 22.2319; 2065: 21.4744; 2066: 20.7169; 2067: 19.9595; 2068: 19.202; 2069: 18.4446; 2070: 17.6871; 2071: 16.9296; 2072: 16.1722; 2073: 15.4147; 2074: 14.6573; 2075: 0
|  | 2046 | -1.431% | 2046: 41.9609; 2047: 39.521; 2048: 37.1072; 2049: 35.3602; 2050: 33.8634; 2051: 32.5541; 2052: 31.6199; 2053: 30.8732; 2054: 30.1266; 2055: 29.38; 2056: 28.6334; 2057: 27.8867; 2058: 27.1401; 2059: 26.3935; 2060: 25.6469; 2061: 24.9003; 2062: 24.1536; 2063: 23.407; 2064: 22.6604; 2065: 21.9138; 2066: 21.1671; 2067: 20.4205; 2068: 19.6739; 2069: 18.9273; 2070: 18.1806; 2071: 17.434; 2072: 16.6874; 2073: 15.9408; 2074: 15.1942; 2075: 14.4475 | 0 | 0 | 0 | 0
|  | 2047 | -1.431% | 2047: 41.3605; 2048: 38.9555; 2049: 36.5762; 2050: 34.8543; 2051: 33.3788; 2052: 32.0882; 2053: 31.1674; 2054: 30.4315; 2055: 29.6955; 2056: 28.9596; 2057: 28.2237; 2058: 27.4877; 2059: 26.7518; 2060: 26.0158; 2061: 25.2799; 2062: 24.544; 2063: 23.808; 2064: 23.0721; 2065: 22.3361; 2066: 21.6002; 2067: 20.8643; 2068: 20.1283; 2069: 19.3924; 2070: 18.6564; 2071: 17.9205; 2072: 17.1846; 2073: 16.4486; 2074: 15.7127; 2075: 14.9767 | 14.2408 | 0 | 0 | 0
|  | 2048 | -1.431% | 2048: 40.7687; 2049: 38.3981; 2050: 36.0529; 2051: 34.3555; 2052: 32.9012; 2053: 31.6291; 2054: 30.7215; 2055: 29.9961; 2056: 29.2706; 2057: 28.5452; 2058: 27.8198; 2059: 27.0944; 2060: 26.369; 2061: 25.6436; 2062: 24.9182; 2063: 24.1928; 2064: 23.4674; 2065: 22.742; 2066: 22.0165; 2067: 21.2911; 2068: 20.5657; 2069: 19.8403; 2070: 19.1149; 2071: 18.3895; 2072: 17.6641; 2073: 16.9387; 2074: 16.2133; 2075: 15.4879 | 14.7624 | 14.037 | 0 | 0
|  | 2049 | -1.431% | 2049: 40.1853; 2050: 37.8487; 2051: 35.537; 2052: 33.864; 2053: 32.4304; 2054: 31.1765; 2055: 30.2819; 2056: 29.5668; 2057: 28.8518; 2058: 28.1368; 2059: 27.4218; 2060: 26.7067; 2061: 25.9917; 2062: 25.2767; 2063: 24.5616; 2064: 23.8466; 2065: 23.1316; 2066: 22.4165; 2067: 21.7015; 2068: 20.9865; 2069: 20.2715; 2070: 19.5564; 2071: 18.8414; 2072: 18.1264; 2073: 17.4113; 2074: 16.6963; 2075: 15.9813 | 15.2662 | 14.5512 | 13.8362 | 0
|  | 2050 | -1.431% | 2050: 39.6103; 2051: 37.3071; 2052: 35.0285; 2053: 33.3794; 2054: 31.9664; 2055: 30.7304; 2056: 29.8486; 2057: 29.1438; 2058: 28.439; 2059: 27.7342; 2060: 27.0294; 2061: 26.3246; 2062: 25.6198; 2063: 24.915; 2064: 24.2102; 2065: 23.5054; 2066: 22.8006; 2067: 22.0958; 2068: 21.391; 2069: 20.6862; 2070: 19.9814; 2071: 19.2766; 2072: 18.5718; 2073: 17.867; 2074: 17.1622; 2075: 16.4574 | 15.7526 | 15.0478 | 14.343 | 13.6382
Revenue Requirement by vintage year
2012 $/MW-wk
| Aurora Input |  | Levelized Cost | 2020 | 2021 | 2022 | 2023 | 2024 | 2025 | 2026 | 2027 | 2028 | 2029 | 2030 | 2031 | 2032 | 2033 | 2034 | 2035 | 2036 | 2037 | 2038 | 2039 | 2040 | 2041 | 2042 | 2043 | 2044 | 2045 | 2046 | 2047 | 2048 | 2049 | 2050 | 2051 | 2052 | 2053 | 2054 | 2055 | 2056 | 2057 | 2058 | 2059 | 2060 | 2061 | 2062 | 2063 | 2064 | 2065 | 2066 | 2067 | 2068 | 2069 | 2070 | 2071 | 2072 | 2073 | 2074 | 2075
|  | 2020 | 1442.9346 | 2292.4656 | 2159.1663 | 2027.2903 | 1931.8485 | 1850.0694 | 1778.5375 | 1727.4999 | 1686.7093 | 1645.9188 | 1605.1282 | 1564.3377 | 1523.5471 | 1482.7566 | 1441.966 | 1401.1755 | 1360.3849 | 1319.5944 | 1278.8038 | 1238.0133 | 1197.2227 | 1156.4322 | 1115.6416 | 1074.8511 | 1034.0605 | 993.27 | 952.4794 | 911.6889 | 870.8983 | 830.1078 | 789.3172 | 0 | 0 | 0 | 0 | 0 | 0 | 0 | 0 | 0 | 0 | 0 | 0 | 0 | 0 | 0 | 0 | 0 | 0 | 0 | 0 | 0 | 0 | 0 | 0 | 0 | 0
|  | 2021 | 1442.9346 |  | 2292.4656 | 2159.1663 | 2027.2903 | 1931.8485 | 1850.0694 | 1778.5375 | 1727.4999 | 1686.7093 | 1645.9188 | 1605.1282 | 1564.3377 | 1523.5471 | 1482.7566 | 1441.966 | 1401.1755 | 1360.3849 | 1319.5944 | 1278.8038 | 1238.0133 | 1197.2227 | 1156.4322 | 1115.6416 | 1074.8511 | 1034.0605 | 993.27 | 952.4794 | 911.6889 | 870.8983 | 830.1078 | 789.3172 | 0 | 0 | 0 | 0 | 0 | 0 | 0 | 0 | 0 | 0 | 0 | 0 | 0 | 0 | 0 | 0 | 0 | 0 | 0 | 0 | 0 | 0 | 0 | 0 | 0
|  | 2022 | 1442.9346 |  |  | 2292.4656 | 2159.1663 | 2027.2903 | 1931.8485 | 1850.0694 | 1778.5375 | 1727.4999 | 1686.7093 | 1645.9188 | 1605.1282 | 1564.3377 | 1523.5471 | 1482.7566 | 1441.966 | 1401.1755 | 1360.3849 | 1319.5944 | 1278.8038 | 1238.0133 | 1197.2227 | 1156.4322 | 1115.6416 | 1074.8511 | 1034.0605 | 993.27 | 952.4794 | 911.6889 | 870.8983 | 830.1078 | 789.3172 | 0 | 0 | 0 | 0 | 0 | 0 | 0 | 0 | 0 | 0 | 0 | 0 | 0 | 0 | 0 | 0 | 0 | 0 | 0 | 0 | 0 | 0 | 0 | 0
|  | 2023 | 1442.9346 |  |  |  | 2292.4656 | 2159.1663 | 2027.2903 | 1931.8485 | 1850.0694 | 1778.5375 | 1727.4999 | 1686.7093 | 1645.9188 | 1605.1282 | 1564.3377 | 1523.5471 | 1482.7566 | 1441.966 | 1401.1755 | 1360.3849 | 1319.5944 | 1278.8038 | 1238.0133 | 1197.2227 | 1156.4322 | 1115.6416 | 1074.8511 | 1034.0605 | 993.27 | 952.4794 | 911.6889 | 870.8983 | 830.1078 | 789.3172 | 0 | 0 | 0 | 0 | 0 | 0 | 0 | 0 | 0 | 0 | 0 | 0 | 0 | 0 | 0 | 0 | 0 | 0 | 0 | 0 | 0 | 0 | 0
|  | 2024 | 1442.9346 |  |  |  |  | 2292.4656 | 2159.1663 | 2027.2903 | 1931.8485 | 1850.0694 | 1778.5375 | 1727.4999 | 1686.7093 | 1645.9188 | 1605.1282 | 1564.3377 | 1523.5471 | 1482.7566 | 1441.966 | 1401.1755 | 1360.3849 | 1319.5944 | 1278.8038 | 1238.0133 | 1197.2227 | 1156.4322 | 1115.6416 | 1074.8511 | 1034.0605 | 993.27 | 952.4794 | 911.6889 | 870.8983 | 830.1078 | 789.3172 | 0 | 0 | 0 | 0 | 0 | 0 | 0 | 0 | 0 | 0 | 0 | 0 | 0 | 0 | 0 | 0 | 0 | 0 | 0 | 0 | 0 | 0
|  | 2025 | 1442.9346 | [5 empty] | 2292.4656 | 2159.1663 | 2027.2903 | 1931.8485 | 1850.0694 | 1778.5375 | 1727.4999 | 1686.7093 | 1645.9188 | 1605.1282 | 1564.3377 | 1523.5471 | 1482.7566 | 1441.966 | 1401.1755 | 1360.3849 | 1319.5944 | 1278.8038 | 1238.0133 | 1197.2227 | 1156.4322 | 1115.6416 | 1074.8511 | 1034.0605 | 993.27 | 952.4794 | 911.6889 | 870.8983 | 830.1078 | 789.3172 | 0 | 0 | 0 | 0 | 0 | 0 | 0 | 0 | 0 | 0 | 0 | 0 | 0 | 0 | 0 | 0 | 0 | 0 | 0 | 0 | 0
|  | 2026 | 1423.6666 | [6 empty] | 2261.8535 | 2130.3342 | 2000.2192 | 1906.0518 | 1825.3648 | 1754.7881 | 1704.432 | 1664.1861 | 1623.9403 | 1583.6944 | 1543.4485 | 1503.2027 | 1462.9568 | 1422.711 | 1382.4651 | 1342.2192 | 1301.9734 | 1261.7275 | 1221.4817 | 1181.2358 | 1140.9899 | 1100.7441 | 1060.4982 | 1020.2524 | 980.0065 | 939.7606 | 899.5148 | 859.2689 | 819.0231 | 778.7772 | 0 | 0 | 0 | 0 | 0 | 0 | 0 | 0 | 0 | 0 | 0 | 0 | 0 | 0 | 0 | 0 | 0 | 0 | 0 | 0
|  | 2027 | 1404.3986 | [7 empty] | 2231.2414 | 2101.5021 | 1973.1481 | 1880.2552 | 1800.6602 | 1731.0387 | 1681.3641 | 1641.6629 | 1601.9617 | 1562.2606 | 1522.5594 | 1482.8582 | 1443.157 | 1403.4559 | 1363.7547 | 1324.0535 | 1284.3524 | 1244.6512 | 1204.95 | 1165.2489 | 1125.5477 | 1085.8465 | 1046.1454 | 1006.4442 | 966.743 | 927.0418 | 887.3407 | 847.6395 | 807.9383 | 768.2372 | 0 | 0 | 0 | 0 | 0 | 0 | 0 | 0 | 0 | 0 | 0 | 0 | 0 | 0 | 0 | 0 | 0 | 0 | 0
|  | 2028 | 1385.1306 | [8 empty] | 2200.6293 | 2072.67 | 1946.077 | 1854.4585 | 1775.9556 | 1707.2893 | 1658.2962 | 1619.1397 | 1579.9832 | 1540.8267 | 1501.6702 | 1462.5138 | 1423.3573 | 1384.2008 | 1345.0443 | 1305.8878 | 1266.7314 | 1227.5749 | 1188.4184 | 1149.2619 | 1110.1055 | 1070.949 | 1031.7925 | 992.636 | 953.4795 | 914.3231 | 875.1666 | 836.0101 | 796.8536 | 757.6971 | 0 | 0 | 0 | 0 | 0 | 0 | 0 | 0 | 0 | 0 | 0 | 0 | 0 | 0 | 0 | 0 | 0 | 0
|  | 2029 | 1365.8626 | [9 empty] | 2170.0172 | 2043.8379 | 1919.0058 | 1828.6619 | 1751.251 | 1683.5398 | 1635.2283 | 1596.6165 | 1558.0047 | 1519.3929 | 1480.7811 | 1442.1693 | 1403.5575 | 1364.9457 | 1326.3339 | 1287.7222 | 1249.1104 | 1210.4986 | 1171.8868 | 1133.275 | 1094.6632 | 1056.0514 | 1017.4396 | 978.8278 | 940.2161 | 901.6043 | 862.9925 | 824.3807 | 785.7689 | 747.1571 | 0 | 0 | 0 | 0 | 0 | 0 | 0 | 0 | 0 | 0 | 0 | 0 | 0 | 0 | 0 | 0 | 0
|  | 2030 | 1346.5946 | [10 empty] | 2139.4051 | 2015.0058 | 1891.9347 | 1802.8652 | 1726.5463 | 1659.7904 | 1612.1603 | 1574.0932 | 1536.0261 | 1497.9591 | 1459.892 | 1421.8249 | 1383.7578 | 1345.6907 | 1307.6236 | 1269.5565 | 1231.4894 | 1193.4223 | 1155.3552 | 1117.2881 | 1079.221 | 1041.1539 | 1003.0868 | 965.0197 | 926.9526 | 888.8855 | 850.8184 | 812.7513 | 774.6842 | 736.6171 | 0 | 0 | 0 | 0 | 0 | 0 | 0 | 0 | 0 | 0 | 0 | 0 | 0 | 0 | 0 | 0
|  | 2031 | 1327.3266 | [11 empty] | 2108.793 | 1986.1737 | 1864.8636 | 1777.0686 | 1701.8417 | 1636.041 | 1589.0924 | 1551.57 | 1514.0476 | 1476.5252 | 1439.0028 | 1401.4804 | 1363.958 | 1326.4356 | 1288.9132 | 1251.3908 | 1213.8684 | 1176.346 | 1138.8235 | 1101.3011 | 1063.7787 | 1026.2563 | 988.7339 | 951.2115 | 913.6891 | 876.1667 | 838.6443 | 801.1219 | 763.5995 | 726.0771 | 0 | 0 | 0 | 0 | 0 | 0 | 0 | 0 | 0 | 0 | 0 | 0 | 0 | 0 | 0
|  | 2032 | 1308.3342 | [12 empty] | 2078.619 | 1957.7542 | 1838.1799 | 1751.6411 | 1677.4906 | 1612.6314 | 1566.3546 | 1529.3691 | 1492.3836 | 1455.3981 | 1418.4126 | 1381.427 | 1344.4415 | 1307.456 | 1270.4705 | 1233.485 | 1196.4995 | 1159.514 | 1122.5285 | 1085.543 | 1048.5574 | 1011.5719 | 974.5864 | 937.6009 | 900.6154 | 863.6299 | 826.6444 | 789.6589 | 752.6734 | 715.6878 | 0 | 0 | 0 | 0 | 0 | 0 | 0 | 0 | 0 | 0 | 0 | 0 | 0 | 0
|  | 2033 | 1289.6137 | [13 empty] | 2048.8766 | 1929.7413 | 1811.8779 | 1726.5774 | 1653.4879 | 1589.5567 | 1543.9421 | 1507.4858 | 1471.0295 | 1434.5732 | 1398.1169 | 1361.6606 | 1325.2043 | 1288.748 | 1252.2917 | 1215.8354 | 1179.3791 | 1142.9229 | 1106.4666 | 1070.0103 | 1033.554 | 997.0977 | 960.6414 | 924.1851 | 887.7288 | 851.2725 | 814.8162 | 778.3599 | 741.9036 | 705.4473 | 0 | 0 | 0 | 0 | 0 | 0 | 0 | 0 | 0 | 0 | 0 | 0 | 0
|  | 2034 | 1271.161 | [14 empty] | 2019.5599 | 1902.1292 | 1785.9523 | 1701.8723 | 1629.8286 | 1566.8122 | 1521.8503 | 1485.9157 | 1449.981 | 1414.0464 | 1378.1117 | 1342.177 | 1306.2424 | 1270.3077 | 1234.3731 | 1198.4384 | 1162.5038 | 1126.5691 | 1090.6345 | 1054.6998 | 1018.7652 | 982.8305 | 946.8958 | 910.9612 | 875.0265 | 839.0919 | 803.1572 | 767.2226 | 731.2879 | 695.3533 | 0 | 0 | 0 | 0 | 0 | 0 | 0 | 0 | 0 | 0 | 0 | 0
|  | 2035 | 1252.9724 | [15 empty] | 1990.6626 | 1874.9122 | 1760.3977 | 1677.5207 | 1606.5079 | 1544.3932 | 1500.0746 | 1464.6542 | 1429.2337 | 1393.8132 | 1358.3927 | 1322.9723 | 1287.5518 | 1252.1313 | 1216.7108 | 1181.2903 | 1145.8699 | 1110.4494 | 1075.0289 | 1039.6084 | 1004.188 | 968.7675 | 933.347 | 897.9265 | 862.506 | 827.0856 | 791.6651 | 756.2446 | 720.8241 | 685.4037 | 0 | 0 | 0 | 0 | 0 | 0 | 0 | 0 | 0 | 0 | 0
|  | 2036 | 1235.044 | [16 empty] | 1962.1788 | 1848.0847 | 1735.2087 | 1653.5176 | 1583.5209 | 1522.295 | 1478.6105 | 1443.6969 | 1408.7832 | 1373.8696 | 1338.9559 | 1304.0422 | 1269.1286 | 1234.2149 | 1199.3013 | 1164.3876 | 1129.474 | 1094.5603 | 1059.6467 | 1024.733 | 989.8193 | 954.9057 | 919.992 | 885.0784 | 850.1647 | 815.2511 | 780.3374 | 745.4237 | 710.5101 | 675.5964 | 0 | 0 | 0 | 0 | 0 | 0 | 0 | 0 | 0 | 0
|  | 2037 | 1217.3721 | [17 empty] | 1934.1026 | 1821.641 | 1710.3801 | 1629.8579 | 1560.8628 | 1500.5129 | 1457.4535 | 1423.0395 | 1388.6254 | 1354.2113 | 1319.7972 | 1285.3831 | 1250.969 | 1216.5549 | 1182.1408 | 1147.7268 | 1113.3127 | 1078.8986 | 1044.4845 | 1010.0704 | 975.6563 | 941.2422 | 906.8281 | 872.4141 | 838 | 803.5859 | 769.1718 | 734.7577 | 700.3436 | 665.9295 | 0 | 0 | 0 | 0 | 0 | 0 | 0 | 0 | 0
|  | 2038 | 1199.9531 | [18 empty] | 1906.4282 | 1795.5757 | 1685.9068 | 1606.5368 | 1538.5289 | 1479.0425 | 1436.5993 | 1402.6776 | 1368.756 | 1334.8343 | 1300.9126 | 1266.991 | 1233.0693 | 1199.1476 | 1165.226 | 1131.3043 | 1097.3826 | 1063.461 | 1029.5393 | 995.6176 | 961.696 | 927.7743 | 893.8526 | 859.931 | 826.0093 | 792.0876 | 758.166 | 724.2443 | 690.3226 | 656.4009 | 0 | 0 | 0 | 0 | 0 | 0 | 0 | 0
|  | 2039 | 1182.7833 | [19 empty] | 1879.1497 | 1769.8834 | 1661.7837 | 1583.5494 | 1516.5145 | 1457.8794 | 1416.0434 | 1382.6071 | 1349.1709 | 1315.7346 | 1282.2983 | 1248.862 | 1215.4257 | 1181.9894 | 1148.5531 | 1115.1168 | 1081.6805 | 1048.2442 | 1014.8079 | 981.3716 | 947.9353 | 914.499 | 881.0628 | 847.6265 | 814.1902 | 780.7539 | 747.3176 | 713.8813 | 680.445 | 647.0087 | 0 | 0 | 0 | 0 | 0 | 0 | 0
|  | 2040 | 1165.8592 | [20 empty] | 1852.2615 | 1744.5586 | 1638.0057 | 1560.8908 | 1494.8152 | 1437.019 | 1395.7817 | 1362.8238 | 1329.866 | 1296.9081 | 1263.9503 | 1230.9924 | 1198.0345 | 1165.0767 | 1132.1188 | 1099.1609 | 1066.2031 | 1033.2452 | 1000.2874 | 967.3295 | 934.3716 | 901.4138 | 868.4559 | 835.498 | 802.5402 | 769.5823 | 736.6244 | 703.6666 | 670.7087 | 637.7509 | 0 | 0 | 0 | 0 | 0 | 0
|  | 2041 | 1149.1773 | [21 empty] | 1825.758 | 1719.5963 | 1614.568 | 1538.5565 | 1473.4264 | 1416.4571 | 1375.8099 | 1343.3236 | 1310.8373 | 1278.3511 | 1245.8648 | 1213.3785 | 1180.8922 | 1148.4059 | 1115.9197 | 1083.4334 | 1050.9471 | 1018.4608 | 985.9745 | 953.4883 | 921.002 | 888.5157 | 856.0294 | 823.5432 | 791.0569 | 758.5706 | 726.0843 | 693.598 | 661.1118 | 628.6255 | 0 | 0 | 0 | 0 | 0
|  | 2042 | 1132.7341 | [22 empty] | 1799.6338 | 1694.9911 | 1591.4657 | 1516.5418 | 1452.3435 | 1396.1895 | 1356.1239 | 1324.1024 | 1292.081 | 1260.0595 | 1228.0381 | 1196.0166 | 1163.9952 | 1131.9738 | 1099.9523 | 1067.9309 | 1035.9094 | 1003.888 | 971.8665 | 939.8451 | 907.8237 | 875.8022 | 843.7808 | 811.7593 | 779.7379 | 747.7164 | 715.695 | 683.6736 | 651.6521 | 619.6307 | 0 | 0 | 0 | 0
|  | 2043 | 1116.5262 | 2043: 1773.8834; 2044: 1670.738; 2045: 1568.6939; 2046: 1494.8421; 2047: 1431.5624; 2048: 1376.2119; 2049: 1336.7195; 2050: 1305.1562; 2051: 1273.593; 2052: 1242.0297; 2053: 1210.4665; 2054: 1178.9032; 2055: 1147.3399; 2056: 1115.7767; 2057: 1084.2134; 2058: 1052.6502; 2059: 1021.0869; 2060: 989.5237; 2061: 957.9604; 2062: 926.3971; 2063: 894.8339; 2064: 863.2706; 2065: 831.7074; 2066: 800.1441; 2067: 768.5809; 2068: 737.0176; 2069: 705.4543; 2070: 673.8911; 2071: 642.3278; 2072: 610.7646; 2073: 0; 2074: 0; 2075: 0
|  | 2044 | 1100.5501 | 2044: 1748.5015; 2045: 1646.8319; 2046: 1546.2479; 2047: 1473.4528; 2048: 1411.0786; 2049: 1356.5201; 2050: 1317.5928; 2051: 1286.4812; 2052: 1255.3695; 2053: 1224.2579; 2054: 1193.1463; 2055: 1162.0346; 2056: 1130.923; 2057: 1099.8114; 2058: 1068.6998; 2059: 1037.5881; 2060: 1006.4765; 2061: 975.3649; 2062: 944.2532; 2063: 913.1416; 2064: 882.03; 2065: 850.9184; 2066: 819.8067; 2067: 788.6951; 2068: 757.5835; 2069: 726.4718; 2070: 695.3602; 2071: 664.2486; 2072: 633.137; 2073: 602.0253; 2074: 0; 2075: 0
|  | 2045 | 1084.8027 | 2045: 1723.4827; 2046: 1623.2679; 2047: 1524.1231; 2048: 1452.3697; 2049: 1390.8879; 2050: 1337.11; 2051: 1298.7398; 2052: 1268.0733; 2053: 1237.4068; 2054: 1206.7404; 2055: 1176.0739; 2056: 1145.4074; 2057: 1114.741; 2058: 1084.0745; 2059: 1053.4081; 2060: 1022.7416; 2061: 992.0751; 2062: 961.4087; 2063: 930.7422; 2064: 900.0757; 2065: 869.4093; 2066: 838.7428; 2067: 808.0764; 2068: 777.4099; 2069: 746.7434; 2070: 716.077; 2071: 685.4105; 2072: 654.7441; 2073: 624.0776; 2074: 593.4111; 2075: 0 | 0 | 0 | 0 | 0
|  | 2046 | 1069.2806 | 2046: 1698.8219; 2047: 1600.0411; 2048: 1502.3149; 2049: 1431.5881; 2050: 1370.9861; 2051: 1317.9777; 2052: 1280.1565; 2053: 1249.9288; 2054: 1219.7012; 2055: 1189.4735; 2056: 1159.2458; 2057: 1129.0182; 2058: 1098.7905; 2059: 1068.5628; 2060: 1038.3352; 2061: 1008.1075; 2062: 977.8798; 2063: 947.6522; 2064: 917.4245; 2065: 887.1968; 2066: 856.9692; 2067: 826.7415; 2068: 796.5138; 2069: 766.2862; 2070: 736.0585; 2071: 705.8309; 2072: 675.6032; 2073: 645.3755; 2074: 615.1479; 2075: 584.9202 | 0 | 0 | 0 | 0
|  | 2047 | 1053.9806 | 2047: 1674.514; 2048: 1577.1466; 2049: 1480.8187; 2050: 1411.104; 2051: 1351.3691; 2052: 1299.1192; 2053: 1261.8391; 2054: 1232.044; 2055: 1202.2488; 2056: 1172.4537; 2057: 1142.6585; 2058: 1112.8634; 2059: 1083.0682; 2060: 1053.2731; 2061: 1023.4779; 2062: 993.6828; 2063: 963.8877; 2064: 934.0925; 2065: 904.2974; 2066: 874.5022; 2067: 844.7071; 2068: 814.9119; 2069: 785.1168; 2070: 755.3216; 2071: 725.5265; 2072: 695.7313; 2073: 665.9362; 2074: 636.141; 2075: 606.3459 | 576.5507 | 0 | 0 | 0
|  | 2048 | 1038.8995 | 2048: 1650.5539; 2049: 1554.5797; 2050: 1459.6302; 2051: 1390.9129; 2052: 1332.0328; 2053: 1280.5305; 2054: 1243.7839; 2055: 1214.415; 2056: 1185.0462; 2057: 1155.6774; 2058: 1126.3086; 2059: 1096.9398; 2060: 1067.571; 2061: 1038.2021; 2062: 1008.8333; 2063: 979.4645; 2064: 950.0957; 2065: 920.7269; 2066: 891.358; 2067: 861.9892; 2068: 832.6204; 2069: 803.2516; 2070: 773.8828; 2071: 744.514; 2072: 715.1451; 2073: 685.7763; 2074: 656.4075; 2075: 627.0387 | 597.6699 | 568.3011 | 0 | 0
|  | 2049 | 1024.0342 | 2049: 1626.9366; 2050: 1532.3357; 2051: 1438.7448; 2052: 1371.0108; 2053: 1312.9732; 2054: 1262.2078; 2055: 1225.9869; 2056: 1197.0383; 2057: 1168.0898; 2058: 1139.1412; 2059: 1110.1926; 2060: 1081.244; 2061: 1052.2954; 2062: 1023.3468; 2063: 994.3982; 2064: 965.4496; 2065: 936.5011; 2066: 907.5525; 2067: 878.6039; 2068: 849.6553; 2069: 820.7067; 2070: 791.7581; 2071: 762.8095; 2072: 733.8609; 2073: 704.9124; 2074: 675.9638; 2075: 647.0152 | 618.0666 | 589.118 | 560.1694 | 0
|  | 2050 | 1009.3816 | 2050: 1603.6573; 2051: 1510.41; 2052: 1418.1582; 2053: 1351.3934; 2054: 1294.1862; 2055: 1244.1472; 2056: 1208.4447; 2057: 1179.9103; 2058: 1151.3759; 2059: 1122.8416; 2060: 1094.3072; 2061: 1065.7728; 2062: 1037.2384; 2063: 1008.7041; 2064: 980.1697; 2065: 951.6353; 2066: 923.101; 2067: 894.5666; 2068: 866.0322; 2069: 837.4978; 2070: 808.9635; 2071: 780.4291; 2072: 751.8947; 2073: 723.3604; 2074: 694.826; 2075: 666.2916 | 637.7572 | 609.2229 | 580.6885 | 552.1541
|  | Annual Change (%) |  | 0% | 0% | 0% | 0% | 0% | 0% | -1.335% | -1.353% | -1.372% | -1.391% | -1.411% | -1.431% | -1.431% | -1.431% | -1.431% | -1.431% | -1.431% | -1.431% | -1.431% | -1.431% | -1.431% | -1.431% | -1.431% | -1.431% | -1.431% | -1.431% | -1.431% | -1.431% | -1.431% | -1.431% | -1.431% | 0% | 0% | 0% | 0% | 0% | 0% | 0% | 0% | 0% | 0% | 0% | 0% | 0% | 0% | 0% | 0% | 0% | 0% | 0% | 0% | 0% | 0% | 0% | 0% | 0%
|  | Levelized Capital Cost ($/MW-wk) |  | 1442.9346 | 1442.9346 | 1442.9346 | 1442.9346 | 1442.9346 | 1442.9346 | 1423.6666 | 1404.3986 | 1385.1306 | 1365.8626 | 1346.5946 | 1327.3266 | 1308.3342 | 1289.6137 | 1271.161 | 1252.9724 | 1235.044 | 1217.3721 | 1199.9531 | 1182.7833 | 1165.8592 | 1149.1773 | 1132.7341 | 1116.5262 | 1100.5501 | 1084.8027 | 1069.2806 | 1053.9806 | 1038.8995 | 1024.0342 | 1009.3816 | 1009.3816 | 1009.3816 | 1009.3816 | 1009.3816 | 1009.3816 | 1009.3816 | 1009.3816 | 1009.3816 | 1009.3816 | 1009.3816 | 1009.3816 | 1009.3816 | 1009.3816 | 1009.3816 | 1009.3816 | 1009.3816 | 1009.3816 | 1009.3816 | 1009.3816 | 1009.3816 | 1009.3816 | 1009.3816 | 1009.3816 | 1009.3816 | 1009.3816
|  | Economic Life | 35
|  | check s/b 0 | 0
itc
Revenue Requirement by vintage year
2012 $/MW-wk
| Aurora Input |  | Levelized Cost | 2020 | 2021 | 2022 | 2023 | 2024 | 2025 | 2026 | 2027 | 2028 | 2029 | 2030 | 2031 | 2032 | 2033 | 2034 | 2035 | 2036 | 2037 | 2038 | 2039 | 2040 | 2041 | 2042 | 2043 | 2044 | 2045 | 2046 | Levelized | 2047 | 2048 | 2049 | 2050 | 2051 | 2052 | 2053 | 2054 | 2055 | 2056 | 2057 | 2058 | 2059 | 2060 | 2061 | 2062 | 2063 | 2064 | 2065 | 2066 | 2067 | 2068 | 2069 | 2070 | 2071 | 2072 | 2073 | 2074 | 2075 | 2076 | 2077 | 2078 | 2079
|  | 2020 | 1442.9346 | 2292.4656 | 2159.1663 | 2027.2903 | 1931.8485 | 1850.0694 | 1778.5375 | 1727.4999 | 1686.7093 | 1645.9188 | 1605.1282 | 1564.3377 | 1523.5471 | 1482.7566 | 1441.966 | 1401.1755 | 1360.3849 | 1319.5944 | 1278.8038 | 1238.0133 | 1197.2227 | 1156.4322 | 1115.6416 | 1074.8511 | 1034.0605 | 993.27 | 952.4794 | 911.6889 | 831.2523 | 870.8983 | 830.1078 | 789.3172 | 0 | 0 | 0 | 0 | 0 | 0 | 0 | 0 | 0 | 0 | 0 | 0 | 0 | 0 | 0 | 0 | 0 | 0 | 0 | 0 | 0 | 0 | 0 | 0 | 0 | 0 | 0 | 0 | 0 | 0
|  | 2021 | 1442.9346 |  | 2292.4656 | 2159.1663 | 2027.2903 | 1931.8485 | 1850.0694 | 1778.5375 | 1727.4999 | 1686.7093 | 1645.9188 | 1605.1282 | 1564.3377 | 1523.5471 | 1482.7566 | 1441.966 | 1401.1755 | 1360.3849 | 1319.5944 | 1278.8038 | 1238.0133 | 1197.2227 | 1156.4322 | 1115.6416 | 1074.8511 | 1034.0605 | 993.27 | 952.4794 | 852.6486 | 911.6889 | 870.8983 | 830.1078 | 789.3172 | 0 | 0 | 0 | 0 | 0 | 0 | 0 | 0 | 0 | 0 | 0 | 0 | 0 | 0 | 0 | 0 | 0 | 0 | 0 | 0 | 0 | 0 | 0 | 0 | 0 | 0 | 0 | 0 | 0
|  | 2022 | 1442.9346 |  |  | 2292.4656 | 2159.1663 | 2027.2903 | 1931.8485 | 1850.0694 | 1778.5375 | 1727.4999 | 1686.7093 | 1645.9188 | 1605.1282 | 1564.3377 | 1523.5471 | 1482.7566 | 1441.966 | 1401.1755 | 1360.3849 | 1319.5944 | 1278.8038 | 1238.0133 | 1197.2227 | 1156.4322 | 1115.6416 | 1074.8511 | 1034.0605 | 993.27 | 874.3303 | 952.4794 | 911.6889 | 870.8983 | 830.1078 | 789.3172 | 0 | 0 | 0 | 0 | 0 | 0 | 0 | 0 | 0 | 0 | 0 | 0 | 0 | 0 | 0 | 0 | 0 | 0 | 0 | 0 | 0 | 0 | 0 | 0 | 0 | 0 | 0 | 0
|  | 2023 | 1442.9346 |  |  |  | 2292.4656 | 2159.1663 | 2027.2903 | 1931.8485 | 1850.0694 | 1778.5375 | 1727.4999 | 1686.7093 | 1645.9188 | 1605.1282 | 1564.3377 | 1523.5471 | 1482.7566 | 1441.966 | 1401.1755 | 1360.3849 | 1319.5944 | 1278.8038 | 1238.0133 | 1197.2227 | 1156.4322 | 1115.6416 | 1074.8511 | 1034.0605 | 896.297 | 993.27 | 952.4794 | 911.6889 | 870.8983 | 830.1078 | 789.3172 | 0 | 0 | 0 | 0 | 0 | 0 | 0 | 0 | 0 | 0 | 0 | 0 | 0 | 0 | 0 | 0 | 0 | 0 | 0 | 0 | 0 | 0 | 0 | 0 | 0 | 0 | 0
|  | 2024 | 1442.9346 |  |  |  |  | 2292.4656 | 2159.1663 | 2027.2903 | 1931.8485 | 1850.0694 | 1778.5375 | 1727.4999 | 1686.7093 | 1645.9188 | 1605.1282 | 1564.3377 | 1523.5471 | 1482.7566 | 1441.966 | 1401.1755 | 1360.3849 | 1319.5944 | 1278.8038 | 1238.0133 | 1197.2227 | 1156.4322 | 1115.6416 | 1074.8511 | 918.5481 | 1034.0605 | 993.27 | 952.4794 | 911.6889 | 870.8983 | 830.1078 | 789.3172 | 0 | 0 | 0 | 0 | 0 | 0 | 0 | 0 | 0 | 0 | 0 | 0 | 0 | 0 | 0 | 0 | 0 | 0 | 0 | 0 | 0 | 0 | 0 | 0 | 0 | 0
|  | 2025 | 1442.9346 | [5 empty] | 2292.4656 | 2159.1663 | 2027.2903 | 1931.8485 | 1850.0694 | 1778.5375 | 1727.4999 | 1686.7093 | 1645.9188 | 1605.1282 | 1564.3377 | 1523.5471 | 1482.7566 | 1441.966 | 1401.1755 | 1360.3849 | 1319.5944 | 1278.8038 | 1238.0133 | 1197.2227 | 1156.4322 | 1115.6416 | 941.0829 | 1074.8511 | 1034.0605 | 993.27 | 952.4794 | 911.6889 | 870.8983 | 830.1078 | 789.3172 | 0 | 0 | 0 | 0 | 0 | 0 | 0 | 0 | 0 | 0 | 0 | 0 | 0 | 0 | 0 | 0 | 0 | 0 | 0 | 0 | 0 | 0 | 0 | 0 | 0
|  | 2026 | 1423.6666 | [6 empty] | 2292.4656 | 2159.1663 | 2027.2903 | 1931.8485 | 1850.0694 | 1778.5375 | 1727.4999 | 1686.7093 | 1645.9188 | 1605.1282 | 1564.3377 | 1523.5471 | 1482.7566 | 1441.966 | 1401.1755 | 1360.3849 | 1319.5944 | 1278.8038 | 1238.0133 | 1197.2227 | 1156.4322 | 963.9006 | 1115.6416 | 1074.8511 | 1034.0605 | 993.27 | 952.4794 | 911.6889 | 870.8983 | 830.1078 | 789.3172 | 0 | 0 | 0 | 0 | 0 | 0 | 0 | 0 | 0 | 0 | 0 | 0 | 0 | 0 | 0 | 0 | 0 | 0 | 0 | 0 | 0 | 0 | 0 | 0
|  | 2027 | 1404.3986 | [7 empty] | 2292.4656 | 2159.1663 | 2027.2903 | 1931.8485 | 1850.0694 | 1778.5375 | 1727.4999 | 1686.7093 | 1645.9188 | 1605.1282 | 1564.3377 | 1523.5471 | 1482.7566 | 1441.966 | 1401.1755 | 1360.3849 | 1319.5944 | 1278.8038 | 1238.0133 | 1197.2227 | 987.0006 | 1156.4322 | 1115.6416 | 1074.8511 | 1034.0605 | 993.27 | 952.4794 | 911.6889 | 870.8983 | 830.1078 | 789.3172 | 0 | 0 | 0 | 0 | 0 | 0 | 0 | 0 | 0 | 0 | 0 | 0 | 0 | 0 | 0 | 0 | 0 | 0 | 0 | 0 | 0 | 0 | 0
|  | 2028 | 1385.1306 | [8 empty] | 2261.8535 | 2130.3342 | 2000.2192 | 1906.0518 | 1825.3648 | 1754.7881 | 1704.432 | 1664.1861 | 1623.9403 | 1583.6944 | 1543.4485 | 1503.2027 | 1462.9568 | 1422.711 | 1382.4651 | 1342.2192 | 1301.9734 | 1261.7275 | 1221.4817 | 996.8897 | 1181.2358 | 1140.9899 | 1100.7441 | 1060.4982 | 1020.2524 | 980.0065 | 939.7606 | 899.5148 | 859.2689 | 819.0231 | 778.7772 | 0 | 0 | 0 | 0 | 0 | 0 | 0 | 0 | 0 | 0 | 0 | 0 | 0 | 0 | 0 | 0 | 0 | 0 | 0 | 0 | 0 | 0
|  | 2029 | 1365.8626 | [9 empty] | 2231.2414 | 2101.5021 | 1973.1481 | 1880.2552 | 1800.6602 | 1731.0387 | 1681.3641 | 1641.6629 | 1601.9617 | 1562.2606 | 1522.5594 | 1482.8582 | 1443.157 | 1403.4559 | 1363.7547 | 1324.0535 | 1284.3524 | 1244.6512 | 1006.4271 | 1204.95 | 1165.2489 | 1125.5477 | 1085.8465 | 1046.1454 | 1006.4442 | 966.743 | 927.0418 | 887.3407 | 847.6395 | 807.9383 | 768.2372 | 0 | 0 | 0 | 0 | 0 | 0 | 0 | 0 | 0 | 0 | 0 | 0 | 0 | 0 | 0 | 0 | 0 | 0 | 0 | 0 | 0
|  | 2030 | 1346.5946 | [10 empty] | 2200.6293 | 2072.67 | 1946.077 | 1854.4585 | 1775.9556 | 1707.2893 | 1658.2962 | 1619.1397 | 1579.9832 | 1540.8267 | 1501.6702 | 1462.5138 | 1423.3573 | 1384.2008 | 1345.0443 | 1305.8878 | 1266.7314 | 1015.6004 | 1227.5749 | 1188.4184 | 1149.2619 | 1110.1055 | 1070.949 | 1031.7925 | 992.636 | 953.4795 | 914.3231 | 875.1666 | 836.0101 | 796.8536 | 757.6971 | 0 | 0 | 0 | 0 | 0 | 0 | 0 | 0 | 0 | 0 | 0 | 0 | 0 | 0 | 0 | 0 | 0 | 0 | 0 | 0
|  | 2031 | 1327.3266 | [11 empty] | 2170.0172 | 2043.8379 | 1919.0058 | 1828.6619 | 1751.251 | 1683.5398 | 1635.2283 | 1596.6165 | 1558.0047 | 1519.3929 | 1480.7811 | 1442.1693 | 1403.5575 | 1364.9457 | 1326.3339 | 1287.7222 | 1024.3973 | 1249.1104 | 1210.4986 | 1171.8868 | 1133.275 | 1094.6632 | 1056.0514 | 1017.4396 | 978.8278 | 940.2161 | 901.6043 | 862.9925 | 824.3807 | 785.7689 | 747.1571 | 0 | 0 | 0 | 0 | 0 | 0 | 0 | 0 | 0 | 0 | 0 | 0 | 0 | 0 | 0 | 0 | 0 | 0 | 0
|  | 2032 | 1308.3342 | [12 empty] | 2139.4051 | 2015.0058 | 1891.9347 | 1802.8652 | 1726.5463 | 1659.7904 | 1612.1603 | 1574.0932 | 1536.0261 | 1497.9591 | 1459.892 | 1421.8249 | 1383.7578 | 1345.6907 | 1307.6236 | 1032.8054 | 1269.5565 | 1231.4894 | 1193.4223 | 1155.3552 | 1117.2881 | 1079.221 | 1041.1539 | 1003.0868 | 965.0197 | 926.9526 | 888.8855 | 850.8184 | 812.7513 | 774.6842 | 736.6171 | 0 | 0 | 0 | 0 | 0 | 0 | 0 | 0 | 0 | 0 | 0 | 0 | 0 | 0 | 0 | 0 | 0 | 0
|  | 2033 | 1289.6137 | [13 empty] | 2108.793 | 1986.1737 | 1864.8636 | 1777.0686 | 1701.8417 | 1636.041 | 1589.0924 | 1551.57 | 1514.0476 | 1476.5252 | 1439.0028 | 1401.4804 | 1363.958 | 1326.4356 | 1040.8124 | 1288.9132 | 1251.3908 | 1213.8684 | 1176.346 | 1138.8235 | 1101.3011 | 1063.7787 | 1026.2563 | 988.7339 | 951.2115 | 913.6891 | 876.1667 | 838.6443 | 801.1219 | 763.5995 | 726.0771 | 0 | 0 | 0 | 0 | 0 | 0 | 0 | 0 | 0 | 0 | 0 | 0 | 0 | 0 | 0 | 0 | 0
|  | 2034 | 1271.161 | [14 empty] | 2078.619 | 1957.7542 | 1838.1799 | 1751.6411 | 1677.4906 | 1612.6314 | 1566.3546 | 1529.3691 | 1492.3836 | 1455.3981 | 1418.4126 | 1381.427 | 1344.4415 | 1048.6268 | 1307.456 | 1270.4705 | 1233.485 | 1196.4995 | 1159.514 | 1122.5285 | 1085.543 | 1048.5574 | 1011.5719 | 974.5864 | 937.6009 | 900.6154 | 863.6299 | 826.6444 | 789.6589 | 752.6734 | 715.6878 | 0 | 0 | 0 | 0 | 0 | 0 | 0 | 0 | 0 | 0 | 0 | 0 | 0 | 0 | 0 | 0
|  | 2035 | 1252.9724 | [15 empty] | 2048.8766 | 1929.7413 | 1811.8779 | 1726.5774 | 1653.4879 | 1589.5567 | 1543.9421 | 1507.4858 | 1471.0295 | 1434.5732 | 1398.1169 | 1361.6606 | 1056.2476 | 1325.2043 | 1288.748 | 1252.2917 | 1215.8354 | 1179.3791 | 1142.9229 | 1106.4666 | 1070.0103 | 1033.554 | 997.0977 | 960.6414 | 924.1851 | 887.7288 | 851.2725 | 814.8162 | 778.3599 | 741.9036 | 705.4473 | 0 | 0 | 0 | 0 | 0 | 0 | 0 | 0 | 0 | 0 | 0 | 0 | 0 | 0 | 0
|  | 2036 | 1235.044 | [16 empty] | 2019.5599 | 1902.1292 | 1785.9523 | 1701.8723 | 1629.8286 | 1566.8122 | 1521.8503 | 1485.9157 | 1449.981 | 1414.0464 | 1378.1117 | 1063.6738 | 1342.177 | 1306.2424 | 1270.3077 | 1234.3731 | 1198.4384 | 1162.5038 | 1126.5691 | 1090.6345 | 1054.6998 | 1018.7652 | 982.8305 | 946.8958 | 910.9612 | 875.0265 | 839.0919 | 803.1572 | 767.2226 | 731.2879 | 695.3533 | 0 | 0 | 0 | 0 | 0 | 0 | 0 | 0 | 0 | 0 | 0 | 0 | 0 | 0
|  | 2037 | 1217.3721 | [17 empty] | 1990.6626 | 1874.9122 | 1760.3977 | 1677.5207 | 1606.5079 | 1544.3932 | 1500.0746 | 1464.6542 | 1429.2337 | 1393.8132 | 1070.9044 | 1358.3927 | 1322.9723 | 1287.5518 | 1252.1313 | 1216.7108 | 1181.2903 | 1145.8699 | 1110.4494 | 1075.0289 | 1039.6084 | 1004.188 | 968.7675 | 933.347 | 897.9265 | 862.506 | 827.0856 | 791.6651 | 756.2446 | 720.8241 | 685.4037 | 0 | 0 | 0 | 0 | 0 | 0 | 0 | 0 | 0 | 0 | 0 | 0 | 0
|  | 2038 | 1199.9531 | [18 empty] | 1962.1788 | 1848.0847 | 1735.2087 | 1653.5176 | 1583.5209 | 1522.295 | 1478.6105 | 1443.6969 | 1408.7832 | 1077.9386 | 1373.8696 | 1338.9559 | 1304.0422 | 1269.1286 | 1234.2149 | 1199.3013 | 1164.3876 | 1129.474 | 1094.5603 | 1059.6467 | 1024.733 | 989.8193 | 954.9057 | 919.992 | 885.0784 | 850.1647 | 815.2511 | 780.3374 | 745.4237 | 710.5101 | 675.5964 | 0 | 0 | 0 | 0 | 0 | 0 | 0 | 0 | 0 | 0 | 0 | 0
|  | 2039 | 1182.7833 | [19 empty] | 1934.1026 | 1821.641 | 1710.3801 | 1629.8579 | 1560.8628 | 1500.5129 | 1457.4535 | 1423.0395 | 1084.7758 | 1388.6254 | 1354.2113 | 1319.7972 | 1285.3831 | 1250.969 | 1216.5549 | 1182.1408 | 1147.7268 | 1113.3127 | 1078.8986 | 1044.4845 | 1010.0704 | 975.6563 | 941.2422 | 906.8281 | 872.4141 | 838 | 803.5859 | 769.1718 | 734.7577 | 700.3436 | 665.9295 | 0 | 0 | 0 | 0 | 0 | 0 | 0 | 0 | 0 | 0 | 0
|  | 2040 | 1165.8592 | [20 empty] | 1906.4282 | 1795.5757 | 1685.9068 | 1606.5368 | 1538.5289 | 1479.0425 | 1436.5993 | 1091.4151 | 1402.6776 | 1368.756 | 1334.8343 | 1300.9126 | 1266.991 | 1233.0693 | 1199.1476 | 1165.226 | 1131.3043 | 1097.3826 | 1063.461 | 1029.5393 | 995.6176 | 961.696 | 927.7743 | 893.8526 | 859.931 | 826.0093 | 792.0876 | 758.166 | 724.2443 | 690.3226 | 656.4009 | 0 | 0 | 0 | 0 | 0 | 0 | 0 | 0 | 0 | 0
|  | 2041 | 1149.1773 | [21 empty] | 1879.1497 | 1769.8834 | 1661.7837 | 1583.5494 | 1516.5145 | 1457.8794 | 1097.8562 | 1416.0434 | 1382.6071 | 1349.1709 | 1315.7346 | 1282.2983 | 1248.862 | 1215.4257 | 1181.9894 | 1148.5531 | 1115.1168 | 1081.6805 | 1048.2442 | 1014.8079 | 981.3716 | 947.9353 | 914.499 | 881.0628 | 847.6265 | 814.1902 | 780.7539 | 747.3176 | 713.8813 | 680.445 | 647.0087 | 0 | 0 | 0 | 0 | 0 | 0 | 0 | 0 | 0
|  | 2042 | 1132.7341 | [22 empty] | 1852.2615 | 1744.5586 | 1638.0057 | 1560.8908 | 1494.8152 | 1104.6229 | 1437.019 | 1395.7817 | 1362.8238 | 1329.866 | 1296.9081 | 1263.9503 | 1230.9924 | 1198.0345 | 1165.0767 | 1132.1188 | 1099.1609 | 1066.2031 | 1033.2452 | 1000.2874 | 967.3295 | 934.3716 | 901.4138 | 868.4559 | 835.498 | 802.5402 | 769.5823 | 736.6244 | 703.6666 | 670.7087 | 637.7509 | 0 | 0 | 0 | 0 | 0 | 0 | 0 | 0
|  | 2043 | 1116.5262 | [23 empty] | 1825.758 | 1719.5963 | 1614.568 | 1538.5565 | 1112.6492 | 1473.4264 | 1416.4571 | 1375.8099 | 1343.3236 | 1310.8373 | 1278.3511 | 1245.8648 | 1213.3785 | 1180.8922 | 1148.4059 | 1115.9197 | 1083.4334 | 1050.9471 | 1018.4608 | 985.9745 | 953.4883 | 921.002 | 888.5157 | 856.0294 | 823.5432 | 791.0569 | 758.5706 | 726.0843 | 693.598 | 661.1118 | 628.6255 | 0 | 0 | 0 | 0 | 0 | 0 | 0
|  | 2044 | 1100.5501 | [24 empty] | 1799.6338 | 1694.9911 | 1591.4657 | 1122.2137 | 1516.5418 | 1452.3435 | 1396.1895 | 1356.1239 | 1324.1024 | 1292.081 | 1260.0595 | 1228.0381 | 1196.0166 | 1163.9952 | 1131.9738 | 1099.9523 | 1067.9309 | 1035.9094 | 1003.888 | 971.8665 | 939.8451 | 907.8237 | 875.8022 | 843.7808 | 811.7593 | 779.7379 | 747.7164 | 715.695 | 683.6736 | 651.6521 | 619.6307 | 0 | 0 | 0 | 0 | 0 | 0
|  | 2045 | 1084.8027 | [25 empty] | 1773.8834 | 1670.738 | 1133.6984 | 1568.6939 | 1494.8421 | 1431.5624 | 1376.2119 | 1336.7195 | 1305.1562 | 1273.593 | 1242.0297 | 1210.4665 | 1178.9032 | 1147.3399 | 1115.7767 | 1084.2134 | 1052.6502 | 1021.0869 | 989.5237 | 957.9604 | 926.3971 | 894.8339 | 863.2706 | 831.7074 | 800.1441 | 768.5809 | 737.0176 | 705.4543 | 673.8911 | 642.3278 | 610.7646 | 0 | 0 | 0 | 0 | 0
|  | 2046 | 1069.2806 | [26 empty] | 1748.5015 | 1148.4305 | 1646.8319 | 1546.2479 | 1473.4528 | 1411.0786 | 1356.5201 | 1317.5928 | 1286.4812 | 1255.3695 | 1224.2579 | 1193.1463 | 1162.0346 | 1130.923 | 1099.8114 | 1068.6998 | 1037.5881 | 1006.4765 | 975.3649 | 944.2532 | 913.1416 | 882.03 | 850.9184 | 819.8067 | 788.6951 | 757.5835 | 726.4718 | 695.3602 | 664.2486 | 633.137 | 602.0253 | 0 | 0 | 0 | 0
|  | 2047 | 1053.9806 | [27 empty] | 1165.9984 | 1723.4827 | 1623.2679 | 1524.1231 | 1452.3697 | 1390.8879 | 1337.11 | 1298.7398 | 1268.0733 | 1237.4068 | 1206.7404 | 1176.0739 | 1145.4074 | 1114.741 | 1084.0745 | 1053.4081 | 1022.7416 | 992.0751 | 961.4087 | 930.7422 | 900.0757 | 869.4093 | 838.7428 | 808.0764 | 777.4099 | 746.7434 | 716.077 | 685.4105 | 654.7441 | 624.0776 | 593.4111 | 0 | 0 | 0
|  | 2048 | 1038.8995 | [27 empty] | 1149.3144 |  | 1698.8219 | 1600.0411 | 1502.3149 | 1431.5881 | 1370.9861 | 1317.9777 | 1280.1565 | 1249.9288 | 1219.7012 | 1189.4735 | 1159.2458 | 1129.0182 | 1098.7905 | 1068.5628 | 1038.3352 | 1008.1075 | 977.8798 | 947.6522 | 917.4245 | 887.1968 | 856.9692 | 826.7415 | 796.5138 | 766.2862 | 736.0585 | 705.8309 | 675.6032 | 645.3755 | 615.1479 | 584.9202 | 0 | 0
|  | 2049 | 1024.0342 | [27 empty] | 1132.8693 |  |  | 1674.514 | 1577.1466 | 1480.8187 | 1411.104 | 1351.3691 | 1299.1192 | 1261.8391 | 1232.044 | 1202.2488 | 1172.4537 | 1142.6585 | 1112.8634 | 1083.0682 | 1053.2731 | 1023.4779 | 993.6828 | 963.8877 | 934.0925 | 904.2974 | 874.5022 | 844.7071 | 814.9119 | 785.1168 | 755.3216 | 725.5265 | 695.7313 | 665.9362 | 636.141 | 606.3459 | 576.5507 | 0
|  | 2050 | 1009.3816 | [27 empty] | 1116.6594 |  |  |  | 1650.5539 | 1554.5797 | 1459.6302 | 1390.9129 | 1332.0328 | 1280.5305 | 1243.7839 | 1214.415 | 1185.0462 | 1155.6774 | 1126.3086 | 1096.9398 | 1067.571 | 1038.2021 | 1008.8333 | 979.4645 | 950.0957 | 920.7269 | 891.358 | 861.9892 | 832.6204 | 803.2516 | 773.8828 | 744.514 | 715.1451 | 685.7763 | 656.4075 | 627.0387 | 597.6699 | 568.3011
|  |  |  | 30% | 30% | 30% | 30% | 26% | 22% | 10% | 10% | 10% | 10% | 10% | 10% | 10% | 10% | 10% | 10% | 10% | 10% | 10% | 10% | 10% | 10% | 10% | 10% | 10% | 10% | 10% | 10% | 10% | 10% | 10% | 10% | 10% | 10% | 10% | 10% | 10% | 10% | 10% | 10% | 10% | 10% | 10% | 10% | 10% | 10% | 10% | 10% | 10% | 10% | 10% | 10% | 10% | 10% | 10% | 10%
ITC
| 2020-2023 | 30% |  | 153.5333 | [27 empty] | 2064: 0; 2065: 0; 2066: 0; 2067: 0; 2068: 0; 2069: 0; 2070: 0; 2071: 0; 2072: 0
| 2024 | 26% |  | 133.0622 | [27 empty] | 2056: 0; 2057: 0; 2058: 0; 2059: 0; 2060: 0; 2061: 0; 2062: 0; 2063: 0; 2064: 0; 2065: 0; 2066: 0; 2067: 0; 2068: 0; 2069: 0; 2070: 0; 2071: 0; 2072: 0; 2073: 0; 2074: 0
| 2025 | 22% |  | 112.5911 | [27 empty] | 2056: 0; 2057: 0; 2058: 0; 2059: 0; 2060: 0; 2061: 0; 2062: 0; 2063: 0; 2064: 0; 2065: 0; 2066: 0; 2067: 0; 2068: 0; 2069: 0; 2070: 0; 2071: 0; 2072: 0; 2073: 0; 2074: 0
| Start 2026 | 10% |  | 51.1778 | [27 empty] | 2056: 0; 2057: 0; 2058: 0; 2059: 0; 2060: 0; 2061: 0; 2062: 0; 2063: 0; 2064: 0; 2065: 0; 2066: 0; 2067: 0; 2068: 0; 2069: 0; 2070: 0; 2071: 0; 2072: 0; 2073: 0; 2074: 0
[41 empty] | 0 | 0 | 0 | 0 | 0 | 0 | 0 | 0 | 0 | 0 | 0 | 0 | 0 | 0 | 0 | 0 | 0 | 0 | 0
[41 empty] | 0 | 0 | 0 | 0 | 0 | 0 | 0 | 0 | 0 | 0 | 0 | 0 | 0 | 0 | 0 | 0 | 0 | 0 | 0
Amortization
|  | 30% |  | 7.6767 | 7.6767 | 7.6767 | 7.6767 | 7.6767 | 7.6767 | 7.6767 | 7.6767 | 7.6767 | 7.6767 | 7.6767 | 7.6767 | 7.6767 | 7.6767 | 7.6767 | 7.6767 | 7.6767 | 7.6767 | 7.6767 | 7.6767 | 7.6767 | 7.6767 | 7.6767 | 7.6767 | 7.6767 | 7.6767 | 7.6767 | 7.6767 | 7.6767 | 7.6767 | 7.6767 | 7.6767 | 7.6767 | 7.6767 | 7.6767 | 7.6767 | 7.6767 | 7.6767 | 7.6767 | 7.6767 | 7.6767 | 7.6767 | 7.6767 | 7.6767 | 7.6767 | 7.6767 | 7.6767 | 7.6767 | 7.6767 | 7.6767 | 7.6767 | 7.6767 | 7.6767 | 7.6767 | 7.6767 | 7.6767
|  | 26% |  | 6.6531 | 6.6531 | 6.6531 | 6.6531 | 6.6531 | 6.6531 | 6.6531 | 6.6531 | 6.6531 | 6.6531 | 6.6531 | 6.6531 | 6.6531 | 6.6531 | 6.6531 | 6.6531 | 6.6531 | 6.6531 | 6.6531 | 6.6531 | 6.6531 | 6.6531 | 6.6531 | 6.6531 | 6.6531 | 6.6531 | 6.6531 | 6.6531 | 6.6531 | 6.6531 | 6.6531 | 6.6531 | 6.6531 | 6.6531 | 6.6531 | 6.6531 | 6.6531 | 6.6531 | 6.6531 | 6.6531 | 6.6531 | 6.6531 | 6.6531 | 6.6531 | 6.6531 | 6.6531 | 6.6531 | 6.6531 | 6.6531 | 6.6531 | 6.6531 | 6.6531 | 6.6531 | 6.6531 | 6.6531 | 6.6531
|  | 22% |  | 5.6296 | 5.6296 | 5.6296 | 5.6296 | 5.6296 | 5.6296 | 5.6296 | 5.6296 | 5.6296 | 5.6296 | 5.6296 | 5.6296 | 5.6296 | 5.6296 | 5.6296 | 5.6296 | 5.6296 | 5.6296 | 5.6296 | 5.6296 | 5.6296 | 5.6296 | 5.6296 | 5.6296 | 5.6296 | 5.6296 | 5.6296 | 5.6296 | 5.6296 | 5.6296 | 5.6296 | 5.6296 | 5.6296 | 5.6296 | 5.6296 | 5.6296 | 5.6296 | 5.6296 | 5.6296 | 5.6296 | 5.6296 | 5.6296 | 5.6296 | 5.6296 | 5.6296 | 5.6296 | 5.6296 | 5.6296 | 5.6296 | 5.6296 | 5.6296 | 5.6296 | 5.6296 | 5.6296 | 5.6296 | 5.6296
|  | 10% |  | 2.5589 | 2.5589 | 2.5589 | 2.5589 | 2.5589 | 2.5589 | 2.5589 | 2.5589 | 2.5589 | 2.5589 | 2.5589 | 2.5589 | 2.5589 | 2.5589 | 2.5589 | 2.5589 | 2.5589 | 2.5589 | 2.5589 | 2.5589 | 2.5589 | 2.5589 | 2.5589 | 2.5589 | 2.5589 | 2.5589 | 2.5589 | 2.5589 | 2.5589 | 2.5589 | 2.5589 | 2.5589 | 2.5589 | 2.5589 | 2.5589 | 2.5589 | 2.5589 | 2.5589 | 2.5589 | 2.5589 | 2.5589 | 2.5589 | 2.5589 | 2.5589 | 2.5589 | 2.5589 | 2.5589 | 2.5589 | 2.5589 | 2.5589 | 2.5589 | 2.5589 | 2.5589 | 2.5589 | 2.5589 | 2.5589
|  |  |  | 2020 | 2021 | 2022 | 2023 | 2024 | 2025 | 2026 | 2027 | 2028 | 2029 | 2030 | 2031 | 2032 | 2033 | 2034 | 2035 | 2036 | 2037 | 2038 | 2039 | 2040 | 2041 | 2042 | 2043 | 2044 | 2045 | 2046 | 2047 | 2048 | 2049 | 2050 | 2051 | 2052 | 2053 | 2054 | 2055 | 2056 | 2057 | 2058 | 2059 | 2060 | 2061 | 2062 | 2063 | 2064 | 2065 | 2066 | 2067 | 2068 | 2069 | 2070 | 2071 | 2072 | 2073 | 2074 | 2075
|  | ITC Base |  | 51.1778 | 51.1778 | 51.1778 | 51.1778 | 51.1778 | 51.1778 | 51.1778 | 51.1778 | 51.1778 | 51.1778 | 51.1778 | 51.1778 | 51.1778 | 51.1778 | 51.1778 | 51.1778 | 51.1778 | 51.1778 | 51.1778 | 51.1778 | 51.1778 | 51.1778 | 51.1778 | 51.1778 | 51.1778 | 51.1778 | 51.1778 | 51.1778 | 51.1778 | 51.1778 | 51.1778 | 51.1778 | 51.1778 | 51.1778 | 51.1778 | 51.1778 | 51.1778 | 51.1778 | 51.1778 | 51.1778 | 51.1778 | 51.1778 | 51.1778 | 51.1778 | 51.1778 | 51.1778 | 51.1778 | 51.1778 | 51.1778 | 51.1778 | 51.1778 | 51.1778 | 51.1778 | 51.1778 | 51.1778 | 51.1778
|  | Accum ITC Amort |  | 2.5589 | 5.1178 | 7.6767 | 10.2356 | 12.7944 | 15.3533 | 17.9122 | 20.4711 | 23.03 | 25.5889 | 28.1478 | 30.7067 | 33.2656 | 35.8244 | 38.3833 | 40.9422 | 43.5011 | 46.06 | 48.6189 | 51.1778 | 53.7367 | 56.2956 | 58.8544 | 61.4133 | 63.9722 | 66.5311 | 69.09 | 71.6489 | 74.2078 | 76.7667 | 79.3256 | 81.8844 | 84.4433 | 87.0022 | 89.5611 | 92.12 | 94.6789 | 97.2378 | 99.7967 | 102.3556 | 104.9144 | 107.4733 | 110.0322 | 112.5911 | 115.15 | 117.7089 | 120.2678 | 122.8267 | 125.3856 | 127.9444 | 130.5033 | 133.0622 | 135.6211 | 138.18 | 140.7389 | 143.2978
|  | Ratebase |  | 48.6189 | 46.06 | 43.5011 | 40.9422 | 38.3833 | 35.8244 | 33.2656 | 30.7067 | 28.1478 | 25.5889 | 23.03 | 20.4711 | 17.9122 | 15.3533 | 12.7944 | 10.2356 | 7.6767 | 5.1178 | 2.5589 | 0 | -2.5589 | -5.1178 | -7.6767 | -10.2356 | -12.7944 | -15.3533 | -17.9122 | -20.4711 | -23.03 | -25.5889 | -28.1478 | -30.7067 | -33.2656 | -35.8244 | -38.3833 | -40.9422 | -43.5011 | -46.06 | -48.6189 | -51.1778 | -53.7367 | -56.2956 | -58.8544 | -61.4133 | -63.9722 | -66.5311 | -69.09 | -71.6489 | -74.2078 | -76.7667 | -79.3256 | -81.8844 | -84.4433 | -87.0022 | -89.5611 | -92.12
|  | Tax Basis |  | 486.1889 | 486.1889 | 486.1889 | 486.1889 | 486.1889 | 486.1889 | 486.1889 | 486.1889 | 486.1889 | 486.1889 | 486.1889 | 486.1889 | 486.1889 | 486.1889 | 486.1889 | 486.1889 | 486.1889 | 486.1889 | 486.1889 | 486.1889 | 486.1889 | 486.1889 | 486.1889 | 486.1889 | 486.1889 | 486.1889 | 486.1889 | 486.1889 | 486.1889 | 486.1889 | 486.1889 | 486.1889 | 486.1889 | 486.1889 | 486.1889 | 486.1889 | 486.1889 | 486.1889 | 486.1889 | 486.1889 | 486.1889 | 486.1889 | 486.1889 | 486.1889 | 486.1889 | 486.1889 | 486.1889 | 486.1889 | 486.1889 | 486.1889 | 486.1889 | 486.1889 | 486.1889 | 486.1889 | 486.1889 | 486.1889
|  | Book Depreciation |  | 13.8911 | 13.8911 | 13.8911 | 13.8911 | 13.8911 | 13.8911 | 13.8911 | 13.8911 | 13.8911 | 13.8911 | 13.8911 | 13.8911 | 13.8911 | 13.8911 | 13.8911 | 13.8911 | 13.8911 | 13.8911 | 13.8911 | 13.8911 | 13.8911 | 13.8911 | 13.8911 | 13.8911 | 13.8911 | 13.8911 | 13.8911 | 13.8911 | 13.8911 | 13.8911 | 13.8911 | 13.8911 | 13.8911 | 13.8911 | 13.8911 | 13.8911 | 13.8911 | 13.8911 | 13.8911 | 13.8911 | 13.8911 | 13.8911 | 13.8911 | 13.8911 | 13.8911 | 13.8911 | 13.8911 | 13.8911 | 13.8911 | 13.8911 | 13.8911 | 13.8911 | 13.8911 | 13.8911 | 13.8911 | 13.8911
|  | Tax Depreciation |  | 97.2378 | 155.5804 | 93.3483 | 56.009 | 56.009 | 28.0045 | 0 | 0 | 0 | 0 | 0 | 0 | 0 | 0 | 0 | 0 | 0 | 0 | 0 | 0 | 0 | 0 | 0 | 0 | 0 | 0 | 0 | 0 | 0 | 0 | 0 | 0 | 0 | 0 | 0 | 0 | 0 | 0 | 0 | 0 | 0 | 0 | 0 | 0 | 0 | 0 | 0 | 0 | 0 | 0 | 0 | 0 | 0 | 0 | 0 | 0
|  | Difference between book and tax |  | -83.3467 | -141.6893 | -79.4572 | -42.1178 | -42.1178 | -14.1134 | 13.8911 | 13.8911 | 13.8911 | 13.8911 | 13.8911 | 13.8911 | 13.8911 | 13.8911 | 13.8911 | 13.8911 | 13.8911 | 13.8911 | 13.8911 | 13.8911 | 13.8911 | 13.8911 | 13.8911 | 13.8911 | 13.8911 | 13.8911 | 13.8911 | 13.8911 | 13.8911 | 13.8911 | 13.8911 | 13.8911 | 13.8911 | 13.8911 | 13.8911 | 13.8911 | 13.8911 | 13.8911 | 13.8911 | 13.8911 | 13.8911 | 13.8911 | 13.8911 | 13.8911 | 13.8911 | 13.8911 | 13.8911 | 13.8911 | 13.8911 | 13.8911 | 13.8911 | 13.8911 | 13.8911 | 13.8911 | 13.8911 | 13.8911
|  | Deferred Tax |  | -17.5028 | -29.7548 | -16.686 | -8.8447 | -8.8447 | -2.9638 | 2.9171 | 2.9171 | 2.9171 | 2.9171 | 2.9171 | 2.9171 | 2.9171 | 2.9171 | 2.9171 | 2.9171 | 2.9171 | 2.9171 | 2.9171 | 2.9171 | 2.9171 | 2.9171 | 2.9171 | 2.9171 | 2.9171 | 2.9171 | 2.9171 | 2.9171 | 2.9171 | 2.9171 | 2.9171 | 2.9171 | 2.9171 | 2.9171 | 2.9171 | 2.9171 | 2.9171 | 2.9171 | 2.9171 | 2.9171 | 2.9171 | 2.9171 | 2.9171 | 2.9171 | 2.9171 | 2.9171 | 2.9171 | 2.9171 | 2.9171 | 2.9171 | 2.9171 | 2.9171 | 2.9171 | 2.9171 | 2.9171 | 2.9171
|  | Accum Defered Tax |  | -17.5028 | -47.2576 | -63.9436 | -72.7883 | -81.6331 | -84.5969 | -81.6797 | -78.7626 | -75.8455 | -72.9283 | -70.0112 | -67.0941 | -64.1769 | -61.2598 | -58.3427 | -55.4255 | -52.5084 | -49.5913 | -46.6741 | -43.757 | -40.8399 | -37.9227 | -35.0056 | -32.0885 | -29.1713 | -26.2542 | -23.3371 | -20.4199 | -17.5028 | -14.5857 | -11.6685 | -8.7514 | -5.8343 | -2.9171 | 1.7764e-14 | 2.9171 | 5.8343 | 8.7514 | 11.6685 | 14.5857 | 17.5028 | 20.4199 | 23.3371 | 26.2542 | 29.1713 | 32.0885 | 35.0056 | 37.9227 | 40.8399 | 43.757 | 46.6741 | 49.5913 | 52.5084 | 55.4255 | 58.3427 | 61.2598
|  | Revenue Requirement |  | 56.6239 | 53.3314 | 50.0741 | 47.7167 | 45.6967 | 43.9299 | 42.6692 | 41.6617 | 40.6542 | 39.6467 | 38.6391 | 37.6316 | 36.6241 | 35.6166 | 34.609 | 33.6015 | 32.594 | 31.5865 | 30.5789 | 29.5714 | 28.5639 | 27.5563 | 26.5488 | 25.5413 | 24.5338 | 23.5262 | 22.5187 | 21.5112 | 20.5037 | 19.4961 | 0 | 0 | 0 | 0 | 0 | 0 | 0 | 0 | 0 | 0 | 0 | 0 | 0 | 0 | 0 | 0 | 0 | 0 | 0 | 0 | 0 | 0 | 0 | 0 | 0 | 0
|  | Depreciation |  | 14.6222 | 14.6222 | 14.6222 | 14.6222 | 14.6222 | 14.6222 | 14.6222 | 14.6222 | 14.6222 | 14.6222 | 14.6222 | 14.6222 | 14.6222 | 14.6222 | 14.6222 | 14.6222 | 14.6222 | 14.6222 | 14.6222 | 14.6222 | 14.6222 | 14.6222 | 14.6222 | 14.6222 | 14.6222 | 14.6222 | 14.6222 | 14.6222 | 14.6222 | 14.6222 | 0 | 0 | 0 | 0 | 0 | 0 | 0 | 0 | 0 | 0 | 0 | 0 | 0 | 0 | 0 | 0 | 0 | 0 | 0 | 0 | 0 | 0 | 0 | 0 | 0 | 0
|  | Insurance |  | 0.24514 | 0.24514 | 0.24514 | 0.24514 | 0.24514 | 0.24514 | 0.24514 | 0.24514 | 0.24514 | 0.24514 | 0.24514 | 0.24514 | 0.24514 | 0.24514 | 0.24514 | 0.24514 | 0.24514 | 0.24514 | 0.24514 | 0.24514 | 0.24514 | 0.24514 | 0.24514 | 0.24514 | 0.24514 | 0.24514 | 0.24514 | 0.24514 | 0.24514 | 0.24514 | 0 | 0 | 0 | 0 | 0 | 0 | 0 | 0 | 0 | 0 | 0 | 0 | 0 | 0 | 0 | 0 | 0 | 0 | 0 | 0 | 0 | 0 | 0 | 0 | 0 | 0
|  | Property Taxes |  | 2.3265 | 2.3265 | 2.3265 | 2.3265 | 2.3265 | 2.3265 | 2.3265 | 2.3265 | 2.3265 | 2.3265 | 2.3265 | 2.3265 | 2.3265 | 2.3265 | 2.3265 | 2.3265 | 2.3265 | 2.3265 | 2.3265 | 2.3265 | 2.3265 | 2.3265 | 2.3265 | 2.3265 | 2.3265 | 2.3265 | 2.3265 | 2.3265 | 2.3265 | 2.3265 | 0 | 0 | 0 | 0 | 0 | 0 | 0 | 0 | 0 | 0 | 0 | 0 | 0 | 0 | 0 | 0 | 0 | 0 | 0 | 0 | 0 | 0 | 0 | 0 | 0 | 0
|  | Current Taxes |  | -10.1437 | -23.7319 | -10.6594 | -2.9005 | -3.3247 | 2.4948 | 8.4205 | 8.2089 | 7.9973 | 7.7858 | 7.5742 | 7.3626 | 7.151 | 6.9394 | 6.7279 | 6.5163 | 6.3047 | 6.0931 | 5.8815 | 5.67 | 5.4584 | 5.2468 | 5.0352 | 4.8236 | 4.6121 | 4.4005 | 4.1889 | 3.9773 | 3.7657 | 3.5541 | 0 | 0 | 0 | 0 | 0 | 0 | 0 | 0 | 0 | 0 | 0 | 0 | 0 | 0 | 0 | 0 | 0 | 0 | 0 | 0 | 0 | 0 | 0 | 0 | 0 | 0
|  | DFIT |  |  | 31.3208 | 17.5642 |  | 9.3103 | 3.1198 | -3.0707 | -3.0707 | -3.0707 | -3.0707 | -3.0707 | -3.0707 | -3.0707 | -3.0707 | -3.0707 | -3.0707 | -3.0707 | -3.0707 | -3.0707 | -3.0707 | -3.0707 | -3.0707 | -3.0707 | -3.0707 | -3.0707 | -3.0707 | -3.0707 | -3.0707 | -3.0707 | -3.0707 | 0 | 0 | 0 | 0 | 0 | 0 | 0 | 0 | 0 | 0 | 0 | 0 | 0 | 0 | 0 | 0 | 0 | 0 | 0 | 0 | 0 | 0 | 0 | 0 | 0 | 0
|  | ITC |  | -2.5589 | -2.5589 | -2.5589 | -2.5589 | -2.5589 | -2.5589 | -2.5589 | -2.5589 | -2.5589 | -2.5589 | -2.5589 | -2.5589 | -2.5589 | -2.5589 | -2.5589 | -2.5589 | -2.5589 | -2.5589 | -2.5589 | -2.5589 | -2.5589 | -2.5589 | -2.5589 | -2.5589 | -2.5589 | -2.5589 | -2.5589 | -2.5589 | -2.5589 | -2.5589 | -2.5589 | -2.5589 | -2.5589 | -2.5589 | -2.5589 | -2.5589 | -2.5589 | -2.5589 | -2.5589 | -2.5589 | -2.5589 | -2.5589 | -2.5589 | -2.5589 | -2.5589 | -2.5589 | -2.5589 | -2.5589 | -2.5589 | -2.5589 | -2.5589 | -2.5589 | -2.5589 | -2.5589 | -2.5589 | -2.5589
|  | Total Operating Expenses |  | 4.4913 | 22.2238 | 21.5398 | 11.7345 | 20.6206 | 20.2495 | 19.9848 | 19.7732 | 19.5616 | 19.35 | 19.1385 | 18.9269 | 18.7153 | 18.5037 | 18.2921 | 18.0806 | 17.869 | 17.6574 | 17.4458 | 17.2342 | 17.0227 | 16.8111 | 16.5995 | 16.3879 | 16.1763 | 15.9648 | 15.7532 | 15.5416 | 15.33 | 15.1184 | -2.5589 | -2.5589 | -2.5589 | -2.5589 | -2.5589 | -2.5589 | -2.5589 | -2.5589 | -2.5589 | -2.5589 | -2.5589 | -2.5589 | -2.5589 | -2.5589 | -2.5589 | -2.5589 | -2.5589 | -2.5589 | -2.5589 | -2.5589 | -2.5589 | -2.5589 | -2.5589 | -2.5589 | -2.5589 | -2.5589
|  | Operating |  | 52.1326 | 31.1076 | 28.5343 | 35.9822 | 25.0762 | 23.6804 | 22.6845 | 21.8885 | 21.0926 | 20.2966 | 19.5007 | 18.7047 | 17.9088 | 17.1128 | 16.3169 | 15.5209 | 14.725 | 13.9291 | 13.1331 | 12.3372 | 11.5412 | 10.7453 | 9.9493 | 9.1534 | 8.3574 | 7.5615 | 6.7655 | 5.9696 | 5.1736 | 4.3777 | 2.5589 | 2.5589 | 2.5589 | 2.5589 | 2.5589 | 2.5589 | 2.5589 | 2.5589 | 2.5589 | 2.5589 | 2.5589 | 2.5589 | 2.5589 | 2.5589 | 2.5589 | 2.5589 | 2.5589 | 2.5589 | 2.5589 | 2.5589 | 2.5589 | 2.5589 | 2.5589 | 2.5589 | 2.5589 | 2.5589
|  | Ratebase |  | 495.7152 | 457.4642 | 419.6216 | 392.234 | 368.7671 | 348.2406 | 333.595 | 321.8899 | 310.1848 | 298.4798 | 286.7747 | 275.0696 | 263.3645 | 251.6594 | 239.9543 | 228.2492 | 216.5441 | 204.839 | 193.134 | 181.4289 | 169.7238 | 158.0187 | 146.3136 | 134.6085 | 122.9034 | 111.1983 | 99.4933 | 87.7882 | 76.0831 | 64.378 | 0 | 0 | 0 | 0 | 0 | 0 | 0 | 0 | 0 | 0 | 0 | 0 | 0 | 0 | 0 | 0 | 0 | 0 | 0 | 0 | 0 | 0 | 0 | 0 | 0 | 0
|  | Return on Ratebase |  | 10.52% | 6.8% | 6.8% | 9.174% | 6.8% | 6.8% | 6.8% | 6.8% | 6.8% | 6.8% | 6.8% | 6.8% | 6.8% | 6.8% | 6.8% | 6.8% | 6.8% | 6.8% | 6.8% | 6.8% | 6.8% | 6.8% | 6.8% | 6.8% | 6.8% | 6.8% | 6.8% | 6.8% | 6.8% | 6.8% | #DIV/0! | #DIV/0! | #DIV/0! | #DIV/0! | #DIV/0! | #DIV/0! | #DIV/0! | #DIV/0! | #DIV/0! | #DIV/0! | #DIV/0! | #DIV/0! | #DIV/0! | #DIV/0! | #DIV/0! | #DIV/0! | #DIV/0! | #DIV/0! | #DIV/0! | #DIV/0! | #DIV/0! | #DIV/0! | #DIV/0! | #DIV/0! | #DIV/0! | #DIV/0!
|  | Revenue Requirement |  | 56.6239 | 53.3314 | 50.0741 | 47.7167 | 45.6967 | 43.9299 | 42.6692 | 41.6617 | 40.6542 | 39.6467 | 38.6391 | 37.6316 | 36.6241 | 35.6166 | 34.609 | 33.6015 | 32.594 | 31.5865 | 30.5789 | 29.5714 | 28.5639 | 27.5563 | 26.5488 | 25.5413 | 24.5338 | 23.5262 | 22.5187 | 21.5112 | 20.5037 | 19.4961 | 0 | 0 | 0 | 0 | 0 | 0 | 0 | 0 | 0 | 0 | 0 | 0 | 0 | 0 | 0 | 0 | 0 | 0 | 0 | 0 | 0 | 0 | 0 | 0 | 0 | 0
|  | Tax Depreciation |  | 102.3556 | 163.7689 | 98.2613 | 58.9568 | 58.9568 | 29.4784 | 0 | 0 | 0 | 0 | 0 | 0 | 0 | 0 | 0 | 0 | 0 | 0 | 0 | 0 | 0 | 0 | 0 | 0 | 0 | 0 | 0 | 0 | 0 | 0 | 0 | 0 | 0 | 0 | 0 | 0 | 0 | 0 | 0 | 0 | 0 | 0 | 0 | 0 | 0 | 0 | 0 | 0 | 0 | 0 | 0 | 0 | 0 | 0 | 0 | 0
|  | Property Taxes |  | 0.24514 | 0.24514 | 0.24514 | 0.24514 | 0.24514 | 0.24514 | 0.24514 | 0.24514 | 0.24514 | 0.24514 | 0.24514 | 0.24514 | 0.24514 | 0.24514 | 0.24514 | 0.24514 | 0.24514 | 0.24514 | 0.24514 | 0.24514 | 0.24514 | 0.24514 | 0.24514 | 0.24514 | 0.24514 | 0.24514 | 0.24514 | 0.24514 | 0.24514 | 0.24514 | 0 | 0 | 0 | 0 | 0 | 0 | 0 | 0 | 0 | 0 | 0 | 0 | 0 | 0 | 0 | 0 | 0 | 0 | 0 | 0 | 0 | 0 | 0 | 0 | 0 | 0
|  | Insurance |  | 2.3265 | 2.3265 | 2.3265 | 2.3265 | 2.3265 | 2.3265 | 2.3265 | 2.3265 | 2.3265 | 2.3265 | 2.3265 | 2.3265 | 2.3265 | 2.3265 | 2.3265 | 2.3265 | 2.3265 | 2.3265 | 2.3265 | 2.3265 | 2.3265 | 2.3265 | 2.3265 | 2.3265 | 2.3265 | 2.3265 | 2.3265 | 2.3265 | 2.3265 | 2.3265 | 0 | 0 | 0 | 0 | 0 | 0 | 0 | 0 | 0 | 0 | 0 | 0 | 0 | 0 | 0 | 0 | 0 | 0 | 0 | 0 | 0 | 0 | 0 | 0 | 0 | 0
|  | Expenses |  | 104.9272 | 166.3405 | 100.8329 | 61.5284 | 61.5284 | 32.05 | 2.5716 | 2.5716 | 2.5716 | 2.5716 | 2.5716 | 2.5716 | 2.5716 | 2.5716 | 2.5716 | 2.5716 | 2.5716 | 2.5716 | 2.5716 | 2.5716 | 2.5716 | 2.5716 | 2.5716 | 2.5716 | 2.5716 | 2.5716 | 2.5716 | 2.5716 | 2.5716 | 2.5716 | 0 | 0 | 0 | 0 | 0 | 0 | 0 | 0 | 0 | 0 | 0 | 0 | 0 | 0 | 0 | 0 | 0 | 0 | 0 | 0 | 0 | 0 | 0 | 0 | 0 | 0
|  | Taxable Income |  | -48.3033 | -113.0091 | -50.7589 | -13.8118 | -15.8317 | 11.8799 | 40.0976 | 39.0901 | 38.0826 | 37.0751 | 36.0675 | 35.06 | 34.0525 | 33.0449 | 32.0374 | 31.0299 | 30.0224 | 29.0148 | 28.0073 | 26.9998 | 25.9923 | 24.9847 | 23.9772 | 22.9697 | 21.9622 | 20.9546 | 19.9471 | 18.9396 | 17.932 | 16.9245 | 0 | 0 | 0 | 0 | 0 | 0 | 0 | 0 | 0 | 0 | 0 | 0 | 0 | 0 | 0 | 0 | 0 | 0 | 0 | 0 | 0 | 0 | 0 | 0 | 0 | 0
|  | Tax Rate |  | 0.21 | 0.21 | 0.21 | 0.21 | 0.21 | 0.21 | 0.21 | 0.21 | 0.21 | 0.21 | 0.21 | 0.21 | 0.21 | 0.21 | 0.21 | 0.21 | 0.21 | 0.21 | 0.21 | 0.21 | 0.21 | 0.21 | 0.21 | 0.21 | 0.21 | 0.21 | 0.21 | 0.21 | 0.21 | 0.21 | 0.21 | 0.21 | 0.21 | 0.21 | 0.21 | 0.21 | 0.21 | 0.21 | 0.21 | 0.21 | 0.21 | 0.21 | 0.21 | 0.21 | 0.21 | 0.21 | 0.21 | 0.21 | 0.21 | 0.21 | 0.21 | 0.21 | 0.21 | 0.21 | 0.21 | 0.21
|  | Taxes |  | -10.1437 | -23.7319 | -10.6594 | -2.9005 | -3.3247 | 2.4948 | 8.4205 | 8.2089 | 7.9973 | 7.7858 | 7.5742 | 7.3626 | 7.151 | 6.9394 | 6.7279 | 6.5163 | 6.3047 | 6.0931 | 5.8815 | 5.67 | 5.4584 | 5.2468 | 5.0352 | 4.8236 | 4.6121 | 4.4005 | 4.1889 | 3.9773 | 3.7657 | 3.5541 | 0 | 0 | 0 | 0 | 0 | 0 | 0 | 0 | 0 | 0 | 0 | 0 | 0 | 0 | 0 | 0 | 0 | 0 | 0 | 0 | 0 | 0 | 0 | 0 | 0 | 0

## CSLI_30%
Solar FINANCIALS
($ 1000s Unless Otherwise Indicated)
| Calendar Year of Fin. Close |  |  | 2020 | 2021 | 2022 | 2023 | 2024 | 2025 | 2026 | 2027 | 2028 | 2029 | 2030 | 2031 | 2032 | 2033 | 2034 | 2035 | 2036 | 2037 | 2038 | 2039 | 2040 | 2041 | 2042 | 2043 | 2044 | 2045 | 2046 | 2047 | 2048 | 2049
| Operating Year |  | 0 | 1 | 2 | 3 | 4 | 5 | 6 | 7 | 8 | 9 | 10 | 11 | 12 | 13 | 14 | 15 | 16 | 17 | 18 | 19 | 20 | 21 | 22 | 23 | 24 | 25 | 26 | 27 | 28 | 29 | 30
| Calendar Year | Capital Invest.
| 2020 | 511.7778
| Gross plant |  |  | 511.7778 | 511.7778 | 511.7778 | 511.7778 | 511.7778 | 511.7778 | 511.7778 | 511.7778 | 511.7778 | 511.7778 | 511.7778 | 511.7778 | 511.7778 | 511.7778 | 511.7778 | 511.7778 | 511.7778 | 511.7778 | 511.7778 | 511.7778 | 511.7778 | 511.7778 | 511.7778 | 511.7778 | 511.7778 | 511.7778 | 511.7778 | 511.7778 | 511.7778 | 511.7778
| Accumulated Depreciation |  |  | 14.6222 | 29.2444 | 43.8667 | 58.4889 | 73.1111 | 87.7333 | 102.3556 | 116.9778 | 131.6 | 146.2222 | 160.8444 | 175.4667 | 190.0889 | 204.7111 | 219.3333 | 233.9555 | 248.5778 | 263.2 | 277.8222 | 292.4444 | 307.0667 | 321.6889 | 336.3111 | 350.9333 | 365.5555 | 380.1778 | 394.8 | 409.4222 | 424.0444 | 438.6666
| Net book value |  |  | 497.1555 | 482.5333 | 467.9111 | 453.2889 | 438.6666 | 424.0444 | 409.4222 | 394.8 | 380.1778 | 365.5555 | 350.9333 | 336.3111 | 321.6889 | 307.0667 | 292.4444 | 277.8222 | 263.2 | 248.5778 | 233.9555 | 219.3333 | 204.7111 | 190.0889 | 175.4667 | 160.8444 | 146.2222 | 131.6 | 116.9778 | 102.3556 | 87.7333 | 73.1111
| ITC |  |  | 0 | 0 | 0 | 0 | 0 | 0 | 0 | 0 | 0 | 0 | 0 | 0 | 0 | 0 | 0 | 0 | 0 | 0 | 0 | 0 | 7.6767 | 15.3533 | 23.03 | 30.7067 | 38.3833 | 46.06 | 53.7367 | 61.4133 | 69.09 | 76.7667
| Accumulated deferred income tax |  |  | -15.6604 | -42.2831 | -57.2127 | -65.1264 | -73.0401 | -75.6919 | -73.0819 | -70.4718 | -67.8617 | -65.2517 | -62.6416 | -60.0315 | -57.4215 | -54.8114 | -52.2013 | -49.5913 | -46.9812 | -44.3711 | -41.7611 | -39.151 | -36.5409 | -33.9309 | -31.3208 | -28.7107 | -26.1007 | -23.4906 | -20.8805 | -18.2705 | -15.6604 | -13.0503
| Rate Base |  |  | 481.4951 | 440.2502 | 410.6984 | 388.1625 | 365.6265 | 348.3525 | 336.3403 | 324.3282 | 312.316 | 300.3039 | 288.2917 | 276.2796 | 264.2674 | 252.2553 | 240.2431 | 228.2309 | 216.2188 | 204.2066 | 192.1945 | 180.1823 | 175.8468 | 171.5113 | 167.1759 | 162.8404 | 158.5049 | 154.1694 | 149.8339 | 145.4984 | 141.1629 | 136.8274
| Average rate base |  |  | 496.6364 | 460.8727 | 425.4743 | 399.4305 | 376.8945 | 356.9895 | 342.3464 | 330.3343 | 318.3221 | 306.31 | 294.2978 | 282.2856 | 270.2735 | 258.2613 | 246.2492 | 234.237 | 222.2249 | 210.2127 | 198.2006 | 186.1884 | 178.0146 | 173.6791 | 169.3436 | 165.0081 | 160.6726 | 156.3371 | 152.0016 | 147.6662 | 143.3307 | 138.9952
| Pre-tax Return | 0.086076 |  | 42.7485 | 39.6701 | 36.6231 | 34.3814 | 32.4416 | 30.7282 | 29.4678 | 28.4338 | 27.3999 | 26.3659 | 25.332 | 24.298 | 23.264 | 22.2301 | 21.1961 | 20.1622 | 19.1282 | 18.0943 | 17.0603 | 16.0263 | 15.3228 | 14.9496 | 14.5764 | 14.2032 | 13.83 | 13.4569 | 13.0837 | 12.7105 | 12.3373 | 11.9641
| Book Depreciation |  |  | 14.6222 | 14.6222 | 14.6222 | 14.6222 | 14.6222 | 14.6222 | 14.6222 | 14.6222 | 14.6222 | 14.6222 | 14.6222 | 14.6222 | 14.6222 | 14.6222 | 14.6222 | 14.6222 | 14.6222 | 14.6222 | 14.6222 | 14.6222 | 14.6222 | 14.6222 | 14.6222 | 14.6222 | 14.6222 | 14.6222 | 14.6222 | 14.6222 | 14.6222 | 14.6222
| Insurance |  |  | 0.24514 | 0.24514 | 0.24514 | 0.24514 | 0.24514 | 0.24514 | 0.24514 | 0.24514 | 0.24514 | 0.24514 | 0.24514 | 0.24514 | 0.24514 | 0.24514 | 0.24514 | 0.24514 | 0.24514 | 0.24514 | 0.24514 | 0.24514 | 0.24514 | 0.24514 | 0.24514 | 0.24514 | 0.24514 | 0.24514 | 0.24514 | 0.24514 | 0.24514 | 0.24514
| ITC Amort - Grossed for Taxes |  |  | -9.7173 | -9.7173 | -9.7173 | -9.7173 | -9.7173 | -9.7173 | -9.7173 | -9.7173 | -9.7173 | -9.7173 | -9.7173 | -9.7173 | -9.7173 | -9.7173 | -9.7173 | -9.7173 | -9.7173 | -9.7173 | -9.7173 | -9.7173 | -9.7173 | -9.7173 | -9.7173 | -9.7173 | -9.7173 | -9.7173 | -9.7173 | -9.7173 | -9.7173 | -9.7173
| Property Taxes |  |  | 2.3265 | 2.3265 | 2.3265 | 2.3265 | 2.3265 | 2.3265 | 2.3265 | 2.3265 | 2.3265 | 2.3265 | 2.3265 | 2.3265 | 2.3265 | 2.3265 | 2.3265 | 2.3265 | 2.3265 | 2.3265 | 2.3265 | 2.3265 | 2.3265 | 2.3265 | 2.3265 | 2.3265 | 2.3265 | 2.3265 | 2.3265 | 2.3265 | 2.3265 | 2.3265
| Revenue Requirement |  |  | 50.225 | 47.1466 | 44.0996 | 41.8579 | 39.9181 | 38.2048 | 36.9443 | 35.9104 | 34.8764 | 33.8425 | 32.8085 | 31.7745 | 30.7406 | 29.7066 | 28.6727 | 27.6387 | 26.6048 | 25.5708 | 24.5368 | 23.5029 | 22.7993 | 22.4261 | 22.053 | 21.6798 | 21.3066 | 20.9334 | 20.5602 | 20.187 | 19.8139 | 19.4407
| Book Depreciation |  |  | 14.6222 | 14.6222 | 14.6222 | 14.6222 | 14.6222 | 14.6222 | 14.6222 | 14.6222 | 14.6222 | 14.6222 | 14.6222 | 14.6222 | 14.6222 | 14.6222 | 14.6222 | 14.6222 | 14.6222 | 14.6222 | 14.6222 | 14.6222 | 14.6222 | 14.6222 | 14.6222 | 14.6222 | 14.6222 | 14.6222 | 14.6222 | 14.6222 | 14.6222 | 14.6222
| Tax Depreciation |  |  | 102.3556 | 163.7689 | 98.2613 | 58.9568 | 58.9568 | 29.4784 | 0 | 0 | 0 | 0 | 0 | 0 | 0 | 0 | 0 | 0 | 0 | 0 | 0 | 0 | 0 | 0 | 0 | 0 | 0 | 0 | 0 | 0 | 0 | 0
| Difference between book and tax |  |  | -87.7333 | -149.1467 | -83.6391 | -44.3346 | -44.3346 | -14.8562 | 14.6222 | 14.6222 | 14.6222 | 14.6222 | 14.6222 | 14.6222 | 14.6222 | 14.6222 | 14.6222 | 14.6222 | 14.6222 | 14.6222 | 14.6222 | 14.6222 | 14.6222 | 14.6222 | 14.6222 | 14.6222 | 14.6222 | 14.6222 | 14.6222 | 14.6222 | 14.6222 | 14.6222
| Tax rate |  |  | -18.424 | -31.3208 | -17.5642 | -9.3103 | -9.3103 | -3.1198 | 3.0707 | 3.0707 | 3.0707 | 3.0707 | 3.0707 | 3.0707 | 3.0707 | 3.0707 | 3.0707 | 3.0707 | 3.0707 | 3.0707 | 3.0707 | 3.0707 | 3.0707 | 3.0707 | 3.0707 | 3.0707 | 3.0707 | 3.0707 | 3.0707 | 3.0707 | 3.0707 | 3.0707
Depreciation Tables
|  | 5 |  | 20% | 32% | 19.2% | 11.52% | 11.52% | 5.76% | 0% | 0% | 0% | 0% | 0% | 0% | 0% | 0% | 0% | 0% | 0% | 0% | 0% | 0% | 0%
|  | 5 | 0: 1; 2020 1: 20%; 2021 2: 32%; 2022 3: 19.2%; 2023 4: 11.52%; 2024 5: 11.52%; 2025 6: 5.76%
|  | 10 | 0: 0; 2020 1: 10%; 2021 2: 18%; 2022 3: 14.4%; 2023 4: 11.52%; 2024 5: 9.22%; 2025 6: 7.37%; 2026 7: 6.55%; 2027 8: 6.55%; 2028 9: 6.56%; 2029 10: 6.55%; 2030 11: 3.28%
|  | 15 | 0: 0; 2020 1: 5%; 2021 2: 9.5%; 2022 3: 8.55%; 2023 4: 7.7%; 2024 5: 6.93%; 2025 6: 6.23%; 2026 7: 5.9%; 2027 8: 5.9%; 2028 9: 5.91%; 2029 10: 5.9%; 2030 11: 5.91%; 2031 12: 5.9%; 2032 13: 5.91%; 2033 14: 5.9%; 2034 15: 5.91%; 2035 16: 2.95%
|  | 20 | 0 | 3.75% | 7.219% | 6.677% | 6.177% | 5.713% | 5.285% | 4.888% | 4.522% | 4.462% | 4.461% | 4.462% | 4.461% | 4.462% | 4.461% | 4.462% | 4.461% | 4.462% | 4.461% | 4.462% | 4.461% | 2.231%
Revenue Requirement by vintage year
2012 $000
|  |  |  | 2020 | 2021 | 2022 | 2023 | 2024 | 2025 | 2026 | 2027 | 2028 | 2029 | 2030 | 2031 | 2032 | 2033 | 2034 | 2035 | 2036 | 2037 | 2038 | 2039 | 2040 | 2041 | 2042 | 2043 | 2044 | 2045 | 2046 | 2047 | 2048 | 2049 | 2050 | 2051 | 2052 | 2053 | 2054 | 2055 | 2056 | 2057 | 2058 | 2059 | 2060 | 2061 | 2062 | 2063 | 2064 | 2065 | 2066 | 2067 | 2068 | 2069 | 2070 | 2071 | 2072 | 2073 | 2074 | 2075
|  | 2020 | 0% | 50.225 | 47.1466 | 44.0996 | 41.8579 | 39.9181 | 38.2048 | 36.9443 | 35.9104 | 34.8764 | 33.8425 | 32.8085 | 31.7745 | 30.7406 | 29.7066 | 28.6727 | 27.6387 | 26.6048 | 25.5708 | 24.5368 | 23.5029 | 22.7993 | 22.4261 | 22.053 | 21.6798 | 21.3066 | 20.9334 | 20.5602 | 20.187 | 19.8139 | 19.4407 | 0 | 0 | 0 | 0 | 0 | 0 | 0 | 0 | 0 | 0 | 0 | 0 | 0 | 0 | 0 | 0 | 0 | 0 | 0 | 0 | 0 | 0 | 0 | 0 | 0 | 0
|  | 2021 | 0% |  | 50.225 | 47.1466 | 44.0996 | 41.8579 | 39.9181 | 38.2048 | 36.9443 | 35.9104 | 34.8764 | 33.8425 | 32.8085 | 31.7745 | 30.7406 | 29.7066 | 28.6727 | 27.6387 | 26.6048 | 25.5708 | 24.5368 | 23.5029 | 22.7993 | 22.4261 | 22.053 | 21.6798 | 21.3066 | 20.9334 | 20.5602 | 20.187 | 19.8139 | 19.4407 | 0 | 0 | 0 | 0 | 0 | 0 | 0 | 0 | 0 | 0 | 0 | 0 | 0 | 0 | 0 | 0 | 0 | 0 | 0 | 0 | 0 | 0 | 0 | 0 | 0
|  | 2022 | 0% |  |  | 50.225 | 47.1466 | 44.0996 | 41.8579 | 39.9181 | 38.2048 | 36.9443 | 35.9104 | 34.8764 | 33.8425 | 32.8085 | 31.7745 | 30.7406 | 29.7066 | 28.6727 | 27.6387 | 26.6048 | 25.5708 | 24.5368 | 23.5029 | 22.7993 | 22.4261 | 22.053 | 21.6798 | 21.3066 | 20.9334 | 20.5602 | 20.187 | 19.8139 | 19.4407 | 0 | 0 | 0 | 0 | 0 | 0 | 0 | 0 | 0 | 0 | 0 | 0 | 0 | 0 | 0 | 0 | 0 | 0 | 0 | 0 | 0 | 0 | 0 | 0
|  | 2023 | 0% |  |  |  | 50.225 | 47.1466 | 44.0996 | 41.8579 | 39.9181 | 38.2048 | 36.9443 | 35.9104 | 34.8764 | 33.8425 | 32.8085 | 31.7745 | 30.7406 | 29.7066 | 28.6727 | 27.6387 | 26.6048 | 25.5708 | 24.5368 | 23.5029 | 22.7993 | 22.4261 | 22.053 | 21.6798 | 21.3066 | 20.9334 | 20.5602 | 20.187 | 19.8139 | 19.4407 | 0 | 0 | 0 | 0 | 0 | 0 | 0 | 0 | 0 | 0 | 0 | 0 | 0 | 0 | 0 | 0 | 0 | 0 | 0 | 0 | 0 | 0 | 0
|  | 2024 | 0% |  |  |  |  | 50.225 | 47.1466 | 44.0996 | 41.8579 | 39.9181 | 38.2048 | 36.9443 | 35.9104 | 34.8764 | 33.8425 | 32.8085 | 31.7745 | 30.7406 | 29.7066 | 28.6727 | 27.6387 | 26.6048 | 25.5708 | 24.5368 | 23.5029 | 22.7993 | 22.4261 | 22.053 | 21.6798 | 21.3066 | 20.9334 | 20.5602 | 20.187 | 19.8139 | 19.4407 | 0 | 0 | 0 | 0 | 0 | 0 | 0 | 0 | 0 | 0 | 0 | 0 | 0 | 0 | 0 | 0 | 0 | 0 | 0 | 0 | 0 | 0
|  | 2025 | 0% | [5 empty] | 50.225 | 47.1466 | 44.0996 | 41.8579 | 39.9181 | 38.2048 | 36.9443 | 35.9104 | 34.8764 | 33.8425 | 32.8085 | 31.7745 | 30.7406 | 29.7066 | 28.6727 | 27.6387 | 26.6048 | 25.5708 | 24.5368 | 23.5029 | 22.7993 | 22.4261 | 22.053 | 21.6798 | 21.3066 | 20.9334 | 20.5602 | 20.187 | 19.8139 | 19.4407 | 0 | 0 | 0 | 0 | 0 | 0 | 0 | 0 | 0 | 0 | 0 | 0 | 0 | 0 | 0 | 0 | 0 | 0 | 0 | 0 | 0
|  | 2026 | -1.335% | [6 empty] | 49.5543 | 46.517 | 43.5108 | 41.299 | 39.3851 | 37.6946 | 36.451 | 35.4309 | 34.4107 | 33.3905 | 32.3704 | 31.3502 | 30.3301 | 29.3099 | 28.2898 | 27.2696 | 26.2495 | 25.2293 | 24.2092 | 23.189 | 22.4949 | 22.1267 | 21.7585 | 21.3903 | 21.0221 | 20.6539 | 20.2857 | 19.9175 | 19.5493 | 19.1811 | 0 | 0 | 0 | 0 | 0 | 0 | 0 | 0 | 0 | 0 | 0 | 0 | 0 | 0 | 0 | 0 | 0 | 0 | 0 | 0
|  | 2027 | -1.353% | [7 empty] | 48.8836 | 45.8875 | 42.9219 | 40.74 | 38.852 | 37.1844 | 35.9577 | 34.9513 | 33.945 | 32.9386 | 31.9323 | 30.926 | 29.9196 | 28.9133 | 27.9069 | 26.9006 | 25.8942 | 24.8879 | 23.8815 | 22.8752 | 22.1904 | 21.8272 | 21.464 | 21.1008 | 20.7376 | 20.3743 | 20.0111 | 19.6479 | 19.2847 | 18.9215 | 0 | 0 | 0 | 0 | 0 | 0 | 0 | 0 | 0 | 0 | 0 | 0 | 0 | 0 | 0 | 0 | 0 | 0 | 0
|  | 2028 | -1.372% | [8 empty] | 48.213 | 45.2579 | 42.333 | 40.1811 | 38.319 | 36.6743 | 35.4643 | 34.4718 | 33.4793 | 32.4867 | 31.4942 | 30.5017 | 29.5091 | 28.5166 | 27.524 | 26.5315 | 25.539 | 24.5464 | 23.5539 | 22.5614 | 21.886 | 21.5277 | 21.1695 | 20.8113 | 20.453 | 20.0948 | 19.7366 | 19.3784 | 19.0201 | 18.6619 | 0 | 0 | 0 | 0 | 0 | 0 | 0 | 0 | 0 | 0 | 0 | 0 | 0 | 0 | 0 | 0 | 0 | 0
|  | 2029 | -1.391% | [9 empty] | 47.5423 | 44.6283 | 41.7441 | 39.6221 | 37.7859 | 36.1641 | 34.971 | 33.9923 | 33.0135 | 32.0348 | 31.0561 | 30.0774 | 29.0986 | 28.1199 | 27.1412 | 26.1624 | 25.1837 | 24.205 | 23.2262 | 22.2475 | 21.5815 | 21.2283 | 20.875 | 20.5218 | 20.1685 | 19.8153 | 19.462 | 19.1088 | 18.7555 | 18.4023 | 0 | 0 | 0 | 0 | 0 | 0 | 0 | 0 | 0 | 0 | 0 | 0 | 0 | 0 | 0 | 0 | 0
|  | 2030 | -1.411% | [10 empty] | 46.8716 | 43.9988 | 41.1553 | 39.0632 | 37.2529 | 35.6539 | 34.4777 | 33.5128 | 32.5478 | 31.5829 | 30.618 | 29.6531 | 28.6881 | 27.7232 | 26.7583 | 25.7934 | 24.8284 | 23.8635 | 22.8986 | 21.9337 | 21.2771 | 20.9288 | 20.5805 | 20.2323 | 19.884 | 19.5358 | 19.1875 | 18.8392 | 18.491 | 18.1427 | 0 | 0 | 0 | 0 | 0 | 0 | 0 | 0 | 0 | 0 | 0 | 0 | 0 | 0 | 0 | 0
|  | 2031 | -1.431% | [11 empty] | 46.201 | 43.3692 | 40.5664 | 38.5042 | 36.7199 | 35.1438 | 33.9843 | 33.0332 | 32.0821 | 31.131 | 30.1799 | 29.2288 | 28.2776 | 27.3265 | 26.3754 | 25.4243 | 24.4732 | 23.5221 | 22.5709 | 21.6198 | 20.9726 | 20.6293 | 20.2861 | 19.9428 | 19.5995 | 19.2562 | 18.9129 | 18.5697 | 18.2264 | 17.8831 | 0 | 0 | 0 | 0 | 0 | 0 | 0 | 0 | 0 | 0 | 0 | 0 | 0 | 0 | 0
|  | 2032 | -1.431% | [12 empty] | 45.5399 | 42.7486 | 39.9859 | 37.9533 | 36.1944 | 34.6409 | 33.4981 | 32.5606 | 31.6231 | 30.6856 | 29.748 | 28.8105 | 27.873 | 26.9355 | 25.998 | 25.0605 | 24.123 | 23.1855 | 22.248 | 21.3105 | 20.6725 | 20.3342 | 19.9958 | 19.6574 | 19.3191 | 18.9807 | 18.6423 | 18.3039 | 17.9656 | 17.6272 | 0 | 0 | 0 | 0 | 0 | 0 | 0 | 0 | 0 | 0 | 0 | 0 | 0 | 0
|  | 2033 | -1.431% | [13 empty] | 44.8883 | 42.137 | 39.4138 | 37.4102 | 35.6765 | 34.1453 | 33.0188 | 32.0947 | 31.1706 | 30.2465 | 29.3224 | 28.3983 | 27.4742 | 26.5501 | 25.626 | 24.7019 | 23.7778 | 22.8537 | 21.9296 | 21.0056 | 20.3767 | 20.0432 | 19.7097 | 19.3762 | 19.0426 | 18.7091 | 18.3756 | 18.042 | 17.7085 | 17.375 | 0 | 0 | 0 | 0 | 0 | 0 | 0 | 0 | 0 | 0 | 0 | 0 | 0
|  | 2034 | -1.431% | [14 empty] | 44.246 | 41.534 | 38.8498 | 36.8749 | 35.1661 | 33.6567 | 32.5463 | 31.6354 | 30.7246 | 29.8137 | 28.9028 | 27.992 | 27.0811 | 26.1702 | 25.2593 | 24.3485 | 23.4376 | 22.5267 | 21.6159 | 20.705 | 20.0852 | 19.7564 | 19.4277 | 19.0989 | 18.7702 | 18.4414 | 18.1126 | 17.7839 | 17.4551 | 17.1264 | 0 | 0 | 0 | 0 | 0 | 0 | 0 | 0 | 0 | 0 | 0 | 0
|  | 2035 | -1.431% | [15 empty] | 43.6129 | 40.9397 | 38.2939 | 36.3473 | 34.6629 | 33.1751 | 32.0806 | 31.1828 | 30.2849 | 29.3871 | 28.4893 | 27.5914 | 26.6936 | 25.7958 | 24.8979 | 24.0001 | 23.1022 | 22.2044 | 21.3066 | 20.4087 | 19.7978 | 19.4737 | 19.1497 | 18.8256 | 18.5016 | 18.1775 | 17.8535 | 17.5294 | 17.2054 | 16.8813 | 0 | 0 | 0 | 0 | 0 | 0 | 0 | 0 | 0 | 0 | 0
|  | 2036 | -1.431% | [16 empty] | 42.9888 | 40.354 | 37.746 | 35.8272 | 34.1669 | 32.7004 | 31.6216 | 30.7366 | 29.8516 | 28.9666 | 28.0816 | 27.1966 | 26.3116 | 25.4266 | 24.5417 | 23.6567 | 22.7717 | 21.8867 | 21.0017 | 20.1167 | 19.5145 | 19.1951 | 18.8757 | 18.5563 | 18.2368 | 17.9174 | 17.598 | 17.2786 | 16.9592 | 16.6398 | 0 | 0 | 0 | 0 | 0 | 0 | 0 | 0 | 0 | 0
|  | 2037 | -1.431% | [17 empty] | 42.3737 | 39.7765 | 37.2059 | 35.3146 | 33.678 | 32.2325 | 31.1691 | 30.2968 | 29.4245 | 28.5521 | 27.6798 | 26.8075 | 25.9352 | 25.0628 | 24.1905 | 23.3182 | 22.4458 | 21.5735 | 20.7012 | 19.8289 | 19.2353 | 18.9204 | 18.6056 | 18.2907 | 17.9759 | 17.6611 | 17.3462 | 17.0314 | 16.7165 | 16.4017 | 0 | 0 | 0 | 0 | 0 | 0 | 0 | 0 | 0
|  | 2038 | -1.431% | [18 empty] | 41.7674 | 39.2074 | 36.6735 | 34.8093 | 33.1961 | 31.7713 | 30.7231 | 29.8633 | 29.0034 | 28.1436 | 27.2837 | 26.4239 | 25.5641 | 24.7042 | 23.8444 | 22.9845 | 22.1247 | 21.2648 | 20.405 | 19.5451 | 18.96 | 18.6497 | 18.3394 | 18.029 | 17.7187 | 17.4083 | 17.098 | 16.7877 | 16.4773 | 16.167 | 0 | 0 | 0 | 0 | 0 | 0 | 0 | 0
|  | 2039 | -1.431% | [19 empty] | 41.1698 | 38.6464 | 36.1488 | 34.3112 | 32.7211 | 31.3167 | 30.2835 | 29.436 | 28.5884 | 27.7409 | 26.8934 | 26.0458 | 25.1983 | 24.3507 | 23.5032 | 22.6556 | 21.8081 | 20.9606 | 20.113 | 19.2655 | 18.6888 | 18.3829 | 18.077 | 17.7711 | 17.4652 | 17.1593 | 16.8534 | 16.5475 | 16.2416 | 15.9357 | 0 | 0 | 0 | 0 | 0 | 0 | 0
Revenue Requirement by vintage year
2012 $/MW-wk
| Aurora Input |  | Levelized Cost | 2020 | 2021 | 2022 | 2023 | 2024 | 2025 | 2026 | 2027 | 2028 | 2029 | 2030 | 2031 | 2032 | 2033 | 2034 | 2035 | 2036 | 2037 | 2038 | 2039 | 2040 | 2041 | 2042 | 2043 | 2044 | 2045 | 2046 | 2047 | 2048 | 2049 | 2050 | 2051 | 2052 | 2053 | 2054 | 2055 | 2056 | 2057 | 2058 | 2059 | 2060 | 2061 | 2062 | 2063 | 2064 | 2065 | 2066 | 2067 | 2068 | 2069 | 2070 | 2071 | 2072 | 2073 | 2074 | 2075
|  | 2020 | 1241.4154 | 2033.4005 | 1908.769 | 1785.4108 | 1694.6516 | 1616.1171 | 1546.7511 | 1495.722 | 1453.8613 | 1412.0007 | 1370.1401 | 1328.2794 | 1286.4188 | 1244.5582 | 1202.6975 | 1160.8369 | 1118.9763 | 1077.1156 | 1035.255 | 993.3944 | 951.5337 | 923.0491 | 907.9406 | 892.832 | 877.7235 | 862.6149 | 847.5064 | 832.3978 | 817.2893 | 802.1807 | 787.0721 | 0 | 0 | 0 | 0 | 0 | 0 | 0 | 0 | 0 | 0 | 0 | 0 | 0 | 0 | 0 | 0 | 0 | 0 | 0 | 0 | 0 | 0 | 0 | 0 | 0 | 0
|  | 2021 | 1241.4154 |  | 2033.4005 | 1908.769 | 1785.4108 | 1694.6516 | 1616.1171 | 1546.7511 | 1495.722 | 1453.8613 | 1412.0007 | 1370.1401 | 1328.2794 | 1286.4188 | 1244.5582 | 1202.6975 | 1160.8369 | 1118.9763 | 1077.1156 | 1035.255 | 993.3944 | 951.5337 | 923.0491 | 907.9406 | 892.832 | 877.7235 | 862.6149 | 847.5064 | 832.3978 | 817.2893 | 802.1807 | 787.0721 | 0 | 0 | 0 | 0 | 0 | 0 | 0 | 0 | 0 | 0 | 0 | 0 | 0 | 0 | 0 | 0 | 0 | 0 | 0 | 0 | 0 | 0 | 0 | 0 | 0
|  | 2022 | 1241.4154 |  |  | 2033.4005 | 1908.769 | 1785.4108 | 1694.6516 | 1616.1171 | 1546.7511 | 1495.722 | 1453.8613 | 1412.0007 | 1370.1401 | 1328.2794 | 1286.4188 | 1244.5582 | 1202.6975 | 1160.8369 | 1118.9763 | 1077.1156 | 1035.255 | 993.3944 | 951.5337 | 923.0491 | 907.9406 | 892.832 | 877.7235 | 862.6149 | 847.5064 | 832.3978 | 817.2893 | 802.1807 | 787.0721 | 0 | 0 | 0 | 0 | 0 | 0 | 0 | 0 | 0 | 0 | 0 | 0 | 0 | 0 | 0 | 0 | 0 | 0 | 0 | 0 | 0 | 0 | 0 | 0
|  | 2023 | 1241.4154 |  |  |  | 2033.4005 | 1908.769 | 1785.4108 | 1694.6516 | 1616.1171 | 1546.7511 | 1495.722 | 1453.8613 | 1412.0007 | 1370.1401 | 1328.2794 | 1286.4188 | 1244.5582 | 1202.6975 | 1160.8369 | 1118.9763 | 1077.1156 | 1035.255 | 993.3944 | 951.5337 | 923.0491 | 907.9406 | 892.832 | 877.7235 | 862.6149 | 847.5064 | 832.3978 | 817.2893 | 802.1807 | 787.0721 | 0 | 0 | 0 | 0 | 0 | 0 | 0 | 0 | 0 | 0 | 0 | 0 | 0 | 0 | 0 | 0 | 0 | 0 | 0 | 0 | 0 | 0 | 0
|  | 2024 | 1241.4154 |  |  |  |  | 2033.4005 | 1908.769 | 1785.4108 | 1694.6516 | 1616.1171 | 1546.7511 | 1495.722 | 1453.8613 | 1412.0007 | 1370.1401 | 1328.2794 | 1286.4188 | 1244.5582 | 1202.6975 | 1160.8369 | 1118.9763 | 1077.1156 | 1035.255 | 993.3944 | 951.5337 | 923.0491 | 907.9406 | 892.832 | 877.7235 | 862.6149 | 847.5064 | 832.3978 | 817.2893 | 802.1807 | 787.0721 | 0 | 0 | 0 | 0 | 0 | 0 | 0 | 0 | 0 | 0 | 0 | 0 | 0 | 0 | 0 | 0 | 0 | 0 | 0 | 0 | 0 | 0
|  | 2025 | 1241.4154 | [5 empty] | 2033.4005 | 1908.769 | 1785.4108 | 1694.6516 | 1616.1171 | 1546.7511 | 1495.722 | 1453.8613 | 1412.0007 | 1370.1401 | 1328.2794 | 1286.4188 | 1244.5582 | 1202.6975 | 1160.8369 | 1118.9763 | 1077.1156 | 1035.255 | 993.3944 | 951.5337 | 923.0491 | 907.9406 | 892.832 | 877.7235 | 862.6149 | 847.5064 | 832.3978 | 817.2893 | 802.1807 | 787.0721 | 0 | 0 | 0 | 0 | 0 | 0 | 0 | 0 | 0 | 0 | 0 | 0 | 0 | 0 | 0 | 0 | 0 | 0 | 0 | 0 | 0
|  | 2026 | 1224.8384 | [6 empty] | 2006.2478 | 1883.2805 | 1761.5696 | 1672.0224 | 1594.5366 | 1526.0968 | 1475.7491 | 1434.4474 | 1393.1458 | 1351.8441 | 1310.5425 | 1269.2408 | 1227.9391 | 1186.6375 | 1145.3358 | 1104.0342 | 1062.7325 | 1021.4309 | 980.1292 | 938.8276 | 910.7233 | 895.8165 | 880.9097 | 866.0029 | 851.0961 | 836.1893 | 821.2825 | 806.3757 | 791.4689 | 776.5621 | 0 | 0 | 0 | 0 | 0 | 0 | 0 | 0 | 0 | 0 | 0 | 0 | 0 | 0 | 0 | 0 | 0 | 0 | 0 | 0
|  | 2027 | 1208.2613 | [7 empty] | 1979.0951 | 1857.7921 | 1737.7284 | 1649.3931 | 1572.956 | 1505.4425 | 1455.7762 | 1415.0335 | 1374.2908 | 1333.5482 | 1292.8055 | 1252.0628 | 1211.3201 | 1170.5775 | 1129.8348 | 1089.0921 | 1048.3494 | 1007.6068 | 966.8641 | 926.1214 | 898.3975 | 883.6925 | 868.9874 | 854.2824 | 839.5773 | 824.8723 | 810.1672 | 795.4622 | 780.7571 | 766.052 | 0 | 0 | 0 | 0 | 0 | 0 | 0 | 0 | 0 | 0 | 0 | 0 | 0 | 0 | 0 | 0 | 0 | 0 | 0
|  | 2028 | 1191.6843 | [8 empty] | 1951.9424 | 1832.3036 | 1713.8872 | 1626.7638 | 1551.3754 | 1484.7882 | 1435.8033 | 1395.6196 | 1355.4359 | 1315.2522 | 1275.0685 | 1234.8848 | 1194.7011 | 1154.5174 | 1114.3337 | 1074.15 | 1033.9663 | 993.7826 | 953.5989 | 913.4152 | 886.0717 | 871.5684 | 857.0651 | 842.5618 | 828.0585 | 813.5552 | 799.0519 | 784.5486 | 770.0453 | 755.542 | 0 | 0 | 0 | 0 | 0 | 0 | 0 | 0 | 0 | 0 | 0 | 0 | 0 | 0 | 0 | 0 | 0 | 0
|  | 2029 | 1175.1072 | [9 empty] | 1924.7897 | 1806.8151 | 1690.046 | 1604.1346 | 1529.7948 | 1464.1339 | 1415.8304 | 1376.2057 | 1336.581 | 1296.9562 | 1257.3315 | 1217.7068 | 1178.0821 | 1138.4574 | 1098.8327 | 1059.2079 | 1019.5832 | 979.9585 | 940.3338 | 900.7091 | 873.746 | 859.4444 | 845.1428 | 830.8413 | 816.5397 | 802.2382 | 787.9366 | 773.6351 | 759.3335 | 745.032 | 0 | 0 | 0 | 0 | 0 | 0 | 0 | 0 | 0 | 0 | 0 | 0 | 0 | 0 | 0 | 0 | 0
|  | 2030 | 1158.5302 | [10 empty] | 1897.637 | 1781.3267 | 1666.2047 | 1581.5053 | 1508.2143 | 1443.4795 | 1395.8575 | 1356.7918 | 1317.726 | 1278.6603 | 1239.5945 | 1200.5288 | 1161.4631 | 1122.3973 | 1083.3316 | 1044.2659 | 1005.2001 | 966.1344 | 927.0687 | 888.0029 | 861.4202 | 847.3204 | 833.2205 | 819.1207 | 805.0209 | 790.9211 | 776.8213 | 762.7215 | 748.6217 | 734.5219 | 0 | 0 | 0 | 0 | 0 | 0 | 0 | 0 | 0 | 0 | 0 | 0 | 0 | 0 | 0 | 0
|  | 2031 | 1141.9531 | [11 empty] | 1870.4843 | 1755.8382 | 1642.3635 | 1558.876 | 1486.6337 | 1422.8252 | 1375.8846 | 1337.3778 | 1298.8711 | 1260.3643 | 1221.8576 | 1183.3508 | 1144.8441 | 1106.3373 | 1067.8305 | 1029.3238 | 990.817 | 952.3103 | 913.8035 | 875.2968 | 849.0944 | 835.1963 | 821.2982 | 807.4002 | 793.5021 | 779.6041 | 765.706 | 751.808 | 737.9099 | 724.0119 | 0 | 0 | 0 | 0 | 0 | 0 | 0 | 0 | 0 | 0 | 0 | 0 | 0 | 0 | 0
|  | 2032 | 1125.6133 | [12 empty] | 1843.7201 | 1730.7145 | 1618.8635 | 1536.5705 | 1465.3619 | 1402.4665 | 1356.1975 | 1318.2417 | 1280.2859 | 1242.3302 | 1204.3744 | 1166.4186 | 1128.4628 | 1090.5071 | 1052.5513 | 1014.5955 | 976.6397 | 938.684 | 900.7282 | 862.7724 | 836.9449 | 823.2457 | 809.5465 | 795.8474 | 782.1482 | 768.449 | 754.7498 | 741.0506 | 727.3514 | 713.6522 | 0 | 0 | 0 | 0 | 0 | 0 | 0 | 0 | 0 | 0 | 0 | 0 | 0 | 0
|  | 2033 | 1109.5072 | [13 empty] | 1817.3389 | 1705.9502 | 1595.6996 | 1514.5842 | 1444.3945 | 1382.399 | 1336.7921 | 1299.3794 | 1261.9667 | 1224.554 | 1187.1414 | 1149.7287 | 1112.316 | 1074.9033 | 1037.4907 | 1000.078 | 962.6653 | 925.2526 | 887.8399 | 850.4273 | 824.9693 | 811.4662 | 797.963 | 784.4598 | 770.9566 | 757.4535 | 743.9503 | 730.4471 | 716.9439 | 703.4408 | 0 | 0 | 0 | 0 | 0 | 0 | 0 | 0 | 0 | 0 | 0 | 0 | 0
|  | 2034 | 1093.6316 | [14 empty] | 1791.3352 | 1681.5403 | 1572.8673 | 1492.9125 | 1423.7271 | 1362.6187 | 1317.6643 | 1280.787 | 1243.9096 | 1207.0323 | 1170.1549 | 1133.2776 | 1096.4002 | 1059.5229 | 1022.6455 | 985.7682 | 948.8908 | 912.0135 | 875.1361 | 838.2588 | 813.1651 | 799.8551 | 786.5452 | 773.2352 | 759.9253 | 746.6153 | 733.3053 | 719.9954 | 706.6854 | 693.3754 | 0 | 0 | 0 | 0 | 0 | 0 | 0 | 0 | 0 | 0 | 0 | 0
|  | 2035 | 1077.9832 | [15 empty] | 1765.7035 | 1657.4797 | 1550.3616 | 1471.5509 | 1403.3554 | 1343.1214 | 1298.8103 | 1262.4606 | 1226.1109 | 1189.7612 | 1153.4115 | 1117.0619 | 1080.7122 | 1044.3625 | 1008.0128 | 971.6631 | 935.3134 | 898.9637 | 862.6141 | 826.2644 | 801.5298 | 788.4103 | 775.2908 | 762.1712 | 749.0517 | 735.9322 | 722.8127 | 709.6932 | 696.5737 | 683.4541 | 0 | 0 | 0 | 0 | 0 | 0 | 0 | 0 | 0 | 0 | 0
|  | 2036 | 1062.5586 | [16 empty] | 1740.4386 | 1633.7633 | 1528.1779 | 1450.4949 | 1383.2752 | 1323.9031 | 1280.226 | 1244.3964 | 1208.5669 | 1172.7373 | 1136.9077 | 1101.0782 | 1065.2486 | 1029.419 | 993.5895 | 957.7599 | 921.9303 | 886.1008 | 850.2712 | 814.4416 | 790.0609 | 777.1291 | 764.1974 | 751.2656 | 738.3338 | 725.402 | 712.4702 | 699.5384 | 686.6066 | 673.6748 | 0 | 0 | 0 | 0 | 0 | 0 | 0 | 0 | 0 | 0
|  | 2037 | 1047.3548 | [17 empty] | 1715.5352 | 1610.3863 | 1506.3117 | 1429.7402 | 1363.4824 | 1304.9598 | 1261.9076 | 1226.5907 | 1191.2738 | 1155.957 | 1120.6401 | 1085.3232 | 1050.0063 | 1014.6894 | 979.3725 | 944.0556 | 908.7387 | 873.4218 | 838.1049 | 802.788 | 778.7562 | 766.0094 | 753.2627 | 740.5159 | 727.7692 | 715.0224 | 702.2757 | 689.5289 | 676.7822 | 664.0354 | 0 | 0 | 0 | 0 | 0 | 0 | 0 | 0 | 0
|  | 2038 | 1032.3685 | [18 empty] | 1690.9881 | 1587.3438 | 1484.7584 | 1409.2825 | 1343.9727 | 1286.2875 | 1243.8514 | 1209.0398 | 1174.2283 | 1139.4167 | 1104.6052 | 1069.7936 | 1034.9821 | 1000.1705 | 965.3589 | 930.5474 | 895.7358 | 860.9243 | 826.1127 | 791.3012 | 767.6132 | 755.0489 | 742.4845 | 729.9201 | 717.3558 | 704.7914 | 692.227 | 679.6627 | 667.0983 | 654.5339 | 0 | 0 | 0 | 0 | 0 | 0 | 0 | 0
|  | 2039 | 1017.5967 | [19 empty] | 1666.7923 | 1564.6309 | 1463.5134 | 1389.1175 | 1324.7422 | 1267.8824 | 1226.0535 | 1191.7401 | 1157.4266 | 1123.1132 | 1088.7997 | 1054.4863 | 1020.1728 | 985.8594 | 951.5459 | 917.2325 | 882.919 | 848.6056 | 814.2921 | 779.9787 | 756.6297 | 744.2451 | 731.8605 | 719.4759 | 707.0913 | 694.7067 | 682.3222 | 669.9376 | 657.553 | 645.1684 | 0 | 0 | 0 | 0 | 0 | 0 | 0
|  | Annual Change (%) |  | 0% | 0% | 0% | 0% | 0% | 0% | -1.335% | -1.353% | -1.372% | -1.391% | -1.411% | -1.431% | -1.431% | -1.431% | -1.431% | -1.431% | -1.431% | -1.431% | -1.431% | -1.431% | -1.431% | -1.431% | -1.431% | -1.431% | -1.431% | -1.431% | -1.431% | -1.431% | -1.431% | -1.431% | -1.431% | 0% | 0% | 0% | 0% | 0% | 0% | 0% | 0% | 0% | 0% | 0% | 0% | 0% | 0% | 0% | 0% | 0% | 0% | 0% | 0% | 0% | 0% | 0% | 0% | 0%
|  | Levelized Capital Cost ($/MW-wk) |  | 1241.4154 | 1241.4154 | 1241.4154 | 1241.4154 | 1241.4154 | 1241.4154 | 1224.8384 | 1208.2613 | 1191.6843 | 1175.1072 | 1158.5302 | 1141.9531 | 1125.6133 | 1109.5072 | 1093.6316 | 1077.9832 | 1062.5586 | 1047.3548 | 1032.3685 | 1017.5967 | 1003.0362 | 988.6841 | 974.5373 | 960.5929 | 946.8481 | 933.3 | 919.9457 | 906.7824 | 893.8076 | 881.0183 | 868.4121 | 868.4121 | 868.4121 | 868.4121 | 868.4121 | 868.4121 | 868.4121 | 868.4121 | 868.4121 | 868.4121 | 868.4121 | 868.4121 | 868.4121 | 868.4121 | 868.4121 | 868.4121 | 868.4121 | 868.4121 | 868.4121 | 868.4121 | 868.4121 | 868.4121 | 868.4121 | 868.4121 | 868.4121 | 868.4121
|  | Economic Life | 35
|  | check s/b 0 | 0
itc
|  |  |  | 30% | 30% | 30% | 30% | 26% | 22% | 10% | 10% | 10% | 10% | 10% | 10% | 10% | 10% | 10% | 10% | 10% | 10% | 10% | 10% | 10% | 10% | 10% | 10% | 10% | 10% | 10% | 10% | 10% | 10% | 10% | 10% | 10% | 10% | 10% | 10% | 10% | 10% | 10% | 10% | 10% | 10% | 10% | 10% | 10% | 10% | 10% | 10% | 10% | 10% | 10% | 10% | 10% | 10% | 10% | 10%
ITC
| Revenue Requirement by vintage year | 0 | 0 | 0 | 0 | 0 | 0 | 0 | 0 | 0 | 0 | 0 | 0 | 0 | 0 | 0 | 0 | 0 | 0 | 0 | 0 | 0 | 0 | 0 | 0 | 0 | 0 | 0 | 0 | 0 |  | 0 | 0 | 0 | 0 | 0 | 0 | 0 | 0 | 0 | 0 | 0 | 0 | 0 | 0 | 0 | 0 | 0 | 0 | 0 | 0 | 0 | 0 | 0 | 0 | 0 | 0 | 0 | 0 | 0
| 2012 $/MW-wk | 0 | 0 | 0 | 0 | 0 | 0 | 0 | 0 | 0 | 0 | 0 | 0 | 0 | 0 | 0 | 0 | 0 | 0 | 0 | 0 | 0 | 0 | 0 | 0 | 0 | 0 | 0 | 0 | 0 |  | 0 | 0 | 0 | 0 | 0 | 0 | 0 | 0 | 0 | 0 | 0 | 0 | 0 | 0 | 0 | 0 | 0 | 0 | 0 | 0 | 0 | 0 | 0 | 0 | 0 | 0 | 0 | 0 | 0
| Aurora Input | 0 | Levelized Cost | 2020 | 2021 | 2022 | 2023 | 2024 | 2025 | 2026 | 2027 | 2028 | 2029 | 2030 | 2031 | 2032 | 2033 | 2034 | 2035 | 2036 | 2037 | 2038 | 2039 | 2040 | 2041 | 2042 | 2043 | 2044 | 2045 | 2046 | Levelized | 2047 | 2048 | 2049 | 2050 | 2051 | 2052 | 2053 | 2054 | 2055 | 2056 | 2057 | 2058 | 2059 | 2060 | 2061 | 2062 | 2063 | 2064 | 2065 | 2066 | 2067 | 2068 | 2069 | 2070 | 2071 | 2072 | 2073 | 2074 | 2075
| 0 | 2020 | 1241.4154 | 2033.4005 | 1908.769 | 1785.4108 | 1694.6516 | 1616.1171 | 1546.7511 | 1495.722 | 1453.8613 | 1412.0007 | 1370.1401 | 1328.2794 | 1286.4188 | 1244.5582 | 1202.6975 | 1160.8369 | 1118.9763 | 1077.1156 | 1035.255 | 993.3944 | 951.5337 | 923.0491 | 907.9406 | 892.832 | 877.7235 | 862.6149 | 847.5064 | 832.3978 | 802.6046 | 817.2893 | 802.1807 | 787.0721 | 0 | 0 | 0 | 0 | 0 | 0 | 0 | 0 | 0 | 0 | 0 | 0 | 0 | 0 | 0 | 0 | 0 | 0 | 0 | 0 | 0 | 0 | 0 | 0 | 0 | 0
| 0 | 2021 | 1241.4154 | 0 | 2033.4005 | 1908.769 | 1785.4108 | 1694.6516 | 1616.1171 | 1546.7511 | 1495.722 | 1453.8613 | 1412.0007 | 1370.1401 | 1328.2794 | 1286.4188 | 1244.5582 | 1202.6975 | 1160.8369 | 1118.9763 | 1077.1156 | 1035.255 | 993.3944 | 951.5337 | 923.0491 | 907.9406 | 892.832 | 877.7235 | 862.6149 | 847.5064 | 810.5297 | 832.3978 | 817.2893 | 802.1807 | 787.0721 | 0 | 0 | 0 | 0 | 0 | 0 | 0 | 0 | 0 | 0 | 0 | 0 | 0 | 0 | 0 | 0 | 0 | 0 | 0 | 0 | 0 | 0 | 0 | 0 | 0
| 0 | 2022 | 1241.4154 | 0 | 0 | 2033.4005 | 1908.769 | 1785.4108 | 1694.6516 | 1616.1171 | 1546.7511 | 1495.722 | 1453.8613 | 1412.0007 | 1370.1401 | 1328.2794 | 1286.4188 | 1244.5582 | 1202.6975 | 1160.8369 | 1118.9763 | 1077.1156 | 1035.255 | 993.3944 | 951.5337 | 923.0491 | 907.9406 | 892.832 | 877.7235 | 862.6149 | 818.5605 | 847.5064 | 832.3978 | 817.2893 | 802.1807 | 787.0721 | 0 | 0 | 0 | 0 | 0 | 0 | 0 | 0 | 0 | 0 | 0 | 0 | 0 | 0 | 0 | 0 | 0 | 0 | 0 | 0 | 0 | 0 | 0 | 0
| 0 | 2023 | 1241.4154 | 0 | 0 | 0 | 2033.4005 | 1908.769 | 1785.4108 | 1694.6516 | 1616.1171 | 1546.7511 | 1495.722 | 1453.8613 | 1412.0007 | 1370.1401 | 1328.2794 | 1286.4188 | 1244.5582 | 1202.6975 | 1160.8369 | 1118.9763 | 1077.1156 | 1035.255 | 993.3944 | 951.5337 | 923.0491 | 907.9406 | 892.832 | 877.7235 | 826.6968 | 862.6149 | 847.5064 | 832.3978 | 817.2893 | 802.1807 | 787.0721 | 0 | 0 | 0 | 0 | 0 | 0 | 0 | 0 | 0 | 0 | 0 | 0 | 0 | 0 | 0 | 0 | 0 | 0 | 0 | 0 | 0 | 0 | 0
| 0 | 2024 | 1241.4154 | 0 | 0 | 0 | 0 | 2033.4005 | 1908.769 | 1785.4108 | 1694.6516 | 1616.1171 | 1546.7511 | 1495.722 | 1453.8613 | 1412.0007 | 1370.1401 | 1328.2794 | 1286.4188 | 1244.5582 | 1202.6975 | 1160.8369 | 1118.9763 | 1077.1156 | 1035.255 | 993.3944 | 951.5337 | 923.0491 | 907.9406 | 892.832 | 834.9384 | 877.7235 | 862.6149 | 847.5064 | 832.3978 | 817.2893 | 802.1807 | 787.0721 | 0 | 0 | 0 | 0 | 0 | 0 | 0 | 0 | 0 | 0 | 0 | 0 | 0 | 0 | 0 | 0 | 0 | 0 | 0 | 0 | 0 | 0
| 0 | 2025 | 1241.4154 | 0 | 0 | 0 | 0 | 0 | 2033.4005 | 1908.769 | 1785.4108 | 1694.6516 | 1616.1171 | 1546.7511 | 1495.722 | 1453.8613 | 1412.0007 | 1370.1401 | 1328.2794 | 1286.4188 | 1244.5582 | 1202.6975 | 1160.8369 | 1118.9763 | 1077.1156 | 1035.255 | 993.3944 | 951.5337 | 923.0491 | 907.9406 | 843.2852 | 892.832 | 877.7235 | 862.6149 | 847.5064 | 832.3978 | 817.2893 | 802.1807 | 787.0721 | 0 | 0 | 0 | 0 | 0 | 0 | 0 | 0 | 0 | 0 | 0 | 0 | 0 | 0 | 0 | 0 | 0 | 0 | 0 | 0 | 0
| 0 | 2026 | 1224.8384 | 0 | 0 | 0 | 0 | 0 | 0 | 2006.2478 | 1883.2805 | 1761.5696 | 1672.0224 | 1594.5366 | 1526.0968 | 1475.7491 | 1434.4474 | 1393.1458 | 1351.8441 | 1310.5425 | 1269.2408 | 1227.9391 | 1186.6375 | 1145.3358 | 1104.0342 | 1062.7325 | 1021.4309 | 980.1292 | 938.8276 | 910.7233 | 840.3632 | 895.8165 | 880.9097 | 866.0029 | 851.0961 | 836.1893 | 821.2825 | 806.3757 | 791.4689 | 776.5621 | 0 | 0 | 0 | 0 | 0 | 0 | 0 | 0 | 0 | 0 | 0 | 0 | 0 | 0 | 0 | 0 | 0 | 0 | 0 | 0
| 0 | 2027 | 1208.2613 | 0 | 0 | 0 | 0 | 0 | 0 | 0 | 1979.0951 | 1857.7921 | 1737.7284 | 1649.3931 | 1572.956 | 1505.4425 | 1455.7762 | 1415.0335 | 1374.2908 | 1333.5482 | 1292.8055 | 1252.0628 | 1211.3201 | 1170.5775 | 1129.8348 | 1089.0921 | 1048.3494 | 1007.6068 | 966.8641 | 926.1214 | 837.3172 | 898.3975 | 883.6925 | 868.9874 | 854.2824 | 839.5773 | 824.8723 | 810.1672 | 795.4622 | 780.7571 | 766.052 | 0 | 0 | 0 | 0 | 0 | 0 | 0 | 0 | 0 | 0 | 0 | 0 | 0 | 0 | 0 | 0 | 0 | 0 | 0
| 0 | 2028 | 1191.6843 | 0 | 0 | 0 | 0 | 0 | 0 | 0 | 0 | 1951.9424 | 1832.3036 | 1713.8872 | 1626.7638 | 1551.3754 | 1484.7882 | 1435.8033 | 1395.6196 | 1355.4359 | 1315.2522 | 1275.0685 | 1234.8848 | 1194.7011 | 1154.5174 | 1114.3337 | 1074.15 | 1033.9663 | 993.7826 | 953.5989 | 835.5708 | 913.4152 | 886.0717 | 871.5684 | 857.0651 | 842.5618 | 828.0585 | 813.5552 | 799.0519 | 784.5486 | 770.0453 | 755.542 | 0 | 0 | 0 | 0 | 0 | 0 | 0 | 0 | 0 | 0 | 0 | 0 | 0 | 0 | 0 | 0 | 0 | 0
| 0 | 2029 | 1175.1072 | 0 | 0 | 0 | 0 | 0 | 0 | 0 | 0 | 0 | 1924.7897 | 1806.8151 | 1690.046 | 1604.1346 | 1529.7948 | 1464.1339 | 1415.8304 | 1376.2057 | 1336.581 | 1296.9562 | 1257.3315 | 1217.7068 | 1178.0821 | 1138.4574 | 1098.8327 | 1059.2079 | 1019.5832 | 979.9585 | 836.0453 | 940.3338 | 900.7091 | 873.746 | 859.4444 | 845.1428 | 830.8413 | 816.5397 | 802.2382 | 787.9366 | 773.6351 | 759.3335 | 745.032 | 0 | 0 | 0 | 0 | 0 | 0 | 0 | 0 | 0 | 0 | 0 | 0 | 0 | 0 | 0 | 0 | 0
| 0 | 2030 | 1158.5302 | 0 | 0 | 0 | 0 | 0 | 0 | 0 | 0 | 0 | 0 | 1897.637 | 1781.3267 | 1666.2047 | 1581.5053 | 1508.2143 | 1443.4795 | 1395.8575 | 1356.7918 | 1317.726 | 1278.6603 | 1239.5945 | 1200.5288 | 1161.4631 | 1122.3973 | 1083.3316 | 1044.2659 | 1005.2001 | 838.1291 | 966.1344 | 927.0687 | 888.0029 | 861.4202 | 847.3204 | 833.2205 | 819.1207 | 805.0209 | 790.9211 | 776.8213 | 762.7215 | 748.6217 | 734.5219 | 0 | 0 | 0 | 0 | 0 | 0 | 0 | 0 | 0 | 0 | 0 | 0 | 0 | 0 | 0 | 0
| 0 | 2031 | 1141.9531 | 0 | 0 | 0 | 0 | 0 | 0 | 0 | 0 | 0 | 0 | 0 | 1870.4843 | 1755.8382 | 1642.3635 | 1558.876 | 1486.6337 | 1422.8252 | 1375.8846 | 1337.3778 | 1298.8711 | 1260.3643 | 1221.8576 | 1183.3508 | 1144.8441 | 1106.3373 | 1067.8305 | 1029.3238 | 841.3815 | 990.817 | 952.3103 | 913.8035 | 875.2968 | 849.0944 | 835.1963 | 821.2982 | 807.4002 | 793.5021 | 779.6041 | 765.706 | 751.808 | 737.9099 | 724.0119 | 0 | 0 | 0 | 0 | 0 | 0 | 0 | 0 | 0 | 0 | 0 | 0 | 0 | 0 | 0
| 0 | 2032 | 1125.6133 | 0 | 0 | 0 | 0 | 0 | 0 | 0 | 0 | 0 | 0 | 0 | 0 | 1843.7201 | 1730.7145 | 1618.8635 | 1536.5705 | 1465.3619 | 1402.4665 | 1356.1975 | 1318.2417 | 1280.2859 | 1242.3302 | 1204.3744 | 1166.4186 | 1128.4628 | 1090.5071 | 1052.5513 | 845.6543 | 1014.5955 | 976.6397 | 938.684 | 900.7282 | 862.7724 | 836.9449 | 823.2457 | 809.5465 | 795.8474 | 782.1482 | 768.449 | 754.7498 | 741.0506 | 727.3514 | 713.6522 | 0 | 0 | 0 | 0 | 0 | 0 | 0 | 0 | 0 | 0 | 0 | 0 | 0 | 0
| 0 | 2033 | 1109.5072 | 0 | 0 | 0 | 0 | 0 | 0 | 0 | 0 | 0 | 0 | 0 | 0 | 0 | 1817.3389 | 1705.9502 | 1595.6996 | 1514.5842 | 1444.3945 | 1382.399 | 1336.7921 | 1299.3794 | 1261.9667 | 1224.554 | 1187.1414 | 1149.7287 | 1112.316 | 1074.9033 | 850.7078 | 1037.4907 | 1000.078 | 962.6653 | 925.2526 | 887.8399 | 850.4273 | 824.9693 | 811.4662 | 797.963 | 784.4598 | 770.9566 | 757.4535 | 743.9503 | 730.4471 | 716.9439 | 703.4408 | 0 | 0 | 0 | 0 | 0 | 0 | 0 | 0 | 0 | 0 | 0 | 0 | 0
| 0 | 2034 | 1093.6316 | 0 | 0 | 0 | 0 | 0 | 0 | 0 | 0 | 0 | 0 | 0 | 0 | 0 | 0 | 1791.3352 | 1681.5403 | 1572.8673 | 1492.9125 | 1423.7271 | 1362.6187 | 1317.6643 | 1280.787 | 1243.9096 | 1207.0323 | 1170.1549 | 1133.2776 | 1096.4002 | 856.3589 | 1059.5229 | 1022.6455 | 985.7682 | 948.8908 | 912.0135 | 875.1361 | 838.2588 | 813.1651 | 799.8551 | 786.5452 | 773.2352 | 759.9253 | 746.6153 | 733.3053 | 719.9954 | 706.6854 | 693.3754 | 0 | 0 | 0 | 0 | 0 | 0 | 0 | 0 | 0 | 0 | 0 | 0
| 0 | 2035 | 1077.9832 | 0 | 0 | 0 | 0 | 0 | 0 | 0 | 0 | 0 | 0 | 0 | 0 | 0 | 0 | 0 | 1765.7035 | 1657.4797 | 1550.3616 | 1471.5509 | 1403.3554 | 1343.1214 | 1298.8103 | 1262.4606 | 1226.1109 | 1189.7612 | 1153.4115 | 1117.0619 | 862.465 | 1080.7122 | 1044.3625 | 1008.0128 | 971.6631 | 935.3134 | 898.9637 | 862.6141 | 826.2644 | 801.5298 | 788.4103 | 775.2908 | 762.1712 | 749.0517 | 735.9322 | 722.8127 | 709.6932 | 696.5737 | 683.4541 | 0 | 0 | 0 | 0 | 0 | 0 | 0 | 0 | 0 | 0 | 0
| 0 | 2036 | 1062.5586 | 0 | 0 | 0 | 0 | 0 | 0 | 0 | 0 | 0 | 0 | 0 | 0 | 0 | 0 | 0 | 0 | 1740.4386 | 1633.7633 | 1528.1779 | 1450.4949 | 1383.2752 | 1323.9031 | 1280.226 | 1244.3964 | 1208.5669 | 1172.7373 | 1136.9077 | 868.9137 | 1101.0782 | 1065.2486 | 1029.419 | 993.5895 | 957.7599 | 921.9303 | 886.1008 | 850.2712 | 814.4416 | 790.0609 | 777.1291 | 764.1974 | 751.2656 | 738.3338 | 725.402 | 712.4702 | 699.5384 | 686.6066 | 673.6748 | 0 | 0 | 0 | 0 | 0 | 0 | 0 | 0 | 0 | 0
| 0 | 2037 | 1047.3548 | 0 | 0 | 0 | 0 | 0 | 0 | 0 | 0 | 0 | 0 | 0 | 0 | 0 | 0 | 0 | 0 | 0 | 1715.5352 | 1610.3863 | 1506.3117 | 1429.7402 | 1363.4824 | 1304.9598 | 1261.9076 | 1226.5907 | 1191.2738 | 1155.957 | 875.615 | 1120.6401 | 1085.3232 | 1050.0063 | 1014.6894 | 979.3725 | 944.0556 | 908.7387 | 873.4218 | 838.1049 | 802.788 | 778.7562 | 766.0094 | 753.2627 | 740.5159 | 727.7692 | 715.0224 | 702.2757 | 689.5289 | 676.7822 | 664.0354 | 0 | 0 | 0 | 0 | 0 | 0 | 0 | 0 | 0
| 0 | 2038 | 1032.3685 | 0 | 0 | 0 | 0 | 0 | 0 | 0 | 0 | 0 | 0 | 0 | 0 | 0 | 0 | 0 | 0 | 0 | 0 | 1690.9881 | 1587.3438 | 1484.7584 | 1409.2825 | 1343.9727 | 1286.2875 | 1243.8514 | 1209.0398 | 1174.2283 | 882.4964 | 1139.4167 | 1104.6052 | 1069.7936 | 1034.9821 | 1000.1705 | 965.3589 | 930.5474 | 895.7358 | 860.9243 | 826.1127 | 791.3012 | 767.6132 | 755.0489 | 742.4845 | 729.9201 | 717.3558 | 704.7914 | 692.227 | 679.6627 | 667.0983 | 654.5339 | 0 | 0 | 0 | 0 | 0 | 0 | 0 | 0
| 0 | 2039 | 1017.5967 | 0 | 0 | 0 | 0 | 0 | 0 | 0 | 0 | 0 | 0 | 0 | 0 | 0 | 0 | 0 | 0 | 0 | 0 | 0 | 1666.7923 | 1564.6309 | 1463.5134 | 1389.1175 | 1324.7422 | 1267.8824 | 1226.0535 | 1191.7401 | 889.4983 | 1157.4266 | 1123.1132 | 1088.7997 | 1054.4863 | 1020.1728 | 985.8594 | 951.5459 | 917.2325 | 882.919 | 848.6056 | 814.2921 | 779.9787 | 756.6297 | 744.2451 | 731.8605 | 719.4759 | 707.0913 | 694.7067 | 682.3222 | 669.9376 | 657.553 | 645.1684 | 0 | 0 | 0 | 0 | 0 | 0 | 0
| 2020-2023 | 30% |  | 153.5333 | [27 empty] | 2064: 0; 2065: 0; 2066: 0; 2067: 0; 2068: 0; 2069: 0; 2070: 0; 2071: 0; 2072: 0; 2073: 0; 2074: 0
| 2024 | 26% |  | 133.0622 | [36 empty] | 0 | 0 | 0 | 0 | 0 | 0 | 0 | 0 | 0 | 0 | 0 | 0 | 0 | 0 | 0 | 0 | 0 | 0 | 0
| 2025 | 22% |  | 112.5911 | [36 empty] | 0 | 0 | 0 | 0 | 0 | 0 | 0 | 0 | 0 | 0 | 0 | 0 | 0 | 0 | 0 | 0 | 0 | 0 | 0
| Start 2026 | 10% |  | 51.1778 | [36 empty] | 0 | 0 | 0 | 0 | 0 | 0 | 0 | 0 | 0 | 0 | 0 | 0 | 0 | 0 | 0 | 0 | 0 | 0 | 0
[41 empty] | 0 | 0 | 0 | 0 | 0 | 0 | 0 | 0 | 0 | 0 | 0 | 0 | 0 | 0 | 0 | 0 | 0 | 0 | 0
[41 empty] | 0 | 0 | 0 | 0 | 0 | 0 | 0 | 0 | 0 | 0 | 0 | 0 | 0 | 0 | 0 | 0 | 0 | 0 | 0
Amortization
|  | 30% |  | 7.6767 | 7.6767 | 7.6767 | 7.6767 | 7.6767 | 7.6767 | 7.6767 | 7.6767 | 7.6767 | 7.6767 | 7.6767 | 7.6767 | 7.6767 | 7.6767 | 7.6767 | 7.6767 | 7.6767 | 7.6767 | 7.6767 | 7.6767 | 7.6767 | 7.6767 | 7.6767 | 7.6767 | 7.6767 | 7.6767 | 7.6767 | 7.6767 | 7.6767 | 7.6767 | 7.6767 | 7.6767 | 7.6767 | 7.6767 | 7.6767 | 7.6767 | 7.6767 | 7.6767 | 7.6767 | 7.6767 | 7.6767 | 7.6767 | 7.6767 | 7.6767 | 7.6767 | 7.6767 | 7.6767 | 7.6767 | 7.6767 | 7.6767 | 7.6767 | 7.6767 | 7.6767 | 7.6767 | 7.6767 | 7.6767
|  | 26% |  | 6.6531 | 6.6531 | 6.6531 | 6.6531 | 6.6531 | 6.6531 | 6.6531 | 6.6531 | 6.6531 | 6.6531 | 6.6531 | 6.6531 | 6.6531 | 6.6531 | 6.6531 | 6.6531 | 6.6531 | 6.6531 | 6.6531 | 6.6531 | 6.6531 | 6.6531 | 6.6531 | 6.6531 | 6.6531 | 6.6531 | 6.6531 | 6.6531 | 6.6531 | 6.6531 | 6.6531 | 6.6531 | 6.6531 | 6.6531 | 6.6531 | 6.6531 | 6.6531 | 6.6531 | 6.6531 | 6.6531 | 6.6531 | 6.6531 | 6.6531 | 6.6531 | 6.6531 | 6.6531 | 6.6531 | 6.6531 | 6.6531 | 6.6531 | 6.6531 | 6.6531 | 6.6531 | 6.6531 | 6.6531 | 6.6531
|  | 22% |  | 5.6296 | 5.6296 | 5.6296 | 5.6296 | 5.6296 | 5.6296 | 5.6296 | 5.6296 | 5.6296 | 5.6296 | 5.6296 | 5.6296 | 5.6296 | 5.6296 | 5.6296 | 5.6296 | 5.6296 | 5.6296 | 5.6296 | 5.6296 | 5.6296 | 5.6296 | 5.6296 | 5.6296 | 5.6296 | 5.6296 | 5.6296 | 5.6296 | 5.6296 | 5.6296 | 5.6296 | 5.6296 | 5.6296 | 5.6296 | 5.6296 | 5.6296 | 5.6296 | 5.6296 | 5.6296 | 5.6296 | 5.6296 | 5.6296 | 5.6296 | 5.6296 | 5.6296 | 5.6296 | 5.6296 | 5.6296 | 5.6296 | 5.6296 | 5.6296 | 5.6296 | 5.6296 | 5.6296 | 5.6296 | 5.6296
|  | 10% |  | 2.5589 | 2.5589 | 2.5589 | 2.5589 | 2.5589 | 2.5589 | 2.5589 | 2.5589 | 2.5589 | 2.5589 | 2.5589 | 2.5589 | 2.5589 | 2.5589 | 2.5589 | 2.5589 | 2.5589 | 2.5589 | 2.5589 | 2.5589 | 2.5589 | 2.5589 | 2.5589 | 2.5589 | 2.5589 | 2.5589 | 2.5589 | 2.5589 | 2.5589 | 2.5589 | 2.5589 | 2.5589 | 2.5589 | 2.5589 | 2.5589 | 2.5589 | 2.5589 | 2.5589 | 2.5589 | 2.5589 | 2.5589 | 2.5589 | 2.5589 | 2.5589 | 2.5589 | 2.5589 | 2.5589 | 2.5589 | 2.5589 | 2.5589 | 2.5589 | 2.5589 | 2.5589 | 2.5589 | 2.5589 | 2.5589
|  |  |  | 2020 | 2021 | 2022 | 2023 | 2024 | 2025 | 2026 | 2027 | 2028 | 2029 | 2030 | 2031 | 2032 | 2033 | 2034 | 2035 | 2036 | 2037 | 2038 | 2039 | 2040 | 2041 | 2042 | 2043 | 2044 | 2045 | 2046 | 2047 | 2048 | 2049 | 2050 | 2051 | 2052 | 2053 | 2054 | 2055 | 2056 | 2057 | 2058 | 2059 | 2060 | 2061 | 2062 | 2063 | 2064 | 2065 | 2066 | 2067 | 2068 | 2069 | 2070 | 2071 | 2072 | 2073 | 2074 | 2075
|  | ITC Base |  | 153.5333 | 153.5333 | 153.5333 | 153.5333 | 153.5333 | 153.5333 | 153.5333 | 153.5333 | 153.5333 | 153.5333 | 153.5333 | 153.5333 | 153.5333 | 153.5333 | 153.5333 | 153.5333 | 153.5333 | 153.5333 | 153.5333 | 153.5333 | 153.5333 | 153.5333 | 153.5333 | 153.5333 | 153.5333 | 153.5333 | 153.5333 | 153.5333 | 153.5333 | 153.5333 | 153.5333 | 153.5333 | 153.5333 | 153.5333 | 153.5333 | 153.5333 | 153.5333 | 153.5333 | 153.5333 | 153.5333 | 153.5333 | 153.5333 | 153.5333 | 153.5333 | 153.5333 | 153.5333 | 153.5333 | 153.5333 | 153.5333 | 153.5333 | 153.5333 | 153.5333 | 153.5333 | 153.5333 | 153.5333 | 153.5333
|  | Accum ITC Amort |  | 7.6767 | 15.3533 | 23.03 | 30.7067 | 38.3833 | 46.06 | 53.7367 | 61.4133 | 69.09 | 76.7667 | 84.4433 | 92.12 | 99.7967 | 107.4733 | 115.15 | 122.8267 | 130.5033 | 138.18 | 145.8567 | 153.5333 | 161.21 | 168.8867 | 176.5633 | 184.24 | 191.9167 | 199.5933 | 207.27 | 214.9467 | 222.6233 | 230.3 | 237.9767 | 245.6533 | 253.33 | 261.0067 | 268.6833 | 276.36 | 284.0367 | 291.7133 | 299.39 | 307.0667 | 314.7433 | 322.42 | 330.0967 | 337.7733 | 345.45 | 353.1267 | 360.8033 | 368.48 | 376.1567 | 383.8333 | 391.51 | 399.1866 | 406.8633 | 414.54 | 422.2166 | 429.8933
|  | Ratebase |  | 145.8567 | 138.18 | 130.5033 | 122.8267 | 115.15 | 107.4733 | 99.7967 | 92.12 | 84.4433 | 76.7667 | 69.09 | 61.4133 | 53.7367 | 46.06 | 38.3833 | 30.7067 | 23.03 | 15.3533 | 7.6767 | 0 | -7.6767 | -15.3533 | -23.03 | -30.7067 | -38.3833 | -46.06 | -53.7367 | -61.4133 | -69.09 | -76.7667 | -84.4433 | -92.12 | -99.7967 | -107.4733 | -115.15 | -122.8267 | -130.5033 | -138.18 | -145.8567 | -153.5333 | -161.21 | -168.8867 | -176.5633 | -184.24 | -191.9167 | -199.5933 | -207.27 | -214.9467 | -222.6233 | -230.3 | -237.9767 | -245.6533 | -253.33 | -261.0067 | -268.6833 | -276.36
|  | Tax Basis |  | 435.0111 | 435.0111 | 435.0111 | 435.0111 | 435.0111 | 435.0111 | 435.0111 | 435.0111 | 435.0111 | 435.0111 | 435.0111 | 435.0111 | 435.0111 | 435.0111 | 435.0111 | 435.0111 | 435.0111 | 435.0111 | 435.0111 | 435.0111 | 435.0111 | 435.0111 | 435.0111 | 435.0111 | 435.0111 | 435.0111 | 435.0111 | 435.0111 | 435.0111 | 435.0111 | 435.0111 | 435.0111 | 435.0111 | 435.0111 | 435.0111 | 435.0111 | 435.0111 | 435.0111 | 435.0111 | 435.0111 | 435.0111 | 435.0111 | 435.0111 | 435.0111 | 435.0111 | 435.0111 | 435.0111 | 435.0111 | 435.0111 | 435.0111 | 435.0111 | 435.0111 | 435.0111 | 435.0111 | 435.0111 | 435.0111
|  | Book Depreciation |  | 12.4289 | 12.4289 | 12.4289 | 12.4289 | 12.4289 | 12.4289 | 12.4289 | 12.4289 | 12.4289 | 12.4289 | 12.4289 | 12.4289 | 12.4289 | 12.4289 | 12.4289 | 12.4289 | 12.4289 | 12.4289 | 12.4289 | 12.4289 | 12.4289 | 12.4289 | 12.4289 | 12.4289 | 12.4289 | 12.4289 | 12.4289 | 12.4289 | 12.4289 | 12.4289 | 12.4289 | 12.4289 | 12.4289 | 12.4289 | 12.4289 | 12.4289 | 12.4289 | 12.4289 | 12.4289 | 12.4289 | 12.4289 | 12.4289 | 12.4289 | 12.4289 | 12.4289 | 12.4289 | 12.4289 | 12.4289 | 12.4289 | 12.4289 | 12.4289 | 12.4289 | 12.4289 | 12.4289 | 12.4289 | 12.4289
|  | Tax Depreciation |  | 87.0022 | 139.2035 | 83.5221 | 50.1133 | 50.1133 | 25.0566 | 0 | 0 | 0 | 0 | 0 | 0 | 0 | 0 | 0 | 0 | 0 | 0 | 0 | 0 | 0 | 0 | 0 | 0 | 0 | 0 | 0 | 0 | 0 | 0 | 0 | 0 | 0 | 0 | 0 | 0 | 0 | 0 | 0 | 0 | 0 | 0 | 0 | 0 | 0 | 0 | 0 | 0 | 0 | 0 | 0 | 0 | 0 | 0 | 0 | 0
|  | Difference between book and tax |  | -74.5733 | -126.7747 | -71.0932 | -37.6844 | -37.6844 | -12.6278 | 12.4289 | 12.4289 | 12.4289 | 12.4289 | 12.4289 | 12.4289 | 12.4289 | 12.4289 | 12.4289 | 12.4289 | 12.4289 | 12.4289 | 12.4289 | 12.4289 | 12.4289 | 12.4289 | 12.4289 | 12.4289 | 12.4289 | 12.4289 | 12.4289 | 12.4289 | 12.4289 | 12.4289 | 12.4289 | 12.4289 | 12.4289 | 12.4289 | 12.4289 | 12.4289 | 12.4289 | 12.4289 | 12.4289 | 12.4289 | 12.4289 | 12.4289 | 12.4289 | 12.4289 | 12.4289 | 12.4289 | 12.4289 | 12.4289 | 12.4289 | 12.4289 | 12.4289 | 12.4289 | 12.4289 | 12.4289 | 12.4289 | 12.4289
|  | Deferred Tax |  | -15.6604 | -26.6227 | -14.9296 | -7.9137 | -7.9137 | -2.6518 | 2.6101 | 2.6101 | 2.6101 | 2.6101 | 2.6101 | 2.6101 | 2.6101 | 2.6101 | 2.6101 | 2.6101 | 2.6101 | 2.6101 | 2.6101 | 2.6101 | 2.6101 | 2.6101 | 2.6101 | 2.6101 | 2.6101 | 2.6101 | 2.6101 | 2.6101 | 2.6101 | 2.6101 | 2.6101 | 2.6101 | 2.6101 | 2.6101 | 2.6101 | 2.6101 | 2.6101 | 2.6101 | 2.6101 | 2.6101 | 2.6101 | 2.6101 | 2.6101 | 2.6101 | 2.6101 | 2.6101 | 2.6101 | 2.6101 | 2.6101 | 2.6101 | 2.6101 | 2.6101 | 2.6101 | 2.6101 | 2.6101 | 2.6101
|  | Accum Defered Tax |  | -15.6604 | -42.2831 | -57.2127 | -65.1264 | -73.0401 | -75.6919 | -73.0819 | -70.4718 | -67.8617 | -65.2517 | -62.6416 | -60.0315 | -57.4215 | -54.8114 | -52.2013 | -49.5913 | -46.9812 | -44.3711 | -41.7611 | -39.151 | -36.5409 | -33.9309 | -31.3208 | -28.7107 | -26.1007 | -23.4906 | -20.8805 | -18.2705 | -15.6604 | -13.0503 | -10.4403 | -7.8302 | -5.2201 | -2.6101 | -1.8652e-14 | 2.6101 | 5.2201 | 7.8302 | 10.4403 | 13.0503 | 15.6604 | 18.2705 | 20.8805 | 23.4906 | 26.1007 | 28.7107 | 31.3208 | 33.9309 | 36.5409 | 39.151 | 41.7611 | 44.3711 | 46.9812 | 49.5913 | 52.2013 | 54.8114
|  | Revenue Requirement |  | 50.225 | 47.1466 | 44.0996 | 41.8579 | 39.9181 | 38.2048 | 36.9443 | 35.9104 | 34.8764 | 33.8425 | 32.8085 | 31.7745 | 30.7406 | 29.7066 | 28.6727 | 27.6387 | 26.6048 | 25.5708 | 24.5368 | 23.5029 | 22.7993 | 22.4261 | 22.053 | 21.6798 | 21.3066 | 20.9334 | 20.5602 | 20.187 | 19.8139 | 19.4407 | 0 | 0 | 0 | 0 | 0 | 0 | 0 | 0 | 0 | 0 | 0 | 0 | 0 | 0 | 0 | 0 | 0 | 0 | 0 | 0 | 0 | 0 | 0 | 0 | 0 | 0
|  | Depreciation |  | 14.6222 | 14.6222 | 14.6222 | 14.6222 | 14.6222 | 14.6222 | 14.6222 | 14.6222 | 14.6222 | 14.6222 | 14.6222 | 14.6222 | 14.6222 | 14.6222 | 14.6222 | 14.6222 | 14.6222 | 14.6222 | 14.6222 | 14.6222 | 14.6222 | 14.6222 | 14.6222 | 14.6222 | 14.6222 | 14.6222 | 14.6222 | 14.6222 | 14.6222 | 14.6222 | 0 | 0 | 0 | 0 | 0 | 0 | 0 | 0 | 0 | 0 | 0 | 0 | 0 | 0 | 0 | 0 | 0 | 0 | 0 | 0 | 0 | 0 | 0 | 0 | 0 | 0
|  | Insurance |  | 0.24514 | 0.24514 | 0.24514 | 0.24514 | 0.24514 | 0.24514 | 0.24514 | 0.24514 | 0.24514 | 0.24514 | 0.24514 | 0.24514 | 0.24514 | 0.24514 | 0.24514 | 0.24514 | 0.24514 | 0.24514 | 0.24514 | 0.24514 | 0.24514 | 0.24514 | 0.24514 | 0.24514 | 0.24514 | 0.24514 | 0.24514 | 0.24514 | 0.24514 | 0.24514 | 0 | 0 | 0 | 0 | 0 | 0 | 0 | 0 | 0 | 0 | 0 | 0 | 0 | 0 | 0 | 0 | 0 | 0 | 0 | 0 | 0 | 0 | 0 | 0 | 0 | 0
|  | Property Taxes |  | 2.3265 | 2.3265 | 2.3265 | 2.3265 | 2.3265 | 2.3265 | 2.3265 | 2.3265 | 2.3265 | 2.3265 | 2.3265 | 2.3265 | 2.3265 | 2.3265 | 2.3265 | 2.3265 | 2.3265 | 2.3265 | 2.3265 | 2.3265 | 2.3265 | 2.3265 | 2.3265 | 2.3265 | 2.3265 | 2.3265 | 2.3265 | 2.3265 | 2.3265 | 2.3265 | 0 | 0 | 0 | 0 | 0 | 0 | 0 | 0 | 0 | 0 | 0 | 0 | 0 | 0 | 0 | 0 | 0 | 0 | 0 | 0 | 0 | 0 | 0 | 0 | 0 | 0
|  | Current Taxes |  | -11.4875 | -25.0307 | -11.914 | -4.1308 | -4.5382 | 1.2925 | 7.2183 | 7.0011 | 6.784 | 6.5669 | 6.3497 | 6.1326 | 5.9155 | 5.6984 | 5.4812 | 5.2641 | 5.047 | 4.8298 | 4.6127 | 4.3956 | 4.2478 | 4.1694 | 4.0911 | 4.0127 | 3.9343 | 3.856 | 3.7776 | 3.6992 | 3.6209 | 3.5425 | 0 | 0 | 0 | 0 | 0 | 0 | 0 | 0 | 0 | 0 | 0 | 0 | 0 | 0 | 0 | 0 | 0 | 0 | 0 | 0 | 0 | 0 | 0 | 0 | 0 | 0
|  | DFIT |  |  | 31.3208 | 17.5642 |  | 9.3103 | 3.1198 | -3.0707 | -3.0707 | -3.0707 | -3.0707 | -3.0707 | -3.0707 | -3.0707 | -3.0707 | -3.0707 | -3.0707 | -3.0707 | -3.0707 | -3.0707 | -3.0707 | -3.0707 | -3.0707 | -3.0707 | -3.0707 | -3.0707 | -3.0707 | -3.0707 | -3.0707 | -3.0707 | -3.0707 | 0 | 0 | 0 | 0 | 0 | 0 | 0 | 0 | 0 | 0 | 0 | 0 | 0 | 0 | 0 | 0 | 0 | 0 | 0 | 0 | 0 | 0 | 0 | 0 | 0 | 0
|  | ITC |  | -7.6767 | -7.6767 | -7.6767 | -7.6767 | -7.6767 | -7.6767 | -7.6767 | -7.6767 | -7.6767 | -7.6767 | -7.6767 | -7.6767 | -7.6767 | -7.6767 | -7.6767 | -7.6767 | -7.6767 | -7.6767 | -7.6767 | -7.6767 | -7.6767 | -7.6767 | -7.6767 | -7.6767 | -7.6767 | -7.6767 | -7.6767 | -7.6767 | -7.6767 | -7.6767 | -7.6767 | -7.6767 | -7.6767 | -7.6767 | -7.6767 | -7.6767 | -7.6767 | -7.6767 | -7.6767 | -7.6767 | -7.6767 | -7.6767 | -7.6767 | -7.6767 | -7.6767 | -7.6767 | -7.6767 | -7.6767 | -7.6767 | -7.6767 | -7.6767 | -7.6767 | -7.6767 | -7.6767 | -7.6767 | -7.6767
|  | Total Operating Expenses |  | -1.9703 | 15.8073 | 15.1674 | 5.3864 | 14.2893 | 13.9295 | 13.6648 | 13.4476 | 13.2305 | 13.0134 | 12.7963 | 12.5791 | 12.362 | 12.1449 | 11.9277 | 11.7106 | 11.4935 | 11.2763 | 11.0592 | 10.8421 | 10.6943 | 10.616 | 10.5376 | 10.4592 | 10.3808 | 10.3025 | 10.2241 | 10.1457 | 10.0674 | 9.989 | -7.6767 | -7.6767 | -7.6767 | -7.6767 | -7.6767 | -7.6767 | -7.6767 | -7.6767 | -7.6767 | -7.6767 | -7.6767 | -7.6767 | -7.6767 | -7.6767 | -7.6767 | -7.6767 | -7.6767 | -7.6767 | -7.6767 | -7.6767 | -7.6767 | -7.6767 | -7.6767 | -7.6767 | -7.6767 | -7.6767
|  | Operating |  | 52.1953 | 31.3393 | 28.9323 | 36.4715 | 25.6288 | 24.2753 | 23.2796 | 22.4627 | 21.6459 | 20.8291 | 20.0123 | 19.1954 | 18.3786 | 17.5618 | 16.7449 | 15.9281 | 15.1113 | 14.2945 | 13.4776 | 12.6608 | 12.105 | 11.8102 | 11.5154 | 11.2206 | 10.9257 | 10.6309 | 10.3361 | 10.0413 | 9.7465 | 9.4517 | 7.6767 | 7.6767 | 7.6767 | 7.6767 | 7.6767 | 7.6767 | 7.6767 | 7.6767 | 7.6767 | 7.6767 | 7.6767 | 7.6767 | 7.6767 | 7.6767 | 7.6767 | 7.6767 | 7.6767 | 7.6767 | 7.6767 | 7.6767 | 7.6767 | 7.6767 | 7.6767 | 7.6767 | 7.6767 | 7.6767
|  | Ratebase |  | 496.6364 | 460.8727 | 425.4743 | 399.4305 | 376.8945 | 356.9895 | 342.3464 | 330.3343 | 318.3221 | 306.31 | 294.2978 | 282.2856 | 270.2735 | 258.2613 | 246.2492 | 234.237 | 222.2249 | 210.2127 | 198.2006 | 186.1884 | 178.0146 | 173.6791 | 169.3436 | 165.0081 | 160.6726 | 156.3371 | 152.0016 | 147.6662 | 143.3307 | 138.9952 | 0 | 0 | 0 | 0 | 0 | 0 | 0 | 0 | 0 | 0 | 0 | 0 | 0 | 0 | 0 | 0 | 0 | 0 | 0 | 0 | 0 | 0 | 0 | 0 | 0 | 0
|  | Return on Ratebase |  | 10.51% | 6.8% | 6.8% | 9.131% | 6.8% | 6.8% | 6.8% | 6.8% | 6.8% | 6.8% | 6.8% | 6.8% | 6.8% | 6.8% | 6.8% | 6.8% | 6.8% | 6.8% | 6.8% | 6.8% | 6.8% | 6.8% | 6.8% | 6.8% | 6.8% | 6.8% | 6.8% | 6.8% | 6.8% | 6.8% | #DIV/0! | #DIV/0! | #DIV/0! | #DIV/0! | #DIV/0! | #DIV/0! | #DIV/0! | #DIV/0! | #DIV/0! | #DIV/0! | #DIV/0! | #DIV/0! | #DIV/0! | #DIV/0! | #DIV/0! | #DIV/0! | #DIV/0! | #DIV/0! | #DIV/0! | #DIV/0! | #DIV/0! | #DIV/0! | #DIV/0! | #DIV/0! | #DIV/0! | #DIV/0!
|  | Revenue Requirement |  | 50.225 | 47.1466 | 44.0996 | 41.8579 | 39.9181 | 38.2048 | 36.9443 | 35.9104 | 34.8764 | 33.8425 | 32.8085 | 31.7745 | 30.7406 | 29.7066 | 28.6727 | 27.6387 | 26.6048 | 25.5708 | 24.5368 | 23.5029 | 22.7993 | 22.4261 | 22.053 | 21.6798 | 21.3066 | 20.9334 | 20.5602 | 20.187 | 19.8139 | 19.4407 | 0 | 0 | 0 | 0 | 0 | 0 | 0 | 0 | 0 | 0 | 0 | 0 | 0 | 0 | 0 | 0 | 0 | 0 | 0 | 0 | 0 | 0 | 0 | 0 | 0 | 0
|  | Tax Depreciation |  | 102.3556 | 163.7689 | 98.2613 | 58.9568 | 58.9568 | 29.4784 | 0 | 0 | 0 | 0 | 0 | 0 | 0 | 0 | 0 | 0 | 0 | 0 | 0 | 0 | 0 | 0 | 0 | 0 | 0 | 0 | 0 | 0 | 0 | 0 | 0 | 0 | 0 | 0 | 0 | 0 | 0 | 0 | 0 | 0 | 0 | 0 | 0 | 0 | 0 | 0 | 0 | 0 | 0 | 0 | 0 | 0 | 0 | 0 | 0 | 0
|  | Property Taxes |  | 0.24514 | 0.24514 | 0.24514 | 0.24514 | 0.24514 | 0.24514 | 0.24514 | 0.24514 | 0.24514 | 0.24514 | 0.24514 | 0.24514 | 0.24514 | 0.24514 | 0.24514 | 0.24514 | 0.24514 | 0.24514 | 0.24514 | 0.24514 | 0.24514 | 0.24514 | 0.24514 | 0.24514 | 0.24514 | 0.24514 | 0.24514 | 0.24514 | 0.24514 | 0.24514 | 0 | 0 | 0 | 0 | 0 | 0 | 0 | 0 | 0 | 0 | 0 | 0 | 0 | 0 | 0 | 0 | 0 | 0 | 0 | 0 | 0 | 0 | 0 | 0 | 0 | 0
|  | Insurance |  | 2.3265 | 2.3265 | 2.3265 | 2.3265 | 2.3265 | 2.3265 | 2.3265 | 2.3265 | 2.3265 | 2.3265 | 2.3265 | 2.3265 | 2.3265 | 2.3265 | 2.3265 | 2.3265 | 2.3265 | 2.3265 | 2.3265 | 2.3265 | 2.3265 | 2.3265 | 2.3265 | 2.3265 | 2.3265 | 2.3265 | 2.3265 | 2.3265 | 2.3265 | 2.3265 | 0 | 0 | 0 | 0 | 0 | 0 | 0 | 0 | 0 | 0 | 0 | 0 | 0 | 0 | 0 | 0 | 0 | 0 | 0 | 0 | 0 | 0 | 0 | 0 | 0 | 0
|  | Expenses |  | 104.9272 | 166.3405 | 100.8329 | 61.5284 | 61.5284 | 32.05 | 2.5716 | 2.5716 | 2.5716 | 2.5716 | 2.5716 | 2.5716 | 2.5716 | 2.5716 | 2.5716 | 2.5716 | 2.5716 | 2.5716 | 2.5716 | 2.5716 | 2.5716 | 2.5716 | 2.5716 | 2.5716 | 2.5716 | 2.5716 | 2.5716 | 2.5716 | 2.5716 | 2.5716 | 0 | 0 | 0 | 0 | 0 | 0 | 0 | 0 | 0 | 0 | 0 | 0 | 0 | 0 | 0 | 0 | 0 | 0 | 0 | 0 | 0 | 0 | 0 | 0 | 0 | 0
|  | Taxable Income |  | -54.7022 | -119.1939 | -56.7333 | -19.6705 | -21.6103 | 6.1547 | 34.3727 | 33.3388 | 32.3048 | 31.2708 | 30.2369 | 29.2029 | 28.169 | 27.135 | 26.1011 | 25.0671 | 24.0331 | 22.9992 | 21.9652 | 20.9313 | 20.2277 | 19.8545 | 19.4813 | 19.1082 | 18.735 | 18.3618 | 17.9886 | 17.6154 | 17.2422 | 16.8691 | 0 | 0 | 0 | 0 | 0 | 0 | 0 | 0 | 0 | 0 | 0 | 0 | 0 | 0 | 0 | 0 | 0 | 0 | 0 | 0 | 0 | 0 | 0 | 0 | 0 | 0
|  | Tax Rate |  | 21% | 21% | 21% | 21% | 21% | 21% | 21% | 21% | 21% | 21% | 21% | 21% | 21% | 21% | 21% | 21% | 21% | 21% | 21% | 21% | 21% | 21% | 21% | 21% | 21% | 21% | 21% | 21% | 21% | 21% | 21% | 21% | 21% | 21% | 21% | 21% | 21% | 21% | 21% | 21% | 21% | 21% | 21% | 21% | 21% | 21% | 21% | 21% | 21% | 21% | 21% | 21% | 21% | 21% | 21% | 21%
|  | Taxes |  | -11.4875 | -25.0307 | -11.914 | -4.1308 | -4.5382 | 1.2925 | 7.2183 | 7.0011 | 6.784 | 6.5669 | 6.3497 | 6.1326 | 5.9155 | 5.6984 | 5.4812 | 5.2641 | 5.047 | 4.8298 | 4.6127 | 4.3956 | 4.2478 | 4.1694 | 4.0911 | 4.0127 | 3.9343 | 3.856 | 3.7776 | 3.6992 | 3.6209 | 3.5425 | 0 | 0 | 0 | 0 | 0 | 0 | 0 | 0 | 0 | 0 | 0 | 0 | 0 | 0 | 0 | 0 | 0 | 0 | 0 | 0 | 0 | 0 | 0 | 0 | 0 | 0

## CSLI_26%
Solar FINANCIALS
($ 1000s Unless Otherwise Indicated)
| Calendar Year of Fin. Close |  |  | 2020 | 2021 | 2022 | 2023 | 2024 | 2025 | 2026 | 2027 | 2028 | 2029 | 2030 | 2031 | 2032 | 2033 | 2034 | 2035 | 2036 | 2037 | 2038 | 2039 | 2040 | 2041 | 2042 | 2043 | 2044 | 2045 | 2046 | 2047 | 2048 | 2049
| Operating Year |  | 0 | 1 | 2 | 3 | 4 | 5 | 6 | 7 | 8 | 9 | 10 | 11 | 12 | 13 | 14 | 15 | 16 | 17 | 18 | 19 | 20 | 21 | 22 | 23 | 24 | 25 | 26 | 27 | 28 | 29 | 30
| Calendar Year | Capital Invest.
| 2020 | 511.7778
| Gross plant |  |  | 511.7778 | 511.7778 | 511.7778 | 511.7778 | 511.7778 | 511.7778 | 511.7778 | 511.7778 | 511.7778 | 511.7778 | 511.7778 | 511.7778 | 511.7778 | 511.7778 | 511.7778 | 511.7778 | 511.7778 | 511.7778 | 511.7778 | 511.7778 | 511.7778 | 511.7778 | 511.7778 | 511.7778 | 511.7778 | 511.7778 | 511.7778 | 511.7778 | 511.7778 | 511.7778
| Accumulated Depreciation |  |  | 14.6222 | 29.2444 | 43.8667 | 58.4889 | 73.1111 | 87.7333 | 102.3556 | 116.9778 | 131.6 | 146.2222 | 160.8444 | 175.4667 | 190.0889 | 204.7111 | 219.3333 | 233.9555 | 248.5778 | 263.2 | 277.8222 | 292.4444 | 307.0667 | 321.6889 | 336.3111 | 350.9333 | 365.5555 | 380.1778 | 394.8 | 409.4222 | 424.0444 | 438.6666
| Net book value |  |  | 497.1555 | 482.5333 | 467.9111 | 453.2889 | 438.6666 | 424.0444 | 409.4222 | 394.8 | 380.1778 | 365.5555 | 350.9333 | 336.3111 | 321.6889 | 307.0667 | 292.4444 | 277.8222 | 263.2 | 248.5778 | 233.9555 | 219.3333 | 204.7111 | 190.0889 | 175.4667 | 160.8444 | 146.2222 | 131.6 | 116.9778 | 102.3556 | 87.7333 | 73.1111
| ITC |  |  | 0 | 0 | 0 | 0 | 0 | 0 | 0 | 0 | 0 | 0 | 0 | 0 | 0 | 0 | 0 | 0 | 0 | 0 | 0 | 0 | 6.6531 | 13.3062 | 19.9593 | 26.6124 | 33.2656 | 39.9187 | 46.5718 | 53.2249 | 59.878 | 66.5311
| Accumulated deferred income tax |  |  | -16.0289 | -43.278 | -58.5588 | -66.6588 | -74.7587 | -77.4729 | -74.8014 | -72.13 | -69.4585 | -66.787 | -64.1155 | -61.444 | -58.7726 | -56.1011 | -53.4296 | -50.7581 | -48.0866 | -45.4152 | -42.7437 | -40.0722 | -37.4007 | -34.7292 | -32.0578 | -29.3863 | -26.7148 | -24.0433 | -21.3718 | -18.7004 | -16.0289 | -13.3574
| Rate Base |  |  | 481.1267 | 439.2553 | 409.3523 | 386.6301 | 363.908 | 346.5715 | 334.6208 | 322.67 | 310.7193 | 298.7685 | 286.8178 | 274.8671 | 262.9163 | 250.9656 | 239.0148 | 227.0641 | 215.1134 | 203.1626 | 191.2119 | 179.2611 | 173.9635 | 168.6659 | 163.3682 | 158.0706 | 152.773 | 147.4753 | 142.1777 | 136.8801 | 131.5824 | 126.2848
| Average rate base |  |  | 496.4522 | 460.191 | 424.3038 | 397.9912 | 375.269 | 355.2397 | 340.5961 | 328.6454 | 316.6947 | 304.7439 | 292.7932 | 280.8424 | 268.8917 | 256.9409 | 244.9902 | 233.0395 | 221.0887 | 209.138 | 197.1872 | 185.2365 | 176.6123 | 171.3147 | 166.017 | 160.7194 | 155.4218 | 150.1242 | 144.8265 | 139.5289 | 134.2313 | 128.9336
| Pre-tax Return | 0.086076 |  | 42.7326 | 39.6114 | 36.5224 | 34.2575 | 32.3016 | 30.5776 | 29.3171 | 28.2885 | 27.2598 | 26.2311 | 25.2025 | 24.1738 | 23.1451 | 22.1164 | 21.0878 | 20.0591 | 19.0304 | 18.0018 | 16.9731 | 15.9444 | 15.2021 | 14.7461 | 14.2901 | 13.8341 | 13.3781 | 12.9221 | 12.4661 | 12.0101 | 11.5541 | 11.0981
| Book Depreciation |  |  | 14.6222 | 14.6222 | 14.6222 | 14.6222 | 14.6222 | 14.6222 | 14.6222 | 14.6222 | 14.6222 | 14.6222 | 14.6222 | 14.6222 | 14.6222 | 14.6222 | 14.6222 | 14.6222 | 14.6222 | 14.6222 | 14.6222 | 14.6222 | 14.6222 | 14.6222 | 14.6222 | 14.6222 | 14.6222 | 14.6222 | 14.6222 | 14.6222 | 14.6222 | 14.6222
| Insurance |  |  | 0.24514 | 0.24514 | 0.24514 | 0.24514 | 0.24514 | 0.24514 | 0.24514 | 0.24514 | 0.24514 | 0.24514 | 0.24514 | 0.24514 | 0.24514 | 0.24514 | 0.24514 | 0.24514 | 0.24514 | 0.24514 | 0.24514 | 0.24514 | 0.24514 | 0.24514 | 0.24514 | 0.24514 | 0.24514 | 0.24514 | 0.24514 | 0.24514 | 0.24514 | 0.24514
| ITC Amort - Grossed for Taxes |  |  | -8.4217 | -8.4217 | -8.4217 | -8.4217 | -8.4217 | -8.4217 | -8.4217 | -8.4217 | -8.4217 | -8.4217 | -8.4217 | -8.4217 | -8.4217 | -8.4217 | -8.4217 | -8.4217 | -8.4217 | -8.4217 | -8.4217 | -8.4217 | -8.4217 | -8.4217 | -8.4217 | -8.4217 | -8.4217 | -8.4217 | -8.4217 | -8.4217 | -8.4217 | -8.4217
| Property Taxes |  |  | 2.3265 | 2.3265 | 2.3265 | 2.3265 | 2.3265 | 2.3265 | 2.3265 | 2.3265 | 2.3265 | 2.3265 | 2.3265 | 2.3265 | 2.3265 | 2.3265 | 2.3265 | 2.3265 | 2.3265 | 2.3265 | 2.3265 | 2.3265 | 2.3265 | 2.3265 | 2.3265 | 2.3265 | 2.3265 | 2.3265 | 2.3265 | 2.3265 | 2.3265 | 2.3265
| Revenue Requirement |  |  | 51.5048 | 48.3836 | 45.2945 | 43.0296 | 41.0738 | 39.3498 | 38.0893 | 37.0606 | 36.032 | 35.0033 | 33.9746 | 32.946 | 31.9173 | 30.8886 | 29.8599 | 28.8313 | 27.8026 | 26.7739 | 25.7453 | 24.7166 | 23.9743 | 23.5183 | 23.0623 | 22.6063 | 22.1503 | 21.6943 | 21.2383 | 20.7823 | 20.3263 | 19.8703
| Book Depreciation |  |  | 14.6222 | 14.6222 | 14.6222 | 14.6222 | 14.6222 | 14.6222 | 14.6222 | 14.6222 | 14.6222 | 14.6222 | 14.6222 | 14.6222 | 14.6222 | 14.6222 | 14.6222 | 14.6222 | 14.6222 | 14.6222 | 14.6222 | 14.6222 | 14.6222 | 14.6222 | 14.6222 | 14.6222 | 14.6222 | 14.6222 | 14.6222 | 14.6222 | 14.6222 | 14.6222
| Tax Depreciation |  |  | 102.3556 | 163.7689 | 98.2613 | 58.9568 | 58.9568 | 29.4784 | 0 | 0 | 0 | 0 | 0 | 0 | 0 | 0 | 0 | 0 | 0 | 0 | 0 | 0 | 0 | 0 | 0 | 0 | 0 | 0 | 0 | 0 | 0 | 0
| Difference between book and tax |  |  | -87.7333 | -149.1467 | -83.6391 | -44.3346 | -44.3346 | -14.8562 | 14.6222 | 14.6222 | 14.6222 | 14.6222 | 14.6222 | 14.6222 | 14.6222 | 14.6222 | 14.6222 | 14.6222 | 14.6222 | 14.6222 | 14.6222 | 14.6222 | 14.6222 | 14.6222 | 14.6222 | 14.6222 | 14.6222 | 14.6222 | 14.6222 | 14.6222 | 14.6222 | 14.6222
| Tax rate |  |  | -18.424 | -31.3208 | -17.5642 | -9.3103 | -9.3103 | -3.1198 | 3.0707 | 3.0707 | 3.0707 | 3.0707 | 3.0707 | 3.0707 | 3.0707 | 3.0707 | 3.0707 | 3.0707 | 3.0707 | 3.0707 | 3.0707 | 3.0707 | 3.0707 | 3.0707 | 3.0707 | 3.0707 | 3.0707 | 3.0707 | 3.0707 | 3.0707 | 3.0707 | 3.0707
Depreciation Tables
|  | 5 |  | 20% | 32% | 19.2% | 11.52% | 11.52% | 5.76% | 0% | 0% | 0% | 0% | 0% | 0% | 0% | 0% | 0% | 0% | 0% | 0% | 0% | 0% | 0%
|  | 5 | 0: 1; 2020 1: 20%; 2021 2: 32%; 2022 3: 19.2%; 2023 4: 11.52%; 2024 5: 11.52%; 2025 6: 5.76%
|  | 10 | 0: 0; 2020 1: 10%; 2021 2: 18%; 2022 3: 14.4%; 2023 4: 11.52%; 2024 5: 9.22%; 2025 6: 7.37%; 2026 7: 6.55%; 2027 8: 6.55%; 2028 9: 6.56%; 2029 10: 6.55%; 2030 11: 3.28%
|  | 15 | 0: 0; 2020 1: 5%; 2021 2: 9.5%; 2022 3: 8.55%; 2023 4: 7.7%; 2024 5: 6.93%; 2025 6: 6.23%; 2026 7: 5.9%; 2027 8: 5.9%; 2028 9: 5.91%; 2029 10: 5.9%; 2030 11: 5.91%; 2031 12: 5.9%; 2032 13: 5.91%; 2033 14: 5.9%; 2034 15: 5.91%; 2035 16: 2.95%
|  | 20 | 0 | 3.75% | 7.219% | 6.677% | 6.177% | 5.713% | 5.285% | 4.888% | 4.522% | 4.462% | 4.461% | 4.462% | 4.461% | 4.462% | 4.461% | 4.462% | 4.461% | 4.462% | 4.461% | 4.462% | 4.461% | 2.231%
Revenue Requirement by vintage year
2012 $000
|  |  |  | 2020 | 2021 | 2022 | 2023 | 2024 | 2025 | 2026 | 2027 | 2028 | 2029 | 2030 | 2031 | 2032 | 2033 | 2034 | 2035 | 2036 | 2037 | 2038 | 2039 | 2040 | 2041 | 2042 | 2043 | 2044 | 2045 | 2046 | 2047 | 2048 | 2049 | 2050 | 2051 | 2052 | 2053 | 2054 | 2055 | 2056 | 2057 | 2058 | 2059 | 2060 | 2061 | 2062 | 2063 | 2064 | 2065 | 2066 | 2067 | 2068 | 2069 | 2070 | 2071 | 2072 | 2073 | 2074 | 2075
|  | 2020 | 0% | 51.5048 | 48.3836 | 45.2945 | 43.0296 | 41.0738 | 39.3498 | 38.0893 | 37.0606 | 36.032 | 35.0033 | 33.9746 | 32.946 | 31.9173 | 30.8886 | 29.8599 | 28.8313 | 27.8026 | 26.7739 | 25.7453 | 24.7166 | 23.9743 | 23.5183 | 23.0623 | 22.6063 | 22.1503 | 21.6943 | 21.2383 | 20.7823 | 20.3263 | 19.8703 | 0 | 0 | 0 | 0 | 0 | 0 | 0 | 0 | 0 | 0 | 0 | 0 | 0 | 0 | 0 | 0 | 0 | 0 | 0 | 0 | 0 | 0 | 0 | 0 | 0 | 0
|  | 2021 | 0% |  | 51.5048 | 48.3836 | 45.2945 | 43.0296 | 41.0738 | 39.3498 | 38.0893 | 37.0606 | 36.032 | 35.0033 | 33.9746 | 32.946 | 31.9173 | 30.8886 | 29.8599 | 28.8313 | 27.8026 | 26.7739 | 25.7453 | 24.7166 | 23.9743 | 23.5183 | 23.0623 | 22.6063 | 22.1503 | 21.6943 | 21.2383 | 20.7823 | 20.3263 | 19.8703 | 0 | 0 | 0 | 0 | 0 | 0 | 0 | 0 | 0 | 0 | 0 | 0 | 0 | 0 | 0 | 0 | 0 | 0 | 0 | 0 | 0 | 0 | 0 | 0 | 0
|  | 2022 | 0% |  |  | 51.5048 | 48.3836 | 45.2945 | 43.0296 | 41.0738 | 39.3498 | 38.0893 | 37.0606 | 36.032 | 35.0033 | 33.9746 | 32.946 | 31.9173 | 30.8886 | 29.8599 | 28.8313 | 27.8026 | 26.7739 | 25.7453 | 24.7166 | 23.9743 | 23.5183 | 23.0623 | 22.6063 | 22.1503 | 21.6943 | 21.2383 | 20.7823 | 20.3263 | 19.8703 | 0 | 0 | 0 | 0 | 0 | 0 | 0 | 0 | 0 | 0 | 0 | 0 | 0 | 0 | 0 | 0 | 0 | 0 | 0 | 0 | 0 | 0 | 0 | 0
|  | 2023 | 0% |  |  |  | 51.5048 | 48.3836 | 45.2945 | 43.0296 | 41.0738 | 39.3498 | 38.0893 | 37.0606 | 36.032 | 35.0033 | 33.9746 | 32.946 | 31.9173 | 30.8886 | 29.8599 | 28.8313 | 27.8026 | 26.7739 | 25.7453 | 24.7166 | 23.9743 | 23.5183 | 23.0623 | 22.6063 | 22.1503 | 21.6943 | 21.2383 | 20.7823 | 20.3263 | 19.8703 | 0 | 0 | 0 | 0 | 0 | 0 | 0 | 0 | 0 | 0 | 0 | 0 | 0 | 0 | 0 | 0 | 0 | 0 | 0 | 0 | 0 | 0 | 0
|  | 2024 | 0% |  |  |  |  | 51.5048 | 48.3836 | 45.2945 | 43.0296 | 41.0738 | 39.3498 | 38.0893 | 37.0606 | 36.032 | 35.0033 | 33.9746 | 32.946 | 31.9173 | 30.8886 | 29.8599 | 28.8313 | 27.8026 | 26.7739 | 25.7453 | 24.7166 | 23.9743 | 23.5183 | 23.0623 | 22.6063 | 22.1503 | 21.6943 | 21.2383 | 20.7823 | 20.3263 | 19.8703 | 0 | 0 | 0 | 0 | 0 | 0 | 0 | 0 | 0 | 0 | 0 | 0 | 0 | 0 | 0 | 0 | 0 | 0 | 0 | 0 | 0 | 0
|  | 2025 | 0% | [5 empty] | 51.5048 | 48.3836 | 45.2945 | 43.0296 | 41.0738 | 39.3498 | 38.0893 | 37.0606 | 36.032 | 35.0033 | 33.9746 | 32.946 | 31.9173 | 30.8886 | 29.8599 | 28.8313 | 27.8026 | 26.7739 | 25.7453 | 24.7166 | 23.9743 | 23.5183 | 23.0623 | 22.6063 | 22.1503 | 21.6943 | 21.2383 | 20.7823 | 20.3263 | 19.8703 | 0 | 0 | 0 | 0 | 0 | 0 | 0 | 0 | 0 | 0 | 0 | 0 | 0 | 0 | 0 | 0 | 0 | 0 | 0 | 0 | 0
|  | 2026 | -1.335% | [6 empty] | 50.817 | 47.7375 | 44.6897 | 42.4551 | 40.5253 | 38.8243 | 37.5807 | 36.5658 | 35.5508 | 34.5359 | 33.521 | 32.506 | 31.4911 | 30.4761 | 29.4612 | 28.4463 | 27.4313 | 26.4164 | 25.4015 | 24.3865 | 23.6541 | 23.2042 | 22.7543 | 22.3044 | 21.8545 | 21.4046 | 20.9547 | 20.5047 | 20.0548 | 19.6049 | 0 | 0 | 0 | 0 | 0 | 0 | 0 | 0 | 0 | 0 | 0 | 0 | 0 | 0 | 0 | 0 | 0 | 0 | 0 | 0
|  | 2027 | -1.353% | [7 empty] | 50.1293 | 47.0914 | 44.0849 | 41.8805 | 39.9769 | 38.2989 | 37.0721 | 36.0709 | 35.0697 | 34.0685 | 33.0673 | 32.0661 | 31.0649 | 30.0637 | 29.0625 | 28.0613 | 27.0601 | 26.0589 | 25.0577 | 24.0565 | 23.334 | 22.8902 | 22.4463 | 22.0025 | 21.5587 | 21.1149 | 20.6711 | 20.2272 | 19.7834 | 19.3396 | 0 | 0 | 0 | 0 | 0 | 0 | 0 | 0 | 0 | 0 | 0 | 0 | 0 | 0 | 0 | 0 | 0 | 0 | 0
|  | 2028 | -1.372% | [8 empty] | 49.4415 | 46.4453 | 43.48 | 41.3059 | 39.4284 | 37.7734 | 36.5635 | 35.576 | 34.5885 | 33.6011 | 32.6136 | 31.6261 | 30.6387 | 29.6512 | 28.6638 | 27.6763 | 26.6888 | 25.7014 | 24.7139 | 23.7264 | 23.0138 | 22.5761 | 22.1384 | 21.7006 | 21.2629 | 20.8252 | 20.3875 | 19.9497 | 19.512 | 19.0743 | 0 | 0 | 0 | 0 | 0 | 0 | 0 | 0 | 0 | 0 | 0 | 0 | 0 | 0 | 0 | 0 | 0 | 0
|  | 2029 | -1.391% | [9 empty] | 48.7537 | 45.7992 | 42.8752 | 40.7313 | 38.8799 | 37.248 | 36.0548 | 35.0811 | 34.1074 | 33.1337 | 32.1599 | 31.1862 | 30.2125 | 29.2387 | 28.265 | 27.2913 | 26.3176 | 25.3438 | 24.3701 | 23.3964 | 22.6937 | 22.2621 | 21.8304 | 21.3988 | 20.9671 | 20.5355 | 20.1039 | 19.6722 | 19.2406 | 18.8089 | 0 | 0 | 0 | 0 | 0 | 0 | 0 | 0 | 0 | 0 | 0 | 0 | 0 | 0 | 0 | 0 | 0
|  | 2030 | -1.411% | [10 empty] | 48.066 | 45.1531 | 42.2704 | 40.1567 | 38.3315 | 36.7225 | 35.5462 | 34.5862 | 33.6262 | 32.6662 | 31.7063 | 30.7463 | 29.7863 | 28.8263 | 27.8663 | 26.9063 | 25.9463 | 24.9863 | 24.0263 | 23.0663 | 22.3736 | 21.948 | 21.5225 | 21.0969 | 20.6714 | 20.2458 | 19.8203 | 19.3947 | 18.9691 | 18.5436 | 0 | 0 | 0 | 0 | 0 | 0 | 0 | 0 | 0 | 0 | 0 | 0 | 0 | 0 | 0 | 0
|  | 2031 | -1.431% | [11 empty] | 47.3782 | 44.5071 | 41.6655 | 39.5821 | 37.783 | 36.1971 | 35.0376 | 34.0913 | 33.1451 | 32.1988 | 31.2526 | 30.3063 | 29.3601 | 28.4138 | 27.4676 | 26.5213 | 25.5751 | 24.6288 | 23.6825 | 22.7363 | 22.0534 | 21.634 | 21.2145 | 20.795 | 20.3756 | 19.9561 | 19.5366 | 19.1172 | 18.6977 | 18.2783 | 0 | 0 | 0 | 0 | 0 | 0 | 0 | 0 | 0 | 0 | 0 | 0 | 0 | 0 | 0
|  | 2032 | -1.431% | [12 empty] | 46.7003 | 43.8702 | 41.0694 | 39.0157 | 37.2424 | 35.6791 | 34.5363 | 33.6035 | 32.6708 | 31.7381 | 30.8054 | 29.8727 | 28.94 | 28.0073 | 27.0745 | 26.1418 | 25.2091 | 24.2764 | 23.3437 | 22.411 | 21.7379 | 21.3244 | 20.911 | 20.4975 | 20.084 | 19.6706 | 19.2571 | 18.8436 | 18.4302 | 18.0167 | 0 | 0 | 0 | 0 | 0 | 0 | 0 | 0 | 0 | 0 | 0 | 0 | 0 | 0
|  | 2033 | -1.431% | [13 empty] | 46.0321 | 43.2425 | 40.4817 | 38.4575 | 36.7095 | 35.1686 | 34.0421 | 33.1227 | 32.2033 | 31.284 | 30.3646 | 29.4452 | 28.5259 | 27.6065 | 26.6871 | 25.7678 | 24.8484 | 23.929 | 23.0097 | 22.0903 | 21.4268 | 21.0193 | 20.6117 | 20.2042 | 19.7967 | 19.3891 | 18.9816 | 18.574 | 18.1665 | 17.7589 | 0 | 0 | 0 | 0 | 0 | 0 | 0 | 0 | 0 | 0 | 0 | 0 | 0
|  | 2034 | -1.431% | [14 empty] | 45.3734 | 42.6238 | 39.9025 | 37.9072 | 36.1842 | 34.6654 | 33.555 | 32.6488 | 31.7426 | 30.8363 | 29.9301 | 29.0239 | 28.1177 | 27.2115 | 26.3053 | 25.3991 | 24.4929 | 23.5866 | 22.6804 | 21.7742 | 21.1202 | 20.7185 | 20.3168 | 19.9151 | 19.5134 | 19.1117 | 18.71 | 18.3082 | 17.9065 | 17.5048 | 0 | 0 | 0 | 0 | 0 | 0 | 0 | 0 | 0 | 0 | 0 | 0
|  | 2035 | -1.431% | [15 empty] | 44.7242 | 42.0139 | 39.3315 | 37.3648 | 35.6665 | 34.1694 | 33.0749 | 32.1816 | 31.2884 | 30.3951 | 29.5019 | 28.6086 | 27.7154 | 26.8221 | 25.9289 | 25.0356 | 24.1424 | 23.2491 | 22.3559 | 21.4626 | 20.818 | 20.4221 | 20.0261 | 19.6301 | 19.2342 | 18.8382 | 18.4422 | 18.0463 | 17.6503 | 17.2543 | 0 | 0 | 0 | 0 | 0 | 0 | 0 | 0 | 0 | 0 | 0
|  | 2036 | -1.431% | [16 empty] | 44.0842 | 41.4127 | 38.7687 | 36.8302 | 35.1561 | 33.6805 | 32.6016 | 31.7211 | 30.8407 | 29.9602 | 29.0797 | 28.1993 | 27.3188 | 26.4383 | 25.5579 | 24.6774 | 23.7969 | 22.9165 | 22.036 | 21.1555 | 20.5202 | 20.1299 | 19.7396 | 19.3493 | 18.959 | 18.5687 | 18.1784 | 17.7881 | 17.3978 | 17.0075 | 0 | 0 | 0 | 0 | 0 | 0 | 0 | 0 | 0 | 0
|  | 2037 | -1.431% | [17 empty] | 43.4534 | 40.8201 | 38.214 | 36.3032 | 34.6531 | 33.1985 | 32.1351 | 31.2672 | 30.3994 | 29.5315 | 28.6636 | 27.7958 | 26.9279 | 26.06 | 25.1922 | 24.3243 | 23.4564 | 22.5886 | 21.7207 | 20.8528 | 20.2265 | 19.8418 | 19.4571 | 19.0724 | 18.6877 | 18.303 | 17.9183 | 17.5335 | 17.1488 | 16.7641 | 0 | 0 | 0 | 0 | 0 | 0 | 0 | 0 | 0
|  | 2038 | -1.431% | [18 empty] | 42.8317 | 40.2361 | 37.6672 | 35.7837 | 34.1572 | 32.7235 | 31.6753 | 30.8199 | 29.9644 | 29.109 | 28.2535 | 27.3981 | 26.5426 | 25.6872 | 24.8317 | 23.9763 | 23.1208 | 22.2654 | 21.4099 | 20.5545 | 19.9371 | 19.5579 | 19.1787 | 18.7995 | 18.4203 | 18.0411 | 17.6619 | 17.2827 | 16.9034 | 16.5242 | 0 | 0 | 0 | 0 | 0 | 0 | 0 | 0
|  | 2039 | -1.431% | [19 empty] | 42.2188 | 39.6603 | 37.1282 | 35.2717 | 33.6685 | 32.2553 | 31.2221 | 30.3789 | 29.5357 | 28.6924 | 27.8492 | 27.006 | 26.1628 | 25.3196 | 24.4764 | 23.6332 | 22.79 | 21.9468 | 21.1036 | 20.2604 | 19.6519 | 19.2781 | 18.9043 | 18.5305 | 18.1567 | 17.7829 | 17.4091 | 17.0354 | 16.6616 | 16.2878 | 0 | 0 | 0 | 0 | 0 | 0 | 0
Revenue Requirement by vintage year
2012 $/MW-wk
| Aurora Input |  | Levelized Cost | 2020 | 2021 | 2022 | 2023 | 2024 | 2025 | 2026 | 2027 | 2028 | 2029 | 2030 | 2031 | 2032 | 2033 | 2034 | 2035 | 2036 | 2037 | 2038 | 2039 | 2040 | 2041 | 2042 | 2043 | 2044 | 2045 | 2046 | 2047 | 2048 | 2049 | 2050 | 2051 | 2052 | 2053 | 2054 | 2055 | 2056 | 2057 | 2058 | 2059 | 2060 | 2061 | 2062 | 2063 | 2064 | 2065 | 2066 | 2067 | 2068 | 2069 | 2070 | 2071 | 2072 | 2073 | 2074 | 2075
|  | 2020 | 1283.3132 | 2085.2135 | 1958.8484 | 1833.7867 | 1742.091 | 1662.9076 | 1593.1084 | 1542.0776 | 1500.4309 | 1458.7843 | 1417.1377 | 1375.4911 | 1333.8445 | 1292.1978 | 1250.5512 | 1208.9046 | 1167.258 | 1125.6114 | 1083.9648 | 1042.3181 | 1000.6715 | 970.6175 | 952.156 | 933.6945 | 915.233 | 896.7716 | 878.3101 | 859.8486 | 841.3871 | 822.9256 | 804.4641 | 0 | 0 | 0 | 0 | 0 | 0 | 0 | 0 | 0 | 0 | 0 | 0 | 0 | 0 | 0 | 0 | 0 | 0 | 0 | 0 | 0 | 0 | 0 | 0 | 0 | 0
|  | 2021 | 1283.3132 |  | 2085.2135 | 1958.8484 | 1833.7867 | 1742.091 | 1662.9076 | 1593.1084 | 1542.0776 | 1500.4309 | 1458.7843 | 1417.1377 | 1375.4911 | 1333.8445 | 1292.1978 | 1250.5512 | 1208.9046 | 1167.258 | 1125.6114 | 1083.9648 | 1042.3181 | 1000.6715 | 970.6175 | 952.156 | 933.6945 | 915.233 | 896.7716 | 878.3101 | 859.8486 | 841.3871 | 822.9256 | 804.4641 | 0 | 0 | 0 | 0 | 0 | 0 | 0 | 0 | 0 | 0 | 0 | 0 | 0 | 0 | 0 | 0 | 0 | 0 | 0 | 0 | 0 | 0 | 0 | 0 | 0
|  | 2022 | 1283.3132 |  |  | 2085.2135 | 1958.8484 | 1833.7867 | 1742.091 | 1662.9076 | 1593.1084 | 1542.0776 | 1500.4309 | 1458.7843 | 1417.1377 | 1375.4911 | 1333.8445 | 1292.1978 | 1250.5512 | 1208.9046 | 1167.258 | 1125.6114 | 1083.9648 | 1042.3181 | 1000.6715 | 970.6175 | 952.156 | 933.6945 | 915.233 | 896.7716 | 878.3101 | 859.8486 | 841.3871 | 822.9256 | 804.4641 | 0 | 0 | 0 | 0 | 0 | 0 | 0 | 0 | 0 | 0 | 0 | 0 | 0 | 0 | 0 | 0 | 0 | 0 | 0 | 0 | 0 | 0 | 0 | 0
|  | 2023 | 1283.3132 |  |  |  | 2085.2135 | 1958.8484 | 1833.7867 | 1742.091 | 1662.9076 | 1593.1084 | 1542.0776 | 1500.4309 | 1458.7843 | 1417.1377 | 1375.4911 | 1333.8445 | 1292.1978 | 1250.5512 | 1208.9046 | 1167.258 | 1125.6114 | 1083.9648 | 1042.3181 | 1000.6715 | 970.6175 | 952.156 | 933.6945 | 915.233 | 896.7716 | 878.3101 | 859.8486 | 841.3871 | 822.9256 | 804.4641 | 0 | 0 | 0 | 0 | 0 | 0 | 0 | 0 | 0 | 0 | 0 | 0 | 0 | 0 | 0 | 0 | 0 | 0 | 0 | 0 | 0 | 0 | 0
|  | 2024 | 1283.3132 |  |  |  |  | 2085.2135 | 1958.8484 | 1833.7867 | 1742.091 | 1662.9076 | 1593.1084 | 1542.0776 | 1500.4309 | 1458.7843 | 1417.1377 | 1375.4911 | 1333.8445 | 1292.1978 | 1250.5512 | 1208.9046 | 1167.258 | 1125.6114 | 1083.9648 | 1042.3181 | 1000.6715 | 970.6175 | 952.156 | 933.6945 | 915.233 | 896.7716 | 878.3101 | 859.8486 | 841.3871 | 822.9256 | 804.4641 | 0 | 0 | 0 | 0 | 0 | 0 | 0 | 0 | 0 | 0 | 0 | 0 | 0 | 0 | 0 | 0 | 0 | 0 | 0 | 0 | 0 | 0
|  | 2025 | 1283.3132 | [5 empty] | 2085.2135 | 1958.8484 | 1833.7867 | 1742.091 | 1662.9076 | 1593.1084 | 1542.0776 | 1500.4309 | 1458.7843 | 1417.1377 | 1375.4911 | 1333.8445 | 1292.1978 | 1250.5512 | 1208.9046 | 1167.258 | 1125.6114 | 1083.9648 | 1042.3181 | 1000.6715 | 970.6175 | 952.156 | 933.6945 | 915.233 | 896.7716 | 878.3101 | 859.8486 | 841.3871 | 822.9256 | 804.4641 | 0 | 0 | 0 | 0 | 0 | 0 | 0 | 0 | 0 | 0 | 0 | 0 | 0 | 0 | 0 | 0 | 0 | 0 | 0 | 0 | 0
|  | 2026 | 1266.1766 | [6 empty] | 2057.369 | 1932.6913 | 1809.2995 | 1718.8283 | 1640.7022 | 1571.835 | 1521.4857 | 1480.3952 | 1439.3047 | 1398.2142 | 1357.1237 | 1316.0332 | 1274.9427 | 1233.8522 | 1192.7617 | 1151.6712 | 1110.5807 | 1069.4902 | 1028.3997 | 987.3092 | 957.6565 | 939.4415 | 921.2266 | 903.0116 | 884.7967 | 866.5817 | 848.3667 | 830.1518 | 811.9368 | 793.7219 | 0 | 0 | 0 | 0 | 0 | 0 | 0 | 0 | 0 | 0 | 0 | 0 | 0 | 0 | 0 | 0 | 0 | 0 | 0 | 0
|  | 2027 | 1249.0401 | [7 empty] | 2029.5244 | 1906.5341 | 1784.8123 | 1695.5655 | 1618.4968 | 1550.5617 | 1500.8938 | 1460.3594 | 1419.825 | 1379.2906 | 1338.7563 | 1298.2219 | 1257.6875 | 1217.1531 | 1176.6188 | 1136.0844 | 1095.55 | 1055.0156 | 1014.4813 | 973.9469 | 944.6955 | 926.7271 | 908.7586 | 890.7902 | 872.8217 | 854.8533 | 836.8849 | 818.9164 | 800.948 | 782.9796 | 0 | 0 | 0 | 0 | 0 | 0 | 0 | 0 | 0 | 0 | 0 | 0 | 0 | 0 | 0 | 0 | 0 | 0 | 0
|  | 2028 | 1231.9036 | [8 empty] | 2001.6798 | 1880.3769 | 1760.3251 | 1672.3028 | 1596.2914 | 1529.2884 | 1480.3019 | 1440.3236 | 1400.3454 | 1360.3671 | 1320.3889 | 1280.4106 | 1240.4323 | 1200.4541 | 1160.4758 | 1120.4976 | 1080.5193 | 1040.5411 | 1000.5628 | 960.5846 | 931.7345 | 914.0126 | 896.2907 | 878.5688 | 860.8468 | 843.1249 | 825.403 | 807.6811 | 789.9592 | 772.2373 | 0 | 0 | 0 | 0 | 0 | 0 | 0 | 0 | 0 | 0 | 0 | 0 | 0 | 0 | 0 | 0 | 0 | 0
|  | 2029 | 1214.7671 | [9 empty] | 1973.8352 | 1854.2197 | 1735.8379 | 1649.04 | 1574.0861 | 1508.015 | 1459.71 | 1420.2878 | 1380.8657 | 1341.4436 | 1302.0214 | 1262.5993 | 1223.1772 | 1183.7551 | 1144.3329 | 1104.9108 | 1065.4887 | 1026.0665 | 986.6444 | 947.2223 | 918.7735 | 901.2981 | 883.8227 | 866.3473 | 848.8719 | 831.3966 | 813.9212 | 796.4458 | 778.9704 | 761.495 | 0 | 0 | 0 | 0 | 0 | 0 | 0 | 0 | 0 | 0 | 0 | 0 | 0 | 0 | 0 | 0 | 0
|  | 2030 | 1197.6305 | [10 empty] | 1945.9906 | 1828.0625 | 1711.3507 | 1625.7773 | 1551.8807 | 1486.7417 | 1439.1181 | 1400.2521 | 1361.386 | 1322.52 | 1283.654 | 1244.788 | 1205.922 | 1167.056 | 1128.19 | 1089.324 | 1050.458 | 1011.592 | 972.726 | 933.86 | 905.8125 | 888.5836 | 871.3548 | 854.1259 | 836.897 | 819.6682 | 802.4393 | 785.2104 | 767.9816 | 750.7527 | 0 | 0 | 0 | 0 | 0 | 0 | 0 | 0 | 0 | 0 | 0 | 0 | 0 | 0 | 0 | 0
|  | 2031 | 1180.494 | [11 empty] | 1918.146 | 1801.9053 | 1686.8636 | 1602.5145 | 1529.6753 | 1465.4684 | 1418.5262 | 1380.2163 | 1341.9064 | 1303.5965 | 1265.2866 | 1226.9767 | 1188.6668 | 1150.357 | 1112.0471 | 1073.7372 | 1035.4273 | 997.1174 | 958.8075 | 920.4976 | 892.8515 | 875.8692 | 858.8868 | 841.9045 | 824.9221 | 807.9398 | 790.9574 | 773.9751 | 756.9928 | 740.0104 | 0 | 0 | 0 | 0 | 0 | 0 | 0 | 0 | 0 | 0 | 0 | 0 | 0 | 0 | 0
|  | 2032 | 1163.6027 | [12 empty] | 1890.6999 | 1776.1224 | 1662.7267 | 1579.5846 | 1507.7876 | 1444.4995 | 1398.2289 | 1360.4672 | 1322.7055 | 1284.9437 | 1247.182 | 1209.4203 | 1171.6586 | 1133.8969 | 1096.1351 | 1058.3734 | 1020.6117 | 982.85 | 945.0882 | 907.3265 | 880.076 | 863.3366 | 846.5973 | 829.8579 | 813.1186 | 796.3792 | 779.6399 | 762.9005 | 746.1612 | 729.4218 | 0 | 0 | 0 | 0 | 0 | 0 | 0 | 0 | 0 | 0 | 0 | 0 | 0 | 0
|  | 2033 | 1146.953 | [13 empty] | 1863.6464 | 1750.7084 | 1638.9353 | 1556.9828 | 1486.2132 | 1423.8306 | 1378.2221 | 1341.0007 | 1303.7793 | 1266.5579 | 1229.3365 | 1192.1151 | 1154.8937 | 1117.6723 | 1080.4509 | 1043.2295 | 1006.0081 | 968.7867 | 931.5653 | 894.3439 | 867.4833 | 850.9834 | 834.4836 | 817.9838 | 801.4839 | 784.9841 | 768.4843 | 751.9844 | 735.4846 | 718.9848 | 0 | 0 | 0 | 0 | 0 | 0 | 0 | 0 | 0 | 0 | 0 | 0 | 0
|  | 2034 | 1130.5416 | [14 empty] | 1836.9801 | 1725.6581 | 1615.4843 | 1534.7045 | 1464.9474 | 1403.4574 | 1358.5015 | 1321.8127 | 1285.1239 | 1248.4351 | 1211.7463 | 1175.0575 | 1138.3687 | 1101.6798 | 1064.991 | 1028.3022 | 991.6134 | 954.9246 | 918.2358 | 881.547 | 855.0707 | 838.807 | 822.5432 | 806.2795 | 790.0157 | 773.752 | 757.4882 | 741.2245 | 724.9608 | 708.697 | 0 | 0 | 0 | 0 | 0 | 0 | 0 | 0 | 0 | 0 | 0 | 0
|  | 2035 | 1114.3651 | [15 empty] | 1810.6953 | 1700.9662 | 1592.3688 | 1512.7448 | 1443.9859 | 1383.3758 | 1339.0631 | 1302.8993 | 1266.7355 | 1230.5716 | 1194.4078 | 1158.2439 | 1122.0801 | 1085.9162 | 1049.7524 | 1013.5886 | 977.4247 | 941.2609 | 905.097 | 868.9332 | 842.8358 | 826.8047 | 810.7737 | 794.7427 | 778.7116 | 762.6806 | 746.6496 | 730.6186 | 714.5875 | 698.5565 | 0 | 0 | 0 | 0 | 0 | 0 | 0 | 0 | 0 | 0 | 0
|  | 2036 | 1098.42 | [16 empty] | 1784.7866 | 1676.6276 | 1569.5841 | 1491.0994 | 1423.3244 | 1363.5815 | 1319.9029 | 1284.2565 | 1248.6101 | 1212.9637 | 1177.3174 | 1141.671 | 1106.0246 | 1070.3782 | 1034.7318 | 999.0854 | 963.439 | 927.7927 | 892.1463 | 856.4999 | 830.7759 | 814.9742 | 799.1726 | 783.3709 | 767.5693 | 751.7676 | 735.966 | 720.1644 | 704.3627 | 688.5611 | 0 | 0 | 0 | 0 | 0 | 0 | 0 | 0 | 0 | 0
|  | 2037 | 1082.703 | [17 empty] | 1759.2487 | 1652.6372 | 1547.1254 | 1469.7638 | 1402.9585 | 1344.0704 | 1301.0168 | 1265.8805 | 1230.7442 | 1195.6078 | 1160.4715 | 1125.3352 | 1090.1988 | 1055.0625 | 1019.9262 | 984.7898 | 949.6535 | 914.5172 | 879.3808 | 844.2445 | 818.8886 | 803.313 | 787.7375 | 772.1619 | 756.5864 | 741.0108 | 725.4353 | 709.8597 | 694.2842 | 678.7087 | 0 | 0 | 0 | 0 | 0 | 0 | 0 | 0 | 0
|  | 2038 | 1067.2109 | [18 empty] | 1734.0761 | 1628.9901 | 1524.9881 | 1448.7334 | 1382.884 | 1324.8385 | 1282.401 | 1247.7674 | 1213.1338 | 1178.5002 | 1143.8667 | 1109.2331 | 1074.5995 | 1039.9659 | 1005.3324 | 970.6988 | 936.0652 | 901.4316 | 866.798 | 832.1645 | 807.1713 | 791.8187 | 776.466 | 761.1133 | 745.7606 | 730.4079 | 715.0553 | 699.7026 | 684.3499 | 668.9972 | 0 | 0 | 0 | 0 | 0 | 0 | 0 | 0
|  | 2039 | 1051.9406 | [19 empty] | 1709.2638 | 1605.6814 | 1503.1675 | 1428.0039 | 1363.0967 | 1305.8818 | 1264.0515 | 1229.9135 | 1195.7755 | 1161.6374 | 1127.4994 | 1093.3614 | 1059.2234 | 1025.0854 | 990.9474 | 956.8093 | 922.6713 | 888.5333 | 854.3953 | 820.2573 | 795.6218 | 780.4888 | 765.3558 | 750.2228 | 735.0898 | 719.9568 | 704.8238 | 689.6908 | 674.5577 | 659.4247 | 0 | 0 | 0 | 0 | 0 | 0 | 0
|  | Annual Change (%) |  | 0% | 0% | 0% | 0% | 0% | 0% | -1.335% | -1.353% | -1.372% | -1.391% | -1.411% | -1.431% | -1.431% | -1.431% | -1.431% | -1.431% | -1.431% | -1.431% | -1.431% | -1.431% | -1.431% | -1.431% | -1.431% | -1.431% | -1.431% | -1.431% | -1.431% | -1.431% | -1.431% | -1.431% | -1.431% | 0% | 0% | 0% | 0% | 0% | 0% | 0% | 0% | 0% | 0% | 0% | 0% | 0% | 0% | 0% | 0% | 0% | 0% | 0% | 0% | 0% | 0% | 0% | 0% | 0%
|  | Levelized Capital Cost ($/MW-wk) |  | 1283.3132 | 1283.3132 | 1283.3132 | 1283.3132 | 1283.3132 | 1283.3132 | 1266.1766 | 1249.0401 | 1231.9036 | 1214.7671 | 1197.6305 | 1180.494 | 1163.6027 | 1146.953 | 1130.5416 | 1114.3651 | 1098.42 | 1082.703 | 1067.2109 | 1051.9406 | 1036.8887 | 1022.0521 | 1007.4279 | 993.0129 | 978.8042 | 964.7988 | 950.9938 | 937.3863 | 923.9735 | 910.7527 | 897.721 | 897.721 | 897.721 | 897.721 | 897.721 | 897.721 | 897.721 | 897.721 | 897.721 | 897.721 | 897.721 | 897.721 | 897.721 | 897.721 | 897.721 | 897.721 | 897.721 | 897.721 | 897.721 | 897.721 | 897.721 | 897.721 | 897.721 | 897.721 | 897.721 | 897.721
|  | Economic Life | 35
|  | check s/b 0 | 0
itc
|  |  |  | 30% | 30% | 30% | 30% | 26% | 22% | 10% | 10% | 10% | 10% | 10% | 10% | 10% | 10% | 10% | 10% | 10% | 10% | 10% | 10% | 10% | 10% | 10% | 10% | 10% | 10% | 10% | 10% | 10% | 10% | 10% | 10% | 10% | 10% | 10% | 10% | 10% | 10% | 10% | 10% | 10% | 10% | 10% | 10% | 10% | 10% | 10% | 10% | 10% | 10% | 10% | 10% | 10% | 10% | 10% | 10%
ITC
| Revenue Requirement by vintage year | 0 | 0 | 0 | 0 | 0 | 0 | 0 | 0 | 0 | 0 | 0 | 0 | 0 | 0 | 0 | 0 | 0 | 0 | 0 | 0 | 0 | 0 | 0 | 0 | 0 | 0 | 0 | 0 | 0 |  | 0 | 0 | 0 | 0 | 0 | 0 | 0 | 0 | 0 | 0 | 0 | 0 | 0 | 0 | 0 | 0 | 0 | 0 | 0 | 0 | 0 | 0 | 0 | 0 | 0 | 0 | 0 | 0 | 0
| 2012 $/MW-wk | 0 | 0 | 0 | 0 | 0 | 0 | 0 | 0 | 0 | 0 | 0 | 0 | 0 | 0 | 0 | 0 | 0 | 0 | 0 | 0 | 0 | 0 | 0 | 0 | 0 | 0 | 0 | 0 | 0 |  | 0 | 0 | 0 | 0 | 0 | 0 | 0 | 0 | 0 | 0 | 0 | 0 | 0 | 0 | 0 | 0 | 0 | 0 | 0 | 0 | 0 | 0 | 0 | 0 | 0 | 0 | 0 | 0 | 0
| Aurora Input | 0 | Levelized Cost | 2020 | 2021 | 2022 | 2023 | 2024 | 2025 | 2026 | 2027 | 2028 | 2029 | 2030 | 2031 | 2032 | 2033 | 2034 | 2035 | 2036 | 2037 | 2038 | 2039 | 2040 | 2041 | 2042 | 2043 | 2044 | 2045 | 2046 | Levelized | 2047 | 2048 | 2049 | 2050 | 2051 | 2052 | 2053 | 2054 | 2055 | 2056 | 2057 | 2058 | 2059 | 2060 | 2061 | 2062 | 2063 | 2064 | 2065 | 2066 | 2067 | 2068 | 2069 | 2070 | 2071 | 2072 | 2073 | 2074 | 2075
| 0 | 2020 | 1283.3132 | 2085.2135 | 1958.8484 | 1833.7867 | 1742.091 | 1662.9076 | 1593.1084 | 1542.0776 | 1500.4309 | 1458.7843 | 1417.1377 | 1375.4911 | 1333.8445 | 1292.1978 | 1250.5512 | 1208.9046 | 1167.258 | 1125.6114 | 1083.9648 | 1042.3181 | 1000.6715 | 970.6175 | 952.156 | 933.6945 | 915.233 | 896.7716 | 878.3101 | 859.8486 | 823.4436 | 841.3871 | 822.9256 | 804.4641 | 0 | 0 | 0 | 0 | 0 | 0 | 0 | 0 | 0 | 0 | 0 | 0 | 0 | 0 | 0 | 0 | 0 | 0 | 0 | 0 | 0 | 0 | 0 | 0 | 0 | 0
| 0 | 2021 | 1283.3132 | 0 | 2085.2135 | 1958.8484 | 1833.7867 | 1742.091 | 1662.9076 | 1593.1084 | 1542.0776 | 1500.4309 | 1458.7843 | 1417.1377 | 1375.4911 | 1333.8445 | 1292.1978 | 1250.5512 | 1208.9046 | 1167.258 | 1125.6114 | 1083.9648 | 1042.3181 | 1000.6715 | 970.6175 | 952.156 | 933.6945 | 915.233 | 896.7716 | 878.3101 | 833.1274 | 859.8486 | 841.3871 | 822.9256 | 804.4641 | 0 | 0 | 0 | 0 | 0 | 0 | 0 | 0 | 0 | 0 | 0 | 0 | 0 | 0 | 0 | 0 | 0 | 0 | 0 | 0 | 0 | 0 | 0 | 0 | 0
| 0 | 2022 | 1283.3132 | 0 | 0 | 2085.2135 | 1958.8484 | 1833.7867 | 1742.091 | 1662.9076 | 1593.1084 | 1542.0776 | 1500.4309 | 1458.7843 | 1417.1377 | 1375.4911 | 1333.8445 | 1292.1978 | 1250.5512 | 1208.9046 | 1167.258 | 1125.6114 | 1083.9648 | 1042.3181 | 1000.6715 | 970.6175 | 952.156 | 933.6945 | 915.233 | 896.7716 | 842.9404 | 878.3101 | 859.8486 | 841.3871 | 822.9256 | 804.4641 | 0 | 0 | 0 | 0 | 0 | 0 | 0 | 0 | 0 | 0 | 0 | 0 | 0 | 0 | 0 | 0 | 0 | 0 | 0 | 0 | 0 | 0 | 0 | 0
| 0 | 2023 | 1283.3132 | 0 | 0 | 0 | 2085.2135 | 1958.8484 | 1833.7867 | 1742.091 | 1662.9076 | 1593.1084 | 1542.0776 | 1500.4309 | 1458.7843 | 1417.1377 | 1375.4911 | 1333.8445 | 1292.1978 | 1250.5512 | 1208.9046 | 1167.258 | 1125.6114 | 1083.9648 | 1042.3181 | 1000.6715 | 970.6175 | 952.156 | 933.6945 | 915.233 | 852.8824 | 896.7716 | 878.3101 | 859.8486 | 841.3871 | 822.9256 | 804.4641 | 0 | 0 | 0 | 0 | 0 | 0 | 0 | 0 | 0 | 0 | 0 | 0 | 0 | 0 | 0 | 0 | 0 | 0 | 0 | 0 | 0 | 0 | 0
| 0 | 2024 | 1283.3132 | 0 | 0 | 0 | 0 | 2085.2135 | 1958.8484 | 1833.7867 | 1742.091 | 1662.9076 | 1593.1084 | 1542.0776 | 1500.4309 | 1458.7843 | 1417.1377 | 1375.4911 | 1333.8445 | 1292.1978 | 1250.5512 | 1208.9046 | 1167.258 | 1125.6114 | 1083.9648 | 1042.3181 | 1000.6715 | 970.6175 | 952.156 | 933.6945 | 862.953 | 915.233 | 896.7716 | 878.3101 | 859.8486 | 841.3871 | 822.9256 | 804.4641 | 0 | 0 | 0 | 0 | 0 | 0 | 0 | 0 | 0 | 0 | 0 | 0 | 0 | 0 | 0 | 0 | 0 | 0 | 0 | 0 | 0 | 0
| 0 | 2025 | 1283.3132 | 0 | 0 | 0 | 0 | 0 | 2085.2135 | 1958.8484 | 1833.7867 | 1742.091 | 1662.9076 | 1593.1084 | 1542.0776 | 1500.4309 | 1458.7843 | 1417.1377 | 1375.4911 | 1333.8445 | 1292.1978 | 1250.5512 | 1208.9046 | 1167.258 | 1125.6114 | 1083.9648 | 1042.3181 | 1000.6715 | 970.6175 | 952.156 | 873.1521 | 933.6945 | 915.233 | 896.7716 | 878.3101 | 859.8486 | 841.3871 | 822.9256 | 804.4641 | 0 | 0 | 0 | 0 | 0 | 0 | 0 | 0 | 0 | 0 | 0 | 0 | 0 | 0 | 0 | 0 | 0 | 0 | 0 | 0 | 0
| 0 | 2026 | 1266.1766 | 0 | 0 | 0 | 0 | 0 | 0 | 2057.369 | 1932.6913 | 1809.2995 | 1718.8283 | 1640.7022 | 1571.835 | 1521.4857 | 1480.3952 | 1439.3047 | 1398.2142 | 1357.1237 | 1316.0332 | 1274.9427 | 1233.8522 | 1192.7617 | 1151.6712 | 1110.5807 | 1069.4902 | 1028.3997 | 987.3092 | 957.6565 | 871.6818 | 939.4415 | 921.2266 | 903.0116 | 884.7967 | 866.5817 | 848.3667 | 830.1518 | 811.9368 | 793.7219 | 0 | 0 | 0 | 0 | 0 | 0 | 0 | 0 | 0 | 0 | 0 | 0 | 0 | 0 | 0 | 0 | 0 | 0 | 0 | 0
| 0 | 2027 | 1249.0401 | 0 | 0 | 0 | 0 | 0 | 0 | 0 | 2029.5244 | 1906.5341 | 1784.8123 | 1695.5655 | 1618.4968 | 1550.5617 | 1500.8938 | 1460.3594 | 1419.825 | 1379.2906 | 1338.7563 | 1298.2219 | 1257.6875 | 1217.1531 | 1176.6188 | 1136.0844 | 1095.55 | 1055.0156 | 1014.4813 | 973.9469 | 870.06 | 944.6955 | 926.7271 | 908.7586 | 890.7902 | 872.8217 | 854.8533 | 836.8849 | 818.9164 | 800.948 | 782.9796 | 0 | 0 | 0 | 0 | 0 | 0 | 0 | 0 | 0 | 0 | 0 | 0 | 0 | 0 | 0 | 0 | 0 | 0 | 0
| 0 | 2028 | 1231.9036 | 0 | 0 | 0 | 0 | 0 | 0 | 0 | 0 | 2001.6798 | 1880.3769 | 1760.3251 | 1672.3028 | 1596.2914 | 1529.2884 | 1480.3019 | 1440.3236 | 1400.3454 | 1360.3671 | 1320.3889 | 1280.4106 | 1240.4323 | 1200.4541 | 1160.4758 | 1120.4976 | 1080.5193 | 1040.5411 | 1000.5628 | 869.5189 | 960.5846 | 931.7345 | 914.0126 | 896.2907 | 878.5688 | 860.8468 | 843.1249 | 825.403 | 807.6811 | 789.9592 | 772.2373 | 0 | 0 | 0 | 0 | 0 | 0 | 0 | 0 | 0 | 0 | 0 | 0 | 0 | 0 | 0 | 0 | 0 | 0
| 0 | 2029 | 1214.7671 | 0 | 0 | 0 | 0 | 0 | 0 | 0 | 0 | 0 | 1973.8352 | 1854.2197 | 1735.8379 | 1649.04 | 1574.0861 | 1508.015 | 1459.71 | 1420.2878 | 1380.8657 | 1341.4436 | 1302.0214 | 1262.5993 | 1223.1772 | 1183.7551 | 1144.3329 | 1104.9108 | 1065.4887 | 1026.0665 | 870.8553 | 986.6444 | 947.2223 | 918.7735 | 901.2981 | 883.8227 | 866.3473 | 848.8719 | 831.3966 | 813.9212 | 796.4458 | 778.9704 | 761.495 | 0 | 0 | 0 | 0 | 0 | 0 | 0 | 0 | 0 | 0 | 0 | 0 | 0 | 0 | 0 | 0 | 0
| 0 | 2030 | 1197.6305 | 0 | 0 | 0 | 0 | 0 | 0 | 0 | 0 | 0 | 0 | 1945.9906 | 1828.0625 | 1711.3507 | 1625.7773 | 1551.8807 | 1486.7417 | 1439.1181 | 1400.2521 | 1361.386 | 1322.52 | 1283.654 | 1244.788 | 1205.922 | 1167.056 | 1128.19 | 1089.324 | 1050.458 | 873.5375 | 1011.592 | 972.726 | 933.86 | 905.8125 | 888.5836 | 871.3548 | 854.1259 | 836.897 | 819.6682 | 802.4393 | 785.2104 | 767.9816 | 750.7527 | 0 | 0 | 0 | 0 | 0 | 0 | 0 | 0 | 0 | 0 | 0 | 0 | 0 | 0 | 0 | 0
| 0 | 2031 | 1180.494 | 0 | 0 | 0 | 0 | 0 | 0 | 0 | 0 | 0 | 0 | 0 | 1918.146 | 1801.9053 | 1686.8636 | 1602.5145 | 1529.6753 | 1465.4684 | 1418.5262 | 1380.2163 | 1341.9064 | 1303.5965 | 1265.2866 | 1226.9767 | 1188.6668 | 1150.357 | 1112.0471 | 1073.7372 | 877.182 | 1035.4273 | 997.1174 | 958.8075 | 920.4976 | 892.8515 | 875.8692 | 858.8868 | 841.9045 | 824.9221 | 807.9398 | 790.9574 | 773.9751 | 756.9928 | 740.0104 | 0 | 0 | 0 | 0 | 0 | 0 | 0 | 0 | 0 | 0 | 0 | 0 | 0 | 0 | 0
| 0 | 2032 | 1163.6027 | 0 | 0 | 0 | 0 | 0 | 0 | 0 | 0 | 0 | 0 | 0 | 0 | 1890.6999 | 1776.1224 | 1662.7267 | 1579.5846 | 1507.7876 | 1444.4995 | 1398.2289 | 1360.4672 | 1322.7055 | 1284.9437 | 1247.182 | 1209.4203 | 1171.6586 | 1133.8969 | 1096.1351 | 881.6901 | 1058.3734 | 1020.6117 | 982.85 | 945.0882 | 907.3265 | 880.076 | 863.3366 | 846.5973 | 829.8579 | 813.1186 | 796.3792 | 779.6399 | 762.9005 | 746.1612 | 729.4218 | 0 | 0 | 0 | 0 | 0 | 0 | 0 | 0 | 0 | 0 | 0 | 0 | 0 | 0
| 0 | 2033 | 1146.953 | 0 | 0 | 0 | 0 | 0 | 0 | 0 | 0 | 0 | 0 | 0 | 0 | 0 | 1863.6464 | 1750.7084 | 1638.9353 | 1556.9828 | 1486.2132 | 1423.8306 | 1378.2221 | 1341.0007 | 1303.7793 | 1266.5579 | 1229.3365 | 1192.1151 | 1154.8937 | 1117.6723 | 886.8538 | 1080.4509 | 1043.2295 | 1006.0081 | 968.7867 | 931.5653 | 894.3439 | 867.4833 | 850.9834 | 834.4836 | 817.9838 | 801.4839 | 784.9841 | 768.4843 | 751.9844 | 735.4846 | 718.9848 | 0 | 0 | 0 | 0 | 0 | 0 | 0 | 0 | 0 | 0 | 0 | 0 | 0
| 0 | 2034 | 1130.5416 | 0 | 0 | 0 | 0 | 0 | 0 | 0 | 0 | 0 | 0 | 0 | 0 | 0 | 0 | 1836.9801 | 1725.6581 | 1615.4843 | 1534.7045 | 1464.9474 | 1403.4574 | 1358.5015 | 1321.8127 | 1285.1239 | 1248.4351 | 1211.7463 | 1175.0575 | 1138.3687 | 892.5142 | 1101.6798 | 1064.991 | 1028.3022 | 991.6134 | 954.9246 | 918.2358 | 881.547 | 855.0707 | 838.807 | 822.5432 | 806.2795 | 790.0157 | 773.752 | 757.4882 | 741.2245 | 724.9608 | 708.697 | 0 | 0 | 0 | 0 | 0 | 0 | 0 | 0 | 0 | 0 | 0 | 0
| 0 | 2035 | 1114.3651 | 0 | 0 | 0 | 0 | 0 | 0 | 0 | 0 | 0 | 0 | 0 | 0 | 0 | 0 | 0 | 1810.6953 | 1700.9662 | 1592.3688 | 1512.7448 | 1443.9859 | 1383.3758 | 1339.0631 | 1302.8993 | 1266.7355 | 1230.5716 | 1194.4078 | 1158.2439 | 898.5476 | 1122.0801 | 1085.9162 | 1049.7524 | 1013.5886 | 977.4247 | 941.2609 | 905.097 | 868.9332 | 842.8358 | 826.8047 | 810.7737 | 794.7427 | 778.7116 | 762.6806 | 746.6496 | 730.6186 | 714.5875 | 698.5565 | 0 | 0 | 0 | 0 | 0 | 0 | 0 | 0 | 0 | 0 | 0
| 0 | 2036 | 1098.42 | 0 | 0 | 0 | 0 | 0 | 0 | 0 | 0 | 0 | 0 | 0 | 0 | 0 | 0 | 0 | 0 | 1784.7866 | 1676.6276 | 1569.5841 | 1491.0994 | 1423.3244 | 1363.5815 | 1319.9029 | 1284.2565 | 1248.6101 | 1212.9637 | 1177.3174 | 904.8563 | 1141.671 | 1106.0246 | 1070.3782 | 1034.7318 | 999.0854 | 963.439 | 927.7927 | 892.1463 | 856.4999 | 830.7759 | 814.9742 | 799.1726 | 783.3709 | 767.5693 | 751.7676 | 735.966 | 720.1644 | 704.3627 | 688.5611 | 0 | 0 | 0 | 0 | 0 | 0 | 0 | 0 | 0 | 0
| 0 | 2037 | 1082.703 | 0 | 0 | 0 | 0 | 0 | 0 | 0 | 0 | 0 | 0 | 0 | 0 | 0 | 0 | 0 | 0 | 0 | 1759.2487 | 1652.6372 | 1547.1254 | 1469.7638 | 1402.9585 | 1344.0704 | 1301.0168 | 1265.8805 | 1230.7442 | 1195.6078 | 911.3623 | 1160.4715 | 1125.3352 | 1090.1988 | 1055.0625 | 1019.9262 | 984.7898 | 949.6535 | 914.5172 | 879.3808 | 844.2445 | 818.8886 | 803.313 | 787.7375 | 772.1619 | 756.5864 | 741.0108 | 725.4353 | 709.8597 | 694.2842 | 678.7087 | 0 | 0 | 0 | 0 | 0 | 0 | 0 | 0 | 0
| 0 | 2038 | 1067.2109 | 0 | 0 | 0 | 0 | 0 | 0 | 0 | 0 | 0 | 0 | 0 | 0 | 0 | 0 | 0 | 0 | 0 | 0 | 1734.0761 | 1628.9901 | 1524.9881 | 1448.7334 | 1382.884 | 1324.8385 | 1282.401 | 1247.7674 | 1213.1338 | 918.0024 | 1178.5002 | 1143.8667 | 1109.2331 | 1074.5995 | 1039.9659 | 1005.3324 | 970.6988 | 936.0652 | 901.4316 | 866.798 | 832.1645 | 807.1713 | 791.8187 | 776.466 | 761.1133 | 745.7606 | 730.4079 | 715.0553 | 699.7026 | 684.3499 | 668.9972 | 0 | 0 | 0 | 0 | 0 | 0 | 0 | 0
| 0 | 2039 | 1051.9406 | 0 | 0 | 0 | 0 | 0 | 0 | 0 | 0 | 0 | 0 | 0 | 0 | 0 | 0 | 0 | 0 | 0 | 0 | 0 | 1709.2638 | 1605.6814 | 1503.1675 | 1428.0039 | 1363.0967 | 1305.8818 | 1264.0515 | 1229.9135 | 924.725 | 1195.7755 | 1161.6374 | 1127.4994 | 1093.3614 | 1059.2234 | 1025.0854 | 990.9474 | 956.8093 | 922.6713 | 888.5333 | 854.3953 | 820.2573 | 795.6218 | 780.4888 | 765.3558 | 750.2228 | 735.0898 | 719.9568 | 704.8238 | 689.6908 | 674.5577 | 659.4247 | 0 | 0 | 0 | 0 | 0 | 0 | 0
| 2020-2023 | 30% |  | 153.5333 | [27 empty] | 2064: 0; 2065: 0; 2066: 0; 2067: 0; 2068: 0; 2069: 0; 2070: 0; 2071: 0; 2072: 0; 2073: 0; 2074: 0
| 2024 | 26% |  | 133.0622 | [36 empty] | 0 | 0 | 0 | 0 | 0 | 0 | 0 | 0 | 0 | 0 | 0 | 0 | 0 | 0 | 0 | 0 | 0 | 0 | 0
| 2025 | 22% |  | 112.5911 | [36 empty] | 0 | 0 | 0 | 0 | 0 | 0 | 0 | 0 | 0 | 0 | 0 | 0 | 0 | 0 | 0 | 0 | 0 | 0 | 0
| Start 2026 | 10% |  | 51.1778 | [36 empty] | 0 | 0 | 0 | 0 | 0 | 0 | 0 | 0 | 0 | 0 | 0 | 0 | 0 | 0 | 0 | 0 | 0 | 0 | 0
[41 empty] | 0 | 0 | 0 | 0 | 0 | 0 | 0 | 0 | 0 | 0 | 0 | 0 | 0 | 0 | 0 | 0 | 0 | 0 | 0
[41 empty] | 0 | 0 | 0 | 0 | 0 | 0 | 0 | 0 | 0 | 0 | 0 | 0 | 0 | 0 | 0 | 0 | 0 | 0 | 0
Amortization
|  | 30% |  | 7.6767 | 7.6767 | 7.6767 | 7.6767 | 7.6767 | 7.6767 | 7.6767 | 7.6767 | 7.6767 | 7.6767 | 7.6767 | 7.6767 | 7.6767 | 7.6767 | 7.6767 | 7.6767 | 7.6767 | 7.6767 | 7.6767 | 7.6767 | 7.6767 | 7.6767 | 7.6767 | 7.6767 | 7.6767 | 7.6767 | 7.6767 | 7.6767 | 7.6767 | 7.6767 | 7.6767 | 7.6767 | 7.6767 | 7.6767 | 7.6767 | 7.6767 | 7.6767 | 7.6767 | 7.6767 | 7.6767 | 7.6767 | 7.6767 | 7.6767 | 7.6767 | 7.6767 | 7.6767 | 7.6767 | 7.6767 | 7.6767 | 7.6767 | 7.6767 | 7.6767 | 7.6767 | 7.6767 | 7.6767 | 7.6767
|  | 26% |  | 6.6531 | 6.6531 | 6.6531 | 6.6531 | 6.6531 | 6.6531 | 6.6531 | 6.6531 | 6.6531 | 6.6531 | 6.6531 | 6.6531 | 6.6531 | 6.6531 | 6.6531 | 6.6531 | 6.6531 | 6.6531 | 6.6531 | 6.6531 | 6.6531 | 6.6531 | 6.6531 | 6.6531 | 6.6531 | 6.6531 | 6.6531 | 6.6531 | 6.6531 | 6.6531 | 6.6531 | 6.6531 | 6.6531 | 6.6531 | 6.6531 | 6.6531 | 6.6531 | 6.6531 | 6.6531 | 6.6531 | 6.6531 | 6.6531 | 6.6531 | 6.6531 | 6.6531 | 6.6531 | 6.6531 | 6.6531 | 6.6531 | 6.6531 | 6.6531 | 6.6531 | 6.6531 | 6.6531 | 6.6531 | 6.6531
|  | 22% |  | 5.6296 | 5.6296 | 5.6296 | 5.6296 | 5.6296 | 5.6296 | 5.6296 | 5.6296 | 5.6296 | 5.6296 | 5.6296 | 5.6296 | 5.6296 | 5.6296 | 5.6296 | 5.6296 | 5.6296 | 5.6296 | 5.6296 | 5.6296 | 5.6296 | 5.6296 | 5.6296 | 5.6296 | 5.6296 | 5.6296 | 5.6296 | 5.6296 | 5.6296 | 5.6296 | 5.6296 | 5.6296 | 5.6296 | 5.6296 | 5.6296 | 5.6296 | 5.6296 | 5.6296 | 5.6296 | 5.6296 | 5.6296 | 5.6296 | 5.6296 | 5.6296 | 5.6296 | 5.6296 | 5.6296 | 5.6296 | 5.6296 | 5.6296 | 5.6296 | 5.6296 | 5.6296 | 5.6296 | 5.6296 | 5.6296
|  | 10% |  | 2.5589 | 2.5589 | 2.5589 | 2.5589 | 2.5589 | 2.5589 | 2.5589 | 2.5589 | 2.5589 | 2.5589 | 2.5589 | 2.5589 | 2.5589 | 2.5589 | 2.5589 | 2.5589 | 2.5589 | 2.5589 | 2.5589 | 2.5589 | 2.5589 | 2.5589 | 2.5589 | 2.5589 | 2.5589 | 2.5589 | 2.5589 | 2.5589 | 2.5589 | 2.5589 | 2.5589 | 2.5589 | 2.5589 | 2.5589 | 2.5589 | 2.5589 | 2.5589 | 2.5589 | 2.5589 | 2.5589 | 2.5589 | 2.5589 | 2.5589 | 2.5589 | 2.5589 | 2.5589 | 2.5589 | 2.5589 | 2.5589 | 2.5589 | 2.5589 | 2.5589 | 2.5589 | 2.5589 | 2.5589 | 2.5589
|  |  |  | 2020 | 2021 | 2022 | 2023 | 2024 | 2025 | 2026 | 2027 | 2028 | 2029 | 2030 | 2031 | 2032 | 2033 | 2034 | 2035 | 2036 | 2037 | 2038 | 2039 | 2040 | 2041 | 2042 | 2043 | 2044 | 2045 | 2046 | 2047 | 2048 | 2049 | 2050 | 2051 | 2052 | 2053 | 2054 | 2055 | 2056 | 2057 | 2058 | 2059 | 2060 | 2061 | 2062 | 2063 | 2064 | 2065 | 2066 | 2067 | 2068 | 2069 | 2070 | 2071 | 2072 | 2073 | 2074 | 2075
|  | ITC Base |  | 133.0622 | 133.0622 | 133.0622 | 133.0622 | 133.0622 | 133.0622 | 133.0622 | 133.0622 | 133.0622 | 133.0622 | 133.0622 | 133.0622 | 133.0622 | 133.0622 | 133.0622 | 133.0622 | 133.0622 | 133.0622 | 133.0622 | 133.0622 | 133.0622 | 133.0622 | 133.0622 | 133.0622 | 133.0622 | 133.0622 | 133.0622 | 133.0622 | 133.0622 | 133.0622 | 133.0622 | 133.0622 | 133.0622 | 133.0622 | 133.0622 | 133.0622 | 133.0622 | 133.0622 | 133.0622 | 133.0622 | 133.0622 | 133.0622 | 133.0622 | 133.0622 | 133.0622 | 133.0622 | 133.0622 | 133.0622 | 133.0622 | 133.0622 | 133.0622 | 133.0622 | 133.0622 | 133.0622 | 133.0622 | 133.0622
|  | Accum ITC Amort |  | 6.6531 | 13.3062 | 19.9593 | 26.6124 | 33.2656 | 39.9187 | 46.5718 | 53.2249 | 59.878 | 66.5311 | 73.1842 | 79.8373 | 86.4904 | 93.1436 | 99.7967 | 106.4498 | 113.1029 | 119.756 | 126.4091 | 133.0622 | 139.7153 | 146.3684 | 153.0215 | 159.6747 | 166.3278 | 172.9809 | 179.634 | 186.2871 | 192.9402 | 199.5933 | 206.2464 | 212.8995 | 219.5527 | 226.2058 | 232.8589 | 239.512 | 246.1651 | 252.8182 | 259.4713 | 266.1244 | 272.7775 | 279.4307 | 286.0838 | 292.7369 | 299.39 | 306.0431 | 312.6962 | 319.3493 | 326.0024 | 332.6555 | 339.3087 | 345.9618 | 352.6149 | 359.268 | 365.9211 | 372.5742
|  | Ratebase |  | 126.4091 | 119.756 | 113.1029 | 106.4498 | 99.7967 | 93.1436 | 86.4904 | 79.8373 | 73.1842 | 66.5311 | 59.878 | 53.2249 | 46.5718 | 39.9187 | 33.2656 | 26.6124 | 19.9593 | 13.3062 | 6.6531 | 0 | -6.6531 | -13.3062 | -19.9593 | -26.6124 | -33.2656 | -39.9187 | -46.5718 | -53.2249 | -59.878 | -66.5311 | -73.1842 | -79.8373 | -86.4904 | -93.1436 | -99.7967 | -106.4498 | -113.1029 | -119.756 | -126.4091 | -133.0622 | -139.7153 | -146.3684 | -153.0215 | -159.6747 | -166.3278 | -172.9809 | -179.634 | -186.2871 | -192.9402 | -199.5933 | -206.2464 | -212.8995 | -219.5527 | -226.2058 | -232.8589 | -239.512
|  | Tax Basis |  | 445.2466 | 445.2466 | 445.2466 | 445.2466 | 445.2466 | 445.2466 | 445.2466 | 445.2466 | 445.2466 | 445.2466 | 445.2466 | 445.2466 | 445.2466 | 445.2466 | 445.2466 | 445.2466 | 445.2466 | 445.2466 | 445.2466 | 445.2466 | 445.2466 | 445.2466 | 445.2466 | 445.2466 | 445.2466 | 445.2466 | 445.2466 | 445.2466 | 445.2466 | 445.2466 | 445.2466 | 445.2466 | 445.2466 | 445.2466 | 445.2466 | 445.2466 | 445.2466 | 445.2466 | 445.2466 | 445.2466 | 445.2466 | 445.2466 | 445.2466 | 445.2466 | 445.2466 | 445.2466 | 445.2466 | 445.2466 | 445.2466 | 445.2466 | 445.2466 | 445.2466 | 445.2466 | 445.2466 | 445.2466 | 445.2466
|  | Book Depreciation |  | 12.7213 | 12.7213 | 12.7213 | 12.7213 | 12.7213 | 12.7213 | 12.7213 | 12.7213 | 12.7213 | 12.7213 | 12.7213 | 12.7213 | 12.7213 | 12.7213 | 12.7213 | 12.7213 | 12.7213 | 12.7213 | 12.7213 | 12.7213 | 12.7213 | 12.7213 | 12.7213 | 12.7213 | 12.7213 | 12.7213 | 12.7213 | 12.7213 | 12.7213 | 12.7213 | 12.7213 | 12.7213 | 12.7213 | 12.7213 | 12.7213 | 12.7213 | 12.7213 | 12.7213 | 12.7213 | 12.7213 | 12.7213 | 12.7213 | 12.7213 | 12.7213 | 12.7213 | 12.7213 | 12.7213 | 12.7213 | 12.7213 | 12.7213 | 12.7213 | 12.7213 | 12.7213 | 12.7213 | 12.7213 | 12.7213
|  | Tax Depreciation |  | 89.0493 | 142.4789 | 85.4874 | 51.2924 | 51.2924 | 25.6462 | 0 | 0 | 0 | 0 | 0 | 0 | 0 | 0 | 0 | 0 | 0 | 0 | 0 | 0 | 0 | 0 | 0 | 0 | 0 | 0 | 0 | 0 | 0 | 0 | 0 | 0 | 0 | 0 | 0 | 0 | 0 | 0 | 0 | 0 | 0 | 0 | 0 | 0 | 0 | 0 | 0 | 0 | 0 | 0 | 0 | 0 | 0 | 0 | 0 | 0
|  | Difference between book and tax |  | -76.328 | -129.7576 | -72.766 | -38.5711 | -38.5711 | -12.9249 | 12.7213 | 12.7213 | 12.7213 | 12.7213 | 12.7213 | 12.7213 | 12.7213 | 12.7213 | 12.7213 | 12.7213 | 12.7213 | 12.7213 | 12.7213 | 12.7213 | 12.7213 | 12.7213 | 12.7213 | 12.7213 | 12.7213 | 12.7213 | 12.7213 | 12.7213 | 12.7213 | 12.7213 | 12.7213 | 12.7213 | 12.7213 | 12.7213 | 12.7213 | 12.7213 | 12.7213 | 12.7213 | 12.7213 | 12.7213 | 12.7213 | 12.7213 | 12.7213 | 12.7213 | 12.7213 | 12.7213 | 12.7213 | 12.7213 | 12.7213 | 12.7213 | 12.7213 | 12.7213 | 12.7213 | 12.7213 | 12.7213 | 12.7213
|  | Deferred Tax |  | -16.0289 | -27.2491 | -15.2809 | -8.0999 | -8.0999 | -2.7142 | 2.6715 | 2.6715 | 2.6715 | 2.6715 | 2.6715 | 2.6715 | 2.6715 | 2.6715 | 2.6715 | 2.6715 | 2.6715 | 2.6715 | 2.6715 | 2.6715 | 2.6715 | 2.6715 | 2.6715 | 2.6715 | 2.6715 | 2.6715 | 2.6715 | 2.6715 | 2.6715 | 2.6715 | 2.6715 | 2.6715 | 2.6715 | 2.6715 | 2.6715 | 2.6715 | 2.6715 | 2.6715 | 2.6715 | 2.6715 | 2.6715 | 2.6715 | 2.6715 | 2.6715 | 2.6715 | 2.6715 | 2.6715 | 2.6715 | 2.6715 | 2.6715 | 2.6715 | 2.6715 | 2.6715 | 2.6715 | 2.6715 | 2.6715
|  | Accum Defered Tax |  | -16.0289 | -43.278 | -58.5588 | -66.6588 | -74.7587 | -77.4729 | -74.8014 | -72.13 | -69.4585 | -66.787 | -64.1155 | -61.444 | -58.7726 | -56.1011 | -53.4296 | -50.7581 | -48.0866 | -45.4152 | -42.7437 | -40.0722 | -37.4007 | -34.7292 | -32.0578 | -29.3863 | -26.7148 | -24.0433 | -21.3718 | -18.7004 | -16.0289 | -13.3574 | -10.6859 | -8.0144 | -5.343 | -2.6715 | 2.5757e-14 | 2.6715 | 5.343 | 8.0144 | 10.6859 | 13.3574 | 16.0289 | 18.7004 | 21.3718 | 24.0433 | 26.7148 | 29.3863 | 32.0578 | 34.7292 | 37.4007 | 40.0722 | 42.7437 | 45.4152 | 48.0866 | 50.7581 | 53.4296 | 56.1011
|  | Revenue Requirement |  | 51.5048 | 48.3836 | 45.2945 | 43.0296 | 41.0738 | 39.3498 | 38.0893 | 37.0606 | 36.032 | 35.0033 | 33.9746 | 32.946 | 31.9173 | 30.8886 | 29.8599 | 28.8313 | 27.8026 | 26.7739 | 25.7453 | 24.7166 | 23.9743 | 23.5183 | 23.0623 | 22.6063 | 22.1503 | 21.6943 | 21.2383 | 20.7823 | 20.3263 | 19.8703 | 0 | 0 | 0 | 0 | 0 | 0 | 0 | 0 | 0 | 0 | 0 | 0 | 0 | 0 | 0 | 0 | 0 | 0 | 0 | 0 | 0 | 0 | 0 | 0 | 0 | 0
|  | Depreciation |  | 14.6222 | 14.6222 | 14.6222 | 14.6222 | 14.6222 | 14.6222 | 14.6222 | 14.6222 | 14.6222 | 14.6222 | 14.6222 | 14.6222 | 14.6222 | 14.6222 | 14.6222 | 14.6222 | 14.6222 | 14.6222 | 14.6222 | 14.6222 | 14.6222 | 14.6222 | 14.6222 | 14.6222 | 14.6222 | 14.6222 | 14.6222 | 14.6222 | 14.6222 | 14.6222 | 0 | 0 | 0 | 0 | 0 | 0 | 0 | 0 | 0 | 0 | 0 | 0 | 0 | 0 | 0 | 0 | 0 | 0 | 0 | 0 | 0 | 0 | 0 | 0 | 0 | 0
|  | Insurance |  | 0.24514 | 0.24514 | 0.24514 | 0.24514 | 0.24514 | 0.24514 | 0.24514 | 0.24514 | 0.24514 | 0.24514 | 0.24514 | 0.24514 | 0.24514 | 0.24514 | 0.24514 | 0.24514 | 0.24514 | 0.24514 | 0.24514 | 0.24514 | 0.24514 | 0.24514 | 0.24514 | 0.24514 | 0.24514 | 0.24514 | 0.24514 | 0.24514 | 0.24514 | 0.24514 | 0 | 0 | 0 | 0 | 0 | 0 | 0 | 0 | 0 | 0 | 0 | 0 | 0 | 0 | 0 | 0 | 0 | 0 | 0 | 0 | 0 | 0 | 0 | 0 | 0 | 0
|  | Property Taxes |  | 2.3265 | 2.3265 | 2.3265 | 2.3265 | 2.3265 | 2.3265 | 2.3265 | 2.3265 | 2.3265 | 2.3265 | 2.3265 | 2.3265 | 2.3265 | 2.3265 | 2.3265 | 2.3265 | 2.3265 | 2.3265 | 2.3265 | 2.3265 | 2.3265 | 2.3265 | 2.3265 | 2.3265 | 2.3265 | 2.3265 | 2.3265 | 2.3265 | 2.3265 | 2.3265 | 0 | 0 | 0 | 0 | 0 | 0 | 0 | 0 | 0 | 0 | 0 | 0 | 0 | 0 | 0 | 0 | 0 | 0 | 0 | 0 | 0 | 0 | 0 | 0 | 0 | 0
|  | Current Taxes |  | -11.2187 | -24.771 | -11.6631 | -3.8847 | -4.2955 | 1.5329 | 7.4587 | 7.2427 | 7.0267 | 6.8107 | 6.5946 | 6.3786 | 6.1626 | 5.9466 | 5.7305 | 5.5145 | 5.2985 | 5.0825 | 4.8665 | 4.6504 | 4.4946 | 4.3988 | 4.303 | 4.2073 | 4.1115 | 4.0158 | 3.92 | 3.8242 | 3.7285 | 3.6327 | 0 | 0 | 0 | 0 | 0 | 0 | 0 | 0 | 0 | 0 | 0 | 0 | 0 | 0 | 0 | 0 | 0 | 0 | 0 | 0 | 0 | 0 | 0 | 0 | 0 | 0
|  | DFIT |  |  | 31.3208 | 17.5642 |  | 9.3103 | 3.1198 | -3.0707 | -3.0707 | -3.0707 | -3.0707 | -3.0707 | -3.0707 | -3.0707 | -3.0707 | -3.0707 | -3.0707 | -3.0707 | -3.0707 | -3.0707 | -3.0707 | -3.0707 | -3.0707 | -3.0707 | -3.0707 | -3.0707 | -3.0707 | -3.0707 | -3.0707 | -3.0707 | -3.0707 | 0 | 0 | 0 | 0 | 0 | 0 | 0 | 0 | 0 | 0 | 0 | 0 | 0 | 0 | 0 | 0 | 0 | 0 | 0 | 0 | 0 | 0 | 0 | 0 | 0 | 0
|  | ITC |  | -6.6531 | -6.6531 | -6.6531 | -6.6531 | -6.6531 | -6.6531 | -6.6531 | -6.6531 | -6.6531 | -6.6531 | -6.6531 | -6.6531 | -6.6531 | -6.6531 | -6.6531 | -6.6531 | -6.6531 | -6.6531 | -6.6531 | -6.6531 | -6.6531 | -6.6531 | -6.6531 | -6.6531 | -6.6531 | -6.6531 | -6.6531 | -6.6531 | -6.6531 | -6.6531 | -6.6531 | -6.6531 | -6.6531 | -6.6531 | -6.6531 | -6.6531 | -6.6531 | -6.6531 | -6.6531 | -6.6531 | -6.6531 | -6.6531 | -6.6531 | -6.6531 | -6.6531 | -6.6531 | -6.6531 | -6.6531 | -6.6531 | -6.6531 | -6.6531 | -6.6531 | -6.6531 | -6.6531 | -6.6531 | -6.6531
|  | Total Operating Expenses |  | -0.67797 | 17.0906 | 16.4419 | 6.656 | 15.5555 | 15.1935 | 14.9288 | 14.7128 | 14.4967 | 14.2807 | 14.0647 | 13.8487 | 13.6327 | 13.4166 | 13.2006 | 12.9846 | 12.7686 | 12.5525 | 12.3365 | 12.1205 | 11.9646 | 11.8689 | 11.7731 | 11.6773 | 11.5816 | 11.4858 | 11.3901 | 11.2943 | 11.1985 | 11.1028 | -6.6531 | -6.6531 | -6.6531 | -6.6531 | -6.6531 | -6.6531 | -6.6531 | -6.6531 | -6.6531 | -6.6531 | -6.6531 | -6.6531 | -6.6531 | -6.6531 | -6.6531 | -6.6531 | -6.6531 | -6.6531 | -6.6531 | -6.6531 | -6.6531 | -6.6531 | -6.6531 | -6.6531 | -6.6531 | -6.6531
|  | Operating |  | 52.1827 | 31.293 | 28.8527 | 36.3737 | 25.5183 | 24.1563 | 23.1605 | 22.3479 | 21.5352 | 20.7226 | 19.9099 | 19.0973 | 18.2846 | 17.472 | 16.6593 | 15.8467 | 15.034 | 14.2214 | 13.4087 | 12.5961 | 12.0096 | 11.6494 | 11.2892 | 10.9289 | 10.5687 | 10.2084 | 9.8482 | 9.488 | 9.1277 | 8.7675 | 6.6531 | 6.6531 | 6.6531 | 6.6531 | 6.6531 | 6.6531 | 6.6531 | 6.6531 | 6.6531 | 6.6531 | 6.6531 | 6.6531 | 6.6531 | 6.6531 | 6.6531 | 6.6531 | 6.6531 | 6.6531 | 6.6531 | 6.6531 | 6.6531 | 6.6531 | 6.6531 | 6.6531 | 6.6531 | 6.6531
|  | Ratebase |  | 496.4522 | 460.191 | 424.3038 | 397.9912 | 375.269 | 355.2397 | 340.5961 | 328.6454 | 316.6947 | 304.7439 | 292.7932 | 280.8424 | 268.8917 | 256.9409 | 244.9902 | 233.0395 | 221.0887 | 209.138 | 197.1872 | 185.2365 | 176.6123 | 171.3147 | 166.017 | 160.7194 | 155.4218 | 150.1242 | 144.8265 | 139.5289 | 134.2313 | 128.9336 | 0 | 0 | 0 | 0 | 0 | 0 | 0 | 0 | 0 | 0 | 0 | 0 | 0 | 0 | 0 | 0 | 0 | 0 | 0 | 0 | 0 | 0 | 0 | 0 | 0 | 0
|  | Return on Ratebase |  | 10.51% | 6.8% | 6.8% | 9.139% | 6.8% | 6.8% | 6.8% | 6.8% | 6.8% | 6.8% | 6.8% | 6.8% | 6.8% | 6.8% | 6.8% | 6.8% | 6.8% | 6.8% | 6.8% | 6.8% | 6.8% | 6.8% | 6.8% | 6.8% | 6.8% | 6.8% | 6.8% | 6.8% | 6.8% | 6.8% | #DIV/0! | #DIV/0! | #DIV/0! | #DIV/0! | #DIV/0! | #DIV/0! | #DIV/0! | #DIV/0! | #DIV/0! | #DIV/0! | #DIV/0! | #DIV/0! | #DIV/0! | #DIV/0! | #DIV/0! | #DIV/0! | #DIV/0! | #DIV/0! | #DIV/0! | #DIV/0! | #DIV/0! | #DIV/0! | #DIV/0! | #DIV/0! | #DIV/0! | #DIV/0!
|  | Revenue Requirement |  | 51.5048 | 48.3836 | 45.2945 | 43.0296 | 41.0738 | 39.3498 | 38.0893 | 37.0606 | 36.032 | 35.0033 | 33.9746 | 32.946 | 31.9173 | 30.8886 | 29.8599 | 28.8313 | 27.8026 | 26.7739 | 25.7453 | 24.7166 | 23.9743 | 23.5183 | 23.0623 | 22.6063 | 22.1503 | 21.6943 | 21.2383 | 20.7823 | 20.3263 | 19.8703 | 0 | 0 | 0 | 0 | 0 | 0 | 0 | 0 | 0 | 0 | 0 | 0 | 0 | 0 | 0 | 0 | 0 | 0 | 0 | 0 | 0 | 0 | 0 | 0 | 0 | 0
|  | Tax Depreciation |  | 102.3556 | 163.7689 | 98.2613 | 58.9568 | 58.9568 | 29.4784 | 0 | 0 | 0 | 0 | 0 | 0 | 0 | 0 | 0 | 0 | 0 | 0 | 0 | 0 | 0 | 0 | 0 | 0 | 0 | 0 | 0 | 0 | 0 | 0 | 0 | 0 | 0 | 0 | 0 | 0 | 0 | 0 | 0 | 0 | 0 | 0 | 0 | 0 | 0 | 0 | 0 | 0 | 0 | 0 | 0 | 0 | 0 | 0 | 0 | 0
|  | Property Taxes |  | 0.24514 | 0.24514 | 0.24514 | 0.24514 | 0.24514 | 0.24514 | 0.24514 | 0.24514 | 0.24514 | 0.24514 | 0.24514 | 0.24514 | 0.24514 | 0.24514 | 0.24514 | 0.24514 | 0.24514 | 0.24514 | 0.24514 | 0.24514 | 0.24514 | 0.24514 | 0.24514 | 0.24514 | 0.24514 | 0.24514 | 0.24514 | 0.24514 | 0.24514 | 0.24514 | 0 | 0 | 0 | 0 | 0 | 0 | 0 | 0 | 0 | 0 | 0 | 0 | 0 | 0 | 0 | 0 | 0 | 0 | 0 | 0 | 0 | 0 | 0 | 0 | 0 | 0
|  | Insurance |  | 2.3265 | 2.3265 | 2.3265 | 2.3265 | 2.3265 | 2.3265 | 2.3265 | 2.3265 | 2.3265 | 2.3265 | 2.3265 | 2.3265 | 2.3265 | 2.3265 | 2.3265 | 2.3265 | 2.3265 | 2.3265 | 2.3265 | 2.3265 | 2.3265 | 2.3265 | 2.3265 | 2.3265 | 2.3265 | 2.3265 | 2.3265 | 2.3265 | 2.3265 | 2.3265 | 0 | 0 | 0 | 0 | 0 | 0 | 0 | 0 | 0 | 0 | 0 | 0 | 0 | 0 | 0 | 0 | 0 | 0 | 0 | 0 | 0 | 0 | 0 | 0 | 0 | 0
|  | Expenses |  | 104.9272 | 166.3405 | 100.8329 | 61.5284 | 61.5284 | 32.05 | 2.5716 | 2.5716 | 2.5716 | 2.5716 | 2.5716 | 2.5716 | 2.5716 | 2.5716 | 2.5716 | 2.5716 | 2.5716 | 2.5716 | 2.5716 | 2.5716 | 2.5716 | 2.5716 | 2.5716 | 2.5716 | 2.5716 | 2.5716 | 2.5716 | 2.5716 | 2.5716 | 2.5716 | 0 | 0 | 0 | 0 | 0 | 0 | 0 | 0 | 0 | 0 | 0 | 0 | 0 | 0 | 0 | 0 | 0 | 0 | 0 | 0 | 0 | 0 | 0 | 0 | 0 | 0
|  | Taxable Income |  | -53.4224 | -117.9569 | -55.5384 | -18.4988 | -20.4546 | 7.2998 | 35.5177 | 34.489 | 33.4604 | 32.4317 | 31.403 | 30.3743 | 29.3457 | 28.317 | 27.2883 | 26.2597 | 25.231 | 24.2023 | 23.1736 | 22.145 | 21.4026 | 20.9466 | 20.4906 | 20.0346 | 19.5786 | 19.1226 | 18.6666 | 18.2106 | 17.7546 | 17.2986 | 0 | 0 | 0 | 0 | 0 | 0 | 0 | 0 | 0 | 0 | 0 | 0 | 0 | 0 | 0 | 0 | 0 | 0 | 0 | 0 | 0 | 0 | 0 | 0 | 0 | 0
|  | Tax Rate |  | 21% | 21% | 21% | 21% | 21% | 21% | 21% | 21% | 21% | 21% | 21% | 21% | 21% | 21% | 21% | 21% | 21% | 21% | 21% | 21% | 21% | 21% | 21% | 21% | 21% | 21% | 21% | 21% | 21% | 21% | 21% | 21% | 21% | 21% | 21% | 21% | 21% | 21% | 21% | 21% | 21% | 21% | 21% | 21% | 21% | 21% | 21% | 21% | 21% | 21% | 21% | 21% | 21% | 21% | 21% | 21%
|  | Taxes |  | -11.2187 | -24.771 | -11.6631 | -3.8847 | -4.2955 | 1.5329 | 7.4587 | 7.2427 | 7.0267 | 6.8107 | 6.5946 | 6.3786 | 6.1626 | 5.9466 | 5.7305 | 5.5145 | 5.2985 | 5.0825 | 4.8665 | 4.6504 | 4.4946 | 4.3988 | 4.303 | 4.2073 | 4.1115 | 4.0158 | 3.92 | 3.8242 | 3.7285 | 3.6327 | 0 | 0 | 0 | 0 | 0 | 0 | 0 | 0 | 0 | 0 | 0 | 0 | 0 | 0 | 0 | 0 | 0 | 0 | 0 | 0 | 0 | 0 | 0 | 0 | 0 | 0

## CSLI_22%
Solar FINANCIALS
($ 1000s Unless Otherwise Indicated)
| Calendar Year of Fin. Close |  |  | 2020 | 2021 | 2022 | 2023 | 2024 | 2025 | 2026 | 2027 | 2028 | 2029 | 2030 | 2031 | 2032 | 2033 | 2034 | 2035 | 2036 | 2037 | 2038 | 2039 | 2040 | 2041 | 2042 | 2043 | 2044 | 2045 | 2046 | 2047 | 2048 | 2049
| Operating Year |  | 0 | 1 | 2 | 3 | 4 | 5 | 6 | 7 | 8 | 9 | 10 | 11 | 12 | 13 | 14 | 15 | 16 | 17 | 18 | 19 | 20 | 21 | 22 | 23 | 24 | 25 | 26 | 27 | 28 | 29 | 30
| Calendar Year | Capital Invest.
| 2020 | 511.7778
| Gross plant |  |  | 511.7778 | 511.7778 | 511.7778 | 511.7778 | 511.7778 | 511.7778 | 511.7778 | 511.7778 | 511.7778 | 511.7778 | 511.7778 | 511.7778 | 511.7778 | 511.7778 | 511.7778 | 511.7778 | 511.7778 | 511.7778 | 511.7778 | 511.7778 | 511.7778 | 511.7778 | 511.7778 | 511.7778 | 511.7778 | 511.7778 | 511.7778 | 511.7778 | 511.7778 | 511.7778
| Accumulated Depreciation |  |  | 14.6222 | 29.2444 | 43.8667 | 58.4889 | 73.1111 | 87.7333 | 102.3556 | 116.9778 | 131.6 | 146.2222 | 160.8444 | 175.4667 | 190.0889 | 204.7111 | 219.3333 | 233.9555 | 248.5778 | 263.2 | 277.8222 | 292.4444 | 307.0667 | 321.6889 | 336.3111 | 350.9333 | 365.5555 | 380.1778 | 394.8 | 409.4222 | 424.0444 | 438.6666
| Net book value |  |  | 497.1555 | 482.5333 | 467.9111 | 453.2889 | 438.6666 | 424.0444 | 409.4222 | 394.8 | 380.1778 | 365.5555 | 350.9333 | 336.3111 | 321.6889 | 307.0667 | 292.4444 | 277.8222 | 263.2 | 248.5778 | 233.9555 | 219.3333 | 204.7111 | 190.0889 | 175.4667 | 160.8444 | 146.2222 | 131.6 | 116.9778 | 102.3556 | 87.7333 | 73.1111
| ITC |  |  | 0 | 0 | 0 | 0 | 0 | 0 | 0 | 0 | 0 | 0 | 0 | 0 | 0 | 0 | 0 | 0 | 0 | 0 | 0 | 0 | 5.6296 | 11.2591 | 16.8887 | 22.5182 | 28.1478 | 33.7773 | 39.4069 | 45.0364 | 50.666 | 56.2956
| Accumulated deferred income tax |  |  | -16.3974 | -44.2729 | -59.905 | -68.1912 | -76.4773 | -79.2539 | -76.521 | -73.7881 | -71.0552 | -68.3223 | -65.5894 | -62.8565 | -60.1237 | -57.3908 | -54.6579 | -51.925 | -49.1921 | -46.4592 | -43.7263 | -40.9934 | -38.2605 | -35.5276 | -32.7947 | -30.0618 | -27.3289 | -24.596 | -21.8631 | -19.1303 | -16.3974 | -13.6645
| Rate Base |  |  | 480.7582 | 438.2604 | 408.0061 | 385.0977 | 362.1894 | 344.7905 | 332.9012 | 321.0119 | 309.1225 | 297.2332 | 285.3439 | 273.4546 | 261.5652 | 249.6759 | 237.7866 | 225.8972 | 214.0079 | 202.1186 | 190.2293 | 178.3399 | 172.0802 | 165.8204 | 159.5606 | 153.3008 | 147.0411 | 140.7813 | 134.5215 | 128.2617 | 122.002 | 115.7422
| Average rate base |  |  | 496.268 | 459.5093 | 423.1333 | 396.5519 | 373.6435 | 353.4899 | 338.8459 | 326.9565 | 315.0672 | 303.1779 | 291.2885 | 279.3992 | 267.5099 | 255.6206 | 243.7312 | 231.8419 | 219.9526 | 208.0632 | 196.1739 | 184.2846 | 175.21 | 168.9503 | 162.6905 | 156.4307 | 150.1709 | 143.9112 | 137.6514 | 131.3916 | 125.1319 | 118.8721
| Pre-tax Return | 0.086076 |  | 42.7167 | 39.5527 | 36.4216 | 34.1336 | 32.1617 | 30.427 | 29.1665 | 28.1431 | 27.1197 | 26.0963 | 25.0729 | 24.0496 | 23.0262 | 22.0028 | 20.9794 | 19.956 | 18.9326 | 17.9092 | 16.8859 | 15.8625 | 15.0814 | 14.5426 | 14.0037 | 13.4649 | 12.9261 | 12.3873 | 11.8485 | 11.3097 | 10.7708 | 10.232
| Book Depreciation |  |  | 14.6222 | 14.6222 | 14.6222 | 14.6222 | 14.6222 | 14.6222 | 14.6222 | 14.6222 | 14.6222 | 14.6222 | 14.6222 | 14.6222 | 14.6222 | 14.6222 | 14.6222 | 14.6222 | 14.6222 | 14.6222 | 14.6222 | 14.6222 | 14.6222 | 14.6222 | 14.6222 | 14.6222 | 14.6222 | 14.6222 | 14.6222 | 14.6222 | 14.6222 | 14.6222
| Insurance |  |  | 0.24514 | 0.24514 | 0.24514 | 0.24514 | 0.24514 | 0.24514 | 0.24514 | 0.24514 | 0.24514 | 0.24514 | 0.24514 | 0.24514 | 0.24514 | 0.24514 | 0.24514 | 0.24514 | 0.24514 | 0.24514 | 0.24514 | 0.24514 | 0.24514 | 0.24514 | 0.24514 | 0.24514 | 0.24514 | 0.24514 | 0.24514 | 0.24514 | 0.24514 | 0.24514
| ITC Amort - Grossed for Taxes |  |  | -7.126 | -7.126 | -7.126 | -7.126 | -7.126 | -7.126 | -7.126 | -7.126 | -7.126 | -7.126 | -7.126 | -7.126 | -7.126 | -7.126 | -7.126 | -7.126 | -7.126 | -7.126 | -7.126 | -7.126 | -7.126 | -7.126 | -7.126 | -7.126 | -7.126 | -7.126 | -7.126 | -7.126 | -7.126 | -7.126
| Property Taxes |  |  | 2.3265 | 2.3265 | 2.3265 | 2.3265 | 2.3265 | 2.3265 | 2.3265 | 2.3265 | 2.3265 | 2.3265 | 2.3265 | 2.3265 | 2.3265 | 2.3265 | 2.3265 | 2.3265 | 2.3265 | 2.3265 | 2.3265 | 2.3265 | 2.3265 | 2.3265 | 2.3265 | 2.3265 | 2.3265 | 2.3265 | 2.3265 | 2.3265 | 2.3265 | 2.3265
| Revenue Requirement |  |  | 52.7846 | 49.6205 | 46.4894 | 44.2014 | 42.2295 | 40.4948 | 39.2343 | 38.2109 | 37.1875 | 36.1641 | 35.1408 | 34.1174 | 33.094 | 32.0706 | 31.0472 | 30.0238 | 29.0004 | 27.9771 | 26.9537 | 25.9303 | 25.1492 | 24.6104 | 24.0716 | 23.5327 | 22.9939 | 22.4551 | 21.9163 | 21.3775 | 20.8387 | 20.2998
| Book Depreciation |  |  | 14.6222 | 14.6222 | 14.6222 | 14.6222 | 14.6222 | 14.6222 | 14.6222 | 14.6222 | 14.6222 | 14.6222 | 14.6222 | 14.6222 | 14.6222 | 14.6222 | 14.6222 | 14.6222 | 14.6222 | 14.6222 | 14.6222 | 14.6222 | 14.6222 | 14.6222 | 14.6222 | 14.6222 | 14.6222 | 14.6222 | 14.6222 | 14.6222 | 14.6222 | 14.6222
| Tax Depreciation |  |  | 102.3556 | 163.7689 | 98.2613 | 58.9568 | 58.9568 | 29.4784 | 0 | 0 | 0 | 0 | 0 | 0 | 0 | 0 | 0 | 0 | 0 | 0 | 0 | 0 | 0 | 0 | 0 | 0 | 0 | 0 | 0 | 0 | 0 | 0
| Difference between book and tax |  |  | -87.7333 | -149.1467 | -83.6391 | -44.3346 | -44.3346 | -14.8562 | 14.6222 | 14.6222 | 14.6222 | 14.6222 | 14.6222 | 14.6222 | 14.6222 | 14.6222 | 14.6222 | 14.6222 | 14.6222 | 14.6222 | 14.6222 | 14.6222 | 14.6222 | 14.6222 | 14.6222 | 14.6222 | 14.6222 | 14.6222 | 14.6222 | 14.6222 | 14.6222 | 14.6222
| Tax rate |  |  | -18.424 | -31.3208 | -17.5642 | -9.3103 | -9.3103 | -3.1198 | 3.0707 | 3.0707 | 3.0707 | 3.0707 | 3.0707 | 3.0707 | 3.0707 | 3.0707 | 3.0707 | 3.0707 | 3.0707 | 3.0707 | 3.0707 | 3.0707 | 3.0707 | 3.0707 | 3.0707 | 3.0707 | 3.0707 | 3.0707 | 3.0707 | 3.0707 | 3.0707 | 3.0707
Depreciation Tables
|  | 5 |  | 20% | 32% | 19.2% | 11.52% | 11.52% | 5.76% | 0% | 0% | 0% | 0% | 0% | 0% | 0% | 0% | 0% | 0% | 0% | 0% | 0% | 0% | 0%
|  | 5 | 0: 1; 2020 1: 20%; 2021 2: 32%; 2022 3: 19.2%; 2023 4: 11.52%; 2024 5: 11.52%; 2025 6: 5.76%
|  | 10 | 0: 0; 2020 1: 10%; 2021 2: 18%; 2022 3: 14.4%; 2023 4: 11.52%; 2024 5: 9.22%; 2025 6: 7.37%; 2026 7: 6.55%; 2027 8: 6.55%; 2028 9: 6.56%; 2029 10: 6.55%; 2030 11: 3.28%
|  | 15 | 0: 0; 2020 1: 5%; 2021 2: 9.5%; 2022 3: 8.55%; 2023 4: 7.7%; 2024 5: 6.93%; 2025 6: 6.23%; 2026 7: 5.9%; 2027 8: 5.9%; 2028 9: 5.91%; 2029 10: 5.9%; 2030 11: 5.91%; 2031 12: 5.9%; 2032 13: 5.91%; 2033 14: 5.9%; 2034 15: 5.91%; 2035 16: 2.95%
|  | 20 | 0 | 3.75% | 7.219% | 6.677% | 6.177% | 5.713% | 5.285% | 4.888% | 4.522% | 4.462% | 4.461% | 4.462% | 4.461% | 4.462% | 4.461% | 4.462% | 4.461% | 4.462% | 4.461% | 4.462% | 4.461% | 2.231%
Revenue Requirement by vintage year
2012 $000
|  |  |  | 2020 | 2021 | 2022 | 2023 | 2024 | 2025 | 2026 | 2027 | 2028 | 2029 | 2030 | 2031 | 2032 | 2033 | 2034 | 2035 | 2036 | 2037 | 2038 | 2039 | 2040 | 2041 | 2042 | 2043 | 2044 | 2045 | 2046 | 2047 | 2048 | 2049 | 2050 | 2051 | 2052 | 2053 | 2054 | 2055 | 2056 | 2057 | 2058 | 2059 | 2060 | 2061 | 2062 | 2063 | 2064 | 2065 | 2066 | 2067 | 2068 | 2069 | 2070 | 2071 | 2072 | 2073 | 2074 | 2075
|  | 2020 | 0% | 52.7846 | 49.6205 | 46.4894 | 44.2014 | 42.2295 | 40.4948 | 39.2343 | 38.2109 | 37.1875 | 36.1641 | 35.1408 | 34.1174 | 33.094 | 32.0706 | 31.0472 | 30.0238 | 29.0004 | 27.9771 | 26.9537 | 25.9303 | 25.1492 | 24.6104 | 24.0716 | 23.5327 | 22.9939 | 22.4551 | 21.9163 | 21.3775 | 20.8387 | 20.2998 | 0 | 0 | 0 | 0 | 0 | 0 | 0 | 0 | 0 | 0 | 0 | 0 | 0 | 0 | 0 | 0 | 0 | 0 | 0 | 0 | 0 | 0 | 0 | 0 | 0 | 0
|  | 2021 | 0% |  | 52.7846 | 49.6205 | 46.4894 | 44.2014 | 42.2295 | 40.4948 | 39.2343 | 38.2109 | 37.1875 | 36.1641 | 35.1408 | 34.1174 | 33.094 | 32.0706 | 31.0472 | 30.0238 | 29.0004 | 27.9771 | 26.9537 | 25.9303 | 25.1492 | 24.6104 | 24.0716 | 23.5327 | 22.9939 | 22.4551 | 21.9163 | 21.3775 | 20.8387 | 20.2998 | 0 | 0 | 0 | 0 | 0 | 0 | 0 | 0 | 0 | 0 | 0 | 0 | 0 | 0 | 0 | 0 | 0 | 0 | 0 | 0 | 0 | 0 | 0 | 0 | 0
|  | 2022 | 0% |  |  | 52.7846 | 49.6205 | 46.4894 | 44.2014 | 42.2295 | 40.4948 | 39.2343 | 38.2109 | 37.1875 | 36.1641 | 35.1408 | 34.1174 | 33.094 | 32.0706 | 31.0472 | 30.0238 | 29.0004 | 27.9771 | 26.9537 | 25.9303 | 25.1492 | 24.6104 | 24.0716 | 23.5327 | 22.9939 | 22.4551 | 21.9163 | 21.3775 | 20.8387 | 20.2998 | 0 | 0 | 0 | 0 | 0 | 0 | 0 | 0 | 0 | 0 | 0 | 0 | 0 | 0 | 0 | 0 | 0 | 0 | 0 | 0 | 0 | 0 | 0 | 0
|  | 2023 | 0% |  |  |  | 52.7846 | 49.6205 | 46.4894 | 44.2014 | 42.2295 | 40.4948 | 39.2343 | 38.2109 | 37.1875 | 36.1641 | 35.1408 | 34.1174 | 33.094 | 32.0706 | 31.0472 | 30.0238 | 29.0004 | 27.9771 | 26.9537 | 25.9303 | 25.1492 | 24.6104 | 24.0716 | 23.5327 | 22.9939 | 22.4551 | 21.9163 | 21.3775 | 20.8387 | 20.2998 | 0 | 0 | 0 | 0 | 0 | 0 | 0 | 0 | 0 | 0 | 0 | 0 | 0 | 0 | 0 | 0 | 0 | 0 | 0 | 0 | 0 | 0 | 0
|  | 2024 | 0% |  |  |  |  | 52.7846 | 49.6205 | 46.4894 | 44.2014 | 42.2295 | 40.4948 | 39.2343 | 38.2109 | 37.1875 | 36.1641 | 35.1408 | 34.1174 | 33.094 | 32.0706 | 31.0472 | 30.0238 | 29.0004 | 27.9771 | 26.9537 | 25.9303 | 25.1492 | 24.6104 | 24.0716 | 23.5327 | 22.9939 | 22.4551 | 21.9163 | 21.3775 | 20.8387 | 20.2998 | 0 | 0 | 0 | 0 | 0 | 0 | 0 | 0 | 0 | 0 | 0 | 0 | 0 | 0 | 0 | 0 | 0 | 0 | 0 | 0 | 0 | 0
|  | 2025 | 0% | [5 empty] | 52.7846 | 49.6205 | 46.4894 | 44.2014 | 42.2295 | 40.4948 | 39.2343 | 38.2109 | 37.1875 | 36.1641 | 35.1408 | 34.1174 | 33.094 | 32.0706 | 31.0472 | 30.0238 | 29.0004 | 27.9771 | 26.9537 | 25.9303 | 25.1492 | 24.6104 | 24.0716 | 23.5327 | 22.9939 | 22.4551 | 21.9163 | 21.3775 | 20.8387 | 20.2998 | 0 | 0 | 0 | 0 | 0 | 0 | 0 | 0 | 0 | 0 | 0 | 0 | 0 | 0 | 0 | 0 | 0 | 0 | 0 | 0 | 0
|  | 2026 | -1.335% | [6 empty] | 52.0797 | 48.9579 | 45.8686 | 43.6112 | 41.6656 | 39.9541 | 38.7104 | 37.7007 | 36.6909 | 35.6812 | 34.6715 | 33.6618 | 32.6521 | 31.6424 | 30.6326 | 29.6229 | 28.6132 | 27.6035 | 26.5938 | 25.584 | 24.8134 | 24.2817 | 23.7501 | 23.2185 | 22.6869 | 22.1553 | 21.6236 | 21.092 | 20.5604 | 20.0288 | 0 | 0 | 0 | 0 | 0 | 0 | 0 | 0 | 0 | 0 | 0 | 0 | 0 | 0 | 0 | 0 | 0 | 0 | 0 | 0
|  | 2027 | -1.353% | [7 empty] | 51.3749 | 48.2953 | 45.2478 | 43.0209 | 41.1017 | 39.4133 | 38.1865 | 37.1904 | 36.1944 | 35.1983 | 34.2023 | 33.2062 | 32.2102 | 31.2141 | 30.218 | 29.222 | 28.2259 | 27.2299 | 26.2338 | 25.2378 | 24.4775 | 23.9531 | 23.4287 | 22.9043 | 22.3798 | 21.8554 | 21.331 | 20.8066 | 20.2821 | 19.7577 | 0 | 0 | 0 | 0 | 0 | 0 | 0 | 0 | 0 | 0 | 0 | 0 | 0 | 0 | 0 | 0 | 0 | 0 | 0
|  | 2028 | -1.372% | [8 empty] | 50.67 | 47.6327 | 44.627 | 42.4307 | 40.5378 | 38.8726 | 37.6626 | 36.6802 | 35.6978 | 34.7154 | 33.733 | 32.7506 | 31.7682 | 30.7859 | 29.8035 | 28.8211 | 27.8387 | 26.8563 | 25.8739 | 24.8915 | 24.1417 | 23.6245 | 23.1073 | 22.59 | 22.0728 | 21.5556 | 21.0383 | 20.5211 | 20.0039 | 19.4866 | 0 | 0 | 0 | 0 | 0 | 0 | 0 | 0 | 0 | 0 | 0 | 0 | 0 | 0 | 0 | 0 | 0 | 0
|  | 2029 | -1.391% | [9 empty] | 49.9652 | 46.9701 | 44.0063 | 41.8405 | 39.9739 | 38.3318 | 37.1387 | 36.1699 | 35.2012 | 34.2325 | 33.2638 | 32.295 | 31.3263 | 30.3576 | 29.3889 | 28.4202 | 27.4514 | 26.4827 | 25.514 | 24.5453 | 23.8059 | 23.2959 | 22.7858 | 22.2758 | 21.7657 | 21.2557 | 20.7457 | 20.2356 | 19.7256 | 19.2156 | 0 | 0 | 0 | 0 | 0 | 0 | 0 | 0 | 0 | 0 | 0 | 0 | 0 | 0 | 0 | 0 | 0
|  | 2030 | -1.411% | [10 empty] | 49.2603 | 46.3075 | 43.3855 | 41.2502 | 39.41 | 37.7911 | 36.6148 | 35.6597 | 34.7046 | 33.7496 | 32.7945 | 31.8395 | 30.8844 | 29.9294 | 28.9743 | 28.0192 | 27.0642 | 26.1091 | 25.1541 | 24.199 | 23.4701 | 22.9672 | 22.4644 | 21.9615 | 21.4587 | 20.9559 | 20.453 | 19.9502 | 19.4473 | 18.9445 | 0 | 0 | 0 | 0 | 0 | 0 | 0 | 0 | 0 | 0 | 0 | 0 | 0 | 0 | 0 | 0
|  | 2031 | -1.431% | [11 empty] | 48.5555 | 45.6449 | 42.7647 | 40.66 | 38.8461 | 37.2504 | 36.0908 | 35.1495 | 34.2081 | 33.2667 | 32.3253 | 31.3839 | 30.4425 | 29.5011 | 28.5597 | 27.6183 | 26.6769 | 25.7355 | 24.7941 | 23.8528 | 23.1342 | 22.6386 | 22.1429 | 21.6473 | 21.1517 | 20.656 | 20.1604 | 19.6647 | 19.1691 | 18.6734 | 0 | 0 | 0 | 0 | 0 | 0 | 0 | 0 | 0 | 0 | 0 | 0 | 0 | 0 | 0
|  | 2032 | -1.431% | [12 empty] | 47.8607 | 44.9918 | 42.1528 | 40.0782 | 38.2903 | 36.7174 | 35.5744 | 34.6465 | 33.7186 | 32.7907 | 31.8627 | 30.9348 | 30.0069 | 29.079 | 28.1511 | 27.2231 | 26.2952 | 25.3673 | 24.4394 | 23.5115 | 22.8032 | 22.3147 | 21.8261 | 21.3376 | 20.849 | 20.3604 | 19.8719 | 19.3833 | 18.8948 | 18.4062 | 0 | 0 | 0 | 0 | 0 | 0 | 0 | 0 | 0 | 0 | 0 | 0 | 0 | 0
|  | 2033 | -1.431% | [13 empty] | 47.1759 | 44.348 | 41.5496 | 39.5047 | 37.7424 | 36.192 | 35.0654 | 34.1508 | 33.2361 | 32.3215 | 31.4068 | 30.4922 | 29.5775 | 28.6629 | 27.7483 | 26.8336 | 25.919 | 25.0043 | 24.0897 | 23.175 | 22.4769 | 21.9954 | 21.5138 | 21.0322 | 20.5507 | 20.0691 | 19.5875 | 19.106 | 18.6244 | 18.1429 | 0 | 0 | 0 | 0 | 0 | 0 | 0 | 0 | 0 | 0 | 0 | 0 | 0
|  | 2034 | -1.431% | [14 empty] | 46.5008 | 43.7135 | 40.9551 | 38.9395 | 37.2023 | 35.6741 | 34.5637 | 33.6621 | 32.7606 | 31.859 | 30.9574 | 30.0559 | 29.1543 | 28.2528 | 27.3512 | 26.4497 | 25.5481 | 24.6465 | 23.745 | 22.8434 | 22.1553 | 21.6806 | 21.206 | 20.7313 | 20.2566 | 19.782 | 19.3073 | 18.8326 | 18.3579 | 17.8833 | 0 | 0 | 0 | 0 | 0 | 0 | 0 | 0 | 0 | 0 | 0 | 0
|  | 2035 | -1.431% | [15 empty] | 45.8355 | 43.088 | 40.3691 | 38.3823 | 36.67 | 35.1637 | 34.0691 | 33.1804 | 32.2918 | 31.4031 | 30.5145 | 29.6258 | 28.7372 | 27.8485 | 26.9599 | 26.0712 | 25.1825 | 24.2939 | 23.4052 | 22.5166 | 21.8383 | 21.3704 | 20.9025 | 20.4347 | 19.9668 | 19.4989 | 19.031 | 18.5631 | 18.0953 | 17.6274 | 0 | 0 | 0 | 0 | 0 | 0 | 0 | 0 | 0 | 0 | 0
|  | 2036 | -1.431% | [16 empty] | 45.1796 | 42.4714 | 39.7915 | 37.8331 | 36.1453 | 34.6605 | 33.5816 | 32.7057 | 31.8297 | 30.9538 | 30.0779 | 29.2019 | 28.326 | 27.45 | 26.5741 | 25.6982 | 24.8222 | 23.9463 | 23.0703 | 22.1944 | 21.5258 | 21.0646 | 20.6035 | 20.1423 | 19.6811 | 19.2199 | 18.7587 | 18.2975 | 17.8363 | 17.3751 | 0 | 0 | 0 | 0 | 0 | 0 | 0 | 0 | 0 | 0
|  | 2037 | -1.431% | [17 empty] | 44.5332 | 41.8637 | 39.2221 | 37.2917 | 35.6281 | 34.1646 | 33.1011 | 32.2377 | 31.3743 | 30.5109 | 29.6475 | 28.7841 | 27.9207 | 27.0573 | 26.1939 | 25.3304 | 24.467 | 23.6036 | 22.7402 | 21.8768 | 21.2178 | 20.7632 | 20.3086 | 19.8541 | 19.3995 | 18.9449 | 18.4903 | 18.0357 | 17.5811 | 17.1265 | 0 | 0 | 0 | 0 | 0 | 0 | 0 | 0 | 0
|  | 2038 | -1.431% | [18 empty] | 43.896 | 41.2647 | 38.6609 | 36.7582 | 35.1183 | 33.6757 | 32.6275 | 31.7764 | 30.9254 | 30.0743 | 29.2233 | 28.3722 | 27.5212 | 26.6701 | 25.8191 | 24.968 | 24.1169 | 23.2659 | 22.4148 | 21.5638 | 20.9142 | 20.4661 | 20.0181 | 19.57 | 19.1219 | 18.6738 | 18.2257 | 17.7776 | 17.3296 | 16.8815 | 0 | 0 | 0 | 0 | 0 | 0 | 0 | 0
|  | 2039 | -1.431% | [19 empty] | 43.2679 | 40.6743 | 38.1077 | 36.2322 | 34.6158 | 33.1939 | 32.1606 | 31.3217 | 30.4829 | 29.644 | 28.8051 | 27.9662 | 27.1274 | 26.2885 | 25.4496 | 24.6107 | 23.7719 | 22.933 | 22.0941 | 21.2552 | 20.615 | 20.1733 | 19.7316 | 19.2899 | 18.8483 | 18.4066 | 17.9649 | 17.5233 | 17.0816 | 16.6399 | 0 | 0 | 0 | 0 | 0 | 0 | 0
Revenue Requirement by vintage year
2012 $/MW-wk
| Aurora Input |  | Levelized Cost | 2020 | 2021 | 2022 | 2023 | 2024 | 2025 | 2026 | 2027 | 2028 | 2029 | 2030 | 2031 | 2032 | 2033 | 2034 | 2035 | 2036 | 2037 | 2038 | 2039 | 2040 | 2041 | 2042 | 2043 | 2044 | 2045 | 2046 | 2047 | 2048 | 2049 | 2050 | 2051 | 2052 | 2053 | 2054 | 2055 | 2056 | 2057 | 2058 | 2059 | 2060 | 2061 | 2062 | 2063 | 2064 | 2065 | 2066 | 2067 | 2068 | 2069 | 2070 | 2071 | 2072 | 2073 | 2074 | 2075
|  | 2020 | 1325.2109 | 2137.0265 | 2008.9279 | 1882.1626 | 1789.5304 | 1709.6981 | 1639.4657 | 1588.4331 | 1547.0005 | 1505.5679 | 1464.1353 | 1422.7027 | 1381.2701 | 1339.8375 | 1298.4049 | 1256.9723 | 1215.5397 | 1174.1071 | 1132.6745 | 1091.2419 | 1049.8093 | 1018.1858 | 996.3714 | 974.557 | 952.7426 | 930.9282 | 909.1138 | 887.2994 | 865.485 | 843.6706 | 821.8561 | 0 | 0 | 0 | 0 | 0 | 0 | 0 | 0 | 0 | 0 | 0 | 0 | 0 | 0 | 0 | 0 | 0 | 0 | 0 | 0 | 0 | 0 | 0 | 0 | 0 | 0
|  | 2021 | 1325.2109 |  | 2137.0265 | 2008.9279 | 1882.1626 | 1789.5304 | 1709.6981 | 1639.4657 | 1588.4331 | 1547.0005 | 1505.5679 | 1464.1353 | 1422.7027 | 1381.2701 | 1339.8375 | 1298.4049 | 1256.9723 | 1215.5397 | 1174.1071 | 1132.6745 | 1091.2419 | 1049.8093 | 1018.1858 | 996.3714 | 974.557 | 952.7426 | 930.9282 | 909.1138 | 887.2994 | 865.485 | 843.6706 | 821.8561 | 0 | 0 | 0 | 0 | 0 | 0 | 0 | 0 | 0 | 0 | 0 | 0 | 0 | 0 | 0 | 0 | 0 | 0 | 0 | 0 | 0 | 0 | 0 | 0 | 0
|  | 2022 | 1325.2109 |  |  | 2137.0265 | 2008.9279 | 1882.1626 | 1789.5304 | 1709.6981 | 1639.4657 | 1588.4331 | 1547.0005 | 1505.5679 | 1464.1353 | 1422.7027 | 1381.2701 | 1339.8375 | 1298.4049 | 1256.9723 | 1215.5397 | 1174.1071 | 1132.6745 | 1091.2419 | 1049.8093 | 1018.1858 | 996.3714 | 974.557 | 952.7426 | 930.9282 | 909.1138 | 887.2994 | 865.485 | 843.6706 | 821.8561 | 0 | 0 | 0 | 0 | 0 | 0 | 0 | 0 | 0 | 0 | 0 | 0 | 0 | 0 | 0 | 0 | 0 | 0 | 0 | 0 | 0 | 0 | 0 | 0
|  | 2023 | 1325.2109 |  |  |  | 2137.0265 | 2008.9279 | 1882.1626 | 1789.5304 | 1709.6981 | 1639.4657 | 1588.4331 | 1547.0005 | 1505.5679 | 1464.1353 | 1422.7027 | 1381.2701 | 1339.8375 | 1298.4049 | 1256.9723 | 1215.5397 | 1174.1071 | 1132.6745 | 1091.2419 | 1049.8093 | 1018.1858 | 996.3714 | 974.557 | 952.7426 | 930.9282 | 909.1138 | 887.2994 | 865.485 | 843.6706 | 821.8561 | 0 | 0 | 0 | 0 | 0 | 0 | 0 | 0 | 0 | 0 | 0 | 0 | 0 | 0 | 0 | 0 | 0 | 0 | 0 | 0 | 0 | 0 | 0
|  | 2024 | 1325.2109 |  |  |  |  | 2137.0265 | 2008.9279 | 1882.1626 | 1789.5304 | 1709.6981 | 1639.4657 | 1588.4331 | 1547.0005 | 1505.5679 | 1464.1353 | 1422.7027 | 1381.2701 | 1339.8375 | 1298.4049 | 1256.9723 | 1215.5397 | 1174.1071 | 1132.6745 | 1091.2419 | 1049.8093 | 1018.1858 | 996.3714 | 974.557 | 952.7426 | 930.9282 | 909.1138 | 887.2994 | 865.485 | 843.6706 | 821.8561 | 0 | 0 | 0 | 0 | 0 | 0 | 0 | 0 | 0 | 0 | 0 | 0 | 0 | 0 | 0 | 0 | 0 | 0 | 0 | 0 | 0 | 0
|  | 2025 | 1325.2109 | [5 empty] | 2137.0265 | 2008.9279 | 1882.1626 | 1789.5304 | 1709.6981 | 1639.4657 | 1588.4331 | 1547.0005 | 1505.5679 | 1464.1353 | 1422.7027 | 1381.2701 | 1339.8375 | 1298.4049 | 1256.9723 | 1215.5397 | 1174.1071 | 1132.6745 | 1091.2419 | 1049.8093 | 1018.1858 | 996.3714 | 974.557 | 952.7426 | 930.9282 | 909.1138 | 887.2994 | 865.485 | 843.6706 | 821.8561 | 0 | 0 | 0 | 0 | 0 | 0 | 0 | 0 | 0 | 0 | 0 | 0 | 0 | 0 | 0 | 0 | 0 | 0 | 0 | 0 | 0
|  | 2026 | 1307.5149 | [6 empty] | 2108.4901 | 1982.102 | 1857.0294 | 1765.6342 | 1686.8679 | 1617.5733 | 1567.2222 | 1526.3429 | 1485.4636 | 1444.5842 | 1403.7049 | 1362.8256 | 1321.9462 | 1281.0669 | 1240.1875 | 1199.3082 | 1158.4289 | 1117.5495 | 1076.6702 | 1035.7909 | 1004.5896 | 983.0665 | 961.5434 | 940.0203 | 918.4972 | 896.9741 | 875.451 | 853.9278 | 832.4047 | 810.8816 | 0 | 0 | 0 | 0 | 0 | 0 | 0 | 0 | 0 | 0 | 0 | 0 | 0 | 0 | 0 | 0 | 0 | 0 | 0 | 0
|  | 2027 | 1289.8189 | [7 empty] | 2079.9536 | 1955.2761 | 1831.8963 | 1741.7379 | 1664.0377 | 1595.681 | 1546.0113 | 1505.6853 | 1465.3592 | 1425.0331 | 1384.707 | 1344.381 | 1304.0549 | 1263.7288 | 1223.4028 | 1183.0767 | 1142.7506 | 1102.4245 | 1062.0985 | 1021.7724 | 990.9934 | 969.7616 | 948.5298 | 927.298 | 906.0662 | 884.8344 | 863.6025 | 842.3707 | 821.1389 | 799.9071 | 0 | 0 | 0 | 0 | 0 | 0 | 0 | 0 | 0 | 0 | 0 | 0 | 0 | 0 | 0 | 0 | 0 | 0 | 0
|  | 2028 | 1272.1229 | [8 empty] | 2051.4172 | 1928.4502 | 1806.7631 | 1717.8417 | 1641.2075 | 1573.7886 | 1524.8004 | 1485.0276 | 1445.2548 | 1405.482 | 1365.7092 | 1325.9364 | 1286.1636 | 1246.3908 | 1206.618 | 1166.8452 | 1127.0723 | 1087.2995 | 1047.5267 | 1007.7539 | 977.3973 | 956.4567 | 935.5162 | 914.5757 | 893.6352 | 872.6946 | 851.7541 | 830.8136 | 809.8731 | 788.9325 | 0 | 0 | 0 | 0 | 0 | 0 | 0 | 0 | 0 | 0 | 0 | 0 | 0 | 0 | 0 | 0 | 0 | 0
|  | 2029 | 1254.4269 | [9 empty] | 2022.8807 | 1901.6243 | 1781.6299 | 1693.9455 | 1618.3773 | 1551.8962 | 1503.5895 | 1464.37 | 1425.1504 | 1385.9309 | 1346.7114 | 1307.4918 | 1268.2723 | 1229.0527 | 1189.8332 | 1150.6136 | 1111.3941 | 1072.1745 | 1032.955 | 993.7355 | 963.8011 | 943.1518 | 922.5026 | 901.8534 | 881.2042 | 860.5549 | 839.9057 | 819.2565 | 798.6072 | 777.958 | 0 | 0 | 0 | 0 | 0 | 0 | 0 | 0 | 0 | 0 | 0 | 0 | 0 | 0 | 0 | 0 | 0
|  | 2030 | 1236.7309 | [10 empty] | 1994.3443 | 1874.7983 | 1756.4967 | 1670.0493 | 1595.5471 | 1530.0039 | 1482.3786 | 1443.7124 | 1405.0461 | 1366.3798 | 1327.7135 | 1289.0472 | 1250.3809 | 1211.7147 | 1173.0484 | 1134.3821 | 1095.7158 | 1057.0495 | 1018.3833 | 979.717 | 950.2049 | 929.8469 | 909.489 | 889.1311 | 868.7731 | 848.4152 | 828.0573 | 807.6994 | 787.3414 | 766.9835 | 0 | 0 | 0 | 0 | 0 | 0 | 0 | 0 | 0 | 0 | 0 | 0 | 0 | 0 | 0 | 0
|  | 2031 | 1219.0349 | [11 empty] | 1965.8078 | 1847.9724 | 1731.3636 | 1646.153 | 1572.7169 | 1508.1115 | 1461.1677 | 1423.0547 | 1384.9417 | 1346.8287 | 1308.7157 | 1270.6026 | 1232.4896 | 1194.3766 | 1156.2636 | 1118.1506 | 1080.0376 | 1041.9245 | 1003.8115 | 965.6985 | 936.6087 | 916.5421 | 896.4754 | 876.4088 | 856.3421 | 836.2755 | 816.2089 | 796.1422 | 776.0756 | 756.009 | 0 | 0 | 0 | 0 | 0 | 0 | 0 | 0 | 0 | 0 | 0 | 0 | 0 | 0 | 0
|  | 2032 | 1201.5921 | [12 empty] | 1937.6797 | 1821.5304 | 1706.59 | 1622.5987 | 1550.2134 | 1486.5324 | 1440.2603 | 1402.6927 | 1365.125 | 1327.5573 | 1289.9897 | 1252.422 | 1214.8543 | 1177.2866 | 1139.719 | 1102.1513 | 1064.5836 | 1027.016 | 989.4483 | 951.8806 | 923.207 | 903.4275 | 883.648 | 863.8685 | 844.089 | 824.3095 | 804.53 | 784.7505 | 764.971 | 745.1915 | 0 | 0 | 0 | 0 | 0 | 0 | 0 | 0 | 0 | 0 | 0 | 0 | 0 | 0
|  | 2033 | 1184.3989 | [13 empty] | 1909.954 | 1795.4666 | 1682.1709 | 1599.3815 | 1528.0318 | 1465.2621 | 1419.6521 | 1382.622 | 1345.5918 | 1308.5617 | 1271.5316 | 1234.5015 | 1197.4713 | 1160.4412 | 1123.4111 | 1086.381 | 1049.3508 | 1012.3207 | 975.2906 | 938.2605 | 909.9972 | 890.5007 | 871.0042 | 851.5077 | 832.0112 | 812.5147 | 793.0182 | 773.5217 | 754.0252 | 734.5287 | 0 | 0 | 0 | 0 | 0 | 0 | 0 | 0 | 0 | 0 | 0 | 0 | 0
|  | 2034 | 1167.4517 | [14 empty] | 1882.625 | 1769.7759 | 1658.1013 | 1576.4964 | 1506.1677 | 1444.2961 | 1399.3387 | 1362.8385 | 1326.3382 | 1289.8379 | 1253.3376 | 1216.8374 | 1180.3371 | 1143.8368 | 1107.3365 | 1070.8363 | 1034.336 | 997.8357 | 961.3355 | 924.8352 | 896.9763 | 877.7588 | 858.5412 | 839.3237 | 820.1062 | 800.8887 | 781.6712 | 762.4536 | 743.2361 | 724.0186 | 0 | 0 | 0 | 0 | 0 | 0 | 0 | 0 | 0 | 0 | 0 | 0
|  | 2035 | 1150.747 | [15 empty] | 1855.6871 | 1744.4527 | 1634.376 | 1553.9388 | 1484.6164 | 1423.6301 | 1379.316 | 1343.338 | 1307.36 | 1271.382 | 1235.404 | 1199.426 | 1163.448 | 1127.47 | 1091.492 | 1055.514 | 1019.536 | 983.558 | 947.58 | 911.602 | 884.1417 | 865.1992 | 846.2566 | 827.3141 | 808.3716 | 789.429 | 770.4865 | 751.5439 | 732.6014 | 713.6588 | 0 | 0 | 0 | 0 | 0 | 0 | 0 | 0 | 0 | 0 | 0
|  | 2036 | 1134.2813 | [16 empty] | 1829.1347 | 1719.4918 | 1610.9902 | 1531.704 | 1463.3735 | 1403.2598 | 1359.5798 | 1324.1166 | 1288.6534 | 1253.1902 | 1217.727 | 1182.2638 | 1146.8006 | 1111.3374 | 1075.8742 | 1040.411 | 1004.9478 | 969.4846 | 934.0214 | 898.5582 | 871.4908 | 852.8193 | 834.1478 | 815.4763 | 796.8048 | 778.1333 | 759.4618 | 740.7903 | 722.1188 | 703.4473 | 0 | 0 | 0 | 0 | 0 | 0 | 0 | 0 | 0 | 0
|  | 2037 | 1118.0512 | [17 empty] | 1802.9622 | 1694.8882 | 1587.9391 | 1509.7873 | 1442.4345 | 1383.181 | 1340.126 | 1305.1702 | 1270.2145 | 1235.2587 | 1200.3029 | 1165.3471 | 1130.3914 | 1095.4356 | 1060.4798 | 1025.5241 | 990.5683 | 955.6125 | 920.6567 | 885.701 | 859.0209 | 840.6166 | 822.2123 | 803.8079 | 785.4036 | 766.9992 | 748.5949 | 730.1906 | 711.7862 | 693.3819 | 0 | 0 | 0 | 0 | 0 | 0 | 0 | 0 | 0
|  | 2038 | 1102.0534 | [18 empty] | 1777.1641 | 1670.6365 | 1565.2177 | 1488.1842 | 1421.7952 | 1363.3895 | 1320.9505 | 1286.4949 | 1252.0394 | 1217.5838 | 1183.1282 | 1148.6726 | 1114.217 | 1079.7614 | 1045.3058 | 1010.8502 | 976.3946 | 941.939 | 907.4834 | 873.0278 | 846.7295 | 828.5885 | 810.4475 | 792.3065 | 774.1655 | 756.0245 | 737.8835 | 719.7425 | 701.6015 | 683.4605 | 0 | 0 | 0 | 0 | 0 | 0 | 0 | 0
|  | 2039 | 1086.2844 | [19 empty] | 1751.7352 | 1646.7319 | 1542.8215 | 1466.8903 | 1401.4512 | 1343.8812 | 1302.0495 | 1268.0869 | 1234.1243 | 1200.1617 | 1166.1991 | 1132.2365 | 1098.274 | 1064.3114 | 1030.3488 | 996.3862 | 962.4236 | 928.461 | 894.4985 | 860.5359 | 834.6139 | 816.7324 | 798.851 | 780.9696 | 763.0882 | 745.2068 | 727.3253 | 709.4439 | 691.5625 | 673.6811 | 0 | 0 | 0 | 0 | 0 | 0 | 0
|  | Annual Change (%) |  | 0% | 0% | 0% | 0% | 0% | 0% | -1.335% | -1.353% | -1.372% | -1.391% | -1.411% | -1.431% | -1.431% | -1.431% | -1.431% | -1.431% | -1.431% | -1.431% | -1.431% | -1.431% | -1.431% | -1.431% | -1.431% | -1.431% | -1.431% | -1.431% | -1.431% | -1.431% | -1.431% | -1.431% | -1.431% | 0% | 0% | 0% | 0% | 0% | 0% | 0% | 0% | 0% | 0% | 0% | 0% | 0% | 0% | 0% | 0% | 0% | 0% | 0% | 0% | 0% | 0% | 0% | 0% | 0%
|  | Levelized Capital Cost ($/MW-wk) |  | 1325.2109 | 1325.2109 | 1325.2109 | 1325.2109 | 1325.2109 | 1325.2109 | 1307.5149 | 1289.8189 | 1272.1229 | 1254.4269 | 1236.7309 | 1219.0349 | 1201.5921 | 1184.3989 | 1167.4517 | 1150.747 | 1134.2813 | 1118.0512 | 1102.0534 | 1086.2844 | 1070.7411 | 1055.4202 | 1040.3185 | 1025.4329 | 1010.7603 | 996.2977 | 982.0419 | 967.9902 | 954.1395 | 940.487 | 927.0299 | 927.0299 | 927.0299 | 927.0299 | 927.0299 | 927.0299 | 927.0299 | 927.0299 | 927.0299 | 927.0299 | 927.0299 | 927.0299 | 927.0299 | 927.0299 | 927.0299 | 927.0299 | 927.0299 | 927.0299 | 927.0299 | 927.0299 | 927.0299 | 927.0299 | 927.0299 | 927.0299 | 927.0299 | 927.0299
|  | Economic Life | 35
|  | check s/b 0 | 0
itc
|  |  |  | 30% | 30% | 30% | 30% | 26% | 22% | 10% | 10% | 10% | 10% | 10% | 10% | 10% | 10% | 10% | 10% | 10% | 10% | 10% | 10% | 10% | 10% | 10% | 10% | 10% | 10% | 10% | 10% | 10% | 10% | 10% | 10% | 10% | 10% | 10% | 10% | 10% | 10% | 10% | 10% | 10% | 10% | 10% | 10% | 10% | 10% | 10% | 10% | 10% | 10% | 10% | 10% | 10% | 10% | 10% | 10%
ITC
| Revenue Requirement by vintage year | 0 | 0 | 0 | 0 | 0 | 0 | 0 | 0 | 0 | 0 | 0 | 0 | 0 | 0 | 0 | 0 | 0 | 0 | 0 | 0 | 0 | 0 | 0 | 0 | 0 | 0 | 0 | 0 | 0 |  | 0 | 0 | 0 | 0 | 0 | 0 | 0 | 0 | 0 | 0 | 0 | 0 | 0 | 0 | 0 | 0 | 0 | 0 | 0 | 0 | 0 | 0 | 0 | 0 | 0 | 0 | 0 | 0 | 0
| 2012 $/MW-wk | 0 | 0 | 0 | 0 | 0 | 0 | 0 | 0 | 0 | 0 | 0 | 0 | 0 | 0 | 0 | 0 | 0 | 0 | 0 | 0 | 0 | 0 | 0 | 0 | 0 | 0 | 0 | 0 | 0 |  | 0 | 0 | 0 | 0 | 0 | 0 | 0 | 0 | 0 | 0 | 0 | 0 | 0 | 0 | 0 | 0 | 0 | 0 | 0 | 0 | 0 | 0 | 0 | 0 | 0 | 0 | 0 | 0 | 0
| Aurora Input | 0 | Levelized Cost | 2020 | 2021 | 2022 | 2023 | 2024 | 2025 | 2026 | 2027 | 2028 | 2029 | 2030 | 2031 | 2032 | 2033 | 2034 | 2035 | 2036 | 2037 | 2038 | 2039 | 2040 | 2041 | 2042 | 2043 | 2044 | 2045 | 2046 | Levelized | 2047 | 2048 | 2049 | 2050 | 2051 | 2052 | 2053 | 2054 | 2055 | 2056 | 2057 | 2058 | 2059 | 2060 | 2061 | 2062 | 2063 | 2064 | 2065 | 2066 | 2067 | 2068 | 2069 | 2070 | 2071 | 2072 | 2073 | 2074 | 2075
| 0 | 2020 | 1325.2109 | 2137.0265 | 2008.9279 | 1882.1626 | 1789.5304 | 1709.6981 | 1639.4657 | 1588.4331 | 1547.0005 | 1505.5679 | 1464.1353 | 1422.7027 | 1381.2701 | 1339.8375 | 1298.4049 | 1256.9723 | 1215.5397 | 1174.1071 | 1132.6745 | 1091.2419 | 1049.8093 | 1018.1858 | 996.3714 | 974.557 | 952.7426 | 930.9282 | 909.1138 | 887.2994 | 844.2826 | 865.485 | 843.6706 | 821.8561 | 0 | 0 | 0 | 0 | 0 | 0 | 0 | 0 | 0 | 0 | 0 | 0 | 0 | 0 | 0 | 0 | 0 | 0 | 0 | 0 | 0 | 0 | 0 | 0 | 0 | 0
| 0 | 2021 | 1325.2109 | 0 | 2137.0265 | 2008.9279 | 1882.1626 | 1789.5304 | 1709.6981 | 1639.4657 | 1588.4331 | 1547.0005 | 1505.5679 | 1464.1353 | 1422.7027 | 1381.2701 | 1339.8375 | 1298.4049 | 1256.9723 | 1215.5397 | 1174.1071 | 1132.6745 | 1091.2419 | 1049.8093 | 1018.1858 | 996.3714 | 974.557 | 952.7426 | 930.9282 | 909.1138 | 855.7252 | 887.2994 | 865.485 | 843.6706 | 821.8561 | 0 | 0 | 0 | 0 | 0 | 0 | 0 | 0 | 0 | 0 | 0 | 0 | 0 | 0 | 0 | 0 | 0 | 0 | 0 | 0 | 0 | 0 | 0 | 0 | 0
| 0 | 2022 | 1325.2109 | 0 | 0 | 2137.0265 | 2008.9279 | 1882.1626 | 1789.5304 | 1709.6981 | 1639.4657 | 1588.4331 | 1547.0005 | 1505.5679 | 1464.1353 | 1422.7027 | 1381.2701 | 1339.8375 | 1298.4049 | 1256.9723 | 1215.5397 | 1174.1071 | 1132.6745 | 1091.2419 | 1049.8093 | 1018.1858 | 996.3714 | 974.557 | 952.7426 | 930.9282 | 867.3204 | 909.1138 | 887.2994 | 865.485 | 843.6706 | 821.8561 | 0 | 0 | 0 | 0 | 0 | 0 | 0 | 0 | 0 | 0 | 0 | 0 | 0 | 0 | 0 | 0 | 0 | 0 | 0 | 0 | 0 | 0 | 0 | 0
| 0 | 2023 | 1325.2109 | 0 | 0 | 0 | 2137.0265 | 2008.9279 | 1882.1626 | 1789.5304 | 1709.6981 | 1639.4657 | 1588.4331 | 1547.0005 | 1505.5679 | 1464.1353 | 1422.7027 | 1381.2701 | 1339.8375 | 1298.4049 | 1256.9723 | 1215.5397 | 1174.1071 | 1132.6745 | 1091.2419 | 1049.8093 | 1018.1858 | 996.3714 | 974.557 | 952.7426 | 879.0679 | 930.9282 | 909.1138 | 887.2994 | 865.485 | 843.6706 | 821.8561 | 0 | 0 | 0 | 0 | 0 | 0 | 0 | 0 | 0 | 0 | 0 | 0 | 0 | 0 | 0 | 0 | 0 | 0 | 0 | 0 | 0 | 0 | 0
| 0 | 2024 | 1325.2109 | 0 | 0 | 0 | 0 | 2137.0265 | 2008.9279 | 1882.1626 | 1789.5304 | 1709.6981 | 1639.4657 | 1588.4331 | 1547.0005 | 1505.5679 | 1464.1353 | 1422.7027 | 1381.2701 | 1339.8375 | 1298.4049 | 1256.9723 | 1215.5397 | 1174.1071 | 1132.6745 | 1091.2419 | 1049.8093 | 1018.1858 | 996.3714 | 974.557 | 890.9676 | 952.7426 | 930.9282 | 909.1138 | 887.2994 | 865.485 | 843.6706 | 821.8561 | 0 | 0 | 0 | 0 | 0 | 0 | 0 | 0 | 0 | 0 | 0 | 0 | 0 | 0 | 0 | 0 | 0 | 0 | 0 | 0 | 0 | 0
| 0 | 2025 | 1325.2109 | 0 | 0 | 0 | 0 | 0 | 2137.0265 | 2008.9279 | 1882.1626 | 1789.5304 | 1709.6981 | 1639.4657 | 1588.4331 | 1547.0005 | 1505.5679 | 1464.1353 | 1422.7027 | 1381.2701 | 1339.8375 | 1298.4049 | 1256.9723 | 1215.5397 | 1174.1071 | 1132.6745 | 1091.2419 | 1049.8093 | 1018.1858 | 996.3714 | 903.019 | 974.557 | 952.7426 | 930.9282 | 909.1138 | 887.2994 | 865.485 | 843.6706 | 821.8561 | 0 | 0 | 0 | 0 | 0 | 0 | 0 | 0 | 0 | 0 | 0 | 0 | 0 | 0 | 0 | 0 | 0 | 0 | 0 | 0 | 0
| 0 | 2026 | 1307.5149 | 0 | 0 | 0 | 0 | 0 | 0 | 2108.4901 | 1982.102 | 1857.0294 | 1765.6342 | 1686.8679 | 1617.5733 | 1567.2222 | 1526.3429 | 1485.4636 | 1444.5842 | 1403.7049 | 1362.8256 | 1321.9462 | 1281.0669 | 1240.1875 | 1199.3082 | 1158.4289 | 1117.5495 | 1076.6702 | 1035.7909 | 1004.5896 | 903.0005 | 983.0665 | 961.5434 | 940.0203 | 918.4972 | 896.9741 | 875.451 | 853.9278 | 832.4047 | 810.8816 | 0 | 0 | 0 | 0 | 0 | 0 | 0 | 0 | 0 | 0 | 0 | 0 | 0 | 0 | 0 | 0 | 0 | 0 | 0 | 0
| 0 | 2027 | 1289.8189 | 0 | 0 | 0 | 0 | 0 | 0 | 0 | 2079.9536 | 1955.2761 | 1831.8963 | 1741.7379 | 1664.0377 | 1595.681 | 1546.0113 | 1505.6853 | 1465.3592 | 1425.0331 | 1384.707 | 1344.381 | 1304.0549 | 1263.7288 | 1223.4028 | 1183.0767 | 1142.7506 | 1102.4245 | 1062.0985 | 1021.7724 | 902.8029 | 990.9934 | 969.7616 | 948.5298 | 927.298 | 906.0662 | 884.8344 | 863.6025 | 842.3707 | 821.1389 | 799.9071 | 0 | 0 | 0 | 0 | 0 | 0 | 0 | 0 | 0 | 0 | 0 | 0 | 0 | 0 | 0 | 0 | 0 | 0 | 0
| 0 | 2028 | 1272.1229 | 0 | 0 | 0 | 0 | 0 | 0 | 0 | 0 | 2051.4172 | 1928.4502 | 1806.7631 | 1717.8417 | 1641.2075 | 1573.7886 | 1524.8004 | 1485.0276 | 1445.2548 | 1405.482 | 1365.7092 | 1325.9364 | 1286.1636 | 1246.3908 | 1206.618 | 1166.8452 | 1127.0723 | 1087.2995 | 1047.5267 | 903.467 | 1007.7539 | 977.3973 | 956.4567 | 935.5162 | 914.5757 | 893.6352 | 872.6946 | 851.7541 | 830.8136 | 809.8731 | 788.9325 | 0 | 0 | 0 | 0 | 0 | 0 | 0 | 0 | 0 | 0 | 0 | 0 | 0 | 0 | 0 | 0 | 0 | 0
| 0 | 2029 | 1254.4269 | 0 | 0 | 0 | 0 | 0 | 0 | 0 | 0 | 0 | 2022.8807 | 1901.6243 | 1781.6299 | 1693.9455 | 1618.3773 | 1551.8962 | 1503.5895 | 1464.37 | 1425.1504 | 1385.9309 | 1346.7114 | 1307.4918 | 1268.2723 | 1229.0527 | 1189.8332 | 1150.6136 | 1111.3941 | 1072.1745 | 905.6653 | 1032.955 | 993.7355 | 963.8011 | 943.1518 | 922.5026 | 901.8534 | 881.2042 | 860.5549 | 839.9057 | 819.2565 | 798.6072 | 777.958 | 0 | 0 | 0 | 0 | 0 | 0 | 0 | 0 | 0 | 0 | 0 | 0 | 0 | 0 | 0 | 0 | 0
| 0 | 2030 | 1236.7309 | 0 | 0 | 0 | 0 | 0 | 0 | 0 | 0 | 0 | 0 | 1994.3443 | 1874.7983 | 1756.4967 | 1670.0493 | 1595.5471 | 1530.0039 | 1482.3786 | 1443.7124 | 1405.0461 | 1366.3798 | 1327.7135 | 1289.0472 | 1250.3809 | 1211.7147 | 1173.0484 | 1134.3821 | 1095.7158 | 908.9459 | 1057.0495 | 1018.3833 | 979.717 | 950.2049 | 929.8469 | 909.489 | 889.1311 | 868.7731 | 848.4152 | 828.0573 | 807.6994 | 787.3414 | 766.9835 | 0 | 0 | 0 | 0 | 0 | 0 | 0 | 0 | 0 | 0 | 0 | 0 | 0 | 0 | 0 | 0
| 0 | 2031 | 1219.0349 | 0 | 0 | 0 | 0 | 0 | 0 | 0 | 0 | 0 | 0 | 0 | 1965.8078 | 1847.9724 | 1731.3636 | 1646.153 | 1572.7169 | 1508.1115 | 1461.1677 | 1423.0547 | 1384.9417 | 1346.8287 | 1308.7157 | 1270.6026 | 1232.4896 | 1194.3766 | 1156.2636 | 1118.1506 | 912.9825 | 1080.0376 | 1041.9245 | 1003.8115 | 965.6985 | 936.6087 | 916.5421 | 896.4754 | 876.4088 | 856.3421 | 836.2755 | 816.2089 | 796.1422 | 776.0756 | 756.009 | 0 | 0 | 0 | 0 | 0 | 0 | 0 | 0 | 0 | 0 | 0 | 0 | 0 | 0 | 0
| 0 | 2032 | 1201.5921 | 0 | 0 | 0 | 0 | 0 | 0 | 0 | 0 | 0 | 0 | 0 | 0 | 1937.6797 | 1821.5304 | 1706.59 | 1622.5987 | 1550.2134 | 1486.5324 | 1440.2603 | 1402.6927 | 1365.125 | 1327.5573 | 1289.9897 | 1252.422 | 1214.8543 | 1177.2866 | 1139.719 | 917.7258 | 1102.1513 | 1064.5836 | 1027.016 | 989.4483 | 951.8806 | 923.207 | 903.4275 | 883.648 | 863.8685 | 844.089 | 824.3095 | 804.53 | 784.7505 | 764.971 | 745.1915 | 0 | 0 | 0 | 0 | 0 | 0 | 0 | 0 | 0 | 0 | 0 | 0 | 0 | 0
| 0 | 2033 | 1184.3989 | 0 | 0 | 0 | 0 | 0 | 0 | 0 | 0 | 0 | 0 | 0 | 0 | 0 | 1909.954 | 1795.4666 | 1682.1709 | 1599.3815 | 1528.0318 | 1465.2621 | 1419.6521 | 1382.622 | 1345.5918 | 1308.5617 | 1271.5316 | 1234.5015 | 1197.4713 | 1160.4412 | 922.9997 | 1123.4111 | 1086.381 | 1049.3508 | 1012.3207 | 975.2906 | 938.2605 | 909.9972 | 890.5007 | 871.0042 | 851.5077 | 832.0112 | 812.5147 | 793.0182 | 773.5217 | 754.0252 | 734.5287 | 0 | 0 | 0 | 0 | 0 | 0 | 0 | 0 | 0 | 0 | 0 | 0 | 0
| 0 | 2034 | 1167.4517 | 0 | 0 | 0 | 0 | 0 | 0 | 0 | 0 | 0 | 0 | 0 | 0 | 0 | 0 | 1882.625 | 1769.7759 | 1658.1013 | 1576.4964 | 1506.1677 | 1444.2961 | 1399.3387 | 1362.8385 | 1326.3382 | 1289.8379 | 1253.3376 | 1216.8374 | 1180.3371 | 928.6695 | 1143.8368 | 1107.3365 | 1070.8363 | 1034.336 | 997.8357 | 961.3355 | 924.8352 | 896.9763 | 877.7588 | 858.5412 | 839.3237 | 820.1062 | 800.8887 | 781.6712 | 762.4536 | 743.2361 | 724.0186 | 0 | 0 | 0 | 0 | 0 | 0 | 0 | 0 | 0 | 0 | 0 | 0
| 0 | 2035 | 1150.747 | 0 | 0 | 0 | 0 | 0 | 0 | 0 | 0 | 0 | 0 | 0 | 0 | 0 | 0 | 0 | 1855.6871 | 1744.4527 | 1634.376 | 1553.9388 | 1484.6164 | 1423.6301 | 1379.316 | 1343.338 | 1307.36 | 1271.382 | 1235.404 | 1199.426 | 934.6301 | 1163.448 | 1127.47 | 1091.492 | 1055.514 | 1019.536 | 983.558 | 947.58 | 911.602 | 884.1417 | 865.1992 | 846.2566 | 827.3141 | 808.3716 | 789.429 | 770.4865 | 751.5439 | 732.6014 | 713.6588 | 0 | 0 | 0 | 0 | 0 | 0 | 0 | 0 | 0 | 0 | 0
| 0 | 2036 | 1134.2813 | 0 | 0 | 0 | 0 | 0 | 0 | 0 | 0 | 0 | 0 | 0 | 0 | 0 | 0 | 0 | 0 | 1829.1347 | 1719.4918 | 1610.9902 | 1531.704 | 1463.3735 | 1403.2598 | 1359.5798 | 1324.1166 | 1288.6534 | 1253.1902 | 1217.727 | 940.7989 | 1182.2638 | 1146.8006 | 1111.3374 | 1075.8742 | 1040.411 | 1004.9478 | 969.4846 | 934.0214 | 898.5582 | 871.4908 | 852.8193 | 834.1478 | 815.4763 | 796.8048 | 778.1333 | 759.4618 | 740.7903 | 722.1188 | 703.4473 | 0 | 0 | 0 | 0 | 0 | 0 | 0 | 0 | 0 | 0
| 0 | 2037 | 1118.0512 | 0 | 0 | 0 | 0 | 0 | 0 | 0 | 0 | 0 | 0 | 0 | 0 | 0 | 0 | 0 | 0 | 0 | 1802.9622 | 1694.8882 | 1587.9391 | 1509.7873 | 1442.4345 | 1383.181 | 1340.126 | 1305.1702 | 1270.2145 | 1235.2587 | 947.1096 | 1200.3029 | 1165.3471 | 1130.3914 | 1095.4356 | 1060.4798 | 1025.5241 | 990.5683 | 955.6125 | 920.6567 | 885.701 | 859.0209 | 840.6166 | 822.2123 | 803.8079 | 785.4036 | 766.9992 | 748.5949 | 730.1906 | 711.7862 | 693.3819 | 0 | 0 | 0 | 0 | 0 | 0 | 0 | 0 | 0
| 0 | 2038 | 1102.0534 | 0 | 0 | 0 | 0 | 0 | 0 | 0 | 0 | 0 | 0 | 0 | 0 | 0 | 0 | 0 | 0 | 0 | 0 | 1777.1641 | 1670.6365 | 1565.2177 | 1488.1842 | 1421.7952 | 1363.3895 | 1320.9505 | 1286.4949 | 1252.0394 | 953.5085 | 1217.5838 | 1183.1282 | 1148.6726 | 1114.217 | 1079.7614 | 1045.3058 | 1010.8502 | 976.3946 | 941.939 | 907.4834 | 873.0278 | 846.7295 | 828.5885 | 810.4475 | 792.3065 | 774.1655 | 756.0245 | 737.8835 | 719.7425 | 701.6015 | 683.4605 | 0 | 0 | 0 | 0 | 0 | 0 | 0 | 0
| 0 | 2039 | 1086.2844 | 0 | 0 | 0 | 0 | 0 | 0 | 0 | 0 | 0 | 0 | 0 | 0 | 0 | 0 | 0 | 0 | 0 | 0 | 0 | 1751.7352 | 1646.7319 | 1542.8215 | 1466.8903 | 1401.4512 | 1343.8812 | 1302.0495 | 1268.0869 | 959.9518 | 1234.1243 | 1200.1617 | 1166.1991 | 1132.2365 | 1098.274 | 1064.3114 | 1030.3488 | 996.3862 | 962.4236 | 928.461 | 894.4985 | 860.5359 | 834.6139 | 816.7324 | 798.851 | 780.9696 | 763.0882 | 745.2068 | 727.3253 | 709.4439 | 691.5625 | 673.6811 | 0 | 0 | 0 | 0 | 0 | 0 | 0
| 2020-2023 | 30% |  | 153.5333 | [27 empty] | 2064: 0; 2065: 0; 2066: 0; 2067: 0; 2068: 0; 2069: 0; 2070: 0; 2071: 0; 2072: 0; 2073: 0; 2074: 0
| 2024 | 26% |  | 133.0622 | [36 empty] | 0 | 0 | 0 | 0 | 0 | 0 | 0 | 0 | 0 | 0 | 0 | 0 | 0 | 0 | 0 | 0 | 0 | 0 | 0
| 2025 | 22% |  | 112.5911 | [36 empty] | 0 | 0 | 0 | 0 | 0 | 0 | 0 | 0 | 0 | 0 | 0 | 0 | 0 | 0 | 0 | 0 | 0 | 0 | 0
| Start 2026 | 10% |  | 51.1778 | [36 empty] | 0 | 0 | 0 | 0 | 0 | 0 | 0 | 0 | 0 | 0 | 0 | 0 | 0 | 0 | 0 | 0 | 0 | 0 | 0
[41 empty] | 0 | 0 | 0 | 0 | 0 | 0 | 0 | 0 | 0 | 0 | 0 | 0 | 0 | 0 | 0 | 0 | 0 | 0 | 0
[41 empty] | 0 | 0 | 0 | 0 | 0 | 0 | 0 | 0 | 0 | 0 | 0 | 0 | 0 | 0 | 0 | 0 | 0 | 0 | 0
Amortization
|  | 30% |  | 7.6767 | 7.6767 | 7.6767 | 7.6767 | 7.6767 | 7.6767 | 7.6767 | 7.6767 | 7.6767 | 7.6767 | 7.6767 | 7.6767 | 7.6767 | 7.6767 | 7.6767 | 7.6767 | 7.6767 | 7.6767 | 7.6767 | 7.6767 | 7.6767 | 7.6767 | 7.6767 | 7.6767 | 7.6767 | 7.6767 | 7.6767 | 7.6767 | 7.6767 | 7.6767 | 7.6767 | 7.6767 | 7.6767 | 7.6767 | 7.6767 | 7.6767 | 7.6767 | 7.6767 | 7.6767 | 7.6767 | 7.6767 | 7.6767 | 7.6767 | 7.6767 | 7.6767 | 7.6767 | 7.6767 | 7.6767 | 7.6767 | 7.6767 | 7.6767 | 7.6767 | 7.6767 | 7.6767 | 7.6767 | 7.6767
|  | 26% |  | 6.6531 | 6.6531 | 6.6531 | 6.6531 | 6.6531 | 6.6531 | 6.6531 | 6.6531 | 6.6531 | 6.6531 | 6.6531 | 6.6531 | 6.6531 | 6.6531 | 6.6531 | 6.6531 | 6.6531 | 6.6531 | 6.6531 | 6.6531 | 6.6531 | 6.6531 | 6.6531 | 6.6531 | 6.6531 | 6.6531 | 6.6531 | 6.6531 | 6.6531 | 6.6531 | 6.6531 | 6.6531 | 6.6531 | 6.6531 | 6.6531 | 6.6531 | 6.6531 | 6.6531 | 6.6531 | 6.6531 | 6.6531 | 6.6531 | 6.6531 | 6.6531 | 6.6531 | 6.6531 | 6.6531 | 6.6531 | 6.6531 | 6.6531 | 6.6531 | 6.6531 | 6.6531 | 6.6531 | 6.6531 | 6.6531
|  | 22% |  | 5.6296 | 5.6296 | 5.6296 | 5.6296 | 5.6296 | 5.6296 | 5.6296 | 5.6296 | 5.6296 | 5.6296 | 5.6296 | 5.6296 | 5.6296 | 5.6296 | 5.6296 | 5.6296 | 5.6296 | 5.6296 | 5.6296 | 5.6296 | 5.6296 | 5.6296 | 5.6296 | 5.6296 | 5.6296 | 5.6296 | 5.6296 | 5.6296 | 5.6296 | 5.6296 | 5.6296 | 5.6296 | 5.6296 | 5.6296 | 5.6296 | 5.6296 | 5.6296 | 5.6296 | 5.6296 | 5.6296 | 5.6296 | 5.6296 | 5.6296 | 5.6296 | 5.6296 | 5.6296 | 5.6296 | 5.6296 | 5.6296 | 5.6296 | 5.6296 | 5.6296 | 5.6296 | 5.6296 | 5.6296 | 5.6296
|  | 10% |  | 2.5589 | 2.5589 | 2.5589 | 2.5589 | 2.5589 | 2.5589 | 2.5589 | 2.5589 | 2.5589 | 2.5589 | 2.5589 | 2.5589 | 2.5589 | 2.5589 | 2.5589 | 2.5589 | 2.5589 | 2.5589 | 2.5589 | 2.5589 | 2.5589 | 2.5589 | 2.5589 | 2.5589 | 2.5589 | 2.5589 | 2.5589 | 2.5589 | 2.5589 | 2.5589 | 2.5589 | 2.5589 | 2.5589 | 2.5589 | 2.5589 | 2.5589 | 2.5589 | 2.5589 | 2.5589 | 2.5589 | 2.5589 | 2.5589 | 2.5589 | 2.5589 | 2.5589 | 2.5589 | 2.5589 | 2.5589 | 2.5589 | 2.5589 | 2.5589 | 2.5589 | 2.5589 | 2.5589 | 2.5589 | 2.5589
|  |  |  | 2020 | 2021 | 2022 | 2023 | 2024 | 2025 | 2026 | 2027 | 2028 | 2029 | 2030 | 2031 | 2032 | 2033 | 2034 | 2035 | 2036 | 2037 | 2038 | 2039 | 2040 | 2041 | 2042 | 2043 | 2044 | 2045 | 2046 | 2047 | 2048 | 2049 | 2050 | 2051 | 2052 | 2053 | 2054 | 2055 | 2056 | 2057 | 2058 | 2059 | 2060 | 2061 | 2062 | 2063 | 2064 | 2065 | 2066 | 2067 | 2068 | 2069 | 2070 | 2071 | 2072 | 2073 | 2074 | 2075
|  | ITC Base |  | 112.5911 | 112.5911 | 112.5911 | 112.5911 | 112.5911 | 112.5911 | 112.5911 | 112.5911 | 112.5911 | 112.5911 | 112.5911 | 112.5911 | 112.5911 | 112.5911 | 112.5911 | 112.5911 | 112.5911 | 112.5911 | 112.5911 | 112.5911 | 112.5911 | 112.5911 | 112.5911 | 112.5911 | 112.5911 | 112.5911 | 112.5911 | 112.5911 | 112.5911 | 112.5911 | 112.5911 | 112.5911 | 112.5911 | 112.5911 | 112.5911 | 112.5911 | 112.5911 | 112.5911 | 112.5911 | 112.5911 | 112.5911 | 112.5911 | 112.5911 | 112.5911 | 112.5911 | 112.5911 | 112.5911 | 112.5911 | 112.5911 | 112.5911 | 112.5911 | 112.5911 | 112.5911 | 112.5911 | 112.5911 | 112.5911
|  | Accum ITC Amort |  | 5.6296 | 11.2591 | 16.8887 | 22.5182 | 28.1478 | 33.7773 | 39.4069 | 45.0364 | 50.666 | 56.2956 | 61.9251 | 67.5547 | 73.1842 | 78.8138 | 84.4433 | 90.0729 | 95.7024 | 101.332 | 106.9616 | 112.5911 | 118.2207 | 123.8502 | 129.4798 | 135.1093 | 140.7389 | 146.3684 | 151.998 | 157.6275 | 163.2571 | 168.8867 | 174.5162 | 180.1458 | 185.7753 | 191.4049 | 197.0344 | 202.664 | 208.2935 | 213.9231 | 219.5527 | 225.1822 | 230.8118 | 236.4413 | 242.0709 | 247.7004 | 253.33 | 258.9595 | 264.5891 | 270.2187 | 275.8482 | 281.4778 | 287.1073 | 292.7369 | 298.3664 | 303.996 | 309.6255 | 315.2551
|  | Ratebase |  | 106.9616 | 101.332 | 95.7024 | 90.0729 | 84.4433 | 78.8138 | 73.1842 | 67.5547 | 61.9251 | 56.2956 | 50.666 | 45.0364 | 39.4069 | 33.7773 | 28.1478 | 22.5182 | 16.8887 | 11.2591 | 5.6296 | 0 | -5.6296 | -11.2591 | -16.8887 | -22.5182 | -28.1478 | -33.7773 | -39.4069 | -45.0364 | -50.666 | -56.2956 | -61.9251 | -67.5547 | -73.1842 | -78.8138 | -84.4433 | -90.0729 | -95.7024 | -101.332 | -106.9616 | -112.5911 | -118.2207 | -123.8502 | -129.4798 | -135.1093 | -140.7389 | -146.3684 | -151.998 | -157.6275 | -163.2571 | -168.8867 | -174.5162 | -180.1458 | -185.7753 | -191.4049 | -197.0344 | -202.664
|  | Tax Basis |  | 455.4822 | 455.4822 | 455.4822 | 455.4822 | 455.4822 | 455.4822 | 455.4822 | 455.4822 | 455.4822 | 455.4822 | 455.4822 | 455.4822 | 455.4822 | 455.4822 | 455.4822 | 455.4822 | 455.4822 | 455.4822 | 455.4822 | 455.4822 | 455.4822 | 455.4822 | 455.4822 | 455.4822 | 455.4822 | 455.4822 | 455.4822 | 455.4822 | 455.4822 | 455.4822 | 455.4822 | 455.4822 | 455.4822 | 455.4822 | 455.4822 | 455.4822 | 455.4822 | 455.4822 | 455.4822 | 455.4822 | 455.4822 | 455.4822 | 455.4822 | 455.4822 | 455.4822 | 455.4822 | 455.4822 | 455.4822 | 455.4822 | 455.4822 | 455.4822 | 455.4822 | 455.4822 | 455.4822 | 455.4822 | 455.4822
|  | Book Depreciation |  | 13.0138 | 13.0138 | 13.0138 | 13.0138 | 13.0138 | 13.0138 | 13.0138 | 13.0138 | 13.0138 | 13.0138 | 13.0138 | 13.0138 | 13.0138 | 13.0138 | 13.0138 | 13.0138 | 13.0138 | 13.0138 | 13.0138 | 13.0138 | 13.0138 | 13.0138 | 13.0138 | 13.0138 | 13.0138 | 13.0138 | 13.0138 | 13.0138 | 13.0138 | 13.0138 | 13.0138 | 13.0138 | 13.0138 | 13.0138 | 13.0138 | 13.0138 | 13.0138 | 13.0138 | 13.0138 | 13.0138 | 13.0138 | 13.0138 | 13.0138 | 13.0138 | 13.0138 | 13.0138 | 13.0138 | 13.0138 | 13.0138 | 13.0138 | 13.0138 | 13.0138 | 13.0138 | 13.0138 | 13.0138 | 13.0138
|  | Tax Depreciation |  | 91.0964 | 145.7543 | 87.4526 | 52.4715 | 52.4715 | 26.2358 | 0 | 0 | 0 | 0 | 0 | 0 | 0 | 0 | 0 | 0 | 0 | 0 | 0 | 0 | 0 | 0 | 0 | 0 | 0 | 0 | 0 | 0 | 0 | 0 | 0 | 0 | 0 | 0 | 0 | 0 | 0 | 0 | 0 | 0 | 0 | 0 | 0 | 0 | 0 | 0 | 0 | 0 | 0 | 0 | 0 | 0 | 0 | 0 | 0 | 0
|  | Difference between book and tax |  | -78.0827 | -132.7405 | -74.4388 | -39.4578 | -39.4578 | -13.222 | 13.0138 | 13.0138 | 13.0138 | 13.0138 | 13.0138 | 13.0138 | 13.0138 | 13.0138 | 13.0138 | 13.0138 | 13.0138 | 13.0138 | 13.0138 | 13.0138 | 13.0138 | 13.0138 | 13.0138 | 13.0138 | 13.0138 | 13.0138 | 13.0138 | 13.0138 | 13.0138 | 13.0138 | 13.0138 | 13.0138 | 13.0138 | 13.0138 | 13.0138 | 13.0138 | 13.0138 | 13.0138 | 13.0138 | 13.0138 | 13.0138 | 13.0138 | 13.0138 | 13.0138 | 13.0138 | 13.0138 | 13.0138 | 13.0138 | 13.0138 | 13.0138 | 13.0138 | 13.0138 | 13.0138 | 13.0138 | 13.0138 | 13.0138
|  | Deferred Tax |  | -16.3974 | -27.8755 | -15.6321 | -8.2861 | -8.2861 | -2.7766 | 2.7329 | 2.7329 | 2.7329 | 2.7329 | 2.7329 | 2.7329 | 2.7329 | 2.7329 | 2.7329 | 2.7329 | 2.7329 | 2.7329 | 2.7329 | 2.7329 | 2.7329 | 2.7329 | 2.7329 | 2.7329 | 2.7329 | 2.7329 | 2.7329 | 2.7329 | 2.7329 | 2.7329 | 2.7329 | 2.7329 | 2.7329 | 2.7329 | 2.7329 | 2.7329 | 2.7329 | 2.7329 | 2.7329 | 2.7329 | 2.7329 | 2.7329 | 2.7329 | 2.7329 | 2.7329 | 2.7329 | 2.7329 | 2.7329 | 2.7329 | 2.7329 | 2.7329 | 2.7329 | 2.7329 | 2.7329 | 2.7329 | 2.7329
|  | Accum Defered Tax |  | -16.3974 | -44.2729 | -59.905 | -68.1912 | -76.4773 | -79.2539 | -76.521 | -73.7881 | -71.0552 | -68.3223 | -65.5894 | -62.8565 | -60.1237 | -57.3908 | -54.6579 | -51.925 | -49.1921 | -46.4592 | -43.7263 | -40.9934 | -38.2605 | -35.5276 | -32.7947 | -30.0618 | -27.3289 | -24.596 | -21.8631 | -19.1303 | -16.3974 | -13.6645 | -10.9316 | -8.1987 | -5.4658 | -2.7329 | -3.1086e-14 | 2.7329 | 5.4658 | 8.1987 | 10.9316 | 13.6645 | 16.3974 | 19.1303 | 21.8631 | 24.596 | 27.3289 | 30.0618 | 32.7947 | 35.5276 | 38.2605 | 40.9934 | 43.7263 | 46.4592 | 49.1921 | 51.925 | 54.6579 | 57.3908
|  | Revenue Requirement |  | 52.7846 | 49.6205 | 46.4894 | 44.2014 | 42.2295 | 40.4948 | 39.2343 | 38.2109 | 37.1875 | 36.1641 | 35.1408 | 34.1174 | 33.094 | 32.0706 | 31.0472 | 30.0238 | 29.0004 | 27.9771 | 26.9537 | 25.9303 | 25.1492 | 24.6104 | 24.0716 | 23.5327 | 22.9939 | 22.4551 | 21.9163 | 21.3775 | 20.8387 | 20.2998 | 0 | 0 | 0 | 0 | 0 | 0 | 0 | 0 | 0 | 0 | 0 | 0 | 0 | 0 | 0 | 0 | 0 | 0 | 0 | 0 | 0 | 0 | 0 | 0 | 0 | 0
|  | Depreciation |  | 14.6222 | 14.6222 | 14.6222 | 14.6222 | 14.6222 | 14.6222 | 14.6222 | 14.6222 | 14.6222 | 14.6222 | 14.6222 | 14.6222 | 14.6222 | 14.6222 | 14.6222 | 14.6222 | 14.6222 | 14.6222 | 14.6222 | 14.6222 | 14.6222 | 14.6222 | 14.6222 | 14.6222 | 14.6222 | 14.6222 | 14.6222 | 14.6222 | 14.6222 | 14.6222 | 0 | 0 | 0 | 0 | 0 | 0 | 0 | 0 | 0 | 0 | 0 | 0 | 0 | 0 | 0 | 0 | 0 | 0 | 0 | 0 | 0 | 0 | 0 | 0 | 0 | 0
|  | Insurance |  | 0.24514 | 0.24514 | 0.24514 | 0.24514 | 0.24514 | 0.24514 | 0.24514 | 0.24514 | 0.24514 | 0.24514 | 0.24514 | 0.24514 | 0.24514 | 0.24514 | 0.24514 | 0.24514 | 0.24514 | 0.24514 | 0.24514 | 0.24514 | 0.24514 | 0.24514 | 0.24514 | 0.24514 | 0.24514 | 0.24514 | 0.24514 | 0.24514 | 0.24514 | 0.24514 | 0 | 0 | 0 | 0 | 0 | 0 | 0 | 0 | 0 | 0 | 0 | 0 | 0 | 0 | 0 | 0 | 0 | 0 | 0 | 0 | 0 | 0 | 0 | 0 | 0 | 0
|  | Property Taxes |  | 2.3265 | 2.3265 | 2.3265 | 2.3265 | 2.3265 | 2.3265 | 2.3265 | 2.3265 | 2.3265 | 2.3265 | 2.3265 | 2.3265 | 2.3265 | 2.3265 | 2.3265 | 2.3265 | 2.3265 | 2.3265 | 2.3265 | 2.3265 | 2.3265 | 2.3265 | 2.3265 | 2.3265 | 2.3265 | 2.3265 | 2.3265 | 2.3265 | 2.3265 | 2.3265 | 0 | 0 | 0 | 0 | 0 | 0 | 0 | 0 | 0 | 0 | 0 | 0 | 0 | 0 | 0 | 0 | 0 | 0 | 0 | 0 | 0 | 0 | 0 | 0 | 0 | 0
|  | Current Taxes |  | -10.9499 | -24.5112 | -11.4121 | -3.6387 | -4.0528 | 1.7734 | 7.6992 | 7.4843 | 7.2693 | 7.0544 | 6.8395 | 6.6246 | 6.4097 | 6.1948 | 5.9799 | 5.765 | 5.5501 | 5.3351 | 5.1202 | 4.9053 | 4.7413 | 4.6281 | 4.515 | 4.4018 | 4.2887 | 4.1755 | 4.0624 | 3.9492 | 3.8361 | 3.7229 | 0 | 0 | 0 | 0 | 0 | 0 | 0 | 0 | 0 | 0 | 0 | 0 | 0 | 0 | 0 | 0 | 0 | 0 | 0 | 0 | 0 | 0 | 0 | 0 | 0 | 0
|  | DFIT |  |  | 31.3208 | 17.5642 |  | 9.3103 | 3.1198 | -3.0707 | -3.0707 | -3.0707 | -3.0707 | -3.0707 | -3.0707 | -3.0707 | -3.0707 | -3.0707 | -3.0707 | -3.0707 | -3.0707 | -3.0707 | -3.0707 | -3.0707 | -3.0707 | -3.0707 | -3.0707 | -3.0707 | -3.0707 | -3.0707 | -3.0707 | -3.0707 | -3.0707 | 0 | 0 | 0 | 0 | 0 | 0 | 0 | 0 | 0 | 0 | 0 | 0 | 0 | 0 | 0 | 0 | 0 | 0 | 0 | 0 | 0 | 0 | 0 | 0 | 0 | 0
|  | ITC |  | -5.6296 | -5.6296 | -5.6296 | -5.6296 | -5.6296 | -5.6296 | -5.6296 | -5.6296 | -5.6296 | -5.6296 | -5.6296 | -5.6296 | -5.6296 | -5.6296 | -5.6296 | -5.6296 | -5.6296 | -5.6296 | -5.6296 | -5.6296 | -5.6296 | -5.6296 | -5.6296 | -5.6296 | -5.6296 | -5.6296 | -5.6296 | -5.6296 | -5.6296 | -5.6296 | -5.6296 | -5.6296 | -5.6296 | -5.6296 | -5.6296 | -5.6296 | -5.6296 | -5.6296 | -5.6296 | -5.6296 | -5.6296 | -5.6296 | -5.6296 | -5.6296 | -5.6296 | -5.6296 | -5.6296 | -5.6296 | -5.6296 | -5.6296 | -5.6296 | -5.6296 | -5.6296 | -5.6296 | -5.6296 | -5.6296
|  | Total Operating Expenses |  | 0.61433 | 18.3739 | 17.7164 | 7.9256 | 16.8218 | 16.4575 | 16.1928 | 15.9779 | 15.763 | 15.548 | 15.3331 | 15.1182 | 14.9033 | 14.6884 | 14.4735 | 14.2586 | 14.0437 | 13.8288 | 13.6138 | 13.3989 | 13.2349 | 13.1218 | 13.0086 | 12.8955 | 12.7823 | 12.6692 | 12.556 | 12.4428 | 12.3297 | 12.2165 | -5.6296 | -5.6296 | -5.6296 | -5.6296 | -5.6296 | -5.6296 | -5.6296 | -5.6296 | -5.6296 | -5.6296 | -5.6296 | -5.6296 | -5.6296 | -5.6296 | -5.6296 | -5.6296 | -5.6296 | -5.6296 | -5.6296 | -5.6296 | -5.6296 | -5.6296 | -5.6296 | -5.6296 | -5.6296 | -5.6296
|  | Operating |  | 52.1702 | 31.2466 | 28.7731 | 36.2758 | 25.4078 | 24.0373 | 23.0415 | 22.233 | 21.4246 | 20.6161 | 19.8076 | 18.9991 | 18.1907 | 17.3822 | 16.5737 | 15.7652 | 14.9568 | 14.1483 | 13.3398 | 12.5314 | 11.9143 | 11.4886 | 11.063 | 10.6373 | 10.2116 | 9.786 | 9.3603 | 8.9346 | 8.509 | 8.0833 | 5.6296 | 5.6296 | 5.6296 | 5.6296 | 5.6296 | 5.6296 | 5.6296 | 5.6296 | 5.6296 | 5.6296 | 5.6296 | 5.6296 | 5.6296 | 5.6296 | 5.6296 | 5.6296 | 5.6296 | 5.6296 | 5.6296 | 5.6296 | 5.6296 | 5.6296 | 5.6296 | 5.6296 | 5.6296 | 5.6296
|  | Ratebase |  | 496.268 | 459.5093 | 423.1333 | 396.5519 | 373.6435 | 353.4899 | 338.8459 | 326.9565 | 315.0672 | 303.1779 | 291.2885 | 279.3992 | 267.5099 | 255.6206 | 243.7312 | 231.8419 | 219.9526 | 208.0632 | 196.1739 | 184.2846 | 175.21 | 168.9503 | 162.6905 | 156.4307 | 150.1709 | 143.9112 | 137.6514 | 131.3916 | 125.1319 | 118.8721 | 0 | 0 | 0 | 0 | 0 | 0 | 0 | 0 | 0 | 0 | 0 | 0 | 0 | 0 | 0 | 0 | 0 | 0 | 0 | 0 | 0 | 0 | 0 | 0 | 0 | 0
|  | Return on Ratebase |  | 10.51% | 6.8% | 6.8% | 9.148% | 6.8% | 6.8% | 6.8% | 6.8% | 6.8% | 6.8% | 6.8% | 6.8% | 6.8% | 6.8% | 6.8% | 6.8% | 6.8% | 6.8% | 6.8% | 6.8% | 6.8% | 6.8% | 6.8% | 6.8% | 6.8% | 6.8% | 6.8% | 6.8% | 6.8% | 6.8% | #DIV/0! | #DIV/0! | #DIV/0! | #DIV/0! | #DIV/0! | #DIV/0! | #DIV/0! | #DIV/0! | #DIV/0! | #DIV/0! | #DIV/0! | #DIV/0! | #DIV/0! | #DIV/0! | #DIV/0! | #DIV/0! | #DIV/0! | #DIV/0! | #DIV/0! | #DIV/0! | #DIV/0! | #DIV/0! | #DIV/0! | #DIV/0! | #DIV/0! | #DIV/0!
|  | Revenue Requirement |  | 52.7846 | 49.6205 | 46.4894 | 44.2014 | 42.2295 | 40.4948 | 39.2343 | 38.2109 | 37.1875 | 36.1641 | 35.1408 | 34.1174 | 33.094 | 32.0706 | 31.0472 | 30.0238 | 29.0004 | 27.9771 | 26.9537 | 25.9303 | 25.1492 | 24.6104 | 24.0716 | 23.5327 | 22.9939 | 22.4551 | 21.9163 | 21.3775 | 20.8387 | 20.2998 | 0 | 0 | 0 | 0 | 0 | 0 | 0 | 0 | 0 | 0 | 0 | 0 | 0 | 0 | 0 | 0 | 0 | 0 | 0 | 0 | 0 | 0 | 0 | 0 | 0 | 0
|  | Tax Depreciation |  | 102.3556 | 163.7689 | 98.2613 | 58.9568 | 58.9568 | 29.4784 | 0 | 0 | 0 | 0 | 0 | 0 | 0 | 0 | 0 | 0 | 0 | 0 | 0 | 0 | 0 | 0 | 0 | 0 | 0 | 0 | 0 | 0 | 0 | 0 | 0 | 0 | 0 | 0 | 0 | 0 | 0 | 0 | 0 | 0 | 0 | 0 | 0 | 0 | 0 | 0 | 0 | 0 | 0 | 0 | 0 | 0 | 0 | 0 | 0 | 0
|  | Property Taxes |  | 0.24514 | 0.24514 | 0.24514 | 0.24514 | 0.24514 | 0.24514 | 0.24514 | 0.24514 | 0.24514 | 0.24514 | 0.24514 | 0.24514 | 0.24514 | 0.24514 | 0.24514 | 0.24514 | 0.24514 | 0.24514 | 0.24514 | 0.24514 | 0.24514 | 0.24514 | 0.24514 | 0.24514 | 0.24514 | 0.24514 | 0.24514 | 0.24514 | 0.24514 | 0.24514 | 0 | 0 | 0 | 0 | 0 | 0 | 0 | 0 | 0 | 0 | 0 | 0 | 0 | 0 | 0 | 0 | 0 | 0 | 0 | 0 | 0 | 0 | 0 | 0 | 0 | 0
|  | Insurance |  | 2.3265 | 2.3265 | 2.3265 | 2.3265 | 2.3265 | 2.3265 | 2.3265 | 2.3265 | 2.3265 | 2.3265 | 2.3265 | 2.3265 | 2.3265 | 2.3265 | 2.3265 | 2.3265 | 2.3265 | 2.3265 | 2.3265 | 2.3265 | 2.3265 | 2.3265 | 2.3265 | 2.3265 | 2.3265 | 2.3265 | 2.3265 | 2.3265 | 2.3265 | 2.3265 | 0 | 0 | 0 | 0 | 0 | 0 | 0 | 0 | 0 | 0 | 0 | 0 | 0 | 0 | 0 | 0 | 0 | 0 | 0 | 0 | 0 | 0 | 0 | 0 | 0 | 0
|  | Expenses |  | 104.9272 | 166.3405 | 100.8329 | 61.5284 | 61.5284 | 32.05 | 2.5716 | 2.5716 | 2.5716 | 2.5716 | 2.5716 | 2.5716 | 2.5716 | 2.5716 | 2.5716 | 2.5716 | 2.5716 | 2.5716 | 2.5716 | 2.5716 | 2.5716 | 2.5716 | 2.5716 | 2.5716 | 2.5716 | 2.5716 | 2.5716 | 2.5716 | 2.5716 | 2.5716 | 0 | 0 | 0 | 0 | 0 | 0 | 0 | 0 | 0 | 0 | 0 | 0 | 0 | 0 | 0 | 0 | 0 | 0 | 0 | 0 | 0 | 0 | 0 | 0 | 0 | 0
|  | Taxable Income |  | -52.1426 | -116.72 | -54.3435 | -17.327 | -19.2989 | 8.4448 | 36.6627 | 35.6393 | 34.6159 | 33.5925 | 32.5691 | 31.5458 | 30.5224 | 29.499 | 28.4756 | 27.4522 | 26.4288 | 25.4054 | 24.3821 | 23.3587 | 22.5776 | 22.0388 | 21.4999 | 20.9611 | 20.4223 | 19.8835 | 19.3447 | 18.8059 | 18.267 | 17.7282 | 0 | 0 | 0 | 0 | 0 | 0 | 0 | 0 | 0 | 0 | 0 | 0 | 0 | 0 | 0 | 0 | 0 | 0 | 0 | 0 | 0 | 0 | 0 | 0 | 0 | 0
|  | Tax Rate |  | 0.21 | 0.21 | 0.21 | 0.21 | 0.21 | 0.21 | 0.21 | 0.21 | 0.21 | 0.21 | 0.21 | 0.21 | 0.21 | 0.21 | 0.21 | 0.21 | 0.21 | 0.21 | 0.21 | 0.21 | 0.21 | 0.21 | 0.21 | 0.21 | 0.21 | 0.21 | 0.21 | 0.21 | 0.21 | 0.21 | 0.21 | 0.21 | 0.21 | 0.21 | 0.21 | 0.21 | 0.21 | 0.21 | 0.21 | 0.21 | 0.21 | 0.21 | 0.21 | 0.21 | 0.21 | 0.21 | 0.21 | 0.21 | 0.21 | 0.21 | 0.21 | 0.21 | 0.21 | 0.21 | 0.21 | 0.21
|  | Taxes |  | -10.9499 | -24.5112 | -11.4121 | -3.6387 | -4.0528 | 1.7734 | 7.6992 | 7.4843 | 7.2693 | 7.0544 | 6.8395 | 6.6246 | 6.4097 | 6.1948 | 5.9799 | 5.765 | 5.5501 | 5.3351 | 5.1202 | 4.9053 | 4.7413 | 4.6281 | 4.515 | 4.4018 | 4.2887 | 4.1755 | 4.0624 | 3.9492 | 3.8361 | 3.7229 | 0 | 0 | 0 | 0 | 0 | 0 | 0 | 0 | 0 | 0 | 0 | 0 | 0 | 0 | 0 | 0 | 0 | 0 | 0 | 0 | 0 | 0 | 0 | 0 | 0 | 0

## CSLI_10%
Solar FINANCIALS
($ 1000s Unless Otherwise Indicated)
| Calendar Year of Fin. Close |  |  | 2020 | 2021 | 2022 | 2023 | 2024 | 2025 | 2026 | 2027 | 2028 | 2029 | 2030 | 2031 | 2032 | 2033 | 2034 | 2035 | 2036 | 2037 | 2038 | 2039 | 2040 | 2041 | 2042 | 2043 | 2044 | 2045 | 2046 | 2047 | 2048 | 2049 | 2050 | 2051 | 2052 | 2053 | 2054 | 2055 | 2056 | 2057 | 2058 | 2059 | 2060 | 2061 | 2062 | 2063 | 2064 | 2065 | 2066 | 2067 | 2068 | 2069 | 2070 | 2071 | 2072 | 2073 | 2074 | 2075
| Operating Year |  | 0 | 1 | 2 | 3 | 4 | 5 | 6 | 7 | 8 | 9 | 10 | 11 | 12 | 13 | 14 | 15 | 16 | 17 | 18 | 19 | 20 | 21 | 22 | 23 | 24 | 25 | 26 | 27 | 28 | 29 | 30 | 31 | 32 | 33 | 34 | 35 | 36 | 37 | 38 | 39 | 40 | 41 | 42 | 43 | 44 | 45 | 46 | 47 | 48 | 49 | 50 | 51 | 52 | 53 | 54 | 55 | 56
| Calendar Year | Capital Invest.
| 2020 | 511.7778 | 0: 1213
| Gross plant |  | 2020 1: 511.7778; 2021 2: 511.7778; 2022 3: 511.7778; 2023 4: 511.7778; 2024 5: 511.7778; 2025 6: 511.7778; 2026 7: 511.7778; 2027 8: 511.7778; 2028 9: 511.7778; 2029 10: 511.7778; 2030 11: 511.7778; 2031 12: 511.7778; 2032 13: 511.7778; 2033 14: 511.7778; 2034 15: 511.7778; 2035 16: 511.7778; 2036 17: 511.7778; 2037 18: 511.7778; 2038 19: 511.7778; 2039 20: 511.7778; 2040 21: 511.7778; 2041 22: 511.7778; 2042 23: 511.7778; 2043 24: 511.7778; 2044 25: 511.7778; 2045 26: 511.7778; 2046 27: 511.7778; 2047 28: 511.7778; 2048 29: 511.7778; 2049 30: 511.7778
| Accumulated Depreciation |  | 2020 1: 14.6222; 2021 2: 29.2444; 2022 3: 43.8667; 2023 4: 58.4889; 2024 5: 73.1111; 2025 6: 87.7333; 2026 7: 102.3556; 2027 8: 116.9778; 2028 9: 131.6; 2029 10: 146.2222; 2030 11: 160.8444; 2031 12: 175.4667; 2032 13: 190.0889; 2033 14: 204.7111; 2034 15: 219.3333; 2035 16: 233.9555; 2036 17: 248.5778; 2037 18: 263.2; 2038 19: 277.8222; 2039 20: 292.4444; 2040 21: 307.0667; 2041 22: 321.6889; 2042 23: 336.3111; 2043 24: 350.9333; 2044 25: 365.5555; 2045 26: 380.1778; 2046 27: 394.8; 2047 28: 409.4222; 2048 29: 424.0444; 2049 30: 438.6666
| Net book value |  | 2020 1: 497.1555; 2021 2: 482.5333; 2022 3: 467.9111; 2023 4: 453.2889; 2024 5: 438.6666; 2025 6: 424.0444; 2026 7: 409.4222; 2027 8: 394.8; 2028 9: 380.1778; 2029 10: 365.5555; 2030 11: 350.9333; 2031 12: 336.3111; 2032 13: 321.6889; 2033 14: 307.0667; 2034 15: 292.4444; 2035 16: 277.8222; 2036 17: 263.2; 2037 18: 248.5778; 2038 19: 233.9555; 2039 20: 219.3333; 2040 21: 204.7111; 2041 22: 190.0889; 2042 23: 175.4667; 2043 24: 160.8444; 2044 25: 146.2222; 2045 26: 131.6; 2046 27: 116.9778; 2047 28: 102.3556; 2048 29: 87.7333; 2049 30: 73.1111
| ITC |  | 2020 1: 0; 2021 2: 0; 2022 3: 0; 2023 4: 0; 2024 5: 0; 2025 6: 0; 2026 7: 0; 2027 8: 0; 2028 9: 0; 2029 10: 0; 2030 11: 0; 2031 12: 0; 2032 13: 0; 2033 14: 0; 2034 15: 0; 2035 16: 0; 2036 17: 0; 2037 18: 0; 2038 19: 0; 2039 20: 0; 2040 21: 0; 2041 22: 0; 2042 23: 0; 2043 24: 0; 2044 25: 0; 2045 26: 0; 2046 27: 0; 2047 28: 0; 2048 29: 0; 2049 30: 0
| Accumulated deferred income tax |  | 2020 1: -17.5028; 2021 2: -47.2576; 2022 3: -63.9436; 2023 4: -72.7883; 2024 5: -81.6331; 2025 6: -84.5969; 2026 7: -81.6797; 2027 8: -78.7626; 2028 9: -75.8455; 2029 10: -72.9283; 2030 11: -70.0112; 2031 12: -67.0941; 2032 13: -64.1769; 2033 14: -61.2598; 2034 15: -58.3427; 2035 16: -55.4255; 2036 17: -52.5084; 2037 18: -49.5913; 2038 19: -46.6741; 2039 20: -43.757; 2040 21: -40.8399; 2041 22: -37.9227; 2042 23: -35.0056; 2043 24: -32.0885; 2044 25: -29.1713; 2045 26: -26.2542; 2046 27: -23.3371; 2047 28: -20.4199; 2048 29: -17.5028; 2049 30: -14.5857
| Rate Base |  | 2020 1: 479.6527; 2021 2: 435.2758; 2022 3: 403.9675; 2023 4: 380.5006; 2024 5: 357.0336; 2025 6: 339.4476; 2026 7: 327.7425; 2027 8: 316.0374; 2028 9: 304.3323; 2029 10: 292.6272; 2030 11: 280.9221; 2031 12: 269.217; 2032 13: 257.5119; 2033 14: 245.8069; 2034 15: 234.1018; 2035 16: 222.3967; 2036 17: 210.6916; 2037 18: 198.9865; 2038 19: 187.2814; 2039 20: 175.5763; 2040 21: 163.8712; 2041 22: 152.1661; 2042 23: 140.4611; 2043 24: 128.756; 2044 25: 117.0509; 2045 26: 105.3458; 2046 27: 93.6407; 2047 28: 81.9356; 2048 29: 70.2305; 2049 30: 58.5254
| Average rate base |  | 2020 1: 495.7152; 2021 2: 457.4642; 2022 3: 419.6216; 2023 4: 392.234; 2024 5: 368.7671; 2025 6: 348.2406; 2026 7: 333.595; 2027 8: 321.8899; 2028 9: 310.1848; 2029 10: 298.4798; 2030 11: 286.7747; 2031 12: 275.0696; 2032 13: 263.3645; 2033 14: 251.6594; 2034 15: 239.9543; 2035 16: 228.2492; 2036 17: 216.5441; 2037 18: 204.839; 2038 19: 193.134; 2039 20: 181.4289; 2040 21: 169.7238; 2041 22: 158.0187; 2042 23: 146.3136; 2043 24: 134.6085; 2044 25: 122.9034; 2045 26: 111.1983; 2046 27: 99.4933; 2047 28: 87.7882; 2048 29: 76.0831; 2049 30: 64.378
| Pre-tax Return | 0.086076 | 2020 1: 42.6692; 2021 2: 39.3767; 2022 3: 36.1193; 2023 4: 33.7619; 2024 5: 31.742; 2025 6: 29.9751; 2026 7: 28.7145; 2027 8: 27.707; 2028 9: 26.6995; 2029 10: 25.6919; 2030 11: 24.6844; 2031 12: 23.6769; 2032 13: 22.6693; 2033 14: 21.6618; 2034 15: 20.6543; 2035 16: 19.6468; 2036 17: 18.6392; 2037 18: 17.6317; 2038 19: 16.6242; 2039 20: 15.6167; 2040 21: 14.6091; 2041 22: 13.6016; 2042 23: 12.5941; 2043 24: 11.5866; 2044 25: 10.579; 2045 26: 9.5715; 2046 27: 8.564; 2047 28: 7.5564; 2048 29: 6.5489; 2049 30: 5.5414
| Book Depreciation |  | 2020 1: 14.6222; 2021 2: 14.6222; 2022 3: 14.6222; 2023 4: 14.6222; 2024 5: 14.6222; 2025 6: 14.6222; 2026 7: 14.6222; 2027 8: 14.6222; 2028 9: 14.6222; 2029 10: 14.6222; 2030 11: 14.6222; 2031 12: 14.6222; 2032 13: 14.6222; 2033 14: 14.6222; 2034 15: 14.6222; 2035 16: 14.6222; 2036 17: 14.6222; 2037 18: 14.6222; 2038 19: 14.6222; 2039 20: 14.6222; 2040 21: 14.6222; 2041 22: 14.6222; 2042 23: 14.6222; 2043 24: 14.6222; 2044 25: 14.6222; 2045 26: 14.6222; 2046 27: 14.6222; 2047 28: 14.6222; 2048 29: 14.6222; 2049 30: 14.6222
| Insurance |  | 2020 1: 0.24514; 2021 2: 0.24514; 2022 3: 0.24514; 2023 4: 0.24514; 2024 5: 0.24514; 2025 6: 0.24514; 2026 7: 0.24514; 2027 8: 0.24514; 2028 9: 0.24514; 2029 10: 0.24514; 2030 11: 0.24514; 2031 12: 0.24514; 2032 13: 0.24514; 2033 14: 0.24514; 2034 15: 0.24514; 2035 16: 0.24514; 2036 17: 0.24514; 2037 18: 0.24514; 2038 19: 0.24514; 2039 20: 0.24514; 2040 21: 0.24514; 2041 22: 0.24514; 2042 23: 0.24514; 2043 24: 0.24514; 2044 25: 0.24514; 2045 26: 0.24514; 2046 27: 0.24514; 2047 28: 0.24514; 2048 29: 0.24514; 2049 30: 0.24514
| ITC Amort - Grossed for Taxes |  | 2020 1: -3.2391; 2021 2: -3.2391; 2022 3: -3.2391; 2023 4: -3.2391; 2024 5: -3.2391; 2025 6: -3.2391; 2026 7: -3.2391; 2027 8: -3.2391; 2028 9: -3.2391; 2029 10: -3.2391; 2030 11: -3.2391; 2031 12: -3.2391; 2032 13: -3.2391; 2033 14: -3.2391; 2034 15: -3.2391; 2035 16: -3.2391; 2036 17: -3.2391; 2037 18: -3.2391; 2038 19: -3.2391; 2039 20: -3.2391; 2040 21: -3.2391; 2041 22: -3.2391; 2042 23: -3.2391; 2043 24: -3.2391; 2044 25: -3.2391; 2045 26: -3.2391; 2046 27: -3.2391; 2047 28: -3.2391; 2048 29: -3.2391; 2049 30: -3.2391
| Property Taxes |  | 2020 1: 2.3265; 2021 2: 2.3265; 2022 3: 2.3265; 2023 4: 2.3265; 2024 5: 2.3265; 2025 6: 2.3265; 2026 7: 2.3265; 2027 8: 2.3265; 2028 9: 2.3265; 2029 10: 2.3265; 2030 11: 2.3265; 2031 12: 2.3265; 2032 13: 2.3265; 2033 14: 2.3265; 2034 15: 2.3265; 2035 16: 2.3265; 2036 17: 2.3265; 2037 18: 2.3265; 2038 19: 2.3265; 2039 20: 2.3265; 2040 21: 2.3265; 2041 22: 2.3265; 2042 23: 2.3265; 2043 24: 2.3265; 2044 25: 2.3265; 2045 26: 2.3265; 2046 27: 2.3265; 2047 28: 2.3265; 2048 29: 2.3265; 2049 30: 2.3265
| Revenue Requirement |  | 2020 1: 56.6239; 2021 2: 53.3314; 2022 3: 50.0741; 2023 4: 47.7167; 2024 5: 45.6967; 2025 6: 43.9299; 2026 7: 42.6692; 2027 8: 41.6617; 2028 9: 40.6542; 2029 10: 39.6467; 2030 11: 38.6391; 2031 12: 37.6316; 2032 13: 36.6241; 2033 14: 35.6166; 2034 15: 34.609; 2035 16: 33.6015; 2036 17: 32.594; 2037 18: 31.5865; 2038 19: 30.5789; 2039 20: 29.5714; 2040 21: 28.5639; 2041 22: 27.5563; 2042 23: 26.5488; 2043 24: 25.5413; 2044 25: 24.5338; 2045 26: 23.5262; 2046 27: 22.5187; 2047 28: 21.5112; 2048 29: 20.5037; 2049 30: 19.4961
| Book Depreciation |  | 2020 1: 14.6222; 2021 2: 14.6222; 2022 3: 14.6222; 2023 4: 14.6222; 2024 5: 14.6222; 2025 6: 14.6222; 2026 7: 14.6222; 2027 8: 14.6222; 2028 9: 14.6222; 2029 10: 14.6222; 2030 11: 14.6222; 2031 12: 14.6222; 2032 13: 14.6222; 2033 14: 14.6222; 2034 15: 14.6222; 2035 16: 14.6222; 2036 17: 14.6222; 2037 18: 14.6222; 2038 19: 14.6222; 2039 20: 14.6222; 2040 21: 14.6222; 2041 22: 14.6222; 2042 23: 14.6222; 2043 24: 14.6222; 2044 25: 14.6222; 2045 26: 14.6222; 2046 27: 14.6222; 2047 28: 14.6222; 2048 29: 14.6222; 2049 30: 14.6222
| Tax Depreciation |  | 2020 1: 102.3556; 2021 2: 163.7689; 2022 3: 98.2613; 2023 4: 58.9568; 2024 5: 58.9568; 2025 6: 29.4784; 2026 7: 0; 2027 8: 0; 2028 9: 0; 2029 10: 0; 2030 11: 0; 2031 12: 0; 2032 13: 0; 2033 14: 0; 2034 15: 0; 2035 16: 0; 2036 17: 0; 2037 18: 0; 2038 19: 0; 2039 20: 0; 2040 21: 0; 2041 22: 0; 2042 23: 0; 2043 24: 0; 2044 25: 0; 2045 26: 0; 2046 27: 0; 2047 28: 0; 2048 29: 0; 2049 30: 0
| Difference between book and tax |  | 2020 1: -87.7333; 2021 2: -149.1467; 2022 3: -83.6391; 2023 4: -44.3346; 2024 5: -44.3346; 2025 6: -14.8562; 2026 7: 14.6222; 2027 8: 14.6222; 2028 9: 14.6222; 2029 10: 14.6222; 2030 11: 14.6222; 2031 12: 14.6222; 2032 13: 14.6222; 2033 14: 14.6222; 2034 15: 14.6222; 2035 16: 14.6222; 2036 17: 14.6222; 2037 18: 14.6222; 2038 19: 14.6222; 2039 20: 14.6222; 2040 21: 14.6222; 2041 22: 14.6222; 2042 23: 14.6222; 2043 24: 14.6222; 2044 25: 14.6222; 2045 26: 14.6222; 2046 27: 14.6222; 2047 28: 14.6222; 2048 29: 14.6222; 2049 30: 14.6222
| Tax rate |  | 2020 1: -18.424; 2021 2: -31.3208; 2022 3: -17.5642; 2023 4: -9.3103; 2024 5: -9.3103; 2025 6: -3.1198; 2026 7: 3.0707; 2027 8: 3.0707; 2028 9: 3.0707; 2029 10: 3.0707; 2030 11: 3.0707; 2031 12: 3.0707; 2032 13: 3.0707; 2033 14: 3.0707; 2034 15: 3.0707; 2035 16: 3.0707; 2036 17: 3.0707; 2037 18: 3.0707; 2038 19: 3.0707; 2039 20: 3.0707; 2040 21: 3.0707; 2041 22: 3.0707; 2042 23: 3.0707; 2043 24: 3.0707; 2044 25: 3.0707; 2045 26: 3.0707; 2046 27: 3.0707; 2047 28: 3.0707; 2048 29: 3.0707; 2049 30: 3.0707
Depreciation Tables
|  | 5 | 2020 1: 20%; 2021 2: 32%; 2022 3: 19.2%; 2023 4: 11.52%; 2024 5: 11.52%; 2025 6: 5.76%; 2026 7: 0%; 2027 8: 0%; 2028 9: 0%; 2029 10: 0%; 2030 11: 0%; 2031 12: 0%; 2032 13: 0%; 2033 14: 0%; 2034 15: 0%; 2035 16: 0%; 2036 17: 0%; 2037 18: 0%; 2038 19: 0%; 2039 20: 0%; 2040 21: 0%
|  | 5 | 0: 1; 2020 1: 20%; 2021 2: 32%; 2022 3: 19.2%; 2023 4: 11.52%; 2024 5: 11.52%; 2025 6: 5.76%
|  | 10 | 0: 0; 2020 1: 10%; 2021 2: 18%; 2022 3: 14.4%; 2023 4: 11.52%; 2024 5: 9.22%; 2025 6: 7.37%; 2026 7: 6.55%; 2027 8: 6.55%; 2028 9: 6.56%; 2029 10: 6.55%; 2030 11: 3.28%
|  | 15 | 0: 0; 2020 1: 5%; 2021 2: 9.5%; 2022 3: 8.55%; 2023 4: 7.7%; 2024 5: 6.93%; 2025 6: 6.23%; 2026 7: 5.9%; 2027 8: 5.9%; 2028 9: 5.91%; 2029 10: 5.9%; 2030 11: 5.91%; 2031 12: 5.9%; 2032 13: 5.91%; 2033 14: 5.9%; 2034 15: 5.91%; 2035 16: 2.95%
|  | 20 | 0: 0; 2020 1: 3.75%; 2021 2: 7.219%; 2022 3: 6.677%; 2023 4: 6.177%; 2024 5: 5.713%; 2025 6: 5.285%; 2026 7: 4.888%; 2027 8: 4.522%; 2028 9: 4.462%; 2029 10: 4.461%; 2030 11: 4.462%; 2031 12: 4.461%; 2032 13: 4.462%; 2033 14: 4.461%; 2034 15: 4.462%; 2035 16: 4.461%; 2036 17: 4.462%; 2037 18: 4.461%; 2038 19: 4.462%; 2039 20: 4.461%; 2040 21: 2.231%
Revenue Requirement by vintage year
2012 $000
|  |  |  | 2020 | 2021 | 2022 | 2023 | 2024 | 2025 | 2026 | 2027 | 2028 | 2029 | 2030 | 2031 | 2032 | 2033 | 2034 | 2035 | 2036 | 2037 | 2038 | 2039 | 2040 | 2041 | 2042 | 2043 | 2044 | 2045 | 2046 | 2047 | 2048 | 2049 | 2050 | 2051 | 2052 | 2053 | 2054 | 2055 | 2056 | 2057 | 2058 | 2059 | 2060 | 2061 | 2062 | 2063 | 2064 | 2065 | 2066 | 2067 | 2068 | 2069 | 2070 | 2071 | 2072 | 2073 | 2074 | 2075
|  | 2020 | 0% | 56.6239 | 53.3314 | 50.0741 | 47.7167 | 45.6967 | 43.9299 | 42.6692 | 41.6617 | 40.6542 | 39.6467 | 38.6391 | 37.6316 | 36.6241 | 35.6166 | 34.609 | 33.6015 | 32.594 | 31.5865 | 30.5789 | 29.5714 | 28.5639 | 27.5563 | 26.5488 | 25.5413 | 24.5338 | 23.5262 | 22.5187 | 21.5112 | 20.5037 | 19.4961 | 0 | 0 | 0 | 0 | 0 | 0 | 0 | 0 | 0 | 0 | 0 | 0 | 0 | 0 | 0 | 0 | 0 | 0 | 0 | 0 | 0 | 0 | 0 | 0 | 0 | 0
|  | 2021 | 0% |  | 56.6239 | 53.3314 | 50.0741 | 47.7167 | 45.6967 | 43.9299 | 42.6692 | 41.6617 | 40.6542 | 39.6467 | 38.6391 | 37.6316 | 36.6241 | 35.6166 | 34.609 | 33.6015 | 32.594 | 31.5865 | 30.5789 | 29.5714 | 28.5639 | 27.5563 | 26.5488 | 25.5413 | 24.5338 | 23.5262 | 22.5187 | 21.5112 | 20.5037 | 19.4961 | 0 | 0 | 0 | 0 | 0 | 0 | 0 | 0 | 0 | 0 | 0 | 0 | 0 | 0 | 0 | 0 | 0 | 0 | 0 | 0 | 0 | 0 | 0 | 0 | 0
|  | 2022 | 0% |  |  | 56.6239 | 53.3314 | 50.0741 | 47.7167 | 45.6967 | 43.9299 | 42.6692 | 41.6617 | 40.6542 | 39.6467 | 38.6391 | 37.6316 | 36.6241 | 35.6166 | 34.609 | 33.6015 | 32.594 | 31.5865 | 30.5789 | 29.5714 | 28.5639 | 27.5563 | 26.5488 | 25.5413 | 24.5338 | 23.5262 | 22.5187 | 21.5112 | 20.5037 | 19.4961 | 0 | 0 | 0 | 0 | 0 | 0 | 0 | 0 | 0 | 0 | 0 | 0 | 0 | 0 | 0 | 0 | 0 | 0 | 0 | 0 | 0 | 0 | 0 | 0
|  | 2023 | 0% |  |  |  | 56.6239 | 53.3314 | 50.0741 | 47.7167 | 45.6967 | 43.9299 | 42.6692 | 41.6617 | 40.6542 | 39.6467 | 38.6391 | 37.6316 | 36.6241 | 35.6166 | 34.609 | 33.6015 | 32.594 | 31.5865 | 30.5789 | 29.5714 | 28.5639 | 27.5563 | 26.5488 | 25.5413 | 24.5338 | 23.5262 | 22.5187 | 21.5112 | 20.5037 | 19.4961 | 0 | 0 | 0 | 0 | 0 | 0 | 0 | 0 | 0 | 0 | 0 | 0 | 0 | 0 | 0 | 0 | 0 | 0 | 0 | 0 | 0 | 0 | 0
|  | 2024 | 0% |  |  |  |  | 56.6239 | 53.3314 | 50.0741 | 47.7167 | 45.6967 | 43.9299 | 42.6692 | 41.6617 | 40.6542 | 39.6467 | 38.6391 | 37.6316 | 36.6241 | 35.6166 | 34.609 | 33.6015 | 32.594 | 31.5865 | 30.5789 | 29.5714 | 28.5639 | 27.5563 | 26.5488 | 25.5413 | 24.5338 | 23.5262 | 22.5187 | 21.5112 | 20.5037 | 19.4961 | 0 | 0 | 0 | 0 | 0 | 0 | 0 | 0 | 0 | 0 | 0 | 0 | 0 | 0 | 0 | 0 | 0 | 0 | 0 | 0 | 0 | 0
|  | 2025 | 0% | [5 empty] | 56.6239 | 53.3314 | 50.0741 | 47.7167 | 45.6967 | 43.9299 | 42.6692 | 41.6617 | 40.6542 | 39.6467 | 38.6391 | 37.6316 | 36.6241 | 35.6166 | 34.609 | 33.6015 | 32.594 | 31.5865 | 30.5789 | 29.5714 | 28.5639 | 27.5563 | 26.5488 | 25.5413 | 24.5338 | 23.5262 | 22.5187 | 21.5112 | 20.5037 | 19.4961 | 0 | 0 | 0 | 0 | 0 | 0 | 0 | 0 | 0 | 0 | 0 | 0 | 0 | 0 | 0 | 0 | 0 | 0 | 0 | 0 | 0
|  | 2026 | -1.335% | [6 empty] | 55.8678 | 52.6193 | 49.4054 | 47.0795 | 45.0865 | 43.3433 | 42.0995 | 41.1054 | 40.1113 | 39.1173 | 38.1232 | 37.1291 | 36.135 | 35.141 | 34.1469 | 33.1528 | 32.1587 | 31.1647 | 30.1706 | 29.1765 | 28.1825 | 27.1884 | 26.1943 | 25.2002 | 24.2062 | 23.2121 | 22.218 | 21.2239 | 20.2299 | 19.2358 | 0 | 0 | 0 | 0 | 0 | 0 | 0 | 0 | 0 | 0 | 0 | 0 | 0 | 0 | 0 | 0 | 0 | 0 | 0 | 0
|  | 2027 | -1.353% | [7 empty] | 55.1117 | 51.9071 | 48.7368 | 46.4423 | 44.4763 | 42.7567 | 41.5297 | 40.5491 | 39.5685 | 38.5878 | 37.6072 | 36.6266 | 35.646 | 34.6654 | 33.6847 | 32.7041 | 31.7235 | 30.7429 | 29.7623 | 28.7816 | 27.801 | 26.8204 | 25.8398 | 24.8592 | 23.8786 | 22.8979 | 21.9173 | 20.9367 | 19.9561 | 18.9755 | 0 | 0 | 0 | 0 | 0 | 0 | 0 | 0 | 0 | 0 | 0 | 0 | 0 | 0 | 0 | 0 | 0 | 0 | 0
|  | 2028 | -1.372% | [8 empty] | 54.3555 | 51.1949 | 48.0681 | 45.8051 | 43.8661 | 42.17 | 40.9599 | 39.9928 | 39.0256 | 38.0584 | 37.0913 | 36.1241 | 35.1569 | 34.1898 | 33.2226 | 32.2554 | 31.2883 | 30.3211 | 29.3539 | 28.3868 | 27.4196 | 26.4524 | 25.4853 | 24.5181 | 23.5509 | 22.5838 | 21.6166 | 20.6494 | 19.6823 | 18.7151 | 0 | 0 | 0 | 0 | 0 | 0 | 0 | 0 | 0 | 0 | 0 | 0 | 0 | 0 | 0 | 0 | 0 | 0
|  | 2029 | -1.391% | [9 empty] | 53.5994 | 50.4828 | 47.3994 | 45.1679 | 43.2559 | 41.5834 | 40.3901 | 39.4364 | 38.4827 | 37.529 | 36.5753 | 35.6216 | 34.6679 | 33.7142 | 32.7604 | 31.8067 | 30.853 | 29.8993 | 28.9456 | 27.9919 | 27.0382 | 26.0845 | 25.1308 | 24.177 | 23.2233 | 22.2696 | 21.3159 | 20.3622 | 19.4085 | 18.4548 | 0 | 0 | 0 | 0 | 0 | 0 | 0 | 0 | 0 | 0 | 0 | 0 | 0 | 0 | 0 | 0 | 0
|  | 2030 | -1.411% | [10 empty] | 52.8433 | 49.7706 | 46.7308 | 44.5308 | 42.6457 | 40.9968 | 39.8204 | 38.8801 | 37.9398 | 36.9996 | 36.0593 | 35.1191 | 34.1788 | 33.2386 | 32.2983 | 31.358 | 30.4178 | 29.4775 | 28.5373 | 27.597 | 26.6568 | 25.7165 | 24.7762 | 23.836 | 22.8957 | 21.9555 | 21.0152 | 20.075 | 19.1347 | 18.1944 | 0 | 0 | 0 | 0 | 0 | 0 | 0 | 0 | 0 | 0 | 0 | 0 | 0 | 0 | 0 | 0
|  | 2031 | -1.431% | [11 empty] | 52.0872 | 49.0585 | 46.0621 | 43.8936 | 42.0355 | 40.4102 | 39.2506 | 38.3238 | 37.397 | 36.4702 | 35.5434 | 34.6166 | 33.6898 | 32.763 | 31.8362 | 30.9094 | 29.9825 | 29.0557 | 28.1289 | 27.2021 | 26.2753 | 25.3485 | 24.4217 | 23.4949 | 22.5681 | 21.6413 | 20.7145 | 19.7877 | 18.8609 | 17.9341 | 0 | 0 | 0 | 0 | 0 | 0 | 0 | 0 | 0 | 0 | 0 | 0 | 0 | 0 | 0
|  | 2032 | -1.431% | [12 empty] | 51.3419 | 48.3565 | 45.403 | 43.2655 | 41.434 | 39.832 | 38.689 | 37.7754 | 36.8619 | 35.9483 | 35.0348 | 34.1212 | 33.2077 | 32.2942 | 31.3806 | 30.4671 | 29.5535 | 28.64 | 27.7265 | 26.8129 | 25.8994 | 24.9858 | 24.0723 | 23.1587 | 22.2452 | 21.3317 | 20.4181 | 19.5046 | 18.591 | 17.6775 | 0 | 0 | 0 | 0 | 0 | 0 | 0 | 0 | 0 | 0 | 0 | 0 | 0 | 0
|  | 2033 | -1.431% | [13 empty] | 50.6073 | 47.6646 | 44.7534 | 42.6465 | 40.8412 | 39.2621 | 38.1354 | 37.2349 | 36.3344 | 35.434 | 34.5335 | 33.633 | 32.7325 | 31.8321 | 30.9316 | 30.0311 | 29.1307 | 28.2302 | 27.3297 | 26.4293 | 25.5288 | 24.6283 | 23.7278 | 22.8274 | 21.9269 | 21.0264 | 20.126 | 19.2255 | 18.325 | 17.4245 | 0 | 0 | 0 | 0 | 0 | 0 | 0 | 0 | 0 | 0 | 0 | 0 | 0
|  | 2034 | -1.431% | [14 empty] | 49.8831 | 46.9826 | 44.113 | 42.0362 | 40.2568 | 38.7003 | 37.5897 | 36.7021 | 35.8145 | 34.9269 | 34.0394 | 33.1518 | 32.2642 | 31.3766 | 30.489 | 29.6014 | 28.7138 | 27.8263 | 26.9387 | 26.0511 | 25.1635 | 24.2759 | 23.3883 | 22.5007 | 21.6132 | 20.7256 | 19.838 | 18.9504 | 18.0628 | 17.1752 | 0 | 0 | 0 | 0 | 0 | 0 | 0 | 0 | 0 | 0 | 0 | 0
|  | 2035 | -1.431% | [15 empty] | 49.1694 | 46.3103 | 43.4818 | 41.4348 | 39.6807 | 38.1465 | 37.0518 | 36.177 | 35.3021 | 34.4272 | 33.5523 | 32.6774 | 31.8025 | 30.9276 | 30.0528 | 29.1779 | 28.303 | 27.4281 | 26.5532 | 25.6783 | 24.8034 | 23.9286 | 23.0537 | 22.1788 | 21.3039 | 20.429 | 19.5541 | 18.6792 | 17.8044 | 16.9295 | 0 | 0 | 0 | 0 | 0 | 0 | 0 | 0 | 0 | 0 | 0
|  | 2036 | -1.431% | [16 empty] | 48.4658 | 45.6477 | 42.8597 | 40.8419 | 39.113 | 37.6007 | 36.5217 | 35.6593 | 34.7969 | 33.9346 | 33.0722 | 32.2098 | 31.3475 | 30.4851 | 29.6227 | 28.7604 | 27.898 | 27.0356 | 26.1733 | 25.3109 | 24.4485 | 23.5862 | 22.7238 | 21.8614 | 20.9991 | 20.1367 | 19.2743 | 18.412 | 17.5496 | 16.6872 | 0 | 0 | 0 | 0 | 0 | 0 | 0 | 0 | 0 | 0
|  | 2037 | -1.431% | [17 empty] | 47.7723 | 44.9945 | 42.2464 | 40.2575 | 38.5533 | 37.0627 | 35.9991 | 35.1491 | 34.299 | 33.449 | 32.599 | 31.749 | 30.8989 | 30.0489 | 29.1989 | 28.3489 | 27.4988 | 26.6488 | 25.7988 | 24.9487 | 24.0987 | 23.2487 | 22.3987 | 21.5486 | 20.6986 | 19.8486 | 18.9985 | 18.1485 | 17.2985 | 16.4485 | 0 | 0 | 0 | 0 | 0 | 0 | 0 | 0 | 0
|  | 2038 | -1.431% | [18 empty] | 47.0888 | 44.3507 | 41.6419 | 39.6815 | 38.0017 | 36.5324 | 35.484 | 34.6461 | 33.8083 | 32.9704 | 32.1325 | 31.2947 | 30.4568 | 29.6189 | 28.7811 | 27.9432 | 27.1054 | 26.2675 | 25.4296 | 24.5918 | 23.7539 | 22.916 | 22.0782 | 21.2403 | 20.4024 | 19.5646 | 18.7267 | 17.8888 | 17.051 | 16.2131 | 0 | 0 | 0 | 0 | 0 | 0 | 0 | 0
|  | 2039 | -1.431% | [19 empty] | 46.415 | 43.7161 | 41.0461 | 39.1137 | 37.4579 | 36.0096 | 34.9763 | 34.1504 | 33.3245 | 32.4986 | 31.6728 | 30.8469 | 30.021 | 29.1951 | 28.3693 | 27.5434 | 26.7175 | 25.8916 | 25.0658 | 24.2399 | 23.414 | 22.5881 | 21.7623 | 20.9364 | 20.1105 | 19.2846 | 18.4587 | 17.6329 | 16.807 | 15.9811 | 0 | 0 | 0 | 0 | 0 | 0 | 0
|  | 2040 | -1.431% | [20 empty] | 45.7509 | 43.0906 | 40.4587 | 38.554 | 36.9219 | 35.4944 | 34.4758 | 33.6617 | 32.8477 | 32.0336 | 31.2196 | 30.4055 | 29.5915 | 28.7774 | 27.9633 | 27.1493 | 26.3352 | 25.5212 | 24.7071 | 23.893 | 23.079 | 22.2649 | 21.4509 | 20.6368 | 19.8227 | 19.0087 | 18.1946 | 17.3806 | 16.5665 | 15.7524 | 0 | 0 | 0 | 0 | 0 | 0
|  | 2041 | -1.431% | [21 empty] | 45.0962 | 42.474 | 39.8798 | 38.0023 | 36.3936 | 34.9865 | 33.9825 | 33.1801 | 32.3777 | 31.5753 | 30.7729 | 29.9704 | 29.168 | 28.3656 | 27.5632 | 26.7608 | 25.9584 | 25.156 | 24.3536 | 23.5512 | 22.7487 | 21.9463 | 21.1439 | 20.3415 | 19.5391 | 18.7367 | 17.9343 | 17.1319 | 16.3295 | 15.527 | 0 | 0 | 0 | 0 | 0
|  | 2042 | -1.431% | [22 empty] | 44.451 | 41.8663 | 39.3092 | 37.4586 | 35.8729 | 34.4859 | 33.4963 | 32.7053 | 31.9144 | 31.1235 | 30.3325 | 29.5416 | 28.7507 | 27.9598 | 27.1688 | 26.3779 | 25.587 | 24.796 | 24.0051 | 23.2142 | 22.4232 | 21.6323 | 20.8414 | 20.0505 | 19.2595 | 18.4686 | 17.6777 | 16.8867 | 16.0958 | 15.3049 | 0 | 0 | 0 | 0
|  | 2043 | -1.431% | 2043: 43.8149; 2044: 41.2672; 2045: 38.7467; 2046: 36.9226; 2047: 35.3596; 2048: 33.9924; 2049: 33.017; 2050: 32.2374; 2051: 31.4577; 2052: 30.6781; 2053: 29.8985; 2054: 29.1189; 2055: 28.3393; 2056: 27.5597; 2057: 26.7801; 2058: 26.0005; 2059: 25.2208; 2060: 24.4412; 2061: 23.6616; 2062: 22.882; 2063: 22.1024; 2064: 21.3228; 2065: 20.5432; 2066: 19.7636; 2067: 18.9839; 2068: 18.2043; 2069: 17.4247; 2070: 16.6451; 2071: 15.8655; 2072: 15.0859; 2073: 0; 2074: 0; 2075: 0
|  | 2044 | -1.431% | 2044: 43.188; 2045: 40.6767; 2046: 38.1923; 2047: 36.3943; 2048: 34.8536; 2049: 33.506; 2050: 32.5445; 2051: 31.7761; 2052: 31.0076; 2053: 30.2392; 2054: 29.4707; 2055: 28.7023; 2056: 27.9338; 2057: 27.1653; 2058: 26.3969; 2059: 25.6284; 2060: 24.86; 2061: 24.0915; 2062: 23.3231; 2063: 22.5546; 2064: 21.7861; 2065: 21.0177; 2066: 20.2492; 2067: 19.4808; 2068: 18.7123; 2069: 17.9439; 2070: 17.1754; 2071: 16.4069; 2072: 15.6385; 2073: 14.87; 2074: 0; 2075: 0
|  | 2045 | -1.431% | 2045: 42.57; 2046: 40.0947; 2047: 37.6458; 2048: 35.8735; 2049: 34.3549; 2050: 33.0266; 2051: 32.0789; 2052: 31.3214; 2053: 30.5639; 2054: 29.8065; 2055: 29.049; 2056: 28.2916; 2057: 27.5341; 2058: 26.7766; 2059: 26.0192; 2060: 25.2617; 2061: 24.5043; 2062: 23.7468; 2063: 22.9893; 2064: 22.2319; 2065: 21.4744; 2066: 20.7169; 2067: 19.9595; 2068: 19.202; 2069: 18.4446; 2070: 17.6871; 2071: 16.9296; 2072: 16.1722; 2073: 15.4147; 2074: 14.6573; 2075: 0
|  | 2046 | -1.431% | 2046: 41.9609; 2047: 39.521; 2048: 37.1072; 2049: 35.3602; 2050: 33.8634; 2051: 32.5541; 2052: 31.6199; 2053: 30.8732; 2054: 30.1266; 2055: 29.38; 2056: 28.6334; 2057: 27.8867; 2058: 27.1401; 2059: 26.3935; 2060: 25.6469; 2061: 24.9003; 2062: 24.1536; 2063: 23.407; 2064: 22.6604; 2065: 21.9138; 2066: 21.1671; 2067: 20.4205; 2068: 19.6739; 2069: 18.9273; 2070: 18.1806; 2071: 17.434; 2072: 16.6874; 2073: 15.9408; 2074: 15.1942; 2075: 14.4475 | 0 | 0 | 0 | 0
|  | 2047 | -1.431% | 2047: 41.3605; 2048: 38.9555; 2049: 36.5762; 2050: 34.8543; 2051: 33.3788; 2052: 32.0882; 2053: 31.1674; 2054: 30.4315; 2055: 29.6955; 2056: 28.9596; 2057: 28.2237; 2058: 27.4877; 2059: 26.7518; 2060: 26.0158; 2061: 25.2799; 2062: 24.544; 2063: 23.808; 2064: 23.0721; 2065: 22.3361; 2066: 21.6002; 2067: 20.8643; 2068: 20.1283; 2069: 19.3924; 2070: 18.6564; 2071: 17.9205; 2072: 17.1846; 2073: 16.4486; 2074: 15.7127; 2075: 14.9767 | 14.2408 | 0 | 0 | 0
|  | 2048 | -1.431% | 2048: 40.7687; 2049: 38.3981; 2050: 36.0529; 2051: 34.3555; 2052: 32.9012; 2053: 31.6291; 2054: 30.7215; 2055: 29.9961; 2056: 29.2706; 2057: 28.5452; 2058: 27.8198; 2059: 27.0944; 2060: 26.369; 2061: 25.6436; 2062: 24.9182; 2063: 24.1928; 2064: 23.4674; 2065: 22.742; 2066: 22.0165; 2067: 21.2911; 2068: 20.5657; 2069: 19.8403; 2070: 19.1149; 2071: 18.3895; 2072: 17.6641; 2073: 16.9387; 2074: 16.2133; 2075: 15.4879 | 14.7624 | 14.037 | 0 | 0
|  | 2049 | -1.431% | 2049: 40.1853; 2050: 37.8487; 2051: 35.537; 2052: 33.864; 2053: 32.4304; 2054: 31.1765; 2055: 30.2819; 2056: 29.5668; 2057: 28.8518; 2058: 28.1368; 2059: 27.4218; 2060: 26.7067; 2061: 25.9917; 2062: 25.2767; 2063: 24.5616; 2064: 23.8466; 2065: 23.1316; 2066: 22.4165; 2067: 21.7015; 2068: 20.9865; 2069: 20.2715; 2070: 19.5564; 2071: 18.8414; 2072: 18.1264; 2073: 17.4113; 2074: 16.6963; 2075: 15.9813 | 15.2662 | 14.5512 | 13.8362 | 0
|  | 2050 | -1.431% | 2050: 39.6103; 2051: 37.3071; 2052: 35.0285; 2053: 33.3794; 2054: 31.9664; 2055: 30.7304; 2056: 29.8486; 2057: 29.1438; 2058: 28.439; 2059: 27.7342; 2060: 27.0294; 2061: 26.3246; 2062: 25.6198; 2063: 24.915; 2064: 24.2102; 2065: 23.5054; 2066: 22.8006; 2067: 22.0958; 2068: 21.391; 2069: 20.6862; 2070: 19.9814; 2071: 19.2766; 2072: 18.5718; 2073: 17.867; 2074: 17.1622; 2075: 16.4574 | 15.7526 | 15.0478 | 14.343 | 13.6382
Revenue Requirement by vintage year
2012 $/MW-wk
| Aurora Input |  | Levelized Cost | 2020 | 2021 | 2022 | 2023 | 2024 | 2025 | 2026 | 2027 | 2028 | 2029 | 2030 | 2031 | 2032 | 2033 | 2034 | 2035 | 2036 | 2037 | 2038 | 2039 | 2040 | 2041 | 2042 | 2043 | 2044 | 2045 | 2046 | 2047 | 2048 | 2049 | 2050 | 2051 | 2052 | 2053 | 2054 | 2055 | 2056 | 2057 | 2058 | 2059 | 2060 | 2061 | 2062 | 2063 | 2064 | 2065 | 2066 | 2067 | 2068 | 2069 | 2070 | 2071 | 2072 | 2073 | 2074 | 2075
|  | 2020 | 1442.9346 | 2292.4656 | 2159.1663 | 2027.2903 | 1931.8485 | 1850.0694 | 1778.5375 | 1727.4999 | 1686.7093 | 1645.9188 | 1605.1282 | 1564.3377 | 1523.5471 | 1482.7566 | 1441.966 | 1401.1755 | 1360.3849 | 1319.5944 | 1278.8038 | 1238.0133 | 1197.2227 | 1156.4322 | 1115.6416 | 1074.8511 | 1034.0605 | 993.27 | 952.4794 | 911.6889 | 870.8983 | 830.1078 | 789.3172 | 0 | 0 | 0 | 0 | 0 | 0 | 0 | 0 | 0 | 0 | 0 | 0 | 0 | 0 | 0 | 0 | 0 | 0 | 0 | 0 | 0 | 0 | 0 | 0 | 0 | 0
|  | 2021 | 1442.9346 |  | 2292.4656 | 2159.1663 | 2027.2903 | 1931.8485 | 1850.0694 | 1778.5375 | 1727.4999 | 1686.7093 | 1645.9188 | 1605.1282 | 1564.3377 | 1523.5471 | 1482.7566 | 1441.966 | 1401.1755 | 1360.3849 | 1319.5944 | 1278.8038 | 1238.0133 | 1197.2227 | 1156.4322 | 1115.6416 | 1074.8511 | 1034.0605 | 993.27 | 952.4794 | 911.6889 | 870.8983 | 830.1078 | 789.3172 | 0 | 0 | 0 | 0 | 0 | 0 | 0 | 0 | 0 | 0 | 0 | 0 | 0 | 0 | 0 | 0 | 0 | 0 | 0 | 0 | 0 | 0 | 0 | 0 | 0
|  | 2022 | 1442.9346 |  |  | 2292.4656 | 2159.1663 | 2027.2903 | 1931.8485 | 1850.0694 | 1778.5375 | 1727.4999 | 1686.7093 | 1645.9188 | 1605.1282 | 1564.3377 | 1523.5471 | 1482.7566 | 1441.966 | 1401.1755 | 1360.3849 | 1319.5944 | 1278.8038 | 1238.0133 | 1197.2227 | 1156.4322 | 1115.6416 | 1074.8511 | 1034.0605 | 993.27 | 952.4794 | 911.6889 | 870.8983 | 830.1078 | 789.3172 | 0 | 0 | 0 | 0 | 0 | 0 | 0 | 0 | 0 | 0 | 0 | 0 | 0 | 0 | 0 | 0 | 0 | 0 | 0 | 0 | 0 | 0 | 0 | 0
|  | 2023 | 1442.9346 |  |  |  | 2292.4656 | 2159.1663 | 2027.2903 | 1931.8485 | 1850.0694 | 1778.5375 | 1727.4999 | 1686.7093 | 1645.9188 | 1605.1282 | 1564.3377 | 1523.5471 | 1482.7566 | 1441.966 | 1401.1755 | 1360.3849 | 1319.5944 | 1278.8038 | 1238.0133 | 1197.2227 | 1156.4322 | 1115.6416 | 1074.8511 | 1034.0605 | 993.27 | 952.4794 | 911.6889 | 870.8983 | 830.1078 | 789.3172 | 0 | 0 | 0 | 0 | 0 | 0 | 0 | 0 | 0 | 0 | 0 | 0 | 0 | 0 | 0 | 0 | 0 | 0 | 0 | 0 | 0 | 0 | 0
|  | 2024 | 1442.9346 |  |  |  |  | 2292.4656 | 2159.1663 | 2027.2903 | 1931.8485 | 1850.0694 | 1778.5375 | 1727.4999 | 1686.7093 | 1645.9188 | 1605.1282 | 1564.3377 | 1523.5471 | 1482.7566 | 1441.966 | 1401.1755 | 1360.3849 | 1319.5944 | 1278.8038 | 1238.0133 | 1197.2227 | 1156.4322 | 1115.6416 | 1074.8511 | 1034.0605 | 993.27 | 952.4794 | 911.6889 | 870.8983 | 830.1078 | 789.3172 | 0 | 0 | 0 | 0 | 0 | 0 | 0 | 0 | 0 | 0 | 0 | 0 | 0 | 0 | 0 | 0 | 0 | 0 | 0 | 0 | 0 | 0
|  | 2025 | 1442.9346 | [5 empty] | 2292.4656 | 2159.1663 | 2027.2903 | 1931.8485 | 1850.0694 | 1778.5375 | 1727.4999 | 1686.7093 | 1645.9188 | 1605.1282 | 1564.3377 | 1523.5471 | 1482.7566 | 1441.966 | 1401.1755 | 1360.3849 | 1319.5944 | 1278.8038 | 1238.0133 | 1197.2227 | 1156.4322 | 1115.6416 | 1074.8511 | 1034.0605 | 993.27 | 952.4794 | 911.6889 | 870.8983 | 830.1078 | 789.3172 | 0 | 0 | 0 | 0 | 0 | 0 | 0 | 0 | 0 | 0 | 0 | 0 | 0 | 0 | 0 | 0 | 0 | 0 | 0 | 0 | 0
|  | 2026 | 1423.6666 | [6 empty] | 2261.8535 | 2130.3342 | 2000.2192 | 1906.0518 | 1825.3648 | 1754.7881 | 1704.432 | 1664.1861 | 1623.9403 | 1583.6944 | 1543.4485 | 1503.2027 | 1462.9568 | 1422.711 | 1382.4651 | 1342.2192 | 1301.9734 | 1261.7275 | 1221.4817 | 1181.2358 | 1140.9899 | 1100.7441 | 1060.4982 | 1020.2524 | 980.0065 | 939.7606 | 899.5148 | 859.2689 | 819.0231 | 778.7772 | 0 | 0 | 0 | 0 | 0 | 0 | 0 | 0 | 0 | 0 | 0 | 0 | 0 | 0 | 0 | 0 | 0 | 0 | 0 | 0
|  | 2027 | 1404.3986 | [7 empty] | 2231.2414 | 2101.5021 | 1973.1481 | 1880.2552 | 1800.6602 | 1731.0387 | 1681.3641 | 1641.6629 | 1601.9617 | 1562.2606 | 1522.5594 | 1482.8582 | 1443.157 | 1403.4559 | 1363.7547 | 1324.0535 | 1284.3524 | 1244.6512 | 1204.95 | 1165.2489 | 1125.5477 | 1085.8465 | 1046.1454 | 1006.4442 | 966.743 | 927.0418 | 887.3407 | 847.6395 | 807.9383 | 768.2372 | 0 | 0 | 0 | 0 | 0 | 0 | 0 | 0 | 0 | 0 | 0 | 0 | 0 | 0 | 0 | 0 | 0 | 0 | 0
|  | 2028 | 1385.1306 | [8 empty] | 2200.6293 | 2072.67 | 1946.077 | 1854.4585 | 1775.9556 | 1707.2893 | 1658.2962 | 1619.1397 | 1579.9832 | 1540.8267 | 1501.6702 | 1462.5138 | 1423.3573 | 1384.2008 | 1345.0443 | 1305.8878 | 1266.7314 | 1227.5749 | 1188.4184 | 1149.2619 | 1110.1055 | 1070.949 | 1031.7925 | 992.636 | 953.4795 | 914.3231 | 875.1666 | 836.0101 | 796.8536 | 757.6971 | 0 | 0 | 0 | 0 | 0 | 0 | 0 | 0 | 0 | 0 | 0 | 0 | 0 | 0 | 0 | 0 | 0 | 0
|  | 2029 | 1365.8626 | [9 empty] | 2170.0172 | 2043.8379 | 1919.0058 | 1828.6619 | 1751.251 | 1683.5398 | 1635.2283 | 1596.6165 | 1558.0047 | 1519.3929 | 1480.7811 | 1442.1693 | 1403.5575 | 1364.9457 | 1326.3339 | 1287.7222 | 1249.1104 | 1210.4986 | 1171.8868 | 1133.275 | 1094.6632 | 1056.0514 | 1017.4396 | 978.8278 | 940.2161 | 901.6043 | 862.9925 | 824.3807 | 785.7689 | 747.1571 | 0 | 0 | 0 | 0 | 0 | 0 | 0 | 0 | 0 | 0 | 0 | 0 | 0 | 0 | 0 | 0 | 0
|  | 2030 | 1346.5946 | [10 empty] | 2139.4051 | 2015.0058 | 1891.9347 | 1802.8652 | 1726.5463 | 1659.7904 | 1612.1603 | 1574.0932 | 1536.0261 | 1497.9591 | 1459.892 | 1421.8249 | 1383.7578 | 1345.6907 | 1307.6236 | 1269.5565 | 1231.4894 | 1193.4223 | 1155.3552 | 1117.2881 | 1079.221 | 1041.1539 | 1003.0868 | 965.0197 | 926.9526 | 888.8855 | 850.8184 | 812.7513 | 774.6842 | 736.6171 | 0 | 0 | 0 | 0 | 0 | 0 | 0 | 0 | 0 | 0 | 0 | 0 | 0 | 0 | 0 | 0
|  | 2031 | 1327.3266 | [11 empty] | 2108.793 | 1986.1737 | 1864.8636 | 1777.0686 | 1701.8417 | 1636.041 | 1589.0924 | 1551.57 | 1514.0476 | 1476.5252 | 1439.0028 | 1401.4804 | 1363.958 | 1326.4356 | 1288.9132 | 1251.3908 | 1213.8684 | 1176.346 | 1138.8235 | 1101.3011 | 1063.7787 | 1026.2563 | 988.7339 | 951.2115 | 913.6891 | 876.1667 | 838.6443 | 801.1219 | 763.5995 | 726.0771 | 0 | 0 | 0 | 0 | 0 | 0 | 0 | 0 | 0 | 0 | 0 | 0 | 0 | 0 | 0
|  | 2032 | 1308.3342 | [12 empty] | 2078.619 | 1957.7542 | 1838.1799 | 1751.6411 | 1677.4906 | 1612.6314 | 1566.3546 | 1529.3691 | 1492.3836 | 1455.3981 | 1418.4126 | 1381.427 | 1344.4415 | 1307.456 | 1270.4705 | 1233.485 | 1196.4995 | 1159.514 | 1122.5285 | 1085.543 | 1048.5574 | 1011.5719 | 974.5864 | 937.6009 | 900.6154 | 863.6299 | 826.6444 | 789.6589 | 752.6734 | 715.6878 | 0 | 0 | 0 | 0 | 0 | 0 | 0 | 0 | 0 | 0 | 0 | 0 | 0 | 0
|  | 2033 | 1289.6137 | [13 empty] | 2048.8766 | 1929.7413 | 1811.8779 | 1726.5774 | 1653.4879 | 1589.5567 | 1543.9421 | 1507.4858 | 1471.0295 | 1434.5732 | 1398.1169 | 1361.6606 | 1325.2043 | 1288.748 | 1252.2917 | 1215.8354 | 1179.3791 | 1142.9229 | 1106.4666 | 1070.0103 | 1033.554 | 997.0977 | 960.6414 | 924.1851 | 887.7288 | 851.2725 | 814.8162 | 778.3599 | 741.9036 | 705.4473 | 0 | 0 | 0 | 0 | 0 | 0 | 0 | 0 | 0 | 0 | 0 | 0 | 0
|  | 2034 | 1271.161 | [14 empty] | 2019.5599 | 1902.1292 | 1785.9523 | 1701.8723 | 1629.8286 | 1566.8122 | 1521.8503 | 1485.9157 | 1449.981 | 1414.0464 | 1378.1117 | 1342.177 | 1306.2424 | 1270.3077 | 1234.3731 | 1198.4384 | 1162.5038 | 1126.5691 | 1090.6345 | 1054.6998 | 1018.7652 | 982.8305 | 946.8958 | 910.9612 | 875.0265 | 839.0919 | 803.1572 | 767.2226 | 731.2879 | 695.3533 | 0 | 0 | 0 | 0 | 0 | 0 | 0 | 0 | 0 | 0 | 0 | 0
|  | 2035 | 1252.9724 | [15 empty] | 1990.6626 | 1874.9122 | 1760.3977 | 1677.5207 | 1606.5079 | 1544.3932 | 1500.0746 | 1464.6542 | 1429.2337 | 1393.8132 | 1358.3927 | 1322.9723 | 1287.5518 | 1252.1313 | 1216.7108 | 1181.2903 | 1145.8699 | 1110.4494 | 1075.0289 | 1039.6084 | 1004.188 | 968.7675 | 933.347 | 897.9265 | 862.506 | 827.0856 | 791.6651 | 756.2446 | 720.8241 | 685.4037 | 0 | 0 | 0 | 0 | 0 | 0 | 0 | 0 | 0 | 0 | 0
|  | 2036 | 1235.044 | [16 empty] | 1962.1788 | 1848.0847 | 1735.2087 | 1653.5176 | 1583.5209 | 1522.295 | 1478.6105 | 1443.6969 | 1408.7832 | 1373.8696 | 1338.9559 | 1304.0422 | 1269.1286 | 1234.2149 | 1199.3013 | 1164.3876 | 1129.474 | 1094.5603 | 1059.6467 | 1024.733 | 989.8193 | 954.9057 | 919.992 | 885.0784 | 850.1647 | 815.2511 | 780.3374 | 745.4237 | 710.5101 | 675.5964 | 0 | 0 | 0 | 0 | 0 | 0 | 0 | 0 | 0 | 0
|  | 2037 | 1217.3721 | [17 empty] | 1934.1026 | 1821.641 | 1710.3801 | 1629.8579 | 1560.8628 | 1500.5129 | 1457.4535 | 1423.0395 | 1388.6254 | 1354.2113 | 1319.7972 | 1285.3831 | 1250.969 | 1216.5549 | 1182.1408 | 1147.7268 | 1113.3127 | 1078.8986 | 1044.4845 | 1010.0704 | 975.6563 | 941.2422 | 906.8281 | 872.4141 | 838 | 803.5859 | 769.1718 | 734.7577 | 700.3436 | 665.9295 | 0 | 0 | 0 | 0 | 0 | 0 | 0 | 0 | 0
|  | 2038 | 1199.9531 | [18 empty] | 1906.4282 | 1795.5757 | 1685.9068 | 1606.5368 | 1538.5289 | 1479.0425 | 1436.5993 | 1402.6776 | 1368.756 | 1334.8343 | 1300.9126 | 1266.991 | 1233.0693 | 1199.1476 | 1165.226 | 1131.3043 | 1097.3826 | 1063.461 | 1029.5393 | 995.6176 | 961.696 | 927.7743 | 893.8526 | 859.931 | 826.0093 | 792.0876 | 758.166 | 724.2443 | 690.3226 | 656.4009 | 0 | 0 | 0 | 0 | 0 | 0 | 0 | 0
|  | 2039 | 1182.7833 | [19 empty] | 1879.1497 | 1769.8834 | 1661.7837 | 1583.5494 | 1516.5145 | 1457.8794 | 1416.0434 | 1382.6071 | 1349.1709 | 1315.7346 | 1282.2983 | 1248.862 | 1215.4257 | 1181.9894 | 1148.5531 | 1115.1168 | 1081.6805 | 1048.2442 | 1014.8079 | 981.3716 | 947.9353 | 914.499 | 881.0628 | 847.6265 | 814.1902 | 780.7539 | 747.3176 | 713.8813 | 680.445 | 647.0087 | 0 | 0 | 0 | 0 | 0 | 0 | 0
|  | 2040 | 1165.8592 | [20 empty] | 1852.2615 | 1744.5586 | 1638.0057 | 1560.8908 | 1494.8152 | 1437.019 | 1395.7817 | 1362.8238 | 1329.866 | 1296.9081 | 1263.9503 | 1230.9924 | 1198.0345 | 1165.0767 | 1132.1188 | 1099.1609 | 1066.2031 | 1033.2452 | 1000.2874 | 967.3295 | 934.3716 | 901.4138 | 868.4559 | 835.498 | 802.5402 | 769.5823 | 736.6244 | 703.6666 | 670.7087 | 637.7509 | 0 | 0 | 0 | 0 | 0 | 0
|  | 2041 | 1149.1773 | [21 empty] | 1825.758 | 1719.5963 | 1614.568 | 1538.5565 | 1473.4264 | 1416.4571 | 1375.8099 | 1343.3236 | 1310.8373 | 1278.3511 | 1245.8648 | 1213.3785 | 1180.8922 | 1148.4059 | 1115.9197 | 1083.4334 | 1050.9471 | 1018.4608 | 985.9745 | 953.4883 | 921.002 | 888.5157 | 856.0294 | 823.5432 | 791.0569 | 758.5706 | 726.0843 | 693.598 | 661.1118 | 628.6255 | 0 | 0 | 0 | 0 | 0
|  | 2042 | 1132.7341 | [22 empty] | 1799.6338 | 1694.9911 | 1591.4657 | 1516.5418 | 1452.3435 | 1396.1895 | 1356.1239 | 1324.1024 | 1292.081 | 1260.0595 | 1228.0381 | 1196.0166 | 1163.9952 | 1131.9738 | 1099.9523 | 1067.9309 | 1035.9094 | 1003.888 | 971.8665 | 939.8451 | 907.8237 | 875.8022 | 843.7808 | 811.7593 | 779.7379 | 747.7164 | 715.695 | 683.6736 | 651.6521 | 619.6307 | 0 | 0 | 0 | 0
|  | 2043 | 1116.5262 | 2043: 1773.8834; 2044: 1670.738; 2045: 1568.6939; 2046: 1494.8421; 2047: 1431.5624; 2048: 1376.2119; 2049: 1336.7195; 2050: 1305.1562; 2051: 1273.593; 2052: 1242.0297; 2053: 1210.4665; 2054: 1178.9032; 2055: 1147.3399; 2056: 1115.7767; 2057: 1084.2134; 2058: 1052.6502; 2059: 1021.0869; 2060: 989.5237; 2061: 957.9604; 2062: 926.3971; 2063: 894.8339; 2064: 863.2706; 2065: 831.7074; 2066: 800.1441; 2067: 768.5809; 2068: 737.0176; 2069: 705.4543; 2070: 673.8911; 2071: 642.3278; 2072: 610.7646; 2073: 0; 2074: 0; 2075: 0
|  | 2044 | 1100.5501 | 2044: 1748.5015; 2045: 1646.8319; 2046: 1546.2479; 2047: 1473.4528; 2048: 1411.0786; 2049: 1356.5201; 2050: 1317.5928; 2051: 1286.4812; 2052: 1255.3695; 2053: 1224.2579; 2054: 1193.1463; 2055: 1162.0346; 2056: 1130.923; 2057: 1099.8114; 2058: 1068.6998; 2059: 1037.5881; 2060: 1006.4765; 2061: 975.3649; 2062: 944.2532; 2063: 913.1416; 2064: 882.03; 2065: 850.9184; 2066: 819.8067; 2067: 788.6951; 2068: 757.5835; 2069: 726.4718; 2070: 695.3602; 2071: 664.2486; 2072: 633.137; 2073: 602.0253; 2074: 0; 2075: 0
|  | 2045 | 1084.8027 | 2045: 1723.4827; 2046: 1623.2679; 2047: 1524.1231; 2048: 1452.3697; 2049: 1390.8879; 2050: 1337.11; 2051: 1298.7398; 2052: 1268.0733; 2053: 1237.4068; 2054: 1206.7404; 2055: 1176.0739; 2056: 1145.4074; 2057: 1114.741; 2058: 1084.0745; 2059: 1053.4081; 2060: 1022.7416; 2061: 992.0751; 2062: 961.4087; 2063: 930.7422; 2064: 900.0757; 2065: 869.4093; 2066: 838.7428; 2067: 808.0764; 2068: 777.4099; 2069: 746.7434; 2070: 716.077; 2071: 685.4105; 2072: 654.7441; 2073: 624.0776; 2074: 593.4111; 2075: 0 | 0 | 0 | 0 | 0
|  | 2046 | 1069.2806 | 2046: 1698.8219; 2047: 1600.0411; 2048: 1502.3149; 2049: 1431.5881; 2050: 1370.9861; 2051: 1317.9777; 2052: 1280.1565; 2053: 1249.9288; 2054: 1219.7012; 2055: 1189.4735; 2056: 1159.2458; 2057: 1129.0182; 2058: 1098.7905; 2059: 1068.5628; 2060: 1038.3352; 2061: 1008.1075; 2062: 977.8798; 2063: 947.6522; 2064: 917.4245; 2065: 887.1968; 2066: 856.9692; 2067: 826.7415; 2068: 796.5138; 2069: 766.2862; 2070: 736.0585; 2071: 705.8309; 2072: 675.6032; 2073: 645.3755; 2074: 615.1479; 2075: 584.9202 | 0 | 0 | 0 | 0
|  | 2047 | 1053.9806 | 2047: 1674.514; 2048: 1577.1466; 2049: 1480.8187; 2050: 1411.104; 2051: 1351.3691; 2052: 1299.1192; 2053: 1261.8391; 2054: 1232.044; 2055: 1202.2488; 2056: 1172.4537; 2057: 1142.6585; 2058: 1112.8634; 2059: 1083.0682; 2060: 1053.2731; 2061: 1023.4779; 2062: 993.6828; 2063: 963.8877; 2064: 934.0925; 2065: 904.2974; 2066: 874.5022; 2067: 844.7071; 2068: 814.9119; 2069: 785.1168; 2070: 755.3216; 2071: 725.5265; 2072: 695.7313; 2073: 665.9362; 2074: 636.141; 2075: 606.3459 | 576.5507 | 0 | 0 | 0
|  | 2048 | 1038.8995 | 2048: 1650.5539; 2049: 1554.5797; 2050: 1459.6302; 2051: 1390.9129; 2052: 1332.0328; 2053: 1280.5305; 2054: 1243.7839; 2055: 1214.415; 2056: 1185.0462; 2057: 1155.6774; 2058: 1126.3086; 2059: 1096.9398; 2060: 1067.571; 2061: 1038.2021; 2062: 1008.8333; 2063: 979.4645; 2064: 950.0957; 2065: 920.7269; 2066: 891.358; 2067: 861.9892; 2068: 832.6204; 2069: 803.2516; 2070: 773.8828; 2071: 744.514; 2072: 715.1451; 2073: 685.7763; 2074: 656.4075; 2075: 627.0387 | 597.6699 | 568.3011 | 0 | 0
|  | 2049 | 1024.0342 | 2049: 1626.9366; 2050: 1532.3357; 2051: 1438.7448; 2052: 1371.0108; 2053: 1312.9732; 2054: 1262.2078; 2055: 1225.9869; 2056: 1197.0383; 2057: 1168.0898; 2058: 1139.1412; 2059: 1110.1926; 2060: 1081.244; 2061: 1052.2954; 2062: 1023.3468; 2063: 994.3982; 2064: 965.4496; 2065: 936.5011; 2066: 907.5525; 2067: 878.6039; 2068: 849.6553; 2069: 820.7067; 2070: 791.7581; 2071: 762.8095; 2072: 733.8609; 2073: 704.9124; 2074: 675.9638; 2075: 647.0152 | 618.0666 | 589.118 | 560.1694 | 0
|  | 2050 | 1009.3816 | 2050: 1603.6573; 2051: 1510.41; 2052: 1418.1582; 2053: 1351.3934; 2054: 1294.1862; 2055: 1244.1472; 2056: 1208.4447; 2057: 1179.9103; 2058: 1151.3759; 2059: 1122.8416; 2060: 1094.3072; 2061: 1065.7728; 2062: 1037.2384; 2063: 1008.7041; 2064: 980.1697; 2065: 951.6353; 2066: 923.101; 2067: 894.5666; 2068: 866.0322; 2069: 837.4978; 2070: 808.9635; 2071: 780.4291; 2072: 751.8947; 2073: 723.3604; 2074: 694.826; 2075: 666.2916 | 637.7572 | 609.2229 | 580.6885 | 552.1541
|  | Annual Change (%) |  | 0% | 0% | 0% | 0% | 0% | 0% | -1.335% | -1.353% | -1.372% | -1.391% | -1.411% | -1.431% | -1.431% | -1.431% | -1.431% | -1.431% | -1.431% | -1.431% | -1.431% | -1.431% | -1.431% | -1.431% | -1.431% | -1.431% | -1.431% | -1.431% | -1.431% | -1.431% | -1.431% | -1.431% | -1.431% | 0% | 0% | 0% | 0% | 0% | 0% | 0% | 0% | 0% | 0% | 0% | 0% | 0% | 0% | 0% | 0% | 0% | 0% | 0% | 0% | 0% | 0% | 0% | 0% | 0%
|  | Levelized Capital Cost ($/MW-wk) |  | 1442.9346 | 1442.9346 | 1442.9346 | 1442.9346 | 1442.9346 | 1442.9346 | 1423.6666 | 1404.3986 | 1385.1306 | 1365.8626 | 1346.5946 | 1327.3266 | 1308.3342 | 1289.6137 | 1271.161 | 1252.9724 | 1235.044 | 1217.3721 | 1199.9531 | 1182.7833 | 1165.8592 | 1149.1773 | 1132.7341 | 1116.5262 | 1100.5501 | 1084.8027 | 1069.2806 | 1053.9806 | 1038.8995 | 1024.0342 | 1009.3816 | 1009.3816 | 1009.3816 | 1009.3816 | 1009.3816 | 1009.3816 | 1009.3816 | 1009.3816 | 1009.3816 | 1009.3816 | 1009.3816 | 1009.3816 | 1009.3816 | 1009.3816 | 1009.3816 | 1009.3816 | 1009.3816 | 1009.3816 | 1009.3816 | 1009.3816 | 1009.3816 | 1009.3816 | 1009.3816 | 1009.3816 | 1009.3816 | 1009.3816
|  | Economic Life | 35
|  | check s/b 0 | 0
itc
Revenue Requirement by vintage year
2012 $/MW-wk
| Aurora Input |  | Levelized Cost | 2020 | 2021 | 2022 | 2023 | 2024 | 2025 | 2026 | 2027 | 2028 | 2029 | 2030 | 2031 | 2032 | 2033 | 2034 | 2035 | 2036 | 2037 | 2038 | 2039 | 2040 | 2041 | 2042 | 2043 | 2044 | 2045 | 2046 | Levelized | 2047 | 2048 | 2049 | 2050 | 2051 | 2052 | 2053 | 2054 | 2055 | 2056 | 2057 | 2058 | 2059 | 2060 | 2061 | 2062 | 2063 | 2064 | 2065 | 2066 | 2067 | 2068 | 2069 | 2070 | 2071 | 2072 | 2073 | 2074 | 2075 | 2076 | 2077 | 2078 | 2079
|  | 2020 | 1442.9346 | 2292.4656 | 2159.1663 | 2027.2903 | 1931.8485 | 1850.0694 | 1778.5375 | 1727.4999 | 1686.7093 | 1645.9188 | 1605.1282 | 1564.3377 | 1523.5471 | 1482.7566 | 1441.966 | 1401.1755 | 1360.3849 | 1319.5944 | 1278.8038 | 1238.0133 | 1197.2227 | 1156.4322 | 1115.6416 | 1074.8511 | 1034.0605 | 993.27 | 952.4794 | 911.6889 | 831.2523 | 870.8983 | 830.1078 | 789.3172 | 0 | 0 | 0 | 0 | 0 | 0 | 0 | 0 | 0 | 0 | 0 | 0 | 0 | 0 | 0 | 0 | 0 | 0 | 0 | 0 | 0 | 0 | 0 | 0 | 0 | 0 | 0 | 0 | 0 | 0
|  | 2021 | 1442.9346 |  | 2292.4656 | 2159.1663 | 2027.2903 | 1931.8485 | 1850.0694 | 1778.5375 | 1727.4999 | 1686.7093 | 1645.9188 | 1605.1282 | 1564.3377 | 1523.5471 | 1482.7566 | 1441.966 | 1401.1755 | 1360.3849 | 1319.5944 | 1278.8038 | 1238.0133 | 1197.2227 | 1156.4322 | 1115.6416 | 1074.8511 | 1034.0605 | 993.27 | 952.4794 | 852.6486 | 911.6889 | 870.8983 | 830.1078 | 789.3172 | 0 | 0 | 0 | 0 | 0 | 0 | 0 | 0 | 0 | 0 | 0 | 0 | 0 | 0 | 0 | 0 | 0 | 0 | 0 | 0 | 0 | 0 | 0 | 0 | 0 | 0 | 0 | 0 | 0
|  | 2022 | 1442.9346 |  |  | 2292.4656 | 2159.1663 | 2027.2903 | 1931.8485 | 1850.0694 | 1778.5375 | 1727.4999 | 1686.7093 | 1645.9188 | 1605.1282 | 1564.3377 | 1523.5471 | 1482.7566 | 1441.966 | 1401.1755 | 1360.3849 | 1319.5944 | 1278.8038 | 1238.0133 | 1197.2227 | 1156.4322 | 1115.6416 | 1074.8511 | 1034.0605 | 993.27 | 874.3303 | 952.4794 | 911.6889 | 870.8983 | 830.1078 | 789.3172 | 0 | 0 | 0 | 0 | 0 | 0 | 0 | 0 | 0 | 0 | 0 | 0 | 0 | 0 | 0 | 0 | 0 | 0 | 0 | 0 | 0 | 0 | 0 | 0 | 0 | 0 | 0 | 0
|  | 2023 | 1442.9346 |  |  |  | 2292.4656 | 2159.1663 | 2027.2903 | 1931.8485 | 1850.0694 | 1778.5375 | 1727.4999 | 1686.7093 | 1645.9188 | 1605.1282 | 1564.3377 | 1523.5471 | 1482.7566 | 1441.966 | 1401.1755 | 1360.3849 | 1319.5944 | 1278.8038 | 1238.0133 | 1197.2227 | 1156.4322 | 1115.6416 | 1074.8511 | 1034.0605 | 896.297 | 993.27 | 952.4794 | 911.6889 | 870.8983 | 830.1078 | 789.3172 | 0 | 0 | 0 | 0 | 0 | 0 | 0 | 0 | 0 | 0 | 0 | 0 | 0 | 0 | 0 | 0 | 0 | 0 | 0 | 0 | 0 | 0 | 0 | 0 | 0 | 0 | 0
|  | 2024 | 1442.9346 |  |  |  |  | 2292.4656 | 2159.1663 | 2027.2903 | 1931.8485 | 1850.0694 | 1778.5375 | 1727.4999 | 1686.7093 | 1645.9188 | 1605.1282 | 1564.3377 | 1523.5471 | 1482.7566 | 1441.966 | 1401.1755 | 1360.3849 | 1319.5944 | 1278.8038 | 1238.0133 | 1197.2227 | 1156.4322 | 1115.6416 | 1074.8511 | 918.5481 | 1034.0605 | 993.27 | 952.4794 | 911.6889 | 870.8983 | 830.1078 | 789.3172 | 0 | 0 | 0 | 0 | 0 | 0 | 0 | 0 | 0 | 0 | 0 | 0 | 0 | 0 | 0 | 0 | 0 | 0 | 0 | 0 | 0 | 0 | 0 | 0 | 0 | 0
|  | 2025 | 1442.9346 | [5 empty] | 2292.4656 | 2159.1663 | 2027.2903 | 1931.8485 | 1850.0694 | 1778.5375 | 1727.4999 | 1686.7093 | 1645.9188 | 1605.1282 | 1564.3377 | 1523.5471 | 1482.7566 | 1441.966 | 1401.1755 | 1360.3849 | 1319.5944 | 1278.8038 | 1238.0133 | 1197.2227 | 1156.4322 | 1115.6416 | 941.0829 | 1074.8511 | 1034.0605 | 993.27 | 952.4794 | 911.6889 | 870.8983 | 830.1078 | 789.3172 | 0 | 0 | 0 | 0 | 0 | 0 | 0 | 0 | 0 | 0 | 0 | 0 | 0 | 0 | 0 | 0 | 0 | 0 | 0 | 0 | 0 | 0 | 0 | 0 | 0
|  | 2026 | 1423.6666 | [6 empty] | 2292.4656 | 2159.1663 | 2027.2903 | 1931.8485 | 1850.0694 | 1778.5375 | 1727.4999 | 1686.7093 | 1645.9188 | 1605.1282 | 1564.3377 | 1523.5471 | 1482.7566 | 1441.966 | 1401.1755 | 1360.3849 | 1319.5944 | 1278.8038 | 1238.0133 | 1197.2227 | 1156.4322 | 963.9006 | 1115.6416 | 1074.8511 | 1034.0605 | 993.27 | 952.4794 | 911.6889 | 870.8983 | 830.1078 | 789.3172 | 0 | 0 | 0 | 0 | 0 | 0 | 0 | 0 | 0 | 0 | 0 | 0 | 0 | 0 | 0 | 0 | 0 | 0 | 0 | 0 | 0 | 0 | 0 | 0
|  | 2027 | 1404.3986 | [7 empty] | 2292.4656 | 2159.1663 | 2027.2903 | 1931.8485 | 1850.0694 | 1778.5375 | 1727.4999 | 1686.7093 | 1645.9188 | 1605.1282 | 1564.3377 | 1523.5471 | 1482.7566 | 1441.966 | 1401.1755 | 1360.3849 | 1319.5944 | 1278.8038 | 1238.0133 | 1197.2227 | 987.0006 | 1156.4322 | 1115.6416 | 1074.8511 | 1034.0605 | 993.27 | 952.4794 | 911.6889 | 870.8983 | 830.1078 | 789.3172 | 0 | 0 | 0 | 0 | 0 | 0 | 0 | 0 | 0 | 0 | 0 | 0 | 0 | 0 | 0 | 0 | 0 | 0 | 0 | 0 | 0 | 0 | 0
|  | 2028 | 1385.1306 | [8 empty] | 2261.8535 | 2130.3342 | 2000.2192 | 1906.0518 | 1825.3648 | 1754.7881 | 1704.432 | 1664.1861 | 1623.9403 | 1583.6944 | 1543.4485 | 1503.2027 | 1462.9568 | 1422.711 | 1382.4651 | 1342.2192 | 1301.9734 | 1261.7275 | 1221.4817 | 996.8897 | 1181.2358 | 1140.9899 | 1100.7441 | 1060.4982 | 1020.2524 | 980.0065 | 939.7606 | 899.5148 | 859.2689 | 819.0231 | 778.7772 | 0 | 0 | 0 | 0 | 0 | 0 | 0 | 0 | 0 | 0 | 0 | 0 | 0 | 0 | 0 | 0 | 0 | 0 | 0 | 0 | 0 | 0
|  | 2029 | 1365.8626 | [9 empty] | 2231.2414 | 2101.5021 | 1973.1481 | 1880.2552 | 1800.6602 | 1731.0387 | 1681.3641 | 1641.6629 | 1601.9617 | 1562.2606 | 1522.5594 | 1482.8582 | 1443.157 | 1403.4559 | 1363.7547 | 1324.0535 | 1284.3524 | 1244.6512 | 1006.4271 | 1204.95 | 1165.2489 | 1125.5477 | 1085.8465 | 1046.1454 | 1006.4442 | 966.743 | 927.0418 | 887.3407 | 847.6395 | 807.9383 | 768.2372 | 0 | 0 | 0 | 0 | 0 | 0 | 0 | 0 | 0 | 0 | 0 | 0 | 0 | 0 | 0 | 0 | 0 | 0 | 0 | 0 | 0
|  | 2030 | 1346.5946 | [10 empty] | 2200.6293 | 2072.67 | 1946.077 | 1854.4585 | 1775.9556 | 1707.2893 | 1658.2962 | 1619.1397 | 1579.9832 | 1540.8267 | 1501.6702 | 1462.5138 | 1423.3573 | 1384.2008 | 1345.0443 | 1305.8878 | 1266.7314 | 1015.6004 | 1227.5749 | 1188.4184 | 1149.2619 | 1110.1055 | 1070.949 | 1031.7925 | 992.636 | 953.4795 | 914.3231 | 875.1666 | 836.0101 | 796.8536 | 757.6971 | 0 | 0 | 0 | 0 | 0 | 0 | 0 | 0 | 0 | 0 | 0 | 0 | 0 | 0 | 0 | 0 | 0 | 0 | 0 | 0
|  | 2031 | 1327.3266 | [11 empty] | 2170.0172 | 2043.8379 | 1919.0058 | 1828.6619 | 1751.251 | 1683.5398 | 1635.2283 | 1596.6165 | 1558.0047 | 1519.3929 | 1480.7811 | 1442.1693 | 1403.5575 | 1364.9457 | 1326.3339 | 1287.7222 | 1024.3973 | 1249.1104 | 1210.4986 | 1171.8868 | 1133.275 | 1094.6632 | 1056.0514 | 1017.4396 | 978.8278 | 940.2161 | 901.6043 | 862.9925 | 824.3807 | 785.7689 | 747.1571 | 0 | 0 | 0 | 0 | 0 | 0 | 0 | 0 | 0 | 0 | 0 | 0 | 0 | 0 | 0 | 0 | 0 | 0 | 0
|  | 2032 | 1308.3342 | [12 empty] | 2139.4051 | 2015.0058 | 1891.9347 | 1802.8652 | 1726.5463 | 1659.7904 | 1612.1603 | 1574.0932 | 1536.0261 | 1497.9591 | 1459.892 | 1421.8249 | 1383.7578 | 1345.6907 | 1307.6236 | 1032.8054 | 1269.5565 | 1231.4894 | 1193.4223 | 1155.3552 | 1117.2881 | 1079.221 | 1041.1539 | 1003.0868 | 965.0197 | 926.9526 | 888.8855 | 850.8184 | 812.7513 | 774.6842 | 736.6171 | 0 | 0 | 0 | 0 | 0 | 0 | 0 | 0 | 0 | 0 | 0 | 0 | 0 | 0 | 0 | 0 | 0 | 0
|  | 2033 | 1289.6137 | [13 empty] | 2108.793 | 1986.1737 | 1864.8636 | 1777.0686 | 1701.8417 | 1636.041 | 1589.0924 | 1551.57 | 1514.0476 | 1476.5252 | 1439.0028 | 1401.4804 | 1363.958 | 1326.4356 | 1040.8124 | 1288.9132 | 1251.3908 | 1213.8684 | 1176.346 | 1138.8235 | 1101.3011 | 1063.7787 | 1026.2563 | 988.7339 | 951.2115 | 913.6891 | 876.1667 | 838.6443 | 801.1219 | 763.5995 | 726.0771 | 0 | 0 | 0 | 0 | 0 | 0 | 0 | 0 | 0 | 0 | 0 | 0 | 0 | 0 | 0 | 0 | 0
|  | 2034 | 1271.161 | [14 empty] | 2078.619 | 1957.7542 | 1838.1799 | 1751.6411 | 1677.4906 | 1612.6314 | 1566.3546 | 1529.3691 | 1492.3836 | 1455.3981 | 1418.4126 | 1381.427 | 1344.4415 | 1048.6268 | 1307.456 | 1270.4705 | 1233.485 | 1196.4995 | 1159.514 | 1122.5285 | 1085.543 | 1048.5574 | 1011.5719 | 974.5864 | 937.6009 | 900.6154 | 863.6299 | 826.6444 | 789.6589 | 752.6734 | 715.6878 | 0 | 0 | 0 | 0 | 0 | 0 | 0 | 0 | 0 | 0 | 0 | 0 | 0 | 0 | 0 | 0
|  | 2035 | 1252.9724 | [15 empty] | 2048.8766 | 1929.7413 | 1811.8779 | 1726.5774 | 1653.4879 | 1589.5567 | 1543.9421 | 1507.4858 | 1471.0295 | 1434.5732 | 1398.1169 | 1361.6606 | 1056.2476 | 1325.2043 | 1288.748 | 1252.2917 | 1215.8354 | 1179.3791 | 1142.9229 | 1106.4666 | 1070.0103 | 1033.554 | 997.0977 | 960.6414 | 924.1851 | 887.7288 | 851.2725 | 814.8162 | 778.3599 | 741.9036 | 705.4473 | 0 | 0 | 0 | 0 | 0 | 0 | 0 | 0 | 0 | 0 | 0 | 0 | 0 | 0 | 0
|  | 2036 | 1235.044 | [16 empty] | 2019.5599 | 1902.1292 | 1785.9523 | 1701.8723 | 1629.8286 | 1566.8122 | 1521.8503 | 1485.9157 | 1449.981 | 1414.0464 | 1378.1117 | 1063.6738 | 1342.177 | 1306.2424 | 1270.3077 | 1234.3731 | 1198.4384 | 1162.5038 | 1126.5691 | 1090.6345 | 1054.6998 | 1018.7652 | 982.8305 | 946.8958 | 910.9612 | 875.0265 | 839.0919 | 803.1572 | 767.2226 | 731.2879 | 695.3533 | 0 | 0 | 0 | 0 | 0 | 0 | 0 | 0 | 0 | 0 | 0 | 0 | 0 | 0
|  | 2037 | 1217.3721 | [17 empty] | 1990.6626 | 1874.9122 | 1760.3977 | 1677.5207 | 1606.5079 | 1544.3932 | 1500.0746 | 1464.6542 | 1429.2337 | 1393.8132 | 1070.9044 | 1358.3927 | 1322.9723 | 1287.5518 | 1252.1313 | 1216.7108 | 1181.2903 | 1145.8699 | 1110.4494 | 1075.0289 | 1039.6084 | 1004.188 | 968.7675 | 933.347 | 897.9265 | 862.506 | 827.0856 | 791.6651 | 756.2446 | 720.8241 | 685.4037 | 0 | 0 | 0 | 0 | 0 | 0 | 0 | 0 | 0 | 0 | 0 | 0 | 0
|  | 2038 | 1199.9531 | [18 empty] | 1962.1788 | 1848.0847 | 1735.2087 | 1653.5176 | 1583.5209 | 1522.295 | 1478.6105 | 1443.6969 | 1408.7832 | 1077.9386 | 1373.8696 | 1338.9559 | 1304.0422 | 1269.1286 | 1234.2149 | 1199.3013 | 1164.3876 | 1129.474 | 1094.5603 | 1059.6467 | 1024.733 | 989.8193 | 954.9057 | 919.992 | 885.0784 | 850.1647 | 815.2511 | 780.3374 | 745.4237 | 710.5101 | 675.5964 | 0 | 0 | 0 | 0 | 0 | 0 | 0 | 0 | 0 | 0 | 0 | 0
|  | 2039 | 1182.7833 | [19 empty] | 1934.1026 | 1821.641 | 1710.3801 | 1629.8579 | 1560.8628 | 1500.5129 | 1457.4535 | 1423.0395 | 1084.7758 | 1388.6254 | 1354.2113 | 1319.7972 | 1285.3831 | 1250.969 | 1216.5549 | 1182.1408 | 1147.7268 | 1113.3127 | 1078.8986 | 1044.4845 | 1010.0704 | 975.6563 | 941.2422 | 906.8281 | 872.4141 | 838 | 803.5859 | 769.1718 | 734.7577 | 700.3436 | 665.9295 | 0 | 0 | 0 | 0 | 0 | 0 | 0 | 0 | 0 | 0 | 0
|  | 2040 | 1165.8592 | [20 empty] | 1906.4282 | 1795.5757 | 1685.9068 | 1606.5368 | 1538.5289 | 1479.0425 | 1436.5993 | 1091.4151 | 1402.6776 | 1368.756 | 1334.8343 | 1300.9126 | 1266.991 | 1233.0693 | 1199.1476 | 1165.226 | 1131.3043 | 1097.3826 | 1063.461 | 1029.5393 | 995.6176 | 961.696 | 927.7743 | 893.8526 | 859.931 | 826.0093 | 792.0876 | 758.166 | 724.2443 | 690.3226 | 656.4009 | 0 | 0 | 0 | 0 | 0 | 0 | 0 | 0 | 0 | 0
|  | 2041 | 1149.1773 | [21 empty] | 1879.1497 | 1769.8834 | 1661.7837 | 1583.5494 | 1516.5145 | 1457.8794 | 1097.8562 | 1416.0434 | 1382.6071 | 1349.1709 | 1315.7346 | 1282.2983 | 1248.862 | 1215.4257 | 1181.9894 | 1148.5531 | 1115.1168 | 1081.6805 | 1048.2442 | 1014.8079 | 981.3716 | 947.9353 | 914.499 | 881.0628 | 847.6265 | 814.1902 | 780.7539 | 747.3176 | 713.8813 | 680.445 | 647.0087 | 0 | 0 | 0 | 0 | 0 | 0 | 0 | 0 | 0
|  | 2042 | 1132.7341 | [22 empty] | 1852.2615 | 1744.5586 | 1638.0057 | 1560.8908 | 1494.8152 | 1104.6229 | 1437.019 | 1395.7817 | 1362.8238 | 1329.866 | 1296.9081 | 1263.9503 | 1230.9924 | 1198.0345 | 1165.0767 | 1132.1188 | 1099.1609 | 1066.2031 | 1033.2452 | 1000.2874 | 967.3295 | 934.3716 | 901.4138 | 868.4559 | 835.498 | 802.5402 | 769.5823 | 736.6244 | 703.6666 | 670.7087 | 637.7509 | 0 | 0 | 0 | 0 | 0 | 0 | 0 | 0
|  | 2043 | 1116.5262 | [23 empty] | 1825.758 | 1719.5963 | 1614.568 | 1538.5565 | 1112.6492 | 1473.4264 | 1416.4571 | 1375.8099 | 1343.3236 | 1310.8373 | 1278.3511 | 1245.8648 | 1213.3785 | 1180.8922 | 1148.4059 | 1115.9197 | 1083.4334 | 1050.9471 | 1018.4608 | 985.9745 | 953.4883 | 921.002 | 888.5157 | 856.0294 | 823.5432 | 791.0569 | 758.5706 | 726.0843 | 693.598 | 661.1118 | 628.6255 | 0 | 0 | 0 | 0 | 0 | 0 | 0
|  | 2044 | 1100.5501 | [24 empty] | 1799.6338 | 1694.9911 | 1591.4657 | 1122.2137 | 1516.5418 | 1452.3435 | 1396.1895 | 1356.1239 | 1324.1024 | 1292.081 | 1260.0595 | 1228.0381 | 1196.0166 | 1163.9952 | 1131.9738 | 1099.9523 | 1067.9309 | 1035.9094 | 1003.888 | 971.8665 | 939.8451 | 907.8237 | 875.8022 | 843.7808 | 811.7593 | 779.7379 | 747.7164 | 715.695 | 683.6736 | 651.6521 | 619.6307 | 0 | 0 | 0 | 0 | 0 | 0
|  | 2045 | 1084.8027 | [25 empty] | 1773.8834 | 1670.738 | 1133.6984 | 1568.6939 | 1494.8421 | 1431.5624 | 1376.2119 | 1336.7195 | 1305.1562 | 1273.593 | 1242.0297 | 1210.4665 | 1178.9032 | 1147.3399 | 1115.7767 | 1084.2134 | 1052.6502 | 1021.0869 | 989.5237 | 957.9604 | 926.3971 | 894.8339 | 863.2706 | 831.7074 | 800.1441 | 768.5809 | 737.0176 | 705.4543 | 673.8911 | 642.3278 | 610.7646 | 0 | 0 | 0 | 0 | 0
|  | 2046 | 1069.2806 | [26 empty] | 1748.5015 | 1148.4305 | 1646.8319 | 1546.2479 | 1473.4528 | 1411.0786 | 1356.5201 | 1317.5928 | 1286.4812 | 1255.3695 | 1224.2579 | 1193.1463 | 1162.0346 | 1130.923 | 1099.8114 | 1068.6998 | 1037.5881 | 1006.4765 | 975.3649 | 944.2532 | 913.1416 | 882.03 | 850.9184 | 819.8067 | 788.6951 | 757.5835 | 726.4718 | 695.3602 | 664.2486 | 633.137 | 602.0253 | 0 | 0 | 0 | 0
|  | 2047 | 1053.9806 | [27 empty] | 1165.9984 | 1723.4827 | 1623.2679 | 1524.1231 | 1452.3697 | 1390.8879 | 1337.11 | 1298.7398 | 1268.0733 | 1237.4068 | 1206.7404 | 1176.0739 | 1145.4074 | 1114.741 | 1084.0745 | 1053.4081 | 1022.7416 | 992.0751 | 961.4087 | 930.7422 | 900.0757 | 869.4093 | 838.7428 | 808.0764 | 777.4099 | 746.7434 | 716.077 | 685.4105 | 654.7441 | 624.0776 | 593.4111 | 0 | 0 | 0
|  | 2048 | 1038.8995 | [27 empty] | 1149.3144 |  | 1698.8219 | 1600.0411 | 1502.3149 | 1431.5881 | 1370.9861 | 1317.9777 | 1280.1565 | 1249.9288 | 1219.7012 | 1189.4735 | 1159.2458 | 1129.0182 | 1098.7905 | 1068.5628 | 1038.3352 | 1008.1075 | 977.8798 | 947.6522 | 917.4245 | 887.1968 | 856.9692 | 826.7415 | 796.5138 | 766.2862 | 736.0585 | 705.8309 | 675.6032 | 645.3755 | 615.1479 | 584.9202 | 0 | 0
|  | 2049 | 1024.0342 | [27 empty] | 1132.8693 |  |  | 1674.514 | 1577.1466 | 1480.8187 | 1411.104 | 1351.3691 | 1299.1192 | 1261.8391 | 1232.044 | 1202.2488 | 1172.4537 | 1142.6585 | 1112.8634 | 1083.0682 | 1053.2731 | 1023.4779 | 993.6828 | 963.8877 | 934.0925 | 904.2974 | 874.5022 | 844.7071 | 814.9119 | 785.1168 | 755.3216 | 725.5265 | 695.7313 | 665.9362 | 636.141 | 606.3459 | 576.5507 | 0
|  | 2050 | 1009.3816 | [27 empty] | 1116.6594 |  |  |  | 1650.5539 | 1554.5797 | 1459.6302 | 1390.9129 | 1332.0328 | 1280.5305 | 1243.7839 | 1214.415 | 1185.0462 | 1155.6774 | 1126.3086 | 1096.9398 | 1067.571 | 1038.2021 | 1008.8333 | 979.4645 | 950.0957 | 920.7269 | 891.358 | 861.9892 | 832.6204 | 803.2516 | 773.8828 | 744.514 | 715.1451 | 685.7763 | 656.4075 | 627.0387 | 597.6699 | 568.3011
|  |  |  | 30% | 30% | 30% | 30% | 26% | 22% | 10% | 10% | 10% | 10% | 10% | 10% | 10% | 10% | 10% | 10% | 10% | 10% | 10% | 10% | 10% | 10% | 10% | 10% | 10% | 10% | 10% | 10% | 10% | 10% | 10% | 10% | 10% | 10% | 10% | 10% | 10% | 10% | 10% | 10% | 10% | 10% | 10% | 10% | 10% | 10% | 10% | 10% | 10% | 10% | 10% | 10% | 10% | 10% | 10% | 10%
ITC
| 2020-2023 | 30% |  | 153.5333 | [27 empty] | 2064: 0; 2065: 0; 2066: 0; 2067: 0; 2068: 0; 2069: 0; 2070: 0; 2071: 0; 2072: 0
| 2024 | 26% |  | 133.0622 | [27 empty] | 2056: 0; 2057: 0; 2058: 0; 2059: 0; 2060: 0; 2061: 0; 2062: 0; 2063: 0; 2064: 0; 2065: 0; 2066: 0; 2067: 0; 2068: 0; 2069: 0; 2070: 0; 2071: 0; 2072: 0; 2073: 0; 2074: 0
| 2025 | 22% |  | 112.5911 | [27 empty] | 2056: 0; 2057: 0; 2058: 0; 2059: 0; 2060: 0; 2061: 0; 2062: 0; 2063: 0; 2064: 0; 2065: 0; 2066: 0; 2067: 0; 2068: 0; 2069: 0; 2070: 0; 2071: 0; 2072: 0; 2073: 0; 2074: 0
| Start 2026 | 10% |  | 51.1778 | [27 empty] | 2056: 0; 2057: 0; 2058: 0; 2059: 0; 2060: 0; 2061: 0; 2062: 0; 2063: 0; 2064: 0; 2065: 0; 2066: 0; 2067: 0; 2068: 0; 2069: 0; 2070: 0; 2071: 0; 2072: 0; 2073: 0; 2074: 0
[41 empty] | 0 | 0 | 0 | 0 | 0 | 0 | 0 | 0 | 0 | 0 | 0 | 0 | 0 | 0 | 0 | 0 | 0 | 0 | 0
[41 empty] | 0 | 0 | 0 | 0 | 0 | 0 | 0 | 0 | 0 | 0 | 0 | 0 | 0 | 0 | 0 | 0 | 0 | 0 | 0
Amortization
|  | 30% |  | 7.6767 | 7.6767 | 7.6767 | 7.6767 | 7.6767 | 7.6767 | 7.6767 | 7.6767 | 7.6767 | 7.6767 | 7.6767 | 7.6767 | 7.6767 | 7.6767 | 7.6767 | 7.6767 | 7.6767 | 7.6767 | 7.6767 | 7.6767 | 7.6767 | 7.6767 | 7.6767 | 7.6767 | 7.6767 | 7.6767 | 7.6767 | 7.6767 | 7.6767 | 7.6767 | 7.6767 | 7.6767 | 7.6767 | 7.6767 | 7.6767 | 7.6767 | 7.6767 | 7.6767 | 7.6767 | 7.6767 | 7.6767 | 7.6767 | 7.6767 | 7.6767 | 7.6767 | 7.6767 | 7.6767 | 7.6767 | 7.6767 | 7.6767 | 7.6767 | 7.6767 | 7.6767 | 7.6767 | 7.6767 | 7.6767
|  | 26% |  | 6.6531 | 6.6531 | 6.6531 | 6.6531 | 6.6531 | 6.6531 | 6.6531 | 6.6531 | 6.6531 | 6.6531 | 6.6531 | 6.6531 | 6.6531 | 6.6531 | 6.6531 | 6.6531 | 6.6531 | 6.6531 | 6.6531 | 6.6531 | 6.6531 | 6.6531 | 6.6531 | 6.6531 | 6.6531 | 6.6531 | 6.6531 | 6.6531 | 6.6531 | 6.6531 | 6.6531 | 6.6531 | 6.6531 | 6.6531 | 6.6531 | 6.6531 | 6.6531 | 6.6531 | 6.6531 | 6.6531 | 6.6531 | 6.6531 | 6.6531 | 6.6531 | 6.6531 | 6.6531 | 6.6531 | 6.6531 | 6.6531 | 6.6531 | 6.6531 | 6.6531 | 6.6531 | 6.6531 | 6.6531 | 6.6531
|  | 22% |  | 5.6296 | 5.6296 | 5.6296 | 5.6296 | 5.6296 | 5.6296 | 5.6296 | 5.6296 | 5.6296 | 5.6296 | 5.6296 | 5.6296 | 5.6296 | 5.6296 | 5.6296 | 5.6296 | 5.6296 | 5.6296 | 5.6296 | 5.6296 | 5.6296 | 5.6296 | 5.6296 | 5.6296 | 5.6296 | 5.6296 | 5.6296 | 5.6296 | 5.6296 | 5.6296 | 5.6296 | 5.6296 | 5.6296 | 5.6296 | 5.6296 | 5.6296 | 5.6296 | 5.6296 | 5.6296 | 5.6296 | 5.6296 | 5.6296 | 5.6296 | 5.6296 | 5.6296 | 5.6296 | 5.6296 | 5.6296 | 5.6296 | 5.6296 | 5.6296 | 5.6296 | 5.6296 | 5.6296 | 5.6296 | 5.6296
|  | 10% |  | 2.5589 | 2.5589 | 2.5589 | 2.5589 | 2.5589 | 2.5589 | 2.5589 | 2.5589 | 2.5589 | 2.5589 | 2.5589 | 2.5589 | 2.5589 | 2.5589 | 2.5589 | 2.5589 | 2.5589 | 2.5589 | 2.5589 | 2.5589 | 2.5589 | 2.5589 | 2.5589 | 2.5589 | 2.5589 | 2.5589 | 2.5589 | 2.5589 | 2.5589 | 2.5589 | 2.5589 | 2.5589 | 2.5589 | 2.5589 | 2.5589 | 2.5589 | 2.5589 | 2.5589 | 2.5589 | 2.5589 | 2.5589 | 2.5589 | 2.5589 | 2.5589 | 2.5589 | 2.5589 | 2.5589 | 2.5589 | 2.5589 | 2.5589 | 2.5589 | 2.5589 | 2.5589 | 2.5589 | 2.5589 | 2.5589
|  |  |  | 2020 | 2021 | 2022 | 2023 | 2024 | 2025 | 2026 | 2027 | 2028 | 2029 | 2030 | 2031 | 2032 | 2033 | 2034 | 2035 | 2036 | 2037 | 2038 | 2039 | 2040 | 2041 | 2042 | 2043 | 2044 | 2045 | 2046 | 2047 | 2048 | 2049 | 2050 | 2051 | 2052 | 2053 | 2054 | 2055 | 2056 | 2057 | 2058 | 2059 | 2060 | 2061 | 2062 | 2063 | 2064 | 2065 | 2066 | 2067 | 2068 | 2069 | 2070 | 2071 | 2072 | 2073 | 2074 | 2075
|  | ITC Base |  | 51.1778 | 51.1778 | 51.1778 | 51.1778 | 51.1778 | 51.1778 | 51.1778 | 51.1778 | 51.1778 | 51.1778 | 51.1778 | 51.1778 | 51.1778 | 51.1778 | 51.1778 | 51.1778 | 51.1778 | 51.1778 | 51.1778 | 51.1778 | 51.1778 | 51.1778 | 51.1778 | 51.1778 | 51.1778 | 51.1778 | 51.1778 | 51.1778 | 51.1778 | 51.1778 | 51.1778 | 51.1778 | 51.1778 | 51.1778 | 51.1778 | 51.1778 | 51.1778 | 51.1778 | 51.1778 | 51.1778 | 51.1778 | 51.1778 | 51.1778 | 51.1778 | 51.1778 | 51.1778 | 51.1778 | 51.1778 | 51.1778 | 51.1778 | 51.1778 | 51.1778 | 51.1778 | 51.1778 | 51.1778 | 51.1778
|  | Accum ITC Amort |  | 2.5589 | 5.1178 | 7.6767 | 10.2356 | 12.7944 | 15.3533 | 17.9122 | 20.4711 | 23.03 | 25.5889 | 28.1478 | 30.7067 | 33.2656 | 35.8244 | 38.3833 | 40.9422 | 43.5011 | 46.06 | 48.6189 | 51.1778 | 53.7367 | 56.2956 | 58.8544 | 61.4133 | 63.9722 | 66.5311 | 69.09 | 71.6489 | 74.2078 | 76.7667 | 79.3256 | 81.8844 | 84.4433 | 87.0022 | 89.5611 | 92.12 | 94.6789 | 97.2378 | 99.7967 | 102.3556 | 104.9144 | 107.4733 | 110.0322 | 112.5911 | 115.15 | 117.7089 | 120.2678 | 122.8267 | 125.3856 | 127.9444 | 130.5033 | 133.0622 | 135.6211 | 138.18 | 140.7389 | 143.2978
|  | Ratebase |  | 48.6189 | 46.06 | 43.5011 | 40.9422 | 38.3833 | 35.8244 | 33.2656 | 30.7067 | 28.1478 | 25.5889 | 23.03 | 20.4711 | 17.9122 | 15.3533 | 12.7944 | 10.2356 | 7.6767 | 5.1178 | 2.5589 | 0 | -2.5589 | -5.1178 | -7.6767 | -10.2356 | -12.7944 | -15.3533 | -17.9122 | -20.4711 | -23.03 | -25.5889 | -28.1478 | -30.7067 | -33.2656 | -35.8244 | -38.3833 | -40.9422 | -43.5011 | -46.06 | -48.6189 | -51.1778 | -53.7367 | -56.2956 | -58.8544 | -61.4133 | -63.9722 | -66.5311 | -69.09 | -71.6489 | -74.2078 | -76.7667 | -79.3256 | -81.8844 | -84.4433 | -87.0022 | -89.5611 | -92.12
|  | Tax Basis |  | 486.1889 | 486.1889 | 486.1889 | 486.1889 | 486.1889 | 486.1889 | 486.1889 | 486.1889 | 486.1889 | 486.1889 | 486.1889 | 486.1889 | 486.1889 | 486.1889 | 486.1889 | 486.1889 | 486.1889 | 486.1889 | 486.1889 | 486.1889 | 486.1889 | 486.1889 | 486.1889 | 486.1889 | 486.1889 | 486.1889 | 486.1889 | 486.1889 | 486.1889 | 486.1889 | 486.1889 | 486.1889 | 486.1889 | 486.1889 | 486.1889 | 486.1889 | 486.1889 | 486.1889 | 486.1889 | 486.1889 | 486.1889 | 486.1889 | 486.1889 | 486.1889 | 486.1889 | 486.1889 | 486.1889 | 486.1889 | 486.1889 | 486.1889 | 486.1889 | 486.1889 | 486.1889 | 486.1889 | 486.1889 | 486.1889
|  | Book Depreciation |  | 13.8911 | 13.8911 | 13.8911 | 13.8911 | 13.8911 | 13.8911 | 13.8911 | 13.8911 | 13.8911 | 13.8911 | 13.8911 | 13.8911 | 13.8911 | 13.8911 | 13.8911 | 13.8911 | 13.8911 | 13.8911 | 13.8911 | 13.8911 | 13.8911 | 13.8911 | 13.8911 | 13.8911 | 13.8911 | 13.8911 | 13.8911 | 13.8911 | 13.8911 | 13.8911 | 13.8911 | 13.8911 | 13.8911 | 13.8911 | 13.8911 | 13.8911 | 13.8911 | 13.8911 | 13.8911 | 13.8911 | 13.8911 | 13.8911 | 13.8911 | 13.8911 | 13.8911 | 13.8911 | 13.8911 | 13.8911 | 13.8911 | 13.8911 | 13.8911 | 13.8911 | 13.8911 | 13.8911 | 13.8911 | 13.8911
|  | Tax Depreciation |  | 97.2378 | 155.5804 | 93.3483 | 56.009 | 56.009 | 28.0045 | 0 | 0 | 0 | 0 | 0 | 0 | 0 | 0 | 0 | 0 | 0 | 0 | 0 | 0 | 0 | 0 | 0 | 0 | 0 | 0 | 0 | 0 | 0 | 0 | 0 | 0 | 0 | 0 | 0 | 0 | 0 | 0 | 0 | 0 | 0 | 0 | 0 | 0 | 0 | 0 | 0 | 0 | 0 | 0 | 0 | 0 | 0 | 0 | 0 | 0
|  | Difference between book and tax |  | -83.3467 | -141.6893 | -79.4572 | -42.1178 | -42.1178 | -14.1134 | 13.8911 | 13.8911 | 13.8911 | 13.8911 | 13.8911 | 13.8911 | 13.8911 | 13.8911 | 13.8911 | 13.8911 | 13.8911 | 13.8911 | 13.8911 | 13.8911 | 13.8911 | 13.8911 | 13.8911 | 13.8911 | 13.8911 | 13.8911 | 13.8911 | 13.8911 | 13.8911 | 13.8911 | 13.8911 | 13.8911 | 13.8911 | 13.8911 | 13.8911 | 13.8911 | 13.8911 | 13.8911 | 13.8911 | 13.8911 | 13.8911 | 13.8911 | 13.8911 | 13.8911 | 13.8911 | 13.8911 | 13.8911 | 13.8911 | 13.8911 | 13.8911 | 13.8911 | 13.8911 | 13.8911 | 13.8911 | 13.8911 | 13.8911
|  | Deferred Tax |  | -17.5028 | -29.7548 | -16.686 | -8.8447 | -8.8447 | -2.9638 | 2.9171 | 2.9171 | 2.9171 | 2.9171 | 2.9171 | 2.9171 | 2.9171 | 2.9171 | 2.9171 | 2.9171 | 2.9171 | 2.9171 | 2.9171 | 2.9171 | 2.9171 | 2.9171 | 2.9171 | 2.9171 | 2.9171 | 2.9171 | 2.9171 | 2.9171 | 2.9171 | 2.9171 | 2.9171 | 2.9171 | 2.9171 | 2.9171 | 2.9171 | 2.9171 | 2.9171 | 2.9171 | 2.9171 | 2.9171 | 2.9171 | 2.9171 | 2.9171 | 2.9171 | 2.9171 | 2.9171 | 2.9171 | 2.9171 | 2.9171 | 2.9171 | 2.9171 | 2.9171 | 2.9171 | 2.9171 | 2.9171 | 2.9171
|  | Accum Defered Tax |  | -17.5028 | -47.2576 | -63.9436 | -72.7883 | -81.6331 | -84.5969 | -81.6797 | -78.7626 | -75.8455 | -72.9283 | -70.0112 | -67.0941 | -64.1769 | -61.2598 | -58.3427 | -55.4255 | -52.5084 | -49.5913 | -46.6741 | -43.757 | -40.8399 | -37.9227 | -35.0056 | -32.0885 | -29.1713 | -26.2542 | -23.3371 | -20.4199 | -17.5028 | -14.5857 | -11.6685 | -8.7514 | -5.8343 | -2.9171 | 1.7764e-14 | 2.9171 | 5.8343 | 8.7514 | 11.6685 | 14.5857 | 17.5028 | 20.4199 | 23.3371 | 26.2542 | 29.1713 | 32.0885 | 35.0056 | 37.9227 | 40.8399 | 43.757 | 46.6741 | 49.5913 | 52.5084 | 55.4255 | 58.3427 | 61.2598
|  | Revenue Requirement |  | 56.6239 | 53.3314 | 50.0741 | 47.7167 | 45.6967 | 43.9299 | 42.6692 | 41.6617 | 40.6542 | 39.6467 | 38.6391 | 37.6316 | 36.6241 | 35.6166 | 34.609 | 33.6015 | 32.594 | 31.5865 | 30.5789 | 29.5714 | 28.5639 | 27.5563 | 26.5488 | 25.5413 | 24.5338 | 23.5262 | 22.5187 | 21.5112 | 20.5037 | 19.4961 | 0 | 0 | 0 | 0 | 0 | 0 | 0 | 0 | 0 | 0 | 0 | 0 | 0 | 0 | 0 | 0 | 0 | 0 | 0 | 0 | 0 | 0 | 0 | 0 | 0 | 0
|  | Depreciation |  | 14.6222 | 14.6222 | 14.6222 | 14.6222 | 14.6222 | 14.6222 | 14.6222 | 14.6222 | 14.6222 | 14.6222 | 14.6222 | 14.6222 | 14.6222 | 14.6222 | 14.6222 | 14.6222 | 14.6222 | 14.6222 | 14.6222 | 14.6222 | 14.6222 | 14.6222 | 14.6222 | 14.6222 | 14.6222 | 14.6222 | 14.6222 | 14.6222 | 14.6222 | 14.6222 | 0 | 0 | 0 | 0 | 0 | 0 | 0 | 0 | 0 | 0 | 0 | 0 | 0 | 0 | 0 | 0 | 0 | 0 | 0 | 0 | 0 | 0 | 0 | 0 | 0 | 0
|  | Insurance |  | 0.24514 | 0.24514 | 0.24514 | 0.24514 | 0.24514 | 0.24514 | 0.24514 | 0.24514 | 0.24514 | 0.24514 | 0.24514 | 0.24514 | 0.24514 | 0.24514 | 0.24514 | 0.24514 | 0.24514 | 0.24514 | 0.24514 | 0.24514 | 0.24514 | 0.24514 | 0.24514 | 0.24514 | 0.24514 | 0.24514 | 0.24514 | 0.24514 | 0.24514 | 0.24514 | 0 | 0 | 0 | 0 | 0 | 0 | 0 | 0 | 0 | 0 | 0 | 0 | 0 | 0 | 0 | 0 | 0 | 0 | 0 | 0 | 0 | 0 | 0 | 0 | 0 | 0
|  | Property Taxes |  | 2.3265 | 2.3265 | 2.3265 | 2.3265 | 2.3265 | 2.3265 | 2.3265 | 2.3265 | 2.3265 | 2.3265 | 2.3265 | 2.3265 | 2.3265 | 2.3265 | 2.3265 | 2.3265 | 2.3265 | 2.3265 | 2.3265 | 2.3265 | 2.3265 | 2.3265 | 2.3265 | 2.3265 | 2.3265 | 2.3265 | 2.3265 | 2.3265 | 2.3265 | 2.3265 | 0 | 0 | 0 | 0 | 0 | 0 | 0 | 0 | 0 | 0 | 0 | 0 | 0 | 0 | 0 | 0 | 0 | 0 | 0 | 0 | 0 | 0 | 0 | 0 | 0 | 0
|  | Current Taxes |  | -10.1437 | -23.7319 | -10.6594 | -2.9005 | -3.3247 | 2.4948 | 8.4205 | 8.2089 | 7.9973 | 7.7858 | 7.5742 | 7.3626 | 7.151 | 6.9394 | 6.7279 | 6.5163 | 6.3047 | 6.0931 | 5.8815 | 5.67 | 5.4584 | 5.2468 | 5.0352 | 4.8236 | 4.6121 | 4.4005 | 4.1889 | 3.9773 | 3.7657 | 3.5541 | 0 | 0 | 0 | 0 | 0 | 0 | 0 | 0 | 0 | 0 | 0 | 0 | 0 | 0 | 0 | 0 | 0 | 0 | 0 | 0 | 0 | 0 | 0 | 0 | 0 | 0
|  | DFIT |  |  | 31.3208 | 17.5642 |  | 9.3103 | 3.1198 | -3.0707 | -3.0707 | -3.0707 | -3.0707 | -3.0707 | -3.0707 | -3.0707 | -3.0707 | -3.0707 | -3.0707 | -3.0707 | -3.0707 | -3.0707 | -3.0707 | -3.0707 | -3.0707 | -3.0707 | -3.0707 | -3.0707 | -3.0707 | -3.0707 | -3.0707 | -3.0707 | -3.0707 | 0 | 0 | 0 | 0 | 0 | 0 | 0 | 0 | 0 | 0 | 0 | 0 | 0 | 0 | 0 | 0 | 0 | 0 | 0 | 0 | 0 | 0 | 0 | 0 | 0 | 0
|  | ITC |  | -2.5589 | -2.5589 | -2.5589 | -2.5589 | -2.5589 | -2.5589 | -2.5589 | -2.5589 | -2.5589 | -2.5589 | -2.5589 | -2.5589 | -2.5589 | -2.5589 | -2.5589 | -2.5589 | -2.5589 | -2.5589 | -2.5589 | -2.5589 | -2.5589 | -2.5589 | -2.5589 | -2.5589 | -2.5589 | -2.5589 | -2.5589 | -2.5589 | -2.5589 | -2.5589 | -2.5589 | -2.5589 | -2.5589 | -2.5589 | -2.5589 | -2.5589 | -2.5589 | -2.5589 | -2.5589 | -2.5589 | -2.5589 | -2.5589 | -2.5589 | -2.5589 | -2.5589 | -2.5589 | -2.5589 | -2.5589 | -2.5589 | -2.5589 | -2.5589 | -2.5589 | -2.5589 | -2.5589 | -2.5589 | -2.5589
|  | Total Operating Expenses |  | 4.4913 | 22.2238 | 21.5398 | 11.7345 | 20.6206 | 20.2495 | 19.9848 | 19.7732 | 19.5616 | 19.35 | 19.1385 | 18.9269 | 18.7153 | 18.5037 | 18.2921 | 18.0806 | 17.869 | 17.6574 | 17.4458 | 17.2342 | 17.0227 | 16.8111 | 16.5995 | 16.3879 | 16.1763 | 15.9648 | 15.7532 | 15.5416 | 15.33 | 15.1184 | -2.5589 | -2.5589 | -2.5589 | -2.5589 | -2.5589 | -2.5589 | -2.5589 | -2.5589 | -2.5589 | -2.5589 | -2.5589 | -2.5589 | -2.5589 | -2.5589 | -2.5589 | -2.5589 | -2.5589 | -2.5589 | -2.5589 | -2.5589 | -2.5589 | -2.5589 | -2.5589 | -2.5589 | -2.5589 | -2.5589
|  | Operating |  | 52.1326 | 31.1076 | 28.5343 | 35.9822 | 25.0762 | 23.6804 | 22.6845 | 21.8885 | 21.0926 | 20.2966 | 19.5007 | 18.7047 | 17.9088 | 17.1128 | 16.3169 | 15.5209 | 14.725 | 13.9291 | 13.1331 | 12.3372 | 11.5412 | 10.7453 | 9.9493 | 9.1534 | 8.3574 | 7.5615 | 6.7655 | 5.9696 | 5.1736 | 4.3777 | 2.5589 | 2.5589 | 2.5589 | 2.5589 | 2.5589 | 2.5589 | 2.5589 | 2.5589 | 2.5589 | 2.5589 | 2.5589 | 2.5589 | 2.5589 | 2.5589 | 2.5589 | 2.5589 | 2.5589 | 2.5589 | 2.5589 | 2.5589 | 2.5589 | 2.5589 | 2.5589 | 2.5589 | 2.5589 | 2.5589
|  | Ratebase |  | 495.7152 | 457.4642 | 419.6216 | 392.234 | 368.7671 | 348.2406 | 333.595 | 321.8899 | 310.1848 | 298.4798 | 286.7747 | 275.0696 | 263.3645 | 251.6594 | 239.9543 | 228.2492 | 216.5441 | 204.839 | 193.134 | 181.4289 | 169.7238 | 158.0187 | 146.3136 | 134.6085 | 122.9034 | 111.1983 | 99.4933 | 87.7882 | 76.0831 | 64.378 | 0 | 0 | 0 | 0 | 0 | 0 | 0 | 0 | 0 | 0 | 0 | 0 | 0 | 0 | 0 | 0 | 0 | 0 | 0 | 0 | 0 | 0 | 0 | 0 | 0 | 0
|  | Return on Ratebase |  | 10.52% | 6.8% | 6.8% | 9.174% | 6.8% | 6.8% | 6.8% | 6.8% | 6.8% | 6.8% | 6.8% | 6.8% | 6.8% | 6.8% | 6.8% | 6.8% | 6.8% | 6.8% | 6.8% | 6.8% | 6.8% | 6.8% | 6.8% | 6.8% | 6.8% | 6.8% | 6.8% | 6.8% | 6.8% | 6.8% | #DIV/0! | #DIV/0! | #DIV/0! | #DIV/0! | #DIV/0! | #DIV/0! | #DIV/0! | #DIV/0! | #DIV/0! | #DIV/0! | #DIV/0! | #DIV/0! | #DIV/0! | #DIV/0! | #DIV/0! | #DIV/0! | #DIV/0! | #DIV/0! | #DIV/0! | #DIV/0! | #DIV/0! | #DIV/0! | #DIV/0! | #DIV/0! | #DIV/0! | #DIV/0!
|  | Revenue Requirement |  | 56.6239 | 53.3314 | 50.0741 | 47.7167 | 45.6967 | 43.9299 | 42.6692 | 41.6617 | 40.6542 | 39.6467 | 38.6391 | 37.6316 | 36.6241 | 35.6166 | 34.609 | 33.6015 | 32.594 | 31.5865 | 30.5789 | 29.5714 | 28.5639 | 27.5563 | 26.5488 | 25.5413 | 24.5338 | 23.5262 | 22.5187 | 21.5112 | 20.5037 | 19.4961 | 0 | 0 | 0 | 0 | 0 | 0 | 0 | 0 | 0 | 0 | 0 | 0 | 0 | 0 | 0 | 0 | 0 | 0 | 0 | 0 | 0 | 0 | 0 | 0 | 0 | 0
|  | Tax Depreciation |  | 102.3556 | 163.7689 | 98.2613 | 58.9568 | 58.9568 | 29.4784 | 0 | 0 | 0 | 0 | 0 | 0 | 0 | 0 | 0 | 0 | 0 | 0 | 0 | 0 | 0 | 0 | 0 | 0 | 0 | 0 | 0 | 0 | 0 | 0 | 0 | 0 | 0 | 0 | 0 | 0 | 0 | 0 | 0 | 0 | 0 | 0 | 0 | 0 | 0 | 0 | 0 | 0 | 0 | 0 | 0 | 0 | 0 | 0 | 0 | 0
|  | Property Taxes |  | 0.24514 | 0.24514 | 0.24514 | 0.24514 | 0.24514 | 0.24514 | 0.24514 | 0.24514 | 0.24514 | 0.24514 | 0.24514 | 0.24514 | 0.24514 | 0.24514 | 0.24514 | 0.24514 | 0.24514 | 0.24514 | 0.24514 | 0.24514 | 0.24514 | 0.24514 | 0.24514 | 0.24514 | 0.24514 | 0.24514 | 0.24514 | 0.24514 | 0.24514 | 0.24514 | 0 | 0 | 0 | 0 | 0 | 0 | 0 | 0 | 0 | 0 | 0 | 0 | 0 | 0 | 0 | 0 | 0 | 0 | 0 | 0 | 0 | 0 | 0 | 0 | 0 | 0
|  | Insurance |  | 2.3265 | 2.3265 | 2.3265 | 2.3265 | 2.3265 | 2.3265 | 2.3265 | 2.3265 | 2.3265 | 2.3265 | 2.3265 | 2.3265 | 2.3265 | 2.3265 | 2.3265 | 2.3265 | 2.3265 | 2.3265 | 2.3265 | 2.3265 | 2.3265 | 2.3265 | 2.3265 | 2.3265 | 2.3265 | 2.3265 | 2.3265 | 2.3265 | 2.3265 | 2.3265 | 0 | 0 | 0 | 0 | 0 | 0 | 0 | 0 | 0 | 0 | 0 | 0 | 0 | 0 | 0 | 0 | 0 | 0 | 0 | 0 | 0 | 0 | 0 | 0 | 0 | 0
|  | Expenses |  | 104.9272 | 166.3405 | 100.8329 | 61.5284 | 61.5284 | 32.05 | 2.5716 | 2.5716 | 2.5716 | 2.5716 | 2.5716 | 2.5716 | 2.5716 | 2.5716 | 2.5716 | 2.5716 | 2.5716 | 2.5716 | 2.5716 | 2.5716 | 2.5716 | 2.5716 | 2.5716 | 2.5716 | 2.5716 | 2.5716 | 2.5716 | 2.5716 | 2.5716 | 2.5716 | 0 | 0 | 0 | 0 | 0 | 0 | 0 | 0 | 0 | 0 | 0 | 0 | 0 | 0 | 0 | 0 | 0 | 0 | 0 | 0 | 0 | 0 | 0 | 0 | 0 | 0
|  | Taxable Income |  | -48.3033 | -113.0091 | -50.7589 | -13.8118 | -15.8317 | 11.8799 | 40.0976 | 39.0901 | 38.0826 | 37.0751 | 36.0675 | 35.06 | 34.0525 | 33.0449 | 32.0374 | 31.0299 | 30.0224 | 29.0148 | 28.0073 | 26.9998 | 25.9923 | 24.9847 | 23.9772 | 22.9697 | 21.9622 | 20.9546 | 19.9471 | 18.9396 | 17.932 | 16.9245 | 0 | 0 | 0 | 0 | 0 | 0 | 0 | 0 | 0 | 0 | 0 | 0 | 0 | 0 | 0 | 0 | 0 | 0 | 0 | 0 | 0 | 0 | 0 | 0 | 0 | 0
|  | Tax Rate |  | 0.21 | 0.21 | 0.21 | 0.21 | 0.21 | 0.21 | 0.21 | 0.21 | 0.21 | 0.21 | 0.21 | 0.21 | 0.21 | 0.21 | 0.21 | 0.21 | 0.21 | 0.21 | 0.21 | 0.21 | 0.21 | 0.21 | 0.21 | 0.21 | 0.21 | 0.21 | 0.21 | 0.21 | 0.21 | 0.21 | 0.21 | 0.21 | 0.21 | 0.21 | 0.21 | 0.21 | 0.21 | 0.21 | 0.21 | 0.21 | 0.21 | 0.21 | 0.21 | 0.21 | 0.21 | 0.21 | 0.21 | 0.21 | 0.21 | 0.21 | 0.21 | 0.21 | 0.21 | 0.21 | 0.21 | 0.21
|  | Taxes |  | -10.1437 | -23.7319 | -10.6594 | -2.9005 | -3.3247 | 2.4948 | 8.4205 | 8.2089 | 7.9973 | 7.7858 | 7.5742 | 7.3626 | 7.151 | 6.9394 | 6.7279 | 6.5163 | 6.3047 | 6.0931 | 5.8815 | 5.67 | 5.4584 | 5.2468 | 5.0352 | 4.8236 | 4.6121 | 4.4005 | 4.1889 | 3.9773 | 3.7657 | 3.5541 | 0 | 0 | 0 | 0 | 0 | 0 | 0 | 0 | 0 | 0 | 0 | 0 | 0 | 0 | 0 | 0 | 0 | 0 | 0 | 0 | 0 | 0 | 0 | 0 | 0 | 0

## C&I RoofSolarInc ITC 20-23 30%
Solar FINANCIALS
($ 1000s Unless Otherwise Indicated)
| Calendar Year of Fin. Close |  |  | 2020 | 2021 | 2022 | 2023 | 2024 | 2025 | 2026 | 2027 | 2028 | 2029 | 2030 | 2031 | 2032 | 2033 | 2034 | 2035 | 2036 | 2037 | 2038 | 2039 | 2040 | 2041 | 2042 | 2043 | 2044 | 2045 | 2046 | 2047 | 2048 | 2049
| Operating Year |  | 0 | 1 | 2 | 3 | 4 | 5 | 6 | 7 | 8 | 9 | 10 | 11 | 12 | 13 | 14 | 15 | 16 | 17 | 18 | 19 | 20 | 21 | 22 | 23 | 24 | 25 | 26 | 27 | 28 | 29 | 30
| Calendar Year | Capital Invest.
| 2020 | 0
| Gross plant |  |  | 0 | 0 | 0 | 0 | 0 | 0 | 0 | 0 | 0 | 0 | 0 | 0 | 0 | 0 | 0 | 0 | 0 | 0 | 0 | 0 | 0 | 0 | 0 | 0 | 0 | 0 | 0 | 0 | 0 | 0
| Accumulated Depreciation |  |  | 0 | 0 | 0 | 0 | 0 | 0 | 0 | 0 | 0 | 0 | 0 | 0 | 0 | 0 | 0 | 0 | 0 | 0 | 0 | 0 | 0 | 0 | 0 | 0 | 0 | 0 | 0 | 0 | 0 | 0
| Net book value |  |  | 0 | 0 | 0 | 0 | 0 | 0 | 0 | 0 | 0 | 0 | 0 | 0 | 0 | 0 | 0 | 0 | 0 | 0 | 0 | 0 | 0 | 0 | 0 | 0 | 0 | 0 | 0 | 0 | 0 | 0
| ITC |  |  | 0 | 0 | 0 | 0 | 0 | 0 | 0 | 0 | 0 | 0 | 0 | 0 | 0 | 0 | 0 | 0 | 0 | 0 | 0 | 0 | 0 | 0 | 0 | 0 | 0 | 0 | 0 | 0 | 0 | 0
| Accumulated deferred income tax |  |  | 0 | 0 | 0 | 0 | 0 | 0 | 0 | 0 | 0 | 0 | 0 | 0 | 0 | 0 | 0 | 0 | 0 | 0 | 0 | 0 | 0 | 0 | 0 | 0 | 0 | 0 | 0 | 0 | 0 | 0
| Rate Base |  |  | 0 | 0 | 0 | 0 | 0 | 0 | 0 | 0 | 0 | 0 | 0 | 0 | 0 | 0 | 0 | 0 | 0 | 0 | 0 | 0 | 0 | 0 | 0 | 0 | 0 | 0 | 0 | 0 | 0 | 0
| Average rate base |  |  | 0 | 0 | 0 | 0 | 0 | 0 | 0 | 0 | 0 | 0 | 0 | 0 | 0 | 0 | 0 | 0 | 0 | 0 | 0 | 0 | 0 | 0 | 0 | 0 | 0 | 0 | 0 | 0 | 0 | 0
| Pre-tax Return | 0.086076 |  | 0 | 0 | 0 | 0 | 0 | 0 | 0 | 0 | 0 | 0 | 0 | 0 | 0 | 0 | 0 | 0 | 0 | 0 | 0 | 0 | 0 | 0 | 0 | 0 | 0 | 0 | 0 | 0 | 0 | 0
| Book Depreciation |  |  | 0 | 0 | 0 | 0 | 0 | 0 | 0 | 0 | 0 | 0 | 0 | 0 | 0 | 0 | 0 | 0 | 0 | 0 | 0 | 0 | 0 | 0 | 0 | 0 | 0 | 0 | 0 | 0 | 0 | 0
| Insurance |  |  | 0 | 0 | 0 | 0 | 0 | 0 | 0 | 0 | 0 | 0 | 0 | 0 | 0 | 0 | 0 | 0 | 0 | 0 | 0 | 0 | 0 | 0 | 0 | 0 | 0 | 0 | 0 | 0 | 0 | 0
| ITC Amort - Grossed for Taxes |  |  | 0 | 0 | 0 | 0 | 0 | 0 | 0 | 0 | 0 | 0 | 0 | 0 | 0 | 0 | 0 | 0 | 0 | 0 | 0 | 0 | 0 | 0 | 0 | 0 | 0 | 0 | 0 | 0 | 0 | 0
| Property Taxes |  |  | 0 | 0 | 0 | 0 | 0 | 0 | 0 | 0 | 0 | 0 | 0 | 0 | 0 | 0 | 0 | 0 | 0 | 0 | 0 | 0 | 0 | 0 | 0 | 0 | 0 | 0 | 0 | 0 | 0 | 0
| Revenue Requirement |  |  | 0 | 0 | 0 | 0 | 0 | 0 | 0 | 0 | 0 | 0 | 0 | 0 | 0 | 0 | 0 | 0 | 0 | 0 | 0 | 0 | 0 | 0 | 0 | 0 | 0 | 0 | 0 | 0 | 0 | 0
| Book Depreciation |  |  | 0 | 0 | 0 | 0 | 0 | 0 | 0 | 0 | 0 | 0 | 0 | 0 | 0 | 0 | 0 | 0 | 0 | 0 | 0 | 0 | 0 | 0 | 0 | 0 | 0 | 0 | 0 | 0 | 0 | 0
| Tax Depreciation |  |  | 0 | 0 | 0 | 0 | 0 | 0 | 0 | 0 | 0 | 0 | 0 | 0 | 0 | 0 | 0 | 0 | 0 | 0 | 0 | 0 | 0 | 0 | 0 | 0 | 0 | 0 | 0 | 0 | 0 | 0
| Difference between book and tax |  |  | 0 | 0 | 0 | 0 | 0 | 0 | 0 | 0 | 0 | 0 | 0 | 0 | 0 | 0 | 0 | 0 | 0 | 0 | 0 | 0 | 0 | 0 | 0 | 0 | 0 | 0 | 0 | 0 | 0 | 0
| Tax rate |  |  | 0 | 0 | 0 | 0 | 0 | 0 | 0 | 0 | 0 | 0 | 0 | 0 | 0 | 0 | 0 | 0 | 0 | 0 | 0 | 0 | 0 | 0 | 0 | 0 | 0 | 0 | 0 | 0 | 0 | 0
Depreciation Tables
|  | 5 |  | 20% | 32% | 19.2% | 11.52% | 11.52% | 5.76% | 0% | 0% | 0% | 0% | 0% | 0% | 0% | 0% | 0% | 0% | 0% | 0% | 0% | 0% | 0%
|  | 5 | 0: 1; 2020 1: 20%; 2021 2: 32%; 2022 3: 19.2%; 2023 4: 11.52%; 2024 5: 11.52%; 2025 6: 5.76%
|  | 10 | 0: 0; 2020 1: 10%; 2021 2: 18%; 2022 3: 14.4%; 2023 4: 11.52%; 2024 5: 9.22%; 2025 6: 7.37%; 2026 7: 6.55%; 2027 8: 6.55%; 2028 9: 6.56%; 2029 10: 6.55%; 2030 11: 3.28%
|  | 15 | 0: 0; 2020 1: 5%; 2021 2: 9.5%; 2022 3: 8.55%; 2023 4: 7.7%; 2024 5: 6.93%; 2025 6: 6.23%; 2026 7: 5.9%; 2027 8: 5.9%; 2028 9: 5.91%; 2029 10: 5.9%; 2030 11: 5.91%; 2031 12: 5.9%; 2032 13: 5.91%; 2033 14: 5.9%; 2034 15: 5.91%; 2035 16: 2.95%
|  | 20 | 0 | 3.75% | 7.219% | 6.677% | 6.177% | 5.713% | 5.285% | 4.888% | 4.522% | 4.462% | 4.461% | 4.462% | 4.461% | 4.462% | 4.461% | 4.462% | 4.461% | 4.462% | 4.461% | 4.462% | 4.461% | 2.231%
Revenue Requirement by vintage year
2012 $000
|  |  |  | 2020 | 2021 | 2022 | 2023 | 2024 | 2025 | 2026 | 2027 | 2028 | 2029 | 2030 | 2031 | 2032 | 2033 | 2034 | 2035 | 2036 | 2037 | 2038 | 2039 | 2040 | 2041 | 2042 | 2043 | 2044 | 2045 | 2046 | 2047 | 2048 | 2049 | 2050 | 2051 | 2052 | 2053 | 2054 | 2055 | 2056 | 2057 | 2058 | 2059 | 2060 | 2061 | 2062 | 2063 | 2064 | 2065 | 2066 | 2067 | 2068 | 2069 | 2070 | 2071 | 2072 | 2073 | 2074 | 2075
|  | 2020 | 0% | 0 | 0 | 0 | 0 | 0 | 0 | 0 | 0 | 0 | 0 | 0 | 0 | 0 | 0 | 0 | 0 | 0 | 0 | 0 | 0 | 0 | 0 | 0 | 0 | 0 | 0 | 0 | 0 | 0 | 0 | 0 | 0 | 0 | 0 | 0 | 0 | 0 | 0 | 0 | 0 | 0 | 0 | 0 | 0 | 0 | 0 | 0 | 0 | 0 | 0 | 0 | 0 | 0 | 0 | 0 | 0
|  | 2021 | 0% |  | 0 | 0 | 0 | 0 | 0 | 0 | 0 | 0 | 0 | 0 | 0 | 0 | 0 | 0 | 0 | 0 | 0 | 0 | 0 | 0 | 0 | 0 | 0 | 0 | 0 | 0 | 0 | 0 | 0 | 0 | 0 | 0 | 0 | 0 | 0 | 0 | 0 | 0 | 0 | 0 | 0 | 0 | 0 | 0 | 0 | 0 | 0 | 0 | 0 | 0 | 0 | 0 | 0 | 0 | 0
|  | 2022 | 0% |  |  | 0 | 0 | 0 | 0 | 0 | 0 | 0 | 0 | 0 | 0 | 0 | 0 | 0 | 0 | 0 | 0 | 0 | 0 | 0 | 0 | 0 | 0 | 0 | 0 | 0 | 0 | 0 | 0 | 0 | 0 | 0 | 0 | 0 | 0 | 0 | 0 | 0 | 0 | 0 | 0 | 0 | 0 | 0 | 0 | 0 | 0 | 0 | 0 | 0 | 0 | 0 | 0 | 0 | 0
|  | 2023 | 0% |  |  |  | 0 | 0 | 0 | 0 | 0 | 0 | 0 | 0 | 0 | 0 | 0 | 0 | 0 | 0 | 0 | 0 | 0 | 0 | 0 | 0 | 0 | 0 | 0 | 0 | 0 | 0 | 0 | 0 | 0 | 0 | 0 | 0 | 0 | 0 | 0 | 0 | 0 | 0 | 0 | 0 | 0 | 0 | 0 | 0 | 0 | 0 | 0 | 0 | 0 | 0 | 0 | 0 | 0
|  | 2024 | 0% |  |  |  |  | 0 | 0 | 0 | 0 | 0 | 0 | 0 | 0 | 0 | 0 | 0 | 0 | 0 | 0 | 0 | 0 | 0 | 0 | 0 | 0 | 0 | 0 | 0 | 0 | 0 | 0 | 0 | 0 | 0 | 0 | 0 | 0 | 0 | 0 | 0 | 0 | 0 | 0 | 0 | 0 | 0 | 0 | 0 | 0 | 0 | 0 | 0 | 0 | 0 | 0 | 0 | 0
|  | 2025 | 0% | [5 empty] | 0 | 0 | 0 | 0 | 0 | 0 | 0 | 0 | 0 | 0 | 0 | 0 | 0 | 0 | 0 | 0 | 0 | 0 | 0 | 0 | 0 | 0 | 0 | 0 | 0 | 0 | 0 | 0 | 0 | 0 | 0 | 0 | 0 | 0 | 0 | 0 | 0 | 0 | 0 | 0 | 0 | 0 | 0 | 0 | 0 | 0 | 0 | 0 | 0 | 0 | 0
|  | 2026 | 0% | [6 empty] | 0 | 0 | 0 | 0 | 0 | 0 | 0 | 0 | 0 | 0 | 0 | 0 | 0 | 0 | 0 | 0 | 0 | 0 | 0 | 0 | 0 | 0 | 0 | 0 | 0 | 0 | 0 | 0 | 0 | 0 | 0 | 0 | 0 | 0 | 0 | 0 | 0 | 0 | 0 | 0 | 0 | 0 | 0 | 0 | 0 | 0 | 0 | 0 | 0 | 0
|  | 2027 | 0% | [7 empty] | 0 | 0 | 0 | 0 | 0 | 0 | 0 | 0 | 0 | 0 | 0 | 0 | 0 | 0 | 0 | 0 | 0 | 0 | 0 | 0 | 0 | 0 | 0 | 0 | 0 | 0 | 0 | 0 | 0 | 0 | 0 | 0 | 0 | 0 | 0 | 0 | 0 | 0 | 0 | 0 | 0 | 0 | 0 | 0 | 0 | 0 | 0 | 0 | 0
|  | 2028 | 0% | [8 empty] | 0 | 0 | 0 | 0 | 0 | 0 | 0 | 0 | 0 | 0 | 0 | 0 | 0 | 0 | 0 | 0 | 0 | 0 | 0 | 0 | 0 | 0 | 0 | 0 | 0 | 0 | 0 | 0 | 0 | 0 | 0 | 0 | 0 | 0 | 0 | 0 | 0 | 0 | 0 | 0 | 0 | 0 | 0 | 0 | 0 | 0 | 0 | 0
|  | 2029 | 0% | [9 empty] | 0 | 0 | 0 | 0 | 0 | 0 | 0 | 0 | 0 | 0 | 0 | 0 | 0 | 0 | 0 | 0 | 0 | 0 | 0 | 0 | 0 | 0 | 0 | 0 | 0 | 0 | 0 | 0 | 0 | 0 | 0 | 0 | 0 | 0 | 0 | 0 | 0 | 0 | 0 | 0 | 0 | 0 | 0 | 0 | 0 | 0 | 0
|  | 2030 | 0% | [10 empty] | 0 | 0 | 0 | 0 | 0 | 0 | 0 | 0 | 0 | 0 | 0 | 0 | 0 | 0 | 0 | 0 | 0 | 0 | 0 | 0 | 0 | 0 | 0 | 0 | 0 | 0 | 0 | 0 | 0 | 0 | 0 | 0 | 0 | 0 | 0 | 0 | 0 | 0 | 0 | 0 | 0 | 0 | 0 | 0 | 0 | 0
|  | 2031 | 0% | [11 empty] | 0 | 0 | 0 | 0 | 0 | 0 | 0 | 0 | 0 | 0 | 0 | 0 | 0 | 0 | 0 | 0 | 0 | 0 | 0 | 0 | 0 | 0 | 0 | 0 | 0 | 0 | 0 | 0 | 0 | 0 | 0 | 0 | 0 | 0 | 0 | 0 | 0 | 0 | 0 | 0 | 0 | 0 | 0 | 0 | 0
|  | 2032 | 0% | [12 empty] | 0 | 0 | 0 | 0 | 0 | 0 | 0 | 0 | 0 | 0 | 0 | 0 | 0 | 0 | 0 | 0 | 0 | 0 | 0 | 0 | 0 | 0 | 0 | 0 | 0 | 0 | 0 | 0 | 0 | 0 | 0 | 0 | 0 | 0 | 0 | 0 | 0 | 0 | 0 | 0 | 0 | 0 | 0 | 0
|  | 2033 | 0% | [13 empty] | 0 | 0 | 0 | 0 | 0 | 0 | 0 | 0 | 0 | 0 | 0 | 0 | 0 | 0 | 0 | 0 | 0 | 0 | 0 | 0 | 0 | 0 | 0 | 0 | 0 | 0 | 0 | 0 | 0 | 0 | 0 | 0 | 0 | 0 | 0 | 0 | 0 | 0 | 0 | 0 | 0 | 0 | 0
|  | 2034 | 0% | [14 empty] | 0 | 0 | 0 | 0 | 0 | 0 | 0 | 0 | 0 | 0 | 0 | 0 | 0 | 0 | 0 | 0 | 0 | 0 | 0 | 0 | 0 | 0 | 0 | 0 | 0 | 0 | 0 | 0 | 0 | 0 | 0 | 0 | 0 | 0 | 0 | 0 | 0 | 0 | 0 | 0 | 0 | 0
|  | 2035 | 0% | [15 empty] | 0 | 0 | 0 | 0 | 0 | 0 | 0 | 0 | 0 | 0 | 0 | 0 | 0 | 0 | 0 | 0 | 0 | 0 | 0 | 0 | 0 | 0 | 0 | 0 | 0 | 0 | 0 | 0 | 0 | 0 | 0 | 0 | 0 | 0 | 0 | 0 | 0 | 0 | 0 | 0 | 0
|  | 2036 | 0% | [16 empty] | 0 | 0 | 0 | 0 | 0 | 0 | 0 | 0 | 0 | 0 | 0 | 0 | 0 | 0 | 0 | 0 | 0 | 0 | 0 | 0 | 0 | 0 | 0 | 0 | 0 | 0 | 0 | 0 | 0 | 0 | 0 | 0 | 0 | 0 | 0 | 0 | 0 | 0 | 0 | 0
|  | 2037 | 0% | [17 empty] | 0 | 0 | 0 | 0 | 0 | 0 | 0 | 0 | 0 | 0 | 0 | 0 | 0 | 0 | 0 | 0 | 0 | 0 | 0 | 0 | 0 | 0 | 0 | 0 | 0 | 0 | 0 | 0 | 0 | 0 | 0 | 0 | 0 | 0 | 0 | 0 | 0 | 0 | 0
|  | 2038 | 0% | [18 empty] | 0 | 0 | 0 | 0 | 0 | 0 | 0 | 0 | 0 | 0 | 0 | 0 | 0 | 0 | 0 | 0 | 0 | 0 | 0 | 0 | 0 | 0 | 0 | 0 | 0 | 0 | 0 | 0 | 0 | 0 | 0 | 0 | 0 | 0 | 0 | 0 | 0 | 0
|  | 2039 | 0% | [19 empty] | 0 | 0 | 0 | 0 | 0 | 0 | 0 | 0 | 0 | 0 | 0 | 0 | 0 | 0 | 0 | 0 | 0 | 0 | 0 | 0 | 0 | 0 | 0 | 0 | 0 | 0 | 0 | 0 | 0 | 0 | 0 | 0 | 0 | 0 | 0 | 0 | 0
Revenue Requirement by vintage year
2012 $/MW-wk
| Aurora Input |  | Levelized Cost | 2020 | 2021 | 2022 | 2023 | 2024 | 2025 | 2026 | 2027 | 2028 | 2029 | 2030 | 2031 | 2032 | 2033 | 2034 | 2035 | 2036 | 2037 | 2038 | 2039 | 2040 | 2041 | 2042 | 2043 | 2044 | 2045 | 2046 | 2047 | 2048 | 2049 | 2050 | 2051 | 2052 | 2053 | 2054 | 2055 | 2056 | 2057 | 2058 | 2059 | 2060 | 2061 | 2062 | 2063 | 2064 | 2065 | 2066 | 2067 | 2068 | 2069 | 2070 | 2071 | 2072 | 2073 | 2074 | 2075
|  | 2020 | 0 | 0 | 0 | 0 | 0 | 0 | 0 | 0 | 0 | 0 | 0 | 0 | 0 | 0 | 0 | 0 | 0 | 0 | 0 | 0 | 0 | 0 | 0 | 0 | 0 | 0 | 0 | 0 | 0 | 0 | 0 | 0 | 0 | 0 | 0 | 0 | 0 | 0 | 0 | 0 | 0 | 0 | 0 | 0 | 0 | 0 | 0 | 0 | 0 | 0 | 0 | 0 | 0 | 0 | 0 | 0 | 0
|  | 2021 | 0 |  | 0 | 0 | 0 | 0 | 0 | 0 | 0 | 0 | 0 | 0 | 0 | 0 | 0 | 0 | 0 | 0 | 0 | 0 | 0 | 0 | 0 | 0 | 0 | 0 | 0 | 0 | 0 | 0 | 0 | 0 | 0 | 0 | 0 | 0 | 0 | 0 | 0 | 0 | 0 | 0 | 0 | 0 | 0 | 0 | 0 | 0 | 0 | 0 | 0 | 0 | 0 | 0 | 0 | 0 | 0
|  | 2022 | 0 |  |  | 0 | 0 | 0 | 0 | 0 | 0 | 0 | 0 | 0 | 0 | 0 | 0 | 0 | 0 | 0 | 0 | 0 | 0 | 0 | 0 | 0 | 0 | 0 | 0 | 0 | 0 | 0 | 0 | 0 | 0 | 0 | 0 | 0 | 0 | 0 | 0 | 0 | 0 | 0 | 0 | 0 | 0 | 0 | 0 | 0 | 0 | 0 | 0 | 0 | 0 | 0 | 0 | 0 | 0
|  | 2023 | 0 |  |  |  | 0 | 0 | 0 | 0 | 0 | 0 | 0 | 0 | 0 | 0 | 0 | 0 | 0 | 0 | 0 | 0 | 0 | 0 | 0 | 0 | 0 | 0 | 0 | 0 | 0 | 0 | 0 | 0 | 0 | 0 | 0 | 0 | 0 | 0 | 0 | 0 | 0 | 0 | 0 | 0 | 0 | 0 | 0 | 0 | 0 | 0 | 0 | 0 | 0 | 0 | 0 | 0 | 0
|  | 2024 | 0 |  |  |  |  | 0 | 0 | 0 | 0 | 0 | 0 | 0 | 0 | 0 | 0 | 0 | 0 | 0 | 0 | 0 | 0 | 0 | 0 | 0 | 0 | 0 | 0 | 0 | 0 | 0 | 0 | 0 | 0 | 0 | 0 | 0 | 0 | 0 | 0 | 0 | 0 | 0 | 0 | 0 | 0 | 0 | 0 | 0 | 0 | 0 | 0 | 0 | 0 | 0 | 0 | 0 | 0
|  | 2025 | 0 | [5 empty] | 0 | 0 | 0 | 0 | 0 | 0 | 0 | 0 | 0 | 0 | 0 | 0 | 0 | 0 | 0 | 0 | 0 | 0 | 0 | 0 | 0 | 0 | 0 | 0 | 0 | 0 | 0 | 0 | 0 | 0 | 0 | 0 | 0 | 0 | 0 | 0 | 0 | 0 | 0 | 0 | 0 | 0 | 0 | 0 | 0 | 0 | 0 | 0 | 0 | 0 | 0
|  | 2026 | 0 | [6 empty] | 0 | 0 | 0 | 0 | 0 | 0 | 0 | 0 | 0 | 0 | 0 | 0 | 0 | 0 | 0 | 0 | 0 | 0 | 0 | 0 | 0 | 0 | 0 | 0 | 0 | 0 | 0 | 0 | 0 | 0 | 0 | 0 | 0 | 0 | 0 | 0 | 0 | 0 | 0 | 0 | 0 | 0 | 0 | 0 | 0 | 0 | 0 | 0 | 0 | 0
|  | 2027 | 0 | [7 empty] | 0 | 0 | 0 | 0 | 0 | 0 | 0 | 0 | 0 | 0 | 0 | 0 | 0 | 0 | 0 | 0 | 0 | 0 | 0 | 0 | 0 | 0 | 0 | 0 | 0 | 0 | 0 | 0 | 0 | 0 | 0 | 0 | 0 | 0 | 0 | 0 | 0 | 0 | 0 | 0 | 0 | 0 | 0 | 0 | 0 | 0 | 0 | 0 | 0
|  | 2028 | 0 | [8 empty] | 0 | 0 | 0 | 0 | 0 | 0 | 0 | 0 | 0 | 0 | 0 | 0 | 0 | 0 | 0 | 0 | 0 | 0 | 0 | 0 | 0 | 0 | 0 | 0 | 0 | 0 | 0 | 0 | 0 | 0 | 0 | 0 | 0 | 0 | 0 | 0 | 0 | 0 | 0 | 0 | 0 | 0 | 0 | 0 | 0 | 0 | 0 | 0
|  | 2029 | 0 | [9 empty] | 0 | 0 | 0 | 0 | 0 | 0 | 0 | 0 | 0 | 0 | 0 | 0 | 0 | 0 | 0 | 0 | 0 | 0 | 0 | 0 | 0 | 0 | 0 | 0 | 0 | 0 | 0 | 0 | 0 | 0 | 0 | 0 | 0 | 0 | 0 | 0 | 0 | 0 | 0 | 0 | 0 | 0 | 0 | 0 | 0 | 0 | 0
|  | 2030 | 0 | [10 empty] | 0 | 0 | 0 | 0 | 0 | 0 | 0 | 0 | 0 | 0 | 0 | 0 | 0 | 0 | 0 | 0 | 0 | 0 | 0 | 0 | 0 | 0 | 0 | 0 | 0 | 0 | 0 | 0 | 0 | 0 | 0 | 0 | 0 | 0 | 0 | 0 | 0 | 0 | 0 | 0 | 0 | 0 | 0 | 0 | 0 | 0
|  | 2031 | 0 | [11 empty] | 0 | 0 | 0 | 0 | 0 | 0 | 0 | 0 | 0 | 0 | 0 | 0 | 0 | 0 | 0 | 0 | 0 | 0 | 0 | 0 | 0 | 0 | 0 | 0 | 0 | 0 | 0 | 0 | 0 | 0 | 0 | 0 | 0 | 0 | 0 | 0 | 0 | 0 | 0 | 0 | 0 | 0 | 0 | 0 | 0
|  | 2032 | 0 | [12 empty] | 0 | 0 | 0 | 0 | 0 | 0 | 0 | 0 | 0 | 0 | 0 | 0 | 0 | 0 | 0 | 0 | 0 | 0 | 0 | 0 | 0 | 0 | 0 | 0 | 0 | 0 | 0 | 0 | 0 | 0 | 0 | 0 | 0 | 0 | 0 | 0 | 0 | 0 | 0 | 0 | 0 | 0 | 0 | 0
|  | 2033 | 0 | [13 empty] | 0 | 0 | 0 | 0 | 0 | 0 | 0 | 0 | 0 | 0 | 0 | 0 | 0 | 0 | 0 | 0 | 0 | 0 | 0 | 0 | 0 | 0 | 0 | 0 | 0 | 0 | 0 | 0 | 0 | 0 | 0 | 0 | 0 | 0 | 0 | 0 | 0 | 0 | 0 | 0 | 0 | 0 | 0
|  | 2034 | 0 | [14 empty] | 0 | 0 | 0 | 0 | 0 | 0 | 0 | 0 | 0 | 0 | 0 | 0 | 0 | 0 | 0 | 0 | 0 | 0 | 0 | 0 | 0 | 0 | 0 | 0 | 0 | 0 | 0 | 0 | 0 | 0 | 0 | 0 | 0 | 0 | 0 | 0 | 0 | 0 | 0 | 0 | 0 | 0
|  | 2035 | 0 | [15 empty] | 0 | 0 | 0 | 0 | 0 | 0 | 0 | 0 | 0 | 0 | 0 | 0 | 0 | 0 | 0 | 0 | 0 | 0 | 0 | 0 | 0 | 0 | 0 | 0 | 0 | 0 | 0 | 0 | 0 | 0 | 0 | 0 | 0 | 0 | 0 | 0 | 0 | 0 | 0 | 0 | 0
|  | 2036 | 0 | [16 empty] | 0 | 0 | 0 | 0 | 0 | 0 | 0 | 0 | 0 | 0 | 0 | 0 | 0 | 0 | 0 | 0 | 0 | 0 | 0 | 0 | 0 | 0 | 0 | 0 | 0 | 0 | 0 | 0 | 0 | 0 | 0 | 0 | 0 | 0 | 0 | 0 | 0 | 0 | 0 | 0
|  | 2037 | 0 | [17 empty] | 0 | 0 | 0 | 0 | 0 | 0 | 0 | 0 | 0 | 0 | 0 | 0 | 0 | 0 | 0 | 0 | 0 | 0 | 0 | 0 | 0 | 0 | 0 | 0 | 0 | 0 | 0 | 0 | 0 | 0 | 0 | 0 | 0 | 0 | 0 | 0 | 0 | 0 | 0
|  | 2038 | 0 | [18 empty] | 0 | 0 | 0 | 0 | 0 | 0 | 0 | 0 | 0 | 0 | 0 | 0 | 0 | 0 | 0 | 0 | 0 | 0 | 0 | 0 | 0 | 0 | 0 | 0 | 0 | 0 | 0 | 0 | 0 | 0 | 0 | 0 | 0 | 0 | 0 | 0 | 0 | 0
|  | 2039 | 0 | [19 empty] | 0 | 0 | 0 | 0 | 0 | 0 | 0 | 0 | 0 | 0 | 0 | 0 | 0 | 0 | 0 | 0 | 0 | 0 | 0 | 0 | 0 | 0 | 0 | 0 | 0 | 0 | 0 | 0 | 0 | 0 | 0 | 0 | 0 | 0 | 0 | 0 | 0
Annual Change (%) | bar: 2020 to 2075
|  | Levelized Capital Cost ($/MW-wk) |  | 0 | 0 | 0 | 0 | 0 | 0 | 0 | 0 | 0 | 0 | 0 | 0 | 0 | 0 | 0 | 0 | 0 | 0 | 0 | 0 | 0 | 0 | 0 | 0 | 0 | 0 | 0 | 0 | 0 | 0 | 0 | 0 | 0 | 0 | 0 | 0 | 0 | 0 | 0 | 0 | 0 | 0 | 0 | 0 | 0 | 0 | 0 | 0 | 0 | 0 | 0 | 0 | 0 | 0 | 0 | 0
|  | Economic Life | 30
|  | check s/b 0 | 0
itc
|  |  |  | 30% | 30% | 30% | 30% | 26% | 22% | 10% | 10% | 10% | 10% | 10% | 10% | 10% | 10% | 10% | 10% | 10% | 10% | 10% | 10% | 10% | 10% | 10% | 10% | 10% | 10% | 10% | 10% | 10% | 10% | 10% | 10% | 10% | 10% | 10% | 10% | 10% | 10% | 10% | 10% | 10% | 10% | 10% | 10% | 10% | 10% | 10% | 10% | 10% | 10% | 10% | 10% | 10% | 10% | 10% | 10%
ITC
| Revenue Requirement by vintage year | 0 | 0 | 0 | 0 | 0 | 0 | 0 | 0 | 0 | 0 | 0 | 0 | 0 | 0 | 0 | 0 | 0 | 0 | 0 | 0 | 0 | 0 | 0 | 0 | 0 | 0 | 0 | 0 | 0 |  | 0 | 0 | 0 | 0 | 0 | 0 | 0 | 0 | 0 | 0 | 0 | 0 | 0 | 0 | 0 | 0 | 0 | 0 | 0 | 0 | 0 | 0 | 0 | 0 | 0 | 0 | 0 | 0 | 0
| 2012 $/MW-wk | 0 | 0 | 0 | 0 | 0 | 0 | 0 | 0 | 0 | 0 | 0 | 0 | 0 | 0 | 0 | 0 | 0 | 0 | 0 | 0 | 0 | 0 | 0 | 0 | 0 | 0 | 0 | 0 | 0 |  | 0 | 0 | 0 | 0 | 0 | 0 | 0 | 0 | 0 | 0 | 0 | 0 | 0 | 0 | 0 | 0 | 0 | 0 | 0 | 0 | 0 | 0 | 0 | 0 | 0 | 0 | 0 | 0 | 0
| Aurora Input | 0 | Levelized Cost | 2020 | 2021 | 2022 | 2023 | 2024 | 2025 | 2026 | 2027 | 2028 | 2029 | 2030 | 2031 | 2032 | 2033 | 2034 | 2035 | 2036 | 2037 | 2038 | 2039 | 2040 | 2041 | 2042 | 2043 | 2044 | 2045 | 2046 | Levelized | 2047 | 2048 | 2049 | 2050 | 2051 | 2052 | 2053 | 2054 | 2055 | 2056 | 2057 | 2058 | 2059 | 2060 | 2061 | 2062 | 2063 | 2064 | 2065 | 2066 | 2067 | 2068 | 2069 | 2070 | 2071 | 2072 | 2073 | 2074 | 2075
| 0 | 2020 | 0 | 0 | 0 | 0 | 0 | 0 | 0 | 0 | 0 | 0 | 0 | 0 | 0 | 0 | 0 | 0 | 0 | 0 | 0 | 0 | 0 | 0 | 0 | 0 | 0 | 0 | 0 | 0 | 0 | 0 | 0 | 0 | 0 | 0 | 0 | 0 | 0 | 0 | 0 | 0 | 0 | 0 | 0 | 0 | 0 | 0 | 0 | 0 | 0 | 0 | 0 | 0 | 0 | 0 | 0 | 0 | 0 | 0
| 0 | 2021 | 0 | 0 | 0 | 0 | 0 | 0 | 0 | 0 | 0 | 0 | 0 | 0 | 0 | 0 | 0 | 0 | 0 | 0 | 0 | 0 | 0 | 0 | 0 | 0 | 0 | 0 | 0 | 0 | 0 | 0 | 0 | 0 | 0 | 0 | 0 | 0 | 0 | 0 | 0 | 0 | 0 | 0 | 0 | 0 | 0 | 0 | 0 | 0 | 0 | 0 | 0 | 0 | 0 | 0 | 0 | 0 | 0 | 0
| 0 | 2022 | 0 | 0 | 0 | 0 | 0 | 0 | 0 | 0 | 0 | 0 | 0 | 0 | 0 | 0 | 0 | 0 | 0 | 0 | 0 | 0 | 0 | 0 | 0 | 0 | 0 | 0 | 0 | 0 | 0 | 0 | 0 | 0 | 0 | 0 | 0 | 0 | 0 | 0 | 0 | 0 | 0 | 0 | 0 | 0 | 0 | 0 | 0 | 0 | 0 | 0 | 0 | 0 | 0 | 0 | 0 | 0 | 0 | 0
| 0 | 2023 | 0 | 0 | 0 | 0 | 0 | 0 | 0 | 0 | 0 | 0 | 0 | 0 | 0 | 0 | 0 | 0 | 0 | 0 | 0 | 0 | 0 | 0 | 0 | 0 | 0 | 0 | 0 | 0 | 0 | 0 | 0 | 0 | 0 | 0 | 0 | 0 | 0 | 0 | 0 | 0 | 0 | 0 | 0 | 0 | 0 | 0 | 0 | 0 | 0 | 0 | 0 | 0 | 0 | 0 | 0 | 0 | 0 | 0
| 0 | 2024 | 0 | 0 | 0 | 0 | 0 | 0 | 0 | 0 | 0 | 0 | 0 | 0 | 0 | 0 | 0 | 0 | 0 | 0 | 0 | 0 | 0 | 0 | 0 | 0 | 0 | 0 | 0 | 0 | 0 | 0 | 0 | 0 | 0 | 0 | 0 | 0 | 0 | 0 | 0 | 0 | 0 | 0 | 0 | 0 | 0 | 0 | 0 | 0 | 0 | 0 | 0 | 0 | 0 | 0 | 0 | 0 | 0 | 0
| 0 | 2025 | 0 | 0 | 0 | 0 | 0 | 0 | 0 | 0 | 0 | 0 | 0 | 0 | 0 | 0 | 0 | 0 | 0 | 0 | 0 | 0 | 0 | 0 | 0 | 0 | 0 | 0 | 0 | 0 | 0 | 0 | 0 | 0 | 0 | 0 | 0 | 0 | 0 | 0 | 0 | 0 | 0 | 0 | 0 | 0 | 0 | 0 | 0 | 0 | 0 | 0 | 0 | 0 | 0 | 0 | 0 | 0 | 0 | 0
| 0 | 2026 | 0 | 0 | 0 | 0 | 0 | 0 | 0 | 0 | 0 | 0 | 0 | 0 | 0 | 0 | 0 | 0 | 0 | 0 | 0 | 0 | 0 | 0 | 0 | 0 | 0 | 0 | 0 | 0 | 0 | 0 | 0 | 0 | 0 | 0 | 0 | 0 | 0 | 0 | 0 | 0 | 0 | 0 | 0 | 0 | 0 | 0 | 0 | 0 | 0 | 0 | 0 | 0 | 0 | 0 | 0 | 0 | 0 | 0
| 0 | 2027 | 0 | 0 | 0 | 0 | 0 | 0 | 0 | 0 | 0 | 0 | 0 | 0 | 0 | 0 | 0 | 0 | 0 | 0 | 0 | 0 | 0 | 0 | 0 | 0 | 0 | 0 | 0 | 0 | 0 | 0 | 0 | 0 | 0 | 0 | 0 | 0 | 0 | 0 | 0 | 0 | 0 | 0 | 0 | 0 | 0 | 0 | 0 | 0 | 0 | 0 | 0 | 0 | 0 | 0 | 0 | 0 | 0 | 0
| 0 | 2028 | 0 | 0 | 0 | 0 | 0 | 0 | 0 | 0 | 0 | 0 | 0 | 0 | 0 | 0 | 0 | 0 | 0 | 0 | 0 | 0 | 0 | 0 | 0 | 0 | 0 | 0 | 0 | 0 | 0 | 0 | 0 | 0 | 0 | 0 | 0 | 0 | 0 | 0 | 0 | 0 | 0 | 0 | 0 | 0 | 0 | 0 | 0 | 0 | 0 | 0 | 0 | 0 | 0 | 0 | 0 | 0 | 0 | 0
| 0 | 2029 | 0 | 0 | 0 | 0 | 0 | 0 | 0 | 0 | 0 | 0 | 0 | 0 | 0 | 0 | 0 | 0 | 0 | 0 | 0 | 0 | 0 | 0 | 0 | 0 | 0 | 0 | 0 | 0 | 0 | 0 | 0 | 0 | 0 | 0 | 0 | 0 | 0 | 0 | 0 | 0 | 0 | 0 | 0 | 0 | 0 | 0 | 0 | 0 | 0 | 0 | 0 | 0 | 0 | 0 | 0 | 0 | 0 | 0
| 0 | 2030 | 0 | 0 | 0 | 0 | 0 | 0 | 0 | 0 | 0 | 0 | 0 | 0 | 0 | 0 | 0 | 0 | 0 | 0 | 0 | 0 | 0 | 0 | 0 | 0 | 0 | 0 | 0 | 0 | 0 | 0 | 0 | 0 | 0 | 0 | 0 | 0 | 0 | 0 | 0 | 0 | 0 | 0 | 0 | 0 | 0 | 0 | 0 | 0 | 0 | 0 | 0 | 0 | 0 | 0 | 0 | 0 | 0 | 0
| 0 | 2031 | 0 | 0 | 0 | 0 | 0 | 0 | 0 | 0 | 0 | 0 | 0 | 0 | 0 | 0 | 0 | 0 | 0 | 0 | 0 | 0 | 0 | 0 | 0 | 0 | 0 | 0 | 0 | 0 | 0 | 0 | 0 | 0 | 0 | 0 | 0 | 0 | 0 | 0 | 0 | 0 | 0 | 0 | 0 | 0 | 0 | 0 | 0 | 0 | 0 | 0 | 0 | 0 | 0 | 0 | 0 | 0 | 0 | 0
| 0 | 2032 | 0 | 0 | 0 | 0 | 0 | 0 | 0 | 0 | 0 | 0 | 0 | 0 | 0 | 0 | 0 | 0 | 0 | 0 | 0 | 0 | 0 | 0 | 0 | 0 | 0 | 0 | 0 | 0 | 0 | 0 | 0 | 0 | 0 | 0 | 0 | 0 | 0 | 0 | 0 | 0 | 0 | 0 | 0 | 0 | 0 | 0 | 0 | 0 | 0 | 0 | 0 | 0 | 0 | 0 | 0 | 0 | 0 | 0
| 0 | 2033 | 0 | 0 | 0 | 0 | 0 | 0 | 0 | 0 | 0 | 0 | 0 | 0 | 0 | 0 | 0 | 0 | 0 | 0 | 0 | 0 | 0 | 0 | 0 | 0 | 0 | 0 | 0 | 0 | 0 | 0 | 0 | 0 | 0 | 0 | 0 | 0 | 0 | 0 | 0 | 0 | 0 | 0 | 0 | 0 | 0 | 0 | 0 | 0 | 0 | 0 | 0 | 0 | 0 | 0 | 0 | 0 | 0 | 0
| 0 | 2034 | 0 | 0 | 0 | 0 | 0 | 0 | 0 | 0 | 0 | 0 | 0 | 0 | 0 | 0 | 0 | 0 | 0 | 0 | 0 | 0 | 0 | 0 | 0 | 0 | 0 | 0 | 0 | 0 | 0 | 0 | 0 | 0 | 0 | 0 | 0 | 0 | 0 | 0 | 0 | 0 | 0 | 0 | 0 | 0 | 0 | 0 | 0 | 0 | 0 | 0 | 0 | 0 | 0 | 0 | 0 | 0 | 0 | 0
| 0 | 2035 | 0 | 0 | 0 | 0 | 0 | 0 | 0 | 0 | 0 | 0 | 0 | 0 | 0 | 0 | 0 | 0 | 0 | 0 | 0 | 0 | 0 | 0 | 0 | 0 | 0 | 0 | 0 | 0 | 0 | 0 | 0 | 0 | 0 | 0 | 0 | 0 | 0 | 0 | 0 | 0 | 0 | 0 | 0 | 0 | 0 | 0 | 0 | 0 | 0 | 0 | 0 | 0 | 0 | 0 | 0 | 0 | 0 | 0
| 0 | 2036 | 0 | 0 | 0 | 0 | 0 | 0 | 0 | 0 | 0 | 0 | 0 | 0 | 0 | 0 | 0 | 0 | 0 | 0 | 0 | 0 | 0 | 0 | 0 | 0 | 0 | 0 | 0 | 0 | 0 | 0 | 0 | 0 | 0 | 0 | 0 | 0 | 0 | 0 | 0 | 0 | 0 | 0 | 0 | 0 | 0 | 0 | 0 | 0 | 0 | 0 | 0 | 0 | 0 | 0 | 0 | 0 | 0 | 0
| 0 | 2037 | 0 | 0 | 0 | 0 | 0 | 0 | 0 | 0 | 0 | 0 | 0 | 0 | 0 | 0 | 0 | 0 | 0 | 0 | 0 | 0 | 0 | 0 | 0 | 0 | 0 | 0 | 0 | 0 | 0 | 0 | 0 | 0 | 0 | 0 | 0 | 0 | 0 | 0 | 0 | 0 | 0 | 0 | 0 | 0 | 0 | 0 | 0 | 0 | 0 | 0 | 0 | 0 | 0 | 0 | 0 | 0 | 0 | 0
| 0 | 2038 | 0 | 0 | 0 | 0 | 0 | 0 | 0 | 0 | 0 | 0 | 0 | 0 | 0 | 0 | 0 | 0 | 0 | 0 | 0 | 0 | 0 | 0 | 0 | 0 | 0 | 0 | 0 | 0 | 0 | 0 | 0 | 0 | 0 | 0 | 0 | 0 | 0 | 0 | 0 | 0 | 0 | 0 | 0 | 0 | 0 | 0 | 0 | 0 | 0 | 0 | 0 | 0 | 0 | 0 | 0 | 0 | 0 | 0
| 0 | 2039 | 0 | 0 | 0 | 0 | 0 | 0 | 0 | 0 | 0 | 0 | 0 | 0 | 0 | 0 | 0 | 0 | 0 | 0 | 0 | 0 | 0 | 0 | 0 | 0 | 0 | 0 | 0 | 0 | 0 | 0 | 0 | 0 | 0 | 0 | 0 | 0 | 0 | 0 | 0 | 0 | 0 | 0 | 0 | 0 | 0 | 0 | 0 | 0 | 0 | 0 | 0 | 0 | 0 | 0 | 0 | 0 | 0 | 0
| 2020-2023 | 30% |  | 0 | [27 empty] | 2064: 0; 2065: 0; 2066: 0; 2067: 0; 2068: 0; 2069: 0; 2070: 0; 2071: 0; 2072: 0; 2073: 0; 2074: 0
| 2024 | 26% |  | 0 | [36 empty] | 0 | 0 | 0 | 0 | 0 | 0 | 0 | 0 | 0 | 0 | 0 | 0 | 0 | 0 | 0 | 0 | 0 | 0 | 0
| 2025 | 22% |  | 0 | [36 empty] | 0 | 0 | 0 | 0 | 0 | 0 | 0 | 0 | 0 | 0 | 0 | 0 | 0 | 0 | 0 | 0 | 0 | 0 | 0
| Start 2026 | 10% |  | 0 | [36 empty] | 0 | 0 | 0 | 0 | 0 | 0 | 0 | 0 | 0 | 0 | 0 | 0 | 0 | 0 | 0 | 0 | 0 | 0 | 0
[41 empty] | 0 | 0 | 0 | 0 | 0 | 0 | 0 | 0 | 0 | 0 | 0 | 0 | 0 | 0 | 0 | 0 | 0 | 0 | 0
[41 empty] | 0 | 0 | 0 | 0 | 0 | 0 | 0 | 0 | 0 | 0 | 0 | 0 | 0 | 0 | 0 | 0 | 0 | 0 | 0
Amortization
|  | 30% |  | 0 | 0 | 0 | 0 | 0 | 0 | 0 | 0 | 0 | 0 | 0 | 0 | 0 | 0 | 0 | 0 | 0 | 0 | 0 | 0 | 0 | 0 | 0 | 0 | 0 | 0 | 0 | 0 | 0 | 0 | 0 | 0 | 0 | 0 | 0 | 0 | 0 | 0 | 0 | 0 | 0 | 0 | 0 | 0 | 0 | 0 | 0 | 0 | 0 | 0 | 0 | 0 | 0 | 0 | 0 | 0
|  | 26% |  | 0 | 0 | 0 | 0 | 0 | 0 | 0 | 0 | 0 | 0 | 0 | 0 | 0 | 0 | 0 | 0 | 0 | 0 | 0 | 0 | 0 | 0 | 0 | 0 | 0 | 0 | 0 | 0 | 0 | 0 | 0 | 0 | 0 | 0 | 0 | 0 | 0 | 0 | 0 | 0 | 0 | 0 | 0 | 0 | 0 | 0 | 0 | 0 | 0 | 0 | 0 | 0 | 0 | 0 | 0 | 0
|  | 22% |  | 0 | 0 | 0 | 0 | 0 | 0 | 0 | 0 | 0 | 0 | 0 | 0 | 0 | 0 | 0 | 0 | 0 | 0 | 0 | 0 | 0 | 0 | 0 | 0 | 0 | 0 | 0 | 0 | 0 | 0 | 0 | 0 | 0 | 0 | 0 | 0 | 0 | 0 | 0 | 0 | 0 | 0 | 0 | 0 | 0 | 0 | 0 | 0 | 0 | 0 | 0 | 0 | 0 | 0 | 0 | 0
|  | 10% |  | 0 | 0 | 0 | 0 | 0 | 0 | 0 | 0 | 0 | 0 | 0 | 0 | 0 | 0 | 0 | 0 | 0 | 0 | 0 | 0 | 0 | 0 | 0 | 0 | 0 | 0 | 0 | 0 | 0 | 0 | 0 | 0 | 0 | 0 | 0 | 0 | 0 | 0 | 0 | 0 | 0 | 0 | 0 | 0 | 0 | 0 | 0 | 0 | 0 | 0 | 0 | 0 | 0 | 0 | 0 | 0
|  |  |  | 2020 | 2021 | 2022 | 2023 | 2024 | 2025 | 2026 | 2027 | 2028 | 2029 | 2030 | 2031 | 2032 | 2033 | 2034 | 2035 | 2036 | 2037 | 2038 | 2039 | 2040 | 2041 | 2042 | 2043 | 2044 | 2045 | 2046 | 2047 | 2048 | 2049 | 2050 | 2051 | 2052 | 2053 | 2054 | 2055 | 2056 | 2057 | 2058 | 2059 | 2060 | 2061 | 2062 | 2063 | 2064 | 2065 | 2066 | 2067 | 2068 | 2069 | 2070 | 2071 | 2072 | 2073 | 2074 | 2075
|  | ITC Base |  | 0 | 0 | 0 | 0 | 0 | 0 | 0 | 0 | 0 | 0 | 0 | 0 | 0 | 0 | 0 | 0 | 0 | 0 | 0 | 0 | 0 | 0 | 0 | 0 | 0 | 0 | 0 | 0 | 0 | 0 | 0 | 0 | 0 | 0 | 0 | 0 | 0 | 0 | 0 | 0 | 0 | 0 | 0 | 0 | 0 | 0 | 0 | 0 | 0 | 0 | 0 | 0 | 0 | 0 | 0 | 0
|  | Accum ITC Amort |  | 0 | 0 | 0 | 0 | 0 | 0 | 0 | 0 | 0 | 0 | 0 | 0 | 0 | 0 | 0 | 0 | 0 | 0 | 0 | 0 | 0 | 0 | 0 | 0 | 0 | 0 | 0 | 0 | 0 | 0 | 0 | 0 | 0 | 0 | 0 | 0 | 0 | 0 | 0 | 0 | 0 | 0 | 0 | 0 | 0 | 0 | 0 | 0 | 0 | 0 | 0 | 0 | 0 | 0 | 0 | 0
|  | Ratebase |  | 0 | 0 | 0 | 0 | 0 | 0 | 0 | 0 | 0 | 0 | 0 | 0 | 0 | 0 | 0 | 0 | 0 | 0 | 0 | 0 | 0 | 0 | 0 | 0 | 0 | 0 | 0 | 0 | 0 | 0 | 0 | 0 | 0 | 0 | 0 | 0 | 0 | 0 | 0 | 0 | 0 | 0 | 0 | 0 | 0 | 0 | 0 | 0 | 0 | 0 | 0 | 0 | 0 | 0 | 0 | 0
|  | Tax Basis |  | 0 | 0 | 0 | 0 | 0 | 0 | 0 | 0 | 0 | 0 | 0 | 0 | 0 | 0 | 0 | 0 | 0 | 0 | 0 | 0 | 0 | 0 | 0 | 0 | 0 | 0 | 0 | 0 | 0 | 0 | 0 | 0 | 0 | 0 | 0 | 0 | 0 | 0 | 0 | 0 | 0 | 0 | 0 | 0 | 0 | 0 | 0 | 0 | 0 | 0 | 0 | 0 | 0 | 0 | 0 | 0
|  | Book Depreciation |  | 0 | 0 | 0 | 0 | 0 | 0 | 0 | 0 | 0 | 0 | 0 | 0 | 0 | 0 | 0 | 0 | 0 | 0 | 0 | 0 | 0 | 0 | 0 | 0 | 0 | 0 | 0 | 0 | 0 | 0 | 0 | 0 | 0 | 0 | 0 | 0 | 0 | 0 | 0 | 0 | 0 | 0 | 0 | 0 | 0 | 0 | 0 | 0 | 0 | 0 | 0 | 0 | 0 | 0 | 0 | 0
|  | Tax Depreciation |  | 0 | 0 | 0 | 0 | 0 | 0 | 0 | 0 | 0 | 0 | 0 | 0 | 0 | 0 | 0 | 0 | 0 | 0 | 0 | 0 | 0 | 0 | 0 | 0 | 0 | 0 | 0 | 0 | 0 | 0 | 0 | 0 | 0 | 0 | 0 | 0 | 0 | 0 | 0 | 0 | 0 | 0 | 0 | 0 | 0 | 0 | 0 | 0 | 0 | 0 | 0 | 0 | 0 | 0 | 0 | 0
|  | Difference between book and tax |  | 0 | 0 | 0 | 0 | 0 | 0 | 0 | 0 | 0 | 0 | 0 | 0 | 0 | 0 | 0 | 0 | 0 | 0 | 0 | 0 | 0 | 0 | 0 | 0 | 0 | 0 | 0 | 0 | 0 | 0 | 0 | 0 | 0 | 0 | 0 | 0 | 0 | 0 | 0 | 0 | 0 | 0 | 0 | 0 | 0 | 0 | 0 | 0 | 0 | 0 | 0 | 0 | 0 | 0 | 0 | 0
|  | Deferred Tax |  | 0 | 0 | 0 | 0 | 0 | 0 | 0 | 0 | 0 | 0 | 0 | 0 | 0 | 0 | 0 | 0 | 0 | 0 | 0 | 0 | 0 | 0 | 0 | 0 | 0 | 0 | 0 | 0 | 0 | 0 | 0 | 0 | 0 | 0 | 0 | 0 | 0 | 0 | 0 | 0 | 0 | 0 | 0 | 0 | 0 | 0 | 0 | 0 | 0 | 0 | 0 | 0 | 0 | 0 | 0 | 0
|  | Accum Defered Tax |  | 0 | 0 | 0 | 0 | 0 | 0 | 0 | 0 | 0 | 0 | 0 | 0 | 0 | 0 | 0 | 0 | 0 | 0 | 0 | 0 | 0 | 0 | 0 | 0 | 0 | 0 | 0 | 0 | 0 | 0 | 0 | 0 | 0 | 0 | 0 | 0 | 0 | 0 | 0 | 0 | 0 | 0 | 0 | 0 | 0 | 0 | 0 | 0 | 0 | 0 | 0 | 0 | 0 | 0 | 0 | 0
|  | Revenue Requirement |  | 0 | 0 | 0 | 0 | 0 | 0 | 0 | 0 | 0 | 0 | 0 | 0 | 0 | 0 | 0 | 0 | 0 | 0 | 0 | 0 | 0 | 0 | 0 | 0 | 0 | 0 | 0 | 0 | 0 | 0 | 0 | 0 | 0 | 0 | 0 | 0 | 0 | 0 | 0 | 0 | 0 | 0 | 0 | 0 | 0 | 0 | 0 | 0 | 0 | 0 | 0 | 0 | 0 | 0 | 0 | 0
|  | Depreciation |  | 0 | 0 | 0 | 0 | 0 | 0 | 0 | 0 | 0 | 0 | 0 | 0 | 0 | 0 | 0 | 0 | 0 | 0 | 0 | 0 | 0 | 0 | 0 | 0 | 0 | 0 | 0 | 0 | 0 | 0 | 0 | 0 | 0 | 0 | 0 | 0 | 0 | 0 | 0 | 0 | 0 | 0 | 0 | 0 | 0 | 0 | 0 | 0 | 0 | 0 | 0 | 0 | 0 | 0 | 0 | 0
|  | Insurance |  | 0 | 0 | 0 | 0 | 0 | 0 | 0 | 0 | 0 | 0 | 0 | 0 | 0 | 0 | 0 | 0 | 0 | 0 | 0 | 0 | 0 | 0 | 0 | 0 | 0 | 0 | 0 | 0 | 0 | 0 | 0 | 0 | 0 | 0 | 0 | 0 | 0 | 0 | 0 | 0 | 0 | 0 | 0 | 0 | 0 | 0 | 0 | 0 | 0 | 0 | 0 | 0 | 0 | 0 | 0 | 0
|  | Property Taxes |  | 0 | 0 | 0 | 0 | 0 | 0 | 0 | 0 | 0 | 0 | 0 | 0 | 0 | 0 | 0 | 0 | 0 | 0 | 0 | 0 | 0 | 0 | 0 | 0 | 0 | 0 | 0 | 0 | 0 | 0 | 0 | 0 | 0 | 0 | 0 | 0 | 0 | 0 | 0 | 0 | 0 | 0 | 0 | 0 | 0 | 0 | 0 | 0 | 0 | 0 | 0 | 0 | 0 | 0 | 0 | 0
|  | Current Taxes |  | 0 | 0 | 0 | 0 | 0 | 0 | 0 | 0 | 0 | 0 | 0 | 0 | 0 | 0 | 0 | 0 | 0 | 0 | 0 | 0 | 0 | 0 | 0 | 0 | 0 | 0 | 0 | 0 | 0 | 0 | 0 | 0 | 0 | 0 | 0 | 0 | 0 | 0 | 0 | 0 | 0 | 0 | 0 | 0 | 0 | 0 | 0 | 0 | 0 | 0 | 0 | 0 | 0 | 0 | 0 | 0
|  | DFIT |  |  | 0 | 0 |  | 0 | 0 | 0 | 0 | 0 | 0 | 0 | 0 | 0 | 0 | 0 | 0 | 0 | 0 | 0 | 0 | 0 | 0 | 0 | 0 | 0 | 0 | 0 | 0 | 0 | 0 | 0 | 0 | 0 | 0 | 0 | 0 | 0 | 0 | 0 | 0 | 0 | 0 | 0 | 0 | 0 | 0 | 0 | 0 | 0 | 0 | 0 | 0 | 0 | 0 | 0 | 0
|  | ITC |  | 0 | 0 | 0 | 0 | 0 | 0 | 0 | 0 | 0 | 0 | 0 | 0 | 0 | 0 | 0 | 0 | 0 | 0 | 0 | 0 | 0 | 0 | 0 | 0 | 0 | 0 | 0 | 0 | 0 | 0 | 0 | 0 | 0 | 0 | 0 | 0 | 0 | 0 | 0 | 0 | 0 | 0 | 0 | 0 | 0 | 0 | 0 | 0 | 0 | 0 | 0 | 0 | 0 | 0 | 0 | 0
|  | Total Operating Expenses |  | 0 | 0 | 0 | 0 | 0 | 0 | 0 | 0 | 0 | 0 | 0 | 0 | 0 | 0 | 0 | 0 | 0 | 0 | 0 | 0 | 0 | 0 | 0 | 0 | 0 | 0 | 0 | 0 | 0 | 0 | 0 | 0 | 0 | 0 | 0 | 0 | 0 | 0 | 0 | 0 | 0 | 0 | 0 | 0 | 0 | 0 | 0 | 0 | 0 | 0 | 0 | 0 | 0 | 0 | 0 | 0
|  | Operating |  | 0 | 0 | 0 | 0 | 0 | 0 | 0 | 0 | 0 | 0 | 0 | 0 | 0 | 0 | 0 | 0 | 0 | 0 | 0 | 0 | 0 | 0 | 0 | 0 | 0 | 0 | 0 | 0 | 0 | 0 | 0 | 0 | 0 | 0 | 0 | 0 | 0 | 0 | 0 | 0 | 0 | 0 | 0 | 0 | 0 | 0 | 0 | 0 | 0 | 0 | 0 | 0 | 0 | 0 | 0 | 0
|  | Ratebase |  | 0 | 0 | 0 | 0 | 0 | 0 | 0 | 0 | 0 | 0 | 0 | 0 | 0 | 0 | 0 | 0 | 0 | 0 | 0 | 0 | 0 | 0 | 0 | 0 | 0 | 0 | 0 | 0 | 0 | 0 | 0 | 0 | 0 | 0 | 0 | 0 | 0 | 0 | 0 | 0 | 0 | 0 | 0 | 0 | 0 | 0 | 0 | 0 | 0 | 0 | 0 | 0 | 0 | 0 | 0 | 0
|  | Return on Ratebase |  | #DIV/0! | #DIV/0! | #DIV/0! | #DIV/0! | #DIV/0! | #DIV/0! | #DIV/0! | #DIV/0! | #DIV/0! | #DIV/0! | #DIV/0! | #DIV/0! | #DIV/0! | #DIV/0! | #DIV/0! | #DIV/0! | #DIV/0! | #DIV/0! | #DIV/0! | #DIV/0! | #DIV/0! | #DIV/0! | #DIV/0! | #DIV/0! | #DIV/0! | #DIV/0! | #DIV/0! | #DIV/0! | #DIV/0! | #DIV/0! | #DIV/0! | #DIV/0! | #DIV/0! | #DIV/0! | #DIV/0! | #DIV/0! | #DIV/0! | #DIV/0! | #DIV/0! | #DIV/0! | #DIV/0! | #DIV/0! | #DIV/0! | #DIV/0! | #DIV/0! | #DIV/0! | #DIV/0! | #DIV/0! | #DIV/0! | #DIV/0! | #DIV/0! | #DIV/0! | #DIV/0! | #DIV/0! | #DIV/0! | #DIV/0!
|  | Revenue Requirement |  | 0 | 0 | 0 | 0 | 0 | 0 | 0 | 0 | 0 | 0 | 0 | 0 | 0 | 0 | 0 | 0 | 0 | 0 | 0 | 0 | 0 | 0 | 0 | 0 | 0 | 0 | 0 | 0 | 0 | 0 | 0 | 0 | 0 | 0 | 0 | 0 | 0 | 0 | 0 | 0 | 0 | 0 | 0 | 0 | 0 | 0 | 0 | 0 | 0 | 0 | 0 | 0 | 0 | 0 | 0 | 0
|  | Tax Depreciation |  | 0 | 0 | 0 | 0 | 0 | 0 | 0 | 0 | 0 | 0 | 0 | 0 | 0 | 0 | 0 | 0 | 0 | 0 | 0 | 0 | 0 | 0 | 0 | 0 | 0 | 0 | 0 | 0 | 0 | 0 | 0 | 0 | 0 | 0 | 0 | 0 | 0 | 0 | 0 | 0 | 0 | 0 | 0 | 0 | 0 | 0 | 0 | 0 | 0 | 0 | 0 | 0 | 0 | 0 | 0 | 0
|  | Property Taxes |  | 0 | 0 | 0 | 0 | 0 | 0 | 0 | 0 | 0 | 0 | 0 | 0 | 0 | 0 | 0 | 0 | 0 | 0 | 0 | 0 | 0 | 0 | 0 | 0 | 0 | 0 | 0 | 0 | 0 | 0 | 0 | 0 | 0 | 0 | 0 | 0 | 0 | 0 | 0 | 0 | 0 | 0 | 0 | 0 | 0 | 0 | 0 | 0 | 0 | 0 | 0 | 0 | 0 | 0 | 0 | 0
|  | Insurance |  | 0 | 0 | 0 | 0 | 0 | 0 | 0 | 0 | 0 | 0 | 0 | 0 | 0 | 0 | 0 | 0 | 0 | 0 | 0 | 0 | 0 | 0 | 0 | 0 | 0 | 0 | 0 | 0 | 0 | 0 | 0 | 0 | 0 | 0 | 0 | 0 | 0 | 0 | 0 | 0 | 0 | 0 | 0 | 0 | 0 | 0 | 0 | 0 | 0 | 0 | 0 | 0 | 0 | 0 | 0 | 0
|  | Expenses |  | 0 | 0 | 0 | 0 | 0 | 0 | 0 | 0 | 0 | 0 | 0 | 0 | 0 | 0 | 0 | 0 | 0 | 0 | 0 | 0 | 0 | 0 | 0 | 0 | 0 | 0 | 0 | 0 | 0 | 0 | 0 | 0 | 0 | 0 | 0 | 0 | 0 | 0 | 0 | 0 | 0 | 0 | 0 | 0 | 0 | 0 | 0 | 0 | 0 | 0 | 0 | 0 | 0 | 0 | 0 | 0
|  | Taxable Income |  | 0 | 0 | 0 | 0 | 0 | 0 | 0 | 0 | 0 | 0 | 0 | 0 | 0 | 0 | 0 | 0 | 0 | 0 | 0 | 0 | 0 | 0 | 0 | 0 | 0 | 0 | 0 | 0 | 0 | 0 | 0 | 0 | 0 | 0 | 0 | 0 | 0 | 0 | 0 | 0 | 0 | 0 | 0 | 0 | 0 | 0 | 0 | 0 | 0 | 0 | 0 | 0 | 0 | 0 | 0 | 0
|  | Tax Rate |  | 21% | 21% | 21% | 21% | 21% | 21% | 21% | 21% | 21% | 21% | 21% | 21% | 21% | 21% | 21% | 21% | 21% | 21% | 21% | 21% | 21% | 21% | 21% | 21% | 21% | 21% | 21% | 21% | 21% | 21% | 21% | 21% | 21% | 21% | 21% | 21% | 21% | 21% | 21% | 21% | 21% | 21% | 21% | 21% | 21% | 21% | 21% | 21% | 21% | 21% | 21% | 21% | 21% | 21% | 21% | 21%
|  | Taxes |  | 0 | 0 | 0 | 0 | 0 | 0 | 0 | 0 | 0 | 0 | 0 | 0 | 0 | 0 | 0 | 0 | 0 | 0 | 0 | 0 | 0 | 0 | 0 | 0 | 0 | 0 | 0 | 0 | 0 | 0 | 0 | 0 | 0 | 0 | 0 | 0 | 0 | 0 | 0 | 0 | 0 | 0 | 0 | 0 | 0 | 0 | 0 | 0 | 0 | 0 | 0 | 0 | 0 | 0 | 0 | 0

## C&I RoofSolarInc ITC 2024 26%
Solar FINANCIALS
($ 1000s Unless Otherwise Indicated)
| Calendar Year of Fin. Close |  |  | 2020 | 2021 | 2022 | 2023 | 2024 | 2025 | 2026 | 2027 | 2028 | 2029 | 2030 | 2031 | 2032 | 2033 | 2034 | 2035 | 2036 | 2037 | 2038 | 2039 | 2040 | 2041 | 2042 | 2043 | 2044 | 2045 | 2046 | 2047 | 2048 | 2049
| Operating Year |  | 0 | 1 | 2 | 3 | 4 | 5 | 6 | 7 | 8 | 9 | 10 | 11 | 12 | 13 | 14 | 15 | 16 | 17 | 18 | 19 | 20 | 21 | 22 | 23 | 24 | 25 | 26 | 27 | 28 | 29 | 30
| Calendar Year | Capital Invest.
| 2020 | 0
| Gross plant |  |  | 0 | 0 | 0 | 0 | 0 | 0 | 0 | 0 | 0 | 0 | 0 | 0 | 0 | 0 | 0 | 0 | 0 | 0 | 0 | 0 | 0 | 0 | 0 | 0 | 0 | 0 | 0 | 0 | 0 | 0
| Accumulated Depreciation |  |  | 0 | 0 | 0 | 0 | 0 | 0 | 0 | 0 | 0 | 0 | 0 | 0 | 0 | 0 | 0 | 0 | 0 | 0 | 0 | 0 | 0 | 0 | 0 | 0 | 0 | 0 | 0 | 0 | 0 | 0
| Net book value |  |  | 0 | 0 | 0 | 0 | 0 | 0 | 0 | 0 | 0 | 0 | 0 | 0 | 0 | 0 | 0 | 0 | 0 | 0 | 0 | 0 | 0 | 0 | 0 | 0 | 0 | 0 | 0 | 0 | 0 | 0
| ITC |  |  | 0 | 0 | 0 | 0 | 0 | 0 | 0 | 0 | 0 | 0 | 0 | 0 | 0 | 0 | 0 | 0 | 0 | 0 | 0 | 0 | 0 | 0 | 0 | 0 | 0 | 0 | 0 | 0 | 0 | 0
| Accumulated deferred income tax |  |  | 0 | 0 | 0 | 0 | 0 | 0 | 0 | 0 | 0 | 0 | 0 | 0 | 0 | 0 | 0 | 0 | 0 | 0 | 0 | 0 | 0 | 0 | 0 | 0 | 0 | 0 | 0 | 0 | 0 | 0
| Rate Base |  |  | 0 | 0 | 0 | 0 | 0 | 0 | 0 | 0 | 0 | 0 | 0 | 0 | 0 | 0 | 0 | 0 | 0 | 0 | 0 | 0 | 0 | 0 | 0 | 0 | 0 | 0 | 0 | 0 | 0 | 0
| Average rate base |  |  | 0 | 0 | 0 | 0 | 0 | 0 | 0 | 0 | 0 | 0 | 0 | 0 | 0 | 0 | 0 | 0 | 0 | 0 | 0 | 0 | 0 | 0 | 0 | 0 | 0 | 0 | 0 | 0 | 0 | 0
| Pre-tax Return | 0.086076 |  | 0 | 0 | 0 | 0 | 0 | 0 | 0 | 0 | 0 | 0 | 0 | 0 | 0 | 0 | 0 | 0 | 0 | 0 | 0 | 0 | 0 | 0 | 0 | 0 | 0 | 0 | 0 | 0 | 0 | 0
| Book Depreciation |  |  | 0 | 0 | 0 | 0 | 0 | 0 | 0 | 0 | 0 | 0 | 0 | 0 | 0 | 0 | 0 | 0 | 0 | 0 | 0 | 0 | 0 | 0 | 0 | 0 | 0 | 0 | 0 | 0 | 0 | 0
| Insurance |  |  | 0 | 0 | 0 | 0 | 0 | 0 | 0 | 0 | 0 | 0 | 0 | 0 | 0 | 0 | 0 | 0 | 0 | 0 | 0 | 0 | 0 | 0 | 0 | 0 | 0 | 0 | 0 | 0 | 0 | 0
| ITC Amort - Grossed for Taxes |  |  | 0 | 0 | 0 | 0 | 0 | 0 | 0 | 0 | 0 | 0 | 0 | 0 | 0 | 0 | 0 | 0 | 0 | 0 | 0 | 0 | 0 | 0 | 0 | 0 | 0 | 0 | 0 | 0 | 0 | 0
| Property Taxes |  |  | 0 | 0 | 0 | 0 | 0 | 0 | 0 | 0 | 0 | 0 | 0 | 0 | 0 | 0 | 0 | 0 | 0 | 0 | 0 | 0 | 0 | 0 | 0 | 0 | 0 | 0 | 0 | 0 | 0 | 0
| Revenue Requirement |  |  | 0 | 0 | 0 | 0 | 0 | 0 | 0 | 0 | 0 | 0 | 0 | 0 | 0 | 0 | 0 | 0 | 0 | 0 | 0 | 0 | 0 | 0 | 0 | 0 | 0 | 0 | 0 | 0 | 0 | 0
| Book Depreciation |  |  | 0 | 0 | 0 | 0 | 0 | 0 | 0 | 0 | 0 | 0 | 0 | 0 | 0 | 0 | 0 | 0 | 0 | 0 | 0 | 0 | 0 | 0 | 0 | 0 | 0 | 0 | 0 | 0 | 0 | 0
| Tax Depreciation |  |  | 0 | 0 | 0 | 0 | 0 | 0 | 0 | 0 | 0 | 0 | 0 | 0 | 0 | 0 | 0 | 0 | 0 | 0 | 0 | 0 | 0 | 0 | 0 | 0 | 0 | 0 | 0 | 0 | 0 | 0
| Difference between book and tax |  |  | 0 | 0 | 0 | 0 | 0 | 0 | 0 | 0 | 0 | 0 | 0 | 0 | 0 | 0 | 0 | 0 | 0 | 0 | 0 | 0 | 0 | 0 | 0 | 0 | 0 | 0 | 0 | 0 | 0 | 0
| Tax rate |  |  | 0 | 0 | 0 | 0 | 0 | 0 | 0 | 0 | 0 | 0 | 0 | 0 | 0 | 0 | 0 | 0 | 0 | 0 | 0 | 0 | 0 | 0 | 0 | 0 | 0 | 0 | 0 | 0 | 0 | 0
Depreciation Tables
|  | 5 |  | 20% | 32% | 19.2% | 11.52% | 11.52% | 5.76% | 0% | 0% | 0% | 0% | 0% | 0% | 0% | 0% | 0% | 0% | 0% | 0% | 0% | 0% | 0%
|  | 5 | 0: 1; 2020 1: 20%; 2021 2: 32%; 2022 3: 19.2%; 2023 4: 11.52%; 2024 5: 11.52%; 2025 6: 5.76%
|  | 10 | 0: 0; 2020 1: 10%; 2021 2: 18%; 2022 3: 14.4%; 2023 4: 11.52%; 2024 5: 9.22%; 2025 6: 7.37%; 2026 7: 6.55%; 2027 8: 6.55%; 2028 9: 6.56%; 2029 10: 6.55%; 2030 11: 3.28%
|  | 15 | 0: 0; 2020 1: 5%; 2021 2: 9.5%; 2022 3: 8.55%; 2023 4: 7.7%; 2024 5: 6.93%; 2025 6: 6.23%; 2026 7: 5.9%; 2027 8: 5.9%; 2028 9: 5.91%; 2029 10: 5.9%; 2030 11: 5.91%; 2031 12: 5.9%; 2032 13: 5.91%; 2033 14: 5.9%; 2034 15: 5.91%; 2035 16: 2.95%
|  | 20 | 0 | 3.75% | 7.219% | 6.677% | 6.177% | 5.713% | 5.285% | 4.888% | 4.522% | 4.462% | 4.461% | 4.462% | 4.461% | 4.462% | 4.461% | 4.462% | 4.461% | 4.462% | 4.461% | 4.462% | 4.461% | 2.231%
Revenue Requirement by vintage year
2012 $000
|  |  |  | 2020 | 2021 | 2022 | 2023 | 2024 | 2025 | 2026 | 2027 | 2028 | 2029 | 2030 | 2031 | 2032 | 2033 | 2034 | 2035 | 2036 | 2037 | 2038 | 2039 | 2040 | 2041 | 2042 | 2043 | 2044 | 2045 | 2046 | 2047 | 2048 | 2049 | 2050 | 2051 | 2052 | 2053 | 2054 | 2055 | 2056 | 2057 | 2058 | 2059 | 2060 | 2061 | 2062 | 2063 | 2064 | 2065 | 2066 | 2067 | 2068 | 2069 | 2070 | 2071 | 2072 | 2073 | 2074 | 2075
|  | 2020 | 0% | 0 | 0 | 0 | 0 | 0 | 0 | 0 | 0 | 0 | 0 | 0 | 0 | 0 | 0 | 0 | 0 | 0 | 0 | 0 | 0 | 0 | 0 | 0 | 0 | 0 | 0 | 0 | 0 | 0 | 0 | 0 | 0 | 0 | 0 | 0 | 0 | 0 | 0 | 0 | 0 | 0 | 0 | 0 | 0 | 0 | 0 | 0 | 0 | 0 | 0 | 0 | 0 | 0 | 0 | 0 | 0
|  | 2021 | 0% |  | 0 | 0 | 0 | 0 | 0 | 0 | 0 | 0 | 0 | 0 | 0 | 0 | 0 | 0 | 0 | 0 | 0 | 0 | 0 | 0 | 0 | 0 | 0 | 0 | 0 | 0 | 0 | 0 | 0 | 0 | 0 | 0 | 0 | 0 | 0 | 0 | 0 | 0 | 0 | 0 | 0 | 0 | 0 | 0 | 0 | 0 | 0 | 0 | 0 | 0 | 0 | 0 | 0 | 0 | 0
|  | 2022 | 0% |  |  | 0 | 0 | 0 | 0 | 0 | 0 | 0 | 0 | 0 | 0 | 0 | 0 | 0 | 0 | 0 | 0 | 0 | 0 | 0 | 0 | 0 | 0 | 0 | 0 | 0 | 0 | 0 | 0 | 0 | 0 | 0 | 0 | 0 | 0 | 0 | 0 | 0 | 0 | 0 | 0 | 0 | 0 | 0 | 0 | 0 | 0 | 0 | 0 | 0 | 0 | 0 | 0 | 0 | 0
|  | 2023 | 0% |  |  |  | 0 | 0 | 0 | 0 | 0 | 0 | 0 | 0 | 0 | 0 | 0 | 0 | 0 | 0 | 0 | 0 | 0 | 0 | 0 | 0 | 0 | 0 | 0 | 0 | 0 | 0 | 0 | 0 | 0 | 0 | 0 | 0 | 0 | 0 | 0 | 0 | 0 | 0 | 0 | 0 | 0 | 0 | 0 | 0 | 0 | 0 | 0 | 0 | 0 | 0 | 0 | 0 | 0
|  | 2024 | 0% |  |  |  |  | 0 | 0 | 0 | 0 | 0 | 0 | 0 | 0 | 0 | 0 | 0 | 0 | 0 | 0 | 0 | 0 | 0 | 0 | 0 | 0 | 0 | 0 | 0 | 0 | 0 | 0 | 0 | 0 | 0 | 0 | 0 | 0 | 0 | 0 | 0 | 0 | 0 | 0 | 0 | 0 | 0 | 0 | 0 | 0 | 0 | 0 | 0 | 0 | 0 | 0 | 0 | 0
|  | 2025 | 0% | [5 empty] | 0 | 0 | 0 | 0 | 0 | 0 | 0 | 0 | 0 | 0 | 0 | 0 | 0 | 0 | 0 | 0 | 0 | 0 | 0 | 0 | 0 | 0 | 0 | 0 | 0 | 0 | 0 | 0 | 0 | 0 | 0 | 0 | 0 | 0 | 0 | 0 | 0 | 0 | 0 | 0 | 0 | 0 | 0 | 0 | 0 | 0 | 0 | 0 | 0 | 0 | 0
|  | 2026 | 0% | [6 empty] | 0 | 0 | 0 | 0 | 0 | 0 | 0 | 0 | 0 | 0 | 0 | 0 | 0 | 0 | 0 | 0 | 0 | 0 | 0 | 0 | 0 | 0 | 0 | 0 | 0 | 0 | 0 | 0 | 0 | 0 | 0 | 0 | 0 | 0 | 0 | 0 | 0 | 0 | 0 | 0 | 0 | 0 | 0 | 0 | 0 | 0 | 0 | 0 | 0 | 0
|  | 2027 | 0% | [7 empty] | 0 | 0 | 0 | 0 | 0 | 0 | 0 | 0 | 0 | 0 | 0 | 0 | 0 | 0 | 0 | 0 | 0 | 0 | 0 | 0 | 0 | 0 | 0 | 0 | 0 | 0 | 0 | 0 | 0 | 0 | 0 | 0 | 0 | 0 | 0 | 0 | 0 | 0 | 0 | 0 | 0 | 0 | 0 | 0 | 0 | 0 | 0 | 0 | 0
|  | 2028 | 0% | [8 empty] | 0 | 0 | 0 | 0 | 0 | 0 | 0 | 0 | 0 | 0 | 0 | 0 | 0 | 0 | 0 | 0 | 0 | 0 | 0 | 0 | 0 | 0 | 0 | 0 | 0 | 0 | 0 | 0 | 0 | 0 | 0 | 0 | 0 | 0 | 0 | 0 | 0 | 0 | 0 | 0 | 0 | 0 | 0 | 0 | 0 | 0 | 0 | 0
|  | 2029 | 0% | [9 empty] | 0 | 0 | 0 | 0 | 0 | 0 | 0 | 0 | 0 | 0 | 0 | 0 | 0 | 0 | 0 | 0 | 0 | 0 | 0 | 0 | 0 | 0 | 0 | 0 | 0 | 0 | 0 | 0 | 0 | 0 | 0 | 0 | 0 | 0 | 0 | 0 | 0 | 0 | 0 | 0 | 0 | 0 | 0 | 0 | 0 | 0 | 0
|  | 2030 | 0% | [10 empty] | 0 | 0 | 0 | 0 | 0 | 0 | 0 | 0 | 0 | 0 | 0 | 0 | 0 | 0 | 0 | 0 | 0 | 0 | 0 | 0 | 0 | 0 | 0 | 0 | 0 | 0 | 0 | 0 | 0 | 0 | 0 | 0 | 0 | 0 | 0 | 0 | 0 | 0 | 0 | 0 | 0 | 0 | 0 | 0 | 0 | 0
|  | 2031 | 0% | [11 empty] | 0 | 0 | 0 | 0 | 0 | 0 | 0 | 0 | 0 | 0 | 0 | 0 | 0 | 0 | 0 | 0 | 0 | 0 | 0 | 0 | 0 | 0 | 0 | 0 | 0 | 0 | 0 | 0 | 0 | 0 | 0 | 0 | 0 | 0 | 0 | 0 | 0 | 0 | 0 | 0 | 0 | 0 | 0 | 0 | 0
|  | 2032 | 0% | [12 empty] | 0 | 0 | 0 | 0 | 0 | 0 | 0 | 0 | 0 | 0 | 0 | 0 | 0 | 0 | 0 | 0 | 0 | 0 | 0 | 0 | 0 | 0 | 0 | 0 | 0 | 0 | 0 | 0 | 0 | 0 | 0 | 0 | 0 | 0 | 0 | 0 | 0 | 0 | 0 | 0 | 0 | 0 | 0 | 0
|  | 2033 | 0% | [13 empty] | 0 | 0 | 0 | 0 | 0 | 0 | 0 | 0 | 0 | 0 | 0 | 0 | 0 | 0 | 0 | 0 | 0 | 0 | 0 | 0 | 0 | 0 | 0 | 0 | 0 | 0 | 0 | 0 | 0 | 0 | 0 | 0 | 0 | 0 | 0 | 0 | 0 | 0 | 0 | 0 | 0 | 0 | 0
|  | 2034 | 0% | [14 empty] | 0 | 0 | 0 | 0 | 0 | 0 | 0 | 0 | 0 | 0 | 0 | 0 | 0 | 0 | 0 | 0 | 0 | 0 | 0 | 0 | 0 | 0 | 0 | 0 | 0 | 0 | 0 | 0 | 0 | 0 | 0 | 0 | 0 | 0 | 0 | 0 | 0 | 0 | 0 | 0 | 0 | 0
|  | 2035 | 0% | [15 empty] | 0 | 0 | 0 | 0 | 0 | 0 | 0 | 0 | 0 | 0 | 0 | 0 | 0 | 0 | 0 | 0 | 0 | 0 | 0 | 0 | 0 | 0 | 0 | 0 | 0 | 0 | 0 | 0 | 0 | 0 | 0 | 0 | 0 | 0 | 0 | 0 | 0 | 0 | 0 | 0 | 0
|  | 2036 | 0% | [16 empty] | 0 | 0 | 0 | 0 | 0 | 0 | 0 | 0 | 0 | 0 | 0 | 0 | 0 | 0 | 0 | 0 | 0 | 0 | 0 | 0 | 0 | 0 | 0 | 0 | 0 | 0 | 0 | 0 | 0 | 0 | 0 | 0 | 0 | 0 | 0 | 0 | 0 | 0 | 0 | 0
|  | 2037 | 0% | [17 empty] | 0 | 0 | 0 | 0 | 0 | 0 | 0 | 0 | 0 | 0 | 0 | 0 | 0 | 0 | 0 | 0 | 0 | 0 | 0 | 0 | 0 | 0 | 0 | 0 | 0 | 0 | 0 | 0 | 0 | 0 | 0 | 0 | 0 | 0 | 0 | 0 | 0 | 0 | 0
|  | 2038 | 0% | [18 empty] | 0 | 0 | 0 | 0 | 0 | 0 | 0 | 0 | 0 | 0 | 0 | 0 | 0 | 0 | 0 | 0 | 0 | 0 | 0 | 0 | 0 | 0 | 0 | 0 | 0 | 0 | 0 | 0 | 0 | 0 | 0 | 0 | 0 | 0 | 0 | 0 | 0 | 0
|  | 2039 | 0% | [19 empty] | 0 | 0 | 0 | 0 | 0 | 0 | 0 | 0 | 0 | 0 | 0 | 0 | 0 | 0 | 0 | 0 | 0 | 0 | 0 | 0 | 0 | 0 | 0 | 0 | 0 | 0 | 0 | 0 | 0 | 0 | 0 | 0 | 0 | 0 | 0 | 0 | 0
Revenue Requirement by vintage year
2012 $/MW-wk
| Aurora Input |  | Levelized Cost | 2020 | 2021 | 2022 | 2023 | 2024 | 2025 | 2026 | 2027 | 2028 | 2029 | 2030 | 2031 | 2032 | 2033 | 2034 | 2035 | 2036 | 2037 | 2038 | 2039 | 2040 | 2041 | 2042 | 2043 | 2044 | 2045 | 2046 | 2047 | 2048 | 2049 | 2050 | 2051 | 2052 | 2053 | 2054 | 2055 | 2056 | 2057 | 2058 | 2059 | 2060 | 2061 | 2062 | 2063 | 2064 | 2065 | 2066 | 2067 | 2068 | 2069 | 2070 | 2071 | 2072 | 2073 | 2074 | 2075
|  | 2020 | 0 | 0 | 0 | 0 | 0 | 0 | 0 | 0 | 0 | 0 | 0 | 0 | 0 | 0 | 0 | 0 | 0 | 0 | 0 | 0 | 0 | 0 | 0 | 0 | 0 | 0 | 0 | 0 | 0 | 0 | 0 | 0 | 0 | 0 | 0 | 0 | 0 | 0 | 0 | 0 | 0 | 0 | 0 | 0 | 0 | 0 | 0 | 0 | 0 | 0 | 0 | 0 | 0 | 0 | 0 | 0 | 0
|  | 2021 | 0 |  | 0 | 0 | 0 | 0 | 0 | 0 | 0 | 0 | 0 | 0 | 0 | 0 | 0 | 0 | 0 | 0 | 0 | 0 | 0 | 0 | 0 | 0 | 0 | 0 | 0 | 0 | 0 | 0 | 0 | 0 | 0 | 0 | 0 | 0 | 0 | 0 | 0 | 0 | 0 | 0 | 0 | 0 | 0 | 0 | 0 | 0 | 0 | 0 | 0 | 0 | 0 | 0 | 0 | 0 | 0
|  | 2022 | 0 |  |  | 0 | 0 | 0 | 0 | 0 | 0 | 0 | 0 | 0 | 0 | 0 | 0 | 0 | 0 | 0 | 0 | 0 | 0 | 0 | 0 | 0 | 0 | 0 | 0 | 0 | 0 | 0 | 0 | 0 | 0 | 0 | 0 | 0 | 0 | 0 | 0 | 0 | 0 | 0 | 0 | 0 | 0 | 0 | 0 | 0 | 0 | 0 | 0 | 0 | 0 | 0 | 0 | 0 | 0
|  | 2023 | 0 |  |  |  | 0 | 0 | 0 | 0 | 0 | 0 | 0 | 0 | 0 | 0 | 0 | 0 | 0 | 0 | 0 | 0 | 0 | 0 | 0 | 0 | 0 | 0 | 0 | 0 | 0 | 0 | 0 | 0 | 0 | 0 | 0 | 0 | 0 | 0 | 0 | 0 | 0 | 0 | 0 | 0 | 0 | 0 | 0 | 0 | 0 | 0 | 0 | 0 | 0 | 0 | 0 | 0 | 0
|  | 2024 | 0 |  |  |  |  | 0 | 0 | 0 | 0 | 0 | 0 | 0 | 0 | 0 | 0 | 0 | 0 | 0 | 0 | 0 | 0 | 0 | 0 | 0 | 0 | 0 | 0 | 0 | 0 | 0 | 0 | 0 | 0 | 0 | 0 | 0 | 0 | 0 | 0 | 0 | 0 | 0 | 0 | 0 | 0 | 0 | 0 | 0 | 0 | 0 | 0 | 0 | 0 | 0 | 0 | 0 | 0
|  | 2025 | 0 | [5 empty] | 0 | 0 | 0 | 0 | 0 | 0 | 0 | 0 | 0 | 0 | 0 | 0 | 0 | 0 | 0 | 0 | 0 | 0 | 0 | 0 | 0 | 0 | 0 | 0 | 0 | 0 | 0 | 0 | 0 | 0 | 0 | 0 | 0 | 0 | 0 | 0 | 0 | 0 | 0 | 0 | 0 | 0 | 0 | 0 | 0 | 0 | 0 | 0 | 0 | 0 | 0
|  | 2026 | 0 | [6 empty] | 0 | 0 | 0 | 0 | 0 | 0 | 0 | 0 | 0 | 0 | 0 | 0 | 0 | 0 | 0 | 0 | 0 | 0 | 0 | 0 | 0 | 0 | 0 | 0 | 0 | 0 | 0 | 0 | 0 | 0 | 0 | 0 | 0 | 0 | 0 | 0 | 0 | 0 | 0 | 0 | 0 | 0 | 0 | 0 | 0 | 0 | 0 | 0 | 0 | 0
|  | 2027 | 0 | [7 empty] | 0 | 0 | 0 | 0 | 0 | 0 | 0 | 0 | 0 | 0 | 0 | 0 | 0 | 0 | 0 | 0 | 0 | 0 | 0 | 0 | 0 | 0 | 0 | 0 | 0 | 0 | 0 | 0 | 0 | 0 | 0 | 0 | 0 | 0 | 0 | 0 | 0 | 0 | 0 | 0 | 0 | 0 | 0 | 0 | 0 | 0 | 0 | 0 | 0
|  | 2028 | 0 | [8 empty] | 0 | 0 | 0 | 0 | 0 | 0 | 0 | 0 | 0 | 0 | 0 | 0 | 0 | 0 | 0 | 0 | 0 | 0 | 0 | 0 | 0 | 0 | 0 | 0 | 0 | 0 | 0 | 0 | 0 | 0 | 0 | 0 | 0 | 0 | 0 | 0 | 0 | 0 | 0 | 0 | 0 | 0 | 0 | 0 | 0 | 0 | 0 | 0
|  | 2029 | 0 | [9 empty] | 0 | 0 | 0 | 0 | 0 | 0 | 0 | 0 | 0 | 0 | 0 | 0 | 0 | 0 | 0 | 0 | 0 | 0 | 0 | 0 | 0 | 0 | 0 | 0 | 0 | 0 | 0 | 0 | 0 | 0 | 0 | 0 | 0 | 0 | 0 | 0 | 0 | 0 | 0 | 0 | 0 | 0 | 0 | 0 | 0 | 0 | 0
|  | 2030 | 0 | [10 empty] | 0 | 0 | 0 | 0 | 0 | 0 | 0 | 0 | 0 | 0 | 0 | 0 | 0 | 0 | 0 | 0 | 0 | 0 | 0 | 0 | 0 | 0 | 0 | 0 | 0 | 0 | 0 | 0 | 0 | 0 | 0 | 0 | 0 | 0 | 0 | 0 | 0 | 0 | 0 | 0 | 0 | 0 | 0 | 0 | 0 | 0
|  | 2031 | 0 | [11 empty] | 0 | 0 | 0 | 0 | 0 | 0 | 0 | 0 | 0 | 0 | 0 | 0 | 0 | 0 | 0 | 0 | 0 | 0 | 0 | 0 | 0 | 0 | 0 | 0 | 0 | 0 | 0 | 0 | 0 | 0 | 0 | 0 | 0 | 0 | 0 | 0 | 0 | 0 | 0 | 0 | 0 | 0 | 0 | 0 | 0
|  | 2032 | 0 | [12 empty] | 0 | 0 | 0 | 0 | 0 | 0 | 0 | 0 | 0 | 0 | 0 | 0 | 0 | 0 | 0 | 0 | 0 | 0 | 0 | 0 | 0 | 0 | 0 | 0 | 0 | 0 | 0 | 0 | 0 | 0 | 0 | 0 | 0 | 0 | 0 | 0 | 0 | 0 | 0 | 0 | 0 | 0 | 0 | 0
|  | 2033 | 0 | [13 empty] | 0 | 0 | 0 | 0 | 0 | 0 | 0 | 0 | 0 | 0 | 0 | 0 | 0 | 0 | 0 | 0 | 0 | 0 | 0 | 0 | 0 | 0 | 0 | 0 | 0 | 0 | 0 | 0 | 0 | 0 | 0 | 0 | 0 | 0 | 0 | 0 | 0 | 0 | 0 | 0 | 0 | 0 | 0
|  | 2034 | 0 | [14 empty] | 0 | 0 | 0 | 0 | 0 | 0 | 0 | 0 | 0 | 0 | 0 | 0 | 0 | 0 | 0 | 0 | 0 | 0 | 0 | 0 | 0 | 0 | 0 | 0 | 0 | 0 | 0 | 0 | 0 | 0 | 0 | 0 | 0 | 0 | 0 | 0 | 0 | 0 | 0 | 0 | 0 | 0
|  | 2035 | 0 | [15 empty] | 0 | 0 | 0 | 0 | 0 | 0 | 0 | 0 | 0 | 0 | 0 | 0 | 0 | 0 | 0 | 0 | 0 | 0 | 0 | 0 | 0 | 0 | 0 | 0 | 0 | 0 | 0 | 0 | 0 | 0 | 0 | 0 | 0 | 0 | 0 | 0 | 0 | 0 | 0 | 0 | 0
|  | 2036 | 0 | [16 empty] | 0 | 0 | 0 | 0 | 0 | 0 | 0 | 0 | 0 | 0 | 0 | 0 | 0 | 0 | 0 | 0 | 0 | 0 | 0 | 0 | 0 | 0 | 0 | 0 | 0 | 0 | 0 | 0 | 0 | 0 | 0 | 0 | 0 | 0 | 0 | 0 | 0 | 0 | 0 | 0
|  | 2037 | 0 | [17 empty] | 0 | 0 | 0 | 0 | 0 | 0 | 0 | 0 | 0 | 0 | 0 | 0 | 0 | 0 | 0 | 0 | 0 | 0 | 0 | 0 | 0 | 0 | 0 | 0 | 0 | 0 | 0 | 0 | 0 | 0 | 0 | 0 | 0 | 0 | 0 | 0 | 0 | 0 | 0
|  | 2038 | 0 | [18 empty] | 0 | 0 | 0 | 0 | 0 | 0 | 0 | 0 | 0 | 0 | 0 | 0 | 0 | 0 | 0 | 0 | 0 | 0 | 0 | 0 | 0 | 0 | 0 | 0 | 0 | 0 | 0 | 0 | 0 | 0 | 0 | 0 | 0 | 0 | 0 | 0 | 0 | 0
|  | 2039 | 0 | [19 empty] | 0 | 0 | 0 | 0 | 0 | 0 | 0 | 0 | 0 | 0 | 0 | 0 | 0 | 0 | 0 | 0 | 0 | 0 | 0 | 0 | 0 | 0 | 0 | 0 | 0 | 0 | 0 | 0 | 0 | 0 | 0 | 0 | 0 | 0 | 0 | 0 | 0
Annual Change (%) | bar: 2020 to 2075
|  | Levelized Capital Cost ($/MW-wk) |  | 0 | 0 | 0 | 0 | 0 | 0 | 0 | 0 | 0 | 0 | 0 | 0 | 0 | 0 | 0 | 0 | 0 | 0 | 0 | 0 | 0 | 0 | 0 | 0 | 0 | 0 | 0 | 0 | 0 | 0 | 0 | 0 | 0 | 0 | 0 | 0 | 0 | 0 | 0 | 0 | 0 | 0 | 0 | 0 | 0 | 0 | 0 | 0 | 0 | 0 | 0 | 0 | 0 | 0 | 0 | 0
|  | Economic Life | 30
|  | check s/b 0 | 0
itc
|  |  |  | 30% | 30% | 30% | 30% | 26% | 22% | 10% | 10% | 10% | 10% | 10% | 10% | 10% | 10% | 10% | 10% | 10% | 10% | 10% | 10% | 10% | 10% | 10% | 10% | 10% | 10% | 10% | 10% | 10% | 10% | 10% | 10% | 10% | 10% | 10% | 10% | 10% | 10% | 10% | 10% | 10% | 10% | 10% | 10% | 10% | 10% | 10% | 10% | 10% | 10% | 10% | 10% | 10% | 10% | 10% | 10%
ITC
| Revenue Requirement by vintage year | 0 | 0 | 0 | 0 | 0 | 0 | 0 | 0 | 0 | 0 | 0 | 0 | 0 | 0 | 0 | 0 | 0 | 0 | 0 | 0 | 0 | 0 | 0 | 0 | 0 | 0 | 0 | 0 | 0 |  | 0 | 0 | 0 | 0 | 0 | 0 | 0 | 0 | 0 | 0 | 0 | 0 | 0 | 0 | 0 | 0 | 0 | 0 | 0 | 0 | 0 | 0 | 0 | 0 | 0 | 0 | 0 | 0 | 0
| 2012 $/MW-wk | 0 | 0 | 0 | 0 | 0 | 0 | 0 | 0 | 0 | 0 | 0 | 0 | 0 | 0 | 0 | 0 | 0 | 0 | 0 | 0 | 0 | 0 | 0 | 0 | 0 | 0 | 0 | 0 | 0 |  | 0 | 0 | 0 | 0 | 0 | 0 | 0 | 0 | 0 | 0 | 0 | 0 | 0 | 0 | 0 | 0 | 0 | 0 | 0 | 0 | 0 | 0 | 0 | 0 | 0 | 0 | 0 | 0 | 0
| Aurora Input | 0 | Levelized Cost | 2020 | 2021 | 2022 | 2023 | 2024 | 2025 | 2026 | 2027 | 2028 | 2029 | 2030 | 2031 | 2032 | 2033 | 2034 | 2035 | 2036 | 2037 | 2038 | 2039 | 2040 | 2041 | 2042 | 2043 | 2044 | 2045 | 2046 | Levelized | 2047 | 2048 | 2049 | 2050 | 2051 | 2052 | 2053 | 2054 | 2055 | 2056 | 2057 | 2058 | 2059 | 2060 | 2061 | 2062 | 2063 | 2064 | 2065 | 2066 | 2067 | 2068 | 2069 | 2070 | 2071 | 2072 | 2073 | 2074 | 2075
| 0 | 2020 | 0 | 0 | 0 | 0 | 0 | 0 | 0 | 0 | 0 | 0 | 0 | 0 | 0 | 0 | 0 | 0 | 0 | 0 | 0 | 0 | 0 | 0 | 0 | 0 | 0 | 0 | 0 | 0 | 0 | 0 | 0 | 0 | 0 | 0 | 0 | 0 | 0 | 0 | 0 | 0 | 0 | 0 | 0 | 0 | 0 | 0 | 0 | 0 | 0 | 0 | 0 | 0 | 0 | 0 | 0 | 0 | 0 | 0
| 0 | 2021 | 0 | 0 | 0 | 0 | 0 | 0 | 0 | 0 | 0 | 0 | 0 | 0 | 0 | 0 | 0 | 0 | 0 | 0 | 0 | 0 | 0 | 0 | 0 | 0 | 0 | 0 | 0 | 0 | 0 | 0 | 0 | 0 | 0 | 0 | 0 | 0 | 0 | 0 | 0 | 0 | 0 | 0 | 0 | 0 | 0 | 0 | 0 | 0 | 0 | 0 | 0 | 0 | 0 | 0 | 0 | 0 | 0 | 0
| 0 | 2022 | 0 | 0 | 0 | 0 | 0 | 0 | 0 | 0 | 0 | 0 | 0 | 0 | 0 | 0 | 0 | 0 | 0 | 0 | 0 | 0 | 0 | 0 | 0 | 0 | 0 | 0 | 0 | 0 | 0 | 0 | 0 | 0 | 0 | 0 | 0 | 0 | 0 | 0 | 0 | 0 | 0 | 0 | 0 | 0 | 0 | 0 | 0 | 0 | 0 | 0 | 0 | 0 | 0 | 0 | 0 | 0 | 0 | 0
| 0 | 2023 | 0 | 0 | 0 | 0 | 0 | 0 | 0 | 0 | 0 | 0 | 0 | 0 | 0 | 0 | 0 | 0 | 0 | 0 | 0 | 0 | 0 | 0 | 0 | 0 | 0 | 0 | 0 | 0 | 0 | 0 | 0 | 0 | 0 | 0 | 0 | 0 | 0 | 0 | 0 | 0 | 0 | 0 | 0 | 0 | 0 | 0 | 0 | 0 | 0 | 0 | 0 | 0 | 0 | 0 | 0 | 0 | 0 | 0
| 0 | 2024 | 0 | 0 | 0 | 0 | 0 | 0 | 0 | 0 | 0 | 0 | 0 | 0 | 0 | 0 | 0 | 0 | 0 | 0 | 0 | 0 | 0 | 0 | 0 | 0 | 0 | 0 | 0 | 0 | 0 | 0 | 0 | 0 | 0 | 0 | 0 | 0 | 0 | 0 | 0 | 0 | 0 | 0 | 0 | 0 | 0 | 0 | 0 | 0 | 0 | 0 | 0 | 0 | 0 | 0 | 0 | 0 | 0 | 0
| 0 | 2025 | 0 | 0 | 0 | 0 | 0 | 0 | 0 | 0 | 0 | 0 | 0 | 0 | 0 | 0 | 0 | 0 | 0 | 0 | 0 | 0 | 0 | 0 | 0 | 0 | 0 | 0 | 0 | 0 | 0 | 0 | 0 | 0 | 0 | 0 | 0 | 0 | 0 | 0 | 0 | 0 | 0 | 0 | 0 | 0 | 0 | 0 | 0 | 0 | 0 | 0 | 0 | 0 | 0 | 0 | 0 | 0 | 0 | 0
| 0 | 2026 | 0 | 0 | 0 | 0 | 0 | 0 | 0 | 0 | 0 | 0 | 0 | 0 | 0 | 0 | 0 | 0 | 0 | 0 | 0 | 0 | 0 | 0 | 0 | 0 | 0 | 0 | 0 | 0 | 0 | 0 | 0 | 0 | 0 | 0 | 0 | 0 | 0 | 0 | 0 | 0 | 0 | 0 | 0 | 0 | 0 | 0 | 0 | 0 | 0 | 0 | 0 | 0 | 0 | 0 | 0 | 0 | 0 | 0
| 0 | 2027 | 0 | 0 | 0 | 0 | 0 | 0 | 0 | 0 | 0 | 0 | 0 | 0 | 0 | 0 | 0 | 0 | 0 | 0 | 0 | 0 | 0 | 0 | 0 | 0 | 0 | 0 | 0 | 0 | 0 | 0 | 0 | 0 | 0 | 0 | 0 | 0 | 0 | 0 | 0 | 0 | 0 | 0 | 0 | 0 | 0 | 0 | 0 | 0 | 0 | 0 | 0 | 0 | 0 | 0 | 0 | 0 | 0 | 0
| 0 | 2028 | 0 | 0 | 0 | 0 | 0 | 0 | 0 | 0 | 0 | 0 | 0 | 0 | 0 | 0 | 0 | 0 | 0 | 0 | 0 | 0 | 0 | 0 | 0 | 0 | 0 | 0 | 0 | 0 | 0 | 0 | 0 | 0 | 0 | 0 | 0 | 0 | 0 | 0 | 0 | 0 | 0 | 0 | 0 | 0 | 0 | 0 | 0 | 0 | 0 | 0 | 0 | 0 | 0 | 0 | 0 | 0 | 0 | 0
| 0 | 2029 | 0 | 0 | 0 | 0 | 0 | 0 | 0 | 0 | 0 | 0 | 0 | 0 | 0 | 0 | 0 | 0 | 0 | 0 | 0 | 0 | 0 | 0 | 0 | 0 | 0 | 0 | 0 | 0 | 0 | 0 | 0 | 0 | 0 | 0 | 0 | 0 | 0 | 0 | 0 | 0 | 0 | 0 | 0 | 0 | 0 | 0 | 0 | 0 | 0 | 0 | 0 | 0 | 0 | 0 | 0 | 0 | 0 | 0
| 0 | 2030 | 0 | 0 | 0 | 0 | 0 | 0 | 0 | 0 | 0 | 0 | 0 | 0 | 0 | 0 | 0 | 0 | 0 | 0 | 0 | 0 | 0 | 0 | 0 | 0 | 0 | 0 | 0 | 0 | 0 | 0 | 0 | 0 | 0 | 0 | 0 | 0 | 0 | 0 | 0 | 0 | 0 | 0 | 0 | 0 | 0 | 0 | 0 | 0 | 0 | 0 | 0 | 0 | 0 | 0 | 0 | 0 | 0 | 0
| 0 | 2031 | 0 | 0 | 0 | 0 | 0 | 0 | 0 | 0 | 0 | 0 | 0 | 0 | 0 | 0 | 0 | 0 | 0 | 0 | 0 | 0 | 0 | 0 | 0 | 0 | 0 | 0 | 0 | 0 | 0 | 0 | 0 | 0 | 0 | 0 | 0 | 0 | 0 | 0 | 0 | 0 | 0 | 0 | 0 | 0 | 0 | 0 | 0 | 0 | 0 | 0 | 0 | 0 | 0 | 0 | 0 | 0 | 0 | 0
| 0 | 2032 | 0 | 0 | 0 | 0 | 0 | 0 | 0 | 0 | 0 | 0 | 0 | 0 | 0 | 0 | 0 | 0 | 0 | 0 | 0 | 0 | 0 | 0 | 0 | 0 | 0 | 0 | 0 | 0 | 0 | 0 | 0 | 0 | 0 | 0 | 0 | 0 | 0 | 0 | 0 | 0 | 0 | 0 | 0 | 0 | 0 | 0 | 0 | 0 | 0 | 0 | 0 | 0 | 0 | 0 | 0 | 0 | 0 | 0
| 0 | 2033 | 0 | 0 | 0 | 0 | 0 | 0 | 0 | 0 | 0 | 0 | 0 | 0 | 0 | 0 | 0 | 0 | 0 | 0 | 0 | 0 | 0 | 0 | 0 | 0 | 0 | 0 | 0 | 0 | 0 | 0 | 0 | 0 | 0 | 0 | 0 | 0 | 0 | 0 | 0 | 0 | 0 | 0 | 0 | 0 | 0 | 0 | 0 | 0 | 0 | 0 | 0 | 0 | 0 | 0 | 0 | 0 | 0 | 0
| 0 | 2034 | 0 | 0 | 0 | 0 | 0 | 0 | 0 | 0 | 0 | 0 | 0 | 0 | 0 | 0 | 0 | 0 | 0 | 0 | 0 | 0 | 0 | 0 | 0 | 0 | 0 | 0 | 0 | 0 | 0 | 0 | 0 | 0 | 0 | 0 | 0 | 0 | 0 | 0 | 0 | 0 | 0 | 0 | 0 | 0 | 0 | 0 | 0 | 0 | 0 | 0 | 0 | 0 | 0 | 0 | 0 | 0 | 0 | 0
| 0 | 2035 | 0 | 0 | 0 | 0 | 0 | 0 | 0 | 0 | 0 | 0 | 0 | 0 | 0 | 0 | 0 | 0 | 0 | 0 | 0 | 0 | 0 | 0 | 0 | 0 | 0 | 0 | 0 | 0 | 0 | 0 | 0 | 0 | 0 | 0 | 0 | 0 | 0 | 0 | 0 | 0 | 0 | 0 | 0 | 0 | 0 | 0 | 0 | 0 | 0 | 0 | 0 | 0 | 0 | 0 | 0 | 0 | 0 | 0
| 0 | 2036 | 0 | 0 | 0 | 0 | 0 | 0 | 0 | 0 | 0 | 0 | 0 | 0 | 0 | 0 | 0 | 0 | 0 | 0 | 0 | 0 | 0 | 0 | 0 | 0 | 0 | 0 | 0 | 0 | 0 | 0 | 0 | 0 | 0 | 0 | 0 | 0 | 0 | 0 | 0 | 0 | 0 | 0 | 0 | 0 | 0 | 0 | 0 | 0 | 0 | 0 | 0 | 0 | 0 | 0 | 0 | 0 | 0 | 0
| 0 | 2037 | 0 | 0 | 0 | 0 | 0 | 0 | 0 | 0 | 0 | 0 | 0 | 0 | 0 | 0 | 0 | 0 | 0 | 0 | 0 | 0 | 0 | 0 | 0 | 0 | 0 | 0 | 0 | 0 | 0 | 0 | 0 | 0 | 0 | 0 | 0 | 0 | 0 | 0 | 0 | 0 | 0 | 0 | 0 | 0 | 0 | 0 | 0 | 0 | 0 | 0 | 0 | 0 | 0 | 0 | 0 | 0 | 0 | 0
| 0 | 2038 | 0 | 0 | 0 | 0 | 0 | 0 | 0 | 0 | 0 | 0 | 0 | 0 | 0 | 0 | 0 | 0 | 0 | 0 | 0 | 0 | 0 | 0 | 0 | 0 | 0 | 0 | 0 | 0 | 0 | 0 | 0 | 0 | 0 | 0 | 0 | 0 | 0 | 0 | 0 | 0 | 0 | 0 | 0 | 0 | 0 | 0 | 0 | 0 | 0 | 0 | 0 | 0 | 0 | 0 | 0 | 0 | 0 | 0
| 0 | 2039 | 0 | 0 | 0 | 0 | 0 | 0 | 0 | 0 | 0 | 0 | 0 | 0 | 0 | 0 | 0 | 0 | 0 | 0 | 0 | 0 | 0 | 0 | 0 | 0 | 0 | 0 | 0 | 0 | 0 | 0 | 0 | 0 | 0 | 0 | 0 | 0 | 0 | 0 | 0 | 0 | 0 | 0 | 0 | 0 | 0 | 0 | 0 | 0 | 0 | 0 | 0 | 0 | 0 | 0 | 0 | 0 | 0 | 0
| 2020-2023 | 30% |  | 0 | [27 empty] | 2064: 0; 2065: 0; 2066: 0; 2067: 0; 2068: 0; 2069: 0; 2070: 0; 2071: 0; 2072: 0; 2073: 0; 2074: 0
| 2024 | 26% |  | 0 | [36 empty] | 0 | 0 | 0 | 0 | 0 | 0 | 0 | 0 | 0 | 0 | 0 | 0 | 0 | 0 | 0 | 0 | 0 | 0 | 0
| 2025 | 22% |  | 0 | [36 empty] | 0 | 0 | 0 | 0 | 0 | 0 | 0 | 0 | 0 | 0 | 0 | 0 | 0 | 0 | 0 | 0 | 0 | 0 | 0
| Start 2026 | 10% |  | 0 | [36 empty] | 0 | 0 | 0 | 0 | 0 | 0 | 0 | 0 | 0 | 0 | 0 | 0 | 0 | 0 | 0 | 0 | 0 | 0 | 0
[41 empty] | 0 | 0 | 0 | 0 | 0 | 0 | 0 | 0 | 0 | 0 | 0 | 0 | 0 | 0 | 0 | 0 | 0 | 0 | 0
[41 empty] | 0 | 0 | 0 | 0 | 0 | 0 | 0 | 0 | 0 | 0 | 0 | 0 | 0 | 0 | 0 | 0 | 0 | 0 | 0
Amortization
|  | 30% |  | 0 | 0 | 0 | 0 | 0 | 0 | 0 | 0 | 0 | 0 | 0 | 0 | 0 | 0 | 0 | 0 | 0 | 0 | 0 | 0 | 0 | 0 | 0 | 0 | 0 | 0 | 0 | 0 | 0 | 0 | 0 | 0 | 0 | 0 | 0 | 0 | 0 | 0 | 0 | 0 | 0 | 0 | 0 | 0 | 0 | 0 | 0 | 0 | 0 | 0 | 0 | 0 | 0 | 0 | 0 | 0
|  | 26% |  | 0 | 0 | 0 | 0 | 0 | 0 | 0 | 0 | 0 | 0 | 0 | 0 | 0 | 0 | 0 | 0 | 0 | 0 | 0 | 0 | 0 | 0 | 0 | 0 | 0 | 0 | 0 | 0 | 0 | 0 | 0 | 0 | 0 | 0 | 0 | 0 | 0 | 0 | 0 | 0 | 0 | 0 | 0 | 0 | 0 | 0 | 0 | 0 | 0 | 0 | 0 | 0 | 0 | 0 | 0 | 0
|  | 22% |  | 0 | 0 | 0 | 0 | 0 | 0 | 0 | 0 | 0 | 0 | 0 | 0 | 0 | 0 | 0 | 0 | 0 | 0 | 0 | 0 | 0 | 0 | 0 | 0 | 0 | 0 | 0 | 0 | 0 | 0 | 0 | 0 | 0 | 0 | 0 | 0 | 0 | 0 | 0 | 0 | 0 | 0 | 0 | 0 | 0 | 0 | 0 | 0 | 0 | 0 | 0 | 0 | 0 | 0 | 0 | 0
|  | 10% |  | 0 | 0 | 0 | 0 | 0 | 0 | 0 | 0 | 0 | 0 | 0 | 0 | 0 | 0 | 0 | 0 | 0 | 0 | 0 | 0 | 0 | 0 | 0 | 0 | 0 | 0 | 0 | 0 | 0 | 0 | 0 | 0 | 0 | 0 | 0 | 0 | 0 | 0 | 0 | 0 | 0 | 0 | 0 | 0 | 0 | 0 | 0 | 0 | 0 | 0 | 0 | 0 | 0 | 0 | 0 | 0
|  |  |  | 2020 | 2021 | 2022 | 2023 | 2024 | 2025 | 2026 | 2027 | 2028 | 2029 | 2030 | 2031 | 2032 | 2033 | 2034 | 2035 | 2036 | 2037 | 2038 | 2039 | 2040 | 2041 | 2042 | 2043 | 2044 | 2045 | 2046 | 2047 | 2048 | 2049 | 2050 | 2051 | 2052 | 2053 | 2054 | 2055 | 2056 | 2057 | 2058 | 2059 | 2060 | 2061 | 2062 | 2063 | 2064 | 2065 | 2066 | 2067 | 2068 | 2069 | 2070 | 2071 | 2072 | 2073 | 2074 | 2075
|  | ITC Base |  | 0 | 0 | 0 | 0 | 0 | 0 | 0 | 0 | 0 | 0 | 0 | 0 | 0 | 0 | 0 | 0 | 0 | 0 | 0 | 0 | 0 | 0 | 0 | 0 | 0 | 0 | 0 | 0 | 0 | 0 | 0 | 0 | 0 | 0 | 0 | 0 | 0 | 0 | 0 | 0 | 0 | 0 | 0 | 0 | 0 | 0 | 0 | 0 | 0 | 0 | 0 | 0 | 0 | 0 | 0 | 0
|  | Accum ITC Amort |  | 0 | 0 | 0 | 0 | 0 | 0 | 0 | 0 | 0 | 0 | 0 | 0 | 0 | 0 | 0 | 0 | 0 | 0 | 0 | 0 | 0 | 0 | 0 | 0 | 0 | 0 | 0 | 0 | 0 | 0 | 0 | 0 | 0 | 0 | 0 | 0 | 0 | 0 | 0 | 0 | 0 | 0 | 0 | 0 | 0 | 0 | 0 | 0 | 0 | 0 | 0 | 0 | 0 | 0 | 0 | 0
|  | Ratebase |  | 0 | 0 | 0 | 0 | 0 | 0 | 0 | 0 | 0 | 0 | 0 | 0 | 0 | 0 | 0 | 0 | 0 | 0 | 0 | 0 | 0 | 0 | 0 | 0 | 0 | 0 | 0 | 0 | 0 | 0 | 0 | 0 | 0 | 0 | 0 | 0 | 0 | 0 | 0 | 0 | 0 | 0 | 0 | 0 | 0 | 0 | 0 | 0 | 0 | 0 | 0 | 0 | 0 | 0 | 0 | 0
|  | Tax Basis |  | 0 | 0 | 0 | 0 | 0 | 0 | 0 | 0 | 0 | 0 | 0 | 0 | 0 | 0 | 0 | 0 | 0 | 0 | 0 | 0 | 0 | 0 | 0 | 0 | 0 | 0 | 0 | 0 | 0 | 0 | 0 | 0 | 0 | 0 | 0 | 0 | 0 | 0 | 0 | 0 | 0 | 0 | 0 | 0 | 0 | 0 | 0 | 0 | 0 | 0 | 0 | 0 | 0 | 0 | 0 | 0
|  | Book Depreciation |  | 0 | 0 | 0 | 0 | 0 | 0 | 0 | 0 | 0 | 0 | 0 | 0 | 0 | 0 | 0 | 0 | 0 | 0 | 0 | 0 | 0 | 0 | 0 | 0 | 0 | 0 | 0 | 0 | 0 | 0 | 0 | 0 | 0 | 0 | 0 | 0 | 0 | 0 | 0 | 0 | 0 | 0 | 0 | 0 | 0 | 0 | 0 | 0 | 0 | 0 | 0 | 0 | 0 | 0 | 0 | 0
|  | Tax Depreciation |  | 0 | 0 | 0 | 0 | 0 | 0 | 0 | 0 | 0 | 0 | 0 | 0 | 0 | 0 | 0 | 0 | 0 | 0 | 0 | 0 | 0 | 0 | 0 | 0 | 0 | 0 | 0 | 0 | 0 | 0 | 0 | 0 | 0 | 0 | 0 | 0 | 0 | 0 | 0 | 0 | 0 | 0 | 0 | 0 | 0 | 0 | 0 | 0 | 0 | 0 | 0 | 0 | 0 | 0 | 0 | 0
|  | Difference between book and tax |  | 0 | 0 | 0 | 0 | 0 | 0 | 0 | 0 | 0 | 0 | 0 | 0 | 0 | 0 | 0 | 0 | 0 | 0 | 0 | 0 | 0 | 0 | 0 | 0 | 0 | 0 | 0 | 0 | 0 | 0 | 0 | 0 | 0 | 0 | 0 | 0 | 0 | 0 | 0 | 0 | 0 | 0 | 0 | 0 | 0 | 0 | 0 | 0 | 0 | 0 | 0 | 0 | 0 | 0 | 0 | 0
|  | Deferred Tax |  | 0 | 0 | 0 | 0 | 0 | 0 | 0 | 0 | 0 | 0 | 0 | 0 | 0 | 0 | 0 | 0 | 0 | 0 | 0 | 0 | 0 | 0 | 0 | 0 | 0 | 0 | 0 | 0 | 0 | 0 | 0 | 0 | 0 | 0 | 0 | 0 | 0 | 0 | 0 | 0 | 0 | 0 | 0 | 0 | 0 | 0 | 0 | 0 | 0 | 0 | 0 | 0 | 0 | 0 | 0 | 0
|  | Accum Defered Tax |  | 0 | 0 | 0 | 0 | 0 | 0 | 0 | 0 | 0 | 0 | 0 | 0 | 0 | 0 | 0 | 0 | 0 | 0 | 0 | 0 | 0 | 0 | 0 | 0 | 0 | 0 | 0 | 0 | 0 | 0 | 0 | 0 | 0 | 0 | 0 | 0 | 0 | 0 | 0 | 0 | 0 | 0 | 0 | 0 | 0 | 0 | 0 | 0 | 0 | 0 | 0 | 0 | 0 | 0 | 0 | 0
|  | Revenue Requirement |  | 0 | 0 | 0 | 0 | 0 | 0 | 0 | 0 | 0 | 0 | 0 | 0 | 0 | 0 | 0 | 0 | 0 | 0 | 0 | 0 | 0 | 0 | 0 | 0 | 0 | 0 | 0 | 0 | 0 | 0 | 0 | 0 | 0 | 0 | 0 | 0 | 0 | 0 | 0 | 0 | 0 | 0 | 0 | 0 | 0 | 0 | 0 | 0 | 0 | 0 | 0 | 0 | 0 | 0 | 0 | 0
|  | Depreciation |  | 0 | 0 | 0 | 0 | 0 | 0 | 0 | 0 | 0 | 0 | 0 | 0 | 0 | 0 | 0 | 0 | 0 | 0 | 0 | 0 | 0 | 0 | 0 | 0 | 0 | 0 | 0 | 0 | 0 | 0 | 0 | 0 | 0 | 0 | 0 | 0 | 0 | 0 | 0 | 0 | 0 | 0 | 0 | 0 | 0 | 0 | 0 | 0 | 0 | 0 | 0 | 0 | 0 | 0 | 0 | 0
|  | Insurance |  | 0 | 0 | 0 | 0 | 0 | 0 | 0 | 0 | 0 | 0 | 0 | 0 | 0 | 0 | 0 | 0 | 0 | 0 | 0 | 0 | 0 | 0 | 0 | 0 | 0 | 0 | 0 | 0 | 0 | 0 | 0 | 0 | 0 | 0 | 0 | 0 | 0 | 0 | 0 | 0 | 0 | 0 | 0 | 0 | 0 | 0 | 0 | 0 | 0 | 0 | 0 | 0 | 0 | 0 | 0 | 0
|  | Property Taxes |  | 0 | 0 | 0 | 0 | 0 | 0 | 0 | 0 | 0 | 0 | 0 | 0 | 0 | 0 | 0 | 0 | 0 | 0 | 0 | 0 | 0 | 0 | 0 | 0 | 0 | 0 | 0 | 0 | 0 | 0 | 0 | 0 | 0 | 0 | 0 | 0 | 0 | 0 | 0 | 0 | 0 | 0 | 0 | 0 | 0 | 0 | 0 | 0 | 0 | 0 | 0 | 0 | 0 | 0 | 0 | 0
|  | Current Taxes |  | 0 | 0 | 0 | 0 | 0 | 0 | 0 | 0 | 0 | 0 | 0 | 0 | 0 | 0 | 0 | 0 | 0 | 0 | 0 | 0 | 0 | 0 | 0 | 0 | 0 | 0 | 0 | 0 | 0 | 0 | 0 | 0 | 0 | 0 | 0 | 0 | 0 | 0 | 0 | 0 | 0 | 0 | 0 | 0 | 0 | 0 | 0 | 0 | 0 | 0 | 0 | 0 | 0 | 0 | 0 | 0
|  | DFIT |  |  | 0 | 0 |  | 0 | 0 | 0 | 0 | 0 | 0 | 0 | 0 | 0 | 0 | 0 | 0 | 0 | 0 | 0 | 0 | 0 | 0 | 0 | 0 | 0 | 0 | 0 | 0 | 0 | 0 | 0 | 0 | 0 | 0 | 0 | 0 | 0 | 0 | 0 | 0 | 0 | 0 | 0 | 0 | 0 | 0 | 0 | 0 | 0 | 0 | 0 | 0 | 0 | 0 | 0 | 0
|  | ITC |  | 0 | 0 | 0 | 0 | 0 | 0 | 0 | 0 | 0 | 0 | 0 | 0 | 0 | 0 | 0 | 0 | 0 | 0 | 0 | 0 | 0 | 0 | 0 | 0 | 0 | 0 | 0 | 0 | 0 | 0 | 0 | 0 | 0 | 0 | 0 | 0 | 0 | 0 | 0 | 0 | 0 | 0 | 0 | 0 | 0 | 0 | 0 | 0 | 0 | 0 | 0 | 0 | 0 | 0 | 0 | 0
|  | Total Operating Expenses |  | 0 | 0 | 0 | 0 | 0 | 0 | 0 | 0 | 0 | 0 | 0 | 0 | 0 | 0 | 0 | 0 | 0 | 0 | 0 | 0 | 0 | 0 | 0 | 0 | 0 | 0 | 0 | 0 | 0 | 0 | 0 | 0 | 0 | 0 | 0 | 0 | 0 | 0 | 0 | 0 | 0 | 0 | 0 | 0 | 0 | 0 | 0 | 0 | 0 | 0 | 0 | 0 | 0 | 0 | 0 | 0
|  | Operating |  | 0 | 0 | 0 | 0 | 0 | 0 | 0 | 0 | 0 | 0 | 0 | 0 | 0 | 0 | 0 | 0 | 0 | 0 | 0 | 0 | 0 | 0 | 0 | 0 | 0 | 0 | 0 | 0 | 0 | 0 | 0 | 0 | 0 | 0 | 0 | 0 | 0 | 0 | 0 | 0 | 0 | 0 | 0 | 0 | 0 | 0 | 0 | 0 | 0 | 0 | 0 | 0 | 0 | 0 | 0 | 0
|  | Ratebase |  | 0 | 0 | 0 | 0 | 0 | 0 | 0 | 0 | 0 | 0 | 0 | 0 | 0 | 0 | 0 | 0 | 0 | 0 | 0 | 0 | 0 | 0 | 0 | 0 | 0 | 0 | 0 | 0 | 0 | 0 | 0 | 0 | 0 | 0 | 0 | 0 | 0 | 0 | 0 | 0 | 0 | 0 | 0 | 0 | 0 | 0 | 0 | 0 | 0 | 0 | 0 | 0 | 0 | 0 | 0 | 0
|  | Return on Ratebase |  | #DIV/0! | #DIV/0! | #DIV/0! | #DIV/0! | #DIV/0! | #DIV/0! | #DIV/0! | #DIV/0! | #DIV/0! | #DIV/0! | #DIV/0! | #DIV/0! | #DIV/0! | #DIV/0! | #DIV/0! | #DIV/0! | #DIV/0! | #DIV/0! | #DIV/0! | #DIV/0! | #DIV/0! | #DIV/0! | #DIV/0! | #DIV/0! | #DIV/0! | #DIV/0! | #DIV/0! | #DIV/0! | #DIV/0! | #DIV/0! | #DIV/0! | #DIV/0! | #DIV/0! | #DIV/0! | #DIV/0! | #DIV/0! | #DIV/0! | #DIV/0! | #DIV/0! | #DIV/0! | #DIV/0! | #DIV/0! | #DIV/0! | #DIV/0! | #DIV/0! | #DIV/0! | #DIV/0! | #DIV/0! | #DIV/0! | #DIV/0! | #DIV/0! | #DIV/0! | #DIV/0! | #DIV/0! | #DIV/0! | #DIV/0!
|  | Revenue Requirement |  | 0 | 0 | 0 | 0 | 0 | 0 | 0 | 0 | 0 | 0 | 0 | 0 | 0 | 0 | 0 | 0 | 0 | 0 | 0 | 0 | 0 | 0 | 0 | 0 | 0 | 0 | 0 | 0 | 0 | 0 | 0 | 0 | 0 | 0 | 0 | 0 | 0 | 0 | 0 | 0 | 0 | 0 | 0 | 0 | 0 | 0 | 0 | 0 | 0 | 0 | 0 | 0 | 0 | 0 | 0 | 0
|  | Tax Depreciation |  | 0 | 0 | 0 | 0 | 0 | 0 | 0 | 0 | 0 | 0 | 0 | 0 | 0 | 0 | 0 | 0 | 0 | 0 | 0 | 0 | 0 | 0 | 0 | 0 | 0 | 0 | 0 | 0 | 0 | 0 | 0 | 0 | 0 | 0 | 0 | 0 | 0 | 0 | 0 | 0 | 0 | 0 | 0 | 0 | 0 | 0 | 0 | 0 | 0 | 0 | 0 | 0 | 0 | 0 | 0 | 0
|  | Property Taxes |  | 0 | 0 | 0 | 0 | 0 | 0 | 0 | 0 | 0 | 0 | 0 | 0 | 0 | 0 | 0 | 0 | 0 | 0 | 0 | 0 | 0 | 0 | 0 | 0 | 0 | 0 | 0 | 0 | 0 | 0 | 0 | 0 | 0 | 0 | 0 | 0 | 0 | 0 | 0 | 0 | 0 | 0 | 0 | 0 | 0 | 0 | 0 | 0 | 0 | 0 | 0 | 0 | 0 | 0 | 0 | 0
|  | Insurance |  | 0 | 0 | 0 | 0 | 0 | 0 | 0 | 0 | 0 | 0 | 0 | 0 | 0 | 0 | 0 | 0 | 0 | 0 | 0 | 0 | 0 | 0 | 0 | 0 | 0 | 0 | 0 | 0 | 0 | 0 | 0 | 0 | 0 | 0 | 0 | 0 | 0 | 0 | 0 | 0 | 0 | 0 | 0 | 0 | 0 | 0 | 0 | 0 | 0 | 0 | 0 | 0 | 0 | 0 | 0 | 0
|  | Expenses |  | 0 | 0 | 0 | 0 | 0 | 0 | 0 | 0 | 0 | 0 | 0 | 0 | 0 | 0 | 0 | 0 | 0 | 0 | 0 | 0 | 0 | 0 | 0 | 0 | 0 | 0 | 0 | 0 | 0 | 0 | 0 | 0 | 0 | 0 | 0 | 0 | 0 | 0 | 0 | 0 | 0 | 0 | 0 | 0 | 0 | 0 | 0 | 0 | 0 | 0 | 0 | 0 | 0 | 0 | 0 | 0
|  | Taxable Income |  | 0 | 0 | 0 | 0 | 0 | 0 | 0 | 0 | 0 | 0 | 0 | 0 | 0 | 0 | 0 | 0 | 0 | 0 | 0 | 0 | 0 | 0 | 0 | 0 | 0 | 0 | 0 | 0 | 0 | 0 | 0 | 0 | 0 | 0 | 0 | 0 | 0 | 0 | 0 | 0 | 0 | 0 | 0 | 0 | 0 | 0 | 0 | 0 | 0 | 0 | 0 | 0 | 0 | 0 | 0 | 0
|  | Tax Rate |  | 21% | 21% | 21% | 21% | 21% | 21% | 21% | 21% | 21% | 21% | 21% | 21% | 21% | 21% | 21% | 21% | 21% | 21% | 21% | 21% | 21% | 21% | 21% | 21% | 21% | 21% | 21% | 21% | 21% | 21% | 21% | 21% | 21% | 21% | 21% | 21% | 21% | 21% | 21% | 21% | 21% | 21% | 21% | 21% | 21% | 21% | 21% | 21% | 21% | 21% | 21% | 21% | 21% | 21% | 21% | 21%
|  | Taxes |  | 0 | 0 | 0 | 0 | 0 | 0 | 0 | 0 | 0 | 0 | 0 | 0 | 0 | 0 | 0 | 0 | 0 | 0 | 0 | 0 | 0 | 0 | 0 | 0 | 0 | 0 | 0 | 0 | 0 | 0 | 0 | 0 | 0 | 0 | 0 | 0 | 0 | 0 | 0 | 0 | 0 | 0 | 0 | 0 | 0 | 0 | 0 | 0 | 0 | 0 | 0 | 0 | 0 | 0 | 0 | 0

## C&I RoofSolarInc ITC 2025 22%
Solar FINANCIALS
($ 1000s Unless Otherwise Indicated)
| Calendar Year of Fin. Close |  |  | 2020 | 2021 | 2022 | 2023 | 2024 | 2025 | 2026 | 2027 | 2028 | 2029 | 2030 | 2031 | 2032 | 2033 | 2034 | 2035 | 2036 | 2037 | 2038 | 2039 | 2040 | 2041 | 2042 | 2043 | 2044 | 2045 | 2046 | 2047 | 2048 | 2049
| Operating Year |  | 0 | 1 | 2 | 3 | 4 | 5 | 6 | 7 | 8 | 9 | 10 | 11 | 12 | 13 | 14 | 15 | 16 | 17 | 18 | 19 | 20 | 21 | 22 | 23 | 24 | 25 | 26 | 27 | 28 | 29 | 30
| Calendar Year | Capital Invest.
| 2020 | 0
| Gross plant |  |  | 0 | 0 | 0 | 0 | 0 | 0 | 0 | 0 | 0 | 0 | 0 | 0 | 0 | 0 | 0 | 0 | 0 | 0 | 0 | 0 | 0 | 0 | 0 | 0 | 0 | 0 | 0 | 0 | 0 | 0
| Accumulated Depreciation |  |  | 0 | 0 | 0 | 0 | 0 | 0 | 0 | 0 | 0 | 0 | 0 | 0 | 0 | 0 | 0 | 0 | 0 | 0 | 0 | 0 | 0 | 0 | 0 | 0 | 0 | 0 | 0 | 0 | 0 | 0
| Net book value |  |  | 0 | 0 | 0 | 0 | 0 | 0 | 0 | 0 | 0 | 0 | 0 | 0 | 0 | 0 | 0 | 0 | 0 | 0 | 0 | 0 | 0 | 0 | 0 | 0 | 0 | 0 | 0 | 0 | 0 | 0
| ITC |  |  | 0 | 0 | 0 | 0 | 0 | 0 | 0 | 0 | 0 | 0 | 0 | 0 | 0 | 0 | 0 | 0 | 0 | 0 | 0 | 0 | 0 | 0 | 0 | 0 | 0 | 0 | 0 | 0 | 0 | 0
| Accumulated deferred income tax |  |  | 0 | 0 | 0 | 0 | 0 | 0 | 0 | 0 | 0 | 0 | 0 | 0 | 0 | 0 | 0 | 0 | 0 | 0 | 0 | 0 | 0 | 0 | 0 | 0 | 0 | 0 | 0 | 0 | 0 | 0
| Rate Base |  |  | 0 | 0 | 0 | 0 | 0 | 0 | 0 | 0 | 0 | 0 | 0 | 0 | 0 | 0 | 0 | 0 | 0 | 0 | 0 | 0 | 0 | 0 | 0 | 0 | 0 | 0 | 0 | 0 | 0 | 0
| Average rate base |  |  | 0 | 0 | 0 | 0 | 0 | 0 | 0 | 0 | 0 | 0 | 0 | 0 | 0 | 0 | 0 | 0 | 0 | 0 | 0 | 0 | 0 | 0 | 0 | 0 | 0 | 0 | 0 | 0 | 0 | 0
| Pre-tax Return | 0.086076 |  | 0 | 0 | 0 | 0 | 0 | 0 | 0 | 0 | 0 | 0 | 0 | 0 | 0 | 0 | 0 | 0 | 0 | 0 | 0 | 0 | 0 | 0 | 0 | 0 | 0 | 0 | 0 | 0 | 0 | 0
| Book Depreciation |  |  | 0 | 0 | 0 | 0 | 0 | 0 | 0 | 0 | 0 | 0 | 0 | 0 | 0 | 0 | 0 | 0 | 0 | 0 | 0 | 0 | 0 | 0 | 0 | 0 | 0 | 0 | 0 | 0 | 0 | 0
| Insurance |  |  | 0 | 0 | 0 | 0 | 0 | 0 | 0 | 0 | 0 | 0 | 0 | 0 | 0 | 0 | 0 | 0 | 0 | 0 | 0 | 0 | 0 | 0 | 0 | 0 | 0 | 0 | 0 | 0 | 0 | 0
| ITC Amort - Grossed for Taxes |  |  | 0 | 0 | 0 | 0 | 0 | 0 | 0 | 0 | 0 | 0 | 0 | 0 | 0 | 0 | 0 | 0 | 0 | 0 | 0 | 0 | 0 | 0 | 0 | 0 | 0 | 0 | 0 | 0 | 0 | 0
| Property Taxes |  |  | 0 | 0 | 0 | 0 | 0 | 0 | 0 | 0 | 0 | 0 | 0 | 0 | 0 | 0 | 0 | 0 | 0 | 0 | 0 | 0 | 0 | 0 | 0 | 0 | 0 | 0 | 0 | 0 | 0 | 0
| Revenue Requirement |  |  | 0 | 0 | 0 | 0 | 0 | 0 | 0 | 0 | 0 | 0 | 0 | 0 | 0 | 0 | 0 | 0 | 0 | 0 | 0 | 0 | 0 | 0 | 0 | 0 | 0 | 0 | 0 | 0 | 0 | 0
| Book Depreciation |  |  | 0 | 0 | 0 | 0 | 0 | 0 | 0 | 0 | 0 | 0 | 0 | 0 | 0 | 0 | 0 | 0 | 0 | 0 | 0 | 0 | 0 | 0 | 0 | 0 | 0 | 0 | 0 | 0 | 0 | 0
| Tax Depreciation |  |  | 0 | 0 | 0 | 0 | 0 | 0 | 0 | 0 | 0 | 0 | 0 | 0 | 0 | 0 | 0 | 0 | 0 | 0 | 0 | 0 | 0 | 0 | 0 | 0 | 0 | 0 | 0 | 0 | 0 | 0
| Difference between book and tax |  |  | 0 | 0 | 0 | 0 | 0 | 0 | 0 | 0 | 0 | 0 | 0 | 0 | 0 | 0 | 0 | 0 | 0 | 0 | 0 | 0 | 0 | 0 | 0 | 0 | 0 | 0 | 0 | 0 | 0 | 0
| Tax rate |  |  | 0 | 0 | 0 | 0 | 0 | 0 | 0 | 0 | 0 | 0 | 0 | 0 | 0 | 0 | 0 | 0 | 0 | 0 | 0 | 0 | 0 | 0 | 0 | 0 | 0 | 0 | 0 | 0 | 0 | 0
Depreciation Tables
|  | 5 |  | 20% | 32% | 19.2% | 11.52% | 11.52% | 5.76% | 0% | 0% | 0% | 0% | 0% | 0% | 0% | 0% | 0% | 0% | 0% | 0% | 0% | 0% | 0%
|  | 5 | 0: 1; 2020 1: 20%; 2021 2: 32%; 2022 3: 19.2%; 2023 4: 11.52%; 2024 5: 11.52%; 2025 6: 5.76%
|  | 10 | 0: 0; 2020 1: 10%; 2021 2: 18%; 2022 3: 14.4%; 2023 4: 11.52%; 2024 5: 9.22%; 2025 6: 7.37%; 2026 7: 6.55%; 2027 8: 6.55%; 2028 9: 6.56%; 2029 10: 6.55%; 2030 11: 3.28%
|  | 15 | 0: 0; 2020 1: 5%; 2021 2: 9.5%; 2022 3: 8.55%; 2023 4: 7.7%; 2024 5: 6.93%; 2025 6: 6.23%; 2026 7: 5.9%; 2027 8: 5.9%; 2028 9: 5.91%; 2029 10: 5.9%; 2030 11: 5.91%; 2031 12: 5.9%; 2032 13: 5.91%; 2033 14: 5.9%; 2034 15: 5.91%; 2035 16: 2.95%
|  | 20 | 0 | 3.75% | 7.219% | 6.677% | 6.177% | 5.713% | 5.285% | 4.888% | 4.522% | 4.462% | 4.461% | 4.462% | 4.461% | 4.462% | 4.461% | 4.462% | 4.461% | 4.462% | 4.461% | 4.462% | 4.461% | 2.231%
Revenue Requirement by vintage year
2012 $000
|  |  |  | 2020 | 2021 | 2022 | 2023 | 2024 | 2025 | 2026 | 2027 | 2028 | 2029 | 2030 | 2031 | 2032 | 2033 | 2034 | 2035 | 2036 | 2037 | 2038 | 2039 | 2040 | 2041 | 2042 | 2043 | 2044 | 2045 | 2046 | 2047 | 2048 | 2049 | 2050 | 2051 | 2052 | 2053 | 2054 | 2055 | 2056 | 2057 | 2058 | 2059 | 2060 | 2061 | 2062 | 2063 | 2064 | 2065 | 2066 | 2067 | 2068 | 2069 | 2070 | 2071 | 2072 | 2073 | 2074 | 2075
|  | 2020 | 0% | 0 | 0 | 0 | 0 | 0 | 0 | 0 | 0 | 0 | 0 | 0 | 0 | 0 | 0 | 0 | 0 | 0 | 0 | 0 | 0 | 0 | 0 | 0 | 0 | 0 | 0 | 0 | 0 | 0 | 0 | 0 | 0 | 0 | 0 | 0 | 0 | 0 | 0 | 0 | 0 | 0 | 0 | 0 | 0 | 0 | 0 | 0 | 0 | 0 | 0 | 0 | 0 | 0 | 0 | 0 | 0
|  | 2021 | 0% |  | 0 | 0 | 0 | 0 | 0 | 0 | 0 | 0 | 0 | 0 | 0 | 0 | 0 | 0 | 0 | 0 | 0 | 0 | 0 | 0 | 0 | 0 | 0 | 0 | 0 | 0 | 0 | 0 | 0 | 0 | 0 | 0 | 0 | 0 | 0 | 0 | 0 | 0 | 0 | 0 | 0 | 0 | 0 | 0 | 0 | 0 | 0 | 0 | 0 | 0 | 0 | 0 | 0 | 0 | 0
|  | 2022 | 0% |  |  | 0 | 0 | 0 | 0 | 0 | 0 | 0 | 0 | 0 | 0 | 0 | 0 | 0 | 0 | 0 | 0 | 0 | 0 | 0 | 0 | 0 | 0 | 0 | 0 | 0 | 0 | 0 | 0 | 0 | 0 | 0 | 0 | 0 | 0 | 0 | 0 | 0 | 0 | 0 | 0 | 0 | 0 | 0 | 0 | 0 | 0 | 0 | 0 | 0 | 0 | 0 | 0 | 0 | 0
|  | 2023 | 0% |  |  |  | 0 | 0 | 0 | 0 | 0 | 0 | 0 | 0 | 0 | 0 | 0 | 0 | 0 | 0 | 0 | 0 | 0 | 0 | 0 | 0 | 0 | 0 | 0 | 0 | 0 | 0 | 0 | 0 | 0 | 0 | 0 | 0 | 0 | 0 | 0 | 0 | 0 | 0 | 0 | 0 | 0 | 0 | 0 | 0 | 0 | 0 | 0 | 0 | 0 | 0 | 0 | 0 | 0
|  | 2024 | 0% |  |  |  |  | 0 | 0 | 0 | 0 | 0 | 0 | 0 | 0 | 0 | 0 | 0 | 0 | 0 | 0 | 0 | 0 | 0 | 0 | 0 | 0 | 0 | 0 | 0 | 0 | 0 | 0 | 0 | 0 | 0 | 0 | 0 | 0 | 0 | 0 | 0 | 0 | 0 | 0 | 0 | 0 | 0 | 0 | 0 | 0 | 0 | 0 | 0 | 0 | 0 | 0 | 0 | 0
|  | 2025 | 0% | [5 empty] | 0 | 0 | 0 | 0 | 0 | 0 | 0 | 0 | 0 | 0 | 0 | 0 | 0 | 0 | 0 | 0 | 0 | 0 | 0 | 0 | 0 | 0 | 0 | 0 | 0 | 0 | 0 | 0 | 0 | 0 | 0 | 0 | 0 | 0 | 0 | 0 | 0 | 0 | 0 | 0 | 0 | 0 | 0 | 0 | 0 | 0 | 0 | 0 | 0 | 0 | 0
|  | 2026 | 0% | [6 empty] | 0 | 0 | 0 | 0 | 0 | 0 | 0 | 0 | 0 | 0 | 0 | 0 | 0 | 0 | 0 | 0 | 0 | 0 | 0 | 0 | 0 | 0 | 0 | 0 | 0 | 0 | 0 | 0 | 0 | 0 | 0 | 0 | 0 | 0 | 0 | 0 | 0 | 0 | 0 | 0 | 0 | 0 | 0 | 0 | 0 | 0 | 0 | 0 | 0 | 0
|  | 2027 | 0% | [7 empty] | 0 | 0 | 0 | 0 | 0 | 0 | 0 | 0 | 0 | 0 | 0 | 0 | 0 | 0 | 0 | 0 | 0 | 0 | 0 | 0 | 0 | 0 | 0 | 0 | 0 | 0 | 0 | 0 | 0 | 0 | 0 | 0 | 0 | 0 | 0 | 0 | 0 | 0 | 0 | 0 | 0 | 0 | 0 | 0 | 0 | 0 | 0 | 0 | 0
|  | 2028 | 0% | [8 empty] | 0 | 0 | 0 | 0 | 0 | 0 | 0 | 0 | 0 | 0 | 0 | 0 | 0 | 0 | 0 | 0 | 0 | 0 | 0 | 0 | 0 | 0 | 0 | 0 | 0 | 0 | 0 | 0 | 0 | 0 | 0 | 0 | 0 | 0 | 0 | 0 | 0 | 0 | 0 | 0 | 0 | 0 | 0 | 0 | 0 | 0 | 0 | 0
|  | 2029 | 0% | [9 empty] | 0 | 0 | 0 | 0 | 0 | 0 | 0 | 0 | 0 | 0 | 0 | 0 | 0 | 0 | 0 | 0 | 0 | 0 | 0 | 0 | 0 | 0 | 0 | 0 | 0 | 0 | 0 | 0 | 0 | 0 | 0 | 0 | 0 | 0 | 0 | 0 | 0 | 0 | 0 | 0 | 0 | 0 | 0 | 0 | 0 | 0 | 0
|  | 2030 | 0% | [10 empty] | 0 | 0 | 0 | 0 | 0 | 0 | 0 | 0 | 0 | 0 | 0 | 0 | 0 | 0 | 0 | 0 | 0 | 0 | 0 | 0 | 0 | 0 | 0 | 0 | 0 | 0 | 0 | 0 | 0 | 0 | 0 | 0 | 0 | 0 | 0 | 0 | 0 | 0 | 0 | 0 | 0 | 0 | 0 | 0 | 0 | 0
|  | 2031 | 0% | [11 empty] | 0 | 0 | 0 | 0 | 0 | 0 | 0 | 0 | 0 | 0 | 0 | 0 | 0 | 0 | 0 | 0 | 0 | 0 | 0 | 0 | 0 | 0 | 0 | 0 | 0 | 0 | 0 | 0 | 0 | 0 | 0 | 0 | 0 | 0 | 0 | 0 | 0 | 0 | 0 | 0 | 0 | 0 | 0 | 0 | 0
|  | 2032 | 0% | [12 empty] | 0 | 0 | 0 | 0 | 0 | 0 | 0 | 0 | 0 | 0 | 0 | 0 | 0 | 0 | 0 | 0 | 0 | 0 | 0 | 0 | 0 | 0 | 0 | 0 | 0 | 0 | 0 | 0 | 0 | 0 | 0 | 0 | 0 | 0 | 0 | 0 | 0 | 0 | 0 | 0 | 0 | 0 | 0 | 0
|  | 2033 | 0% | [13 empty] | 0 | 0 | 0 | 0 | 0 | 0 | 0 | 0 | 0 | 0 | 0 | 0 | 0 | 0 | 0 | 0 | 0 | 0 | 0 | 0 | 0 | 0 | 0 | 0 | 0 | 0 | 0 | 0 | 0 | 0 | 0 | 0 | 0 | 0 | 0 | 0 | 0 | 0 | 0 | 0 | 0 | 0 | 0
|  | 2034 | 0% | [14 empty] | 0 | 0 | 0 | 0 | 0 | 0 | 0 | 0 | 0 | 0 | 0 | 0 | 0 | 0 | 0 | 0 | 0 | 0 | 0 | 0 | 0 | 0 | 0 | 0 | 0 | 0 | 0 | 0 | 0 | 0 | 0 | 0 | 0 | 0 | 0 | 0 | 0 | 0 | 0 | 0 | 0 | 0
|  | 2035 | 0% | [15 empty] | 0 | 0 | 0 | 0 | 0 | 0 | 0 | 0 | 0 | 0 | 0 | 0 | 0 | 0 | 0 | 0 | 0 | 0 | 0 | 0 | 0 | 0 | 0 | 0 | 0 | 0 | 0 | 0 | 0 | 0 | 0 | 0 | 0 | 0 | 0 | 0 | 0 | 0 | 0 | 0 | 0
|  | 2036 | 0% | [16 empty] | 0 | 0 | 0 | 0 | 0 | 0 | 0 | 0 | 0 | 0 | 0 | 0 | 0 | 0 | 0 | 0 | 0 | 0 | 0 | 0 | 0 | 0 | 0 | 0 | 0 | 0 | 0 | 0 | 0 | 0 | 0 | 0 | 0 | 0 | 0 | 0 | 0 | 0 | 0 | 0
|  | 2037 | 0% | [17 empty] | 0 | 0 | 0 | 0 | 0 | 0 | 0 | 0 | 0 | 0 | 0 | 0 | 0 | 0 | 0 | 0 | 0 | 0 | 0 | 0 | 0 | 0 | 0 | 0 | 0 | 0 | 0 | 0 | 0 | 0 | 0 | 0 | 0 | 0 | 0 | 0 | 0 | 0 | 0
|  | 2038 | 0% | [18 empty] | 0 | 0 | 0 | 0 | 0 | 0 | 0 | 0 | 0 | 0 | 0 | 0 | 0 | 0 | 0 | 0 | 0 | 0 | 0 | 0 | 0 | 0 | 0 | 0 | 0 | 0 | 0 | 0 | 0 | 0 | 0 | 0 | 0 | 0 | 0 | 0 | 0 | 0
|  | 2039 | 0% | [19 empty] | 0 | 0 | 0 | 0 | 0 | 0 | 0 | 0 | 0 | 0 | 0 | 0 | 0 | 0 | 0 | 0 | 0 | 0 | 0 | 0 | 0 | 0 | 0 | 0 | 0 | 0 | 0 | 0 | 0 | 0 | 0 | 0 | 0 | 0 | 0 | 0 | 0
Revenue Requirement by vintage year
2012 $/MW-wk
| Aurora Input |  | Levelized Cost | 2020 | 2021 | 2022 | 2023 | 2024 | 2025 | 2026 | 2027 | 2028 | 2029 | 2030 | 2031 | 2032 | 2033 | 2034 | 2035 | 2036 | 2037 | 2038 | 2039 | 2040 | 2041 | 2042 | 2043 | 2044 | 2045 | 2046 | 2047 | 2048 | 2049 | 2050 | 2051 | 2052 | 2053 | 2054 | 2055 | 2056 | 2057 | 2058 | 2059 | 2060 | 2061 | 2062 | 2063 | 2064 | 2065 | 2066 | 2067 | 2068 | 2069 | 2070 | 2071 | 2072 | 2073 | 2074 | 2075
|  | 2020 | 0 | 0 | 0 | 0 | 0 | 0 | 0 | 0 | 0 | 0 | 0 | 0 | 0 | 0 | 0 | 0 | 0 | 0 | 0 | 0 | 0 | 0 | 0 | 0 | 0 | 0 | 0 | 0 | 0 | 0 | 0 | 0 | 0 | 0 | 0 | 0 | 0 | 0 | 0 | 0 | 0 | 0 | 0 | 0 | 0 | 0 | 0 | 0 | 0 | 0 | 0 | 0 | 0 | 0 | 0 | 0 | 0
|  | 2021 | 0 |  | 0 | 0 | 0 | 0 | 0 | 0 | 0 | 0 | 0 | 0 | 0 | 0 | 0 | 0 | 0 | 0 | 0 | 0 | 0 | 0 | 0 | 0 | 0 | 0 | 0 | 0 | 0 | 0 | 0 | 0 | 0 | 0 | 0 | 0 | 0 | 0 | 0 | 0 | 0 | 0 | 0 | 0 | 0 | 0 | 0 | 0 | 0 | 0 | 0 | 0 | 0 | 0 | 0 | 0 | 0
|  | 2022 | 0 |  |  | 0 | 0 | 0 | 0 | 0 | 0 | 0 | 0 | 0 | 0 | 0 | 0 | 0 | 0 | 0 | 0 | 0 | 0 | 0 | 0 | 0 | 0 | 0 | 0 | 0 | 0 | 0 | 0 | 0 | 0 | 0 | 0 | 0 | 0 | 0 | 0 | 0 | 0 | 0 | 0 | 0 | 0 | 0 | 0 | 0 | 0 | 0 | 0 | 0 | 0 | 0 | 0 | 0 | 0
|  | 2023 | 0 |  |  |  | 0 | 0 | 0 | 0 | 0 | 0 | 0 | 0 | 0 | 0 | 0 | 0 | 0 | 0 | 0 | 0 | 0 | 0 | 0 | 0 | 0 | 0 | 0 | 0 | 0 | 0 | 0 | 0 | 0 | 0 | 0 | 0 | 0 | 0 | 0 | 0 | 0 | 0 | 0 | 0 | 0 | 0 | 0 | 0 | 0 | 0 | 0 | 0 | 0 | 0 | 0 | 0 | 0
|  | 2024 | 0 |  |  |  |  | 0 | 0 | 0 | 0 | 0 | 0 | 0 | 0 | 0 | 0 | 0 | 0 | 0 | 0 | 0 | 0 | 0 | 0 | 0 | 0 | 0 | 0 | 0 | 0 | 0 | 0 | 0 | 0 | 0 | 0 | 0 | 0 | 0 | 0 | 0 | 0 | 0 | 0 | 0 | 0 | 0 | 0 | 0 | 0 | 0 | 0 | 0 | 0 | 0 | 0 | 0 | 0
|  | 2025 | 0 | [5 empty] | 0 | 0 | 0 | 0 | 0 | 0 | 0 | 0 | 0 | 0 | 0 | 0 | 0 | 0 | 0 | 0 | 0 | 0 | 0 | 0 | 0 | 0 | 0 | 0 | 0 | 0 | 0 | 0 | 0 | 0 | 0 | 0 | 0 | 0 | 0 | 0 | 0 | 0 | 0 | 0 | 0 | 0 | 0 | 0 | 0 | 0 | 0 | 0 | 0 | 0 | 0
|  | 2026 | 0 | [6 empty] | 0 | 0 | 0 | 0 | 0 | 0 | 0 | 0 | 0 | 0 | 0 | 0 | 0 | 0 | 0 | 0 | 0 | 0 | 0 | 0 | 0 | 0 | 0 | 0 | 0 | 0 | 0 | 0 | 0 | 0 | 0 | 0 | 0 | 0 | 0 | 0 | 0 | 0 | 0 | 0 | 0 | 0 | 0 | 0 | 0 | 0 | 0 | 0 | 0 | 0
|  | 2027 | 0 | [7 empty] | 0 | 0 | 0 | 0 | 0 | 0 | 0 | 0 | 0 | 0 | 0 | 0 | 0 | 0 | 0 | 0 | 0 | 0 | 0 | 0 | 0 | 0 | 0 | 0 | 0 | 0 | 0 | 0 | 0 | 0 | 0 | 0 | 0 | 0 | 0 | 0 | 0 | 0 | 0 | 0 | 0 | 0 | 0 | 0 | 0 | 0 | 0 | 0 | 0
|  | 2028 | 0 | [8 empty] | 0 | 0 | 0 | 0 | 0 | 0 | 0 | 0 | 0 | 0 | 0 | 0 | 0 | 0 | 0 | 0 | 0 | 0 | 0 | 0 | 0 | 0 | 0 | 0 | 0 | 0 | 0 | 0 | 0 | 0 | 0 | 0 | 0 | 0 | 0 | 0 | 0 | 0 | 0 | 0 | 0 | 0 | 0 | 0 | 0 | 0 | 0 | 0
|  | 2029 | 0 | [9 empty] | 0 | 0 | 0 | 0 | 0 | 0 | 0 | 0 | 0 | 0 | 0 | 0 | 0 | 0 | 0 | 0 | 0 | 0 | 0 | 0 | 0 | 0 | 0 | 0 | 0 | 0 | 0 | 0 | 0 | 0 | 0 | 0 | 0 | 0 | 0 | 0 | 0 | 0 | 0 | 0 | 0 | 0 | 0 | 0 | 0 | 0 | 0
|  | 2030 | 0 | [10 empty] | 0 | 0 | 0 | 0 | 0 | 0 | 0 | 0 | 0 | 0 | 0 | 0 | 0 | 0 | 0 | 0 | 0 | 0 | 0 | 0 | 0 | 0 | 0 | 0 | 0 | 0 | 0 | 0 | 0 | 0 | 0 | 0 | 0 | 0 | 0 | 0 | 0 | 0 | 0 | 0 | 0 | 0 | 0 | 0 | 0 | 0
|  | 2031 | 0 | [11 empty] | 0 | 0 | 0 | 0 | 0 | 0 | 0 | 0 | 0 | 0 | 0 | 0 | 0 | 0 | 0 | 0 | 0 | 0 | 0 | 0 | 0 | 0 | 0 | 0 | 0 | 0 | 0 | 0 | 0 | 0 | 0 | 0 | 0 | 0 | 0 | 0 | 0 | 0 | 0 | 0 | 0 | 0 | 0 | 0 | 0
|  | 2032 | 0 | [12 empty] | 0 | 0 | 0 | 0 | 0 | 0 | 0 | 0 | 0 | 0 | 0 | 0 | 0 | 0 | 0 | 0 | 0 | 0 | 0 | 0 | 0 | 0 | 0 | 0 | 0 | 0 | 0 | 0 | 0 | 0 | 0 | 0 | 0 | 0 | 0 | 0 | 0 | 0 | 0 | 0 | 0 | 0 | 0 | 0
|  | 2033 | 0 | [13 empty] | 0 | 0 | 0 | 0 | 0 | 0 | 0 | 0 | 0 | 0 | 0 | 0 | 0 | 0 | 0 | 0 | 0 | 0 | 0 | 0 | 0 | 0 | 0 | 0 | 0 | 0 | 0 | 0 | 0 | 0 | 0 | 0 | 0 | 0 | 0 | 0 | 0 | 0 | 0 | 0 | 0 | 0 | 0
|  | 2034 | 0 | [14 empty] | 0 | 0 | 0 | 0 | 0 | 0 | 0 | 0 | 0 | 0 | 0 | 0 | 0 | 0 | 0 | 0 | 0 | 0 | 0 | 0 | 0 | 0 | 0 | 0 | 0 | 0 | 0 | 0 | 0 | 0 | 0 | 0 | 0 | 0 | 0 | 0 | 0 | 0 | 0 | 0 | 0 | 0
|  | 2035 | 0 | [15 empty] | 0 | 0 | 0 | 0 | 0 | 0 | 0 | 0 | 0 | 0 | 0 | 0 | 0 | 0 | 0 | 0 | 0 | 0 | 0 | 0 | 0 | 0 | 0 | 0 | 0 | 0 | 0 | 0 | 0 | 0 | 0 | 0 | 0 | 0 | 0 | 0 | 0 | 0 | 0 | 0 | 0
|  | 2036 | 0 | [16 empty] | 0 | 0 | 0 | 0 | 0 | 0 | 0 | 0 | 0 | 0 | 0 | 0 | 0 | 0 | 0 | 0 | 0 | 0 | 0 | 0 | 0 | 0 | 0 | 0 | 0 | 0 | 0 | 0 | 0 | 0 | 0 | 0 | 0 | 0 | 0 | 0 | 0 | 0 | 0 | 0
|  | 2037 | 0 | [17 empty] | 0 | 0 | 0 | 0 | 0 | 0 | 0 | 0 | 0 | 0 | 0 | 0 | 0 | 0 | 0 | 0 | 0 | 0 | 0 | 0 | 0 | 0 | 0 | 0 | 0 | 0 | 0 | 0 | 0 | 0 | 0 | 0 | 0 | 0 | 0 | 0 | 0 | 0 | 0
|  | 2038 | 0 | [18 empty] | 0 | 0 | 0 | 0 | 0 | 0 | 0 | 0 | 0 | 0 | 0 | 0 | 0 | 0 | 0 | 0 | 0 | 0 | 0 | 0 | 0 | 0 | 0 | 0 | 0 | 0 | 0 | 0 | 0 | 0 | 0 | 0 | 0 | 0 | 0 | 0 | 0 | 0
|  | 2039 | 0 | [19 empty] | 0 | 0 | 0 | 0 | 0 | 0 | 0 | 0 | 0 | 0 | 0 | 0 | 0 | 0 | 0 | 0 | 0 | 0 | 0 | 0 | 0 | 0 | 0 | 0 | 0 | 0 | 0 | 0 | 0 | 0 | 0 | 0 | 0 | 0 | 0 | 0 | 0
Annual Change (%) | bar: 2020 to 2075
|  | Levelized Capital Cost ($/MW-wk) |  | 0 | 0 | 0 | 0 | 0 | 0 | 0 | 0 | 0 | 0 | 0 | 0 | 0 | 0 | 0 | 0 | 0 | 0 | 0 | 0 | 0 | 0 | 0 | 0 | 0 | 0 | 0 | 0 | 0 | 0 | 0 | 0 | 0 | 0 | 0 | 0 | 0 | 0 | 0 | 0 | 0 | 0 | 0 | 0 | 0 | 0 | 0 | 0 | 0 | 0 | 0 | 0 | 0 | 0 | 0 | 0
|  | Economic Life | 30
|  | check s/b 0 | 0
itc
|  |  |  | 30% | 30% | 30% | 30% | 26% | 22% | 10% | 10% | 10% | 10% | 10% | 10% | 10% | 10% | 10% | 10% | 10% | 10% | 10% | 10% | 10% | 10% | 10% | 10% | 10% | 10% | 10% | 10% | 10% | 10% | 10% | 10% | 10% | 10% | 10% | 10% | 10% | 10% | 10% | 10% | 10% | 10% | 10% | 10% | 10% | 10% | 10% | 10% | 10% | 10% | 10% | 10% | 10% | 10% | 10% | 10%
ITC
| Revenue Requirement by vintage year | 0 | 0 | 0 | 0 | 0 | 0 | 0 | 0 | 0 | 0 | 0 | 0 | 0 | 0 | 0 | 0 | 0 | 0 | 0 | 0 | 0 | 0 | 0 | 0 | 0 | 0 | 0 | 0 | 0 |  | 0 | 0 | 0 | 0 | 0 | 0 | 0 | 0 | 0 | 0 | 0 | 0 | 0 | 0 | 0 | 0 | 0 | 0 | 0 | 0 | 0 | 0 | 0 | 0 | 0 | 0 | 0 | 0 | 0
| 2012 $/MW-wk | 0 | 0 | 0 | 0 | 0 | 0 | 0 | 0 | 0 | 0 | 0 | 0 | 0 | 0 | 0 | 0 | 0 | 0 | 0 | 0 | 0 | 0 | 0 | 0 | 0 | 0 | 0 | 0 | 0 |  | 0 | 0 | 0 | 0 | 0 | 0 | 0 | 0 | 0 | 0 | 0 | 0 | 0 | 0 | 0 | 0 | 0 | 0 | 0 | 0 | 0 | 0 | 0 | 0 | 0 | 0 | 0 | 0 | 0
| Aurora Input | 0 | Levelized Cost | 2020 | 2021 | 2022 | 2023 | 2024 | 2025 | 2026 | 2027 | 2028 | 2029 | 2030 | 2031 | 2032 | 2033 | 2034 | 2035 | 2036 | 2037 | 2038 | 2039 | 2040 | 2041 | 2042 | 2043 | 2044 | 2045 | 2046 | Levelized | 2047 | 2048 | 2049 | 2050 | 2051 | 2052 | 2053 | 2054 | 2055 | 2056 | 2057 | 2058 | 2059 | 2060 | 2061 | 2062 | 2063 | 2064 | 2065 | 2066 | 2067 | 2068 | 2069 | 2070 | 2071 | 2072 | 2073 | 2074 | 2075
| 0 | 2020 | 0 | 0 | 0 | 0 | 0 | 0 | 0 | 0 | 0 | 0 | 0 | 0 | 0 | 0 | 0 | 0 | 0 | 0 | 0 | 0 | 0 | 0 | 0 | 0 | 0 | 0 | 0 | 0 | 0 | 0 | 0 | 0 | 0 | 0 | 0 | 0 | 0 | 0 | 0 | 0 | 0 | 0 | 0 | 0 | 0 | 0 | 0 | 0 | 0 | 0 | 0 | 0 | 0 | 0 | 0 | 0 | 0 | 0
| 0 | 2021 | 0 | 0 | 0 | 0 | 0 | 0 | 0 | 0 | 0 | 0 | 0 | 0 | 0 | 0 | 0 | 0 | 0 | 0 | 0 | 0 | 0 | 0 | 0 | 0 | 0 | 0 | 0 | 0 | 0 | 0 | 0 | 0 | 0 | 0 | 0 | 0 | 0 | 0 | 0 | 0 | 0 | 0 | 0 | 0 | 0 | 0 | 0 | 0 | 0 | 0 | 0 | 0 | 0 | 0 | 0 | 0 | 0 | 0
| 0 | 2022 | 0 | 0 | 0 | 0 | 0 | 0 | 0 | 0 | 0 | 0 | 0 | 0 | 0 | 0 | 0 | 0 | 0 | 0 | 0 | 0 | 0 | 0 | 0 | 0 | 0 | 0 | 0 | 0 | 0 | 0 | 0 | 0 | 0 | 0 | 0 | 0 | 0 | 0 | 0 | 0 | 0 | 0 | 0 | 0 | 0 | 0 | 0 | 0 | 0 | 0 | 0 | 0 | 0 | 0 | 0 | 0 | 0 | 0
| 0 | 2023 | 0 | 0 | 0 | 0 | 0 | 0 | 0 | 0 | 0 | 0 | 0 | 0 | 0 | 0 | 0 | 0 | 0 | 0 | 0 | 0 | 0 | 0 | 0 | 0 | 0 | 0 | 0 | 0 | 0 | 0 | 0 | 0 | 0 | 0 | 0 | 0 | 0 | 0 | 0 | 0 | 0 | 0 | 0 | 0 | 0 | 0 | 0 | 0 | 0 | 0 | 0 | 0 | 0 | 0 | 0 | 0 | 0 | 0
| 0 | 2024 | 0 | 0 | 0 | 0 | 0 | 0 | 0 | 0 | 0 | 0 | 0 | 0 | 0 | 0 | 0 | 0 | 0 | 0 | 0 | 0 | 0 | 0 | 0 | 0 | 0 | 0 | 0 | 0 | 0 | 0 | 0 | 0 | 0 | 0 | 0 | 0 | 0 | 0 | 0 | 0 | 0 | 0 | 0 | 0 | 0 | 0 | 0 | 0 | 0 | 0 | 0 | 0 | 0 | 0 | 0 | 0 | 0 | 0
| 0 | 2025 | 0 | 0 | 0 | 0 | 0 | 0 | 0 | 0 | 0 | 0 | 0 | 0 | 0 | 0 | 0 | 0 | 0 | 0 | 0 | 0 | 0 | 0 | 0 | 0 | 0 | 0 | 0 | 0 | 0 | 0 | 0 | 0 | 0 | 0 | 0 | 0 | 0 | 0 | 0 | 0 | 0 | 0 | 0 | 0 | 0 | 0 | 0 | 0 | 0 | 0 | 0 | 0 | 0 | 0 | 0 | 0 | 0 | 0
| 0 | 2026 | 0 | 0 | 0 | 0 | 0 | 0 | 0 | 0 | 0 | 0 | 0 | 0 | 0 | 0 | 0 | 0 | 0 | 0 | 0 | 0 | 0 | 0 | 0 | 0 | 0 | 0 | 0 | 0 | 0 | 0 | 0 | 0 | 0 | 0 | 0 | 0 | 0 | 0 | 0 | 0 | 0 | 0 | 0 | 0 | 0 | 0 | 0 | 0 | 0 | 0 | 0 | 0 | 0 | 0 | 0 | 0 | 0 | 0
| 0 | 2027 | 0 | 0 | 0 | 0 | 0 | 0 | 0 | 0 | 0 | 0 | 0 | 0 | 0 | 0 | 0 | 0 | 0 | 0 | 0 | 0 | 0 | 0 | 0 | 0 | 0 | 0 | 0 | 0 | 0 | 0 | 0 | 0 | 0 | 0 | 0 | 0 | 0 | 0 | 0 | 0 | 0 | 0 | 0 | 0 | 0 | 0 | 0 | 0 | 0 | 0 | 0 | 0 | 0 | 0 | 0 | 0 | 0 | 0
| 0 | 2028 | 0 | 0 | 0 | 0 | 0 | 0 | 0 | 0 | 0 | 0 | 0 | 0 | 0 | 0 | 0 | 0 | 0 | 0 | 0 | 0 | 0 | 0 | 0 | 0 | 0 | 0 | 0 | 0 | 0 | 0 | 0 | 0 | 0 | 0 | 0 | 0 | 0 | 0 | 0 | 0 | 0 | 0 | 0 | 0 | 0 | 0 | 0 | 0 | 0 | 0 | 0 | 0 | 0 | 0 | 0 | 0 | 0 | 0
| 0 | 2029 | 0 | 0 | 0 | 0 | 0 | 0 | 0 | 0 | 0 | 0 | 0 | 0 | 0 | 0 | 0 | 0 | 0 | 0 | 0 | 0 | 0 | 0 | 0 | 0 | 0 | 0 | 0 | 0 | 0 | 0 | 0 | 0 | 0 | 0 | 0 | 0 | 0 | 0 | 0 | 0 | 0 | 0 | 0 | 0 | 0 | 0 | 0 | 0 | 0 | 0 | 0 | 0 | 0 | 0 | 0 | 0 | 0 | 0
| 0 | 2030 | 0 | 0 | 0 | 0 | 0 | 0 | 0 | 0 | 0 | 0 | 0 | 0 | 0 | 0 | 0 | 0 | 0 | 0 | 0 | 0 | 0 | 0 | 0 | 0 | 0 | 0 | 0 | 0 | 0 | 0 | 0 | 0 | 0 | 0 | 0 | 0 | 0 | 0 | 0 | 0 | 0 | 0 | 0 | 0 | 0 | 0 | 0 | 0 | 0 | 0 | 0 | 0 | 0 | 0 | 0 | 0 | 0 | 0
| 0 | 2031 | 0 | 0 | 0 | 0 | 0 | 0 | 0 | 0 | 0 | 0 | 0 | 0 | 0 | 0 | 0 | 0 | 0 | 0 | 0 | 0 | 0 | 0 | 0 | 0 | 0 | 0 | 0 | 0 | 0 | 0 | 0 | 0 | 0 | 0 | 0 | 0 | 0 | 0 | 0 | 0 | 0 | 0 | 0 | 0 | 0 | 0 | 0 | 0 | 0 | 0 | 0 | 0 | 0 | 0 | 0 | 0 | 0 | 0
| 0 | 2032 | 0 | 0 | 0 | 0 | 0 | 0 | 0 | 0 | 0 | 0 | 0 | 0 | 0 | 0 | 0 | 0 | 0 | 0 | 0 | 0 | 0 | 0 | 0 | 0 | 0 | 0 | 0 | 0 | 0 | 0 | 0 | 0 | 0 | 0 | 0 | 0 | 0 | 0 | 0 | 0 | 0 | 0 | 0 | 0 | 0 | 0 | 0 | 0 | 0 | 0 | 0 | 0 | 0 | 0 | 0 | 0 | 0 | 0
| 0 | 2033 | 0 | 0 | 0 | 0 | 0 | 0 | 0 | 0 | 0 | 0 | 0 | 0 | 0 | 0 | 0 | 0 | 0 | 0 | 0 | 0 | 0 | 0 | 0 | 0 | 0 | 0 | 0 | 0 | 0 | 0 | 0 | 0 | 0 | 0 | 0 | 0 | 0 | 0 | 0 | 0 | 0 | 0 | 0 | 0 | 0 | 0 | 0 | 0 | 0 | 0 | 0 | 0 | 0 | 0 | 0 | 0 | 0 | 0
| 0 | 2034 | 0 | 0 | 0 | 0 | 0 | 0 | 0 | 0 | 0 | 0 | 0 | 0 | 0 | 0 | 0 | 0 | 0 | 0 | 0 | 0 | 0 | 0 | 0 | 0 | 0 | 0 | 0 | 0 | 0 | 0 | 0 | 0 | 0 | 0 | 0 | 0 | 0 | 0 | 0 | 0 | 0 | 0 | 0 | 0 | 0 | 0 | 0 | 0 | 0 | 0 | 0 | 0 | 0 | 0 | 0 | 0 | 0 | 0
| 0 | 2035 | 0 | 0 | 0 | 0 | 0 | 0 | 0 | 0 | 0 | 0 | 0 | 0 | 0 | 0 | 0 | 0 | 0 | 0 | 0 | 0 | 0 | 0 | 0 | 0 | 0 | 0 | 0 | 0 | 0 | 0 | 0 | 0 | 0 | 0 | 0 | 0 | 0 | 0 | 0 | 0 | 0 | 0 | 0 | 0 | 0 | 0 | 0 | 0 | 0 | 0 | 0 | 0 | 0 | 0 | 0 | 0 | 0 | 0
| 0 | 2036 | 0 | 0 | 0 | 0 | 0 | 0 | 0 | 0 | 0 | 0 | 0 | 0 | 0 | 0 | 0 | 0 | 0 | 0 | 0 | 0 | 0 | 0 | 0 | 0 | 0 | 0 | 0 | 0 | 0 | 0 | 0 | 0 | 0 | 0 | 0 | 0 | 0 | 0 | 0 | 0 | 0 | 0 | 0 | 0 | 0 | 0 | 0 | 0 | 0 | 0 | 0 | 0 | 0 | 0 | 0 | 0 | 0 | 0
| 0 | 2037 | 0 | 0 | 0 | 0 | 0 | 0 | 0 | 0 | 0 | 0 | 0 | 0 | 0 | 0 | 0 | 0 | 0 | 0 | 0 | 0 | 0 | 0 | 0 | 0 | 0 | 0 | 0 | 0 | 0 | 0 | 0 | 0 | 0 | 0 | 0 | 0 | 0 | 0 | 0 | 0 | 0 | 0 | 0 | 0 | 0 | 0 | 0 | 0 | 0 | 0 | 0 | 0 | 0 | 0 | 0 | 0 | 0 | 0
| 0 | 2038 | 0 | 0 | 0 | 0 | 0 | 0 | 0 | 0 | 0 | 0 | 0 | 0 | 0 | 0 | 0 | 0 | 0 | 0 | 0 | 0 | 0 | 0 | 0 | 0 | 0 | 0 | 0 | 0 | 0 | 0 | 0 | 0 | 0 | 0 | 0 | 0 | 0 | 0 | 0 | 0 | 0 | 0 | 0 | 0 | 0 | 0 | 0 | 0 | 0 | 0 | 0 | 0 | 0 | 0 | 0 | 0 | 0 | 0
| 0 | 2039 | 0 | 0 | 0 | 0 | 0 | 0 | 0 | 0 | 0 | 0 | 0 | 0 | 0 | 0 | 0 | 0 | 0 | 0 | 0 | 0 | 0 | 0 | 0 | 0 | 0 | 0 | 0 | 0 | 0 | 0 | 0 | 0 | 0 | 0 | 0 | 0 | 0 | 0 | 0 | 0 | 0 | 0 | 0 | 0 | 0 | 0 | 0 | 0 | 0 | 0 | 0 | 0 | 0 | 0 | 0 | 0 | 0 | 0
| 2020-2023 | 30% |  | 0 | [27 empty] | 2064: 0; 2065: 0; 2066: 0; 2067: 0; 2068: 0; 2069: 0; 2070: 0; 2071: 0; 2072: 0; 2073: 0; 2074: 0
| 2024 | 26% |  | 0 | [36 empty] | 0 | 0 | 0 | 0 | 0 | 0 | 0 | 0 | 0 | 0 | 0 | 0 | 0 | 0 | 0 | 0 | 0 | 0 | 0
| 2025 | 22% |  | 0 | [36 empty] | 0 | 0 | 0 | 0 | 0 | 0 | 0 | 0 | 0 | 0 | 0 | 0 | 0 | 0 | 0 | 0 | 0 | 0 | 0
| Start 2026 | 10% |  | 0 | [36 empty] | 0 | 0 | 0 | 0 | 0 | 0 | 0 | 0 | 0 | 0 | 0 | 0 | 0 | 0 | 0 | 0 | 0 | 0 | 0
[41 empty] | 0 | 0 | 0 | 0 | 0 | 0 | 0 | 0 | 0 | 0 | 0 | 0 | 0 | 0 | 0 | 0 | 0 | 0 | 0
[41 empty] | 0 | 0 | 0 | 0 | 0 | 0 | 0 | 0 | 0 | 0 | 0 | 0 | 0 | 0 | 0 | 0 | 0 | 0 | 0
Amortization
|  | 30% |  | 0 | 0 | 0 | 0 | 0 | 0 | 0 | 0 | 0 | 0 | 0 | 0 | 0 | 0 | 0 | 0 | 0 | 0 | 0 | 0 | 0 | 0 | 0 | 0 | 0 | 0 | 0 | 0 | 0 | 0 | 0 | 0 | 0 | 0 | 0 | 0 | 0 | 0 | 0 | 0 | 0 | 0 | 0 | 0 | 0 | 0 | 0 | 0 | 0 | 0 | 0 | 0 | 0 | 0 | 0 | 0
|  | 26% |  | 0 | 0 | 0 | 0 | 0 | 0 | 0 | 0 | 0 | 0 | 0 | 0 | 0 | 0 | 0 | 0 | 0 | 0 | 0 | 0 | 0 | 0 | 0 | 0 | 0 | 0 | 0 | 0 | 0 | 0 | 0 | 0 | 0 | 0 | 0 | 0 | 0 | 0 | 0 | 0 | 0 | 0 | 0 | 0 | 0 | 0 | 0 | 0 | 0 | 0 | 0 | 0 | 0 | 0 | 0 | 0
|  | 22% |  | 0 | 0 | 0 | 0 | 0 | 0 | 0 | 0 | 0 | 0 | 0 | 0 | 0 | 0 | 0 | 0 | 0 | 0 | 0 | 0 | 0 | 0 | 0 | 0 | 0 | 0 | 0 | 0 | 0 | 0 | 0 | 0 | 0 | 0 | 0 | 0 | 0 | 0 | 0 | 0 | 0 | 0 | 0 | 0 | 0 | 0 | 0 | 0 | 0 | 0 | 0 | 0 | 0 | 0 | 0 | 0
|  | 10% |  | 0 | 0 | 0 | 0 | 0 | 0 | 0 | 0 | 0 | 0 | 0 | 0 | 0 | 0 | 0 | 0 | 0 | 0 | 0 | 0 | 0 | 0 | 0 | 0 | 0 | 0 | 0 | 0 | 0 | 0 | 0 | 0 | 0 | 0 | 0 | 0 | 0 | 0 | 0 | 0 | 0 | 0 | 0 | 0 | 0 | 0 | 0 | 0 | 0 | 0 | 0 | 0 | 0 | 0 | 0 | 0
|  |  |  | 2020 | 2021 | 2022 | 2023 | 2024 | 2025 | 2026 | 2027 | 2028 | 2029 | 2030 | 2031 | 2032 | 2033 | 2034 | 2035 | 2036 | 2037 | 2038 | 2039 | 2040 | 2041 | 2042 | 2043 | 2044 | 2045 | 2046 | 2047 | 2048 | 2049 | 2050 | 2051 | 2052 | 2053 | 2054 | 2055 | 2056 | 2057 | 2058 | 2059 | 2060 | 2061 | 2062 | 2063 | 2064 | 2065 | 2066 | 2067 | 2068 | 2069 | 2070 | 2071 | 2072 | 2073 | 2074 | 2075
|  | ITC Base |  | 0 | 0 | 0 | 0 | 0 | 0 | 0 | 0 | 0 | 0 | 0 | 0 | 0 | 0 | 0 | 0 | 0 | 0 | 0 | 0 | 0 | 0 | 0 | 0 | 0 | 0 | 0 | 0 | 0 | 0 | 0 | 0 | 0 | 0 | 0 | 0 | 0 | 0 | 0 | 0 | 0 | 0 | 0 | 0 | 0 | 0 | 0 | 0 | 0 | 0 | 0 | 0 | 0 | 0 | 0 | 0
|  | Accum ITC Amort |  | 0 | 0 | 0 | 0 | 0 | 0 | 0 | 0 | 0 | 0 | 0 | 0 | 0 | 0 | 0 | 0 | 0 | 0 | 0 | 0 | 0 | 0 | 0 | 0 | 0 | 0 | 0 | 0 | 0 | 0 | 0 | 0 | 0 | 0 | 0 | 0 | 0 | 0 | 0 | 0 | 0 | 0 | 0 | 0 | 0 | 0 | 0 | 0 | 0 | 0 | 0 | 0 | 0 | 0 | 0 | 0
|  | Ratebase |  | 0 | 0 | 0 | 0 | 0 | 0 | 0 | 0 | 0 | 0 | 0 | 0 | 0 | 0 | 0 | 0 | 0 | 0 | 0 | 0 | 0 | 0 | 0 | 0 | 0 | 0 | 0 | 0 | 0 | 0 | 0 | 0 | 0 | 0 | 0 | 0 | 0 | 0 | 0 | 0 | 0 | 0 | 0 | 0 | 0 | 0 | 0 | 0 | 0 | 0 | 0 | 0 | 0 | 0 | 0 | 0
|  | Tax Basis |  | 0 | 0 | 0 | 0 | 0 | 0 | 0 | 0 | 0 | 0 | 0 | 0 | 0 | 0 | 0 | 0 | 0 | 0 | 0 | 0 | 0 | 0 | 0 | 0 | 0 | 0 | 0 | 0 | 0 | 0 | 0 | 0 | 0 | 0 | 0 | 0 | 0 | 0 | 0 | 0 | 0 | 0 | 0 | 0 | 0 | 0 | 0 | 0 | 0 | 0 | 0 | 0 | 0 | 0 | 0 | 0
|  | Book Depreciation |  | 0 | 0 | 0 | 0 | 0 | 0 | 0 | 0 | 0 | 0 | 0 | 0 | 0 | 0 | 0 | 0 | 0 | 0 | 0 | 0 | 0 | 0 | 0 | 0 | 0 | 0 | 0 | 0 | 0 | 0 | 0 | 0 | 0 | 0 | 0 | 0 | 0 | 0 | 0 | 0 | 0 | 0 | 0 | 0 | 0 | 0 | 0 | 0 | 0 | 0 | 0 | 0 | 0 | 0 | 0 | 0
|  | Tax Depreciation |  | 0 | 0 | 0 | 0 | 0 | 0 | 0 | 0 | 0 | 0 | 0 | 0 | 0 | 0 | 0 | 0 | 0 | 0 | 0 | 0 | 0 | 0 | 0 | 0 | 0 | 0 | 0 | 0 | 0 | 0 | 0 | 0 | 0 | 0 | 0 | 0 | 0 | 0 | 0 | 0 | 0 | 0 | 0 | 0 | 0 | 0 | 0 | 0 | 0 | 0 | 0 | 0 | 0 | 0 | 0 | 0
|  | Difference between book and tax |  | 0 | 0 | 0 | 0 | 0 | 0 | 0 | 0 | 0 | 0 | 0 | 0 | 0 | 0 | 0 | 0 | 0 | 0 | 0 | 0 | 0 | 0 | 0 | 0 | 0 | 0 | 0 | 0 | 0 | 0 | 0 | 0 | 0 | 0 | 0 | 0 | 0 | 0 | 0 | 0 | 0 | 0 | 0 | 0 | 0 | 0 | 0 | 0 | 0 | 0 | 0 | 0 | 0 | 0 | 0 | 0
|  | Deferred Tax |  | 0 | 0 | 0 | 0 | 0 | 0 | 0 | 0 | 0 | 0 | 0 | 0 | 0 | 0 | 0 | 0 | 0 | 0 | 0 | 0 | 0 | 0 | 0 | 0 | 0 | 0 | 0 | 0 | 0 | 0 | 0 | 0 | 0 | 0 | 0 | 0 | 0 | 0 | 0 | 0 | 0 | 0 | 0 | 0 | 0 | 0 | 0 | 0 | 0 | 0 | 0 | 0 | 0 | 0 | 0 | 0
|  | Accum Defered Tax |  | 0 | 0 | 0 | 0 | 0 | 0 | 0 | 0 | 0 | 0 | 0 | 0 | 0 | 0 | 0 | 0 | 0 | 0 | 0 | 0 | 0 | 0 | 0 | 0 | 0 | 0 | 0 | 0 | 0 | 0 | 0 | 0 | 0 | 0 | 0 | 0 | 0 | 0 | 0 | 0 | 0 | 0 | 0 | 0 | 0 | 0 | 0 | 0 | 0 | 0 | 0 | 0 | 0 | 0 | 0 | 0
|  | Revenue Requirement |  | 0 | 0 | 0 | 0 | 0 | 0 | 0 | 0 | 0 | 0 | 0 | 0 | 0 | 0 | 0 | 0 | 0 | 0 | 0 | 0 | 0 | 0 | 0 | 0 | 0 | 0 | 0 | 0 | 0 | 0 | 0 | 0 | 0 | 0 | 0 | 0 | 0 | 0 | 0 | 0 | 0 | 0 | 0 | 0 | 0 | 0 | 0 | 0 | 0 | 0 | 0 | 0 | 0 | 0 | 0 | 0
|  | Depreciation |  | 0 | 0 | 0 | 0 | 0 | 0 | 0 | 0 | 0 | 0 | 0 | 0 | 0 | 0 | 0 | 0 | 0 | 0 | 0 | 0 | 0 | 0 | 0 | 0 | 0 | 0 | 0 | 0 | 0 | 0 | 0 | 0 | 0 | 0 | 0 | 0 | 0 | 0 | 0 | 0 | 0 | 0 | 0 | 0 | 0 | 0 | 0 | 0 | 0 | 0 | 0 | 0 | 0 | 0 | 0 | 0
|  | Insurance |  | 0 | 0 | 0 | 0 | 0 | 0 | 0 | 0 | 0 | 0 | 0 | 0 | 0 | 0 | 0 | 0 | 0 | 0 | 0 | 0 | 0 | 0 | 0 | 0 | 0 | 0 | 0 | 0 | 0 | 0 | 0 | 0 | 0 | 0 | 0 | 0 | 0 | 0 | 0 | 0 | 0 | 0 | 0 | 0 | 0 | 0 | 0 | 0 | 0 | 0 | 0 | 0 | 0 | 0 | 0 | 0
|  | Property Taxes |  | 0 | 0 | 0 | 0 | 0 | 0 | 0 | 0 | 0 | 0 | 0 | 0 | 0 | 0 | 0 | 0 | 0 | 0 | 0 | 0 | 0 | 0 | 0 | 0 | 0 | 0 | 0 | 0 | 0 | 0 | 0 | 0 | 0 | 0 | 0 | 0 | 0 | 0 | 0 | 0 | 0 | 0 | 0 | 0 | 0 | 0 | 0 | 0 | 0 | 0 | 0 | 0 | 0 | 0 | 0 | 0
|  | Current Taxes |  | 0 | 0 | 0 | 0 | 0 | 0 | 0 | 0 | 0 | 0 | 0 | 0 | 0 | 0 | 0 | 0 | 0 | 0 | 0 | 0 | 0 | 0 | 0 | 0 | 0 | 0 | 0 | 0 | 0 | 0 | 0 | 0 | 0 | 0 | 0 | 0 | 0 | 0 | 0 | 0 | 0 | 0 | 0 | 0 | 0 | 0 | 0 | 0 | 0 | 0 | 0 | 0 | 0 | 0 | 0 | 0
|  | DFIT |  |  | 0 | 0 |  | 0 | 0 | 0 | 0 | 0 | 0 | 0 | 0 | 0 | 0 | 0 | 0 | 0 | 0 | 0 | 0 | 0 | 0 | 0 | 0 | 0 | 0 | 0 | 0 | 0 | 0 | 0 | 0 | 0 | 0 | 0 | 0 | 0 | 0 | 0 | 0 | 0 | 0 | 0 | 0 | 0 | 0 | 0 | 0 | 0 | 0 | 0 | 0 | 0 | 0 | 0 | 0
|  | ITC |  | 0 | 0 | 0 | 0 | 0 | 0 | 0 | 0 | 0 | 0 | 0 | 0 | 0 | 0 | 0 | 0 | 0 | 0 | 0 | 0 | 0 | 0 | 0 | 0 | 0 | 0 | 0 | 0 | 0 | 0 | 0 | 0 | 0 | 0 | 0 | 0 | 0 | 0 | 0 | 0 | 0 | 0 | 0 | 0 | 0 | 0 | 0 | 0 | 0 | 0 | 0 | 0 | 0 | 0 | 0 | 0
|  | Total Operating Expenses |  | 0 | 0 | 0 | 0 | 0 | 0 | 0 | 0 | 0 | 0 | 0 | 0 | 0 | 0 | 0 | 0 | 0 | 0 | 0 | 0 | 0 | 0 | 0 | 0 | 0 | 0 | 0 | 0 | 0 | 0 | 0 | 0 | 0 | 0 | 0 | 0 | 0 | 0 | 0 | 0 | 0 | 0 | 0 | 0 | 0 | 0 | 0 | 0 | 0 | 0 | 0 | 0 | 0 | 0 | 0 | 0
|  | Operating |  | 0 | 0 | 0 | 0 | 0 | 0 | 0 | 0 | 0 | 0 | 0 | 0 | 0 | 0 | 0 | 0 | 0 | 0 | 0 | 0 | 0 | 0 | 0 | 0 | 0 | 0 | 0 | 0 | 0 | 0 | 0 | 0 | 0 | 0 | 0 | 0 | 0 | 0 | 0 | 0 | 0 | 0 | 0 | 0 | 0 | 0 | 0 | 0 | 0 | 0 | 0 | 0 | 0 | 0 | 0 | 0
|  | Ratebase |  | 0 | 0 | 0 | 0 | 0 | 0 | 0 | 0 | 0 | 0 | 0 | 0 | 0 | 0 | 0 | 0 | 0 | 0 | 0 | 0 | 0 | 0 | 0 | 0 | 0 | 0 | 0 | 0 | 0 | 0 | 0 | 0 | 0 | 0 | 0 | 0 | 0 | 0 | 0 | 0 | 0 | 0 | 0 | 0 | 0 | 0 | 0 | 0 | 0 | 0 | 0 | 0 | 0 | 0 | 0 | 0
|  | Return on Ratebase |  | #DIV/0! | #DIV/0! | #DIV/0! | #DIV/0! | #DIV/0! | #DIV/0! | #DIV/0! | #DIV/0! | #DIV/0! | #DIV/0! | #DIV/0! | #DIV/0! | #DIV/0! | #DIV/0! | #DIV/0! | #DIV/0! | #DIV/0! | #DIV/0! | #DIV/0! | #DIV/0! | #DIV/0! | #DIV/0! | #DIV/0! | #DIV/0! | #DIV/0! | #DIV/0! | #DIV/0! | #DIV/0! | #DIV/0! | #DIV/0! | #DIV/0! | #DIV/0! | #DIV/0! | #DIV/0! | #DIV/0! | #DIV/0! | #DIV/0! | #DIV/0! | #DIV/0! | #DIV/0! | #DIV/0! | #DIV/0! | #DIV/0! | #DIV/0! | #DIV/0! | #DIV/0! | #DIV/0! | #DIV/0! | #DIV/0! | #DIV/0! | #DIV/0! | #DIV/0! | #DIV/0! | #DIV/0! | #DIV/0! | #DIV/0!
|  | Revenue Requirement |  | 0 | 0 | 0 | 0 | 0 | 0 | 0 | 0 | 0 | 0 | 0 | 0 | 0 | 0 | 0 | 0 | 0 | 0 | 0 | 0 | 0 | 0 | 0 | 0 | 0 | 0 | 0 | 0 | 0 | 0 | 0 | 0 | 0 | 0 | 0 | 0 | 0 | 0 | 0 | 0 | 0 | 0 | 0 | 0 | 0 | 0 | 0 | 0 | 0 | 0 | 0 | 0 | 0 | 0 | 0 | 0
|  | Tax Depreciation |  | 0 | 0 | 0 | 0 | 0 | 0 | 0 | 0 | 0 | 0 | 0 | 0 | 0 | 0 | 0 | 0 | 0 | 0 | 0 | 0 | 0 | 0 | 0 | 0 | 0 | 0 | 0 | 0 | 0 | 0 | 0 | 0 | 0 | 0 | 0 | 0 | 0 | 0 | 0 | 0 | 0 | 0 | 0 | 0 | 0 | 0 | 0 | 0 | 0 | 0 | 0 | 0 | 0 | 0 | 0 | 0
|  | Property Taxes |  | 0 | 0 | 0 | 0 | 0 | 0 | 0 | 0 | 0 | 0 | 0 | 0 | 0 | 0 | 0 | 0 | 0 | 0 | 0 | 0 | 0 | 0 | 0 | 0 | 0 | 0 | 0 | 0 | 0 | 0 | 0 | 0 | 0 | 0 | 0 | 0 | 0 | 0 | 0 | 0 | 0 | 0 | 0 | 0 | 0 | 0 | 0 | 0 | 0 | 0 | 0 | 0 | 0 | 0 | 0 | 0
|  | Insurance |  | 0 | 0 | 0 | 0 | 0 | 0 | 0 | 0 | 0 | 0 | 0 | 0 | 0 | 0 | 0 | 0 | 0 | 0 | 0 | 0 | 0 | 0 | 0 | 0 | 0 | 0 | 0 | 0 | 0 | 0 | 0 | 0 | 0 | 0 | 0 | 0 | 0 | 0 | 0 | 0 | 0 | 0 | 0 | 0 | 0 | 0 | 0 | 0 | 0 | 0 | 0 | 0 | 0 | 0 | 0 | 0
|  | Expenses |  | 0 | 0 | 0 | 0 | 0 | 0 | 0 | 0 | 0 | 0 | 0 | 0 | 0 | 0 | 0 | 0 | 0 | 0 | 0 | 0 | 0 | 0 | 0 | 0 | 0 | 0 | 0 | 0 | 0 | 0 | 0 | 0 | 0 | 0 | 0 | 0 | 0 | 0 | 0 | 0 | 0 | 0 | 0 | 0 | 0 | 0 | 0 | 0 | 0 | 0 | 0 | 0 | 0 | 0 | 0 | 0
|  | Taxable Income |  | 0 | 0 | 0 | 0 | 0 | 0 | 0 | 0 | 0 | 0 | 0 | 0 | 0 | 0 | 0 | 0 | 0 | 0 | 0 | 0 | 0 | 0 | 0 | 0 | 0 | 0 | 0 | 0 | 0 | 0 | 0 | 0 | 0 | 0 | 0 | 0 | 0 | 0 | 0 | 0 | 0 | 0 | 0 | 0 | 0 | 0 | 0 | 0 | 0 | 0 | 0 | 0 | 0 | 0 | 0 | 0
|  | Tax Rate |  | 0.21 | 0.21 | 0.21 | 0.21 | 0.21 | 0.21 | 0.21 | 0.21 | 0.21 | 0.21 | 0.21 | 0.21 | 0.21 | 0.21 | 0.21 | 0.21 | 0.21 | 0.21 | 0.21 | 0.21 | 0.21 | 0.21 | 0.21 | 0.21 | 0.21 | 0.21 | 0.21 | 0.21 | 0.21 | 0.21 | 0.21 | 0.21 | 0.21 | 0.21 | 0.21 | 0.21 | 0.21 | 0.21 | 0.21 | 0.21 | 0.21 | 0.21 | 0.21 | 0.21 | 0.21 | 0.21 | 0.21 | 0.21 | 0.21 | 0.21 | 0.21 | 0.21 | 0.21 | 0.21 | 0.21 | 0.21
|  | Taxes |  | 0 | 0 | 0 | 0 | 0 | 0 | 0 | 0 | 0 | 0 | 0 | 0 | 0 | 0 | 0 | 0 | 0 | 0 | 0 | 0 | 0 | 0 | 0 | 0 | 0 | 0 | 0 | 0 | 0 | 0 | 0 | 0 | 0 | 0 | 0 | 0 | 0 | 0 | 0 | 0 | 0 | 0 | 0 | 0 | 0 | 0 | 0 | 0 | 0 | 0 | 0 | 0 | 0 | 0 | 0 | 0

## C&I RoofSolarInc >2025 ITC 10%
Solar FINANCIALS
($ 1000s Unless Otherwise Indicated)
| Calendar Year of Fin. Close |  |  | 2020 | 2021 | 2022 | 2023 | 2024 | 2025 | 2026 | 2027 | 2028 | 2029 | 2030 | 2031 | 2032 | 2033 | 2034 | 2035 | 2036 | 2037 | 2038 | 2039 | 2040 | 2041 | 2042 | 2043 | 2044 | 2045 | 2046 | 2047 | 2048 | 2049 | 2050 | 2051 | 2052 | 2053 | 2054 | 2055 | 2056 | 2057 | 2058 | 2059 | 2060 | 2061 | 2062 | 2063 | 2064 | 2065 | 2066 | 2067 | 2068 | 2069 | 2070 | 2071 | 2072 | 2073 | 2074 | 2075
| Operating Year |  | 0 | 1 | 2 | 3 | 4 | 5 | 6 | 7 | 8 | 9 | 10 | 11 | 12 | 13 | 14 | 15 | 16 | 17 | 18 | 19 | 20 | 21 | 22 | 23 | 24 | 25 | 26 | 27 | 28 | 29 | 30 | 31 | 32 | 33 | 34 | 35 | 36 | 37 | 38 | 39 | 40 | 41 | 42 | 43 | 44 | 45 | 46 | 47 | 48 | 49 | 50 | 51 | 52 | 53 | 54 | 55 | 56
| Calendar Year | Capital Invest.
| 2020 | 0 | 0: 1213
| Gross plant |  | 2020 1: 0; 2021 2: 0; 2022 3: 0; 2023 4: 0; 2024 5: 0; 2025 6: 0; 2026 7: 0; 2027 8: 0; 2028 9: 0; 2029 10: 0; 2030 11: 0; 2031 12: 0; 2032 13: 0; 2033 14: 0; 2034 15: 0; 2035 16: 0; 2036 17: 0; 2037 18: 0; 2038 19: 0; 2039 20: 0; 2040 21: 0; 2041 22: 0; 2042 23: 0; 2043 24: 0; 2044 25: 0; 2045 26: 0; 2046 27: 0; 2047 28: 0; 2048 29: 0; 2049 30: 0
| Accumulated Depreciation |  | 2020 1: 0; 2021 2: 0; 2022 3: 0; 2023 4: 0; 2024 5: 0; 2025 6: 0; 2026 7: 0; 2027 8: 0; 2028 9: 0; 2029 10: 0; 2030 11: 0; 2031 12: 0; 2032 13: 0; 2033 14: 0; 2034 15: 0; 2035 16: 0; 2036 17: 0; 2037 18: 0; 2038 19: 0; 2039 20: 0; 2040 21: 0; 2041 22: 0; 2042 23: 0; 2043 24: 0; 2044 25: 0; 2045 26: 0; 2046 27: 0; 2047 28: 0; 2048 29: 0; 2049 30: 0
| Net book value |  | 2020 1: 0; 2021 2: 0; 2022 3: 0; 2023 4: 0; 2024 5: 0; 2025 6: 0; 2026 7: 0; 2027 8: 0; 2028 9: 0; 2029 10: 0; 2030 11: 0; 2031 12: 0; 2032 13: 0; 2033 14: 0; 2034 15: 0; 2035 16: 0; 2036 17: 0; 2037 18: 0; 2038 19: 0; 2039 20: 0; 2040 21: 0; 2041 22: 0; 2042 23: 0; 2043 24: 0; 2044 25: 0; 2045 26: 0; 2046 27: 0; 2047 28: 0; 2048 29: 0; 2049 30: 0
| ITC |  | 2020 1: 0; 2021 2: 0; 2022 3: 0; 2023 4: 0; 2024 5: 0; 2025 6: 0; 2026 7: 0; 2027 8: 0; 2028 9: 0; 2029 10: 0; 2030 11: 0; 2031 12: 0; 2032 13: 0; 2033 14: 0; 2034 15: 0; 2035 16: 0; 2036 17: 0; 2037 18: 0; 2038 19: 0; 2039 20: 0; 2040 21: 0; 2041 22: 0; 2042 23: 0; 2043 24: 0; 2044 25: 0; 2045 26: 0; 2046 27: 0; 2047 28: 0; 2048 29: 0; 2049 30: 0
| Accumulated deferred income tax |  | 2020 1: 0; 2021 2: 0; 2022 3: 0; 2023 4: 0; 2024 5: 0; 2025 6: 0; 2026 7: 0; 2027 8: 0; 2028 9: 0; 2029 10: 0; 2030 11: 0; 2031 12: 0; 2032 13: 0; 2033 14: 0; 2034 15: 0; 2035 16: 0; 2036 17: 0; 2037 18: 0; 2038 19: 0; 2039 20: 0; 2040 21: 0; 2041 22: 0; 2042 23: 0; 2043 24: 0; 2044 25: 0; 2045 26: 0; 2046 27: 0; 2047 28: 0; 2048 29: 0; 2049 30: 0
| Rate Base |  | 2020 1: 0; 2021 2: 0; 2022 3: 0; 2023 4: 0; 2024 5: 0; 2025 6: 0; 2026 7: 0; 2027 8: 0; 2028 9: 0; 2029 10: 0; 2030 11: 0; 2031 12: 0; 2032 13: 0; 2033 14: 0; 2034 15: 0; 2035 16: 0; 2036 17: 0; 2037 18: 0; 2038 19: 0; 2039 20: 0; 2040 21: 0; 2041 22: 0; 2042 23: 0; 2043 24: 0; 2044 25: 0; 2045 26: 0; 2046 27: 0; 2047 28: 0; 2048 29: 0; 2049 30: 0
| Average rate base |  | 2020 1: 0; 2021 2: 0; 2022 3: 0; 2023 4: 0; 2024 5: 0; 2025 6: 0; 2026 7: 0; 2027 8: 0; 2028 9: 0; 2029 10: 0; 2030 11: 0; 2031 12: 0; 2032 13: 0; 2033 14: 0; 2034 15: 0; 2035 16: 0; 2036 17: 0; 2037 18: 0; 2038 19: 0; 2039 20: 0; 2040 21: 0; 2041 22: 0; 2042 23: 0; 2043 24: 0; 2044 25: 0; 2045 26: 0; 2046 27: 0; 2047 28: 0; 2048 29: 0; 2049 30: 0
| Pre-tax Return | 0.086076 | 2020 1: 0; 2021 2: 0; 2022 3: 0; 2023 4: 0; 2024 5: 0; 2025 6: 0; 2026 7: 0; 2027 8: 0; 2028 9: 0; 2029 10: 0; 2030 11: 0; 2031 12: 0; 2032 13: 0; 2033 14: 0; 2034 15: 0; 2035 16: 0; 2036 17: 0; 2037 18: 0; 2038 19: 0; 2039 20: 0; 2040 21: 0; 2041 22: 0; 2042 23: 0; 2043 24: 0; 2044 25: 0; 2045 26: 0; 2046 27: 0; 2047 28: 0; 2048 29: 0; 2049 30: 0
| Book Depreciation |  | 2020 1: 0; 2021 2: 0; 2022 3: 0; 2023 4: 0; 2024 5: 0; 2025 6: 0; 2026 7: 0; 2027 8: 0; 2028 9: 0; 2029 10: 0; 2030 11: 0; 2031 12: 0; 2032 13: 0; 2033 14: 0; 2034 15: 0; 2035 16: 0; 2036 17: 0; 2037 18: 0; 2038 19: 0; 2039 20: 0; 2040 21: 0; 2041 22: 0; 2042 23: 0; 2043 24: 0; 2044 25: 0; 2045 26: 0; 2046 27: 0; 2047 28: 0; 2048 29: 0; 2049 30: 0
| Insurance |  | 2020 1: 0; 2021 2: 0; 2022 3: 0; 2023 4: 0; 2024 5: 0; 2025 6: 0; 2026 7: 0; 2027 8: 0; 2028 9: 0; 2029 10: 0; 2030 11: 0; 2031 12: 0; 2032 13: 0; 2033 14: 0; 2034 15: 0; 2035 16: 0; 2036 17: 0; 2037 18: 0; 2038 19: 0; 2039 20: 0; 2040 21: 0; 2041 22: 0; 2042 23: 0; 2043 24: 0; 2044 25: 0; 2045 26: 0; 2046 27: 0; 2047 28: 0; 2048 29: 0; 2049 30: 0
| ITC Amort - Grossed for Taxes |  | 2020 1: 0; 2021 2: 0; 2022 3: 0; 2023 4: 0; 2024 5: 0; 2025 6: 0; 2026 7: 0; 2027 8: 0; 2028 9: 0; 2029 10: 0; 2030 11: 0; 2031 12: 0; 2032 13: 0; 2033 14: 0; 2034 15: 0; 2035 16: 0; 2036 17: 0; 2037 18: 0; 2038 19: 0; 2039 20: 0; 2040 21: 0; 2041 22: 0; 2042 23: 0; 2043 24: 0; 2044 25: 0; 2045 26: 0; 2046 27: 0; 2047 28: 0; 2048 29: 0; 2049 30: 0
| Property Taxes |  | 2020 1: 0; 2021 2: 0; 2022 3: 0; 2023 4: 0; 2024 5: 0; 2025 6: 0; 2026 7: 0; 2027 8: 0; 2028 9: 0; 2029 10: 0; 2030 11: 0; 2031 12: 0; 2032 13: 0; 2033 14: 0; 2034 15: 0; 2035 16: 0; 2036 17: 0; 2037 18: 0; 2038 19: 0; 2039 20: 0; 2040 21: 0; 2041 22: 0; 2042 23: 0; 2043 24: 0; 2044 25: 0; 2045 26: 0; 2046 27: 0; 2047 28: 0; 2048 29: 0; 2049 30: 0
| Revenue Requirement |  | 2020 1: 0; 2021 2: 0; 2022 3: 0; 2023 4: 0; 2024 5: 0; 2025 6: 0; 2026 7: 0; 2027 8: 0; 2028 9: 0; 2029 10: 0; 2030 11: 0; 2031 12: 0; 2032 13: 0; 2033 14: 0; 2034 15: 0; 2035 16: 0; 2036 17: 0; 2037 18: 0; 2038 19: 0; 2039 20: 0; 2040 21: 0; 2041 22: 0; 2042 23: 0; 2043 24: 0; 2044 25: 0; 2045 26: 0; 2046 27: 0; 2047 28: 0; 2048 29: 0; 2049 30: 0
| Book Depreciation |  | 2020 1: 0; 2021 2: 0; 2022 3: 0; 2023 4: 0; 2024 5: 0; 2025 6: 0; 2026 7: 0; 2027 8: 0; 2028 9: 0; 2029 10: 0; 2030 11: 0; 2031 12: 0; 2032 13: 0; 2033 14: 0; 2034 15: 0; 2035 16: 0; 2036 17: 0; 2037 18: 0; 2038 19: 0; 2039 20: 0; 2040 21: 0; 2041 22: 0; 2042 23: 0; 2043 24: 0; 2044 25: 0; 2045 26: 0; 2046 27: 0; 2047 28: 0; 2048 29: 0; 2049 30: 0
| Tax Depreciation |  | 2020 1: 0; 2021 2: 0; 2022 3: 0; 2023 4: 0; 2024 5: 0; 2025 6: 0; 2026 7: 0; 2027 8: 0; 2028 9: 0; 2029 10: 0; 2030 11: 0; 2031 12: 0; 2032 13: 0; 2033 14: 0; 2034 15: 0; 2035 16: 0; 2036 17: 0; 2037 18: 0; 2038 19: 0; 2039 20: 0; 2040 21: 0; 2041 22: 0; 2042 23: 0; 2043 24: 0; 2044 25: 0; 2045 26: 0; 2046 27: 0; 2047 28: 0; 2048 29: 0; 2049 30: 0
| Difference between book and tax |  | 2020 1: 0; 2021 2: 0; 2022 3: 0; 2023 4: 0; 2024 5: 0; 2025 6: 0; 2026 7: 0; 2027 8: 0; 2028 9: 0; 2029 10: 0; 2030 11: 0; 2031 12: 0; 2032 13: 0; 2033 14: 0; 2034 15: 0; 2035 16: 0; 2036 17: 0; 2037 18: 0; 2038 19: 0; 2039 20: 0; 2040 21: 0; 2041 22: 0; 2042 23: 0; 2043 24: 0; 2044 25: 0; 2045 26: 0; 2046 27: 0; 2047 28: 0; 2048 29: 0; 2049 30: 0
| Tax rate |  | 2020 1: 0; 2021 2: 0; 2022 3: 0; 2023 4: 0; 2024 5: 0; 2025 6: 0; 2026 7: 0; 2027 8: 0; 2028 9: 0; 2029 10: 0; 2030 11: 0; 2031 12: 0; 2032 13: 0; 2033 14: 0; 2034 15: 0; 2035 16: 0; 2036 17: 0; 2037 18: 0; 2038 19: 0; 2039 20: 0; 2040 21: 0; 2041 22: 0; 2042 23: 0; 2043 24: 0; 2044 25: 0; 2045 26: 0; 2046 27: 0; 2047 28: 0; 2048 29: 0; 2049 30: 0
Depreciation Tables
|  | 5 | 2020 1: 20%; 2021 2: 32%; 2022 3: 19.2%; 2023 4: 11.52%; 2024 5: 11.52%; 2025 6: 5.76%; 2026 7: 0%; 2027 8: 0%; 2028 9: 0%; 2029 10: 0%; 2030 11: 0%; 2031 12: 0%; 2032 13: 0%; 2033 14: 0%; 2034 15: 0%; 2035 16: 0%; 2036 17: 0%; 2037 18: 0%; 2038 19: 0%; 2039 20: 0%; 2040 21: 0%
|  | 5 | 0: 1; 2020 1: 20%; 2021 2: 32%; 2022 3: 19.2%; 2023 4: 11.52%; 2024 5: 11.52%; 2025 6: 5.76%
|  | 10 | 0: 0; 2020 1: 10%; 2021 2: 18%; 2022 3: 14.4%; 2023 4: 11.52%; 2024 5: 9.22%; 2025 6: 7.37%; 2026 7: 6.55%; 2027 8: 6.55%; 2028 9: 6.56%; 2029 10: 6.55%; 2030 11: 3.28%
|  | 15 | 0: 0; 2020 1: 5%; 2021 2: 9.5%; 2022 3: 8.55%; 2023 4: 7.7%; 2024 5: 6.93%; 2025 6: 6.23%; 2026 7: 5.9%; 2027 8: 5.9%; 2028 9: 5.91%; 2029 10: 5.9%; 2030 11: 5.91%; 2031 12: 5.9%; 2032 13: 5.91%; 2033 14: 5.9%; 2034 15: 5.91%; 2035 16: 2.95%
|  | 20 | 0: 0; 2020 1: 3.75%; 2021 2: 7.219%; 2022 3: 6.677%; 2023 4: 6.177%; 2024 5: 5.713%; 2025 6: 5.285%; 2026 7: 4.888%; 2027 8: 4.522%; 2028 9: 4.462%; 2029 10: 4.461%; 2030 11: 4.462%; 2031 12: 4.461%; 2032 13: 4.462%; 2033 14: 4.461%; 2034 15: 4.462%; 2035 16: 4.461%; 2036 17: 4.462%; 2037 18: 4.461%; 2038 19: 4.462%; 2039 20: 4.461%; 2040 21: 2.231%
Revenue Requirement by vintage year
2012 $000
|  |  |  | 2020 | 2021 | 2022 | 2023 | 2024 | 2025 | 2026 | 2027 | 2028 | 2029 | 2030 | 2031 | 2032 | 2033 | 2034 | 2035 | 2036 | 2037 | 2038 | 2039 | 2040 | 2041 | 2042 | 2043 | 2044 | 2045 | 2046 | 2047 | 2048 | 2049 | 2050 | 2051 | 2052 | 2053 | 2054 | 2055 | 2056 | 2057 | 2058 | 2059 | 2060 | 2061 | 2062 | 2063 | 2064 | 2065 | 2066 | 2067 | 2068 | 2069 | 2070 | 2071 | 2072 | 2073 | 2074 | 2075
|  | 2020 | 0% | 0 | 0 | 0 | 0 | 0 | 0 | 0 | 0 | 0 | 0 | 0 | 0 | 0 | 0 | 0 | 0 | 0 | 0 | 0 | 0 | 0 | 0 | 0 | 0 | 0 | 0 | 0 | 0 | 0 | 0 | 0 | 0 | 0 | 0 | 0 | 0 | 0 | 0 | 0 | 0 | 0 | 0 | 0 | 0 | 0 | 0 | 0 | 0 | 0 | 0 | 0 | 0 | 0 | 0 | 0 | 0
|  | 2021 | 0% |  | 0 | 0 | 0 | 0 | 0 | 0 | 0 | 0 | 0 | 0 | 0 | 0 | 0 | 0 | 0 | 0 | 0 | 0 | 0 | 0 | 0 | 0 | 0 | 0 | 0 | 0 | 0 | 0 | 0 | 0 | 0 | 0 | 0 | 0 | 0 | 0 | 0 | 0 | 0 | 0 | 0 | 0 | 0 | 0 | 0 | 0 | 0 | 0 | 0 | 0 | 0 | 0 | 0 | 0 | 0
|  | 2022 | 0% |  |  | 0 | 0 | 0 | 0 | 0 | 0 | 0 | 0 | 0 | 0 | 0 | 0 | 0 | 0 | 0 | 0 | 0 | 0 | 0 | 0 | 0 | 0 | 0 | 0 | 0 | 0 | 0 | 0 | 0 | 0 | 0 | 0 | 0 | 0 | 0 | 0 | 0 | 0 | 0 | 0 | 0 | 0 | 0 | 0 | 0 | 0 | 0 | 0 | 0 | 0 | 0 | 0 | 0 | 0
|  | 2023 | 0% |  |  |  | 0 | 0 | 0 | 0 | 0 | 0 | 0 | 0 | 0 | 0 | 0 | 0 | 0 | 0 | 0 | 0 | 0 | 0 | 0 | 0 | 0 | 0 | 0 | 0 | 0 | 0 | 0 | 0 | 0 | 0 | 0 | 0 | 0 | 0 | 0 | 0 | 0 | 0 | 0 | 0 | 0 | 0 | 0 | 0 | 0 | 0 | 0 | 0 | 0 | 0 | 0 | 0 | 0
|  | 2024 | 0% |  |  |  |  | 0 | 0 | 0 | 0 | 0 | 0 | 0 | 0 | 0 | 0 | 0 | 0 | 0 | 0 | 0 | 0 | 0 | 0 | 0 | 0 | 0 | 0 | 0 | 0 | 0 | 0 | 0 | 0 | 0 | 0 | 0 | 0 | 0 | 0 | 0 | 0 | 0 | 0 | 0 | 0 | 0 | 0 | 0 | 0 | 0 | 0 | 0 | 0 | 0 | 0 | 0 | 0
|  | 2025 | 0% | [5 empty] | 0 | 0 | 0 | 0 | 0 | 0 | 0 | 0 | 0 | 0 | 0 | 0 | 0 | 0 | 0 | 0 | 0 | 0 | 0 | 0 | 0 | 0 | 0 | 0 | 0 | 0 | 0 | 0 | 0 | 0 | 0 | 0 | 0 | 0 | 0 | 0 | 0 | 0 | 0 | 0 | 0 | 0 | 0 | 0 | 0 | 0 | 0 | 0 | 0 | 0 | 0
|  | 2026 | 0% | [6 empty] | 0 | 0 | 0 | 0 | 0 | 0 | 0 | 0 | 0 | 0 | 0 | 0 | 0 | 0 | 0 | 0 | 0 | 0 | 0 | 0 | 0 | 0 | 0 | 0 | 0 | 0 | 0 | 0 | 0 | 0 | 0 | 0 | 0 | 0 | 0 | 0 | 0 | 0 | 0 | 0 | 0 | 0 | 0 | 0 | 0 | 0 | 0 | 0 | 0 | 0
|  | 2027 | 0% | [7 empty] | 0 | 0 | 0 | 0 | 0 | 0 | 0 | 0 | 0 | 0 | 0 | 0 | 0 | 0 | 0 | 0 | 0 | 0 | 0 | 0 | 0 | 0 | 0 | 0 | 0 | 0 | 0 | 0 | 0 | 0 | 0 | 0 | 0 | 0 | 0 | 0 | 0 | 0 | 0 | 0 | 0 | 0 | 0 | 0 | 0 | 0 | 0 | 0 | 0
|  | 2028 | 0% | [8 empty] | 0 | 0 | 0 | 0 | 0 | 0 | 0 | 0 | 0 | 0 | 0 | 0 | 0 | 0 | 0 | 0 | 0 | 0 | 0 | 0 | 0 | 0 | 0 | 0 | 0 | 0 | 0 | 0 | 0 | 0 | 0 | 0 | 0 | 0 | 0 | 0 | 0 | 0 | 0 | 0 | 0 | 0 | 0 | 0 | 0 | 0 | 0 | 0
|  | 2029 | 0% | [9 empty] | 0 | 0 | 0 | 0 | 0 | 0 | 0 | 0 | 0 | 0 | 0 | 0 | 0 | 0 | 0 | 0 | 0 | 0 | 0 | 0 | 0 | 0 | 0 | 0 | 0 | 0 | 0 | 0 | 0 | 0 | 0 | 0 | 0 | 0 | 0 | 0 | 0 | 0 | 0 | 0 | 0 | 0 | 0 | 0 | 0 | 0 | 0
|  | 2030 | 0% | [10 empty] | 0 | 0 | 0 | 0 | 0 | 0 | 0 | 0 | 0 | 0 | 0 | 0 | 0 | 0 | 0 | 0 | 0 | 0 | 0 | 0 | 0 | 0 | 0 | 0 | 0 | 0 | 0 | 0 | 0 | 0 | 0 | 0 | 0 | 0 | 0 | 0 | 0 | 0 | 0 | 0 | 0 | 0 | 0 | 0 | 0 | 0
|  | 2031 | 0% | [11 empty] | 0 | 0 | 0 | 0 | 0 | 0 | 0 | 0 | 0 | 0 | 0 | 0 | 0 | 0 | 0 | 0 | 0 | 0 | 0 | 0 | 0 | 0 | 0 | 0 | 0 | 0 | 0 | 0 | 0 | 0 | 0 | 0 | 0 | 0 | 0 | 0 | 0 | 0 | 0 | 0 | 0 | 0 | 0 | 0 | 0
|  | 2032 | 0% | [12 empty] | 0 | 0 | 0 | 0 | 0 | 0 | 0 | 0 | 0 | 0 | 0 | 0 | 0 | 0 | 0 | 0 | 0 | 0 | 0 | 0 | 0 | 0 | 0 | 0 | 0 | 0 | 0 | 0 | 0 | 0 | 0 | 0 | 0 | 0 | 0 | 0 | 0 | 0 | 0 | 0 | 0 | 0 | 0 | 0
|  | 2033 | 0% | [13 empty] | 0 | 0 | 0 | 0 | 0 | 0 | 0 | 0 | 0 | 0 | 0 | 0 | 0 | 0 | 0 | 0 | 0 | 0 | 0 | 0 | 0 | 0 | 0 | 0 | 0 | 0 | 0 | 0 | 0 | 0 | 0 | 0 | 0 | 0 | 0 | 0 | 0 | 0 | 0 | 0 | 0 | 0 | 0
|  | 2034 | 0% | [14 empty] | 0 | 0 | 0 | 0 | 0 | 0 | 0 | 0 | 0 | 0 | 0 | 0 | 0 | 0 | 0 | 0 | 0 | 0 | 0 | 0 | 0 | 0 | 0 | 0 | 0 | 0 | 0 | 0 | 0 | 0 | 0 | 0 | 0 | 0 | 0 | 0 | 0 | 0 | 0 | 0 | 0 | 0
|  | 2035 | 0% | [15 empty] | 0 | 0 | 0 | 0 | 0 | 0 | 0 | 0 | 0 | 0 | 0 | 0 | 0 | 0 | 0 | 0 | 0 | 0 | 0 | 0 | 0 | 0 | 0 | 0 | 0 | 0 | 0 | 0 | 0 | 0 | 0 | 0 | 0 | 0 | 0 | 0 | 0 | 0 | 0 | 0 | 0
|  | 2036 | 0% | [16 empty] | 0 | 0 | 0 | 0 | 0 | 0 | 0 | 0 | 0 | 0 | 0 | 0 | 0 | 0 | 0 | 0 | 0 | 0 | 0 | 0 | 0 | 0 | 0 | 0 | 0 | 0 | 0 | 0 | 0 | 0 | 0 | 0 | 0 | 0 | 0 | 0 | 0 | 0 | 0 | 0
|  | 2037 | 0% | [17 empty] | 0 | 0 | 0 | 0 | 0 | 0 | 0 | 0 | 0 | 0 | 0 | 0 | 0 | 0 | 0 | 0 | 0 | 0 | 0 | 0 | 0 | 0 | 0 | 0 | 0 | 0 | 0 | 0 | 0 | 0 | 0 | 0 | 0 | 0 | 0 | 0 | 0 | 0 | 0
|  | 2038 | 0% | [18 empty] | 0 | 0 | 0 | 0 | 0 | 0 | 0 | 0 | 0 | 0 | 0 | 0 | 0 | 0 | 0 | 0 | 0 | 0 | 0 | 0 | 0 | 0 | 0 | 0 | 0 | 0 | 0 | 0 | 0 | 0 | 0 | 0 | 0 | 0 | 0 | 0 | 0 | 0
|  | 2039 | 0% | [19 empty] | 0 | 0 | 0 | 0 | 0 | 0 | 0 | 0 | 0 | 0 | 0 | 0 | 0 | 0 | 0 | 0 | 0 | 0 | 0 | 0 | 0 | 0 | 0 | 0 | 0 | 0 | 0 | 0 | 0 | 0 | 0 | 0 | 0 | 0 | 0 | 0 | 0
|  | 2040 | 0% | [20 empty] | 0 | 0 | 0 | 0 | 0 | 0 | 0 | 0 | 0 | 0 | 0 | 0 | 0 | 0 | 0 | 0 | 0 | 0 | 0 | 0 | 0 | 0 | 0 | 0 | 0 | 0 | 0 | 0 | 0 | 0 | 0 | 0 | 0 | 0 | 0 | 0
|  | 2041 | 0% | [21 empty] | 0 | 0 | 0 | 0 | 0 | 0 | 0 | 0 | 0 | 0 | 0 | 0 | 0 | 0 | 0 | 0 | 0 | 0 | 0 | 0 | 0 | 0 | 0 | 0 | 0 | 0 | 0 | 0 | 0 | 0 | 0 | 0 | 0 | 0 | 0
|  | 2042 | 0% | [22 empty] | 0 | 0 | 0 | 0 | 0 | 0 | 0 | 0 | 0 | 0 | 0 | 0 | 0 | 0 | 0 | 0 | 0 | 0 | 0 | 0 | 0 | 0 | 0 | 0 | 0 | 0 | 0 | 0 | 0 | 0 | 0 | 0 | 0 | 0
|  | 2043 | 0% | 2043: 0; 2044: 0; 2045: 0; 2046: 0; 2047: 0; 2048: 0; 2049: 0; 2050: 0; 2051: 0; 2052: 0; 2053: 0; 2054: 0; 2055: 0; 2056: 0; 2057: 0; 2058: 0; 2059: 0; 2060: 0; 2061: 0; 2062: 0; 2063: 0; 2064: 0; 2065: 0; 2066: 0; 2067: 0; 2068: 0; 2069: 0; 2070: 0; 2071: 0; 2072: 0; 2073: 0; 2074: 0; 2075: 0
|  | 2044 | 0% | 2044: 0; 2045: 0; 2046: 0; 2047: 0; 2048: 0; 2049: 0; 2050: 0; 2051: 0; 2052: 0; 2053: 0; 2054: 0; 2055: 0; 2056: 0; 2057: 0; 2058: 0; 2059: 0; 2060: 0; 2061: 0; 2062: 0; 2063: 0; 2064: 0; 2065: 0; 2066: 0; 2067: 0; 2068: 0; 2069: 0; 2070: 0; 2071: 0; 2072: 0; 2073: 0; 2074: 0; 2075: 0
|  | 2045 | 0% | 2045: 0; 2046: 0; 2047: 0; 2048: 0; 2049: 0; 2050: 0; 2051: 0; 2052: 0; 2053: 0; 2054: 0; 2055: 0; 2056: 0; 2057: 0; 2058: 0; 2059: 0; 2060: 0; 2061: 0; 2062: 0; 2063: 0; 2064: 0; 2065: 0; 2066: 0; 2067: 0; 2068: 0; 2069: 0; 2070: 0; 2071: 0; 2072: 0; 2073: 0; 2074: 0; 2075: 0
|  | 2046 | 0% | 2046: 0; 2047: 0; 2048: 0; 2049: 0; 2050: 0; 2051: 0; 2052: 0; 2053: 0; 2054: 0; 2055: 0; 2056: 0; 2057: 0; 2058: 0; 2059: 0; 2060: 0; 2061: 0; 2062: 0; 2063: 0; 2064: 0; 2065: 0; 2066: 0; 2067: 0; 2068: 0; 2069: 0; 2070: 0; 2071: 0; 2072: 0; 2073: 0; 2074: 0; 2075: 0 | 0 | 0 | 0 | 0
|  | 2047 | 0% | 2047: 0; 2048: 0; 2049: 0; 2050: 0; 2051: 0; 2052: 0; 2053: 0; 2054: 0; 2055: 0; 2056: 0; 2057: 0; 2058: 0; 2059: 0; 2060: 0; 2061: 0; 2062: 0; 2063: 0; 2064: 0; 2065: 0; 2066: 0; 2067: 0; 2068: 0; 2069: 0; 2070: 0; 2071: 0; 2072: 0; 2073: 0; 2074: 0; 2075: 0 | 0 | 0 | 0 | 0
|  | 2048 | 0% | 2048: 0; 2049: 0; 2050: 0; 2051: 0; 2052: 0; 2053: 0; 2054: 0; 2055: 0; 2056: 0; 2057: 0; 2058: 0; 2059: 0; 2060: 0; 2061: 0; 2062: 0; 2063: 0; 2064: 0; 2065: 0; 2066: 0; 2067: 0; 2068: 0; 2069: 0; 2070: 0; 2071: 0; 2072: 0; 2073: 0; 2074: 0; 2075: 0 | 0 | 0 | 0 | 0
|  | 2049 | 0% | 2049: 0; 2050: 0; 2051: 0; 2052: 0; 2053: 0; 2054: 0; 2055: 0; 2056: 0; 2057: 0; 2058: 0; 2059: 0; 2060: 0; 2061: 0; 2062: 0; 2063: 0; 2064: 0; 2065: 0; 2066: 0; 2067: 0; 2068: 0; 2069: 0; 2070: 0; 2071: 0; 2072: 0; 2073: 0; 2074: 0; 2075: 0 | 0 | 0 | 0 | 0
|  | 2050 | 0% | 2050: 0; 2051: 0; 2052: 0; 2053: 0; 2054: 0; 2055: 0; 2056: 0; 2057: 0; 2058: 0; 2059: 0; 2060: 0; 2061: 0; 2062: 0; 2063: 0; 2064: 0; 2065: 0; 2066: 0; 2067: 0; 2068: 0; 2069: 0; 2070: 0; 2071: 0; 2072: 0; 2073: 0; 2074: 0; 2075: 0 | 0 | 0 | 0 | 0
Revenue Requirement by vintage year
2012 $/MW-wk
| Aurora Input |  | Levelized Cost | 2020 | 2021 | 2022 | 2023 | 2024 | 2025 | 2026 | 2027 | 2028 | 2029 | 2030 | 2031 | 2032 | 2033 | 2034 | 2035 | 2036 | 2037 | 2038 | 2039 | 2040 | 2041 | 2042 | 2043 | 2044 | 2045 | 2046 | 2047 | 2048 | 2049 | 2050 | 2051 | 2052 | 2053 | 2054 | 2055 | 2056 | 2057 | 2058 | 2059 | 2060 | 2061 | 2062 | 2063 | 2064 | 2065 | 2066 | 2067 | 2068 | 2069 | 2070 | 2071 | 2072 | 2073 | 2074 | 2075
|  | 2020 | 0 | 0 | 0 | 0 | 0 | 0 | 0 | 0 | 0 | 0 | 0 | 0 | 0 | 0 | 0 | 0 | 0 | 0 | 0 | 0 | 0 | 0 | 0 | 0 | 0 | 0 | 0 | 0 | 0 | 0 | 0 | 0 | 0 | 0 | 0 | 0 | 0 | 0 | 0 | 0 | 0 | 0 | 0 | 0 | 0 | 0 | 0 | 0 | 0 | 0 | 0 | 0 | 0 | 0 | 0 | 0 | 0
|  | 2021 | 0 |  | 0 | 0 | 0 | 0 | 0 | 0 | 0 | 0 | 0 | 0 | 0 | 0 | 0 | 0 | 0 | 0 | 0 | 0 | 0 | 0 | 0 | 0 | 0 | 0 | 0 | 0 | 0 | 0 | 0 | 0 | 0 | 0 | 0 | 0 | 0 | 0 | 0 | 0 | 0 | 0 | 0 | 0 | 0 | 0 | 0 | 0 | 0 | 0 | 0 | 0 | 0 | 0 | 0 | 0 | 0
|  | 2022 | 0 |  |  | 0 | 0 | 0 | 0 | 0 | 0 | 0 | 0 | 0 | 0 | 0 | 0 | 0 | 0 | 0 | 0 | 0 | 0 | 0 | 0 | 0 | 0 | 0 | 0 | 0 | 0 | 0 | 0 | 0 | 0 | 0 | 0 | 0 | 0 | 0 | 0 | 0 | 0 | 0 | 0 | 0 | 0 | 0 | 0 | 0 | 0 | 0 | 0 | 0 | 0 | 0 | 0 | 0 | 0
|  | 2023 | 0 |  |  |  | 0 | 0 | 0 | 0 | 0 | 0 | 0 | 0 | 0 | 0 | 0 | 0 | 0 | 0 | 0 | 0 | 0 | 0 | 0 | 0 | 0 | 0 | 0 | 0 | 0 | 0 | 0 | 0 | 0 | 0 | 0 | 0 | 0 | 0 | 0 | 0 | 0 | 0 | 0 | 0 | 0 | 0 | 0 | 0 | 0 | 0 | 0 | 0 | 0 | 0 | 0 | 0 | 0
|  | 2024 | 0 |  |  |  |  | 0 | 0 | 0 | 0 | 0 | 0 | 0 | 0 | 0 | 0 | 0 | 0 | 0 | 0 | 0 | 0 | 0 | 0 | 0 | 0 | 0 | 0 | 0 | 0 | 0 | 0 | 0 | 0 | 0 | 0 | 0 | 0 | 0 | 0 | 0 | 0 | 0 | 0 | 0 | 0 | 0 | 0 | 0 | 0 | 0 | 0 | 0 | 0 | 0 | 0 | 0 | 0
|  | 2025 | 0 | [5 empty] | 0 | 0 | 0 | 0 | 0 | 0 | 0 | 0 | 0 | 0 | 0 | 0 | 0 | 0 | 0 | 0 | 0 | 0 | 0 | 0 | 0 | 0 | 0 | 0 | 0 | 0 | 0 | 0 | 0 | 0 | 0 | 0 | 0 | 0 | 0 | 0 | 0 | 0 | 0 | 0 | 0 | 0 | 0 | 0 | 0 | 0 | 0 | 0 | 0 | 0 | 0
|  | 2026 | 0 | [6 empty] | 0 | 0 | 0 | 0 | 0 | 0 | 0 | 0 | 0 | 0 | 0 | 0 | 0 | 0 | 0 | 0 | 0 | 0 | 0 | 0 | 0 | 0 | 0 | 0 | 0 | 0 | 0 | 0 | 0 | 0 | 0 | 0 | 0 | 0 | 0 | 0 | 0 | 0 | 0 | 0 | 0 | 0 | 0 | 0 | 0 | 0 | 0 | 0 | 0 | 0
|  | 2027 | 0 | [7 empty] | 0 | 0 | 0 | 0 | 0 | 0 | 0 | 0 | 0 | 0 | 0 | 0 | 0 | 0 | 0 | 0 | 0 | 0 | 0 | 0 | 0 | 0 | 0 | 0 | 0 | 0 | 0 | 0 | 0 | 0 | 0 | 0 | 0 | 0 | 0 | 0 | 0 | 0 | 0 | 0 | 0 | 0 | 0 | 0 | 0 | 0 | 0 | 0 | 0
|  | 2028 | 0 | [8 empty] | 0 | 0 | 0 | 0 | 0 | 0 | 0 | 0 | 0 | 0 | 0 | 0 | 0 | 0 | 0 | 0 | 0 | 0 | 0 | 0 | 0 | 0 | 0 | 0 | 0 | 0 | 0 | 0 | 0 | 0 | 0 | 0 | 0 | 0 | 0 | 0 | 0 | 0 | 0 | 0 | 0 | 0 | 0 | 0 | 0 | 0 | 0 | 0
|  | 2029 | 0 | [9 empty] | 0 | 0 | 0 | 0 | 0 | 0 | 0 | 0 | 0 | 0 | 0 | 0 | 0 | 0 | 0 | 0 | 0 | 0 | 0 | 0 | 0 | 0 | 0 | 0 | 0 | 0 | 0 | 0 | 0 | 0 | 0 | 0 | 0 | 0 | 0 | 0 | 0 | 0 | 0 | 0 | 0 | 0 | 0 | 0 | 0 | 0 | 0
|  | 2030 | 0 | [10 empty] | 0 | 0 | 0 | 0 | 0 | 0 | 0 | 0 | 0 | 0 | 0 | 0 | 0 | 0 | 0 | 0 | 0 | 0 | 0 | 0 | 0 | 0 | 0 | 0 | 0 | 0 | 0 | 0 | 0 | 0 | 0 | 0 | 0 | 0 | 0 | 0 | 0 | 0 | 0 | 0 | 0 | 0 | 0 | 0 | 0 | 0
|  | 2031 | 0 | [11 empty] | 0 | 0 | 0 | 0 | 0 | 0 | 0 | 0 | 0 | 0 | 0 | 0 | 0 | 0 | 0 | 0 | 0 | 0 | 0 | 0 | 0 | 0 | 0 | 0 | 0 | 0 | 0 | 0 | 0 | 0 | 0 | 0 | 0 | 0 | 0 | 0 | 0 | 0 | 0 | 0 | 0 | 0 | 0 | 0 | 0
|  | 2032 | 0 | [12 empty] | 0 | 0 | 0 | 0 | 0 | 0 | 0 | 0 | 0 | 0 | 0 | 0 | 0 | 0 | 0 | 0 | 0 | 0 | 0 | 0 | 0 | 0 | 0 | 0 | 0 | 0 | 0 | 0 | 0 | 0 | 0 | 0 | 0 | 0 | 0 | 0 | 0 | 0 | 0 | 0 | 0 | 0 | 0 | 0
|  | 2033 | 0 | [13 empty] | 0 | 0 | 0 | 0 | 0 | 0 | 0 | 0 | 0 | 0 | 0 | 0 | 0 | 0 | 0 | 0 | 0 | 0 | 0 | 0 | 0 | 0 | 0 | 0 | 0 | 0 | 0 | 0 | 0 | 0 | 0 | 0 | 0 | 0 | 0 | 0 | 0 | 0 | 0 | 0 | 0 | 0 | 0
|  | 2034 | 0 | [14 empty] | 0 | 0 | 0 | 0 | 0 | 0 | 0 | 0 | 0 | 0 | 0 | 0 | 0 | 0 | 0 | 0 | 0 | 0 | 0 | 0 | 0 | 0 | 0 | 0 | 0 | 0 | 0 | 0 | 0 | 0 | 0 | 0 | 0 | 0 | 0 | 0 | 0 | 0 | 0 | 0 | 0 | 0
|  | 2035 | 0 | [15 empty] | 0 | 0 | 0 | 0 | 0 | 0 | 0 | 0 | 0 | 0 | 0 | 0 | 0 | 0 | 0 | 0 | 0 | 0 | 0 | 0 | 0 | 0 | 0 | 0 | 0 | 0 | 0 | 0 | 0 | 0 | 0 | 0 | 0 | 0 | 0 | 0 | 0 | 0 | 0 | 0 | 0
|  | 2036 | 0 | [16 empty] | 0 | 0 | 0 | 0 | 0 | 0 | 0 | 0 | 0 | 0 | 0 | 0 | 0 | 0 | 0 | 0 | 0 | 0 | 0 | 0 | 0 | 0 | 0 | 0 | 0 | 0 | 0 | 0 | 0 | 0 | 0 | 0 | 0 | 0 | 0 | 0 | 0 | 0 | 0 | 0
|  | 2037 | 0 | [17 empty] | 0 | 0 | 0 | 0 | 0 | 0 | 0 | 0 | 0 | 0 | 0 | 0 | 0 | 0 | 0 | 0 | 0 | 0 | 0 | 0 | 0 | 0 | 0 | 0 | 0 | 0 | 0 | 0 | 0 | 0 | 0 | 0 | 0 | 0 | 0 | 0 | 0 | 0 | 0
|  | 2038 | 0 | [18 empty] | 0 | 0 | 0 | 0 | 0 | 0 | 0 | 0 | 0 | 0 | 0 | 0 | 0 | 0 | 0 | 0 | 0 | 0 | 0 | 0 | 0 | 0 | 0 | 0 | 0 | 0 | 0 | 0 | 0 | 0 | 0 | 0 | 0 | 0 | 0 | 0 | 0 | 0
|  | 2039 | 0 | [19 empty] | 0 | 0 | 0 | 0 | 0 | 0 | 0 | 0 | 0 | 0 | 0 | 0 | 0 | 0 | 0 | 0 | 0 | 0 | 0 | 0 | 0 | 0 | 0 | 0 | 0 | 0 | 0 | 0 | 0 | 0 | 0 | 0 | 0 | 0 | 0 | 0 | 0
|  | 2040 | 0 | [20 empty] | 0 | 0 | 0 | 0 | 0 | 0 | 0 | 0 | 0 | 0 | 0 | 0 | 0 | 0 | 0 | 0 | 0 | 0 | 0 | 0 | 0 | 0 | 0 | 0 | 0 | 0 | 0 | 0 | 0 | 0 | 0 | 0 | 0 | 0 | 0 | 0
|  | 2041 | 0 | [21 empty] | 0 | 0 | 0 | 0 | 0 | 0 | 0 | 0 | 0 | 0 | 0 | 0 | 0 | 0 | 0 | 0 | 0 | 0 | 0 | 0 | 0 | 0 | 0 | 0 | 0 | 0 | 0 | 0 | 0 | 0 | 0 | 0 | 0 | 0 | 0
|  | 2042 | 0 | [22 empty] | 0 | 0 | 0 | 0 | 0 | 0 | 0 | 0 | 0 | 0 | 0 | 0 | 0 | 0 | 0 | 0 | 0 | 0 | 0 | 0 | 0 | 0 | 0 | 0 | 0 | 0 | 0 | 0 | 0 | 0 | 0 | 0 | 0 | 0
|  | 2043 | 0 | 2043: 0; 2044: 0; 2045: 0; 2046: 0; 2047: 0; 2048: 0; 2049: 0; 2050: 0; 2051: 0; 2052: 0; 2053: 0; 2054: 0; 2055: 0; 2056: 0; 2057: 0; 2058: 0; 2059: 0; 2060: 0; 2061: 0; 2062: 0; 2063: 0; 2064: 0; 2065: 0; 2066: 0; 2067: 0; 2068: 0; 2069: 0; 2070: 0; 2071: 0; 2072: 0; 2073: 0; 2074: 0; 2075: 0
|  | 2044 | 0 | 2044: 0; 2045: 0; 2046: 0; 2047: 0; 2048: 0; 2049: 0; 2050: 0; 2051: 0; 2052: 0; 2053: 0; 2054: 0; 2055: 0; 2056: 0; 2057: 0; 2058: 0; 2059: 0; 2060: 0; 2061: 0; 2062: 0; 2063: 0; 2064: 0; 2065: 0; 2066: 0; 2067: 0; 2068: 0; 2069: 0; 2070: 0; 2071: 0; 2072: 0; 2073: 0; 2074: 0; 2075: 0
|  | 2045 | 0 | 2045: 0; 2046: 0; 2047: 0; 2048: 0; 2049: 0; 2050: 0; 2051: 0; 2052: 0; 2053: 0; 2054: 0; 2055: 0; 2056: 0; 2057: 0; 2058: 0; 2059: 0; 2060: 0; 2061: 0; 2062: 0; 2063: 0; 2064: 0; 2065: 0; 2066: 0; 2067: 0; 2068: 0; 2069: 0; 2070: 0; 2071: 0; 2072: 0; 2073: 0; 2074: 0; 2075: 0 | 0 | 0 | 0 | 0
|  | 2046 | 0 | 2046: 0; 2047: 0; 2048: 0; 2049: 0; 2050: 0; 2051: 0; 2052: 0; 2053: 0; 2054: 0; 2055: 0; 2056: 0; 2057: 0; 2058: 0; 2059: 0; 2060: 0; 2061: 0; 2062: 0; 2063: 0; 2064: 0; 2065: 0; 2066: 0; 2067: 0; 2068: 0; 2069: 0; 2070: 0; 2071: 0; 2072: 0; 2073: 0; 2074: 0; 2075: 0 | 0 | 0 | 0 | 0
|  | 2047 | 0 | 2047: 0; 2048: 0; 2049: 0; 2050: 0; 2051: 0; 2052: 0; 2053: 0; 2054: 0; 2055: 0; 2056: 0; 2057: 0; 2058: 0; 2059: 0; 2060: 0; 2061: 0; 2062: 0; 2063: 0; 2064: 0; 2065: 0; 2066: 0; 2067: 0; 2068: 0; 2069: 0; 2070: 0; 2071: 0; 2072: 0; 2073: 0; 2074: 0; 2075: 0 | 0 | 0 | 0 | 0
|  | 2048 | 0 | 2048: 0; 2049: 0; 2050: 0; 2051: 0; 2052: 0; 2053: 0; 2054: 0; 2055: 0; 2056: 0; 2057: 0; 2058: 0; 2059: 0; 2060: 0; 2061: 0; 2062: 0; 2063: 0; 2064: 0; 2065: 0; 2066: 0; 2067: 0; 2068: 0; 2069: 0; 2070: 0; 2071: 0; 2072: 0; 2073: 0; 2074: 0; 2075: 0 | 0 | 0 | 0 | 0
|  | 2049 | 0 | 2049: 0; 2050: 0; 2051: 0; 2052: 0; 2053: 0; 2054: 0; 2055: 0; 2056: 0; 2057: 0; 2058: 0; 2059: 0; 2060: 0; 2061: 0; 2062: 0; 2063: 0; 2064: 0; 2065: 0; 2066: 0; 2067: 0; 2068: 0; 2069: 0; 2070: 0; 2071: 0; 2072: 0; 2073: 0; 2074: 0; 2075: 0 | 0 | 0 | 0 | 0
|  | 2050 | 0 | 2050: 0; 2051: 0; 2052: 0; 2053: 0; 2054: 0; 2055: 0; 2056: 0; 2057: 0; 2058: 0; 2059: 0; 2060: 0; 2061: 0; 2062: 0; 2063: 0; 2064: 0; 2065: 0; 2066: 0; 2067: 0; 2068: 0; 2069: 0; 2070: 0; 2071: 0; 2072: 0; 2073: 0; 2074: 0; 2075: 0 | 0 | 0 | 0 | 0
Annual Change (%) | bar: 2020 to 2075
|  | Levelized Capital Cost ($/MW-wk) |  | 0 | 0 | 0 | 0 | 0 | 0 | 0 | 0 | 0 | 0 | 0 | 0 | 0 | 0 | 0 | 0 | 0 | 0 | 0 | 0 | 0 | 0 | 0 | 0 | 0 | 0 | 0 | 0 | 0 | 0 | 0 | 0 | 0 | 0 | 0 | 0 | 0 | 0 | 0 | 0 | 0 | 0 | 0 | 0 | 0 | 0 | 0 | 0 | 0 | 0 | 0 | 0 | 0 | 0 | 0 | 0
|  | Economic Life | 30
|  | check s/b 0 | 0
itc
Revenue Requirement by vintage year
2012 $/MW-wk
| Aurora Input |  | Levelized Cost | 2020 | 2021 | 2022 | 2023 | 2024 | 2025 | 2026 | 2027 | 2028 | 2029 | 2030 | 2031 | 2032 | 2033 | 2034 | 2035 | 2036 | 2037 | 2038 | 2039 | 2040 | 2041 | 2042 | 2043 | 2044 | 2045 | 2046 | Levelized | 2047 | 2048 | 2049 | 2050 | 2051 | 2052 | 2053 | 2054 | 2055 | 2056 | 2057 | 2058 | 2059 | 2060 | 2061 | 2062 | 2063 | 2064 | 2065 | 2066 | 2067 | 2068 | 2069 | 2070 | 2071 | 2072 | 2073 | 2074 | 2075 | 2076 | 2077 | 2078 | 2079
|  | 2020 | 0 | 0 | 0 | 0 | 0 | 0 | 0 | 0 | 0 | 0 | 0 | 0 | 0 | 0 | 0 | 0 | 0 | 0 | 0 | 0 | 0 | 0 | 0 | 0 | 0 | 0 | 0 | 0 | 0 | 0 | 0 | 0 | 0 | 0 | 0 | 0 | 0 | 0 | 0 | 0 | 0 | 0 | 0 | 0 | 0 | 0 | 0 | 0 | 0 | 0 | 0 | 0 | 0 | 0 | 0 | 0 | 0 | 0 | 0 | 0 | 0 | 0
|  | 2021 | 0 |  | 0 | 0 | 0 | 0 | 0 | 0 | 0 | 0 | 0 | 0 | 0 | 0 | 0 | 0 | 0 | 0 | 0 | 0 | 0 | 0 | 0 | 0 | 0 | 0 | 0 | 0 | 0 | 0 | 0 | 0 | 0 | 0 | 0 | 0 | 0 | 0 | 0 | 0 | 0 | 0 | 0 | 0 | 0 | 0 | 0 | 0 | 0 | 0 | 0 | 0 | 0 | 0 | 0 | 0 | 0 | 0 | 0 | 0 | 0 | 0
|  | 2022 | 0 |  |  | 0 | 0 | 0 | 0 | 0 | 0 | 0 | 0 | 0 | 0 | 0 | 0 | 0 | 0 | 0 | 0 | 0 | 0 | 0 | 0 | 0 | 0 | 0 | 0 | 0 | 0 | 0 | 0 | 0 | 0 | 0 | 0 | 0 | 0 | 0 | 0 | 0 | 0 | 0 | 0 | 0 | 0 | 0 | 0 | 0 | 0 | 0 | 0 | 0 | 0 | 0 | 0 | 0 | 0 | 0 | 0 | 0 | 0 | 0
|  | 2023 | 0 |  |  |  | 0 | 0 | 0 | 0 | 0 | 0 | 0 | 0 | 0 | 0 | 0 | 0 | 0 | 0 | 0 | 0 | 0 | 0 | 0 | 0 | 0 | 0 | 0 | 0 | 0 | 0 | 0 | 0 | 0 | 0 | 0 | 0 | 0 | 0 | 0 | 0 | 0 | 0 | 0 | 0 | 0 | 0 | 0 | 0 | 0 | 0 | 0 | 0 | 0 | 0 | 0 | 0 | 0 | 0 | 0 | 0 | 0 | 0
|  | 2024 | 0 |  |  |  |  | 0 | 0 | 0 | 0 | 0 | 0 | 0 | 0 | 0 | 0 | 0 | 0 | 0 | 0 | 0 | 0 | 0 | 0 | 0 | 0 | 0 | 0 | 0 | 0 | 0 | 0 | 0 | 0 | 0 | 0 | 0 | 0 | 0 | 0 | 0 | 0 | 0 | 0 | 0 | 0 | 0 | 0 | 0 | 0 | 0 | 0 | 0 | 0 | 0 | 0 | 0 | 0 | 0 | 0 | 0 | 0 | 0
|  | 2025 | 0 | [5 empty] | 0 | 0 | 0 | 0 | 0 | 0 | 0 | 0 | 0 | 0 | 0 | 0 | 0 | 0 | 0 | 0 | 0 | 0 | 0 | 0 | 0 | 0 | 0 | 0 | 0 | 0 | 0 | 0 | 0 | 0 | 0 | 0 | 0 | 0 | 0 | 0 | 0 | 0 | 0 | 0 | 0 | 0 | 0 | 0 | 0 | 0 | 0 | 0 | 0 | 0 | 0 | 0 | 0 | 0 | 0 | 0
|  | 2026 | 0 | [6 empty] | 0 | 0 | 0 | 0 | 0 | 0 | 0 | 0 | 0 | 0 | 0 | 0 | 0 | 0 | 0 | 0 | 0 | 0 | 0 | 0 | 0 | 0 | 0 | 0 | 0 | 0 | 0 | 0 | 0 | 0 | 0 | 0 | 0 | 0 | 0 | 0 | 0 | 0 | 0 | 0 | 0 | 0 | 0 | 0 | 0 | 0 | 0 | 0 | 0 | 0 | 0 | 0 | 0 | 0 | 0
|  | 2027 | 0 | [7 empty] | 0 | 0 | 0 | 0 | 0 | 0 | 0 | 0 | 0 | 0 | 0 | 0 | 0 | 0 | 0 | 0 | 0 | 0 | 0 | 0 | 0 | 0 | 0 | 0 | 0 | 0 | 0 | 0 | 0 | 0 | 0 | 0 | 0 | 0 | 0 | 0 | 0 | 0 | 0 | 0 | 0 | 0 | 0 | 0 | 0 | 0 | 0 | 0 | 0 | 0 | 0 | 0 | 0 | 0
|  | 2028 | 0 | [8 empty] | 0 | 0 | 0 | 0 | 0 | 0 | 0 | 0 | 0 | 0 | 0 | 0 | 0 | 0 | 0 | 0 | 0 | 0 | 0 | 0 | 0 | 0 | 0 | 0 | 0 | 0 | 0 | 0 | 0 | 0 | 0 | 0 | 0 | 0 | 0 | 0 | 0 | 0 | 0 | 0 | 0 | 0 | 0 | 0 | 0 | 0 | 0 | 0 | 0 | 0 | 0 | 0 | 0
|  | 2029 | 0 | [9 empty] | 0 | 0 | 0 | 0 | 0 | 0 | 0 | 0 | 0 | 0 | 0 | 0 | 0 | 0 | 0 | 0 | 0 | 0 | 0 | 0 | 0 | 0 | 0 | 0 | 0 | 0 | 0 | 0 | 0 | 0 | 0 | 0 | 0 | 0 | 0 | 0 | 0 | 0 | 0 | 0 | 0 | 0 | 0 | 0 | 0 | 0 | 0 | 0 | 0 | 0 | 0 | 0
|  | 2030 | 0 | [10 empty] | 0 | 0 | 0 | 0 | 0 | 0 | 0 | 0 | 0 | 0 | 0 | 0 | 0 | 0 | 0 | 0 | 0 | 0 | 0 | 0 | 0 | 0 | 0 | 0 | 0 | 0 | 0 | 0 | 0 | 0 | 0 | 0 | 0 | 0 | 0 | 0 | 0 | 0 | 0 | 0 | 0 | 0 | 0 | 0 | 0 | 0 | 0 | 0 | 0 | 0 | 0
|  | 2031 | 0 | [11 empty] | 0 | 0 | 0 | 0 | 0 | 0 | 0 | 0 | 0 | 0 | 0 | 0 | 0 | 0 | 0 | 0 | 0 | 0 | 0 | 0 | 0 | 0 | 0 | 0 | 0 | 0 | 0 | 0 | 0 | 0 | 0 | 0 | 0 | 0 | 0 | 0 | 0 | 0 | 0 | 0 | 0 | 0 | 0 | 0 | 0 | 0 | 0 | 0 | 0 | 0
|  | 2032 | 0 | [12 empty] | 0 | 0 | 0 | 0 | 0 | 0 | 0 | 0 | 0 | 0 | 0 | 0 | 0 | 0 | 0 | 0 | 0 | 0 | 0 | 0 | 0 | 0 | 0 | 0 | 0 | 0 | 0 | 0 | 0 | 0 | 0 | 0 | 0 | 0 | 0 | 0 | 0 | 0 | 0 | 0 | 0 | 0 | 0 | 0 | 0 | 0 | 0 | 0 | 0
|  | 2033 | 0 | [13 empty] | 0 | 0 | 0 | 0 | 0 | 0 | 0 | 0 | 0 | 0 | 0 | 0 | 0 | 0 | 0 | 0 | 0 | 0 | 0 | 0 | 0 | 0 | 0 | 0 | 0 | 0 | 0 | 0 | 0 | 0 | 0 | 0 | 0 | 0 | 0 | 0 | 0 | 0 | 0 | 0 | 0 | 0 | 0 | 0 | 0 | 0 | 0 | 0
|  | 2034 | 0 | [14 empty] | 0 | 0 | 0 | 0 | 0 | 0 | 0 | 0 | 0 | 0 | 0 | 0 | 0 | 0 | 0 | 0 | 0 | 0 | 0 | 0 | 0 | 0 | 0 | 0 | 0 | 0 | 0 | 0 | 0 | 0 | 0 | 0 | 0 | 0 | 0 | 0 | 0 | 0 | 0 | 0 | 0 | 0 | 0 | 0 | 0 | 0 | 0
|  | 2035 | 0 | [15 empty] | 0 | 0 | 0 | 0 | 0 | 0 | 0 | 0 | 0 | 0 | 0 | 0 | 0 | 0 | 0 | 0 | 0 | 0 | 0 | 0 | 0 | 0 | 0 | 0 | 0 | 0 | 0 | 0 | 0 | 0 | 0 | 0 | 0 | 0 | 0 | 0 | 0 | 0 | 0 | 0 | 0 | 0 | 0 | 0 | 0 | 0
|  | 2036 | 0 | [16 empty] | 0 | 0 | 0 | 0 | 0 | 0 | 0 | 0 | 0 | 0 | 0 | 0 | 0 | 0 | 0 | 0 | 0 | 0 | 0 | 0 | 0 | 0 | 0 | 0 | 0 | 0 | 0 | 0 | 0 | 0 | 0 | 0 | 0 | 0 | 0 | 0 | 0 | 0 | 0 | 0 | 0 | 0 | 0 | 0 | 0
|  | 2037 | 0 | [17 empty] | 0 | 0 | 0 | 0 | 0 | 0 | 0 | 0 | 0 | 0 | 0 | 0 | 0 | 0 | 0 | 0 | 0 | 0 | 0 | 0 | 0 | 0 | 0 | 0 | 0 | 0 | 0 | 0 | 0 | 0 | 0 | 0 | 0 | 0 | 0 | 0 | 0 | 0 | 0 | 0 | 0 | 0 | 0 | 0
|  | 2038 | 0 | [18 empty] | 0 | 0 | 0 | 0 | 0 | 0 | 0 | 0 | 0 | 0 | 0 | 0 | 0 | 0 | 0 | 0 | 0 | 0 | 0 | 0 | 0 | 0 | 0 | 0 | 0 | 0 | 0 | 0 | 0 | 0 | 0 | 0 | 0 | 0 | 0 | 0 | 0 | 0 | 0 | 0 | 0 | 0 | 0
|  | 2039 | 0 | [19 empty] | 0 | 0 | 0 | 0 | 0 | 0 | 0 | 0 | 0 | 0 | 0 | 0 | 0 | 0 | 0 | 0 | 0 | 0 | 0 | 0 | 0 | 0 | 0 | 0 | 0 | 0 | 0 | 0 | 0 | 0 | 0 | 0 | 0 | 0 | 0 | 0 | 0 | 0 | 0 | 0 | 0 | 0
|  | 2040 | 0 | [20 empty] | 0 | 0 | 0 | 0 | 0 | 0 | 0 | 0 | 0 | 0 | 0 | 0 | 0 | 0 | 0 | 0 | 0 | 0 | 0 | 0 | 0 | 0 | 0 | 0 | 0 | 0 | 0 | 0 | 0 | 0 | 0 | 0 | 0 | 0 | 0 | 0 | 0 | 0 | 0 | 0 | 0
|  | 2041 | 0 | [21 empty] | 0 | 0 | 0 | 0 | 0 | 0 | 0 | 0 | 0 | 0 | 0 | 0 | 0 | 0 | 0 | 0 | 0 | 0 | 0 | 0 | 0 | 0 | 0 | 0 | 0 | 0 | 0 | 0 | 0 | 0 | 0 | 0 | 0 | 0 | 0 | 0 | 0 | 0 | 0 | 0
|  | 2042 | 0 | [22 empty] | 0 | 0 | 0 | 0 | 0 | 0 | 0 | 0 | 0 | 0 | 0 | 0 | 0 | 0 | 0 | 0 | 0 | 0 | 0 | 0 | 0 | 0 | 0 | 0 | 0 | 0 | 0 | 0 | 0 | 0 | 0 | 0 | 0 | 0 | 0 | 0 | 0 | 0 | 0
|  | 2043 | 0 | [23 empty] | 0 | 0 | 0 | 0 | 0 | 0 | 0 | 0 | 0 | 0 | 0 | 0 | 0 | 0 | 0 | 0 | 0 | 0 | 0 | 0 | 0 | 0 | 0 | 0 | 0 | 0 | 0 | 0 | 0 | 0 | 0 | 0 | 0 | 0 | 0 | 0 | 0 | 0
|  | 2044 | 0 | [24 empty] | 0 | 0 | 0 | 0 | 0 | 0 | 0 | 0 | 0 | 0 | 0 | 0 | 0 | 0 | 0 | 0 | 0 | 0 | 0 | 0 | 0 | 0 | 0 | 0 | 0 | 0 | 0 | 0 | 0 | 0 | 0 | 0 | 0 | 0 | 0 | 0 | 0
|  | 2045 | 0 | [25 empty] | 0 | 0 | 0 | 0 | 0 | 0 | 0 | 0 | 0 | 0 | 0 | 0 | 0 | 0 | 0 | 0 | 0 | 0 | 0 | 0 | 0 | 0 | 0 | 0 | 0 | 0 | 0 | 0 | 0 | 0 | 0 | 0 | 0 | 0 | 0 | 0
|  | 2046 | 0 | [26 empty] | 0 | 0 | 0 | 0 | 0 | 0 | 0 | 0 | 0 | 0 | 0 | 0 | 0 | 0 | 0 | 0 | 0 | 0 | 0 | 0 | 0 | 0 | 0 | 0 | 0 | 0 | 0 | 0 | 0 | 0 | 0 | 0 | 0 | 0 | 0
|  | 2047 | 0 | [27 empty] | 0 | 0 | 0 | 0 | 0 | 0 | 0 | 0 | 0 | 0 | 0 | 0 | 0 | 0 | 0 | 0 | 0 | 0 | 0 | 0 | 0 | 0 | 0 | 0 | 0 | 0 | 0 | 0 | 0 | 0 | 0 | 0 | 0 | 0
|  | 2048 | 0 | [27 empty] | 0 |  | 0 | 0 | 0 | 0 | 0 | 0 | 0 | 0 | 0 | 0 | 0 | 0 | 0 | 0 | 0 | 0 | 0 | 0 | 0 | 0 | 0 | 0 | 0 | 0 | 0 | 0 | 0 | 0 | 0 | 0 | 0 | 0
|  | 2049 | 0 | [27 empty] | 0 |  |  | 0 | 0 | 0 | 0 | 0 | 0 | 0 | 0 | 0 | 0 | 0 | 0 | 0 | 0 | 0 | 0 | 0 | 0 | 0 | 0 | 0 | 0 | 0 | 0 | 0 | 0 | 0 | 0 | 0 | 0 | 0
|  | 2050 | 0 | [27 empty] | 0 |  |  |  | 0 | 0 | 0 | 0 | 0 | 0 | 0 | 0 | 0 | 0 | 0 | 0 | 0 | 0 | 0 | 0 | 0 | 0 | 0 | 0 | 0 | 0 | 0 | 0 | 0 | 0 | 0 | 0 | 0 | 0
|  |  |  | 30% | 30% | 30% | 30% | 26% | 22% | 10% | 10% | 10% | 10% | 10% | 10% | 10% | 10% | 10% | 10% | 10% | 10% | 10% | 10% | 10% | 10% | 10% | 10% | 10% | 10% | 10% | 10% | 10% | 10% | 10% | 10% | 10% | 10% | 10% | 10% | 10% | 10% | 10% | 10% | 10% | 10% | 10% | 10% | 10% | 10% | 10% | 10% | 10% | 10% | 10% | 10% | 10% | 10% | 10% | 10%
ITC
| 2020-2023 | 30% |  | 0 | [27 empty] | 2064: 0; 2065: 0; 2066: 0; 2067: 0; 2068: 0; 2069: 0; 2070: 0; 2071: 0; 2072: 0
| 2024 | 26% |  | 0 | [27 empty] | 2056: 0; 2057: 0; 2058: 0; 2059: 0; 2060: 0; 2061: 0; 2062: 0; 2063: 0; 2064: 0; 2065: 0; 2066: 0; 2067: 0; 2068: 0; 2069: 0; 2070: 0; 2071: 0; 2072: 0; 2073: 0; 2074: 0
| 2025 | 22% |  | 0 | [27 empty] | 2056: 0; 2057: 0; 2058: 0; 2059: 0; 2060: 0; 2061: 0; 2062: 0; 2063: 0; 2064: 0; 2065: 0; 2066: 0; 2067: 0; 2068: 0; 2069: 0; 2070: 0; 2071: 0; 2072: 0; 2073: 0; 2074: 0
| Start 2026 | 10% |  | 0 | [27 empty] | 2056: 0; 2057: 0; 2058: 0; 2059: 0; 2060: 0; 2061: 0; 2062: 0; 2063: 0; 2064: 0; 2065: 0; 2066: 0; 2067: 0; 2068: 0; 2069: 0; 2070: 0; 2071: 0; 2072: 0; 2073: 0; 2074: 0
[41 empty] | 0 | 0 | 0 | 0 | 0 | 0 | 0 | 0 | 0 | 0 | 0 | 0 | 0 | 0 | 0 | 0 | 0 | 0 | 0
[41 empty] | 0 | 0 | 0 | 0 | 0 | 0 | 0 | 0 | 0 | 0 | 0 | 0 | 0 | 0 | 0 | 0 | 0 | 0 | 0
Amortization
|  | 30% |  | 0 | 0 | 0 | 0 | 0 | 0 | 0 | 0 | 0 | 0 | 0 | 0 | 0 | 0 | 0 | 0 | 0 | 0 | 0 | 0 | 0 | 0 | 0 | 0 | 0 | 0 | 0 | 0 | 0 | 0 | 0 | 0 | 0 | 0 | 0 | 0 | 0 | 0 | 0 | 0 | 0 | 0 | 0 | 0 | 0 | 0 | 0 | 0 | 0 | 0 | 0 | 0 | 0 | 0 | 0 | 0
|  | 26% |  | 0 | 0 | 0 | 0 | 0 | 0 | 0 | 0 | 0 | 0 | 0 | 0 | 0 | 0 | 0 | 0 | 0 | 0 | 0 | 0 | 0 | 0 | 0 | 0 | 0 | 0 | 0 | 0 | 0 | 0 | 0 | 0 | 0 | 0 | 0 | 0 | 0 | 0 | 0 | 0 | 0 | 0 | 0 | 0 | 0 | 0 | 0 | 0 | 0 | 0 | 0 | 0 | 0 | 0 | 0 | 0
|  | 22% |  | 0 | 0 | 0 | 0 | 0 | 0 | 0 | 0 | 0 | 0 | 0 | 0 | 0 | 0 | 0 | 0 | 0 | 0 | 0 | 0 | 0 | 0 | 0 | 0 | 0 | 0 | 0 | 0 | 0 | 0 | 0 | 0 | 0 | 0 | 0 | 0 | 0 | 0 | 0 | 0 | 0 | 0 | 0 | 0 | 0 | 0 | 0 | 0 | 0 | 0 | 0 | 0 | 0 | 0 | 0 | 0
|  | 10% |  | 0 | 0 | 0 | 0 | 0 | 0 | 0 | 0 | 0 | 0 | 0 | 0 | 0 | 0 | 0 | 0 | 0 | 0 | 0 | 0 | 0 | 0 | 0 | 0 | 0 | 0 | 0 | 0 | 0 | 0 | 0 | 0 | 0 | 0 | 0 | 0 | 0 | 0 | 0 | 0 | 0 | 0 | 0 | 0 | 0 | 0 | 0 | 0 | 0 | 0 | 0 | 0 | 0 | 0 | 0 | 0
|  |  |  | 2020 | 2021 | 2022 | 2023 | 2024 | 2025 | 2026 | 2027 | 2028 | 2029 | 2030 | 2031 | 2032 | 2033 | 2034 | 2035 | 2036 | 2037 | 2038 | 2039 | 2040 | 2041 | 2042 | 2043 | 2044 | 2045 | 2046 | 2047 | 2048 | 2049 | 2050 | 2051 | 2052 | 2053 | 2054 | 2055 | 2056 | 2057 | 2058 | 2059 | 2060 | 2061 | 2062 | 2063 | 2064 | 2065 | 2066 | 2067 | 2068 | 2069 | 2070 | 2071 | 2072 | 2073 | 2074 | 2075
|  | ITC Base |  | 0 | 0 | 0 | 0 | 0 | 0 | 0 | 0 | 0 | 0 | 0 | 0 | 0 | 0 | 0 | 0 | 0 | 0 | 0 | 0 | 0 | 0 | 0 | 0 | 0 | 0 | 0 | 0 | 0 | 0 | 0 | 0 | 0 | 0 | 0 | 0 | 0 | 0 | 0 | 0 | 0 | 0 | 0 | 0 | 0 | 0 | 0 | 0 | 0 | 0 | 0 | 0 | 0 | 0 | 0 | 0
|  | Accum ITC Amort |  | 0 | 0 | 0 | 0 | 0 | 0 | 0 | 0 | 0 | 0 | 0 | 0 | 0 | 0 | 0 | 0 | 0 | 0 | 0 | 0 | 0 | 0 | 0 | 0 | 0 | 0 | 0 | 0 | 0 | 0 | 0 | 0 | 0 | 0 | 0 | 0 | 0 | 0 | 0 | 0 | 0 | 0 | 0 | 0 | 0 | 0 | 0 | 0 | 0 | 0 | 0 | 0 | 0 | 0 | 0 | 0
|  | Ratebase |  | 0 | 0 | 0 | 0 | 0 | 0 | 0 | 0 | 0 | 0 | 0 | 0 | 0 | 0 | 0 | 0 | 0 | 0 | 0 | 0 | 0 | 0 | 0 | 0 | 0 | 0 | 0 | 0 | 0 | 0 | 0 | 0 | 0 | 0 | 0 | 0 | 0 | 0 | 0 | 0 | 0 | 0 | 0 | 0 | 0 | 0 | 0 | 0 | 0 | 0 | 0 | 0 | 0 | 0 | 0 | 0
|  | Tax Basis |  | 0 | 0 | 0 | 0 | 0 | 0 | 0 | 0 | 0 | 0 | 0 | 0 | 0 | 0 | 0 | 0 | 0 | 0 | 0 | 0 | 0 | 0 | 0 | 0 | 0 | 0 | 0 | 0 | 0 | 0 | 0 | 0 | 0 | 0 | 0 | 0 | 0 | 0 | 0 | 0 | 0 | 0 | 0 | 0 | 0 | 0 | 0 | 0 | 0 | 0 | 0 | 0 | 0 | 0 | 0 | 0
|  | Book Depreciation |  | 0 | 0 | 0 | 0 | 0 | 0 | 0 | 0 | 0 | 0 | 0 | 0 | 0 | 0 | 0 | 0 | 0 | 0 | 0 | 0 | 0 | 0 | 0 | 0 | 0 | 0 | 0 | 0 | 0 | 0 | 0 | 0 | 0 | 0 | 0 | 0 | 0 | 0 | 0 | 0 | 0 | 0 | 0 | 0 | 0 | 0 | 0 | 0 | 0 | 0 | 0 | 0 | 0 | 0 | 0 | 0
|  | Tax Depreciation |  | 0 | 0 | 0 | 0 | 0 | 0 | 0 | 0 | 0 | 0 | 0 | 0 | 0 | 0 | 0 | 0 | 0 | 0 | 0 | 0 | 0 | 0 | 0 | 0 | 0 | 0 | 0 | 0 | 0 | 0 | 0 | 0 | 0 | 0 | 0 | 0 | 0 | 0 | 0 | 0 | 0 | 0 | 0 | 0 | 0 | 0 | 0 | 0 | 0 | 0 | 0 | 0 | 0 | 0 | 0 | 0
|  | Difference between book and tax |  | 0 | 0 | 0 | 0 | 0 | 0 | 0 | 0 | 0 | 0 | 0 | 0 | 0 | 0 | 0 | 0 | 0 | 0 | 0 | 0 | 0 | 0 | 0 | 0 | 0 | 0 | 0 | 0 | 0 | 0 | 0 | 0 | 0 | 0 | 0 | 0 | 0 | 0 | 0 | 0 | 0 | 0 | 0 | 0 | 0 | 0 | 0 | 0 | 0 | 0 | 0 | 0 | 0 | 0 | 0 | 0
|  | Deferred Tax |  | 0 | 0 | 0 | 0 | 0 | 0 | 0 | 0 | 0 | 0 | 0 | 0 | 0 | 0 | 0 | 0 | 0 | 0 | 0 | 0 | 0 | 0 | 0 | 0 | 0 | 0 | 0 | 0 | 0 | 0 | 0 | 0 | 0 | 0 | 0 | 0 | 0 | 0 | 0 | 0 | 0 | 0 | 0 | 0 | 0 | 0 | 0 | 0 | 0 | 0 | 0 | 0 | 0 | 0 | 0 | 0
|  | Accum Defered Tax |  | 0 | 0 | 0 | 0 | 0 | 0 | 0 | 0 | 0 | 0 | 0 | 0 | 0 | 0 | 0 | 0 | 0 | 0 | 0 | 0 | 0 | 0 | 0 | 0 | 0 | 0 | 0 | 0 | 0 | 0 | 0 | 0 | 0 | 0 | 0 | 0 | 0 | 0 | 0 | 0 | 0 | 0 | 0 | 0 | 0 | 0 | 0 | 0 | 0 | 0 | 0 | 0 | 0 | 0 | 0 | 0
|  | Revenue Requirement |  | 0 | 0 | 0 | 0 | 0 | 0 | 0 | 0 | 0 | 0 | 0 | 0 | 0 | 0 | 0 | 0 | 0 | 0 | 0 | 0 | 0 | 0 | 0 | 0 | 0 | 0 | 0 | 0 | 0 | 0 | 0 | 0 | 0 | 0 | 0 | 0 | 0 | 0 | 0 | 0 | 0 | 0 | 0 | 0 | 0 | 0 | 0 | 0 | 0 | 0 | 0 | 0 | 0 | 0 | 0 | 0
|  | Depreciation |  | 0 | 0 | 0 | 0 | 0 | 0 | 0 | 0 | 0 | 0 | 0 | 0 | 0 | 0 | 0 | 0 | 0 | 0 | 0 | 0 | 0 | 0 | 0 | 0 | 0 | 0 | 0 | 0 | 0 | 0 | 0 | 0 | 0 | 0 | 0 | 0 | 0 | 0 | 0 | 0 | 0 | 0 | 0 | 0 | 0 | 0 | 0 | 0 | 0 | 0 | 0 | 0 | 0 | 0 | 0 | 0
|  | Insurance |  | 0 | 0 | 0 | 0 | 0 | 0 | 0 | 0 | 0 | 0 | 0 | 0 | 0 | 0 | 0 | 0 | 0 | 0 | 0 | 0 | 0 | 0 | 0 | 0 | 0 | 0 | 0 | 0 | 0 | 0 | 0 | 0 | 0 | 0 | 0 | 0 | 0 | 0 | 0 | 0 | 0 | 0 | 0 | 0 | 0 | 0 | 0 | 0 | 0 | 0 | 0 | 0 | 0 | 0 | 0 | 0
|  | Property Taxes |  | 0 | 0 | 0 | 0 | 0 | 0 | 0 | 0 | 0 | 0 | 0 | 0 | 0 | 0 | 0 | 0 | 0 | 0 | 0 | 0 | 0 | 0 | 0 | 0 | 0 | 0 | 0 | 0 | 0 | 0 | 0 | 0 | 0 | 0 | 0 | 0 | 0 | 0 | 0 | 0 | 0 | 0 | 0 | 0 | 0 | 0 | 0 | 0 | 0 | 0 | 0 | 0 | 0 | 0 | 0 | 0
|  | Current Taxes |  | 0 | 0 | 0 | 0 | 0 | 0 | 0 | 0 | 0 | 0 | 0 | 0 | 0 | 0 | 0 | 0 | 0 | 0 | 0 | 0 | 0 | 0 | 0 | 0 | 0 | 0 | 0 | 0 | 0 | 0 | 0 | 0 | 0 | 0 | 0 | 0 | 0 | 0 | 0 | 0 | 0 | 0 | 0 | 0 | 0 | 0 | 0 | 0 | 0 | 0 | 0 | 0 | 0 | 0 | 0 | 0
|  | DFIT |  |  | 0 | 0 |  | 0 | 0 | 0 | 0 | 0 | 0 | 0 | 0 | 0 | 0 | 0 | 0 | 0 | 0 | 0 | 0 | 0 | 0 | 0 | 0 | 0 | 0 | 0 | 0 | 0 | 0 | 0 | 0 | 0 | 0 | 0 | 0 | 0 | 0 | 0 | 0 | 0 | 0 | 0 | 0 | 0 | 0 | 0 | 0 | 0 | 0 | 0 | 0 | 0 | 0 | 0 | 0
|  | ITC |  | 0 | 0 | 0 | 0 | 0 | 0 | 0 | 0 | 0 | 0 | 0 | 0 | 0 | 0 | 0 | 0 | 0 | 0 | 0 | 0 | 0 | 0 | 0 | 0 | 0 | 0 | 0 | 0 | 0 | 0 | 0 | 0 | 0 | 0 | 0 | 0 | 0 | 0 | 0 | 0 | 0 | 0 | 0 | 0 | 0 | 0 | 0 | 0 | 0 | 0 | 0 | 0 | 0 | 0 | 0 | 0
|  | Total Operating Expenses |  | 0 | 0 | 0 | 0 | 0 | 0 | 0 | 0 | 0 | 0 | 0 | 0 | 0 | 0 | 0 | 0 | 0 | 0 | 0 | 0 | 0 | 0 | 0 | 0 | 0 | 0 | 0 | 0 | 0 | 0 | 0 | 0 | 0 | 0 | 0 | 0 | 0 | 0 | 0 | 0 | 0 | 0 | 0 | 0 | 0 | 0 | 0 | 0 | 0 | 0 | 0 | 0 | 0 | 0 | 0 | 0
|  | Operating |  | 0 | 0 | 0 | 0 | 0 | 0 | 0 | 0 | 0 | 0 | 0 | 0 | 0 | 0 | 0 | 0 | 0 | 0 | 0 | 0 | 0 | 0 | 0 | 0 | 0 | 0 | 0 | 0 | 0 | 0 | 0 | 0 | 0 | 0 | 0 | 0 | 0 | 0 | 0 | 0 | 0 | 0 | 0 | 0 | 0 | 0 | 0 | 0 | 0 | 0 | 0 | 0 | 0 | 0 | 0 | 0
|  | Ratebase |  | 0 | 0 | 0 | 0 | 0 | 0 | 0 | 0 | 0 | 0 | 0 | 0 | 0 | 0 | 0 | 0 | 0 | 0 | 0 | 0 | 0 | 0 | 0 | 0 | 0 | 0 | 0 | 0 | 0 | 0 | 0 | 0 | 0 | 0 | 0 | 0 | 0 | 0 | 0 | 0 | 0 | 0 | 0 | 0 | 0 | 0 | 0 | 0 | 0 | 0 | 0 | 0 | 0 | 0 | 0 | 0
|  | Return on Ratebase |  | #DIV/0! | #DIV/0! | #DIV/0! | #DIV/0! | #DIV/0! | #DIV/0! | #DIV/0! | #DIV/0! | #DIV/0! | #DIV/0! | #DIV/0! | #DIV/0! | #DIV/0! | #DIV/0! | #DIV/0! | #DIV/0! | #DIV/0! | #DIV/0! | #DIV/0! | #DIV/0! | #DIV/0! | #DIV/0! | #DIV/0! | #DIV/0! | #DIV/0! | #DIV/0! | #DIV/0! | #DIV/0! | #DIV/0! | #DIV/0! | #DIV/0! | #DIV/0! | #DIV/0! | #DIV/0! | #DIV/0! | #DIV/0! | #DIV/0! | #DIV/0! | #DIV/0! | #DIV/0! | #DIV/0! | #DIV/0! | #DIV/0! | #DIV/0! | #DIV/0! | #DIV/0! | #DIV/0! | #DIV/0! | #DIV/0! | #DIV/0! | #DIV/0! | #DIV/0! | #DIV/0! | #DIV/0! | #DIV/0! | #DIV/0!
|  | Revenue Requirement |  | 0 | 0 | 0 | 0 | 0 | 0 | 0 | 0 | 0 | 0 | 0 | 0 | 0 | 0 | 0 | 0 | 0 | 0 | 0 | 0 | 0 | 0 | 0 | 0 | 0 | 0 | 0 | 0 | 0 | 0 | 0 | 0 | 0 | 0 | 0 | 0 | 0 | 0 | 0 | 0 | 0 | 0 | 0 | 0 | 0 | 0 | 0 | 0 | 0 | 0 | 0 | 0 | 0 | 0 | 0 | 0
|  | Tax Depreciation |  | 0 | 0 | 0 | 0 | 0 | 0 | 0 | 0 | 0 | 0 | 0 | 0 | 0 | 0 | 0 | 0 | 0 | 0 | 0 | 0 | 0 | 0 | 0 | 0 | 0 | 0 | 0 | 0 | 0 | 0 | 0 | 0 | 0 | 0 | 0 | 0 | 0 | 0 | 0 | 0 | 0 | 0 | 0 | 0 | 0 | 0 | 0 | 0 | 0 | 0 | 0 | 0 | 0 | 0 | 0 | 0
|  | Property Taxes |  | 0 | 0 | 0 | 0 | 0 | 0 | 0 | 0 | 0 | 0 | 0 | 0 | 0 | 0 | 0 | 0 | 0 | 0 | 0 | 0 | 0 | 0 | 0 | 0 | 0 | 0 | 0 | 0 | 0 | 0 | 0 | 0 | 0 | 0 | 0 | 0 | 0 | 0 | 0 | 0 | 0 | 0 | 0 | 0 | 0 | 0 | 0 | 0 | 0 | 0 | 0 | 0 | 0 | 0 | 0 | 0
|  | Insurance |  | 0 | 0 | 0 | 0 | 0 | 0 | 0 | 0 | 0 | 0 | 0 | 0 | 0 | 0 | 0 | 0 | 0 | 0 | 0 | 0 | 0 | 0 | 0 | 0 | 0 | 0 | 0 | 0 | 0 | 0 | 0 | 0 | 0 | 0 | 0 | 0 | 0 | 0 | 0 | 0 | 0 | 0 | 0 | 0 | 0 | 0 | 0 | 0 | 0 | 0 | 0 | 0 | 0 | 0 | 0 | 0
|  | Expenses |  | 0 | 0 | 0 | 0 | 0 | 0 | 0 | 0 | 0 | 0 | 0 | 0 | 0 | 0 | 0 | 0 | 0 | 0 | 0 | 0 | 0 | 0 | 0 | 0 | 0 | 0 | 0 | 0 | 0 | 0 | 0 | 0 | 0 | 0 | 0 | 0 | 0 | 0 | 0 | 0 | 0 | 0 | 0 | 0 | 0 | 0 | 0 | 0 | 0 | 0 | 0 | 0 | 0 | 0 | 0 | 0
|  | Taxable Income |  | 0 | 0 | 0 | 0 | 0 | 0 | 0 | 0 | 0 | 0 | 0 | 0 | 0 | 0 | 0 | 0 | 0 | 0 | 0 | 0 | 0 | 0 | 0 | 0 | 0 | 0 | 0 | 0 | 0 | 0 | 0 | 0 | 0 | 0 | 0 | 0 | 0 | 0 | 0 | 0 | 0 | 0 | 0 | 0 | 0 | 0 | 0 | 0 | 0 | 0 | 0 | 0 | 0 | 0 | 0 | 0
|  | Tax Rate |  | 0.21 | 0.21 | 0.21 | 0.21 | 0.21 | 0.21 | 0.21 | 0.21 | 0.21 | 0.21 | 0.21 | 0.21 | 0.21 | 0.21 | 0.21 | 0.21 | 0.21 | 0.21 | 0.21 | 0.21 | 0.21 | 0.21 | 0.21 | 0.21 | 0.21 | 0.21 | 0.21 | 0.21 | 0.21 | 0.21 | 0.21 | 0.21 | 0.21 | 0.21 | 0.21 | 0.21 | 0.21 | 0.21 | 0.21 | 0.21 | 0.21 | 0.21 | 0.21 | 0.21 | 0.21 | 0.21 | 0.21 | 0.21 | 0.21 | 0.21 | 0.21 | 0.21 | 0.21 | 0.21 | 0.21 | 0.21
|  | Taxes |  | 0 | 0 | 0 | 0 | 0 | 0 | 0 | 0 | 0 | 0 | 0 | 0 | 0 | 0 | 0 | 0 | 0 | 0 | 0 | 0 | 0 | 0 | 0 | 0 | 0 | 0 | 0 | 0 | 0 | 0 | 0 | 0 | 0 | 0 | 0 | 0 | 0 | 0 | 0 | 0 | 0 | 0 | 0 | 0 | 0 | 0 | 0 | 0 | 0 | 0 | 0 | 0 | 0 | 0 | 0 | 0

## MF RoofSolarInc ITC 20-23 30%
Solar FINANCIALS
($ 1000s Unless Otherwise Indicated)
| Calendar Year of Fin. Close |  |  | 2020 | 2021 | 2022 | 2023 | 2024 | 2025 | 2026 | 2027 | 2028 | 2029 | 2030 | 2031 | 2032 | 2033 | 2034 | 2035 | 2036 | 2037 | 2038 | 2039 | 2040 | 2041 | 2042 | 2043 | 2044 | 2045 | 2046 | 2047 | 2048 | 2049
| Operating Year |  | 0 | 1 | 2 | 3 | 4 | 5 | 6 | 7 | 8 | 9 | 10 | 11 | 12 | 13 | 14 | 15 | 16 | 17 | 18 | 19 | 20 | 21 | 22 | 23 | 24 | 25 | 26 | 27 | 28 | 29 | 30
| Calendar Year | Capital Invest.
| 2020 | 0
| Gross plant |  |  | 0 | 0 | 0 | 0 | 0 | 0 | 0 | 0 | 0 | 0 | 0 | 0 | 0 | 0 | 0 | 0 | 0 | 0 | 0 | 0 | 0 | 0 | 0 | 0 | 0 | 0 | 0 | 0 | 0 | 0
| Accumulated Depreciation |  |  | 0 | 0 | 0 | 0 | 0 | 0 | 0 | 0 | 0 | 0 | 0 | 0 | 0 | 0 | 0 | 0 | 0 | 0 | 0 | 0 | 0 | 0 | 0 | 0 | 0 | 0 | 0 | 0 | 0 | 0
| Net book value |  |  | 0 | 0 | 0 | 0 | 0 | 0 | 0 | 0 | 0 | 0 | 0 | 0 | 0 | 0 | 0 | 0 | 0 | 0 | 0 | 0 | 0 | 0 | 0 | 0 | 0 | 0 | 0 | 0 | 0 | 0
| ITC |  |  | 0 | 0 | 0 | 0 | 0 | 0 | 0 | 0 | 0 | 0 | 0 | 0 | 0 | 0 | 0 | 0 | 0 | 0 | 0 | 0 | 0 | 0 | 0 | 0 | 0 | 0 | 0 | 0 | 0 | 0
| Accumulated deferred income tax |  |  | 0 | 0 | 0 | 0 | 0 | 0 | 0 | 0 | 0 | 0 | 0 | 0 | 0 | 0 | 0 | 0 | 0 | 0 | 0 | 0 | 0 | 0 | 0 | 0 | 0 | 0 | 0 | 0 | 0 | 0
| Rate Base |  |  | 0 | 0 | 0 | 0 | 0 | 0 | 0 | 0 | 0 | 0 | 0 | 0 | 0 | 0 | 0 | 0 | 0 | 0 | 0 | 0 | 0 | 0 | 0 | 0 | 0 | 0 | 0 | 0 | 0 | 0
| Average rate base |  |  | 0 | 0 | 0 | 0 | 0 | 0 | 0 | 0 | 0 | 0 | 0 | 0 | 0 | 0 | 0 | 0 | 0 | 0 | 0 | 0 | 0 | 0 | 0 | 0 | 0 | 0 | 0 | 0 | 0 | 0
| Pre-tax Return | 0.086076 |  | 0 | 0 | 0 | 0 | 0 | 0 | 0 | 0 | 0 | 0 | 0 | 0 | 0 | 0 | 0 | 0 | 0 | 0 | 0 | 0 | 0 | 0 | 0 | 0 | 0 | 0 | 0 | 0 | 0 | 0
| Book Depreciation |  |  | 0 | 0 | 0 | 0 | 0 | 0 | 0 | 0 | 0 | 0 | 0 | 0 | 0 | 0 | 0 | 0 | 0 | 0 | 0 | 0 | 0 | 0 | 0 | 0 | 0 | 0 | 0 | 0 | 0 | 0
| Insurance |  |  | 0 | 0 | 0 | 0 | 0 | 0 | 0 | 0 | 0 | 0 | 0 | 0 | 0 | 0 | 0 | 0 | 0 | 0 | 0 | 0 | 0 | 0 | 0 | 0 | 0 | 0 | 0 | 0 | 0 | 0
| ITC Amort - Grossed for Taxes |  |  | 0 | 0 | 0 | 0 | 0 | 0 | 0 | 0 | 0 | 0 | 0 | 0 | 0 | 0 | 0 | 0 | 0 | 0 | 0 | 0 | 0 | 0 | 0 | 0 | 0 | 0 | 0 | 0 | 0 | 0
| Property Taxes |  |  | 0 | 0 | 0 | 0 | 0 | 0 | 0 | 0 | 0 | 0 | 0 | 0 | 0 | 0 | 0 | 0 | 0 | 0 | 0 | 0 | 0 | 0 | 0 | 0 | 0 | 0 | 0 | 0 | 0 | 0
| Revenue Requirement |  |  | 0 | 0 | 0 | 0 | 0 | 0 | 0 | 0 | 0 | 0 | 0 | 0 | 0 | 0 | 0 | 0 | 0 | 0 | 0 | 0 | 0 | 0 | 0 | 0 | 0 | 0 | 0 | 0 | 0 | 0
| Book Depreciation |  |  | 0 | 0 | 0 | 0 | 0 | 0 | 0 | 0 | 0 | 0 | 0 | 0 | 0 | 0 | 0 | 0 | 0 | 0 | 0 | 0 | 0 | 0 | 0 | 0 | 0 | 0 | 0 | 0 | 0 | 0
| Tax Depreciation |  |  | 0 | 0 | 0 | 0 | 0 | 0 | 0 | 0 | 0 | 0 | 0 | 0 | 0 | 0 | 0 | 0 | 0 | 0 | 0 | 0 | 0 | 0 | 0 | 0 | 0 | 0 | 0 | 0 | 0 | 0
| Difference between book and tax |  |  | 0 | 0 | 0 | 0 | 0 | 0 | 0 | 0 | 0 | 0 | 0 | 0 | 0 | 0 | 0 | 0 | 0 | 0 | 0 | 0 | 0 | 0 | 0 | 0 | 0 | 0 | 0 | 0 | 0 | 0
| Tax rate |  |  | 0 | 0 | 0 | 0 | 0 | 0 | 0 | 0 | 0 | 0 | 0 | 0 | 0 | 0 | 0 | 0 | 0 | 0 | 0 | 0 | 0 | 0 | 0 | 0 | 0 | 0 | 0 | 0 | 0 | 0
Depreciation Tables
|  | 5 |  | 20% | 32% | 19.2% | 11.52% | 11.52% | 5.76% | 0% | 0% | 0% | 0% | 0% | 0% | 0% | 0% | 0% | 0% | 0% | 0% | 0% | 0% | 0%
|  | 5 | 0: 1; 2020 1: 20%; 2021 2: 32%; 2022 3: 19.2%; 2023 4: 11.52%; 2024 5: 11.52%; 2025 6: 5.76%
|  | 10 | 0: 0; 2020 1: 10%; 2021 2: 18%; 2022 3: 14.4%; 2023 4: 11.52%; 2024 5: 9.22%; 2025 6: 7.37%; 2026 7: 6.55%; 2027 8: 6.55%; 2028 9: 6.56%; 2029 10: 6.55%; 2030 11: 3.28%
|  | 15 | 0: 0; 2020 1: 5%; 2021 2: 9.5%; 2022 3: 8.55%; 2023 4: 7.7%; 2024 5: 6.93%; 2025 6: 6.23%; 2026 7: 5.9%; 2027 8: 5.9%; 2028 9: 5.91%; 2029 10: 5.9%; 2030 11: 5.91%; 2031 12: 5.9%; 2032 13: 5.91%; 2033 14: 5.9%; 2034 15: 5.91%; 2035 16: 2.95%
|  | 20 | 0 | 3.75% | 7.219% | 6.677% | 6.177% | 5.713% | 5.285% | 4.888% | 4.522% | 4.462% | 4.461% | 4.462% | 4.461% | 4.462% | 4.461% | 4.462% | 4.461% | 4.462% | 4.461% | 4.462% | 4.461% | 2.231%
Revenue Requirement by vintage year
2012 $000
|  |  |  | 2020 | 2021 | 2022 | 2023 | 2024 | 2025 | 2026 | 2027 | 2028 | 2029 | 2030 | 2031 | 2032 | 2033 | 2034 | 2035 | 2036 | 2037 | 2038 | 2039 | 2040 | 2041 | 2042 | 2043 | 2044 | 2045 | 2046 | 2047 | 2048 | 2049 | 2050 | 2051 | 2052 | 2053 | 2054 | 2055 | 2056 | 2057 | 2058 | 2059 | 2060 | 2061 | 2062 | 2063 | 2064 | 2065 | 2066 | 2067 | 2068 | 2069 | 2070 | 2071 | 2072 | 2073 | 2074 | 2075
|  | 2020 | 0% | 0 | 0 | 0 | 0 | 0 | 0 | 0 | 0 | 0 | 0 | 0 | 0 | 0 | 0 | 0 | 0 | 0 | 0 | 0 | 0 | 0 | 0 | 0 | 0 | 0 | 0 | 0 | 0 | 0 | 0 | 0 | 0 | 0 | 0 | 0 | 0 | 0 | 0 | 0 | 0 | 0 | 0 | 0 | 0 | 0 | 0 | 0 | 0 | 0 | 0 | 0 | 0 | 0 | 0 | 0 | 0
|  | 2021 | 0% |  | 0 | 0 | 0 | 0 | 0 | 0 | 0 | 0 | 0 | 0 | 0 | 0 | 0 | 0 | 0 | 0 | 0 | 0 | 0 | 0 | 0 | 0 | 0 | 0 | 0 | 0 | 0 | 0 | 0 | 0 | 0 | 0 | 0 | 0 | 0 | 0 | 0 | 0 | 0 | 0 | 0 | 0 | 0 | 0 | 0 | 0 | 0 | 0 | 0 | 0 | 0 | 0 | 0 | 0 | 0
|  | 2022 | 0% |  |  | 0 | 0 | 0 | 0 | 0 | 0 | 0 | 0 | 0 | 0 | 0 | 0 | 0 | 0 | 0 | 0 | 0 | 0 | 0 | 0 | 0 | 0 | 0 | 0 | 0 | 0 | 0 | 0 | 0 | 0 | 0 | 0 | 0 | 0 | 0 | 0 | 0 | 0 | 0 | 0 | 0 | 0 | 0 | 0 | 0 | 0 | 0 | 0 | 0 | 0 | 0 | 0 | 0 | 0
|  | 2023 | 0% |  |  |  | 0 | 0 | 0 | 0 | 0 | 0 | 0 | 0 | 0 | 0 | 0 | 0 | 0 | 0 | 0 | 0 | 0 | 0 | 0 | 0 | 0 | 0 | 0 | 0 | 0 | 0 | 0 | 0 | 0 | 0 | 0 | 0 | 0 | 0 | 0 | 0 | 0 | 0 | 0 | 0 | 0 | 0 | 0 | 0 | 0 | 0 | 0 | 0 | 0 | 0 | 0 | 0 | 0
|  | 2024 | 0% |  |  |  |  | 0 | 0 | 0 | 0 | 0 | 0 | 0 | 0 | 0 | 0 | 0 | 0 | 0 | 0 | 0 | 0 | 0 | 0 | 0 | 0 | 0 | 0 | 0 | 0 | 0 | 0 | 0 | 0 | 0 | 0 | 0 | 0 | 0 | 0 | 0 | 0 | 0 | 0 | 0 | 0 | 0 | 0 | 0 | 0 | 0 | 0 | 0 | 0 | 0 | 0 | 0 | 0
|  | 2025 | 0% | [5 empty] | 0 | 0 | 0 | 0 | 0 | 0 | 0 | 0 | 0 | 0 | 0 | 0 | 0 | 0 | 0 | 0 | 0 | 0 | 0 | 0 | 0 | 0 | 0 | 0 | 0 | 0 | 0 | 0 | 0 | 0 | 0 | 0 | 0 | 0 | 0 | 0 | 0 | 0 | 0 | 0 | 0 | 0 | 0 | 0 | 0 | 0 | 0 | 0 | 0 | 0 | 0
|  | 2026 | 0% | [6 empty] | 0 | 0 | 0 | 0 | 0 | 0 | 0 | 0 | 0 | 0 | 0 | 0 | 0 | 0 | 0 | 0 | 0 | 0 | 0 | 0 | 0 | 0 | 0 | 0 | 0 | 0 | 0 | 0 | 0 | 0 | 0 | 0 | 0 | 0 | 0 | 0 | 0 | 0 | 0 | 0 | 0 | 0 | 0 | 0 | 0 | 0 | 0 | 0 | 0 | 0
|  | 2027 | 0% | [7 empty] | 0 | 0 | 0 | 0 | 0 | 0 | 0 | 0 | 0 | 0 | 0 | 0 | 0 | 0 | 0 | 0 | 0 | 0 | 0 | 0 | 0 | 0 | 0 | 0 | 0 | 0 | 0 | 0 | 0 | 0 | 0 | 0 | 0 | 0 | 0 | 0 | 0 | 0 | 0 | 0 | 0 | 0 | 0 | 0 | 0 | 0 | 0 | 0 | 0
|  | 2028 | 0% | [8 empty] | 0 | 0 | 0 | 0 | 0 | 0 | 0 | 0 | 0 | 0 | 0 | 0 | 0 | 0 | 0 | 0 | 0 | 0 | 0 | 0 | 0 | 0 | 0 | 0 | 0 | 0 | 0 | 0 | 0 | 0 | 0 | 0 | 0 | 0 | 0 | 0 | 0 | 0 | 0 | 0 | 0 | 0 | 0 | 0 | 0 | 0 | 0 | 0
|  | 2029 | 0% | [9 empty] | 0 | 0 | 0 | 0 | 0 | 0 | 0 | 0 | 0 | 0 | 0 | 0 | 0 | 0 | 0 | 0 | 0 | 0 | 0 | 0 | 0 | 0 | 0 | 0 | 0 | 0 | 0 | 0 | 0 | 0 | 0 | 0 | 0 | 0 | 0 | 0 | 0 | 0 | 0 | 0 | 0 | 0 | 0 | 0 | 0 | 0 | 0
|  | 2030 | 0% | [10 empty] | 0 | 0 | 0 | 0 | 0 | 0 | 0 | 0 | 0 | 0 | 0 | 0 | 0 | 0 | 0 | 0 | 0 | 0 | 0 | 0 | 0 | 0 | 0 | 0 | 0 | 0 | 0 | 0 | 0 | 0 | 0 | 0 | 0 | 0 | 0 | 0 | 0 | 0 | 0 | 0 | 0 | 0 | 0 | 0 | 0 | 0
|  | 2031 | 0% | [11 empty] | 0 | 0 | 0 | 0 | 0 | 0 | 0 | 0 | 0 | 0 | 0 | 0 | 0 | 0 | 0 | 0 | 0 | 0 | 0 | 0 | 0 | 0 | 0 | 0 | 0 | 0 | 0 | 0 | 0 | 0 | 0 | 0 | 0 | 0 | 0 | 0 | 0 | 0 | 0 | 0 | 0 | 0 | 0 | 0 | 0
|  | 2032 | 0% | [12 empty] | 0 | 0 | 0 | 0 | 0 | 0 | 0 | 0 | 0 | 0 | 0 | 0 | 0 | 0 | 0 | 0 | 0 | 0 | 0 | 0 | 0 | 0 | 0 | 0 | 0 | 0 | 0 | 0 | 0 | 0 | 0 | 0 | 0 | 0 | 0 | 0 | 0 | 0 | 0 | 0 | 0 | 0 | 0 | 0
|  | 2033 | 0% | [13 empty] | 0 | 0 | 0 | 0 | 0 | 0 | 0 | 0 | 0 | 0 | 0 | 0 | 0 | 0 | 0 | 0 | 0 | 0 | 0 | 0 | 0 | 0 | 0 | 0 | 0 | 0 | 0 | 0 | 0 | 0 | 0 | 0 | 0 | 0 | 0 | 0 | 0 | 0 | 0 | 0 | 0 | 0 | 0
|  | 2034 | 0% | [14 empty] | 0 | 0 | 0 | 0 | 0 | 0 | 0 | 0 | 0 | 0 | 0 | 0 | 0 | 0 | 0 | 0 | 0 | 0 | 0 | 0 | 0 | 0 | 0 | 0 | 0 | 0 | 0 | 0 | 0 | 0 | 0 | 0 | 0 | 0 | 0 | 0 | 0 | 0 | 0 | 0 | 0 | 0
|  | 2035 | 0% | [15 empty] | 0 | 0 | 0 | 0 | 0 | 0 | 0 | 0 | 0 | 0 | 0 | 0 | 0 | 0 | 0 | 0 | 0 | 0 | 0 | 0 | 0 | 0 | 0 | 0 | 0 | 0 | 0 | 0 | 0 | 0 | 0 | 0 | 0 | 0 | 0 | 0 | 0 | 0 | 0 | 0 | 0
|  | 2036 | 0% | [16 empty] | 0 | 0 | 0 | 0 | 0 | 0 | 0 | 0 | 0 | 0 | 0 | 0 | 0 | 0 | 0 | 0 | 0 | 0 | 0 | 0 | 0 | 0 | 0 | 0 | 0 | 0 | 0 | 0 | 0 | 0 | 0 | 0 | 0 | 0 | 0 | 0 | 0 | 0 | 0 | 0
|  | 2037 | 0% | [17 empty] | 0 | 0 | 0 | 0 | 0 | 0 | 0 | 0 | 0 | 0 | 0 | 0 | 0 | 0 | 0 | 0 | 0 | 0 | 0 | 0 | 0 | 0 | 0 | 0 | 0 | 0 | 0 | 0 | 0 | 0 | 0 | 0 | 0 | 0 | 0 | 0 | 0 | 0 | 0
|  | 2038 | 0% | [18 empty] | 0 | 0 | 0 | 0 | 0 | 0 | 0 | 0 | 0 | 0 | 0 | 0 | 0 | 0 | 0 | 0 | 0 | 0 | 0 | 0 | 0 | 0 | 0 | 0 | 0 | 0 | 0 | 0 | 0 | 0 | 0 | 0 | 0 | 0 | 0 | 0 | 0 | 0
|  | 2039 | 0% | [19 empty] | 0 | 0 | 0 | 0 | 0 | 0 | 0 | 0 | 0 | 0 | 0 | 0 | 0 | 0 | 0 | 0 | 0 | 0 | 0 | 0 | 0 | 0 | 0 | 0 | 0 | 0 | 0 | 0 | 0 | 0 | 0 | 0 | 0 | 0 | 0 | 0 | 0
Revenue Requirement by vintage year
2012 $/MW-wk
| Aurora Input |  | Levelized Cost | 2020 | 2021 | 2022 | 2023 | 2024 | 2025 | 2026 | 2027 | 2028 | 2029 | 2030 | 2031 | 2032 | 2033 | 2034 | 2035 | 2036 | 2037 | 2038 | 2039 | 2040 | 2041 | 2042 | 2043 | 2044 | 2045 | 2046 | 2047 | 2048 | 2049 | 2050 | 2051 | 2052 | 2053 | 2054 | 2055 | 2056 | 2057 | 2058 | 2059 | 2060 | 2061 | 2062 | 2063 | 2064 | 2065 | 2066 | 2067 | 2068 | 2069 | 2070 | 2071 | 2072 | 2073 | 2074 | 2075
|  | 2020 | 0 | 0 | 0 | 0 | 0 | 0 | 0 | 0 | 0 | 0 | 0 | 0 | 0 | 0 | 0 | 0 | 0 | 0 | 0 | 0 | 0 | 0 | 0 | 0 | 0 | 0 | 0 | 0 | 0 | 0 | 0 | 0 | 0 | 0 | 0 | 0 | 0 | 0 | 0 | 0 | 0 | 0 | 0 | 0 | 0 | 0 | 0 | 0 | 0 | 0 | 0 | 0 | 0 | 0 | 0 | 0 | 0
|  | 2021 | 0 |  | 0 | 0 | 0 | 0 | 0 | 0 | 0 | 0 | 0 | 0 | 0 | 0 | 0 | 0 | 0 | 0 | 0 | 0 | 0 | 0 | 0 | 0 | 0 | 0 | 0 | 0 | 0 | 0 | 0 | 0 | 0 | 0 | 0 | 0 | 0 | 0 | 0 | 0 | 0 | 0 | 0 | 0 | 0 | 0 | 0 | 0 | 0 | 0 | 0 | 0 | 0 | 0 | 0 | 0 | 0
|  | 2022 | 0 |  |  | 0 | 0 | 0 | 0 | 0 | 0 | 0 | 0 | 0 | 0 | 0 | 0 | 0 | 0 | 0 | 0 | 0 | 0 | 0 | 0 | 0 | 0 | 0 | 0 | 0 | 0 | 0 | 0 | 0 | 0 | 0 | 0 | 0 | 0 | 0 | 0 | 0 | 0 | 0 | 0 | 0 | 0 | 0 | 0 | 0 | 0 | 0 | 0 | 0 | 0 | 0 | 0 | 0 | 0
|  | 2023 | 0 |  |  |  | 0 | 0 | 0 | 0 | 0 | 0 | 0 | 0 | 0 | 0 | 0 | 0 | 0 | 0 | 0 | 0 | 0 | 0 | 0 | 0 | 0 | 0 | 0 | 0 | 0 | 0 | 0 | 0 | 0 | 0 | 0 | 0 | 0 | 0 | 0 | 0 | 0 | 0 | 0 | 0 | 0 | 0 | 0 | 0 | 0 | 0 | 0 | 0 | 0 | 0 | 0 | 0 | 0
|  | 2024 | 0 |  |  |  |  | 0 | 0 | 0 | 0 | 0 | 0 | 0 | 0 | 0 | 0 | 0 | 0 | 0 | 0 | 0 | 0 | 0 | 0 | 0 | 0 | 0 | 0 | 0 | 0 | 0 | 0 | 0 | 0 | 0 | 0 | 0 | 0 | 0 | 0 | 0 | 0 | 0 | 0 | 0 | 0 | 0 | 0 | 0 | 0 | 0 | 0 | 0 | 0 | 0 | 0 | 0 | 0
|  | 2025 | 0 | [5 empty] | 0 | 0 | 0 | 0 | 0 | 0 | 0 | 0 | 0 | 0 | 0 | 0 | 0 | 0 | 0 | 0 | 0 | 0 | 0 | 0 | 0 | 0 | 0 | 0 | 0 | 0 | 0 | 0 | 0 | 0 | 0 | 0 | 0 | 0 | 0 | 0 | 0 | 0 | 0 | 0 | 0 | 0 | 0 | 0 | 0 | 0 | 0 | 0 | 0 | 0 | 0
|  | 2026 | 0 | [6 empty] | 0 | 0 | 0 | 0 | 0 | 0 | 0 | 0 | 0 | 0 | 0 | 0 | 0 | 0 | 0 | 0 | 0 | 0 | 0 | 0 | 0 | 0 | 0 | 0 | 0 | 0 | 0 | 0 | 0 | 0 | 0 | 0 | 0 | 0 | 0 | 0 | 0 | 0 | 0 | 0 | 0 | 0 | 0 | 0 | 0 | 0 | 0 | 0 | 0 | 0
|  | 2027 | 0 | [7 empty] | 0 | 0 | 0 | 0 | 0 | 0 | 0 | 0 | 0 | 0 | 0 | 0 | 0 | 0 | 0 | 0 | 0 | 0 | 0 | 0 | 0 | 0 | 0 | 0 | 0 | 0 | 0 | 0 | 0 | 0 | 0 | 0 | 0 | 0 | 0 | 0 | 0 | 0 | 0 | 0 | 0 | 0 | 0 | 0 | 0 | 0 | 0 | 0 | 0
|  | 2028 | 0 | [8 empty] | 0 | 0 | 0 | 0 | 0 | 0 | 0 | 0 | 0 | 0 | 0 | 0 | 0 | 0 | 0 | 0 | 0 | 0 | 0 | 0 | 0 | 0 | 0 | 0 | 0 | 0 | 0 | 0 | 0 | 0 | 0 | 0 | 0 | 0 | 0 | 0 | 0 | 0 | 0 | 0 | 0 | 0 | 0 | 0 | 0 | 0 | 0 | 0
|  | 2029 | 0 | [9 empty] | 0 | 0 | 0 | 0 | 0 | 0 | 0 | 0 | 0 | 0 | 0 | 0 | 0 | 0 | 0 | 0 | 0 | 0 | 0 | 0 | 0 | 0 | 0 | 0 | 0 | 0 | 0 | 0 | 0 | 0 | 0 | 0 | 0 | 0 | 0 | 0 | 0 | 0 | 0 | 0 | 0 | 0 | 0 | 0 | 0 | 0 | 0
|  | 2030 | 0 | [10 empty] | 0 | 0 | 0 | 0 | 0 | 0 | 0 | 0 | 0 | 0 | 0 | 0 | 0 | 0 | 0 | 0 | 0 | 0 | 0 | 0 | 0 | 0 | 0 | 0 | 0 | 0 | 0 | 0 | 0 | 0 | 0 | 0 | 0 | 0 | 0 | 0 | 0 | 0 | 0 | 0 | 0 | 0 | 0 | 0 | 0 | 0
|  | 2031 | 0 | [11 empty] | 0 | 0 | 0 | 0 | 0 | 0 | 0 | 0 | 0 | 0 | 0 | 0 | 0 | 0 | 0 | 0 | 0 | 0 | 0 | 0 | 0 | 0 | 0 | 0 | 0 | 0 | 0 | 0 | 0 | 0 | 0 | 0 | 0 | 0 | 0 | 0 | 0 | 0 | 0 | 0 | 0 | 0 | 0 | 0 | 0
|  | 2032 | 0 | [12 empty] | 0 | 0 | 0 | 0 | 0 | 0 | 0 | 0 | 0 | 0 | 0 | 0 | 0 | 0 | 0 | 0 | 0 | 0 | 0 | 0 | 0 | 0 | 0 | 0 | 0 | 0 | 0 | 0 | 0 | 0 | 0 | 0 | 0 | 0 | 0 | 0 | 0 | 0 | 0 | 0 | 0 | 0 | 0 | 0
|  | 2033 | 0 | [13 empty] | 0 | 0 | 0 | 0 | 0 | 0 | 0 | 0 | 0 | 0 | 0 | 0 | 0 | 0 | 0 | 0 | 0 | 0 | 0 | 0 | 0 | 0 | 0 | 0 | 0 | 0 | 0 | 0 | 0 | 0 | 0 | 0 | 0 | 0 | 0 | 0 | 0 | 0 | 0 | 0 | 0 | 0 | 0
|  | 2034 | 0 | [14 empty] | 0 | 0 | 0 | 0 | 0 | 0 | 0 | 0 | 0 | 0 | 0 | 0 | 0 | 0 | 0 | 0 | 0 | 0 | 0 | 0 | 0 | 0 | 0 | 0 | 0 | 0 | 0 | 0 | 0 | 0 | 0 | 0 | 0 | 0 | 0 | 0 | 0 | 0 | 0 | 0 | 0 | 0
|  | 2035 | 0 | [15 empty] | 0 | 0 | 0 | 0 | 0 | 0 | 0 | 0 | 0 | 0 | 0 | 0 | 0 | 0 | 0 | 0 | 0 | 0 | 0 | 0 | 0 | 0 | 0 | 0 | 0 | 0 | 0 | 0 | 0 | 0 | 0 | 0 | 0 | 0 | 0 | 0 | 0 | 0 | 0 | 0 | 0
|  | 2036 | 0 | [16 empty] | 0 | 0 | 0 | 0 | 0 | 0 | 0 | 0 | 0 | 0 | 0 | 0 | 0 | 0 | 0 | 0 | 0 | 0 | 0 | 0 | 0 | 0 | 0 | 0 | 0 | 0 | 0 | 0 | 0 | 0 | 0 | 0 | 0 | 0 | 0 | 0 | 0 | 0 | 0 | 0
|  | 2037 | 0 | [17 empty] | 0 | 0 | 0 | 0 | 0 | 0 | 0 | 0 | 0 | 0 | 0 | 0 | 0 | 0 | 0 | 0 | 0 | 0 | 0 | 0 | 0 | 0 | 0 | 0 | 0 | 0 | 0 | 0 | 0 | 0 | 0 | 0 | 0 | 0 | 0 | 0 | 0 | 0 | 0
|  | 2038 | 0 | [18 empty] | 0 | 0 | 0 | 0 | 0 | 0 | 0 | 0 | 0 | 0 | 0 | 0 | 0 | 0 | 0 | 0 | 0 | 0 | 0 | 0 | 0 | 0 | 0 | 0 | 0 | 0 | 0 | 0 | 0 | 0 | 0 | 0 | 0 | 0 | 0 | 0 | 0 | 0
|  | 2039 | 0 | [19 empty] | 0 | 0 | 0 | 0 | 0 | 0 | 0 | 0 | 0 | 0 | 0 | 0 | 0 | 0 | 0 | 0 | 0 | 0 | 0 | 0 | 0 | 0 | 0 | 0 | 0 | 0 | 0 | 0 | 0 | 0 | 0 | 0 | 0 | 0 | 0 | 0 | 0
Annual Change (%) | bar: 2020 to 2075
|  | Levelized Capital Cost ($/MW-wk) |  | 0 | 0 | 0 | 0 | 0 | 0 | 0 | 0 | 0 | 0 | 0 | 0 | 0 | 0 | 0 | 0 | 0 | 0 | 0 | 0 | 0 | 0 | 0 | 0 | 0 | 0 | 0 | 0 | 0 | 0 | 0 | 0 | 0 | 0 | 0 | 0 | 0 | 0 | 0 | 0 | 0 | 0 | 0 | 0 | 0 | 0 | 0 | 0 | 0 | 0 | 0 | 0 | 0 | 0 | 0 | 0
|  | Economic Life | 30
|  | check s/b 0 | 0
itc
|  |  |  | 30% | 30% | 30% | 30% | 26% | 22% | 10% | 10% | 10% | 10% | 10% | 10% | 10% | 10% | 10% | 10% | 10% | 10% | 10% | 10% | 10% | 10% | 10% | 10% | 10% | 10% | 10% | 10% | 10% | 10% | 10% | 10% | 10% | 10% | 10% | 10% | 10% | 10% | 10% | 10% | 10% | 10% | 10% | 10% | 10% | 10% | 10% | 10% | 10% | 10% | 10% | 10% | 10% | 10% | 10% | 10%
ITC
| Revenue Requirement by vintage year | 0 | 0 | 0 | 0 | 0 | 0 | 0 | 0 | 0 | 0 | 0 | 0 | 0 | 0 | 0 | 0 | 0 | 0 | 0 | 0 | 0 | 0 | 0 | 0 | 0 | 0 | 0 | 0 | 0 |  | 0 | 0 | 0 | 0 | 0 | 0 | 0 | 0 | 0 | 0 | 0 | 0 | 0 | 0 | 0 | 0 | 0 | 0 | 0 | 0 | 0 | 0 | 0 | 0 | 0 | 0 | 0 | 0 | 0
| 2012 $/MW-wk | 0 | 0 | 0 | 0 | 0 | 0 | 0 | 0 | 0 | 0 | 0 | 0 | 0 | 0 | 0 | 0 | 0 | 0 | 0 | 0 | 0 | 0 | 0 | 0 | 0 | 0 | 0 | 0 | 0 |  | 0 | 0 | 0 | 0 | 0 | 0 | 0 | 0 | 0 | 0 | 0 | 0 | 0 | 0 | 0 | 0 | 0 | 0 | 0 | 0 | 0 | 0 | 0 | 0 | 0 | 0 | 0 | 0 | 0
| Aurora Input | 0 | Levelized Cost | 2020 | 2021 | 2022 | 2023 | 2024 | 2025 | 2026 | 2027 | 2028 | 2029 | 2030 | 2031 | 2032 | 2033 | 2034 | 2035 | 2036 | 2037 | 2038 | 2039 | 2040 | 2041 | 2042 | 2043 | 2044 | 2045 | 2046 | Levelized | 2047 | 2048 | 2049 | 2050 | 2051 | 2052 | 2053 | 2054 | 2055 | 2056 | 2057 | 2058 | 2059 | 2060 | 2061 | 2062 | 2063 | 2064 | 2065 | 2066 | 2067 | 2068 | 2069 | 2070 | 2071 | 2072 | 2073 | 2074 | 2075
| 0 | 2020 | 0 | 0 | 0 | 0 | 0 | 0 | 0 | 0 | 0 | 0 | 0 | 0 | 0 | 0 | 0 | 0 | 0 | 0 | 0 | 0 | 0 | 0 | 0 | 0 | 0 | 0 | 0 | 0 | 0 | 0 | 0 | 0 | 0 | 0 | 0 | 0 | 0 | 0 | 0 | 0 | 0 | 0 | 0 | 0 | 0 | 0 | 0 | 0 | 0 | 0 | 0 | 0 | 0 | 0 | 0 | 0 | 0 | 0
| 0 | 2021 | 0 | 0 | 0 | 0 | 0 | 0 | 0 | 0 | 0 | 0 | 0 | 0 | 0 | 0 | 0 | 0 | 0 | 0 | 0 | 0 | 0 | 0 | 0 | 0 | 0 | 0 | 0 | 0 | 0 | 0 | 0 | 0 | 0 | 0 | 0 | 0 | 0 | 0 | 0 | 0 | 0 | 0 | 0 | 0 | 0 | 0 | 0 | 0 | 0 | 0 | 0 | 0 | 0 | 0 | 0 | 0 | 0 | 0
| 0 | 2022 | 0 | 0 | 0 | 0 | 0 | 0 | 0 | 0 | 0 | 0 | 0 | 0 | 0 | 0 | 0 | 0 | 0 | 0 | 0 | 0 | 0 | 0 | 0 | 0 | 0 | 0 | 0 | 0 | 0 | 0 | 0 | 0 | 0 | 0 | 0 | 0 | 0 | 0 | 0 | 0 | 0 | 0 | 0 | 0 | 0 | 0 | 0 | 0 | 0 | 0 | 0 | 0 | 0 | 0 | 0 | 0 | 0 | 0
| 0 | 2023 | 0 | 0 | 0 | 0 | 0 | 0 | 0 | 0 | 0 | 0 | 0 | 0 | 0 | 0 | 0 | 0 | 0 | 0 | 0 | 0 | 0 | 0 | 0 | 0 | 0 | 0 | 0 | 0 | 0 | 0 | 0 | 0 | 0 | 0 | 0 | 0 | 0 | 0 | 0 | 0 | 0 | 0 | 0 | 0 | 0 | 0 | 0 | 0 | 0 | 0 | 0 | 0 | 0 | 0 | 0 | 0 | 0 | 0
| 0 | 2024 | 0 | 0 | 0 | 0 | 0 | 0 | 0 | 0 | 0 | 0 | 0 | 0 | 0 | 0 | 0 | 0 | 0 | 0 | 0 | 0 | 0 | 0 | 0 | 0 | 0 | 0 | 0 | 0 | 0 | 0 | 0 | 0 | 0 | 0 | 0 | 0 | 0 | 0 | 0 | 0 | 0 | 0 | 0 | 0 | 0 | 0 | 0 | 0 | 0 | 0 | 0 | 0 | 0 | 0 | 0 | 0 | 0 | 0
| 0 | 2025 | 0 | 0 | 0 | 0 | 0 | 0 | 0 | 0 | 0 | 0 | 0 | 0 | 0 | 0 | 0 | 0 | 0 | 0 | 0 | 0 | 0 | 0 | 0 | 0 | 0 | 0 | 0 | 0 | 0 | 0 | 0 | 0 | 0 | 0 | 0 | 0 | 0 | 0 | 0 | 0 | 0 | 0 | 0 | 0 | 0 | 0 | 0 | 0 | 0 | 0 | 0 | 0 | 0 | 0 | 0 | 0 | 0 | 0
| 0 | 2026 | 0 | 0 | 0 | 0 | 0 | 0 | 0 | 0 | 0 | 0 | 0 | 0 | 0 | 0 | 0 | 0 | 0 | 0 | 0 | 0 | 0 | 0 | 0 | 0 | 0 | 0 | 0 | 0 | 0 | 0 | 0 | 0 | 0 | 0 | 0 | 0 | 0 | 0 | 0 | 0 | 0 | 0 | 0 | 0 | 0 | 0 | 0 | 0 | 0 | 0 | 0 | 0 | 0 | 0 | 0 | 0 | 0 | 0
| 0 | 2027 | 0 | 0 | 0 | 0 | 0 | 0 | 0 | 0 | 0 | 0 | 0 | 0 | 0 | 0 | 0 | 0 | 0 | 0 | 0 | 0 | 0 | 0 | 0 | 0 | 0 | 0 | 0 | 0 | 0 | 0 | 0 | 0 | 0 | 0 | 0 | 0 | 0 | 0 | 0 | 0 | 0 | 0 | 0 | 0 | 0 | 0 | 0 | 0 | 0 | 0 | 0 | 0 | 0 | 0 | 0 | 0 | 0 | 0
| 0 | 2028 | 0 | 0 | 0 | 0 | 0 | 0 | 0 | 0 | 0 | 0 | 0 | 0 | 0 | 0 | 0 | 0 | 0 | 0 | 0 | 0 | 0 | 0 | 0 | 0 | 0 | 0 | 0 | 0 | 0 | 0 | 0 | 0 | 0 | 0 | 0 | 0 | 0 | 0 | 0 | 0 | 0 | 0 | 0 | 0 | 0 | 0 | 0 | 0 | 0 | 0 | 0 | 0 | 0 | 0 | 0 | 0 | 0 | 0
| 0 | 2029 | 0 | 0 | 0 | 0 | 0 | 0 | 0 | 0 | 0 | 0 | 0 | 0 | 0 | 0 | 0 | 0 | 0 | 0 | 0 | 0 | 0 | 0 | 0 | 0 | 0 | 0 | 0 | 0 | 0 | 0 | 0 | 0 | 0 | 0 | 0 | 0 | 0 | 0 | 0 | 0 | 0 | 0 | 0 | 0 | 0 | 0 | 0 | 0 | 0 | 0 | 0 | 0 | 0 | 0 | 0 | 0 | 0 | 0
| 0 | 2030 | 0 | 0 | 0 | 0 | 0 | 0 | 0 | 0 | 0 | 0 | 0 | 0 | 0 | 0 | 0 | 0 | 0 | 0 | 0 | 0 | 0 | 0 | 0 | 0 | 0 | 0 | 0 | 0 | 0 | 0 | 0 | 0 | 0 | 0 | 0 | 0 | 0 | 0 | 0 | 0 | 0 | 0 | 0 | 0 | 0 | 0 | 0 | 0 | 0 | 0 | 0 | 0 | 0 | 0 | 0 | 0 | 0 | 0
| 0 | 2031 | 0 | 0 | 0 | 0 | 0 | 0 | 0 | 0 | 0 | 0 | 0 | 0 | 0 | 0 | 0 | 0 | 0 | 0 | 0 | 0 | 0 | 0 | 0 | 0 | 0 | 0 | 0 | 0 | 0 | 0 | 0 | 0 | 0 | 0 | 0 | 0 | 0 | 0 | 0 | 0 | 0 | 0 | 0 | 0 | 0 | 0 | 0 | 0 | 0 | 0 | 0 | 0 | 0 | 0 | 0 | 0 | 0 | 0
| 0 | 2032 | 0 | 0 | 0 | 0 | 0 | 0 | 0 | 0 | 0 | 0 | 0 | 0 | 0 | 0 | 0 | 0 | 0 | 0 | 0 | 0 | 0 | 0 | 0 | 0 | 0 | 0 | 0 | 0 | 0 | 0 | 0 | 0 | 0 | 0 | 0 | 0 | 0 | 0 | 0 | 0 | 0 | 0 | 0 | 0 | 0 | 0 | 0 | 0 | 0 | 0 | 0 | 0 | 0 | 0 | 0 | 0 | 0 | 0
| 0 | 2033 | 0 | 0 | 0 | 0 | 0 | 0 | 0 | 0 | 0 | 0 | 0 | 0 | 0 | 0 | 0 | 0 | 0 | 0 | 0 | 0 | 0 | 0 | 0 | 0 | 0 | 0 | 0 | 0 | 0 | 0 | 0 | 0 | 0 | 0 | 0 | 0 | 0 | 0 | 0 | 0 | 0 | 0 | 0 | 0 | 0 | 0 | 0 | 0 | 0 | 0 | 0 | 0 | 0 | 0 | 0 | 0 | 0 | 0
| 0 | 2034 | 0 | 0 | 0 | 0 | 0 | 0 | 0 | 0 | 0 | 0 | 0 | 0 | 0 | 0 | 0 | 0 | 0 | 0 | 0 | 0 | 0 | 0 | 0 | 0 | 0 | 0 | 0 | 0 | 0 | 0 | 0 | 0 | 0 | 0 | 0 | 0 | 0 | 0 | 0 | 0 | 0 | 0 | 0 | 0 | 0 | 0 | 0 | 0 | 0 | 0 | 0 | 0 | 0 | 0 | 0 | 0 | 0 | 0
| 0 | 2035 | 0 | 0 | 0 | 0 | 0 | 0 | 0 | 0 | 0 | 0 | 0 | 0 | 0 | 0 | 0 | 0 | 0 | 0 | 0 | 0 | 0 | 0 | 0 | 0 | 0 | 0 | 0 | 0 | 0 | 0 | 0 | 0 | 0 | 0 | 0 | 0 | 0 | 0 | 0 | 0 | 0 | 0 | 0 | 0 | 0 | 0 | 0 | 0 | 0 | 0 | 0 | 0 | 0 | 0 | 0 | 0 | 0 | 0
| 0 | 2036 | 0 | 0 | 0 | 0 | 0 | 0 | 0 | 0 | 0 | 0 | 0 | 0 | 0 | 0 | 0 | 0 | 0 | 0 | 0 | 0 | 0 | 0 | 0 | 0 | 0 | 0 | 0 | 0 | 0 | 0 | 0 | 0 | 0 | 0 | 0 | 0 | 0 | 0 | 0 | 0 | 0 | 0 | 0 | 0 | 0 | 0 | 0 | 0 | 0 | 0 | 0 | 0 | 0 | 0 | 0 | 0 | 0 | 0
| 0 | 2037 | 0 | 0 | 0 | 0 | 0 | 0 | 0 | 0 | 0 | 0 | 0 | 0 | 0 | 0 | 0 | 0 | 0 | 0 | 0 | 0 | 0 | 0 | 0 | 0 | 0 | 0 | 0 | 0 | 0 | 0 | 0 | 0 | 0 | 0 | 0 | 0 | 0 | 0 | 0 | 0 | 0 | 0 | 0 | 0 | 0 | 0 | 0 | 0 | 0 | 0 | 0 | 0 | 0 | 0 | 0 | 0 | 0 | 0
| 0 | 2038 | 0 | 0 | 0 | 0 | 0 | 0 | 0 | 0 | 0 | 0 | 0 | 0 | 0 | 0 | 0 | 0 | 0 | 0 | 0 | 0 | 0 | 0 | 0 | 0 | 0 | 0 | 0 | 0 | 0 | 0 | 0 | 0 | 0 | 0 | 0 | 0 | 0 | 0 | 0 | 0 | 0 | 0 | 0 | 0 | 0 | 0 | 0 | 0 | 0 | 0 | 0 | 0 | 0 | 0 | 0 | 0 | 0 | 0
| 0 | 2039 | 0 | 0 | 0 | 0 | 0 | 0 | 0 | 0 | 0 | 0 | 0 | 0 | 0 | 0 | 0 | 0 | 0 | 0 | 0 | 0 | 0 | 0 | 0 | 0 | 0 | 0 | 0 | 0 | 0 | 0 | 0 | 0 | 0 | 0 | 0 | 0 | 0 | 0 | 0 | 0 | 0 | 0 | 0 | 0 | 0 | 0 | 0 | 0 | 0 | 0 | 0 | 0 | 0 | 0 | 0 | 0 | 0 | 0
| 2020-2023 | 30% |  | 0 | [27 empty] | 2064: 0; 2065: 0; 2066: 0; 2067: 0; 2068: 0; 2069: 0; 2070: 0; 2071: 0; 2072: 0; 2073: 0; 2074: 0
| 2024 | 26% |  | 0 | [36 empty] | 0 | 0 | 0 | 0 | 0 | 0 | 0 | 0 | 0 | 0 | 0 | 0 | 0 | 0 | 0 | 0 | 0 | 0 | 0
| 2025 | 22% |  | 0 | [36 empty] | 0 | 0 | 0 | 0 | 0 | 0 | 0 | 0 | 0 | 0 | 0 | 0 | 0 | 0 | 0 | 0 | 0 | 0 | 0
| Start 2026 | 10% |  | 0 | [36 empty] | 0 | 0 | 0 | 0 | 0 | 0 | 0 | 0 | 0 | 0 | 0 | 0 | 0 | 0 | 0 | 0 | 0 | 0 | 0
[41 empty] | 0 | 0 | 0 | 0 | 0 | 0 | 0 | 0 | 0 | 0 | 0 | 0 | 0 | 0 | 0 | 0 | 0 | 0 | 0
[41 empty] | 0 | 0 | 0 | 0 | 0 | 0 | 0 | 0 | 0 | 0 | 0 | 0 | 0 | 0 | 0 | 0 | 0 | 0 | 0
Amortization
|  | 30% |  | 0 | 0 | 0 | 0 | 0 | 0 | 0 | 0 | 0 | 0 | 0 | 0 | 0 | 0 | 0 | 0 | 0 | 0 | 0 | 0 | 0 | 0 | 0 | 0 | 0 | 0 | 0 | 0 | 0 | 0 | 0 | 0 | 0 | 0 | 0 | 0 | 0 | 0 | 0 | 0 | 0 | 0 | 0 | 0 | 0 | 0 | 0 | 0 | 0 | 0 | 0 | 0 | 0 | 0 | 0 | 0
|  | 26% |  | 0 | 0 | 0 | 0 | 0 | 0 | 0 | 0 | 0 | 0 | 0 | 0 | 0 | 0 | 0 | 0 | 0 | 0 | 0 | 0 | 0 | 0 | 0 | 0 | 0 | 0 | 0 | 0 | 0 | 0 | 0 | 0 | 0 | 0 | 0 | 0 | 0 | 0 | 0 | 0 | 0 | 0 | 0 | 0 | 0 | 0 | 0 | 0 | 0 | 0 | 0 | 0 | 0 | 0 | 0 | 0
|  | 22% |  | 0 | 0 | 0 | 0 | 0 | 0 | 0 | 0 | 0 | 0 | 0 | 0 | 0 | 0 | 0 | 0 | 0 | 0 | 0 | 0 | 0 | 0 | 0 | 0 | 0 | 0 | 0 | 0 | 0 | 0 | 0 | 0 | 0 | 0 | 0 | 0 | 0 | 0 | 0 | 0 | 0 | 0 | 0 | 0 | 0 | 0 | 0 | 0 | 0 | 0 | 0 | 0 | 0 | 0 | 0 | 0
|  | 10% |  | 0 | 0 | 0 | 0 | 0 | 0 | 0 | 0 | 0 | 0 | 0 | 0 | 0 | 0 | 0 | 0 | 0 | 0 | 0 | 0 | 0 | 0 | 0 | 0 | 0 | 0 | 0 | 0 | 0 | 0 | 0 | 0 | 0 | 0 | 0 | 0 | 0 | 0 | 0 | 0 | 0 | 0 | 0 | 0 | 0 | 0 | 0 | 0 | 0 | 0 | 0 | 0 | 0 | 0 | 0 | 0
|  |  |  | 2020 | 2021 | 2022 | 2023 | 2024 | 2025 | 2026 | 2027 | 2028 | 2029 | 2030 | 2031 | 2032 | 2033 | 2034 | 2035 | 2036 | 2037 | 2038 | 2039 | 2040 | 2041 | 2042 | 2043 | 2044 | 2045 | 2046 | 2047 | 2048 | 2049 | 2050 | 2051 | 2052 | 2053 | 2054 | 2055 | 2056 | 2057 | 2058 | 2059 | 2060 | 2061 | 2062 | 2063 | 2064 | 2065 | 2066 | 2067 | 2068 | 2069 | 2070 | 2071 | 2072 | 2073 | 2074 | 2075
|  | ITC Base |  | 0 | 0 | 0 | 0 | 0 | 0 | 0 | 0 | 0 | 0 | 0 | 0 | 0 | 0 | 0 | 0 | 0 | 0 | 0 | 0 | 0 | 0 | 0 | 0 | 0 | 0 | 0 | 0 | 0 | 0 | 0 | 0 | 0 | 0 | 0 | 0 | 0 | 0 | 0 | 0 | 0 | 0 | 0 | 0 | 0 | 0 | 0 | 0 | 0 | 0 | 0 | 0 | 0 | 0 | 0 | 0
|  | Accum ITC Amort |  | 0 | 0 | 0 | 0 | 0 | 0 | 0 | 0 | 0 | 0 | 0 | 0 | 0 | 0 | 0 | 0 | 0 | 0 | 0 | 0 | 0 | 0 | 0 | 0 | 0 | 0 | 0 | 0 | 0 | 0 | 0 | 0 | 0 | 0 | 0 | 0 | 0 | 0 | 0 | 0 | 0 | 0 | 0 | 0 | 0 | 0 | 0 | 0 | 0 | 0 | 0 | 0 | 0 | 0 | 0 | 0
|  | Ratebase |  | 0 | 0 | 0 | 0 | 0 | 0 | 0 | 0 | 0 | 0 | 0 | 0 | 0 | 0 | 0 | 0 | 0 | 0 | 0 | 0 | 0 | 0 | 0 | 0 | 0 | 0 | 0 | 0 | 0 | 0 | 0 | 0 | 0 | 0 | 0 | 0 | 0 | 0 | 0 | 0 | 0 | 0 | 0 | 0 | 0 | 0 | 0 | 0 | 0 | 0 | 0 | 0 | 0 | 0 | 0 | 0
|  | Tax Basis |  | 0 | 0 | 0 | 0 | 0 | 0 | 0 | 0 | 0 | 0 | 0 | 0 | 0 | 0 | 0 | 0 | 0 | 0 | 0 | 0 | 0 | 0 | 0 | 0 | 0 | 0 | 0 | 0 | 0 | 0 | 0 | 0 | 0 | 0 | 0 | 0 | 0 | 0 | 0 | 0 | 0 | 0 | 0 | 0 | 0 | 0 | 0 | 0 | 0 | 0 | 0 | 0 | 0 | 0 | 0 | 0
|  | Book Depreciation |  | 0 | 0 | 0 | 0 | 0 | 0 | 0 | 0 | 0 | 0 | 0 | 0 | 0 | 0 | 0 | 0 | 0 | 0 | 0 | 0 | 0 | 0 | 0 | 0 | 0 | 0 | 0 | 0 | 0 | 0 | 0 | 0 | 0 | 0 | 0 | 0 | 0 | 0 | 0 | 0 | 0 | 0 | 0 | 0 | 0 | 0 | 0 | 0 | 0 | 0 | 0 | 0 | 0 | 0 | 0 | 0
|  | Tax Depreciation |  | 0 | 0 | 0 | 0 | 0 | 0 | 0 | 0 | 0 | 0 | 0 | 0 | 0 | 0 | 0 | 0 | 0 | 0 | 0 | 0 | 0 | 0 | 0 | 0 | 0 | 0 | 0 | 0 | 0 | 0 | 0 | 0 | 0 | 0 | 0 | 0 | 0 | 0 | 0 | 0 | 0 | 0 | 0 | 0 | 0 | 0 | 0 | 0 | 0 | 0 | 0 | 0 | 0 | 0 | 0 | 0
|  | Difference between book and tax |  | 0 | 0 | 0 | 0 | 0 | 0 | 0 | 0 | 0 | 0 | 0 | 0 | 0 | 0 | 0 | 0 | 0 | 0 | 0 | 0 | 0 | 0 | 0 | 0 | 0 | 0 | 0 | 0 | 0 | 0 | 0 | 0 | 0 | 0 | 0 | 0 | 0 | 0 | 0 | 0 | 0 | 0 | 0 | 0 | 0 | 0 | 0 | 0 | 0 | 0 | 0 | 0 | 0 | 0 | 0 | 0
|  | Deferred Tax |  | 0 | 0 | 0 | 0 | 0 | 0 | 0 | 0 | 0 | 0 | 0 | 0 | 0 | 0 | 0 | 0 | 0 | 0 | 0 | 0 | 0 | 0 | 0 | 0 | 0 | 0 | 0 | 0 | 0 | 0 | 0 | 0 | 0 | 0 | 0 | 0 | 0 | 0 | 0 | 0 | 0 | 0 | 0 | 0 | 0 | 0 | 0 | 0 | 0 | 0 | 0 | 0 | 0 | 0 | 0 | 0
|  | Accum Defered Tax |  | 0 | 0 | 0 | 0 | 0 | 0 | 0 | 0 | 0 | 0 | 0 | 0 | 0 | 0 | 0 | 0 | 0 | 0 | 0 | 0 | 0 | 0 | 0 | 0 | 0 | 0 | 0 | 0 | 0 | 0 | 0 | 0 | 0 | 0 | 0 | 0 | 0 | 0 | 0 | 0 | 0 | 0 | 0 | 0 | 0 | 0 | 0 | 0 | 0 | 0 | 0 | 0 | 0 | 0 | 0 | 0
|  | Revenue Requirement |  | 0 | 0 | 0 | 0 | 0 | 0 | 0 | 0 | 0 | 0 | 0 | 0 | 0 | 0 | 0 | 0 | 0 | 0 | 0 | 0 | 0 | 0 | 0 | 0 | 0 | 0 | 0 | 0 | 0 | 0 | 0 | 0 | 0 | 0 | 0 | 0 | 0 | 0 | 0 | 0 | 0 | 0 | 0 | 0 | 0 | 0 | 0 | 0 | 0 | 0 | 0 | 0 | 0 | 0 | 0 | 0
|  | Depreciation |  | 0 | 0 | 0 | 0 | 0 | 0 | 0 | 0 | 0 | 0 | 0 | 0 | 0 | 0 | 0 | 0 | 0 | 0 | 0 | 0 | 0 | 0 | 0 | 0 | 0 | 0 | 0 | 0 | 0 | 0 | 0 | 0 | 0 | 0 | 0 | 0 | 0 | 0 | 0 | 0 | 0 | 0 | 0 | 0 | 0 | 0 | 0 | 0 | 0 | 0 | 0 | 0 | 0 | 0 | 0 | 0
|  | Insurance |  | 0 | 0 | 0 | 0 | 0 | 0 | 0 | 0 | 0 | 0 | 0 | 0 | 0 | 0 | 0 | 0 | 0 | 0 | 0 | 0 | 0 | 0 | 0 | 0 | 0 | 0 | 0 | 0 | 0 | 0 | 0 | 0 | 0 | 0 | 0 | 0 | 0 | 0 | 0 | 0 | 0 | 0 | 0 | 0 | 0 | 0 | 0 | 0 | 0 | 0 | 0 | 0 | 0 | 0 | 0 | 0
|  | Property Taxes |  | 0 | 0 | 0 | 0 | 0 | 0 | 0 | 0 | 0 | 0 | 0 | 0 | 0 | 0 | 0 | 0 | 0 | 0 | 0 | 0 | 0 | 0 | 0 | 0 | 0 | 0 | 0 | 0 | 0 | 0 | 0 | 0 | 0 | 0 | 0 | 0 | 0 | 0 | 0 | 0 | 0 | 0 | 0 | 0 | 0 | 0 | 0 | 0 | 0 | 0 | 0 | 0 | 0 | 0 | 0 | 0
|  | Current Taxes |  | 0 | 0 | 0 | 0 | 0 | 0 | 0 | 0 | 0 | 0 | 0 | 0 | 0 | 0 | 0 | 0 | 0 | 0 | 0 | 0 | 0 | 0 | 0 | 0 | 0 | 0 | 0 | 0 | 0 | 0 | 0 | 0 | 0 | 0 | 0 | 0 | 0 | 0 | 0 | 0 | 0 | 0 | 0 | 0 | 0 | 0 | 0 | 0 | 0 | 0 | 0 | 0 | 0 | 0 | 0 | 0
|  | DFIT |  |  | 0 | 0 |  | 0 | 0 | 0 | 0 | 0 | 0 | 0 | 0 | 0 | 0 | 0 | 0 | 0 | 0 | 0 | 0 | 0 | 0 | 0 | 0 | 0 | 0 | 0 | 0 | 0 | 0 | 0 | 0 | 0 | 0 | 0 | 0 | 0 | 0 | 0 | 0 | 0 | 0 | 0 | 0 | 0 | 0 | 0 | 0 | 0 | 0 | 0 | 0 | 0 | 0 | 0 | 0
|  | ITC |  | 0 | 0 | 0 | 0 | 0 | 0 | 0 | 0 | 0 | 0 | 0 | 0 | 0 | 0 | 0 | 0 | 0 | 0 | 0 | 0 | 0 | 0 | 0 | 0 | 0 | 0 | 0 | 0 | 0 | 0 | 0 | 0 | 0 | 0 | 0 | 0 | 0 | 0 | 0 | 0 | 0 | 0 | 0 | 0 | 0 | 0 | 0 | 0 | 0 | 0 | 0 | 0 | 0 | 0 | 0 | 0
|  | Total Operating Expenses |  | 0 | 0 | 0 | 0 | 0 | 0 | 0 | 0 | 0 | 0 | 0 | 0 | 0 | 0 | 0 | 0 | 0 | 0 | 0 | 0 | 0 | 0 | 0 | 0 | 0 | 0 | 0 | 0 | 0 | 0 | 0 | 0 | 0 | 0 | 0 | 0 | 0 | 0 | 0 | 0 | 0 | 0 | 0 | 0 | 0 | 0 | 0 | 0 | 0 | 0 | 0 | 0 | 0 | 0 | 0 | 0
|  | Operating |  | 0 | 0 | 0 | 0 | 0 | 0 | 0 | 0 | 0 | 0 | 0 | 0 | 0 | 0 | 0 | 0 | 0 | 0 | 0 | 0 | 0 | 0 | 0 | 0 | 0 | 0 | 0 | 0 | 0 | 0 | 0 | 0 | 0 | 0 | 0 | 0 | 0 | 0 | 0 | 0 | 0 | 0 | 0 | 0 | 0 | 0 | 0 | 0 | 0 | 0 | 0 | 0 | 0 | 0 | 0 | 0
|  | Ratebase |  | 0 | 0 | 0 | 0 | 0 | 0 | 0 | 0 | 0 | 0 | 0 | 0 | 0 | 0 | 0 | 0 | 0 | 0 | 0 | 0 | 0 | 0 | 0 | 0 | 0 | 0 | 0 | 0 | 0 | 0 | 0 | 0 | 0 | 0 | 0 | 0 | 0 | 0 | 0 | 0 | 0 | 0 | 0 | 0 | 0 | 0 | 0 | 0 | 0 | 0 | 0 | 0 | 0 | 0 | 0 | 0
|  | Return on Ratebase |  | #DIV/0! | #DIV/0! | #DIV/0! | #DIV/0! | #DIV/0! | #DIV/0! | #DIV/0! | #DIV/0! | #DIV/0! | #DIV/0! | #DIV/0! | #DIV/0! | #DIV/0! | #DIV/0! | #DIV/0! | #DIV/0! | #DIV/0! | #DIV/0! | #DIV/0! | #DIV/0! | #DIV/0! | #DIV/0! | #DIV/0! | #DIV/0! | #DIV/0! | #DIV/0! | #DIV/0! | #DIV/0! | #DIV/0! | #DIV/0! | #DIV/0! | #DIV/0! | #DIV/0! | #DIV/0! | #DIV/0! | #DIV/0! | #DIV/0! | #DIV/0! | #DIV/0! | #DIV/0! | #DIV/0! | #DIV/0! | #DIV/0! | #DIV/0! | #DIV/0! | #DIV/0! | #DIV/0! | #DIV/0! | #DIV/0! | #DIV/0! | #DIV/0! | #DIV/0! | #DIV/0! | #DIV/0! | #DIV/0! | #DIV/0!
|  | Revenue Requirement |  | 0 | 0 | 0 | 0 | 0 | 0 | 0 | 0 | 0 | 0 | 0 | 0 | 0 | 0 | 0 | 0 | 0 | 0 | 0 | 0 | 0 | 0 | 0 | 0 | 0 | 0 | 0 | 0 | 0 | 0 | 0 | 0 | 0 | 0 | 0 | 0 | 0 | 0 | 0 | 0 | 0 | 0 | 0 | 0 | 0 | 0 | 0 | 0 | 0 | 0 | 0 | 0 | 0 | 0 | 0 | 0
|  | Tax Depreciation |  | 0 | 0 | 0 | 0 | 0 | 0 | 0 | 0 | 0 | 0 | 0 | 0 | 0 | 0 | 0 | 0 | 0 | 0 | 0 | 0 | 0 | 0 | 0 | 0 | 0 | 0 | 0 | 0 | 0 | 0 | 0 | 0 | 0 | 0 | 0 | 0 | 0 | 0 | 0 | 0 | 0 | 0 | 0 | 0 | 0 | 0 | 0 | 0 | 0 | 0 | 0 | 0 | 0 | 0 | 0 | 0
|  | Property Taxes |  | 0 | 0 | 0 | 0 | 0 | 0 | 0 | 0 | 0 | 0 | 0 | 0 | 0 | 0 | 0 | 0 | 0 | 0 | 0 | 0 | 0 | 0 | 0 | 0 | 0 | 0 | 0 | 0 | 0 | 0 | 0 | 0 | 0 | 0 | 0 | 0 | 0 | 0 | 0 | 0 | 0 | 0 | 0 | 0 | 0 | 0 | 0 | 0 | 0 | 0 | 0 | 0 | 0 | 0 | 0 | 0
|  | Insurance |  | 0 | 0 | 0 | 0 | 0 | 0 | 0 | 0 | 0 | 0 | 0 | 0 | 0 | 0 | 0 | 0 | 0 | 0 | 0 | 0 | 0 | 0 | 0 | 0 | 0 | 0 | 0 | 0 | 0 | 0 | 0 | 0 | 0 | 0 | 0 | 0 | 0 | 0 | 0 | 0 | 0 | 0 | 0 | 0 | 0 | 0 | 0 | 0 | 0 | 0 | 0 | 0 | 0 | 0 | 0 | 0
|  | Expenses |  | 0 | 0 | 0 | 0 | 0 | 0 | 0 | 0 | 0 | 0 | 0 | 0 | 0 | 0 | 0 | 0 | 0 | 0 | 0 | 0 | 0 | 0 | 0 | 0 | 0 | 0 | 0 | 0 | 0 | 0 | 0 | 0 | 0 | 0 | 0 | 0 | 0 | 0 | 0 | 0 | 0 | 0 | 0 | 0 | 0 | 0 | 0 | 0 | 0 | 0 | 0 | 0 | 0 | 0 | 0 | 0
|  | Taxable Income |  | 0 | 0 | 0 | 0 | 0 | 0 | 0 | 0 | 0 | 0 | 0 | 0 | 0 | 0 | 0 | 0 | 0 | 0 | 0 | 0 | 0 | 0 | 0 | 0 | 0 | 0 | 0 | 0 | 0 | 0 | 0 | 0 | 0 | 0 | 0 | 0 | 0 | 0 | 0 | 0 | 0 | 0 | 0 | 0 | 0 | 0 | 0 | 0 | 0 | 0 | 0 | 0 | 0 | 0 | 0 | 0
|  | Tax Rate |  | 21% | 21% | 21% | 21% | 21% | 21% | 21% | 21% | 21% | 21% | 21% | 21% | 21% | 21% | 21% | 21% | 21% | 21% | 21% | 21% | 21% | 21% | 21% | 21% | 21% | 21% | 21% | 21% | 21% | 21% | 21% | 21% | 21% | 21% | 21% | 21% | 21% | 21% | 21% | 21% | 21% | 21% | 21% | 21% | 21% | 21% | 21% | 21% | 21% | 21% | 21% | 21% | 21% | 21% | 21% | 21%
|  | Taxes |  | 0 | 0 | 0 | 0 | 0 | 0 | 0 | 0 | 0 | 0 | 0 | 0 | 0 | 0 | 0 | 0 | 0 | 0 | 0 | 0 | 0 | 0 | 0 | 0 | 0 | 0 | 0 | 0 | 0 | 0 | 0 | 0 | 0 | 0 | 0 | 0 | 0 | 0 | 0 | 0 | 0 | 0 | 0 | 0 | 0 | 0 | 0 | 0 | 0 | 0 | 0 | 0 | 0 | 0 | 0 | 0

## MF RoofSolarInc ITC 2024 26%
Solar FINANCIALS
($ 1000s Unless Otherwise Indicated)
| Calendar Year of Fin. Close |  |  | 2020 | 2021 | 2022 | 2023 | 2024 | 2025 | 2026 | 2027 | 2028 | 2029 | 2030 | 2031 | 2032 | 2033 | 2034 | 2035 | 2036 | 2037 | 2038 | 2039 | 2040 | 2041 | 2042 | 2043 | 2044 | 2045 | 2046 | 2047 | 2048 | 2049
| Operating Year |  | 0 | 1 | 2 | 3 | 4 | 5 | 6 | 7 | 8 | 9 | 10 | 11 | 12 | 13 | 14 | 15 | 16 | 17 | 18 | 19 | 20 | 21 | 22 | 23 | 24 | 25 | 26 | 27 | 28 | 29 | 30
| Calendar Year | Capital Invest.
| 2020 | 0
| Gross plant |  |  | 0 | 0 | 0 | 0 | 0 | 0 | 0 | 0 | 0 | 0 | 0 | 0 | 0 | 0 | 0 | 0 | 0 | 0 | 0 | 0 | 0 | 0 | 0 | 0 | 0 | 0 | 0 | 0 | 0 | 0
| Accumulated Depreciation |  |  | 0 | 0 | 0 | 0 | 0 | 0 | 0 | 0 | 0 | 0 | 0 | 0 | 0 | 0 | 0 | 0 | 0 | 0 | 0 | 0 | 0 | 0 | 0 | 0 | 0 | 0 | 0 | 0 | 0 | 0
| Net book value |  |  | 0 | 0 | 0 | 0 | 0 | 0 | 0 | 0 | 0 | 0 | 0 | 0 | 0 | 0 | 0 | 0 | 0 | 0 | 0 | 0 | 0 | 0 | 0 | 0 | 0 | 0 | 0 | 0 | 0 | 0
| ITC |  |  | 0 | 0 | 0 | 0 | 0 | 0 | 0 | 0 | 0 | 0 | 0 | 0 | 0 | 0 | 0 | 0 | 0 | 0 | 0 | 0 | 0 | 0 | 0 | 0 | 0 | 0 | 0 | 0 | 0 | 0
| Accumulated deferred income tax |  |  | 0 | 0 | 0 | 0 | 0 | 0 | 0 | 0 | 0 | 0 | 0 | 0 | 0 | 0 | 0 | 0 | 0 | 0 | 0 | 0 | 0 | 0 | 0 | 0 | 0 | 0 | 0 | 0 | 0 | 0
| Rate Base |  |  | 0 | 0 | 0 | 0 | 0 | 0 | 0 | 0 | 0 | 0 | 0 | 0 | 0 | 0 | 0 | 0 | 0 | 0 | 0 | 0 | 0 | 0 | 0 | 0 | 0 | 0 | 0 | 0 | 0 | 0
| Average rate base |  |  | 0 | 0 | 0 | 0 | 0 | 0 | 0 | 0 | 0 | 0 | 0 | 0 | 0 | 0 | 0 | 0 | 0 | 0 | 0 | 0 | 0 | 0 | 0 | 0 | 0 | 0 | 0 | 0 | 0 | 0
| Pre-tax Return | 0.086076 |  | 0 | 0 | 0 | 0 | 0 | 0 | 0 | 0 | 0 | 0 | 0 | 0 | 0 | 0 | 0 | 0 | 0 | 0 | 0 | 0 | 0 | 0 | 0 | 0 | 0 | 0 | 0 | 0 | 0 | 0
| Book Depreciation |  |  | 0 | 0 | 0 | 0 | 0 | 0 | 0 | 0 | 0 | 0 | 0 | 0 | 0 | 0 | 0 | 0 | 0 | 0 | 0 | 0 | 0 | 0 | 0 | 0 | 0 | 0 | 0 | 0 | 0 | 0
| Insurance |  |  | 0 | 0 | 0 | 0 | 0 | 0 | 0 | 0 | 0 | 0 | 0 | 0 | 0 | 0 | 0 | 0 | 0 | 0 | 0 | 0 | 0 | 0 | 0 | 0 | 0 | 0 | 0 | 0 | 0 | 0
| ITC Amort - Grossed for Taxes |  |  | 0 | 0 | 0 | 0 | 0 | 0 | 0 | 0 | 0 | 0 | 0 | 0 | 0 | 0 | 0 | 0 | 0 | 0 | 0 | 0 | 0 | 0 | 0 | 0 | 0 | 0 | 0 | 0 | 0 | 0
| Property Taxes |  |  | 0 | 0 | 0 | 0 | 0 | 0 | 0 | 0 | 0 | 0 | 0 | 0 | 0 | 0 | 0 | 0 | 0 | 0 | 0 | 0 | 0 | 0 | 0 | 0 | 0 | 0 | 0 | 0 | 0 | 0
| Revenue Requirement |  |  | 0 | 0 | 0 | 0 | 0 | 0 | 0 | 0 | 0 | 0 | 0 | 0 | 0 | 0 | 0 | 0 | 0 | 0 | 0 | 0 | 0 | 0 | 0 | 0 | 0 | 0 | 0 | 0 | 0 | 0
| Book Depreciation |  |  | 0 | 0 | 0 | 0 | 0 | 0 | 0 | 0 | 0 | 0 | 0 | 0 | 0 | 0 | 0 | 0 | 0 | 0 | 0 | 0 | 0 | 0 | 0 | 0 | 0 | 0 | 0 | 0 | 0 | 0
| Tax Depreciation |  |  | 0 | 0 | 0 | 0 | 0 | 0 | 0 | 0 | 0 | 0 | 0 | 0 | 0 | 0 | 0 | 0 | 0 | 0 | 0 | 0 | 0 | 0 | 0 | 0 | 0 | 0 | 0 | 0 | 0 | 0
| Difference between book and tax |  |  | 0 | 0 | 0 | 0 | 0 | 0 | 0 | 0 | 0 | 0 | 0 | 0 | 0 | 0 | 0 | 0 | 0 | 0 | 0 | 0 | 0 | 0 | 0 | 0 | 0 | 0 | 0 | 0 | 0 | 0
| Tax rate |  |  | 0 | 0 | 0 | 0 | 0 | 0 | 0 | 0 | 0 | 0 | 0 | 0 | 0 | 0 | 0 | 0 | 0 | 0 | 0 | 0 | 0 | 0 | 0 | 0 | 0 | 0 | 0 | 0 | 0 | 0
Depreciation Tables
|  | 5 |  | 20% | 32% | 19.2% | 11.52% | 11.52% | 5.76% | 0% | 0% | 0% | 0% | 0% | 0% | 0% | 0% | 0% | 0% | 0% | 0% | 0% | 0% | 0%
|  | 5 | 0: 1; 2020 1: 20%; 2021 2: 32%; 2022 3: 19.2%; 2023 4: 11.52%; 2024 5: 11.52%; 2025 6: 5.76%
|  | 10 | 0: 0; 2020 1: 10%; 2021 2: 18%; 2022 3: 14.4%; 2023 4: 11.52%; 2024 5: 9.22%; 2025 6: 7.37%; 2026 7: 6.55%; 2027 8: 6.55%; 2028 9: 6.56%; 2029 10: 6.55%; 2030 11: 3.28%
|  | 15 | 0: 0; 2020 1: 5%; 2021 2: 9.5%; 2022 3: 8.55%; 2023 4: 7.7%; 2024 5: 6.93%; 2025 6: 6.23%; 2026 7: 5.9%; 2027 8: 5.9%; 2028 9: 5.91%; 2029 10: 5.9%; 2030 11: 5.91%; 2031 12: 5.9%; 2032 13: 5.91%; 2033 14: 5.9%; 2034 15: 5.91%; 2035 16: 2.95%
|  | 20 | 0 | 3.75% | 7.219% | 6.677% | 6.177% | 5.713% | 5.285% | 4.888% | 4.522% | 4.462% | 4.461% | 4.462% | 4.461% | 4.462% | 4.461% | 4.462% | 4.461% | 4.462% | 4.461% | 4.462% | 4.461% | 2.231%
Revenue Requirement by vintage year
2012 $000
|  |  |  | 2020 | 2021 | 2022 | 2023 | 2024 | 2025 | 2026 | 2027 | 2028 | 2029 | 2030 | 2031 | 2032 | 2033 | 2034 | 2035 | 2036 | 2037 | 2038 | 2039 | 2040 | 2041 | 2042 | 2043 | 2044 | 2045 | 2046 | 2047 | 2048 | 2049 | 2050 | 2051 | 2052 | 2053 | 2054 | 2055 | 2056 | 2057 | 2058 | 2059 | 2060 | 2061 | 2062 | 2063 | 2064 | 2065 | 2066 | 2067 | 2068 | 2069 | 2070 | 2071 | 2072 | 2073 | 2074 | 2075
|  | 2020 | 0% | 0 | 0 | 0 | 0 | 0 | 0 | 0 | 0 | 0 | 0 | 0 | 0 | 0 | 0 | 0 | 0 | 0 | 0 | 0 | 0 | 0 | 0 | 0 | 0 | 0 | 0 | 0 | 0 | 0 | 0 | 0 | 0 | 0 | 0 | 0 | 0 | 0 | 0 | 0 | 0 | 0 | 0 | 0 | 0 | 0 | 0 | 0 | 0 | 0 | 0 | 0 | 0 | 0 | 0 | 0 | 0
|  | 2021 | 0% |  | 0 | 0 | 0 | 0 | 0 | 0 | 0 | 0 | 0 | 0 | 0 | 0 | 0 | 0 | 0 | 0 | 0 | 0 | 0 | 0 | 0 | 0 | 0 | 0 | 0 | 0 | 0 | 0 | 0 | 0 | 0 | 0 | 0 | 0 | 0 | 0 | 0 | 0 | 0 | 0 | 0 | 0 | 0 | 0 | 0 | 0 | 0 | 0 | 0 | 0 | 0 | 0 | 0 | 0 | 0
|  | 2022 | 0% |  |  | 0 | 0 | 0 | 0 | 0 | 0 | 0 | 0 | 0 | 0 | 0 | 0 | 0 | 0 | 0 | 0 | 0 | 0 | 0 | 0 | 0 | 0 | 0 | 0 | 0 | 0 | 0 | 0 | 0 | 0 | 0 | 0 | 0 | 0 | 0 | 0 | 0 | 0 | 0 | 0 | 0 | 0 | 0 | 0 | 0 | 0 | 0 | 0 | 0 | 0 | 0 | 0 | 0 | 0
|  | 2023 | 0% |  |  |  | 0 | 0 | 0 | 0 | 0 | 0 | 0 | 0 | 0 | 0 | 0 | 0 | 0 | 0 | 0 | 0 | 0 | 0 | 0 | 0 | 0 | 0 | 0 | 0 | 0 | 0 | 0 | 0 | 0 | 0 | 0 | 0 | 0 | 0 | 0 | 0 | 0 | 0 | 0 | 0 | 0 | 0 | 0 | 0 | 0 | 0 | 0 | 0 | 0 | 0 | 0 | 0 | 0
|  | 2024 | 0% |  |  |  |  | 0 | 0 | 0 | 0 | 0 | 0 | 0 | 0 | 0 | 0 | 0 | 0 | 0 | 0 | 0 | 0 | 0 | 0 | 0 | 0 | 0 | 0 | 0 | 0 | 0 | 0 | 0 | 0 | 0 | 0 | 0 | 0 | 0 | 0 | 0 | 0 | 0 | 0 | 0 | 0 | 0 | 0 | 0 | 0 | 0 | 0 | 0 | 0 | 0 | 0 | 0 | 0
|  | 2025 | 0% | [5 empty] | 0 | 0 | 0 | 0 | 0 | 0 | 0 | 0 | 0 | 0 | 0 | 0 | 0 | 0 | 0 | 0 | 0 | 0 | 0 | 0 | 0 | 0 | 0 | 0 | 0 | 0 | 0 | 0 | 0 | 0 | 0 | 0 | 0 | 0 | 0 | 0 | 0 | 0 | 0 | 0 | 0 | 0 | 0 | 0 | 0 | 0 | 0 | 0 | 0 | 0 | 0
|  | 2026 | 0% | [6 empty] | 0 | 0 | 0 | 0 | 0 | 0 | 0 | 0 | 0 | 0 | 0 | 0 | 0 | 0 | 0 | 0 | 0 | 0 | 0 | 0 | 0 | 0 | 0 | 0 | 0 | 0 | 0 | 0 | 0 | 0 | 0 | 0 | 0 | 0 | 0 | 0 | 0 | 0 | 0 | 0 | 0 | 0 | 0 | 0 | 0 | 0 | 0 | 0 | 0 | 0
|  | 2027 | 0% | [7 empty] | 0 | 0 | 0 | 0 | 0 | 0 | 0 | 0 | 0 | 0 | 0 | 0 | 0 | 0 | 0 | 0 | 0 | 0 | 0 | 0 | 0 | 0 | 0 | 0 | 0 | 0 | 0 | 0 | 0 | 0 | 0 | 0 | 0 | 0 | 0 | 0 | 0 | 0 | 0 | 0 | 0 | 0 | 0 | 0 | 0 | 0 | 0 | 0 | 0
|  | 2028 | 0% | [8 empty] | 0 | 0 | 0 | 0 | 0 | 0 | 0 | 0 | 0 | 0 | 0 | 0 | 0 | 0 | 0 | 0 | 0 | 0 | 0 | 0 | 0 | 0 | 0 | 0 | 0 | 0 | 0 | 0 | 0 | 0 | 0 | 0 | 0 | 0 | 0 | 0 | 0 | 0 | 0 | 0 | 0 | 0 | 0 | 0 | 0 | 0 | 0 | 0
|  | 2029 | 0% | [9 empty] | 0 | 0 | 0 | 0 | 0 | 0 | 0 | 0 | 0 | 0 | 0 | 0 | 0 | 0 | 0 | 0 | 0 | 0 | 0 | 0 | 0 | 0 | 0 | 0 | 0 | 0 | 0 | 0 | 0 | 0 | 0 | 0 | 0 | 0 | 0 | 0 | 0 | 0 | 0 | 0 | 0 | 0 | 0 | 0 | 0 | 0 | 0
|  | 2030 | 0% | [10 empty] | 0 | 0 | 0 | 0 | 0 | 0 | 0 | 0 | 0 | 0 | 0 | 0 | 0 | 0 | 0 | 0 | 0 | 0 | 0 | 0 | 0 | 0 | 0 | 0 | 0 | 0 | 0 | 0 | 0 | 0 | 0 | 0 | 0 | 0 | 0 | 0 | 0 | 0 | 0 | 0 | 0 | 0 | 0 | 0 | 0 | 0
|  | 2031 | 0% | [11 empty] | 0 | 0 | 0 | 0 | 0 | 0 | 0 | 0 | 0 | 0 | 0 | 0 | 0 | 0 | 0 | 0 | 0 | 0 | 0 | 0 | 0 | 0 | 0 | 0 | 0 | 0 | 0 | 0 | 0 | 0 | 0 | 0 | 0 | 0 | 0 | 0 | 0 | 0 | 0 | 0 | 0 | 0 | 0 | 0 | 0
|  | 2032 | 0% | [12 empty] | 0 | 0 | 0 | 0 | 0 | 0 | 0 | 0 | 0 | 0 | 0 | 0 | 0 | 0 | 0 | 0 | 0 | 0 | 0 | 0 | 0 | 0 | 0 | 0 | 0 | 0 | 0 | 0 | 0 | 0 | 0 | 0 | 0 | 0 | 0 | 0 | 0 | 0 | 0 | 0 | 0 | 0 | 0 | 0
|  | 2033 | 0% | [13 empty] | 0 | 0 | 0 | 0 | 0 | 0 | 0 | 0 | 0 | 0 | 0 | 0 | 0 | 0 | 0 | 0 | 0 | 0 | 0 | 0 | 0 | 0 | 0 | 0 | 0 | 0 | 0 | 0 | 0 | 0 | 0 | 0 | 0 | 0 | 0 | 0 | 0 | 0 | 0 | 0 | 0 | 0 | 0
|  | 2034 | 0% | [14 empty] | 0 | 0 | 0 | 0 | 0 | 0 | 0 | 0 | 0 | 0 | 0 | 0 | 0 | 0 | 0 | 0 | 0 | 0 | 0 | 0 | 0 | 0 | 0 | 0 | 0 | 0 | 0 | 0 | 0 | 0 | 0 | 0 | 0 | 0 | 0 | 0 | 0 | 0 | 0 | 0 | 0 | 0
|  | 2035 | 0% | [15 empty] | 0 | 0 | 0 | 0 | 0 | 0 | 0 | 0 | 0 | 0 | 0 | 0 | 0 | 0 | 0 | 0 | 0 | 0 | 0 | 0 | 0 | 0 | 0 | 0 | 0 | 0 | 0 | 0 | 0 | 0 | 0 | 0 | 0 | 0 | 0 | 0 | 0 | 0 | 0 | 0 | 0
|  | 2036 | 0% | [16 empty] | 0 | 0 | 0 | 0 | 0 | 0 | 0 | 0 | 0 | 0 | 0 | 0 | 0 | 0 | 0 | 0 | 0 | 0 | 0 | 0 | 0 | 0 | 0 | 0 | 0 | 0 | 0 | 0 | 0 | 0 | 0 | 0 | 0 | 0 | 0 | 0 | 0 | 0 | 0 | 0
|  | 2037 | 0% | [17 empty] | 0 | 0 | 0 | 0 | 0 | 0 | 0 | 0 | 0 | 0 | 0 | 0 | 0 | 0 | 0 | 0 | 0 | 0 | 0 | 0 | 0 | 0 | 0 | 0 | 0 | 0 | 0 | 0 | 0 | 0 | 0 | 0 | 0 | 0 | 0 | 0 | 0 | 0 | 0
|  | 2038 | 0% | [18 empty] | 0 | 0 | 0 | 0 | 0 | 0 | 0 | 0 | 0 | 0 | 0 | 0 | 0 | 0 | 0 | 0 | 0 | 0 | 0 | 0 | 0 | 0 | 0 | 0 | 0 | 0 | 0 | 0 | 0 | 0 | 0 | 0 | 0 | 0 | 0 | 0 | 0 | 0
|  | 2039 | 0% | [19 empty] | 0 | 0 | 0 | 0 | 0 | 0 | 0 | 0 | 0 | 0 | 0 | 0 | 0 | 0 | 0 | 0 | 0 | 0 | 0 | 0 | 0 | 0 | 0 | 0 | 0 | 0 | 0 | 0 | 0 | 0 | 0 | 0 | 0 | 0 | 0 | 0 | 0
Revenue Requirement by vintage year
2012 $/MW-wk
| Aurora Input |  | Levelized Cost | 2020 | 2021 | 2022 | 2023 | 2024 | 2025 | 2026 | 2027 | 2028 | 2029 | 2030 | 2031 | 2032 | 2033 | 2034 | 2035 | 2036 | 2037 | 2038 | 2039 | 2040 | 2041 | 2042 | 2043 | 2044 | 2045 | 2046 | 2047 | 2048 | 2049 | 2050 | 2051 | 2052 | 2053 | 2054 | 2055 | 2056 | 2057 | 2058 | 2059 | 2060 | 2061 | 2062 | 2063 | 2064 | 2065 | 2066 | 2067 | 2068 | 2069 | 2070 | 2071 | 2072 | 2073 | 2074 | 2075
|  | 2020 | 0 | 0 | 0 | 0 | 0 | 0 | 0 | 0 | 0 | 0 | 0 | 0 | 0 | 0 | 0 | 0 | 0 | 0 | 0 | 0 | 0 | 0 | 0 | 0 | 0 | 0 | 0 | 0 | 0 | 0 | 0 | 0 | 0 | 0 | 0 | 0 | 0 | 0 | 0 | 0 | 0 | 0 | 0 | 0 | 0 | 0 | 0 | 0 | 0 | 0 | 0 | 0 | 0 | 0 | 0 | 0 | 0
|  | 2021 | 0 |  | 0 | 0 | 0 | 0 | 0 | 0 | 0 | 0 | 0 | 0 | 0 | 0 | 0 | 0 | 0 | 0 | 0 | 0 | 0 | 0 | 0 | 0 | 0 | 0 | 0 | 0 | 0 | 0 | 0 | 0 | 0 | 0 | 0 | 0 | 0 | 0 | 0 | 0 | 0 | 0 | 0 | 0 | 0 | 0 | 0 | 0 | 0 | 0 | 0 | 0 | 0 | 0 | 0 | 0 | 0
|  | 2022 | 0 |  |  | 0 | 0 | 0 | 0 | 0 | 0 | 0 | 0 | 0 | 0 | 0 | 0 | 0 | 0 | 0 | 0 | 0 | 0 | 0 | 0 | 0 | 0 | 0 | 0 | 0 | 0 | 0 | 0 | 0 | 0 | 0 | 0 | 0 | 0 | 0 | 0 | 0 | 0 | 0 | 0 | 0 | 0 | 0 | 0 | 0 | 0 | 0 | 0 | 0 | 0 | 0 | 0 | 0 | 0
|  | 2023 | 0 |  |  |  | 0 | 0 | 0 | 0 | 0 | 0 | 0 | 0 | 0 | 0 | 0 | 0 | 0 | 0 | 0 | 0 | 0 | 0 | 0 | 0 | 0 | 0 | 0 | 0 | 0 | 0 | 0 | 0 | 0 | 0 | 0 | 0 | 0 | 0 | 0 | 0 | 0 | 0 | 0 | 0 | 0 | 0 | 0 | 0 | 0 | 0 | 0 | 0 | 0 | 0 | 0 | 0 | 0
|  | 2024 | 0 |  |  |  |  | 0 | 0 | 0 | 0 | 0 | 0 | 0 | 0 | 0 | 0 | 0 | 0 | 0 | 0 | 0 | 0 | 0 | 0 | 0 | 0 | 0 | 0 | 0 | 0 | 0 | 0 | 0 | 0 | 0 | 0 | 0 | 0 | 0 | 0 | 0 | 0 | 0 | 0 | 0 | 0 | 0 | 0 | 0 | 0 | 0 | 0 | 0 | 0 | 0 | 0 | 0 | 0
|  | 2025 | 0 | [5 empty] | 0 | 0 | 0 | 0 | 0 | 0 | 0 | 0 | 0 | 0 | 0 | 0 | 0 | 0 | 0 | 0 | 0 | 0 | 0 | 0 | 0 | 0 | 0 | 0 | 0 | 0 | 0 | 0 | 0 | 0 | 0 | 0 | 0 | 0 | 0 | 0 | 0 | 0 | 0 | 0 | 0 | 0 | 0 | 0 | 0 | 0 | 0 | 0 | 0 | 0 | 0
|  | 2026 | 0 | [6 empty] | 0 | 0 | 0 | 0 | 0 | 0 | 0 | 0 | 0 | 0 | 0 | 0 | 0 | 0 | 0 | 0 | 0 | 0 | 0 | 0 | 0 | 0 | 0 | 0 | 0 | 0 | 0 | 0 | 0 | 0 | 0 | 0 | 0 | 0 | 0 | 0 | 0 | 0 | 0 | 0 | 0 | 0 | 0 | 0 | 0 | 0 | 0 | 0 | 0 | 0
|  | 2027 | 0 | [7 empty] | 0 | 0 | 0 | 0 | 0 | 0 | 0 | 0 | 0 | 0 | 0 | 0 | 0 | 0 | 0 | 0 | 0 | 0 | 0 | 0 | 0 | 0 | 0 | 0 | 0 | 0 | 0 | 0 | 0 | 0 | 0 | 0 | 0 | 0 | 0 | 0 | 0 | 0 | 0 | 0 | 0 | 0 | 0 | 0 | 0 | 0 | 0 | 0 | 0
|  | 2028 | 0 | [8 empty] | 0 | 0 | 0 | 0 | 0 | 0 | 0 | 0 | 0 | 0 | 0 | 0 | 0 | 0 | 0 | 0 | 0 | 0 | 0 | 0 | 0 | 0 | 0 | 0 | 0 | 0 | 0 | 0 | 0 | 0 | 0 | 0 | 0 | 0 | 0 | 0 | 0 | 0 | 0 | 0 | 0 | 0 | 0 | 0 | 0 | 0 | 0 | 0
|  | 2029 | 0 | [9 empty] | 0 | 0 | 0 | 0 | 0 | 0 | 0 | 0 | 0 | 0 | 0 | 0 | 0 | 0 | 0 | 0 | 0 | 0 | 0 | 0 | 0 | 0 | 0 | 0 | 0 | 0 | 0 | 0 | 0 | 0 | 0 | 0 | 0 | 0 | 0 | 0 | 0 | 0 | 0 | 0 | 0 | 0 | 0 | 0 | 0 | 0 | 0
|  | 2030 | 0 | [10 empty] | 0 | 0 | 0 | 0 | 0 | 0 | 0 | 0 | 0 | 0 | 0 | 0 | 0 | 0 | 0 | 0 | 0 | 0 | 0 | 0 | 0 | 0 | 0 | 0 | 0 | 0 | 0 | 0 | 0 | 0 | 0 | 0 | 0 | 0 | 0 | 0 | 0 | 0 | 0 | 0 | 0 | 0 | 0 | 0 | 0 | 0
|  | 2031 | 0 | [11 empty] | 0 | 0 | 0 | 0 | 0 | 0 | 0 | 0 | 0 | 0 | 0 | 0 | 0 | 0 | 0 | 0 | 0 | 0 | 0 | 0 | 0 | 0 | 0 | 0 | 0 | 0 | 0 | 0 | 0 | 0 | 0 | 0 | 0 | 0 | 0 | 0 | 0 | 0 | 0 | 0 | 0 | 0 | 0 | 0 | 0
|  | 2032 | 0 | [12 empty] | 0 | 0 | 0 | 0 | 0 | 0 | 0 | 0 | 0 | 0 | 0 | 0 | 0 | 0 | 0 | 0 | 0 | 0 | 0 | 0 | 0 | 0 | 0 | 0 | 0 | 0 | 0 | 0 | 0 | 0 | 0 | 0 | 0 | 0 | 0 | 0 | 0 | 0 | 0 | 0 | 0 | 0 | 0 | 0
|  | 2033 | 0 | [13 empty] | 0 | 0 | 0 | 0 | 0 | 0 | 0 | 0 | 0 | 0 | 0 | 0 | 0 | 0 | 0 | 0 | 0 | 0 | 0 | 0 | 0 | 0 | 0 | 0 | 0 | 0 | 0 | 0 | 0 | 0 | 0 | 0 | 0 | 0 | 0 | 0 | 0 | 0 | 0 | 0 | 0 | 0 | 0
|  | 2034 | 0 | [14 empty] | 0 | 0 | 0 | 0 | 0 | 0 | 0 | 0 | 0 | 0 | 0 | 0 | 0 | 0 | 0 | 0 | 0 | 0 | 0 | 0 | 0 | 0 | 0 | 0 | 0 | 0 | 0 | 0 | 0 | 0 | 0 | 0 | 0 | 0 | 0 | 0 | 0 | 0 | 0 | 0 | 0 | 0
|  | 2035 | 0 | [15 empty] | 0 | 0 | 0 | 0 | 0 | 0 | 0 | 0 | 0 | 0 | 0 | 0 | 0 | 0 | 0 | 0 | 0 | 0 | 0 | 0 | 0 | 0 | 0 | 0 | 0 | 0 | 0 | 0 | 0 | 0 | 0 | 0 | 0 | 0 | 0 | 0 | 0 | 0 | 0 | 0 | 0
|  | 2036 | 0 | [16 empty] | 0 | 0 | 0 | 0 | 0 | 0 | 0 | 0 | 0 | 0 | 0 | 0 | 0 | 0 | 0 | 0 | 0 | 0 | 0 | 0 | 0 | 0 | 0 | 0 | 0 | 0 | 0 | 0 | 0 | 0 | 0 | 0 | 0 | 0 | 0 | 0 | 0 | 0 | 0 | 0
|  | 2037 | 0 | [17 empty] | 0 | 0 | 0 | 0 | 0 | 0 | 0 | 0 | 0 | 0 | 0 | 0 | 0 | 0 | 0 | 0 | 0 | 0 | 0 | 0 | 0 | 0 | 0 | 0 | 0 | 0 | 0 | 0 | 0 | 0 | 0 | 0 | 0 | 0 | 0 | 0 | 0 | 0 | 0
|  | 2038 | 0 | [18 empty] | 0 | 0 | 0 | 0 | 0 | 0 | 0 | 0 | 0 | 0 | 0 | 0 | 0 | 0 | 0 | 0 | 0 | 0 | 0 | 0 | 0 | 0 | 0 | 0 | 0 | 0 | 0 | 0 | 0 | 0 | 0 | 0 | 0 | 0 | 0 | 0 | 0 | 0
|  | 2039 | 0 | [19 empty] | 0 | 0 | 0 | 0 | 0 | 0 | 0 | 0 | 0 | 0 | 0 | 0 | 0 | 0 | 0 | 0 | 0 | 0 | 0 | 0 | 0 | 0 | 0 | 0 | 0 | 0 | 0 | 0 | 0 | 0 | 0 | 0 | 0 | 0 | 0 | 0 | 0
Annual Change (%) | bar: 2020 to 2075
|  | Levelized Capital Cost ($/MW-wk) |  | 0 | 0 | 0 | 0 | 0 | 0 | 0 | 0 | 0 | 0 | 0 | 0 | 0 | 0 | 0 | 0 | 0 | 0 | 0 | 0 | 0 | 0 | 0 | 0 | 0 | 0 | 0 | 0 | 0 | 0 | 0 | 0 | 0 | 0 | 0 | 0 | 0 | 0 | 0 | 0 | 0 | 0 | 0 | 0 | 0 | 0 | 0 | 0 | 0 | 0 | 0 | 0 | 0 | 0 | 0 | 0
|  | Economic Life | 30
|  | check s/b 0 | 0
itc
|  |  |  | 30% | 30% | 30% | 30% | 26% | 22% | 10% | 10% | 10% | 10% | 10% | 10% | 10% | 10% | 10% | 10% | 10% | 10% | 10% | 10% | 10% | 10% | 10% | 10% | 10% | 10% | 10% | 10% | 10% | 10% | 10% | 10% | 10% | 10% | 10% | 10% | 10% | 10% | 10% | 10% | 10% | 10% | 10% | 10% | 10% | 10% | 10% | 10% | 10% | 10% | 10% | 10% | 10% | 10% | 10% | 10%
ITC
| Revenue Requirement by vintage year | 0 | 0 | 0 | 0 | 0 | 0 | 0 | 0 | 0 | 0 | 0 | 0 | 0 | 0 | 0 | 0 | 0 | 0 | 0 | 0 | 0 | 0 | 0 | 0 | 0 | 0 | 0 | 0 | 0 |  | 0 | 0 | 0 | 0 | 0 | 0 | 0 | 0 | 0 | 0 | 0 | 0 | 0 | 0 | 0 | 0 | 0 | 0 | 0 | 0 | 0 | 0 | 0 | 0 | 0 | 0 | 0 | 0 | 0
| 2012 $/MW-wk | 0 | 0 | 0 | 0 | 0 | 0 | 0 | 0 | 0 | 0 | 0 | 0 | 0 | 0 | 0 | 0 | 0 | 0 | 0 | 0 | 0 | 0 | 0 | 0 | 0 | 0 | 0 | 0 | 0 |  | 0 | 0 | 0 | 0 | 0 | 0 | 0 | 0 | 0 | 0 | 0 | 0 | 0 | 0 | 0 | 0 | 0 | 0 | 0 | 0 | 0 | 0 | 0 | 0 | 0 | 0 | 0 | 0 | 0
| Aurora Input | 0 | Levelized Cost | 2020 | 2021 | 2022 | 2023 | 2024 | 2025 | 2026 | 2027 | 2028 | 2029 | 2030 | 2031 | 2032 | 2033 | 2034 | 2035 | 2036 | 2037 | 2038 | 2039 | 2040 | 2041 | 2042 | 2043 | 2044 | 2045 | 2046 | Levelized | 2047 | 2048 | 2049 | 2050 | 2051 | 2052 | 2053 | 2054 | 2055 | 2056 | 2057 | 2058 | 2059 | 2060 | 2061 | 2062 | 2063 | 2064 | 2065 | 2066 | 2067 | 2068 | 2069 | 2070 | 2071 | 2072 | 2073 | 2074 | 2075
| 0 | 2020 | 0 | 0 | 0 | 0 | 0 | 0 | 0 | 0 | 0 | 0 | 0 | 0 | 0 | 0 | 0 | 0 | 0 | 0 | 0 | 0 | 0 | 0 | 0 | 0 | 0 | 0 | 0 | 0 | 0 | 0 | 0 | 0 | 0 | 0 | 0 | 0 | 0 | 0 | 0 | 0 | 0 | 0 | 0 | 0 | 0 | 0 | 0 | 0 | 0 | 0 | 0 | 0 | 0 | 0 | 0 | 0 | 0 | 0
| 0 | 2021 | 0 | 0 | 0 | 0 | 0 | 0 | 0 | 0 | 0 | 0 | 0 | 0 | 0 | 0 | 0 | 0 | 0 | 0 | 0 | 0 | 0 | 0 | 0 | 0 | 0 | 0 | 0 | 0 | 0 | 0 | 0 | 0 | 0 | 0 | 0 | 0 | 0 | 0 | 0 | 0 | 0 | 0 | 0 | 0 | 0 | 0 | 0 | 0 | 0 | 0 | 0 | 0 | 0 | 0 | 0 | 0 | 0 | 0
| 0 | 2022 | 0 | 0 | 0 | 0 | 0 | 0 | 0 | 0 | 0 | 0 | 0 | 0 | 0 | 0 | 0 | 0 | 0 | 0 | 0 | 0 | 0 | 0 | 0 | 0 | 0 | 0 | 0 | 0 | 0 | 0 | 0 | 0 | 0 | 0 | 0 | 0 | 0 | 0 | 0 | 0 | 0 | 0 | 0 | 0 | 0 | 0 | 0 | 0 | 0 | 0 | 0 | 0 | 0 | 0 | 0 | 0 | 0 | 0
| 0 | 2023 | 0 | 0 | 0 | 0 | 0 | 0 | 0 | 0 | 0 | 0 | 0 | 0 | 0 | 0 | 0 | 0 | 0 | 0 | 0 | 0 | 0 | 0 | 0 | 0 | 0 | 0 | 0 | 0 | 0 | 0 | 0 | 0 | 0 | 0 | 0 | 0 | 0 | 0 | 0 | 0 | 0 | 0 | 0 | 0 | 0 | 0 | 0 | 0 | 0 | 0 | 0 | 0 | 0 | 0 | 0 | 0 | 0 | 0
| 0 | 2024 | 0 | 0 | 0 | 0 | 0 | 0 | 0 | 0 | 0 | 0 | 0 | 0 | 0 | 0 | 0 | 0 | 0 | 0 | 0 | 0 | 0 | 0 | 0 | 0 | 0 | 0 | 0 | 0 | 0 | 0 | 0 | 0 | 0 | 0 | 0 | 0 | 0 | 0 | 0 | 0 | 0 | 0 | 0 | 0 | 0 | 0 | 0 | 0 | 0 | 0 | 0 | 0 | 0 | 0 | 0 | 0 | 0 | 0
| 0 | 2025 | 0 | 0 | 0 | 0 | 0 | 0 | 0 | 0 | 0 | 0 | 0 | 0 | 0 | 0 | 0 | 0 | 0 | 0 | 0 | 0 | 0 | 0 | 0 | 0 | 0 | 0 | 0 | 0 | 0 | 0 | 0 | 0 | 0 | 0 | 0 | 0 | 0 | 0 | 0 | 0 | 0 | 0 | 0 | 0 | 0 | 0 | 0 | 0 | 0 | 0 | 0 | 0 | 0 | 0 | 0 | 0 | 0 | 0
| 0 | 2026 | 0 | 0 | 0 | 0 | 0 | 0 | 0 | 0 | 0 | 0 | 0 | 0 | 0 | 0 | 0 | 0 | 0 | 0 | 0 | 0 | 0 | 0 | 0 | 0 | 0 | 0 | 0 | 0 | 0 | 0 | 0 | 0 | 0 | 0 | 0 | 0 | 0 | 0 | 0 | 0 | 0 | 0 | 0 | 0 | 0 | 0 | 0 | 0 | 0 | 0 | 0 | 0 | 0 | 0 | 0 | 0 | 0 | 0
| 0 | 2027 | 0 | 0 | 0 | 0 | 0 | 0 | 0 | 0 | 0 | 0 | 0 | 0 | 0 | 0 | 0 | 0 | 0 | 0 | 0 | 0 | 0 | 0 | 0 | 0 | 0 | 0 | 0 | 0 | 0 | 0 | 0 | 0 | 0 | 0 | 0 | 0 | 0 | 0 | 0 | 0 | 0 | 0 | 0 | 0 | 0 | 0 | 0 | 0 | 0 | 0 | 0 | 0 | 0 | 0 | 0 | 0 | 0 | 0
| 0 | 2028 | 0 | 0 | 0 | 0 | 0 | 0 | 0 | 0 | 0 | 0 | 0 | 0 | 0 | 0 | 0 | 0 | 0 | 0 | 0 | 0 | 0 | 0 | 0 | 0 | 0 | 0 | 0 | 0 | 0 | 0 | 0 | 0 | 0 | 0 | 0 | 0 | 0 | 0 | 0 | 0 | 0 | 0 | 0 | 0 | 0 | 0 | 0 | 0 | 0 | 0 | 0 | 0 | 0 | 0 | 0 | 0 | 0 | 0
| 0 | 2029 | 0 | 0 | 0 | 0 | 0 | 0 | 0 | 0 | 0 | 0 | 0 | 0 | 0 | 0 | 0 | 0 | 0 | 0 | 0 | 0 | 0 | 0 | 0 | 0 | 0 | 0 | 0 | 0 | 0 | 0 | 0 | 0 | 0 | 0 | 0 | 0 | 0 | 0 | 0 | 0 | 0 | 0 | 0 | 0 | 0 | 0 | 0 | 0 | 0 | 0 | 0 | 0 | 0 | 0 | 0 | 0 | 0 | 0
| 0 | 2030 | 0 | 0 | 0 | 0 | 0 | 0 | 0 | 0 | 0 | 0 | 0 | 0 | 0 | 0 | 0 | 0 | 0 | 0 | 0 | 0 | 0 | 0 | 0 | 0 | 0 | 0 | 0 | 0 | 0 | 0 | 0 | 0 | 0 | 0 | 0 | 0 | 0 | 0 | 0 | 0 | 0 | 0 | 0 | 0 | 0 | 0 | 0 | 0 | 0 | 0 | 0 | 0 | 0 | 0 | 0 | 0 | 0 | 0
| 0 | 2031 | 0 | 0 | 0 | 0 | 0 | 0 | 0 | 0 | 0 | 0 | 0 | 0 | 0 | 0 | 0 | 0 | 0 | 0 | 0 | 0 | 0 | 0 | 0 | 0 | 0 | 0 | 0 | 0 | 0 | 0 | 0 | 0 | 0 | 0 | 0 | 0 | 0 | 0 | 0 | 0 | 0 | 0 | 0 | 0 | 0 | 0 | 0 | 0 | 0 | 0 | 0 | 0 | 0 | 0 | 0 | 0 | 0 | 0
| 0 | 2032 | 0 | 0 | 0 | 0 | 0 | 0 | 0 | 0 | 0 | 0 | 0 | 0 | 0 | 0 | 0 | 0 | 0 | 0 | 0 | 0 | 0 | 0 | 0 | 0 | 0 | 0 | 0 | 0 | 0 | 0 | 0 | 0 | 0 | 0 | 0 | 0 | 0 | 0 | 0 | 0 | 0 | 0 | 0 | 0 | 0 | 0 | 0 | 0 | 0 | 0 | 0 | 0 | 0 | 0 | 0 | 0 | 0 | 0
| 0 | 2033 | 0 | 0 | 0 | 0 | 0 | 0 | 0 | 0 | 0 | 0 | 0 | 0 | 0 | 0 | 0 | 0 | 0 | 0 | 0 | 0 | 0 | 0 | 0 | 0 | 0 | 0 | 0 | 0 | 0 | 0 | 0 | 0 | 0 | 0 | 0 | 0 | 0 | 0 | 0 | 0 | 0 | 0 | 0 | 0 | 0 | 0 | 0 | 0 | 0 | 0 | 0 | 0 | 0 | 0 | 0 | 0 | 0 | 0
| 0 | 2034 | 0 | 0 | 0 | 0 | 0 | 0 | 0 | 0 | 0 | 0 | 0 | 0 | 0 | 0 | 0 | 0 | 0 | 0 | 0 | 0 | 0 | 0 | 0 | 0 | 0 | 0 | 0 | 0 | 0 | 0 | 0 | 0 | 0 | 0 | 0 | 0 | 0 | 0 | 0 | 0 | 0 | 0 | 0 | 0 | 0 | 0 | 0 | 0 | 0 | 0 | 0 | 0 | 0 | 0 | 0 | 0 | 0 | 0
| 0 | 2035 | 0 | 0 | 0 | 0 | 0 | 0 | 0 | 0 | 0 | 0 | 0 | 0 | 0 | 0 | 0 | 0 | 0 | 0 | 0 | 0 | 0 | 0 | 0 | 0 | 0 | 0 | 0 | 0 | 0 | 0 | 0 | 0 | 0 | 0 | 0 | 0 | 0 | 0 | 0 | 0 | 0 | 0 | 0 | 0 | 0 | 0 | 0 | 0 | 0 | 0 | 0 | 0 | 0 | 0 | 0 | 0 | 0 | 0
| 0 | 2036 | 0 | 0 | 0 | 0 | 0 | 0 | 0 | 0 | 0 | 0 | 0 | 0 | 0 | 0 | 0 | 0 | 0 | 0 | 0 | 0 | 0 | 0 | 0 | 0 | 0 | 0 | 0 | 0 | 0 | 0 | 0 | 0 | 0 | 0 | 0 | 0 | 0 | 0 | 0 | 0 | 0 | 0 | 0 | 0 | 0 | 0 | 0 | 0 | 0 | 0 | 0 | 0 | 0 | 0 | 0 | 0 | 0 | 0
| 0 | 2037 | 0 | 0 | 0 | 0 | 0 | 0 | 0 | 0 | 0 | 0 | 0 | 0 | 0 | 0 | 0 | 0 | 0 | 0 | 0 | 0 | 0 | 0 | 0 | 0 | 0 | 0 | 0 | 0 | 0 | 0 | 0 | 0 | 0 | 0 | 0 | 0 | 0 | 0 | 0 | 0 | 0 | 0 | 0 | 0 | 0 | 0 | 0 | 0 | 0 | 0 | 0 | 0 | 0 | 0 | 0 | 0 | 0 | 0
| 0 | 2038 | 0 | 0 | 0 | 0 | 0 | 0 | 0 | 0 | 0 | 0 | 0 | 0 | 0 | 0 | 0 | 0 | 0 | 0 | 0 | 0 | 0 | 0 | 0 | 0 | 0 | 0 | 0 | 0 | 0 | 0 | 0 | 0 | 0 | 0 | 0 | 0 | 0 | 0 | 0 | 0 | 0 | 0 | 0 | 0 | 0 | 0 | 0 | 0 | 0 | 0 | 0 | 0 | 0 | 0 | 0 | 0 | 0 | 0
| 0 | 2039 | 0 | 0 | 0 | 0 | 0 | 0 | 0 | 0 | 0 | 0 | 0 | 0 | 0 | 0 | 0 | 0 | 0 | 0 | 0 | 0 | 0 | 0 | 0 | 0 | 0 | 0 | 0 | 0 | 0 | 0 | 0 | 0 | 0 | 0 | 0 | 0 | 0 | 0 | 0 | 0 | 0 | 0 | 0 | 0 | 0 | 0 | 0 | 0 | 0 | 0 | 0 | 0 | 0 | 0 | 0 | 0 | 0 | 0
| 2020-2023 | 30% |  | 0 | [27 empty] | 2064: 0; 2065: 0; 2066: 0; 2067: 0; 2068: 0; 2069: 0; 2070: 0; 2071: 0; 2072: 0; 2073: 0; 2074: 0
| 2024 | 26% |  | 0 | [36 empty] | 0 | 0 | 0 | 0 | 0 | 0 | 0 | 0 | 0 | 0 | 0 | 0 | 0 | 0 | 0 | 0 | 0 | 0 | 0
| 2025 | 22% |  | 0 | [36 empty] | 0 | 0 | 0 | 0 | 0 | 0 | 0 | 0 | 0 | 0 | 0 | 0 | 0 | 0 | 0 | 0 | 0 | 0 | 0
| Start 2026 | 10% |  | 0 | [36 empty] | 0 | 0 | 0 | 0 | 0 | 0 | 0 | 0 | 0 | 0 | 0 | 0 | 0 | 0 | 0 | 0 | 0 | 0 | 0
[41 empty] | 0 | 0 | 0 | 0 | 0 | 0 | 0 | 0 | 0 | 0 | 0 | 0 | 0 | 0 | 0 | 0 | 0 | 0 | 0
[41 empty] | 0 | 0 | 0 | 0 | 0 | 0 | 0 | 0 | 0 | 0 | 0 | 0 | 0 | 0 | 0 | 0 | 0 | 0 | 0
Amortization
|  | 30% |  | 0 | 0 | 0 | 0 | 0 | 0 | 0 | 0 | 0 | 0 | 0 | 0 | 0 | 0 | 0 | 0 | 0 | 0 | 0 | 0 | 0 | 0 | 0 | 0 | 0 | 0 | 0 | 0 | 0 | 0 | 0 | 0 | 0 | 0 | 0 | 0 | 0 | 0 | 0 | 0 | 0 | 0 | 0 | 0 | 0 | 0 | 0 | 0 | 0 | 0 | 0 | 0 | 0 | 0 | 0 | 0
|  | 26% |  | 0 | 0 | 0 | 0 | 0 | 0 | 0 | 0 | 0 | 0 | 0 | 0 | 0 | 0 | 0 | 0 | 0 | 0 | 0 | 0 | 0 | 0 | 0 | 0 | 0 | 0 | 0 | 0 | 0 | 0 | 0 | 0 | 0 | 0 | 0 | 0 | 0 | 0 | 0 | 0 | 0 | 0 | 0 | 0 | 0 | 0 | 0 | 0 | 0 | 0 | 0 | 0 | 0 | 0 | 0 | 0
|  | 22% |  | 0 | 0 | 0 | 0 | 0 | 0 | 0 | 0 | 0 | 0 | 0 | 0 | 0 | 0 | 0 | 0 | 0 | 0 | 0 | 0 | 0 | 0 | 0 | 0 | 0 | 0 | 0 | 0 | 0 | 0 | 0 | 0 | 0 | 0 | 0 | 0 | 0 | 0 | 0 | 0 | 0 | 0 | 0 | 0 | 0 | 0 | 0 | 0 | 0 | 0 | 0 | 0 | 0 | 0 | 0 | 0
|  | 10% |  | 0 | 0 | 0 | 0 | 0 | 0 | 0 | 0 | 0 | 0 | 0 | 0 | 0 | 0 | 0 | 0 | 0 | 0 | 0 | 0 | 0 | 0 | 0 | 0 | 0 | 0 | 0 | 0 | 0 | 0 | 0 | 0 | 0 | 0 | 0 | 0 | 0 | 0 | 0 | 0 | 0 | 0 | 0 | 0 | 0 | 0 | 0 | 0 | 0 | 0 | 0 | 0 | 0 | 0 | 0 | 0
|  |  |  | 2020 | 2021 | 2022 | 2023 | 2024 | 2025 | 2026 | 2027 | 2028 | 2029 | 2030 | 2031 | 2032 | 2033 | 2034 | 2035 | 2036 | 2037 | 2038 | 2039 | 2040 | 2041 | 2042 | 2043 | 2044 | 2045 | 2046 | 2047 | 2048 | 2049 | 2050 | 2051 | 2052 | 2053 | 2054 | 2055 | 2056 | 2057 | 2058 | 2059 | 2060 | 2061 | 2062 | 2063 | 2064 | 2065 | 2066 | 2067 | 2068 | 2069 | 2070 | 2071 | 2072 | 2073 | 2074 | 2075
|  | ITC Base |  | 0 | 0 | 0 | 0 | 0 | 0 | 0 | 0 | 0 | 0 | 0 | 0 | 0 | 0 | 0 | 0 | 0 | 0 | 0 | 0 | 0 | 0 | 0 | 0 | 0 | 0 | 0 | 0 | 0 | 0 | 0 | 0 | 0 | 0 | 0 | 0 | 0 | 0 | 0 | 0 | 0 | 0 | 0 | 0 | 0 | 0 | 0 | 0 | 0 | 0 | 0 | 0 | 0 | 0 | 0 | 0
|  | Accum ITC Amort |  | 0 | 0 | 0 | 0 | 0 | 0 | 0 | 0 | 0 | 0 | 0 | 0 | 0 | 0 | 0 | 0 | 0 | 0 | 0 | 0 | 0 | 0 | 0 | 0 | 0 | 0 | 0 | 0 | 0 | 0 | 0 | 0 | 0 | 0 | 0 | 0 | 0 | 0 | 0 | 0 | 0 | 0 | 0 | 0 | 0 | 0 | 0 | 0 | 0 | 0 | 0 | 0 | 0 | 0 | 0 | 0
|  | Ratebase |  | 0 | 0 | 0 | 0 | 0 | 0 | 0 | 0 | 0 | 0 | 0 | 0 | 0 | 0 | 0 | 0 | 0 | 0 | 0 | 0 | 0 | 0 | 0 | 0 | 0 | 0 | 0 | 0 | 0 | 0 | 0 | 0 | 0 | 0 | 0 | 0 | 0 | 0 | 0 | 0 | 0 | 0 | 0 | 0 | 0 | 0 | 0 | 0 | 0 | 0 | 0 | 0 | 0 | 0 | 0 | 0
|  | Tax Basis |  | 0 | 0 | 0 | 0 | 0 | 0 | 0 | 0 | 0 | 0 | 0 | 0 | 0 | 0 | 0 | 0 | 0 | 0 | 0 | 0 | 0 | 0 | 0 | 0 | 0 | 0 | 0 | 0 | 0 | 0 | 0 | 0 | 0 | 0 | 0 | 0 | 0 | 0 | 0 | 0 | 0 | 0 | 0 | 0 | 0 | 0 | 0 | 0 | 0 | 0 | 0 | 0 | 0 | 0 | 0 | 0
|  | Book Depreciation |  | 0 | 0 | 0 | 0 | 0 | 0 | 0 | 0 | 0 | 0 | 0 | 0 | 0 | 0 | 0 | 0 | 0 | 0 | 0 | 0 | 0 | 0 | 0 | 0 | 0 | 0 | 0 | 0 | 0 | 0 | 0 | 0 | 0 | 0 | 0 | 0 | 0 | 0 | 0 | 0 | 0 | 0 | 0 | 0 | 0 | 0 | 0 | 0 | 0 | 0 | 0 | 0 | 0 | 0 | 0 | 0
|  | Tax Depreciation |  | 0 | 0 | 0 | 0 | 0 | 0 | 0 | 0 | 0 | 0 | 0 | 0 | 0 | 0 | 0 | 0 | 0 | 0 | 0 | 0 | 0 | 0 | 0 | 0 | 0 | 0 | 0 | 0 | 0 | 0 | 0 | 0 | 0 | 0 | 0 | 0 | 0 | 0 | 0 | 0 | 0 | 0 | 0 | 0 | 0 | 0 | 0 | 0 | 0 | 0 | 0 | 0 | 0 | 0 | 0 | 0
|  | Difference between book and tax |  | 0 | 0 | 0 | 0 | 0 | 0 | 0 | 0 | 0 | 0 | 0 | 0 | 0 | 0 | 0 | 0 | 0 | 0 | 0 | 0 | 0 | 0 | 0 | 0 | 0 | 0 | 0 | 0 | 0 | 0 | 0 | 0 | 0 | 0 | 0 | 0 | 0 | 0 | 0 | 0 | 0 | 0 | 0 | 0 | 0 | 0 | 0 | 0 | 0 | 0 | 0 | 0 | 0 | 0 | 0 | 0
|  | Deferred Tax |  | 0 | 0 | 0 | 0 | 0 | 0 | 0 | 0 | 0 | 0 | 0 | 0 | 0 | 0 | 0 | 0 | 0 | 0 | 0 | 0 | 0 | 0 | 0 | 0 | 0 | 0 | 0 | 0 | 0 | 0 | 0 | 0 | 0 | 0 | 0 | 0 | 0 | 0 | 0 | 0 | 0 | 0 | 0 | 0 | 0 | 0 | 0 | 0 | 0 | 0 | 0 | 0 | 0 | 0 | 0 | 0
|  | Accum Defered Tax |  | 0 | 0 | 0 | 0 | 0 | 0 | 0 | 0 | 0 | 0 | 0 | 0 | 0 | 0 | 0 | 0 | 0 | 0 | 0 | 0 | 0 | 0 | 0 | 0 | 0 | 0 | 0 | 0 | 0 | 0 | 0 | 0 | 0 | 0 | 0 | 0 | 0 | 0 | 0 | 0 | 0 | 0 | 0 | 0 | 0 | 0 | 0 | 0 | 0 | 0 | 0 | 0 | 0 | 0 | 0 | 0
|  | Revenue Requirement |  | 0 | 0 | 0 | 0 | 0 | 0 | 0 | 0 | 0 | 0 | 0 | 0 | 0 | 0 | 0 | 0 | 0 | 0 | 0 | 0 | 0 | 0 | 0 | 0 | 0 | 0 | 0 | 0 | 0 | 0 | 0 | 0 | 0 | 0 | 0 | 0 | 0 | 0 | 0 | 0 | 0 | 0 | 0 | 0 | 0 | 0 | 0 | 0 | 0 | 0 | 0 | 0 | 0 | 0 | 0 | 0
|  | Depreciation |  | 0 | 0 | 0 | 0 | 0 | 0 | 0 | 0 | 0 | 0 | 0 | 0 | 0 | 0 | 0 | 0 | 0 | 0 | 0 | 0 | 0 | 0 | 0 | 0 | 0 | 0 | 0 | 0 | 0 | 0 | 0 | 0 | 0 | 0 | 0 | 0 | 0 | 0 | 0 | 0 | 0 | 0 | 0 | 0 | 0 | 0 | 0 | 0 | 0 | 0 | 0 | 0 | 0 | 0 | 0 | 0
|  | Insurance |  | 0 | 0 | 0 | 0 | 0 | 0 | 0 | 0 | 0 | 0 | 0 | 0 | 0 | 0 | 0 | 0 | 0 | 0 | 0 | 0 | 0 | 0 | 0 | 0 | 0 | 0 | 0 | 0 | 0 | 0 | 0 | 0 | 0 | 0 | 0 | 0 | 0 | 0 | 0 | 0 | 0 | 0 | 0 | 0 | 0 | 0 | 0 | 0 | 0 | 0 | 0 | 0 | 0 | 0 | 0 | 0
|  | Property Taxes |  | 0 | 0 | 0 | 0 | 0 | 0 | 0 | 0 | 0 | 0 | 0 | 0 | 0 | 0 | 0 | 0 | 0 | 0 | 0 | 0 | 0 | 0 | 0 | 0 | 0 | 0 | 0 | 0 | 0 | 0 | 0 | 0 | 0 | 0 | 0 | 0 | 0 | 0 | 0 | 0 | 0 | 0 | 0 | 0 | 0 | 0 | 0 | 0 | 0 | 0 | 0 | 0 | 0 | 0 | 0 | 0
|  | Current Taxes |  | 0 | 0 | 0 | 0 | 0 | 0 | 0 | 0 | 0 | 0 | 0 | 0 | 0 | 0 | 0 | 0 | 0 | 0 | 0 | 0 | 0 | 0 | 0 | 0 | 0 | 0 | 0 | 0 | 0 | 0 | 0 | 0 | 0 | 0 | 0 | 0 | 0 | 0 | 0 | 0 | 0 | 0 | 0 | 0 | 0 | 0 | 0 | 0 | 0 | 0 | 0 | 0 | 0 | 0 | 0 | 0
|  | DFIT |  |  | 0 | 0 |  | 0 | 0 | 0 | 0 | 0 | 0 | 0 | 0 | 0 | 0 | 0 | 0 | 0 | 0 | 0 | 0 | 0 | 0 | 0 | 0 | 0 | 0 | 0 | 0 | 0 | 0 | 0 | 0 | 0 | 0 | 0 | 0 | 0 | 0 | 0 | 0 | 0 | 0 | 0 | 0 | 0 | 0 | 0 | 0 | 0 | 0 | 0 | 0 | 0 | 0 | 0 | 0
|  | ITC |  | 0 | 0 | 0 | 0 | 0 | 0 | 0 | 0 | 0 | 0 | 0 | 0 | 0 | 0 | 0 | 0 | 0 | 0 | 0 | 0 | 0 | 0 | 0 | 0 | 0 | 0 | 0 | 0 | 0 | 0 | 0 | 0 | 0 | 0 | 0 | 0 | 0 | 0 | 0 | 0 | 0 | 0 | 0 | 0 | 0 | 0 | 0 | 0 | 0 | 0 | 0 | 0 | 0 | 0 | 0 | 0
|  | Total Operating Expenses |  | 0 | 0 | 0 | 0 | 0 | 0 | 0 | 0 | 0 | 0 | 0 | 0 | 0 | 0 | 0 | 0 | 0 | 0 | 0 | 0 | 0 | 0 | 0 | 0 | 0 | 0 | 0 | 0 | 0 | 0 | 0 | 0 | 0 | 0 | 0 | 0 | 0 | 0 | 0 | 0 | 0 | 0 | 0 | 0 | 0 | 0 | 0 | 0 | 0 | 0 | 0 | 0 | 0 | 0 | 0 | 0
|  | Operating |  | 0 | 0 | 0 | 0 | 0 | 0 | 0 | 0 | 0 | 0 | 0 | 0 | 0 | 0 | 0 | 0 | 0 | 0 | 0 | 0 | 0 | 0 | 0 | 0 | 0 | 0 | 0 | 0 | 0 | 0 | 0 | 0 | 0 | 0 | 0 | 0 | 0 | 0 | 0 | 0 | 0 | 0 | 0 | 0 | 0 | 0 | 0 | 0 | 0 | 0 | 0 | 0 | 0 | 0 | 0 | 0
|  | Ratebase |  | 0 | 0 | 0 | 0 | 0 | 0 | 0 | 0 | 0 | 0 | 0 | 0 | 0 | 0 | 0 | 0 | 0 | 0 | 0 | 0 | 0 | 0 | 0 | 0 | 0 | 0 | 0 | 0 | 0 | 0 | 0 | 0 | 0 | 0 | 0 | 0 | 0 | 0 | 0 | 0 | 0 | 0 | 0 | 0 | 0 | 0 | 0 | 0 | 0 | 0 | 0 | 0 | 0 | 0 | 0 | 0
|  | Return on Ratebase |  | #DIV/0! | #DIV/0! | #DIV/0! | #DIV/0! | #DIV/0! | #DIV/0! | #DIV/0! | #DIV/0! | #DIV/0! | #DIV/0! | #DIV/0! | #DIV/0! | #DIV/0! | #DIV/0! | #DIV/0! | #DIV/0! | #DIV/0! | #DIV/0! | #DIV/0! | #DIV/0! | #DIV/0! | #DIV/0! | #DIV/0! | #DIV/0! | #DIV/0! | #DIV/0! | #DIV/0! | #DIV/0! | #DIV/0! | #DIV/0! | #DIV/0! | #DIV/0! | #DIV/0! | #DIV/0! | #DIV/0! | #DIV/0! | #DIV/0! | #DIV/0! | #DIV/0! | #DIV/0! | #DIV/0! | #DIV/0! | #DIV/0! | #DIV/0! | #DIV/0! | #DIV/0! | #DIV/0! | #DIV/0! | #DIV/0! | #DIV/0! | #DIV/0! | #DIV/0! | #DIV/0! | #DIV/0! | #DIV/0! | #DIV/0!
|  | Revenue Requirement |  | 0 | 0 | 0 | 0 | 0 | 0 | 0 | 0 | 0 | 0 | 0 | 0 | 0 | 0 | 0 | 0 | 0 | 0 | 0 | 0 | 0 | 0 | 0 | 0 | 0 | 0 | 0 | 0 | 0 | 0 | 0 | 0 | 0 | 0 | 0 | 0 | 0 | 0 | 0 | 0 | 0 | 0 | 0 | 0 | 0 | 0 | 0 | 0 | 0 | 0 | 0 | 0 | 0 | 0 | 0 | 0
|  | Tax Depreciation |  | 0 | 0 | 0 | 0 | 0 | 0 | 0 | 0 | 0 | 0 | 0 | 0 | 0 | 0 | 0 | 0 | 0 | 0 | 0 | 0 | 0 | 0 | 0 | 0 | 0 | 0 | 0 | 0 | 0 | 0 | 0 | 0 | 0 | 0 | 0 | 0 | 0 | 0 | 0 | 0 | 0 | 0 | 0 | 0 | 0 | 0 | 0 | 0 | 0 | 0 | 0 | 0 | 0 | 0 | 0 | 0
|  | Property Taxes |  | 0 | 0 | 0 | 0 | 0 | 0 | 0 | 0 | 0 | 0 | 0 | 0 | 0 | 0 | 0 | 0 | 0 | 0 | 0 | 0 | 0 | 0 | 0 | 0 | 0 | 0 | 0 | 0 | 0 | 0 | 0 | 0 | 0 | 0 | 0 | 0 | 0 | 0 | 0 | 0 | 0 | 0 | 0 | 0 | 0 | 0 | 0 | 0 | 0 | 0 | 0 | 0 | 0 | 0 | 0 | 0
|  | Insurance |  | 0 | 0 | 0 | 0 | 0 | 0 | 0 | 0 | 0 | 0 | 0 | 0 | 0 | 0 | 0 | 0 | 0 | 0 | 0 | 0 | 0 | 0 | 0 | 0 | 0 | 0 | 0 | 0 | 0 | 0 | 0 | 0 | 0 | 0 | 0 | 0 | 0 | 0 | 0 | 0 | 0 | 0 | 0 | 0 | 0 | 0 | 0 | 0 | 0 | 0 | 0 | 0 | 0 | 0 | 0 | 0
|  | Expenses |  | 0 | 0 | 0 | 0 | 0 | 0 | 0 | 0 | 0 | 0 | 0 | 0 | 0 | 0 | 0 | 0 | 0 | 0 | 0 | 0 | 0 | 0 | 0 | 0 | 0 | 0 | 0 | 0 | 0 | 0 | 0 | 0 | 0 | 0 | 0 | 0 | 0 | 0 | 0 | 0 | 0 | 0 | 0 | 0 | 0 | 0 | 0 | 0 | 0 | 0 | 0 | 0 | 0 | 0 | 0 | 0
|  | Taxable Income |  | 0 | 0 | 0 | 0 | 0 | 0 | 0 | 0 | 0 | 0 | 0 | 0 | 0 | 0 | 0 | 0 | 0 | 0 | 0 | 0 | 0 | 0 | 0 | 0 | 0 | 0 | 0 | 0 | 0 | 0 | 0 | 0 | 0 | 0 | 0 | 0 | 0 | 0 | 0 | 0 | 0 | 0 | 0 | 0 | 0 | 0 | 0 | 0 | 0 | 0 | 0 | 0 | 0 | 0 | 0 | 0
|  | Tax Rate |  | 21% | 21% | 21% | 21% | 21% | 21% | 21% | 21% | 21% | 21% | 21% | 21% | 21% | 21% | 21% | 21% | 21% | 21% | 21% | 21% | 21% | 21% | 21% | 21% | 21% | 21% | 21% | 21% | 21% | 21% | 21% | 21% | 21% | 21% | 21% | 21% | 21% | 21% | 21% | 21% | 21% | 21% | 21% | 21% | 21% | 21% | 21% | 21% | 21% | 21% | 21% | 21% | 21% | 21% | 21% | 21%
|  | Taxes |  | 0 | 0 | 0 | 0 | 0 | 0 | 0 | 0 | 0 | 0 | 0 | 0 | 0 | 0 | 0 | 0 | 0 | 0 | 0 | 0 | 0 | 0 | 0 | 0 | 0 | 0 | 0 | 0 | 0 | 0 | 0 | 0 | 0 | 0 | 0 | 0 | 0 | 0 | 0 | 0 | 0 | 0 | 0 | 0 | 0 | 0 | 0 | 0 | 0 | 0 | 0 | 0 | 0 | 0 | 0 | 0

## MF RoofSolarInc ITC 2025 22%
Solar FINANCIALS
($ 1000s Unless Otherwise Indicated)
| Calendar Year of Fin. Close |  |  | 2020 | 2021 | 2022 | 2023 | 2024 | 2025 | 2026 | 2027 | 2028 | 2029 | 2030 | 2031 | 2032 | 2033 | 2034 | 2035 | 2036 | 2037 | 2038 | 2039 | 2040 | 2041 | 2042 | 2043 | 2044 | 2045 | 2046 | 2047 | 2048 | 2049
| Operating Year |  | 0 | 1 | 2 | 3 | 4 | 5 | 6 | 7 | 8 | 9 | 10 | 11 | 12 | 13 | 14 | 15 | 16 | 17 | 18 | 19 | 20 | 21 | 22 | 23 | 24 | 25 | 26 | 27 | 28 | 29 | 30
| Calendar Year | Capital Invest.
| 2020 | 0
| Gross plant |  |  | 0 | 0 | 0 | 0 | 0 | 0 | 0 | 0 | 0 | 0 | 0 | 0 | 0 | 0 | 0 | 0 | 0 | 0 | 0 | 0 | 0 | 0 | 0 | 0 | 0 | 0 | 0 | 0 | 0 | 0
| Accumulated Depreciation |  |  | 0 | 0 | 0 | 0 | 0 | 0 | 0 | 0 | 0 | 0 | 0 | 0 | 0 | 0 | 0 | 0 | 0 | 0 | 0 | 0 | 0 | 0 | 0 | 0 | 0 | 0 | 0 | 0 | 0 | 0
| Net book value |  |  | 0 | 0 | 0 | 0 | 0 | 0 | 0 | 0 | 0 | 0 | 0 | 0 | 0 | 0 | 0 | 0 | 0 | 0 | 0 | 0 | 0 | 0 | 0 | 0 | 0 | 0 | 0 | 0 | 0 | 0
| ITC |  |  | 0 | 0 | 0 | 0 | 0 | 0 | 0 | 0 | 0 | 0 | 0 | 0 | 0 | 0 | 0 | 0 | 0 | 0 | 0 | 0 | 0 | 0 | 0 | 0 | 0 | 0 | 0 | 0 | 0 | 0
| Accumulated deferred income tax |  |  | 0 | 0 | 0 | 0 | 0 | 0 | 0 | 0 | 0 | 0 | 0 | 0 | 0 | 0 | 0 | 0 | 0 | 0 | 0 | 0 | 0 | 0 | 0 | 0 | 0 | 0 | 0 | 0 | 0 | 0
| Rate Base |  |  | 0 | 0 | 0 | 0 | 0 | 0 | 0 | 0 | 0 | 0 | 0 | 0 | 0 | 0 | 0 | 0 | 0 | 0 | 0 | 0 | 0 | 0 | 0 | 0 | 0 | 0 | 0 | 0 | 0 | 0
| Average rate base |  |  | 0 | 0 | 0 | 0 | 0 | 0 | 0 | 0 | 0 | 0 | 0 | 0 | 0 | 0 | 0 | 0 | 0 | 0 | 0 | 0 | 0 | 0 | 0 | 0 | 0 | 0 | 0 | 0 | 0 | 0
| Pre-tax Return | 0.086076 |  | 0 | 0 | 0 | 0 | 0 | 0 | 0 | 0 | 0 | 0 | 0 | 0 | 0 | 0 | 0 | 0 | 0 | 0 | 0 | 0 | 0 | 0 | 0 | 0 | 0 | 0 | 0 | 0 | 0 | 0
| Book Depreciation |  |  | 0 | 0 | 0 | 0 | 0 | 0 | 0 | 0 | 0 | 0 | 0 | 0 | 0 | 0 | 0 | 0 | 0 | 0 | 0 | 0 | 0 | 0 | 0 | 0 | 0 | 0 | 0 | 0 | 0 | 0
| Insurance |  |  | 0 | 0 | 0 | 0 | 0 | 0 | 0 | 0 | 0 | 0 | 0 | 0 | 0 | 0 | 0 | 0 | 0 | 0 | 0 | 0 | 0 | 0 | 0 | 0 | 0 | 0 | 0 | 0 | 0 | 0
| ITC Amort - Grossed for Taxes |  |  | 0 | 0 | 0 | 0 | 0 | 0 | 0 | 0 | 0 | 0 | 0 | 0 | 0 | 0 | 0 | 0 | 0 | 0 | 0 | 0 | 0 | 0 | 0 | 0 | 0 | 0 | 0 | 0 | 0 | 0
| Property Taxes |  |  | 0 | 0 | 0 | 0 | 0 | 0 | 0 | 0 | 0 | 0 | 0 | 0 | 0 | 0 | 0 | 0 | 0 | 0 | 0 | 0 | 0 | 0 | 0 | 0 | 0 | 0 | 0 | 0 | 0 | 0
| Revenue Requirement |  |  | 0 | 0 | 0 | 0 | 0 | 0 | 0 | 0 | 0 | 0 | 0 | 0 | 0 | 0 | 0 | 0 | 0 | 0 | 0 | 0 | 0 | 0 | 0 | 0 | 0 | 0 | 0 | 0 | 0 | 0
| Book Depreciation |  |  | 0 | 0 | 0 | 0 | 0 | 0 | 0 | 0 | 0 | 0 | 0 | 0 | 0 | 0 | 0 | 0 | 0 | 0 | 0 | 0 | 0 | 0 | 0 | 0 | 0 | 0 | 0 | 0 | 0 | 0
| Tax Depreciation |  |  | 0 | 0 | 0 | 0 | 0 | 0 | 0 | 0 | 0 | 0 | 0 | 0 | 0 | 0 | 0 | 0 | 0 | 0 | 0 | 0 | 0 | 0 | 0 | 0 | 0 | 0 | 0 | 0 | 0 | 0
| Difference between book and tax |  |  | 0 | 0 | 0 | 0 | 0 | 0 | 0 | 0 | 0 | 0 | 0 | 0 | 0 | 0 | 0 | 0 | 0 | 0 | 0 | 0 | 0 | 0 | 0 | 0 | 0 | 0 | 0 | 0 | 0 | 0
| Tax rate |  |  | 0 | 0 | 0 | 0 | 0 | 0 | 0 | 0 | 0 | 0 | 0 | 0 | 0 | 0 | 0 | 0 | 0 | 0 | 0 | 0 | 0 | 0 | 0 | 0 | 0 | 0 | 0 | 0 | 0 | 0
Depreciation Tables
|  | 5 |  | 20% | 32% | 19.2% | 11.52% | 11.52% | 5.76% | 0% | 0% | 0% | 0% | 0% | 0% | 0% | 0% | 0% | 0% | 0% | 0% | 0% | 0% | 0%
|  | 5 | 0: 1; 2020 1: 20%; 2021 2: 32%; 2022 3: 19.2%; 2023 4: 11.52%; 2024 5: 11.52%; 2025 6: 5.76%
|  | 10 | 0: 0; 2020 1: 10%; 2021 2: 18%; 2022 3: 14.4%; 2023 4: 11.52%; 2024 5: 9.22%; 2025 6: 7.37%; 2026 7: 6.55%; 2027 8: 6.55%; 2028 9: 6.56%; 2029 10: 6.55%; 2030 11: 3.28%
|  | 15 | 0: 0; 2020 1: 5%; 2021 2: 9.5%; 2022 3: 8.55%; 2023 4: 7.7%; 2024 5: 6.93%; 2025 6: 6.23%; 2026 7: 5.9%; 2027 8: 5.9%; 2028 9: 5.91%; 2029 10: 5.9%; 2030 11: 5.91%; 2031 12: 5.9%; 2032 13: 5.91%; 2033 14: 5.9%; 2034 15: 5.91%; 2035 16: 2.95%
|  | 20 | 0 | 3.75% | 7.219% | 6.677% | 6.177% | 5.713% | 5.285% | 4.888% | 4.522% | 4.462% | 4.461% | 4.462% | 4.461% | 4.462% | 4.461% | 4.462% | 4.461% | 4.462% | 4.461% | 4.462% | 4.461% | 2.231%
Revenue Requirement by vintage year
2012 $000
|  |  |  | 2020 | 2021 | 2022 | 2023 | 2024 | 2025 | 2026 | 2027 | 2028 | 2029 | 2030 | 2031 | 2032 | 2033 | 2034 | 2035 | 2036 | 2037 | 2038 | 2039 | 2040 | 2041 | 2042 | 2043 | 2044 | 2045 | 2046 | 2047 | 2048 | 2049 | 2050 | 2051 | 2052 | 2053 | 2054 | 2055 | 2056 | 2057 | 2058 | 2059 | 2060 | 2061 | 2062 | 2063 | 2064 | 2065 | 2066 | 2067 | 2068 | 2069 | 2070 | 2071 | 2072 | 2073 | 2074 | 2075
|  | 2020 | 0% | 0 | 0 | 0 | 0 | 0 | 0 | 0 | 0 | 0 | 0 | 0 | 0 | 0 | 0 | 0 | 0 | 0 | 0 | 0 | 0 | 0 | 0 | 0 | 0 | 0 | 0 | 0 | 0 | 0 | 0 | 0 | 0 | 0 | 0 | 0 | 0 | 0 | 0 | 0 | 0 | 0 | 0 | 0 | 0 | 0 | 0 | 0 | 0 | 0 | 0 | 0 | 0 | 0 | 0 | 0 | 0
|  | 2021 | 0% |  | 0 | 0 | 0 | 0 | 0 | 0 | 0 | 0 | 0 | 0 | 0 | 0 | 0 | 0 | 0 | 0 | 0 | 0 | 0 | 0 | 0 | 0 | 0 | 0 | 0 | 0 | 0 | 0 | 0 | 0 | 0 | 0 | 0 | 0 | 0 | 0 | 0 | 0 | 0 | 0 | 0 | 0 | 0 | 0 | 0 | 0 | 0 | 0 | 0 | 0 | 0 | 0 | 0 | 0 | 0
|  | 2022 | 0% |  |  | 0 | 0 | 0 | 0 | 0 | 0 | 0 | 0 | 0 | 0 | 0 | 0 | 0 | 0 | 0 | 0 | 0 | 0 | 0 | 0 | 0 | 0 | 0 | 0 | 0 | 0 | 0 | 0 | 0 | 0 | 0 | 0 | 0 | 0 | 0 | 0 | 0 | 0 | 0 | 0 | 0 | 0 | 0 | 0 | 0 | 0 | 0 | 0 | 0 | 0 | 0 | 0 | 0 | 0
|  | 2023 | 0% |  |  |  | 0 | 0 | 0 | 0 | 0 | 0 | 0 | 0 | 0 | 0 | 0 | 0 | 0 | 0 | 0 | 0 | 0 | 0 | 0 | 0 | 0 | 0 | 0 | 0 | 0 | 0 | 0 | 0 | 0 | 0 | 0 | 0 | 0 | 0 | 0 | 0 | 0 | 0 | 0 | 0 | 0 | 0 | 0 | 0 | 0 | 0 | 0 | 0 | 0 | 0 | 0 | 0 | 0
|  | 2024 | 0% |  |  |  |  | 0 | 0 | 0 | 0 | 0 | 0 | 0 | 0 | 0 | 0 | 0 | 0 | 0 | 0 | 0 | 0 | 0 | 0 | 0 | 0 | 0 | 0 | 0 | 0 | 0 | 0 | 0 | 0 | 0 | 0 | 0 | 0 | 0 | 0 | 0 | 0 | 0 | 0 | 0 | 0 | 0 | 0 | 0 | 0 | 0 | 0 | 0 | 0 | 0 | 0 | 0 | 0
|  | 2025 | 0% | [5 empty] | 0 | 0 | 0 | 0 | 0 | 0 | 0 | 0 | 0 | 0 | 0 | 0 | 0 | 0 | 0 | 0 | 0 | 0 | 0 | 0 | 0 | 0 | 0 | 0 | 0 | 0 | 0 | 0 | 0 | 0 | 0 | 0 | 0 | 0 | 0 | 0 | 0 | 0 | 0 | 0 | 0 | 0 | 0 | 0 | 0 | 0 | 0 | 0 | 0 | 0 | 0
|  | 2026 | 0% | [6 empty] | 0 | 0 | 0 | 0 | 0 | 0 | 0 | 0 | 0 | 0 | 0 | 0 | 0 | 0 | 0 | 0 | 0 | 0 | 0 | 0 | 0 | 0 | 0 | 0 | 0 | 0 | 0 | 0 | 0 | 0 | 0 | 0 | 0 | 0 | 0 | 0 | 0 | 0 | 0 | 0 | 0 | 0 | 0 | 0 | 0 | 0 | 0 | 0 | 0 | 0
|  | 2027 | 0% | [7 empty] | 0 | 0 | 0 | 0 | 0 | 0 | 0 | 0 | 0 | 0 | 0 | 0 | 0 | 0 | 0 | 0 | 0 | 0 | 0 | 0 | 0 | 0 | 0 | 0 | 0 | 0 | 0 | 0 | 0 | 0 | 0 | 0 | 0 | 0 | 0 | 0 | 0 | 0 | 0 | 0 | 0 | 0 | 0 | 0 | 0 | 0 | 0 | 0 | 0
|  | 2028 | 0% | [8 empty] | 0 | 0 | 0 | 0 | 0 | 0 | 0 | 0 | 0 | 0 | 0 | 0 | 0 | 0 | 0 | 0 | 0 | 0 | 0 | 0 | 0 | 0 | 0 | 0 | 0 | 0 | 0 | 0 | 0 | 0 | 0 | 0 | 0 | 0 | 0 | 0 | 0 | 0 | 0 | 0 | 0 | 0 | 0 | 0 | 0 | 0 | 0 | 0
|  | 2029 | 0% | [9 empty] | 0 | 0 | 0 | 0 | 0 | 0 | 0 | 0 | 0 | 0 | 0 | 0 | 0 | 0 | 0 | 0 | 0 | 0 | 0 | 0 | 0 | 0 | 0 | 0 | 0 | 0 | 0 | 0 | 0 | 0 | 0 | 0 | 0 | 0 | 0 | 0 | 0 | 0 | 0 | 0 | 0 | 0 | 0 | 0 | 0 | 0 | 0
|  | 2030 | 0% | [10 empty] | 0 | 0 | 0 | 0 | 0 | 0 | 0 | 0 | 0 | 0 | 0 | 0 | 0 | 0 | 0 | 0 | 0 | 0 | 0 | 0 | 0 | 0 | 0 | 0 | 0 | 0 | 0 | 0 | 0 | 0 | 0 | 0 | 0 | 0 | 0 | 0 | 0 | 0 | 0 | 0 | 0 | 0 | 0 | 0 | 0 | 0
|  | 2031 | 0% | [11 empty] | 0 | 0 | 0 | 0 | 0 | 0 | 0 | 0 | 0 | 0 | 0 | 0 | 0 | 0 | 0 | 0 | 0 | 0 | 0 | 0 | 0 | 0 | 0 | 0 | 0 | 0 | 0 | 0 | 0 | 0 | 0 | 0 | 0 | 0 | 0 | 0 | 0 | 0 | 0 | 0 | 0 | 0 | 0 | 0 | 0
|  | 2032 | 0% | [12 empty] | 0 | 0 | 0 | 0 | 0 | 0 | 0 | 0 | 0 | 0 | 0 | 0 | 0 | 0 | 0 | 0 | 0 | 0 | 0 | 0 | 0 | 0 | 0 | 0 | 0 | 0 | 0 | 0 | 0 | 0 | 0 | 0 | 0 | 0 | 0 | 0 | 0 | 0 | 0 | 0 | 0 | 0 | 0 | 0
|  | 2033 | 0% | [13 empty] | 0 | 0 | 0 | 0 | 0 | 0 | 0 | 0 | 0 | 0 | 0 | 0 | 0 | 0 | 0 | 0 | 0 | 0 | 0 | 0 | 0 | 0 | 0 | 0 | 0 | 0 | 0 | 0 | 0 | 0 | 0 | 0 | 0 | 0 | 0 | 0 | 0 | 0 | 0 | 0 | 0 | 0 | 0
|  | 2034 | 0% | [14 empty] | 0 | 0 | 0 | 0 | 0 | 0 | 0 | 0 | 0 | 0 | 0 | 0 | 0 | 0 | 0 | 0 | 0 | 0 | 0 | 0 | 0 | 0 | 0 | 0 | 0 | 0 | 0 | 0 | 0 | 0 | 0 | 0 | 0 | 0 | 0 | 0 | 0 | 0 | 0 | 0 | 0 | 0
|  | 2035 | 0% | [15 empty] | 0 | 0 | 0 | 0 | 0 | 0 | 0 | 0 | 0 | 0 | 0 | 0 | 0 | 0 | 0 | 0 | 0 | 0 | 0 | 0 | 0 | 0 | 0 | 0 | 0 | 0 | 0 | 0 | 0 | 0 | 0 | 0 | 0 | 0 | 0 | 0 | 0 | 0 | 0 | 0 | 0
|  | 2036 | 0% | [16 empty] | 0 | 0 | 0 | 0 | 0 | 0 | 0 | 0 | 0 | 0 | 0 | 0 | 0 | 0 | 0 | 0 | 0 | 0 | 0 | 0 | 0 | 0 | 0 | 0 | 0 | 0 | 0 | 0 | 0 | 0 | 0 | 0 | 0 | 0 | 0 | 0 | 0 | 0 | 0 | 0
|  | 2037 | 0% | [17 empty] | 0 | 0 | 0 | 0 | 0 | 0 | 0 | 0 | 0 | 0 | 0 | 0 | 0 | 0 | 0 | 0 | 0 | 0 | 0 | 0 | 0 | 0 | 0 | 0 | 0 | 0 | 0 | 0 | 0 | 0 | 0 | 0 | 0 | 0 | 0 | 0 | 0 | 0 | 0
|  | 2038 | 0% | [18 empty] | 0 | 0 | 0 | 0 | 0 | 0 | 0 | 0 | 0 | 0 | 0 | 0 | 0 | 0 | 0 | 0 | 0 | 0 | 0 | 0 | 0 | 0 | 0 | 0 | 0 | 0 | 0 | 0 | 0 | 0 | 0 | 0 | 0 | 0 | 0 | 0 | 0 | 0
|  | 2039 | 0% | [19 empty] | 0 | 0 | 0 | 0 | 0 | 0 | 0 | 0 | 0 | 0 | 0 | 0 | 0 | 0 | 0 | 0 | 0 | 0 | 0 | 0 | 0 | 0 | 0 | 0 | 0 | 0 | 0 | 0 | 0 | 0 | 0 | 0 | 0 | 0 | 0 | 0 | 0
Revenue Requirement by vintage year
2012 $/MW-wk
| Aurora Input |  | Levelized Cost | 2020 | 2021 | 2022 | 2023 | 2024 | 2025 | 2026 | 2027 | 2028 | 2029 | 2030 | 2031 | 2032 | 2033 | 2034 | 2035 | 2036 | 2037 | 2038 | 2039 | 2040 | 2041 | 2042 | 2043 | 2044 | 2045 | 2046 | 2047 | 2048 | 2049 | 2050 | 2051 | 2052 | 2053 | 2054 | 2055 | 2056 | 2057 | 2058 | 2059 | 2060 | 2061 | 2062 | 2063 | 2064 | 2065 | 2066 | 2067 | 2068 | 2069 | 2070 | 2071 | 2072 | 2073 | 2074 | 2075
|  | 2020 | 0 | 0 | 0 | 0 | 0 | 0 | 0 | 0 | 0 | 0 | 0 | 0 | 0 | 0 | 0 | 0 | 0 | 0 | 0 | 0 | 0 | 0 | 0 | 0 | 0 | 0 | 0 | 0 | 0 | 0 | 0 | 0 | 0 | 0 | 0 | 0 | 0 | 0 | 0 | 0 | 0 | 0 | 0 | 0 | 0 | 0 | 0 | 0 | 0 | 0 | 0 | 0 | 0 | 0 | 0 | 0 | 0
|  | 2021 | 0 |  | 0 | 0 | 0 | 0 | 0 | 0 | 0 | 0 | 0 | 0 | 0 | 0 | 0 | 0 | 0 | 0 | 0 | 0 | 0 | 0 | 0 | 0 | 0 | 0 | 0 | 0 | 0 | 0 | 0 | 0 | 0 | 0 | 0 | 0 | 0 | 0 | 0 | 0 | 0 | 0 | 0 | 0 | 0 | 0 | 0 | 0 | 0 | 0 | 0 | 0 | 0 | 0 | 0 | 0 | 0
|  | 2022 | 0 |  |  | 0 | 0 | 0 | 0 | 0 | 0 | 0 | 0 | 0 | 0 | 0 | 0 | 0 | 0 | 0 | 0 | 0 | 0 | 0 | 0 | 0 | 0 | 0 | 0 | 0 | 0 | 0 | 0 | 0 | 0 | 0 | 0 | 0 | 0 | 0 | 0 | 0 | 0 | 0 | 0 | 0 | 0 | 0 | 0 | 0 | 0 | 0 | 0 | 0 | 0 | 0 | 0 | 0 | 0
|  | 2023 | 0 |  |  |  | 0 | 0 | 0 | 0 | 0 | 0 | 0 | 0 | 0 | 0 | 0 | 0 | 0 | 0 | 0 | 0 | 0 | 0 | 0 | 0 | 0 | 0 | 0 | 0 | 0 | 0 | 0 | 0 | 0 | 0 | 0 | 0 | 0 | 0 | 0 | 0 | 0 | 0 | 0 | 0 | 0 | 0 | 0 | 0 | 0 | 0 | 0 | 0 | 0 | 0 | 0 | 0 | 0
|  | 2024 | 0 |  |  |  |  | 0 | 0 | 0 | 0 | 0 | 0 | 0 | 0 | 0 | 0 | 0 | 0 | 0 | 0 | 0 | 0 | 0 | 0 | 0 | 0 | 0 | 0 | 0 | 0 | 0 | 0 | 0 | 0 | 0 | 0 | 0 | 0 | 0 | 0 | 0 | 0 | 0 | 0 | 0 | 0 | 0 | 0 | 0 | 0 | 0 | 0 | 0 | 0 | 0 | 0 | 0 | 0
|  | 2025 | 0 | [5 empty] | 0 | 0 | 0 | 0 | 0 | 0 | 0 | 0 | 0 | 0 | 0 | 0 | 0 | 0 | 0 | 0 | 0 | 0 | 0 | 0 | 0 | 0 | 0 | 0 | 0 | 0 | 0 | 0 | 0 | 0 | 0 | 0 | 0 | 0 | 0 | 0 | 0 | 0 | 0 | 0 | 0 | 0 | 0 | 0 | 0 | 0 | 0 | 0 | 0 | 0 | 0
|  | 2026 | 0 | [6 empty] | 0 | 0 | 0 | 0 | 0 | 0 | 0 | 0 | 0 | 0 | 0 | 0 | 0 | 0 | 0 | 0 | 0 | 0 | 0 | 0 | 0 | 0 | 0 | 0 | 0 | 0 | 0 | 0 | 0 | 0 | 0 | 0 | 0 | 0 | 0 | 0 | 0 | 0 | 0 | 0 | 0 | 0 | 0 | 0 | 0 | 0 | 0 | 0 | 0 | 0
|  | 2027 | 0 | [7 empty] | 0 | 0 | 0 | 0 | 0 | 0 | 0 | 0 | 0 | 0 | 0 | 0 | 0 | 0 | 0 | 0 | 0 | 0 | 0 | 0 | 0 | 0 | 0 | 0 | 0 | 0 | 0 | 0 | 0 | 0 | 0 | 0 | 0 | 0 | 0 | 0 | 0 | 0 | 0 | 0 | 0 | 0 | 0 | 0 | 0 | 0 | 0 | 0 | 0
|  | 2028 | 0 | [8 empty] | 0 | 0 | 0 | 0 | 0 | 0 | 0 | 0 | 0 | 0 | 0 | 0 | 0 | 0 | 0 | 0 | 0 | 0 | 0 | 0 | 0 | 0 | 0 | 0 | 0 | 0 | 0 | 0 | 0 | 0 | 0 | 0 | 0 | 0 | 0 | 0 | 0 | 0 | 0 | 0 | 0 | 0 | 0 | 0 | 0 | 0 | 0 | 0
|  | 2029 | 0 | [9 empty] | 0 | 0 | 0 | 0 | 0 | 0 | 0 | 0 | 0 | 0 | 0 | 0 | 0 | 0 | 0 | 0 | 0 | 0 | 0 | 0 | 0 | 0 | 0 | 0 | 0 | 0 | 0 | 0 | 0 | 0 | 0 | 0 | 0 | 0 | 0 | 0 | 0 | 0 | 0 | 0 | 0 | 0 | 0 | 0 | 0 | 0 | 0
|  | 2030 | 0 | [10 empty] | 0 | 0 | 0 | 0 | 0 | 0 | 0 | 0 | 0 | 0 | 0 | 0 | 0 | 0 | 0 | 0 | 0 | 0 | 0 | 0 | 0 | 0 | 0 | 0 | 0 | 0 | 0 | 0 | 0 | 0 | 0 | 0 | 0 | 0 | 0 | 0 | 0 | 0 | 0 | 0 | 0 | 0 | 0 | 0 | 0 | 0
|  | 2031 | 0 | [11 empty] | 0 | 0 | 0 | 0 | 0 | 0 | 0 | 0 | 0 | 0 | 0 | 0 | 0 | 0 | 0 | 0 | 0 | 0 | 0 | 0 | 0 | 0 | 0 | 0 | 0 | 0 | 0 | 0 | 0 | 0 | 0 | 0 | 0 | 0 | 0 | 0 | 0 | 0 | 0 | 0 | 0 | 0 | 0 | 0 | 0
|  | 2032 | 0 | [12 empty] | 0 | 0 | 0 | 0 | 0 | 0 | 0 | 0 | 0 | 0 | 0 | 0 | 0 | 0 | 0 | 0 | 0 | 0 | 0 | 0 | 0 | 0 | 0 | 0 | 0 | 0 | 0 | 0 | 0 | 0 | 0 | 0 | 0 | 0 | 0 | 0 | 0 | 0 | 0 | 0 | 0 | 0 | 0 | 0
|  | 2033 | 0 | [13 empty] | 0 | 0 | 0 | 0 | 0 | 0 | 0 | 0 | 0 | 0 | 0 | 0 | 0 | 0 | 0 | 0 | 0 | 0 | 0 | 0 | 0 | 0 | 0 | 0 | 0 | 0 | 0 | 0 | 0 | 0 | 0 | 0 | 0 | 0 | 0 | 0 | 0 | 0 | 0 | 0 | 0 | 0 | 0
|  | 2034 | 0 | [14 empty] | 0 | 0 | 0 | 0 | 0 | 0 | 0 | 0 | 0 | 0 | 0 | 0 | 0 | 0 | 0 | 0 | 0 | 0 | 0 | 0 | 0 | 0 | 0 | 0 | 0 | 0 | 0 | 0 | 0 | 0 | 0 | 0 | 0 | 0 | 0 | 0 | 0 | 0 | 0 | 0 | 0 | 0
|  | 2035 | 0 | [15 empty] | 0 | 0 | 0 | 0 | 0 | 0 | 0 | 0 | 0 | 0 | 0 | 0 | 0 | 0 | 0 | 0 | 0 | 0 | 0 | 0 | 0 | 0 | 0 | 0 | 0 | 0 | 0 | 0 | 0 | 0 | 0 | 0 | 0 | 0 | 0 | 0 | 0 | 0 | 0 | 0 | 0
|  | 2036 | 0 | [16 empty] | 0 | 0 | 0 | 0 | 0 | 0 | 0 | 0 | 0 | 0 | 0 | 0 | 0 | 0 | 0 | 0 | 0 | 0 | 0 | 0 | 0 | 0 | 0 | 0 | 0 | 0 | 0 | 0 | 0 | 0 | 0 | 0 | 0 | 0 | 0 | 0 | 0 | 0 | 0 | 0
|  | 2037 | 0 | [17 empty] | 0 | 0 | 0 | 0 | 0 | 0 | 0 | 0 | 0 | 0 | 0 | 0 | 0 | 0 | 0 | 0 | 0 | 0 | 0 | 0 | 0 | 0 | 0 | 0 | 0 | 0 | 0 | 0 | 0 | 0 | 0 | 0 | 0 | 0 | 0 | 0 | 0 | 0 | 0
|  | 2038 | 0 | [18 empty] | 0 | 0 | 0 | 0 | 0 | 0 | 0 | 0 | 0 | 0 | 0 | 0 | 0 | 0 | 0 | 0 | 0 | 0 | 0 | 0 | 0 | 0 | 0 | 0 | 0 | 0 | 0 | 0 | 0 | 0 | 0 | 0 | 0 | 0 | 0 | 0 | 0 | 0
|  | 2039 | 0 | [19 empty] | 0 | 0 | 0 | 0 | 0 | 0 | 0 | 0 | 0 | 0 | 0 | 0 | 0 | 0 | 0 | 0 | 0 | 0 | 0 | 0 | 0 | 0 | 0 | 0 | 0 | 0 | 0 | 0 | 0 | 0 | 0 | 0 | 0 | 0 | 0 | 0 | 0
Annual Change (%) | bar: 2020 to 2075
|  | Levelized Capital Cost ($/MW-wk) |  | 0 | 0 | 0 | 0 | 0 | 0 | 0 | 0 | 0 | 0 | 0 | 0 | 0 | 0 | 0 | 0 | 0 | 0 | 0 | 0 | 0 | 0 | 0 | 0 | 0 | 0 | 0 | 0 | 0 | 0 | 0 | 0 | 0 | 0 | 0 | 0 | 0 | 0 | 0 | 0 | 0 | 0 | 0 | 0 | 0 | 0 | 0 | 0 | 0 | 0 | 0 | 0 | 0 | 0 | 0 | 0
|  | Economic Life | 30
|  | check s/b 0 | 0
itc
|  |  |  | 30% | 30% | 30% | 30% | 26% | 22% | 10% | 10% | 10% | 10% | 10% | 10% | 10% | 10% | 10% | 10% | 10% | 10% | 10% | 10% | 10% | 10% | 10% | 10% | 10% | 10% | 10% | 10% | 10% | 10% | 10% | 10% | 10% | 10% | 10% | 10% | 10% | 10% | 10% | 10% | 10% | 10% | 10% | 10% | 10% | 10% | 10% | 10% | 10% | 10% | 10% | 10% | 10% | 10% | 10% | 10%
ITC
| Revenue Requirement by vintage year | 0 | 0 | 0 | 0 | 0 | 0 | 0 | 0 | 0 | 0 | 0 | 0 | 0 | 0 | 0 | 0 | 0 | 0 | 0 | 0 | 0 | 0 | 0 | 0 | 0 | 0 | 0 | 0 | 0 |  | 0 | 0 | 0 | 0 | 0 | 0 | 0 | 0 | 0 | 0 | 0 | 0 | 0 | 0 | 0 | 0 | 0 | 0 | 0 | 0 | 0 | 0 | 0 | 0 | 0 | 0 | 0 | 0 | 0
| 2012 $/MW-wk | 0 | 0 | 0 | 0 | 0 | 0 | 0 | 0 | 0 | 0 | 0 | 0 | 0 | 0 | 0 | 0 | 0 | 0 | 0 | 0 | 0 | 0 | 0 | 0 | 0 | 0 | 0 | 0 | 0 |  | 0 | 0 | 0 | 0 | 0 | 0 | 0 | 0 | 0 | 0 | 0 | 0 | 0 | 0 | 0 | 0 | 0 | 0 | 0 | 0 | 0 | 0 | 0 | 0 | 0 | 0 | 0 | 0 | 0
| Aurora Input | 0 | Levelized Cost | 2020 | 2021 | 2022 | 2023 | 2024 | 2025 | 2026 | 2027 | 2028 | 2029 | 2030 | 2031 | 2032 | 2033 | 2034 | 2035 | 2036 | 2037 | 2038 | 2039 | 2040 | 2041 | 2042 | 2043 | 2044 | 2045 | 2046 | Levelized | 2047 | 2048 | 2049 | 2050 | 2051 | 2052 | 2053 | 2054 | 2055 | 2056 | 2057 | 2058 | 2059 | 2060 | 2061 | 2062 | 2063 | 2064 | 2065 | 2066 | 2067 | 2068 | 2069 | 2070 | 2071 | 2072 | 2073 | 2074 | 2075
| 0 | 2020 | 0 | 0 | 0 | 0 | 0 | 0 | 0 | 0 | 0 | 0 | 0 | 0 | 0 | 0 | 0 | 0 | 0 | 0 | 0 | 0 | 0 | 0 | 0 | 0 | 0 | 0 | 0 | 0 | 0 | 0 | 0 | 0 | 0 | 0 | 0 | 0 | 0 | 0 | 0 | 0 | 0 | 0 | 0 | 0 | 0 | 0 | 0 | 0 | 0 | 0 | 0 | 0 | 0 | 0 | 0 | 0 | 0 | 0
| 0 | 2021 | 0 | 0 | 0 | 0 | 0 | 0 | 0 | 0 | 0 | 0 | 0 | 0 | 0 | 0 | 0 | 0 | 0 | 0 | 0 | 0 | 0 | 0 | 0 | 0 | 0 | 0 | 0 | 0 | 0 | 0 | 0 | 0 | 0 | 0 | 0 | 0 | 0 | 0 | 0 | 0 | 0 | 0 | 0 | 0 | 0 | 0 | 0 | 0 | 0 | 0 | 0 | 0 | 0 | 0 | 0 | 0 | 0 | 0
| 0 | 2022 | 0 | 0 | 0 | 0 | 0 | 0 | 0 | 0 | 0 | 0 | 0 | 0 | 0 | 0 | 0 | 0 | 0 | 0 | 0 | 0 | 0 | 0 | 0 | 0 | 0 | 0 | 0 | 0 | 0 | 0 | 0 | 0 | 0 | 0 | 0 | 0 | 0 | 0 | 0 | 0 | 0 | 0 | 0 | 0 | 0 | 0 | 0 | 0 | 0 | 0 | 0 | 0 | 0 | 0 | 0 | 0 | 0 | 0
| 0 | 2023 | 0 | 0 | 0 | 0 | 0 | 0 | 0 | 0 | 0 | 0 | 0 | 0 | 0 | 0 | 0 | 0 | 0 | 0 | 0 | 0 | 0 | 0 | 0 | 0 | 0 | 0 | 0 | 0 | 0 | 0 | 0 | 0 | 0 | 0 | 0 | 0 | 0 | 0 | 0 | 0 | 0 | 0 | 0 | 0 | 0 | 0 | 0 | 0 | 0 | 0 | 0 | 0 | 0 | 0 | 0 | 0 | 0 | 0
| 0 | 2024 | 0 | 0 | 0 | 0 | 0 | 0 | 0 | 0 | 0 | 0 | 0 | 0 | 0 | 0 | 0 | 0 | 0 | 0 | 0 | 0 | 0 | 0 | 0 | 0 | 0 | 0 | 0 | 0 | 0 | 0 | 0 | 0 | 0 | 0 | 0 | 0 | 0 | 0 | 0 | 0 | 0 | 0 | 0 | 0 | 0 | 0 | 0 | 0 | 0 | 0 | 0 | 0 | 0 | 0 | 0 | 0 | 0 | 0
| 0 | 2025 | 0 | 0 | 0 | 0 | 0 | 0 | 0 | 0 | 0 | 0 | 0 | 0 | 0 | 0 | 0 | 0 | 0 | 0 | 0 | 0 | 0 | 0 | 0 | 0 | 0 | 0 | 0 | 0 | 0 | 0 | 0 | 0 | 0 | 0 | 0 | 0 | 0 | 0 | 0 | 0 | 0 | 0 | 0 | 0 | 0 | 0 | 0 | 0 | 0 | 0 | 0 | 0 | 0 | 0 | 0 | 0 | 0 | 0
| 0 | 2026 | 0 | 0 | 0 | 0 | 0 | 0 | 0 | 0 | 0 | 0 | 0 | 0 | 0 | 0 | 0 | 0 | 0 | 0 | 0 | 0 | 0 | 0 | 0 | 0 | 0 | 0 | 0 | 0 | 0 | 0 | 0 | 0 | 0 | 0 | 0 | 0 | 0 | 0 | 0 | 0 | 0 | 0 | 0 | 0 | 0 | 0 | 0 | 0 | 0 | 0 | 0 | 0 | 0 | 0 | 0 | 0 | 0 | 0
| 0 | 2027 | 0 | 0 | 0 | 0 | 0 | 0 | 0 | 0 | 0 | 0 | 0 | 0 | 0 | 0 | 0 | 0 | 0 | 0 | 0 | 0 | 0 | 0 | 0 | 0 | 0 | 0 | 0 | 0 | 0 | 0 | 0 | 0 | 0 | 0 | 0 | 0 | 0 | 0 | 0 | 0 | 0 | 0 | 0 | 0 | 0 | 0 | 0 | 0 | 0 | 0 | 0 | 0 | 0 | 0 | 0 | 0 | 0 | 0
| 0 | 2028 | 0 | 0 | 0 | 0 | 0 | 0 | 0 | 0 | 0 | 0 | 0 | 0 | 0 | 0 | 0 | 0 | 0 | 0 | 0 | 0 | 0 | 0 | 0 | 0 | 0 | 0 | 0 | 0 | 0 | 0 | 0 | 0 | 0 | 0 | 0 | 0 | 0 | 0 | 0 | 0 | 0 | 0 | 0 | 0 | 0 | 0 | 0 | 0 | 0 | 0 | 0 | 0 | 0 | 0 | 0 | 0 | 0 | 0
| 0 | 2029 | 0 | 0 | 0 | 0 | 0 | 0 | 0 | 0 | 0 | 0 | 0 | 0 | 0 | 0 | 0 | 0 | 0 | 0 | 0 | 0 | 0 | 0 | 0 | 0 | 0 | 0 | 0 | 0 | 0 | 0 | 0 | 0 | 0 | 0 | 0 | 0 | 0 | 0 | 0 | 0 | 0 | 0 | 0 | 0 | 0 | 0 | 0 | 0 | 0 | 0 | 0 | 0 | 0 | 0 | 0 | 0 | 0 | 0
| 0 | 2030 | 0 | 0 | 0 | 0 | 0 | 0 | 0 | 0 | 0 | 0 | 0 | 0 | 0 | 0 | 0 | 0 | 0 | 0 | 0 | 0 | 0 | 0 | 0 | 0 | 0 | 0 | 0 | 0 | 0 | 0 | 0 | 0 | 0 | 0 | 0 | 0 | 0 | 0 | 0 | 0 | 0 | 0 | 0 | 0 | 0 | 0 | 0 | 0 | 0 | 0 | 0 | 0 | 0 | 0 | 0 | 0 | 0 | 0
| 0 | 2031 | 0 | 0 | 0 | 0 | 0 | 0 | 0 | 0 | 0 | 0 | 0 | 0 | 0 | 0 | 0 | 0 | 0 | 0 | 0 | 0 | 0 | 0 | 0 | 0 | 0 | 0 | 0 | 0 | 0 | 0 | 0 | 0 | 0 | 0 | 0 | 0 | 0 | 0 | 0 | 0 | 0 | 0 | 0 | 0 | 0 | 0 | 0 | 0 | 0 | 0 | 0 | 0 | 0 | 0 | 0 | 0 | 0 | 0
| 0 | 2032 | 0 | 0 | 0 | 0 | 0 | 0 | 0 | 0 | 0 | 0 | 0 | 0 | 0 | 0 | 0 | 0 | 0 | 0 | 0 | 0 | 0 | 0 | 0 | 0 | 0 | 0 | 0 | 0 | 0 | 0 | 0 | 0 | 0 | 0 | 0 | 0 | 0 | 0 | 0 | 0 | 0 | 0 | 0 | 0 | 0 | 0 | 0 | 0 | 0 | 0 | 0 | 0 | 0 | 0 | 0 | 0 | 0 | 0
| 0 | 2033 | 0 | 0 | 0 | 0 | 0 | 0 | 0 | 0 | 0 | 0 | 0 | 0 | 0 | 0 | 0 | 0 | 0 | 0 | 0 | 0 | 0 | 0 | 0 | 0 | 0 | 0 | 0 | 0 | 0 | 0 | 0 | 0 | 0 | 0 | 0 | 0 | 0 | 0 | 0 | 0 | 0 | 0 | 0 | 0 | 0 | 0 | 0 | 0 | 0 | 0 | 0 | 0 | 0 | 0 | 0 | 0 | 0 | 0
| 0 | 2034 | 0 | 0 | 0 | 0 | 0 | 0 | 0 | 0 | 0 | 0 | 0 | 0 | 0 | 0 | 0 | 0 | 0 | 0 | 0 | 0 | 0 | 0 | 0 | 0 | 0 | 0 | 0 | 0 | 0 | 0 | 0 | 0 | 0 | 0 | 0 | 0 | 0 | 0 | 0 | 0 | 0 | 0 | 0 | 0 | 0 | 0 | 0 | 0 | 0 | 0 | 0 | 0 | 0 | 0 | 0 | 0 | 0 | 0
| 0 | 2035 | 0 | 0 | 0 | 0 | 0 | 0 | 0 | 0 | 0 | 0 | 0 | 0 | 0 | 0 | 0 | 0 | 0 | 0 | 0 | 0 | 0 | 0 | 0 | 0 | 0 | 0 | 0 | 0 | 0 | 0 | 0 | 0 | 0 | 0 | 0 | 0 | 0 | 0 | 0 | 0 | 0 | 0 | 0 | 0 | 0 | 0 | 0 | 0 | 0 | 0 | 0 | 0 | 0 | 0 | 0 | 0 | 0 | 0
| 0 | 2036 | 0 | 0 | 0 | 0 | 0 | 0 | 0 | 0 | 0 | 0 | 0 | 0 | 0 | 0 | 0 | 0 | 0 | 0 | 0 | 0 | 0 | 0 | 0 | 0 | 0 | 0 | 0 | 0 | 0 | 0 | 0 | 0 | 0 | 0 | 0 | 0 | 0 | 0 | 0 | 0 | 0 | 0 | 0 | 0 | 0 | 0 | 0 | 0 | 0 | 0 | 0 | 0 | 0 | 0 | 0 | 0 | 0 | 0
| 0 | 2037 | 0 | 0 | 0 | 0 | 0 | 0 | 0 | 0 | 0 | 0 | 0 | 0 | 0 | 0 | 0 | 0 | 0 | 0 | 0 | 0 | 0 | 0 | 0 | 0 | 0 | 0 | 0 | 0 | 0 | 0 | 0 | 0 | 0 | 0 | 0 | 0 | 0 | 0 | 0 | 0 | 0 | 0 | 0 | 0 | 0 | 0 | 0 | 0 | 0 | 0 | 0 | 0 | 0 | 0 | 0 | 0 | 0 | 0
| 0 | 2038 | 0 | 0 | 0 | 0 | 0 | 0 | 0 | 0 | 0 | 0 | 0 | 0 | 0 | 0 | 0 | 0 | 0 | 0 | 0 | 0 | 0 | 0 | 0 | 0 | 0 | 0 | 0 | 0 | 0 | 0 | 0 | 0 | 0 | 0 | 0 | 0 | 0 | 0 | 0 | 0 | 0 | 0 | 0 | 0 | 0 | 0 | 0 | 0 | 0 | 0 | 0 | 0 | 0 | 0 | 0 | 0 | 0 | 0
| 0 | 2039 | 0 | 0 | 0 | 0 | 0 | 0 | 0 | 0 | 0 | 0 | 0 | 0 | 0 | 0 | 0 | 0 | 0 | 0 | 0 | 0 | 0 | 0 | 0 | 0 | 0 | 0 | 0 | 0 | 0 | 0 | 0 | 0 | 0 | 0 | 0 | 0 | 0 | 0 | 0 | 0 | 0 | 0 | 0 | 0 | 0 | 0 | 0 | 0 | 0 | 0 | 0 | 0 | 0 | 0 | 0 | 0 | 0 | 0
| 2020-2023 | 30% |  | 0 | [27 empty] | 2064: 0; 2065: 0; 2066: 0; 2067: 0; 2068: 0; 2069: 0; 2070: 0; 2071: 0; 2072: 0; 2073: 0; 2074: 0
| 2024 | 26% |  | 0 | [36 empty] | 0 | 0 | 0 | 0 | 0 | 0 | 0 | 0 | 0 | 0 | 0 | 0 | 0 | 0 | 0 | 0 | 0 | 0 | 0
| 2025 | 22% |  | 0 | [36 empty] | 0 | 0 | 0 | 0 | 0 | 0 | 0 | 0 | 0 | 0 | 0 | 0 | 0 | 0 | 0 | 0 | 0 | 0 | 0
| Start 2026 | 10% |  | 0 | [36 empty] | 0 | 0 | 0 | 0 | 0 | 0 | 0 | 0 | 0 | 0 | 0 | 0 | 0 | 0 | 0 | 0 | 0 | 0 | 0
[41 empty] | 0 | 0 | 0 | 0 | 0 | 0 | 0 | 0 | 0 | 0 | 0 | 0 | 0 | 0 | 0 | 0 | 0 | 0 | 0
[41 empty] | 0 | 0 | 0 | 0 | 0 | 0 | 0 | 0 | 0 | 0 | 0 | 0 | 0 | 0 | 0 | 0 | 0 | 0 | 0
Amortization
|  | 30% |  | 0 | 0 | 0 | 0 | 0 | 0 | 0 | 0 | 0 | 0 | 0 | 0 | 0 | 0 | 0 | 0 | 0 | 0 | 0 | 0 | 0 | 0 | 0 | 0 | 0 | 0 | 0 | 0 | 0 | 0 | 0 | 0 | 0 | 0 | 0 | 0 | 0 | 0 | 0 | 0 | 0 | 0 | 0 | 0 | 0 | 0 | 0 | 0 | 0 | 0 | 0 | 0 | 0 | 0 | 0 | 0
|  | 26% |  | 0 | 0 | 0 | 0 | 0 | 0 | 0 | 0 | 0 | 0 | 0 | 0 | 0 | 0 | 0 | 0 | 0 | 0 | 0 | 0 | 0 | 0 | 0 | 0 | 0 | 0 | 0 | 0 | 0 | 0 | 0 | 0 | 0 | 0 | 0 | 0 | 0 | 0 | 0 | 0 | 0 | 0 | 0 | 0 | 0 | 0 | 0 | 0 | 0 | 0 | 0 | 0 | 0 | 0 | 0 | 0
|  | 22% |  | 0 | 0 | 0 | 0 | 0 | 0 | 0 | 0 | 0 | 0 | 0 | 0 | 0 | 0 | 0 | 0 | 0 | 0 | 0 | 0 | 0 | 0 | 0 | 0 | 0 | 0 | 0 | 0 | 0 | 0 | 0 | 0 | 0 | 0 | 0 | 0 | 0 | 0 | 0 | 0 | 0 | 0 | 0 | 0 | 0 | 0 | 0 | 0 | 0 | 0 | 0 | 0 | 0 | 0 | 0 | 0
|  | 10% |  | 0 | 0 | 0 | 0 | 0 | 0 | 0 | 0 | 0 | 0 | 0 | 0 | 0 | 0 | 0 | 0 | 0 | 0 | 0 | 0 | 0 | 0 | 0 | 0 | 0 | 0 | 0 | 0 | 0 | 0 | 0 | 0 | 0 | 0 | 0 | 0 | 0 | 0 | 0 | 0 | 0 | 0 | 0 | 0 | 0 | 0 | 0 | 0 | 0 | 0 | 0 | 0 | 0 | 0 | 0 | 0
|  |  |  | 2020 | 2021 | 2022 | 2023 | 2024 | 2025 | 2026 | 2027 | 2028 | 2029 | 2030 | 2031 | 2032 | 2033 | 2034 | 2035 | 2036 | 2037 | 2038 | 2039 | 2040 | 2041 | 2042 | 2043 | 2044 | 2045 | 2046 | 2047 | 2048 | 2049 | 2050 | 2051 | 2052 | 2053 | 2054 | 2055 | 2056 | 2057 | 2058 | 2059 | 2060 | 2061 | 2062 | 2063 | 2064 | 2065 | 2066 | 2067 | 2068 | 2069 | 2070 | 2071 | 2072 | 2073 | 2074 | 2075
|  | ITC Base |  | 0 | 0 | 0 | 0 | 0 | 0 | 0 | 0 | 0 | 0 | 0 | 0 | 0 | 0 | 0 | 0 | 0 | 0 | 0 | 0 | 0 | 0 | 0 | 0 | 0 | 0 | 0 | 0 | 0 | 0 | 0 | 0 | 0 | 0 | 0 | 0 | 0 | 0 | 0 | 0 | 0 | 0 | 0 | 0 | 0 | 0 | 0 | 0 | 0 | 0 | 0 | 0 | 0 | 0 | 0 | 0
|  | Accum ITC Amort |  | 0 | 0 | 0 | 0 | 0 | 0 | 0 | 0 | 0 | 0 | 0 | 0 | 0 | 0 | 0 | 0 | 0 | 0 | 0 | 0 | 0 | 0 | 0 | 0 | 0 | 0 | 0 | 0 | 0 | 0 | 0 | 0 | 0 | 0 | 0 | 0 | 0 | 0 | 0 | 0 | 0 | 0 | 0 | 0 | 0 | 0 | 0 | 0 | 0 | 0 | 0 | 0 | 0 | 0 | 0 | 0
|  | Ratebase |  | 0 | 0 | 0 | 0 | 0 | 0 | 0 | 0 | 0 | 0 | 0 | 0 | 0 | 0 | 0 | 0 | 0 | 0 | 0 | 0 | 0 | 0 | 0 | 0 | 0 | 0 | 0 | 0 | 0 | 0 | 0 | 0 | 0 | 0 | 0 | 0 | 0 | 0 | 0 | 0 | 0 | 0 | 0 | 0 | 0 | 0 | 0 | 0 | 0 | 0 | 0 | 0 | 0 | 0 | 0 | 0
|  | Tax Basis |  | 0 | 0 | 0 | 0 | 0 | 0 | 0 | 0 | 0 | 0 | 0 | 0 | 0 | 0 | 0 | 0 | 0 | 0 | 0 | 0 | 0 | 0 | 0 | 0 | 0 | 0 | 0 | 0 | 0 | 0 | 0 | 0 | 0 | 0 | 0 | 0 | 0 | 0 | 0 | 0 | 0 | 0 | 0 | 0 | 0 | 0 | 0 | 0 | 0 | 0 | 0 | 0 | 0 | 0 | 0 | 0
|  | Book Depreciation |  | 0 | 0 | 0 | 0 | 0 | 0 | 0 | 0 | 0 | 0 | 0 | 0 | 0 | 0 | 0 | 0 | 0 | 0 | 0 | 0 | 0 | 0 | 0 | 0 | 0 | 0 | 0 | 0 | 0 | 0 | 0 | 0 | 0 | 0 | 0 | 0 | 0 | 0 | 0 | 0 | 0 | 0 | 0 | 0 | 0 | 0 | 0 | 0 | 0 | 0 | 0 | 0 | 0 | 0 | 0 | 0
|  | Tax Depreciation |  | 0 | 0 | 0 | 0 | 0 | 0 | 0 | 0 | 0 | 0 | 0 | 0 | 0 | 0 | 0 | 0 | 0 | 0 | 0 | 0 | 0 | 0 | 0 | 0 | 0 | 0 | 0 | 0 | 0 | 0 | 0 | 0 | 0 | 0 | 0 | 0 | 0 | 0 | 0 | 0 | 0 | 0 | 0 | 0 | 0 | 0 | 0 | 0 | 0 | 0 | 0 | 0 | 0 | 0 | 0 | 0
|  | Difference between book and tax |  | 0 | 0 | 0 | 0 | 0 | 0 | 0 | 0 | 0 | 0 | 0 | 0 | 0 | 0 | 0 | 0 | 0 | 0 | 0 | 0 | 0 | 0 | 0 | 0 | 0 | 0 | 0 | 0 | 0 | 0 | 0 | 0 | 0 | 0 | 0 | 0 | 0 | 0 | 0 | 0 | 0 | 0 | 0 | 0 | 0 | 0 | 0 | 0 | 0 | 0 | 0 | 0 | 0 | 0 | 0 | 0
|  | Deferred Tax |  | 0 | 0 | 0 | 0 | 0 | 0 | 0 | 0 | 0 | 0 | 0 | 0 | 0 | 0 | 0 | 0 | 0 | 0 | 0 | 0 | 0 | 0 | 0 | 0 | 0 | 0 | 0 | 0 | 0 | 0 | 0 | 0 | 0 | 0 | 0 | 0 | 0 | 0 | 0 | 0 | 0 | 0 | 0 | 0 | 0 | 0 | 0 | 0 | 0 | 0 | 0 | 0 | 0 | 0 | 0 | 0
|  | Accum Defered Tax |  | 0 | 0 | 0 | 0 | 0 | 0 | 0 | 0 | 0 | 0 | 0 | 0 | 0 | 0 | 0 | 0 | 0 | 0 | 0 | 0 | 0 | 0 | 0 | 0 | 0 | 0 | 0 | 0 | 0 | 0 | 0 | 0 | 0 | 0 | 0 | 0 | 0 | 0 | 0 | 0 | 0 | 0 | 0 | 0 | 0 | 0 | 0 | 0 | 0 | 0 | 0 | 0 | 0 | 0 | 0 | 0
|  | Revenue Requirement |  | 0 | 0 | 0 | 0 | 0 | 0 | 0 | 0 | 0 | 0 | 0 | 0 | 0 | 0 | 0 | 0 | 0 | 0 | 0 | 0 | 0 | 0 | 0 | 0 | 0 | 0 | 0 | 0 | 0 | 0 | 0 | 0 | 0 | 0 | 0 | 0 | 0 | 0 | 0 | 0 | 0 | 0 | 0 | 0 | 0 | 0 | 0 | 0 | 0 | 0 | 0 | 0 | 0 | 0 | 0 | 0
|  | Depreciation |  | 0 | 0 | 0 | 0 | 0 | 0 | 0 | 0 | 0 | 0 | 0 | 0 | 0 | 0 | 0 | 0 | 0 | 0 | 0 | 0 | 0 | 0 | 0 | 0 | 0 | 0 | 0 | 0 | 0 | 0 | 0 | 0 | 0 | 0 | 0 | 0 | 0 | 0 | 0 | 0 | 0 | 0 | 0 | 0 | 0 | 0 | 0 | 0 | 0 | 0 | 0 | 0 | 0 | 0 | 0 | 0
|  | Insurance |  | 0 | 0 | 0 | 0 | 0 | 0 | 0 | 0 | 0 | 0 | 0 | 0 | 0 | 0 | 0 | 0 | 0 | 0 | 0 | 0 | 0 | 0 | 0 | 0 | 0 | 0 | 0 | 0 | 0 | 0 | 0 | 0 | 0 | 0 | 0 | 0 | 0 | 0 | 0 | 0 | 0 | 0 | 0 | 0 | 0 | 0 | 0 | 0 | 0 | 0 | 0 | 0 | 0 | 0 | 0 | 0
|  | Property Taxes |  | 0 | 0 | 0 | 0 | 0 | 0 | 0 | 0 | 0 | 0 | 0 | 0 | 0 | 0 | 0 | 0 | 0 | 0 | 0 | 0 | 0 | 0 | 0 | 0 | 0 | 0 | 0 | 0 | 0 | 0 | 0 | 0 | 0 | 0 | 0 | 0 | 0 | 0 | 0 | 0 | 0 | 0 | 0 | 0 | 0 | 0 | 0 | 0 | 0 | 0 | 0 | 0 | 0 | 0 | 0 | 0
|  | Current Taxes |  | 0 | 0 | 0 | 0 | 0 | 0 | 0 | 0 | 0 | 0 | 0 | 0 | 0 | 0 | 0 | 0 | 0 | 0 | 0 | 0 | 0 | 0 | 0 | 0 | 0 | 0 | 0 | 0 | 0 | 0 | 0 | 0 | 0 | 0 | 0 | 0 | 0 | 0 | 0 | 0 | 0 | 0 | 0 | 0 | 0 | 0 | 0 | 0 | 0 | 0 | 0 | 0 | 0 | 0 | 0 | 0
|  | DFIT |  |  | 0 | 0 |  | 0 | 0 | 0 | 0 | 0 | 0 | 0 | 0 | 0 | 0 | 0 | 0 | 0 | 0 | 0 | 0 | 0 | 0 | 0 | 0 | 0 | 0 | 0 | 0 | 0 | 0 | 0 | 0 | 0 | 0 | 0 | 0 | 0 | 0 | 0 | 0 | 0 | 0 | 0 | 0 | 0 | 0 | 0 | 0 | 0 | 0 | 0 | 0 | 0 | 0 | 0 | 0
|  | ITC |  | 0 | 0 | 0 | 0 | 0 | 0 | 0 | 0 | 0 | 0 | 0 | 0 | 0 | 0 | 0 | 0 | 0 | 0 | 0 | 0 | 0 | 0 | 0 | 0 | 0 | 0 | 0 | 0 | 0 | 0 | 0 | 0 | 0 | 0 | 0 | 0 | 0 | 0 | 0 | 0 | 0 | 0 | 0 | 0 | 0 | 0 | 0 | 0 | 0 | 0 | 0 | 0 | 0 | 0 | 0 | 0
|  | Total Operating Expenses |  | 0 | 0 | 0 | 0 | 0 | 0 | 0 | 0 | 0 | 0 | 0 | 0 | 0 | 0 | 0 | 0 | 0 | 0 | 0 | 0 | 0 | 0 | 0 | 0 | 0 | 0 | 0 | 0 | 0 | 0 | 0 | 0 | 0 | 0 | 0 | 0 | 0 | 0 | 0 | 0 | 0 | 0 | 0 | 0 | 0 | 0 | 0 | 0 | 0 | 0 | 0 | 0 | 0 | 0 | 0 | 0
|  | Operating |  | 0 | 0 | 0 | 0 | 0 | 0 | 0 | 0 | 0 | 0 | 0 | 0 | 0 | 0 | 0 | 0 | 0 | 0 | 0 | 0 | 0 | 0 | 0 | 0 | 0 | 0 | 0 | 0 | 0 | 0 | 0 | 0 | 0 | 0 | 0 | 0 | 0 | 0 | 0 | 0 | 0 | 0 | 0 | 0 | 0 | 0 | 0 | 0 | 0 | 0 | 0 | 0 | 0 | 0 | 0 | 0
|  | Ratebase |  | 0 | 0 | 0 | 0 | 0 | 0 | 0 | 0 | 0 | 0 | 0 | 0 | 0 | 0 | 0 | 0 | 0 | 0 | 0 | 0 | 0 | 0 | 0 | 0 | 0 | 0 | 0 | 0 | 0 | 0 | 0 | 0 | 0 | 0 | 0 | 0 | 0 | 0 | 0 | 0 | 0 | 0 | 0 | 0 | 0 | 0 | 0 | 0 | 0 | 0 | 0 | 0 | 0 | 0 | 0 | 0
|  | Return on Ratebase |  | #DIV/0! | #DIV/0! | #DIV/0! | #DIV/0! | #DIV/0! | #DIV/0! | #DIV/0! | #DIV/0! | #DIV/0! | #DIV/0! | #DIV/0! | #DIV/0! | #DIV/0! | #DIV/0! | #DIV/0! | #DIV/0! | #DIV/0! | #DIV/0! | #DIV/0! | #DIV/0! | #DIV/0! | #DIV/0! | #DIV/0! | #DIV/0! | #DIV/0! | #DIV/0! | #DIV/0! | #DIV/0! | #DIV/0! | #DIV/0! | #DIV/0! | #DIV/0! | #DIV/0! | #DIV/0! | #DIV/0! | #DIV/0! | #DIV/0! | #DIV/0! | #DIV/0! | #DIV/0! | #DIV/0! | #DIV/0! | #DIV/0! | #DIV/0! | #DIV/0! | #DIV/0! | #DIV/0! | #DIV/0! | #DIV/0! | #DIV/0! | #DIV/0! | #DIV/0! | #DIV/0! | #DIV/0! | #DIV/0! | #DIV/0!
|  | Revenue Requirement |  | 0 | 0 | 0 | 0 | 0 | 0 | 0 | 0 | 0 | 0 | 0 | 0 | 0 | 0 | 0 | 0 | 0 | 0 | 0 | 0 | 0 | 0 | 0 | 0 | 0 | 0 | 0 | 0 | 0 | 0 | 0 | 0 | 0 | 0 | 0 | 0 | 0 | 0 | 0 | 0 | 0 | 0 | 0 | 0 | 0 | 0 | 0 | 0 | 0 | 0 | 0 | 0 | 0 | 0 | 0 | 0
|  | Tax Depreciation |  | 0 | 0 | 0 | 0 | 0 | 0 | 0 | 0 | 0 | 0 | 0 | 0 | 0 | 0 | 0 | 0 | 0 | 0 | 0 | 0 | 0 | 0 | 0 | 0 | 0 | 0 | 0 | 0 | 0 | 0 | 0 | 0 | 0 | 0 | 0 | 0 | 0 | 0 | 0 | 0 | 0 | 0 | 0 | 0 | 0 | 0 | 0 | 0 | 0 | 0 | 0 | 0 | 0 | 0 | 0 | 0
|  | Property Taxes |  | 0 | 0 | 0 | 0 | 0 | 0 | 0 | 0 | 0 | 0 | 0 | 0 | 0 | 0 | 0 | 0 | 0 | 0 | 0 | 0 | 0 | 0 | 0 | 0 | 0 | 0 | 0 | 0 | 0 | 0 | 0 | 0 | 0 | 0 | 0 | 0 | 0 | 0 | 0 | 0 | 0 | 0 | 0 | 0 | 0 | 0 | 0 | 0 | 0 | 0 | 0 | 0 | 0 | 0 | 0 | 0
|  | Insurance |  | 0 | 0 | 0 | 0 | 0 | 0 | 0 | 0 | 0 | 0 | 0 | 0 | 0 | 0 | 0 | 0 | 0 | 0 | 0 | 0 | 0 | 0 | 0 | 0 | 0 | 0 | 0 | 0 | 0 | 0 | 0 | 0 | 0 | 0 | 0 | 0 | 0 | 0 | 0 | 0 | 0 | 0 | 0 | 0 | 0 | 0 | 0 | 0 | 0 | 0 | 0 | 0 | 0 | 0 | 0 | 0
|  | Expenses |  | 0 | 0 | 0 | 0 | 0 | 0 | 0 | 0 | 0 | 0 | 0 | 0 | 0 | 0 | 0 | 0 | 0 | 0 | 0 | 0 | 0 | 0 | 0 | 0 | 0 | 0 | 0 | 0 | 0 | 0 | 0 | 0 | 0 | 0 | 0 | 0 | 0 | 0 | 0 | 0 | 0 | 0 | 0 | 0 | 0 | 0 | 0 | 0 | 0 | 0 | 0 | 0 | 0 | 0 | 0 | 0
|  | Taxable Income |  | 0 | 0 | 0 | 0 | 0 | 0 | 0 | 0 | 0 | 0 | 0 | 0 | 0 | 0 | 0 | 0 | 0 | 0 | 0 | 0 | 0 | 0 | 0 | 0 | 0 | 0 | 0 | 0 | 0 | 0 | 0 | 0 | 0 | 0 | 0 | 0 | 0 | 0 | 0 | 0 | 0 | 0 | 0 | 0 | 0 | 0 | 0 | 0 | 0 | 0 | 0 | 0 | 0 | 0 | 0 | 0
|  | Tax Rate |  | 0.21 | 0.21 | 0.21 | 0.21 | 0.21 | 0.21 | 0.21 | 0.21 | 0.21 | 0.21 | 0.21 | 0.21 | 0.21 | 0.21 | 0.21 | 0.21 | 0.21 | 0.21 | 0.21 | 0.21 | 0.21 | 0.21 | 0.21 | 0.21 | 0.21 | 0.21 | 0.21 | 0.21 | 0.21 | 0.21 | 0.21 | 0.21 | 0.21 | 0.21 | 0.21 | 0.21 | 0.21 | 0.21 | 0.21 | 0.21 | 0.21 | 0.21 | 0.21 | 0.21 | 0.21 | 0.21 | 0.21 | 0.21 | 0.21 | 0.21 | 0.21 | 0.21 | 0.21 | 0.21 | 0.21 | 0.21
|  | Taxes |  | 0 | 0 | 0 | 0 | 0 | 0 | 0 | 0 | 0 | 0 | 0 | 0 | 0 | 0 | 0 | 0 | 0 | 0 | 0 | 0 | 0 | 0 | 0 | 0 | 0 | 0 | 0 | 0 | 0 | 0 | 0 | 0 | 0 | 0 | 0 | 0 | 0 | 0 | 0 | 0 | 0 | 0 | 0 | 0 | 0 | 0 | 0 | 0 | 0 | 0 | 0 | 0 | 0 | 0 | 0 | 0

## MF RoofSolarInc >2025 ITC 10%
Solar FINANCIALS
($ 1000s Unless Otherwise Indicated)
| Calendar Year of Fin. Close |  |  | 2020 | 2021 | 2022 | 2023 | 2024 | 2025 | 2026 | 2027 | 2028 | 2029 | 2030 | 2031 | 2032 | 2033 | 2034 | 2035 | 2036 | 2037 | 2038 | 2039 | 2040 | 2041 | 2042 | 2043 | 2044 | 2045 | 2046 | 2047 | 2048 | 2049 | 2050 | 2051 | 2052 | 2053 | 2054 | 2055 | 2056 | 2057 | 2058 | 2059 | 2060 | 2061 | 2062 | 2063 | 2064 | 2065 | 2066 | 2067 | 2068 | 2069 | 2070 | 2071 | 2072 | 2073 | 2074 | 2075
| Operating Year |  | 0 | 1 | 2 | 3 | 4 | 5 | 6 | 7 | 8 | 9 | 10 | 11 | 12 | 13 | 14 | 15 | 16 | 17 | 18 | 19 | 20 | 21 | 22 | 23 | 24 | 25 | 26 | 27 | 28 | 29 | 30 | 31 | 32 | 33 | 34 | 35 | 36 | 37 | 38 | 39 | 40 | 41 | 42 | 43 | 44 | 45 | 46 | 47 | 48 | 49 | 50 | 51 | 52 | 53 | 54 | 55 | 56
| Calendar Year | Capital Invest.
| 2020 | 0 | 0: 1213
| Gross plant |  | 2020 1: 0; 2021 2: 0; 2022 3: 0; 2023 4: 0; 2024 5: 0; 2025 6: 0; 2026 7: 0; 2027 8: 0; 2028 9: 0; 2029 10: 0; 2030 11: 0; 2031 12: 0; 2032 13: 0; 2033 14: 0; 2034 15: 0; 2035 16: 0; 2036 17: 0; 2037 18: 0; 2038 19: 0; 2039 20: 0; 2040 21: 0; 2041 22: 0; 2042 23: 0; 2043 24: 0; 2044 25: 0; 2045 26: 0; 2046 27: 0; 2047 28: 0; 2048 29: 0; 2049 30: 0
| Accumulated Depreciation |  | 2020 1: 0; 2021 2: 0; 2022 3: 0; 2023 4: 0; 2024 5: 0; 2025 6: 0; 2026 7: 0; 2027 8: 0; 2028 9: 0; 2029 10: 0; 2030 11: 0; 2031 12: 0; 2032 13: 0; 2033 14: 0; 2034 15: 0; 2035 16: 0; 2036 17: 0; 2037 18: 0; 2038 19: 0; 2039 20: 0; 2040 21: 0; 2041 22: 0; 2042 23: 0; 2043 24: 0; 2044 25: 0; 2045 26: 0; 2046 27: 0; 2047 28: 0; 2048 29: 0; 2049 30: 0
| Net book value |  | 2020 1: 0; 2021 2: 0; 2022 3: 0; 2023 4: 0; 2024 5: 0; 2025 6: 0; 2026 7: 0; 2027 8: 0; 2028 9: 0; 2029 10: 0; 2030 11: 0; 2031 12: 0; 2032 13: 0; 2033 14: 0; 2034 15: 0; 2035 16: 0; 2036 17: 0; 2037 18: 0; 2038 19: 0; 2039 20: 0; 2040 21: 0; 2041 22: 0; 2042 23: 0; 2043 24: 0; 2044 25: 0; 2045 26: 0; 2046 27: 0; 2047 28: 0; 2048 29: 0; 2049 30: 0
| ITC |  | 2020 1: 0; 2021 2: 0; 2022 3: 0; 2023 4: 0; 2024 5: 0; 2025 6: 0; 2026 7: 0; 2027 8: 0; 2028 9: 0; 2029 10: 0; 2030 11: 0; 2031 12: 0; 2032 13: 0; 2033 14: 0; 2034 15: 0; 2035 16: 0; 2036 17: 0; 2037 18: 0; 2038 19: 0; 2039 20: 0; 2040 21: 0; 2041 22: 0; 2042 23: 0; 2043 24: 0; 2044 25: 0; 2045 26: 0; 2046 27: 0; 2047 28: 0; 2048 29: 0; 2049 30: 0
| Accumulated deferred income tax |  | 2020 1: 0; 2021 2: 0; 2022 3: 0; 2023 4: 0; 2024 5: 0; 2025 6: 0; 2026 7: 0; 2027 8: 0; 2028 9: 0; 2029 10: 0; 2030 11: 0; 2031 12: 0; 2032 13: 0; 2033 14: 0; 2034 15: 0; 2035 16: 0; 2036 17: 0; 2037 18: 0; 2038 19: 0; 2039 20: 0; 2040 21: 0; 2041 22: 0; 2042 23: 0; 2043 24: 0; 2044 25: 0; 2045 26: 0; 2046 27: 0; 2047 28: 0; 2048 29: 0; 2049 30: 0
| Rate Base |  | 2020 1: 0; 2021 2: 0; 2022 3: 0; 2023 4: 0; 2024 5: 0; 2025 6: 0; 2026 7: 0; 2027 8: 0; 2028 9: 0; 2029 10: 0; 2030 11: 0; 2031 12: 0; 2032 13: 0; 2033 14: 0; 2034 15: 0; 2035 16: 0; 2036 17: 0; 2037 18: 0; 2038 19: 0; 2039 20: 0; 2040 21: 0; 2041 22: 0; 2042 23: 0; 2043 24: 0; 2044 25: 0; 2045 26: 0; 2046 27: 0; 2047 28: 0; 2048 29: 0; 2049 30: 0
| Average rate base |  | 2020 1: 0; 2021 2: 0; 2022 3: 0; 2023 4: 0; 2024 5: 0; 2025 6: 0; 2026 7: 0; 2027 8: 0; 2028 9: 0; 2029 10: 0; 2030 11: 0; 2031 12: 0; 2032 13: 0; 2033 14: 0; 2034 15: 0; 2035 16: 0; 2036 17: 0; 2037 18: 0; 2038 19: 0; 2039 20: 0; 2040 21: 0; 2041 22: 0; 2042 23: 0; 2043 24: 0; 2044 25: 0; 2045 26: 0; 2046 27: 0; 2047 28: 0; 2048 29: 0; 2049 30: 0
| Pre-tax Return | 0.086076 | 2020 1: 0; 2021 2: 0; 2022 3: 0; 2023 4: 0; 2024 5: 0; 2025 6: 0; 2026 7: 0; 2027 8: 0; 2028 9: 0; 2029 10: 0; 2030 11: 0; 2031 12: 0; 2032 13: 0; 2033 14: 0; 2034 15: 0; 2035 16: 0; 2036 17: 0; 2037 18: 0; 2038 19: 0; 2039 20: 0; 2040 21: 0; 2041 22: 0; 2042 23: 0; 2043 24: 0; 2044 25: 0; 2045 26: 0; 2046 27: 0; 2047 28: 0; 2048 29: 0; 2049 30: 0
| Book Depreciation |  | 2020 1: 0; 2021 2: 0; 2022 3: 0; 2023 4: 0; 2024 5: 0; 2025 6: 0; 2026 7: 0; 2027 8: 0; 2028 9: 0; 2029 10: 0; 2030 11: 0; 2031 12: 0; 2032 13: 0; 2033 14: 0; 2034 15: 0; 2035 16: 0; 2036 17: 0; 2037 18: 0; 2038 19: 0; 2039 20: 0; 2040 21: 0; 2041 22: 0; 2042 23: 0; 2043 24: 0; 2044 25: 0; 2045 26: 0; 2046 27: 0; 2047 28: 0; 2048 29: 0; 2049 30: 0
| Insurance |  | 2020 1: 0; 2021 2: 0; 2022 3: 0; 2023 4: 0; 2024 5: 0; 2025 6: 0; 2026 7: 0; 2027 8: 0; 2028 9: 0; 2029 10: 0; 2030 11: 0; 2031 12: 0; 2032 13: 0; 2033 14: 0; 2034 15: 0; 2035 16: 0; 2036 17: 0; 2037 18: 0; 2038 19: 0; 2039 20: 0; 2040 21: 0; 2041 22: 0; 2042 23: 0; 2043 24: 0; 2044 25: 0; 2045 26: 0; 2046 27: 0; 2047 28: 0; 2048 29: 0; 2049 30: 0
| ITC Amort - Grossed for Taxes |  | 2020 1: 0; 2021 2: 0; 2022 3: 0; 2023 4: 0; 2024 5: 0; 2025 6: 0; 2026 7: 0; 2027 8: 0; 2028 9: 0; 2029 10: 0; 2030 11: 0; 2031 12: 0; 2032 13: 0; 2033 14: 0; 2034 15: 0; 2035 16: 0; 2036 17: 0; 2037 18: 0; 2038 19: 0; 2039 20: 0; 2040 21: 0; 2041 22: 0; 2042 23: 0; 2043 24: 0; 2044 25: 0; 2045 26: 0; 2046 27: 0; 2047 28: 0; 2048 29: 0; 2049 30: 0
| Property Taxes |  | 2020 1: 0; 2021 2: 0; 2022 3: 0; 2023 4: 0; 2024 5: 0; 2025 6: 0; 2026 7: 0; 2027 8: 0; 2028 9: 0; 2029 10: 0; 2030 11: 0; 2031 12: 0; 2032 13: 0; 2033 14: 0; 2034 15: 0; 2035 16: 0; 2036 17: 0; 2037 18: 0; 2038 19: 0; 2039 20: 0; 2040 21: 0; 2041 22: 0; 2042 23: 0; 2043 24: 0; 2044 25: 0; 2045 26: 0; 2046 27: 0; 2047 28: 0; 2048 29: 0; 2049 30: 0
| Revenue Requirement |  | 2020 1: 0; 2021 2: 0; 2022 3: 0; 2023 4: 0; 2024 5: 0; 2025 6: 0; 2026 7: 0; 2027 8: 0; 2028 9: 0; 2029 10: 0; 2030 11: 0; 2031 12: 0; 2032 13: 0; 2033 14: 0; 2034 15: 0; 2035 16: 0; 2036 17: 0; 2037 18: 0; 2038 19: 0; 2039 20: 0; 2040 21: 0; 2041 22: 0; 2042 23: 0; 2043 24: 0; 2044 25: 0; 2045 26: 0; 2046 27: 0; 2047 28: 0; 2048 29: 0; 2049 30: 0
| Book Depreciation |  | 2020 1: 0; 2021 2: 0; 2022 3: 0; 2023 4: 0; 2024 5: 0; 2025 6: 0; 2026 7: 0; 2027 8: 0; 2028 9: 0; 2029 10: 0; 2030 11: 0; 2031 12: 0; 2032 13: 0; 2033 14: 0; 2034 15: 0; 2035 16: 0; 2036 17: 0; 2037 18: 0; 2038 19: 0; 2039 20: 0; 2040 21: 0; 2041 22: 0; 2042 23: 0; 2043 24: 0; 2044 25: 0; 2045 26: 0; 2046 27: 0; 2047 28: 0; 2048 29: 0; 2049 30: 0
| Tax Depreciation |  | 2020 1: 0; 2021 2: 0; 2022 3: 0; 2023 4: 0; 2024 5: 0; 2025 6: 0; 2026 7: 0; 2027 8: 0; 2028 9: 0; 2029 10: 0; 2030 11: 0; 2031 12: 0; 2032 13: 0; 2033 14: 0; 2034 15: 0; 2035 16: 0; 2036 17: 0; 2037 18: 0; 2038 19: 0; 2039 20: 0; 2040 21: 0; 2041 22: 0; 2042 23: 0; 2043 24: 0; 2044 25: 0; 2045 26: 0; 2046 27: 0; 2047 28: 0; 2048 29: 0; 2049 30: 0
| Difference between book and tax |  | 2020 1: 0; 2021 2: 0; 2022 3: 0; 2023 4: 0; 2024 5: 0; 2025 6: 0; 2026 7: 0; 2027 8: 0; 2028 9: 0; 2029 10: 0; 2030 11: 0; 2031 12: 0; 2032 13: 0; 2033 14: 0; 2034 15: 0; 2035 16: 0; 2036 17: 0; 2037 18: 0; 2038 19: 0; 2039 20: 0; 2040 21: 0; 2041 22: 0; 2042 23: 0; 2043 24: 0; 2044 25: 0; 2045 26: 0; 2046 27: 0; 2047 28: 0; 2048 29: 0; 2049 30: 0
| Tax rate |  | 2020 1: 0; 2021 2: 0; 2022 3: 0; 2023 4: 0; 2024 5: 0; 2025 6: 0; 2026 7: 0; 2027 8: 0; 2028 9: 0; 2029 10: 0; 2030 11: 0; 2031 12: 0; 2032 13: 0; 2033 14: 0; 2034 15: 0; 2035 16: 0; 2036 17: 0; 2037 18: 0; 2038 19: 0; 2039 20: 0; 2040 21: 0; 2041 22: 0; 2042 23: 0; 2043 24: 0; 2044 25: 0; 2045 26: 0; 2046 27: 0; 2047 28: 0; 2048 29: 0; 2049 30: 0
Depreciation Tables
|  | 5 | 2020 1: 20%; 2021 2: 32%; 2022 3: 19.2%; 2023 4: 11.52%; 2024 5: 11.52%; 2025 6: 5.76%; 2026 7: 0%; 2027 8: 0%; 2028 9: 0%; 2029 10: 0%; 2030 11: 0%; 2031 12: 0%; 2032 13: 0%; 2033 14: 0%; 2034 15: 0%; 2035 16: 0%; 2036 17: 0%; 2037 18: 0%; 2038 19: 0%; 2039 20: 0%; 2040 21: 0%
|  | 5 | 0: 1; 2020 1: 20%; 2021 2: 32%; 2022 3: 19.2%; 2023 4: 11.52%; 2024 5: 11.52%; 2025 6: 5.76%
|  | 10 | 0: 0; 2020 1: 10%; 2021 2: 18%; 2022 3: 14.4%; 2023 4: 11.52%; 2024 5: 9.22%; 2025 6: 7.37%; 2026 7: 6.55%; 2027 8: 6.55%; 2028 9: 6.56%; 2029 10: 6.55%; 2030 11: 3.28%
|  | 15 | 0: 0; 2020 1: 5%; 2021 2: 9.5%; 2022 3: 8.55%; 2023 4: 7.7%; 2024 5: 6.93%; 2025 6: 6.23%; 2026 7: 5.9%; 2027 8: 5.9%; 2028 9: 5.91%; 2029 10: 5.9%; 2030 11: 5.91%; 2031 12: 5.9%; 2032 13: 5.91%; 2033 14: 5.9%; 2034 15: 5.91%; 2035 16: 2.95%
|  | 20 | 0: 0; 2020 1: 3.75%; 2021 2: 7.219%; 2022 3: 6.677%; 2023 4: 6.177%; 2024 5: 5.713%; 2025 6: 5.285%; 2026 7: 4.888%; 2027 8: 4.522%; 2028 9: 4.462%; 2029 10: 4.461%; 2030 11: 4.462%; 2031 12: 4.461%; 2032 13: 4.462%; 2033 14: 4.461%; 2034 15: 4.462%; 2035 16: 4.461%; 2036 17: 4.462%; 2037 18: 4.461%; 2038 19: 4.462%; 2039 20: 4.461%; 2040 21: 2.231%
Revenue Requirement by vintage year
2012 $000
|  |  |  | 2020 | 2021 | 2022 | 2023 | 2024 | 2025 | 2026 | 2027 | 2028 | 2029 | 2030 | 2031 | 2032 | 2033 | 2034 | 2035 | 2036 | 2037 | 2038 | 2039 | 2040 | 2041 | 2042 | 2043 | 2044 | 2045 | 2046 | 2047 | 2048 | 2049 | 2050 | 2051 | 2052 | 2053 | 2054 | 2055 | 2056 | 2057 | 2058 | 2059 | 2060 | 2061 | 2062 | 2063 | 2064 | 2065 | 2066 | 2067 | 2068 | 2069 | 2070 | 2071 | 2072 | 2073 | 2074 | 2075
|  | 2020 | 0% | 0 | 0 | 0 | 0 | 0 | 0 | 0 | 0 | 0 | 0 | 0 | 0 | 0 | 0 | 0 | 0 | 0 | 0 | 0 | 0 | 0 | 0 | 0 | 0 | 0 | 0 | 0 | 0 | 0 | 0 | 0 | 0 | 0 | 0 | 0 | 0 | 0 | 0 | 0 | 0 | 0 | 0 | 0 | 0 | 0 | 0 | 0 | 0 | 0 | 0 | 0 | 0 | 0 | 0 | 0 | 0
|  | 2021 | 0% |  | 0 | 0 | 0 | 0 | 0 | 0 | 0 | 0 | 0 | 0 | 0 | 0 | 0 | 0 | 0 | 0 | 0 | 0 | 0 | 0 | 0 | 0 | 0 | 0 | 0 | 0 | 0 | 0 | 0 | 0 | 0 | 0 | 0 | 0 | 0 | 0 | 0 | 0 | 0 | 0 | 0 | 0 | 0 | 0 | 0 | 0 | 0 | 0 | 0 | 0 | 0 | 0 | 0 | 0 | 0
|  | 2022 | 0% |  |  | 0 | 0 | 0 | 0 | 0 | 0 | 0 | 0 | 0 | 0 | 0 | 0 | 0 | 0 | 0 | 0 | 0 | 0 | 0 | 0 | 0 | 0 | 0 | 0 | 0 | 0 | 0 | 0 | 0 | 0 | 0 | 0 | 0 | 0 | 0 | 0 | 0 | 0 | 0 | 0 | 0 | 0 | 0 | 0 | 0 | 0 | 0 | 0 | 0 | 0 | 0 | 0 | 0 | 0
|  | 2023 | 0% |  |  |  | 0 | 0 | 0 | 0 | 0 | 0 | 0 | 0 | 0 | 0 | 0 | 0 | 0 | 0 | 0 | 0 | 0 | 0 | 0 | 0 | 0 | 0 | 0 | 0 | 0 | 0 | 0 | 0 | 0 | 0 | 0 | 0 | 0 | 0 | 0 | 0 | 0 | 0 | 0 | 0 | 0 | 0 | 0 | 0 | 0 | 0 | 0 | 0 | 0 | 0 | 0 | 0 | 0
|  | 2024 | 0% |  |  |  |  | 0 | 0 | 0 | 0 | 0 | 0 | 0 | 0 | 0 | 0 | 0 | 0 | 0 | 0 | 0 | 0 | 0 | 0 | 0 | 0 | 0 | 0 | 0 | 0 | 0 | 0 | 0 | 0 | 0 | 0 | 0 | 0 | 0 | 0 | 0 | 0 | 0 | 0 | 0 | 0 | 0 | 0 | 0 | 0 | 0 | 0 | 0 | 0 | 0 | 0 | 0 | 0
|  | 2025 | 0% | [5 empty] | 0 | 0 | 0 | 0 | 0 | 0 | 0 | 0 | 0 | 0 | 0 | 0 | 0 | 0 | 0 | 0 | 0 | 0 | 0 | 0 | 0 | 0 | 0 | 0 | 0 | 0 | 0 | 0 | 0 | 0 | 0 | 0 | 0 | 0 | 0 | 0 | 0 | 0 | 0 | 0 | 0 | 0 | 0 | 0 | 0 | 0 | 0 | 0 | 0 | 0 | 0
|  | 2026 | 0% | [6 empty] | 0 | 0 | 0 | 0 | 0 | 0 | 0 | 0 | 0 | 0 | 0 | 0 | 0 | 0 | 0 | 0 | 0 | 0 | 0 | 0 | 0 | 0 | 0 | 0 | 0 | 0 | 0 | 0 | 0 | 0 | 0 | 0 | 0 | 0 | 0 | 0 | 0 | 0 | 0 | 0 | 0 | 0 | 0 | 0 | 0 | 0 | 0 | 0 | 0 | 0
|  | 2027 | 0% | [7 empty] | 0 | 0 | 0 | 0 | 0 | 0 | 0 | 0 | 0 | 0 | 0 | 0 | 0 | 0 | 0 | 0 | 0 | 0 | 0 | 0 | 0 | 0 | 0 | 0 | 0 | 0 | 0 | 0 | 0 | 0 | 0 | 0 | 0 | 0 | 0 | 0 | 0 | 0 | 0 | 0 | 0 | 0 | 0 | 0 | 0 | 0 | 0 | 0 | 0
|  | 2028 | 0% | [8 empty] | 0 | 0 | 0 | 0 | 0 | 0 | 0 | 0 | 0 | 0 | 0 | 0 | 0 | 0 | 0 | 0 | 0 | 0 | 0 | 0 | 0 | 0 | 0 | 0 | 0 | 0 | 0 | 0 | 0 | 0 | 0 | 0 | 0 | 0 | 0 | 0 | 0 | 0 | 0 | 0 | 0 | 0 | 0 | 0 | 0 | 0 | 0 | 0
|  | 2029 | 0% | [9 empty] | 0 | 0 | 0 | 0 | 0 | 0 | 0 | 0 | 0 | 0 | 0 | 0 | 0 | 0 | 0 | 0 | 0 | 0 | 0 | 0 | 0 | 0 | 0 | 0 | 0 | 0 | 0 | 0 | 0 | 0 | 0 | 0 | 0 | 0 | 0 | 0 | 0 | 0 | 0 | 0 | 0 | 0 | 0 | 0 | 0 | 0 | 0
|  | 2030 | 0% | [10 empty] | 0 | 0 | 0 | 0 | 0 | 0 | 0 | 0 | 0 | 0 | 0 | 0 | 0 | 0 | 0 | 0 | 0 | 0 | 0 | 0 | 0 | 0 | 0 | 0 | 0 | 0 | 0 | 0 | 0 | 0 | 0 | 0 | 0 | 0 | 0 | 0 | 0 | 0 | 0 | 0 | 0 | 0 | 0 | 0 | 0 | 0
|  | 2031 | 0% | [11 empty] | 0 | 0 | 0 | 0 | 0 | 0 | 0 | 0 | 0 | 0 | 0 | 0 | 0 | 0 | 0 | 0 | 0 | 0 | 0 | 0 | 0 | 0 | 0 | 0 | 0 | 0 | 0 | 0 | 0 | 0 | 0 | 0 | 0 | 0 | 0 | 0 | 0 | 0 | 0 | 0 | 0 | 0 | 0 | 0 | 0
|  | 2032 | 0% | [12 empty] | 0 | 0 | 0 | 0 | 0 | 0 | 0 | 0 | 0 | 0 | 0 | 0 | 0 | 0 | 0 | 0 | 0 | 0 | 0 | 0 | 0 | 0 | 0 | 0 | 0 | 0 | 0 | 0 | 0 | 0 | 0 | 0 | 0 | 0 | 0 | 0 | 0 | 0 | 0 | 0 | 0 | 0 | 0 | 0
|  | 2033 | 0% | [13 empty] | 0 | 0 | 0 | 0 | 0 | 0 | 0 | 0 | 0 | 0 | 0 | 0 | 0 | 0 | 0 | 0 | 0 | 0 | 0 | 0 | 0 | 0 | 0 | 0 | 0 | 0 | 0 | 0 | 0 | 0 | 0 | 0 | 0 | 0 | 0 | 0 | 0 | 0 | 0 | 0 | 0 | 0 | 0
|  | 2034 | 0% | [14 empty] | 0 | 0 | 0 | 0 | 0 | 0 | 0 | 0 | 0 | 0 | 0 | 0 | 0 | 0 | 0 | 0 | 0 | 0 | 0 | 0 | 0 | 0 | 0 | 0 | 0 | 0 | 0 | 0 | 0 | 0 | 0 | 0 | 0 | 0 | 0 | 0 | 0 | 0 | 0 | 0 | 0 | 0
|  | 2035 | 0% | [15 empty] | 0 | 0 | 0 | 0 | 0 | 0 | 0 | 0 | 0 | 0 | 0 | 0 | 0 | 0 | 0 | 0 | 0 | 0 | 0 | 0 | 0 | 0 | 0 | 0 | 0 | 0 | 0 | 0 | 0 | 0 | 0 | 0 | 0 | 0 | 0 | 0 | 0 | 0 | 0 | 0 | 0
|  | 2036 | 0% | [16 empty] | 0 | 0 | 0 | 0 | 0 | 0 | 0 | 0 | 0 | 0 | 0 | 0 | 0 | 0 | 0 | 0 | 0 | 0 | 0 | 0 | 0 | 0 | 0 | 0 | 0 | 0 | 0 | 0 | 0 | 0 | 0 | 0 | 0 | 0 | 0 | 0 | 0 | 0 | 0 | 0
|  | 2037 | 0% | [17 empty] | 0 | 0 | 0 | 0 | 0 | 0 | 0 | 0 | 0 | 0 | 0 | 0 | 0 | 0 | 0 | 0 | 0 | 0 | 0 | 0 | 0 | 0 | 0 | 0 | 0 | 0 | 0 | 0 | 0 | 0 | 0 | 0 | 0 | 0 | 0 | 0 | 0 | 0 | 0
|  | 2038 | 0% | [18 empty] | 0 | 0 | 0 | 0 | 0 | 0 | 0 | 0 | 0 | 0 | 0 | 0 | 0 | 0 | 0 | 0 | 0 | 0 | 0 | 0 | 0 | 0 | 0 | 0 | 0 | 0 | 0 | 0 | 0 | 0 | 0 | 0 | 0 | 0 | 0 | 0 | 0 | 0
|  | 2039 | 0% | [19 empty] | 0 | 0 | 0 | 0 | 0 | 0 | 0 | 0 | 0 | 0 | 0 | 0 | 0 | 0 | 0 | 0 | 0 | 0 | 0 | 0 | 0 | 0 | 0 | 0 | 0 | 0 | 0 | 0 | 0 | 0 | 0 | 0 | 0 | 0 | 0 | 0 | 0
|  | 2040 | 0% | [20 empty] | 0 | 0 | 0 | 0 | 0 | 0 | 0 | 0 | 0 | 0 | 0 | 0 | 0 | 0 | 0 | 0 | 0 | 0 | 0 | 0 | 0 | 0 | 0 | 0 | 0 | 0 | 0 | 0 | 0 | 0 | 0 | 0 | 0 | 0 | 0 | 0
|  | 2041 | 0% | [21 empty] | 0 | 0 | 0 | 0 | 0 | 0 | 0 | 0 | 0 | 0 | 0 | 0 | 0 | 0 | 0 | 0 | 0 | 0 | 0 | 0 | 0 | 0 | 0 | 0 | 0 | 0 | 0 | 0 | 0 | 0 | 0 | 0 | 0 | 0 | 0
|  | 2042 | 0% | [22 empty] | 0 | 0 | 0 | 0 | 0 | 0 | 0 | 0 | 0 | 0 | 0 | 0 | 0 | 0 | 0 | 0 | 0 | 0 | 0 | 0 | 0 | 0 | 0 | 0 | 0 | 0 | 0 | 0 | 0 | 0 | 0 | 0 | 0 | 0
|  | 2043 | 0% | 2043: 0; 2044: 0; 2045: 0; 2046: 0; 2047: 0; 2048: 0; 2049: 0; 2050: 0; 2051: 0; 2052: 0; 2053: 0; 2054: 0; 2055: 0; 2056: 0; 2057: 0; 2058: 0; 2059: 0; 2060: 0; 2061: 0; 2062: 0; 2063: 0; 2064: 0; 2065: 0; 2066: 0; 2067: 0; 2068: 0; 2069: 0; 2070: 0; 2071: 0; 2072: 0; 2073: 0; 2074: 0; 2075: 0
|  | 2044 | 0% | 2044: 0; 2045: 0; 2046: 0; 2047: 0; 2048: 0; 2049: 0; 2050: 0; 2051: 0; 2052: 0; 2053: 0; 2054: 0; 2055: 0; 2056: 0; 2057: 0; 2058: 0; 2059: 0; 2060: 0; 2061: 0; 2062: 0; 2063: 0; 2064: 0; 2065: 0; 2066: 0; 2067: 0; 2068: 0; 2069: 0; 2070: 0; 2071: 0; 2072: 0; 2073: 0; 2074: 0; 2075: 0
|  | 2045 | 0% | 2045: 0; 2046: 0; 2047: 0; 2048: 0; 2049: 0; 2050: 0; 2051: 0; 2052: 0; 2053: 0; 2054: 0; 2055: 0; 2056: 0; 2057: 0; 2058: 0; 2059: 0; 2060: 0; 2061: 0; 2062: 0; 2063: 0; 2064: 0; 2065: 0; 2066: 0; 2067: 0; 2068: 0; 2069: 0; 2070: 0; 2071: 0; 2072: 0; 2073: 0; 2074: 0; 2075: 0
|  | 2046 | 0% | 2046: 0; 2047: 0; 2048: 0; 2049: 0; 2050: 0; 2051: 0; 2052: 0; 2053: 0; 2054: 0; 2055: 0; 2056: 0; 2057: 0; 2058: 0; 2059: 0; 2060: 0; 2061: 0; 2062: 0; 2063: 0; 2064: 0; 2065: 0; 2066: 0; 2067: 0; 2068: 0; 2069: 0; 2070: 0; 2071: 0; 2072: 0; 2073: 0; 2074: 0; 2075: 0 | 0 | 0 | 0 | 0
|  | 2047 | 0% | 2047: 0; 2048: 0; 2049: 0; 2050: 0; 2051: 0; 2052: 0; 2053: 0; 2054: 0; 2055: 0; 2056: 0; 2057: 0; 2058: 0; 2059: 0; 2060: 0; 2061: 0; 2062: 0; 2063: 0; 2064: 0; 2065: 0; 2066: 0; 2067: 0; 2068: 0; 2069: 0; 2070: 0; 2071: 0; 2072: 0; 2073: 0; 2074: 0; 2075: 0 | 0 | 0 | 0 | 0
|  | 2048 | 0% | 2048: 0; 2049: 0; 2050: 0; 2051: 0; 2052: 0; 2053: 0; 2054: 0; 2055: 0; 2056: 0; 2057: 0; 2058: 0; 2059: 0; 2060: 0; 2061: 0; 2062: 0; 2063: 0; 2064: 0; 2065: 0; 2066: 0; 2067: 0; 2068: 0; 2069: 0; 2070: 0; 2071: 0; 2072: 0; 2073: 0; 2074: 0; 2075: 0 | 0 | 0 | 0 | 0
|  | 2049 | 0% | 2049: 0; 2050: 0; 2051: 0; 2052: 0; 2053: 0; 2054: 0; 2055: 0; 2056: 0; 2057: 0; 2058: 0; 2059: 0; 2060: 0; 2061: 0; 2062: 0; 2063: 0; 2064: 0; 2065: 0; 2066: 0; 2067: 0; 2068: 0; 2069: 0; 2070: 0; 2071: 0; 2072: 0; 2073: 0; 2074: 0; 2075: 0 | 0 | 0 | 0 | 0
|  | 2050 | 0% | 2050: 0; 2051: 0; 2052: 0; 2053: 0; 2054: 0; 2055: 0; 2056: 0; 2057: 0; 2058: 0; 2059: 0; 2060: 0; 2061: 0; 2062: 0; 2063: 0; 2064: 0; 2065: 0; 2066: 0; 2067: 0; 2068: 0; 2069: 0; 2070: 0; 2071: 0; 2072: 0; 2073: 0; 2074: 0; 2075: 0 | 0 | 0 | 0 | 0
Revenue Requirement by vintage year
2012 $/MW-wk
| Aurora Input |  | Levelized Cost | 2020 | 2021 | 2022 | 2023 | 2024 | 2025 | 2026 | 2027 | 2028 | 2029 | 2030 | 2031 | 2032 | 2033 | 2034 | 2035 | 2036 | 2037 | 2038 | 2039 | 2040 | 2041 | 2042 | 2043 | 2044 | 2045 | 2046 | 2047 | 2048 | 2049 | 2050 | 2051 | 2052 | 2053 | 2054 | 2055 | 2056 | 2057 | 2058 | 2059 | 2060 | 2061 | 2062 | 2063 | 2064 | 2065 | 2066 | 2067 | 2068 | 2069 | 2070 | 2071 | 2072 | 2073 | 2074 | 2075
|  | 2020 | 0 | 0 | 0 | 0 | 0 | 0 | 0 | 0 | 0 | 0 | 0 | 0 | 0 | 0 | 0 | 0 | 0 | 0 | 0 | 0 | 0 | 0 | 0 | 0 | 0 | 0 | 0 | 0 | 0 | 0 | 0 | 0 | 0 | 0 | 0 | 0 | 0 | 0 | 0 | 0 | 0 | 0 | 0 | 0 | 0 | 0 | 0 | 0 | 0 | 0 | 0 | 0 | 0 | 0 | 0 | 0 | 0
|  | 2021 | 0 |  | 0 | 0 | 0 | 0 | 0 | 0 | 0 | 0 | 0 | 0 | 0 | 0 | 0 | 0 | 0 | 0 | 0 | 0 | 0 | 0 | 0 | 0 | 0 | 0 | 0 | 0 | 0 | 0 | 0 | 0 | 0 | 0 | 0 | 0 | 0 | 0 | 0 | 0 | 0 | 0 | 0 | 0 | 0 | 0 | 0 | 0 | 0 | 0 | 0 | 0 | 0 | 0 | 0 | 0 | 0
|  | 2022 | 0 |  |  | 0 | 0 | 0 | 0 | 0 | 0 | 0 | 0 | 0 | 0 | 0 | 0 | 0 | 0 | 0 | 0 | 0 | 0 | 0 | 0 | 0 | 0 | 0 | 0 | 0 | 0 | 0 | 0 | 0 | 0 | 0 | 0 | 0 | 0 | 0 | 0 | 0 | 0 | 0 | 0 | 0 | 0 | 0 | 0 | 0 | 0 | 0 | 0 | 0 | 0 | 0 | 0 | 0 | 0
|  | 2023 | 0 |  |  |  | 0 | 0 | 0 | 0 | 0 | 0 | 0 | 0 | 0 | 0 | 0 | 0 | 0 | 0 | 0 | 0 | 0 | 0 | 0 | 0 | 0 | 0 | 0 | 0 | 0 | 0 | 0 | 0 | 0 | 0 | 0 | 0 | 0 | 0 | 0 | 0 | 0 | 0 | 0 | 0 | 0 | 0 | 0 | 0 | 0 | 0 | 0 | 0 | 0 | 0 | 0 | 0 | 0
|  | 2024 | 0 |  |  |  |  | 0 | 0 | 0 | 0 | 0 | 0 | 0 | 0 | 0 | 0 | 0 | 0 | 0 | 0 | 0 | 0 | 0 | 0 | 0 | 0 | 0 | 0 | 0 | 0 | 0 | 0 | 0 | 0 | 0 | 0 | 0 | 0 | 0 | 0 | 0 | 0 | 0 | 0 | 0 | 0 | 0 | 0 | 0 | 0 | 0 | 0 | 0 | 0 | 0 | 0 | 0 | 0
|  | 2025 | 0 | [5 empty] | 0 | 0 | 0 | 0 | 0 | 0 | 0 | 0 | 0 | 0 | 0 | 0 | 0 | 0 | 0 | 0 | 0 | 0 | 0 | 0 | 0 | 0 | 0 | 0 | 0 | 0 | 0 | 0 | 0 | 0 | 0 | 0 | 0 | 0 | 0 | 0 | 0 | 0 | 0 | 0 | 0 | 0 | 0 | 0 | 0 | 0 | 0 | 0 | 0 | 0 | 0
|  | 2026 | 0 | [6 empty] | 0 | 0 | 0 | 0 | 0 | 0 | 0 | 0 | 0 | 0 | 0 | 0 | 0 | 0 | 0 | 0 | 0 | 0 | 0 | 0 | 0 | 0 | 0 | 0 | 0 | 0 | 0 | 0 | 0 | 0 | 0 | 0 | 0 | 0 | 0 | 0 | 0 | 0 | 0 | 0 | 0 | 0 | 0 | 0 | 0 | 0 | 0 | 0 | 0 | 0
|  | 2027 | 0 | [7 empty] | 0 | 0 | 0 | 0 | 0 | 0 | 0 | 0 | 0 | 0 | 0 | 0 | 0 | 0 | 0 | 0 | 0 | 0 | 0 | 0 | 0 | 0 | 0 | 0 | 0 | 0 | 0 | 0 | 0 | 0 | 0 | 0 | 0 | 0 | 0 | 0 | 0 | 0 | 0 | 0 | 0 | 0 | 0 | 0 | 0 | 0 | 0 | 0 | 0
|  | 2028 | 0 | [8 empty] | 0 | 0 | 0 | 0 | 0 | 0 | 0 | 0 | 0 | 0 | 0 | 0 | 0 | 0 | 0 | 0 | 0 | 0 | 0 | 0 | 0 | 0 | 0 | 0 | 0 | 0 | 0 | 0 | 0 | 0 | 0 | 0 | 0 | 0 | 0 | 0 | 0 | 0 | 0 | 0 | 0 | 0 | 0 | 0 | 0 | 0 | 0 | 0
|  | 2029 | 0 | [9 empty] | 0 | 0 | 0 | 0 | 0 | 0 | 0 | 0 | 0 | 0 | 0 | 0 | 0 | 0 | 0 | 0 | 0 | 0 | 0 | 0 | 0 | 0 | 0 | 0 | 0 | 0 | 0 | 0 | 0 | 0 | 0 | 0 | 0 | 0 | 0 | 0 | 0 | 0 | 0 | 0 | 0 | 0 | 0 | 0 | 0 | 0 | 0
|  | 2030 | 0 | [10 empty] | 0 | 0 | 0 | 0 | 0 | 0 | 0 | 0 | 0 | 0 | 0 | 0 | 0 | 0 | 0 | 0 | 0 | 0 | 0 | 0 | 0 | 0 | 0 | 0 | 0 | 0 | 0 | 0 | 0 | 0 | 0 | 0 | 0 | 0 | 0 | 0 | 0 | 0 | 0 | 0 | 0 | 0 | 0 | 0 | 0 | 0
|  | 2031 | 0 | [11 empty] | 0 | 0 | 0 | 0 | 0 | 0 | 0 | 0 | 0 | 0 | 0 | 0 | 0 | 0 | 0 | 0 | 0 | 0 | 0 | 0 | 0 | 0 | 0 | 0 | 0 | 0 | 0 | 0 | 0 | 0 | 0 | 0 | 0 | 0 | 0 | 0 | 0 | 0 | 0 | 0 | 0 | 0 | 0 | 0 | 0
|  | 2032 | 0 | [12 empty] | 0 | 0 | 0 | 0 | 0 | 0 | 0 | 0 | 0 | 0 | 0 | 0 | 0 | 0 | 0 | 0 | 0 | 0 | 0 | 0 | 0 | 0 | 0 | 0 | 0 | 0 | 0 | 0 | 0 | 0 | 0 | 0 | 0 | 0 | 0 | 0 | 0 | 0 | 0 | 0 | 0 | 0 | 0 | 0
|  | 2033 | 0 | [13 empty] | 0 | 0 | 0 | 0 | 0 | 0 | 0 | 0 | 0 | 0 | 0 | 0 | 0 | 0 | 0 | 0 | 0 | 0 | 0 | 0 | 0 | 0 | 0 | 0 | 0 | 0 | 0 | 0 | 0 | 0 | 0 | 0 | 0 | 0 | 0 | 0 | 0 | 0 | 0 | 0 | 0 | 0 | 0
|  | 2034 | 0 | [14 empty] | 0 | 0 | 0 | 0 | 0 | 0 | 0 | 0 | 0 | 0 | 0 | 0 | 0 | 0 | 0 | 0 | 0 | 0 | 0 | 0 | 0 | 0 | 0 | 0 | 0 | 0 | 0 | 0 | 0 | 0 | 0 | 0 | 0 | 0 | 0 | 0 | 0 | 0 | 0 | 0 | 0 | 0
|  | 2035 | 0 | [15 empty] | 0 | 0 | 0 | 0 | 0 | 0 | 0 | 0 | 0 | 0 | 0 | 0 | 0 | 0 | 0 | 0 | 0 | 0 | 0 | 0 | 0 | 0 | 0 | 0 | 0 | 0 | 0 | 0 | 0 | 0 | 0 | 0 | 0 | 0 | 0 | 0 | 0 | 0 | 0 | 0 | 0
|  | 2036 | 0 | [16 empty] | 0 | 0 | 0 | 0 | 0 | 0 | 0 | 0 | 0 | 0 | 0 | 0 | 0 | 0 | 0 | 0 | 0 | 0 | 0 | 0 | 0 | 0 | 0 | 0 | 0 | 0 | 0 | 0 | 0 | 0 | 0 | 0 | 0 | 0 | 0 | 0 | 0 | 0 | 0 | 0
|  | 2037 | 0 | [17 empty] | 0 | 0 | 0 | 0 | 0 | 0 | 0 | 0 | 0 | 0 | 0 | 0 | 0 | 0 | 0 | 0 | 0 | 0 | 0 | 0 | 0 | 0 | 0 | 0 | 0 | 0 | 0 | 0 | 0 | 0 | 0 | 0 | 0 | 0 | 0 | 0 | 0 | 0 | 0
|  | 2038 | 0 | [18 empty] | 0 | 0 | 0 | 0 | 0 | 0 | 0 | 0 | 0 | 0 | 0 | 0 | 0 | 0 | 0 | 0 | 0 | 0 | 0 | 0 | 0 | 0 | 0 | 0 | 0 | 0 | 0 | 0 | 0 | 0 | 0 | 0 | 0 | 0 | 0 | 0 | 0 | 0
|  | 2039 | 0 | [19 empty] | 0 | 0 | 0 | 0 | 0 | 0 | 0 | 0 | 0 | 0 | 0 | 0 | 0 | 0 | 0 | 0 | 0 | 0 | 0 | 0 | 0 | 0 | 0 | 0 | 0 | 0 | 0 | 0 | 0 | 0 | 0 | 0 | 0 | 0 | 0 | 0 | 0
|  | 2040 | 0 | [20 empty] | 0 | 0 | 0 | 0 | 0 | 0 | 0 | 0 | 0 | 0 | 0 | 0 | 0 | 0 | 0 | 0 | 0 | 0 | 0 | 0 | 0 | 0 | 0 | 0 | 0 | 0 | 0 | 0 | 0 | 0 | 0 | 0 | 0 | 0 | 0 | 0
|  | 2041 | 0 | [21 empty] | 0 | 0 | 0 | 0 | 0 | 0 | 0 | 0 | 0 | 0 | 0 | 0 | 0 | 0 | 0 | 0 | 0 | 0 | 0 | 0 | 0 | 0 | 0 | 0 | 0 | 0 | 0 | 0 | 0 | 0 | 0 | 0 | 0 | 0 | 0
|  | 2042 | 0 | [22 empty] | 0 | 0 | 0 | 0 | 0 | 0 | 0 | 0 | 0 | 0 | 0 | 0 | 0 | 0 | 0 | 0 | 0 | 0 | 0 | 0 | 0 | 0 | 0 | 0 | 0 | 0 | 0 | 0 | 0 | 0 | 0 | 0 | 0 | 0
|  | 2043 | 0 | 2043: 0; 2044: 0; 2045: 0; 2046: 0; 2047: 0; 2048: 0; 2049: 0; 2050: 0; 2051: 0; 2052: 0; 2053: 0; 2054: 0; 2055: 0; 2056: 0; 2057: 0; 2058: 0; 2059: 0; 2060: 0; 2061: 0; 2062: 0; 2063: 0; 2064: 0; 2065: 0; 2066: 0; 2067: 0; 2068: 0; 2069: 0; 2070: 0; 2071: 0; 2072: 0; 2073: 0; 2074: 0; 2075: 0
|  | 2044 | 0 | 2044: 0; 2045: 0; 2046: 0; 2047: 0; 2048: 0; 2049: 0; 2050: 0; 2051: 0; 2052: 0; 2053: 0; 2054: 0; 2055: 0; 2056: 0; 2057: 0; 2058: 0; 2059: 0; 2060: 0; 2061: 0; 2062: 0; 2063: 0; 2064: 0; 2065: 0; 2066: 0; 2067: 0; 2068: 0; 2069: 0; 2070: 0; 2071: 0; 2072: 0; 2073: 0; 2074: 0; 2075: 0
|  | 2045 | 0 | 2045: 0; 2046: 0; 2047: 0; 2048: 0; 2049: 0; 2050: 0; 2051: 0; 2052: 0; 2053: 0; 2054: 0; 2055: 0; 2056: 0; 2057: 0; 2058: 0; 2059: 0; 2060: 0; 2061: 0; 2062: 0; 2063: 0; 2064: 0; 2065: 0; 2066: 0; 2067: 0; 2068: 0; 2069: 0; 2070: 0; 2071: 0; 2072: 0; 2073: 0; 2074: 0; 2075: 0 | 0 | 0 | 0 | 0
|  | 2046 | 0 | 2046: 0; 2047: 0; 2048: 0; 2049: 0; 2050: 0; 2051: 0; 2052: 0; 2053: 0; 2054: 0; 2055: 0; 2056: 0; 2057: 0; 2058: 0; 2059: 0; 2060: 0; 2061: 0; 2062: 0; 2063: 0; 2064: 0; 2065: 0; 2066: 0; 2067: 0; 2068: 0; 2069: 0; 2070: 0; 2071: 0; 2072: 0; 2073: 0; 2074: 0; 2075: 0 | 0 | 0 | 0 | 0
|  | 2047 | 0 | 2047: 0; 2048: 0; 2049: 0; 2050: 0; 2051: 0; 2052: 0; 2053: 0; 2054: 0; 2055: 0; 2056: 0; 2057: 0; 2058: 0; 2059: 0; 2060: 0; 2061: 0; 2062: 0; 2063: 0; 2064: 0; 2065: 0; 2066: 0; 2067: 0; 2068: 0; 2069: 0; 2070: 0; 2071: 0; 2072: 0; 2073: 0; 2074: 0; 2075: 0 | 0 | 0 | 0 | 0
|  | 2048 | 0 | 2048: 0; 2049: 0; 2050: 0; 2051: 0; 2052: 0; 2053: 0; 2054: 0; 2055: 0; 2056: 0; 2057: 0; 2058: 0; 2059: 0; 2060: 0; 2061: 0; 2062: 0; 2063: 0; 2064: 0; 2065: 0; 2066: 0; 2067: 0; 2068: 0; 2069: 0; 2070: 0; 2071: 0; 2072: 0; 2073: 0; 2074: 0; 2075: 0 | 0 | 0 | 0 | 0
|  | 2049 | 0 | 2049: 0; 2050: 0; 2051: 0; 2052: 0; 2053: 0; 2054: 0; 2055: 0; 2056: 0; 2057: 0; 2058: 0; 2059: 0; 2060: 0; 2061: 0; 2062: 0; 2063: 0; 2064: 0; 2065: 0; 2066: 0; 2067: 0; 2068: 0; 2069: 0; 2070: 0; 2071: 0; 2072: 0; 2073: 0; 2074: 0; 2075: 0 | 0 | 0 | 0 | 0
|  | 2050 | 0 | 2050: 0; 2051: 0; 2052: 0; 2053: 0; 2054: 0; 2055: 0; 2056: 0; 2057: 0; 2058: 0; 2059: 0; 2060: 0; 2061: 0; 2062: 0; 2063: 0; 2064: 0; 2065: 0; 2066: 0; 2067: 0; 2068: 0; 2069: 0; 2070: 0; 2071: 0; 2072: 0; 2073: 0; 2074: 0; 2075: 0 | 0 | 0 | 0 | 0
Annual Change (%) | bar: 2020 to 2075
|  | Levelized Capital Cost ($/MW-wk) |  | 0 | 0 | 0 | 0 | 0 | 0 | 0 | 0 | 0 | 0 | 0 | 0 | 0 | 0 | 0 | 0 | 0 | 0 | 0 | 0 | 0 | 0 | 0 | 0 | 0 | 0 | 0 | 0 | 0 | 0 | 0 | 0 | 0 | 0 | 0 | 0 | 0 | 0 | 0 | 0 | 0 | 0 | 0 | 0 | 0 | 0 | 0 | 0 | 0 | 0 | 0 | 0 | 0 | 0 | 0 | 0
|  | Economic Life | 30
|  | check s/b 0 | 0
itc
Revenue Requirement by vintage year
2012 $/MW-wk
| Aurora Input |  | Levelized Cost | 2020 | 2021 | 2022 | 2023 | 2024 | 2025 | 2026 | 2027 | 2028 | 2029 | 2030 | 2031 | 2032 | 2033 | 2034 | 2035 | 2036 | 2037 | 2038 | 2039 | 2040 | 2041 | 2042 | 2043 | 2044 | 2045 | 2046 | Levelized | 2047 | 2048 | 2049 | 2050 | 2051 | 2052 | 2053 | 2054 | 2055 | 2056 | 2057 | 2058 | 2059 | 2060 | 2061 | 2062 | 2063 | 2064 | 2065 | 2066 | 2067 | 2068 | 2069 | 2070 | 2071 | 2072 | 2073 | 2074 | 2075 | 2076 | 2077 | 2078 | 2079
|  | 2020 | 0 | 0 | 0 | 0 | 0 | 0 | 0 | 0 | 0 | 0 | 0 | 0 | 0 | 0 | 0 | 0 | 0 | 0 | 0 | 0 | 0 | 0 | 0 | 0 | 0 | 0 | 0 | 0 | 0 | 0 | 0 | 0 | 0 | 0 | 0 | 0 | 0 | 0 | 0 | 0 | 0 | 0 | 0 | 0 | 0 | 0 | 0 | 0 | 0 | 0 | 0 | 0 | 0 | 0 | 0 | 0 | 0 | 0 | 0 | 0 | 0 | 0
|  | 2021 | 0 |  | 0 | 0 | 0 | 0 | 0 | 0 | 0 | 0 | 0 | 0 | 0 | 0 | 0 | 0 | 0 | 0 | 0 | 0 | 0 | 0 | 0 | 0 | 0 | 0 | 0 | 0 | 0 | 0 | 0 | 0 | 0 | 0 | 0 | 0 | 0 | 0 | 0 | 0 | 0 | 0 | 0 | 0 | 0 | 0 | 0 | 0 | 0 | 0 | 0 | 0 | 0 | 0 | 0 | 0 | 0 | 0 | 0 | 0 | 0 | 0
|  | 2022 | 0 |  |  | 0 | 0 | 0 | 0 | 0 | 0 | 0 | 0 | 0 | 0 | 0 | 0 | 0 | 0 | 0 | 0 | 0 | 0 | 0 | 0 | 0 | 0 | 0 | 0 | 0 | 0 | 0 | 0 | 0 | 0 | 0 | 0 | 0 | 0 | 0 | 0 | 0 | 0 | 0 | 0 | 0 | 0 | 0 | 0 | 0 | 0 | 0 | 0 | 0 | 0 | 0 | 0 | 0 | 0 | 0 | 0 | 0 | 0 | 0
|  | 2023 | 0 |  |  |  | 0 | 0 | 0 | 0 | 0 | 0 | 0 | 0 | 0 | 0 | 0 | 0 | 0 | 0 | 0 | 0 | 0 | 0 | 0 | 0 | 0 | 0 | 0 | 0 | 0 | 0 | 0 | 0 | 0 | 0 | 0 | 0 | 0 | 0 | 0 | 0 | 0 | 0 | 0 | 0 | 0 | 0 | 0 | 0 | 0 | 0 | 0 | 0 | 0 | 0 | 0 | 0 | 0 | 0 | 0 | 0 | 0 | 0
|  | 2024 | 0 |  |  |  |  | 0 | 0 | 0 | 0 | 0 | 0 | 0 | 0 | 0 | 0 | 0 | 0 | 0 | 0 | 0 | 0 | 0 | 0 | 0 | 0 | 0 | 0 | 0 | 0 | 0 | 0 | 0 | 0 | 0 | 0 | 0 | 0 | 0 | 0 | 0 | 0 | 0 | 0 | 0 | 0 | 0 | 0 | 0 | 0 | 0 | 0 | 0 | 0 | 0 | 0 | 0 | 0 | 0 | 0 | 0 | 0 | 0
|  | 2025 | 0 | [5 empty] | 0 | 0 | 0 | 0 | 0 | 0 | 0 | 0 | 0 | 0 | 0 | 0 | 0 | 0 | 0 | 0 | 0 | 0 | 0 | 0 | 0 | 0 | 0 | 0 | 0 | 0 | 0 | 0 | 0 | 0 | 0 | 0 | 0 | 0 | 0 | 0 | 0 | 0 | 0 | 0 | 0 | 0 | 0 | 0 | 0 | 0 | 0 | 0 | 0 | 0 | 0 | 0 | 0 | 0 | 0 | 0
|  | 2026 | 0 | [6 empty] | 0 | 0 | 0 | 0 | 0 | 0 | 0 | 0 | 0 | 0 | 0 | 0 | 0 | 0 | 0 | 0 | 0 | 0 | 0 | 0 | 0 | 0 | 0 | 0 | 0 | 0 | 0 | 0 | 0 | 0 | 0 | 0 | 0 | 0 | 0 | 0 | 0 | 0 | 0 | 0 | 0 | 0 | 0 | 0 | 0 | 0 | 0 | 0 | 0 | 0 | 0 | 0 | 0 | 0 | 0
|  | 2027 | 0 | [7 empty] | 0 | 0 | 0 | 0 | 0 | 0 | 0 | 0 | 0 | 0 | 0 | 0 | 0 | 0 | 0 | 0 | 0 | 0 | 0 | 0 | 0 | 0 | 0 | 0 | 0 | 0 | 0 | 0 | 0 | 0 | 0 | 0 | 0 | 0 | 0 | 0 | 0 | 0 | 0 | 0 | 0 | 0 | 0 | 0 | 0 | 0 | 0 | 0 | 0 | 0 | 0 | 0 | 0 | 0
|  | 2028 | 0 | [8 empty] | 0 | 0 | 0 | 0 | 0 | 0 | 0 | 0 | 0 | 0 | 0 | 0 | 0 | 0 | 0 | 0 | 0 | 0 | 0 | 0 | 0 | 0 | 0 | 0 | 0 | 0 | 0 | 0 | 0 | 0 | 0 | 0 | 0 | 0 | 0 | 0 | 0 | 0 | 0 | 0 | 0 | 0 | 0 | 0 | 0 | 0 | 0 | 0 | 0 | 0 | 0 | 0 | 0
|  | 2029 | 0 | [9 empty] | 0 | 0 | 0 | 0 | 0 | 0 | 0 | 0 | 0 | 0 | 0 | 0 | 0 | 0 | 0 | 0 | 0 | 0 | 0 | 0 | 0 | 0 | 0 | 0 | 0 | 0 | 0 | 0 | 0 | 0 | 0 | 0 | 0 | 0 | 0 | 0 | 0 | 0 | 0 | 0 | 0 | 0 | 0 | 0 | 0 | 0 | 0 | 0 | 0 | 0 | 0 | 0
|  | 2030 | 0 | [10 empty] | 0 | 0 | 0 | 0 | 0 | 0 | 0 | 0 | 0 | 0 | 0 | 0 | 0 | 0 | 0 | 0 | 0 | 0 | 0 | 0 | 0 | 0 | 0 | 0 | 0 | 0 | 0 | 0 | 0 | 0 | 0 | 0 | 0 | 0 | 0 | 0 | 0 | 0 | 0 | 0 | 0 | 0 | 0 | 0 | 0 | 0 | 0 | 0 | 0 | 0 | 0
|  | 2031 | 0 | [11 empty] | 0 | 0 | 0 | 0 | 0 | 0 | 0 | 0 | 0 | 0 | 0 | 0 | 0 | 0 | 0 | 0 | 0 | 0 | 0 | 0 | 0 | 0 | 0 | 0 | 0 | 0 | 0 | 0 | 0 | 0 | 0 | 0 | 0 | 0 | 0 | 0 | 0 | 0 | 0 | 0 | 0 | 0 | 0 | 0 | 0 | 0 | 0 | 0 | 0 | 0
|  | 2032 | 0 | [12 empty] | 0 | 0 | 0 | 0 | 0 | 0 | 0 | 0 | 0 | 0 | 0 | 0 | 0 | 0 | 0 | 0 | 0 | 0 | 0 | 0 | 0 | 0 | 0 | 0 | 0 | 0 | 0 | 0 | 0 | 0 | 0 | 0 | 0 | 0 | 0 | 0 | 0 | 0 | 0 | 0 | 0 | 0 | 0 | 0 | 0 | 0 | 0 | 0 | 0
|  | 2033 | 0 | [13 empty] | 0 | 0 | 0 | 0 | 0 | 0 | 0 | 0 | 0 | 0 | 0 | 0 | 0 | 0 | 0 | 0 | 0 | 0 | 0 | 0 | 0 | 0 | 0 | 0 | 0 | 0 | 0 | 0 | 0 | 0 | 0 | 0 | 0 | 0 | 0 | 0 | 0 | 0 | 0 | 0 | 0 | 0 | 0 | 0 | 0 | 0 | 0 | 0
|  | 2034 | 0 | [14 empty] | 0 | 0 | 0 | 0 | 0 | 0 | 0 | 0 | 0 | 0 | 0 | 0 | 0 | 0 | 0 | 0 | 0 | 0 | 0 | 0 | 0 | 0 | 0 | 0 | 0 | 0 | 0 | 0 | 0 | 0 | 0 | 0 | 0 | 0 | 0 | 0 | 0 | 0 | 0 | 0 | 0 | 0 | 0 | 0 | 0 | 0 | 0
|  | 2035 | 0 | [15 empty] | 0 | 0 | 0 | 0 | 0 | 0 | 0 | 0 | 0 | 0 | 0 | 0 | 0 | 0 | 0 | 0 | 0 | 0 | 0 | 0 | 0 | 0 | 0 | 0 | 0 | 0 | 0 | 0 | 0 | 0 | 0 | 0 | 0 | 0 | 0 | 0 | 0 | 0 | 0 | 0 | 0 | 0 | 0 | 0 | 0 | 0
|  | 2036 | 0 | [16 empty] | 0 | 0 | 0 | 0 | 0 | 0 | 0 | 0 | 0 | 0 | 0 | 0 | 0 | 0 | 0 | 0 | 0 | 0 | 0 | 0 | 0 | 0 | 0 | 0 | 0 | 0 | 0 | 0 | 0 | 0 | 0 | 0 | 0 | 0 | 0 | 0 | 0 | 0 | 0 | 0 | 0 | 0 | 0 | 0 | 0
|  | 2037 | 0 | [17 empty] | 0 | 0 | 0 | 0 | 0 | 0 | 0 | 0 | 0 | 0 | 0 | 0 | 0 | 0 | 0 | 0 | 0 | 0 | 0 | 0 | 0 | 0 | 0 | 0 | 0 | 0 | 0 | 0 | 0 | 0 | 0 | 0 | 0 | 0 | 0 | 0 | 0 | 0 | 0 | 0 | 0 | 0 | 0 | 0
|  | 2038 | 0 | [18 empty] | 0 | 0 | 0 | 0 | 0 | 0 | 0 | 0 | 0 | 0 | 0 | 0 | 0 | 0 | 0 | 0 | 0 | 0 | 0 | 0 | 0 | 0 | 0 | 0 | 0 | 0 | 0 | 0 | 0 | 0 | 0 | 0 | 0 | 0 | 0 | 0 | 0 | 0 | 0 | 0 | 0 | 0 | 0
|  | 2039 | 0 | [19 empty] | 0 | 0 | 0 | 0 | 0 | 0 | 0 | 0 | 0 | 0 | 0 | 0 | 0 | 0 | 0 | 0 | 0 | 0 | 0 | 0 | 0 | 0 | 0 | 0 | 0 | 0 | 0 | 0 | 0 | 0 | 0 | 0 | 0 | 0 | 0 | 0 | 0 | 0 | 0 | 0 | 0 | 0
|  | 2040 | 0 | [20 empty] | 0 | 0 | 0 | 0 | 0 | 0 | 0 | 0 | 0 | 0 | 0 | 0 | 0 | 0 | 0 | 0 | 0 | 0 | 0 | 0 | 0 | 0 | 0 | 0 | 0 | 0 | 0 | 0 | 0 | 0 | 0 | 0 | 0 | 0 | 0 | 0 | 0 | 0 | 0 | 0 | 0
|  | 2041 | 0 | [21 empty] | 0 | 0 | 0 | 0 | 0 | 0 | 0 | 0 | 0 | 0 | 0 | 0 | 0 | 0 | 0 | 0 | 0 | 0 | 0 | 0 | 0 | 0 | 0 | 0 | 0 | 0 | 0 | 0 | 0 | 0 | 0 | 0 | 0 | 0 | 0 | 0 | 0 | 0 | 0 | 0
|  | 2042 | 0 | [22 empty] | 0 | 0 | 0 | 0 | 0 | 0 | 0 | 0 | 0 | 0 | 0 | 0 | 0 | 0 | 0 | 0 | 0 | 0 | 0 | 0 | 0 | 0 | 0 | 0 | 0 | 0 | 0 | 0 | 0 | 0 | 0 | 0 | 0 | 0 | 0 | 0 | 0 | 0 | 0
|  | 2043 | 0 | [23 empty] | 0 | 0 | 0 | 0 | 0 | 0 | 0 | 0 | 0 | 0 | 0 | 0 | 0 | 0 | 0 | 0 | 0 | 0 | 0 | 0 | 0 | 0 | 0 | 0 | 0 | 0 | 0 | 0 | 0 | 0 | 0 | 0 | 0 | 0 | 0 | 0 | 0 | 0
|  | 2044 | 0 | [24 empty] | 0 | 0 | 0 | 0 | 0 | 0 | 0 | 0 | 0 | 0 | 0 | 0 | 0 | 0 | 0 | 0 | 0 | 0 | 0 | 0 | 0 | 0 | 0 | 0 | 0 | 0 | 0 | 0 | 0 | 0 | 0 | 0 | 0 | 0 | 0 | 0 | 0
|  | 2045 | 0 | [25 empty] | 0 | 0 | 0 | 0 | 0 | 0 | 0 | 0 | 0 | 0 | 0 | 0 | 0 | 0 | 0 | 0 | 0 | 0 | 0 | 0 | 0 | 0 | 0 | 0 | 0 | 0 | 0 | 0 | 0 | 0 | 0 | 0 | 0 | 0 | 0 | 0
|  | 2046 | 0 | [26 empty] | 0 | 0 | 0 | 0 | 0 | 0 | 0 | 0 | 0 | 0 | 0 | 0 | 0 | 0 | 0 | 0 | 0 | 0 | 0 | 0 | 0 | 0 | 0 | 0 | 0 | 0 | 0 | 0 | 0 | 0 | 0 | 0 | 0 | 0 | 0
|  | 2047 | 0 | [27 empty] | 0 | 0 | 0 | 0 | 0 | 0 | 0 | 0 | 0 | 0 | 0 | 0 | 0 | 0 | 0 | 0 | 0 | 0 | 0 | 0 | 0 | 0 | 0 | 0 | 0 | 0 | 0 | 0 | 0 | 0 | 0 | 0 | 0 | 0
|  | 2048 | 0 | [27 empty] | 0 |  | 0 | 0 | 0 | 0 | 0 | 0 | 0 | 0 | 0 | 0 | 0 | 0 | 0 | 0 | 0 | 0 | 0 | 0 | 0 | 0 | 0 | 0 | 0 | 0 | 0 | 0 | 0 | 0 | 0 | 0 | 0 | 0
|  | 2049 | 0 | [27 empty] | 0 |  |  | 0 | 0 | 0 | 0 | 0 | 0 | 0 | 0 | 0 | 0 | 0 | 0 | 0 | 0 | 0 | 0 | 0 | 0 | 0 | 0 | 0 | 0 | 0 | 0 | 0 | 0 | 0 | 0 | 0 | 0 | 0
|  | 2050 | 0 | [27 empty] | 0 |  |  |  | 0 | 0 | 0 | 0 | 0 | 0 | 0 | 0 | 0 | 0 | 0 | 0 | 0 | 0 | 0 | 0 | 0 | 0 | 0 | 0 | 0 | 0 | 0 | 0 | 0 | 0 | 0 | 0 | 0 | 0
|  |  |  | 30% | 30% | 30% | 30% | 26% | 22% | 10% | 10% | 10% | 10% | 10% | 10% | 10% | 10% | 10% | 10% | 10% | 10% | 10% | 10% | 10% | 10% | 10% | 10% | 10% | 10% | 10% | 10% | 10% | 10% | 10% | 10% | 10% | 10% | 10% | 10% | 10% | 10% | 10% | 10% | 10% | 10% | 10% | 10% | 10% | 10% | 10% | 10% | 10% | 10% | 10% | 10% | 10% | 10% | 10% | 10%
ITC
| 2020-2023 | 30% |  | 0 | [27 empty] | 2064: 0; 2065: 0; 2066: 0; 2067: 0; 2068: 0; 2069: 0; 2070: 0; 2071: 0; 2072: 0
| 2024 | 26% |  | 0 | [27 empty] | 2056: 0; 2057: 0; 2058: 0; 2059: 0; 2060: 0; 2061: 0; 2062: 0; 2063: 0; 2064: 0; 2065: 0; 2066: 0; 2067: 0; 2068: 0; 2069: 0; 2070: 0; 2071: 0; 2072: 0; 2073: 0; 2074: 0
| 2025 | 22% |  | 0 | [27 empty] | 2056: 0; 2057: 0; 2058: 0; 2059: 0; 2060: 0; 2061: 0; 2062: 0; 2063: 0; 2064: 0; 2065: 0; 2066: 0; 2067: 0; 2068: 0; 2069: 0; 2070: 0; 2071: 0; 2072: 0; 2073: 0; 2074: 0
| Start 2026 | 10% |  | 0 | [27 empty] | 2056: 0; 2057: 0; 2058: 0; 2059: 0; 2060: 0; 2061: 0; 2062: 0; 2063: 0; 2064: 0; 2065: 0; 2066: 0; 2067: 0; 2068: 0; 2069: 0; 2070: 0; 2071: 0; 2072: 0; 2073: 0; 2074: 0
[41 empty] | 0 | 0 | 0 | 0 | 0 | 0 | 0 | 0 | 0 | 0 | 0 | 0 | 0 | 0 | 0 | 0 | 0 | 0 | 0
[41 empty] | 0 | 0 | 0 | 0 | 0 | 0 | 0 | 0 | 0 | 0 | 0 | 0 | 0 | 0 | 0 | 0 | 0 | 0 | 0
Amortization
|  | 30% |  | 0 | 0 | 0 | 0 | 0 | 0 | 0 | 0 | 0 | 0 | 0 | 0 | 0 | 0 | 0 | 0 | 0 | 0 | 0 | 0 | 0 | 0 | 0 | 0 | 0 | 0 | 0 | 0 | 0 | 0 | 0 | 0 | 0 | 0 | 0 | 0 | 0 | 0 | 0 | 0 | 0 | 0 | 0 | 0 | 0 | 0 | 0 | 0 | 0 | 0 | 0 | 0 | 0 | 0 | 0 | 0
|  | 26% |  | 0 | 0 | 0 | 0 | 0 | 0 | 0 | 0 | 0 | 0 | 0 | 0 | 0 | 0 | 0 | 0 | 0 | 0 | 0 | 0 | 0 | 0 | 0 | 0 | 0 | 0 | 0 | 0 | 0 | 0 | 0 | 0 | 0 | 0 | 0 | 0 | 0 | 0 | 0 | 0 | 0 | 0 | 0 | 0 | 0 | 0 | 0 | 0 | 0 | 0 | 0 | 0 | 0 | 0 | 0 | 0
|  | 22% |  | 0 | 0 | 0 | 0 | 0 | 0 | 0 | 0 | 0 | 0 | 0 | 0 | 0 | 0 | 0 | 0 | 0 | 0 | 0 | 0 | 0 | 0 | 0 | 0 | 0 | 0 | 0 | 0 | 0 | 0 | 0 | 0 | 0 | 0 | 0 | 0 | 0 | 0 | 0 | 0 | 0 | 0 | 0 | 0 | 0 | 0 | 0 | 0 | 0 | 0 | 0 | 0 | 0 | 0 | 0 | 0
|  | 10% |  | 0 | 0 | 0 | 0 | 0 | 0 | 0 | 0 | 0 | 0 | 0 | 0 | 0 | 0 | 0 | 0 | 0 | 0 | 0 | 0 | 0 | 0 | 0 | 0 | 0 | 0 | 0 | 0 | 0 | 0 | 0 | 0 | 0 | 0 | 0 | 0 | 0 | 0 | 0 | 0 | 0 | 0 | 0 | 0 | 0 | 0 | 0 | 0 | 0 | 0 | 0 | 0 | 0 | 0 | 0 | 0
|  |  |  | 2020 | 2021 | 2022 | 2023 | 2024 | 2025 | 2026 | 2027 | 2028 | 2029 | 2030 | 2031 | 2032 | 2033 | 2034 | 2035 | 2036 | 2037 | 2038 | 2039 | 2040 | 2041 | 2042 | 2043 | 2044 | 2045 | 2046 | 2047 | 2048 | 2049 | 2050 | 2051 | 2052 | 2053 | 2054 | 2055 | 2056 | 2057 | 2058 | 2059 | 2060 | 2061 | 2062 | 2063 | 2064 | 2065 | 2066 | 2067 | 2068 | 2069 | 2070 | 2071 | 2072 | 2073 | 2074 | 2075
|  | ITC Base |  | 0 | 0 | 0 | 0 | 0 | 0 | 0 | 0 | 0 | 0 | 0 | 0 | 0 | 0 | 0 | 0 | 0 | 0 | 0 | 0 | 0 | 0 | 0 | 0 | 0 | 0 | 0 | 0 | 0 | 0 | 0 | 0 | 0 | 0 | 0 | 0 | 0 | 0 | 0 | 0 | 0 | 0 | 0 | 0 | 0 | 0 | 0 | 0 | 0 | 0 | 0 | 0 | 0 | 0 | 0 | 0
|  | Accum ITC Amort |  | 0 | 0 | 0 | 0 | 0 | 0 | 0 | 0 | 0 | 0 | 0 | 0 | 0 | 0 | 0 | 0 | 0 | 0 | 0 | 0 | 0 | 0 | 0 | 0 | 0 | 0 | 0 | 0 | 0 | 0 | 0 | 0 | 0 | 0 | 0 | 0 | 0 | 0 | 0 | 0 | 0 | 0 | 0 | 0 | 0 | 0 | 0 | 0 | 0 | 0 | 0 | 0 | 0 | 0 | 0 | 0
|  | Ratebase |  | 0 | 0 | 0 | 0 | 0 | 0 | 0 | 0 | 0 | 0 | 0 | 0 | 0 | 0 | 0 | 0 | 0 | 0 | 0 | 0 | 0 | 0 | 0 | 0 | 0 | 0 | 0 | 0 | 0 | 0 | 0 | 0 | 0 | 0 | 0 | 0 | 0 | 0 | 0 | 0 | 0 | 0 | 0 | 0 | 0 | 0 | 0 | 0 | 0 | 0 | 0 | 0 | 0 | 0 | 0 | 0
|  | Tax Basis |  | 0 | 0 | 0 | 0 | 0 | 0 | 0 | 0 | 0 | 0 | 0 | 0 | 0 | 0 | 0 | 0 | 0 | 0 | 0 | 0 | 0 | 0 | 0 | 0 | 0 | 0 | 0 | 0 | 0 | 0 | 0 | 0 | 0 | 0 | 0 | 0 | 0 | 0 | 0 | 0 | 0 | 0 | 0 | 0 | 0 | 0 | 0 | 0 | 0 | 0 | 0 | 0 | 0 | 0 | 0 | 0
|  | Book Depreciation |  | 0 | 0 | 0 | 0 | 0 | 0 | 0 | 0 | 0 | 0 | 0 | 0 | 0 | 0 | 0 | 0 | 0 | 0 | 0 | 0 | 0 | 0 | 0 | 0 | 0 | 0 | 0 | 0 | 0 | 0 | 0 | 0 | 0 | 0 | 0 | 0 | 0 | 0 | 0 | 0 | 0 | 0 | 0 | 0 | 0 | 0 | 0 | 0 | 0 | 0 | 0 | 0 | 0 | 0 | 0 | 0
|  | Tax Depreciation |  | 0 | 0 | 0 | 0 | 0 | 0 | 0 | 0 | 0 | 0 | 0 | 0 | 0 | 0 | 0 | 0 | 0 | 0 | 0 | 0 | 0 | 0 | 0 | 0 | 0 | 0 | 0 | 0 | 0 | 0 | 0 | 0 | 0 | 0 | 0 | 0 | 0 | 0 | 0 | 0 | 0 | 0 | 0 | 0 | 0 | 0 | 0 | 0 | 0 | 0 | 0 | 0 | 0 | 0 | 0 | 0
|  | Difference between book and tax |  | 0 | 0 | 0 | 0 | 0 | 0 | 0 | 0 | 0 | 0 | 0 | 0 | 0 | 0 | 0 | 0 | 0 | 0 | 0 | 0 | 0 | 0 | 0 | 0 | 0 | 0 | 0 | 0 | 0 | 0 | 0 | 0 | 0 | 0 | 0 | 0 | 0 | 0 | 0 | 0 | 0 | 0 | 0 | 0 | 0 | 0 | 0 | 0 | 0 | 0 | 0 | 0 | 0 | 0 | 0 | 0
|  | Deferred Tax |  | 0 | 0 | 0 | 0 | 0 | 0 | 0 | 0 | 0 | 0 | 0 | 0 | 0 | 0 | 0 | 0 | 0 | 0 | 0 | 0 | 0 | 0 | 0 | 0 | 0 | 0 | 0 | 0 | 0 | 0 | 0 | 0 | 0 | 0 | 0 | 0 | 0 | 0 | 0 | 0 | 0 | 0 | 0 | 0 | 0 | 0 | 0 | 0 | 0 | 0 | 0 | 0 | 0 | 0 | 0 | 0
|  | Accum Defered Tax |  | 0 | 0 | 0 | 0 | 0 | 0 | 0 | 0 | 0 | 0 | 0 | 0 | 0 | 0 | 0 | 0 | 0 | 0 | 0 | 0 | 0 | 0 | 0 | 0 | 0 | 0 | 0 | 0 | 0 | 0 | 0 | 0 | 0 | 0 | 0 | 0 | 0 | 0 | 0 | 0 | 0 | 0 | 0 | 0 | 0 | 0 | 0 | 0 | 0 | 0 | 0 | 0 | 0 | 0 | 0 | 0
|  | Revenue Requirement |  | 0 | 0 | 0 | 0 | 0 | 0 | 0 | 0 | 0 | 0 | 0 | 0 | 0 | 0 | 0 | 0 | 0 | 0 | 0 | 0 | 0 | 0 | 0 | 0 | 0 | 0 | 0 | 0 | 0 | 0 | 0 | 0 | 0 | 0 | 0 | 0 | 0 | 0 | 0 | 0 | 0 | 0 | 0 | 0 | 0 | 0 | 0 | 0 | 0 | 0 | 0 | 0 | 0 | 0 | 0 | 0
|  | Depreciation |  | 0 | 0 | 0 | 0 | 0 | 0 | 0 | 0 | 0 | 0 | 0 | 0 | 0 | 0 | 0 | 0 | 0 | 0 | 0 | 0 | 0 | 0 | 0 | 0 | 0 | 0 | 0 | 0 | 0 | 0 | 0 | 0 | 0 | 0 | 0 | 0 | 0 | 0 | 0 | 0 | 0 | 0 | 0 | 0 | 0 | 0 | 0 | 0 | 0 | 0 | 0 | 0 | 0 | 0 | 0 | 0
|  | Insurance |  | 0 | 0 | 0 | 0 | 0 | 0 | 0 | 0 | 0 | 0 | 0 | 0 | 0 | 0 | 0 | 0 | 0 | 0 | 0 | 0 | 0 | 0 | 0 | 0 | 0 | 0 | 0 | 0 | 0 | 0 | 0 | 0 | 0 | 0 | 0 | 0 | 0 | 0 | 0 | 0 | 0 | 0 | 0 | 0 | 0 | 0 | 0 | 0 | 0 | 0 | 0 | 0 | 0 | 0 | 0 | 0
|  | Property Taxes |  | 0 | 0 | 0 | 0 | 0 | 0 | 0 | 0 | 0 | 0 | 0 | 0 | 0 | 0 | 0 | 0 | 0 | 0 | 0 | 0 | 0 | 0 | 0 | 0 | 0 | 0 | 0 | 0 | 0 | 0 | 0 | 0 | 0 | 0 | 0 | 0 | 0 | 0 | 0 | 0 | 0 | 0 | 0 | 0 | 0 | 0 | 0 | 0 | 0 | 0 | 0 | 0 | 0 | 0 | 0 | 0
|  | Current Taxes |  | 0 | 0 | 0 | 0 | 0 | 0 | 0 | 0 | 0 | 0 | 0 | 0 | 0 | 0 | 0 | 0 | 0 | 0 | 0 | 0 | 0 | 0 | 0 | 0 | 0 | 0 | 0 | 0 | 0 | 0 | 0 | 0 | 0 | 0 | 0 | 0 | 0 | 0 | 0 | 0 | 0 | 0 | 0 | 0 | 0 | 0 | 0 | 0 | 0 | 0 | 0 | 0 | 0 | 0 | 0 | 0
|  | DFIT |  |  | 0 | 0 |  | 0 | 0 | 0 | 0 | 0 | 0 | 0 | 0 | 0 | 0 | 0 | 0 | 0 | 0 | 0 | 0 | 0 | 0 | 0 | 0 | 0 | 0 | 0 | 0 | 0 | 0 | 0 | 0 | 0 | 0 | 0 | 0 | 0 | 0 | 0 | 0 | 0 | 0 | 0 | 0 | 0 | 0 | 0 | 0 | 0 | 0 | 0 | 0 | 0 | 0 | 0 | 0
|  | ITC |  | 0 | 0 | 0 | 0 | 0 | 0 | 0 | 0 | 0 | 0 | 0 | 0 | 0 | 0 | 0 | 0 | 0 | 0 | 0 | 0 | 0 | 0 | 0 | 0 | 0 | 0 | 0 | 0 | 0 | 0 | 0 | 0 | 0 | 0 | 0 | 0 | 0 | 0 | 0 | 0 | 0 | 0 | 0 | 0 | 0 | 0 | 0 | 0 | 0 | 0 | 0 | 0 | 0 | 0 | 0 | 0
|  | Total Operating Expenses |  | 0 | 0 | 0 | 0 | 0 | 0 | 0 | 0 | 0 | 0 | 0 | 0 | 0 | 0 | 0 | 0 | 0 | 0 | 0 | 0 | 0 | 0 | 0 | 0 | 0 | 0 | 0 | 0 | 0 | 0 | 0 | 0 | 0 | 0 | 0 | 0 | 0 | 0 | 0 | 0 | 0 | 0 | 0 | 0 | 0 | 0 | 0 | 0 | 0 | 0 | 0 | 0 | 0 | 0 | 0 | 0
|  | Operating |  | 0 | 0 | 0 | 0 | 0 | 0 | 0 | 0 | 0 | 0 | 0 | 0 | 0 | 0 | 0 | 0 | 0 | 0 | 0 | 0 | 0 | 0 | 0 | 0 | 0 | 0 | 0 | 0 | 0 | 0 | 0 | 0 | 0 | 0 | 0 | 0 | 0 | 0 | 0 | 0 | 0 | 0 | 0 | 0 | 0 | 0 | 0 | 0 | 0 | 0 | 0 | 0 | 0 | 0 | 0 | 0
|  | Ratebase |  | 0 | 0 | 0 | 0 | 0 | 0 | 0 | 0 | 0 | 0 | 0 | 0 | 0 | 0 | 0 | 0 | 0 | 0 | 0 | 0 | 0 | 0 | 0 | 0 | 0 | 0 | 0 | 0 | 0 | 0 | 0 | 0 | 0 | 0 | 0 | 0 | 0 | 0 | 0 | 0 | 0 | 0 | 0 | 0 | 0 | 0 | 0 | 0 | 0 | 0 | 0 | 0 | 0 | 0 | 0 | 0
|  | Return on Ratebase |  | #DIV/0! | #DIV/0! | #DIV/0! | #DIV/0! | #DIV/0! | #DIV/0! | #DIV/0! | #DIV/0! | #DIV/0! | #DIV/0! | #DIV/0! | #DIV/0! | #DIV/0! | #DIV/0! | #DIV/0! | #DIV/0! | #DIV/0! | #DIV/0! | #DIV/0! | #DIV/0! | #DIV/0! | #DIV/0! | #DIV/0! | #DIV/0! | #DIV/0! | #DIV/0! | #DIV/0! | #DIV/0! | #DIV/0! | #DIV/0! | #DIV/0! | #DIV/0! | #DIV/0! | #DIV/0! | #DIV/0! | #DIV/0! | #DIV/0! | #DIV/0! | #DIV/0! | #DIV/0! | #DIV/0! | #DIV/0! | #DIV/0! | #DIV/0! | #DIV/0! | #DIV/0! | #DIV/0! | #DIV/0! | #DIV/0! | #DIV/0! | #DIV/0! | #DIV/0! | #DIV/0! | #DIV/0! | #DIV/0! | #DIV/0!
|  | Revenue Requirement |  | 0 | 0 | 0 | 0 | 0 | 0 | 0 | 0 | 0 | 0 | 0 | 0 | 0 | 0 | 0 | 0 | 0 | 0 | 0 | 0 | 0 | 0 | 0 | 0 | 0 | 0 | 0 | 0 | 0 | 0 | 0 | 0 | 0 | 0 | 0 | 0 | 0 | 0 | 0 | 0 | 0 | 0 | 0 | 0 | 0 | 0 | 0 | 0 | 0 | 0 | 0 | 0 | 0 | 0 | 0 | 0
|  | Tax Depreciation |  | 0 | 0 | 0 | 0 | 0 | 0 | 0 | 0 | 0 | 0 | 0 | 0 | 0 | 0 | 0 | 0 | 0 | 0 | 0 | 0 | 0 | 0 | 0 | 0 | 0 | 0 | 0 | 0 | 0 | 0 | 0 | 0 | 0 | 0 | 0 | 0 | 0 | 0 | 0 | 0 | 0 | 0 | 0 | 0 | 0 | 0 | 0 | 0 | 0 | 0 | 0 | 0 | 0 | 0 | 0 | 0
|  | Property Taxes |  | 0 | 0 | 0 | 0 | 0 | 0 | 0 | 0 | 0 | 0 | 0 | 0 | 0 | 0 | 0 | 0 | 0 | 0 | 0 | 0 | 0 | 0 | 0 | 0 | 0 | 0 | 0 | 0 | 0 | 0 | 0 | 0 | 0 | 0 | 0 | 0 | 0 | 0 | 0 | 0 | 0 | 0 | 0 | 0 | 0 | 0 | 0 | 0 | 0 | 0 | 0 | 0 | 0 | 0 | 0 | 0
|  | Insurance |  | 0 | 0 | 0 | 0 | 0 | 0 | 0 | 0 | 0 | 0 | 0 | 0 | 0 | 0 | 0 | 0 | 0 | 0 | 0 | 0 | 0 | 0 | 0 | 0 | 0 | 0 | 0 | 0 | 0 | 0 | 0 | 0 | 0 | 0 | 0 | 0 | 0 | 0 | 0 | 0 | 0 | 0 | 0 | 0 | 0 | 0 | 0 | 0 | 0 | 0 | 0 | 0 | 0 | 0 | 0 | 0
|  | Expenses |  | 0 | 0 | 0 | 0 | 0 | 0 | 0 | 0 | 0 | 0 | 0 | 0 | 0 | 0 | 0 | 0 | 0 | 0 | 0 | 0 | 0 | 0 | 0 | 0 | 0 | 0 | 0 | 0 | 0 | 0 | 0 | 0 | 0 | 0 | 0 | 0 | 0 | 0 | 0 | 0 | 0 | 0 | 0 | 0 | 0 | 0 | 0 | 0 | 0 | 0 | 0 | 0 | 0 | 0 | 0 | 0
|  | Taxable Income |  | 0 | 0 | 0 | 0 | 0 | 0 | 0 | 0 | 0 | 0 | 0 | 0 | 0 | 0 | 0 | 0 | 0 | 0 | 0 | 0 | 0 | 0 | 0 | 0 | 0 | 0 | 0 | 0 | 0 | 0 | 0 | 0 | 0 | 0 | 0 | 0 | 0 | 0 | 0 | 0 | 0 | 0 | 0 | 0 | 0 | 0 | 0 | 0 | 0 | 0 | 0 | 0 | 0 | 0 | 0 | 0
|  | Tax Rate |  | 0.21 | 0.21 | 0.21 | 0.21 | 0.21 | 0.21 | 0.21 | 0.21 | 0.21 | 0.21 | 0.21 | 0.21 | 0.21 | 0.21 | 0.21 | 0.21 | 0.21 | 0.21 | 0.21 | 0.21 | 0.21 | 0.21 | 0.21 | 0.21 | 0.21 | 0.21 | 0.21 | 0.21 | 0.21 | 0.21 | 0.21 | 0.21 | 0.21 | 0.21 | 0.21 | 0.21 | 0.21 | 0.21 | 0.21 | 0.21 | 0.21 | 0.21 | 0.21 | 0.21 | 0.21 | 0.21 | 0.21 | 0.21 | 0.21 | 0.21 | 0.21 | 0.21 | 0.21 | 0.21 | 0.21 | 0.21
|  | Taxes |  | 0 | 0 | 0 | 0 | 0 | 0 | 0 | 0 | 0 | 0 | 0 | 0 | 0 | 0 | 0 | 0 | 0 | 0 | 0 | 0 | 0 | 0 | 0 | 0 | 0 | 0 | 0 | 0 | 0 | 0 | 0 | 0 | 0 | 0 | 0 | 0 | 0 | 0 | 0 | 0 | 0 | 0 | 0 | 0 | 0 | 0 | 0 | 0 | 0 | 0 | 0 | 0 | 0 | 0 | 0 | 0

## MF Unit Battery
MF Unit Battery FINANCIALS
($ 1000s Unless Otherwise Indicated)
| Calendar Year of Fin. Close |  |  | 2020 | 2021 | 2022 | 2023 | 2024 | 2025 | 2026 | 2027 | 2028 | 2029 | 2030 | 2031 | 2032 | 2033 | 2034 | 2035 | 2036 | 2037 | 2038 | 2039 | 2040 | 2041 | 2042 | 2043 | 2044 | 2045 | 2046 | 2047 | 2048 | 2049 | 2050 | 2051 | 2052 | 2053 | 2054 | 2055 | 2056 | 2057 | 2058 | 2059 | 2060 | 2061 | 2062 | 2063 | 2064 | 2065 | 2066 | 2067 | 2068 | 2069 | 2070 | 2071 | 2072 | 2073 | 2074 | 2075
| Operating Year |  | 0 | 1 | 2 | 3 | 4 | 5 | 6 | 7 | 8 | 9 | 10 | 11 | 12 | 13 | 14 | 15 | 16 | 17 | 18 | 19 | 20 | 21 | 22 | 23 | 24 | 25 | 26 | 27 | 28 | 29 | 30 | 31 | 32 | 33 | 34 | 35 | 36 | 37 | 38 | 39 | 40 | 41 | 42 | 43 | 44 | 45 | 46 | 47 | 48 | 49 | 50 | 51 | 52 | 53 | 54 | 55 | 56
| Calendar Year | Capital Invest.
| 2020 | 646.2026
| Gross plant |  | 2020 1: 646.2026; 2021 2: 646.2026; 2022 3: 646.2026; 2023 4: 646.2026; 2024 5: 646.2026; 2025 6: 646.2026; 2026 7: 646.2026; 2027 8: 646.2026; 2028 9: 646.2026; 2029 10: 646.2026; 2030 11: 646.2026; 2031 12: 646.2026; 2032 13: 646.2026; 2033 14: 646.2026; 2034 15: 646.2026; 2035 16: 646.2026; 2036 17: 646.2026; 2037 18: 646.2026; 2038 19: 646.2026; 2039 20: 646.2026; 2040 21: 646.2026; 2041 22: 646.2026; 2042 23: 646.2026; 2043 24: 646.2026; 2044 25: 646.2026; 2045 26: 646.2026; 2046 27: 646.2026; 2047 28: 646.2026; 2048 29: 646.2026; 2049 30: 646.2026
| Accumulated Depreciation |  | 2020 1: 21.5401; 2021 2: 43.0802; 2022 3: 64.6203; 2023 4: 86.1603; 2024 5: 107.7004; 2025 6: 129.2405; 2026 7: 150.7806; 2027 8: 172.3207; 2028 9: 193.8608; 2029 10: 215.4009; 2030 11: 236.941; 2031 12: 258.481; 2032 13: 280.0211; 2033 14: 301.5612; 2034 15: 323.1013; 2035 16: 344.6414; 2036 17: 366.1815; 2037 18: 387.7216; 2038 19: 409.2617; 2039 20: 430.8017; 2040 21: 452.3418; 2041 22: 473.8819; 2042 23: 495.422; 2043 24: 516.9621; 2044 25: 538.5022; 2045 26: 560.0423; 2046 27: 581.5824; 2047 28: 603.1224; 2048 29: 624.6625; 2049 30: 646.2026
| Net book value |  | 2020 1: 624.6625; 2021 2: 603.1224; 2022 3: 581.5824; 2023 4: 560.0423; 2024 5: 538.5022; 2025 6: 516.9621; 2026 7: 495.422; 2027 8: 473.8819; 2028 9: 452.3418; 2029 10: 430.8017; 2030 11: 409.2617; 2031 12: 387.7216; 2032 13: 366.1815; 2033 14: 344.6414; 2034 15: 323.1013; 2035 16: 301.5612; 2036 17: 280.0211; 2037 18: 258.481; 2038 19: 236.941; 2039 20: 215.4009; 2040 21: 193.8608; 2041 22: 172.3207; 2042 23: 150.7806; 2043 24: 129.2405; 2044 25: 107.7004; 2045 26: 86.1603; 2046 27: 64.6203; 2047 28: 43.0802; 2048 29: 21.5401; 2049 30: 0
| Accumulated deferred income tax |  | 2020 1: -22.6171; 2021 2: -61.5185; 2022 3: -83.05; 2023 4: -94.1595; 2024 5: -105.269; 2025 6: -108.562; 2026 7: -104.0386; 2027 8: -99.5152; 2028 9: -94.9918; 2029 10: -90.4684; 2030 11: -85.9449; 2031 12: -81.4215; 2032 13: -76.8981; 2033 14: -72.3747; 2034 15: -67.8513; 2035 16: -63.3279; 2036 17: -58.8044; 2037 18: -54.281; 2038 19: -49.7576; 2039 20: -45.2342; 2040 21: -40.7108; 2041 22: -36.1873; 2042 23: -31.6639; 2043 24: -27.1405; 2044 25: -22.6171; 2045 26: -18.0937; 2046 27: -13.5703; 2047 28: -9.0468; 2048 29: -4.5234; 2049 30: 4.4409e-14
| Rate Base |  | 2020 1: 602.0454; 2021 2: 541.604; 2022 3: 498.5324; 2023 4: 465.8828; 2024 5: 433.2332; 2025 6: 408.4001; 2026 7: 391.3834; 2027 8: 374.3667; 2028 9: 357.35; 2029 10: 340.3334; 2030 11: 323.3167; 2031 12: 306.3; 2032 13: 289.2834; 2033 14: 272.2667; 2034 15: 255.25; 2035 16: 238.2334; 2036 17: 221.2167; 2037 18: 204.2; 2038 19: 187.1834; 2039 20: 170.1667; 2040 21: 153.15; 2041 22: 136.1334; 2042 23: 119.1167; 2043 24: 102.1; 2044 25: 85.0833; 2045 26: 68.0667; 2046 27: 51.05; 2047 28: 34.0333; 2048 29: 17.0167; 2049 30: 4.4409e-14
| Average rate base |  | 2020 1: 624.124; 2021 2: 571.8247; 2022 3: 520.0682; 2023 4: 482.2076; 2024 5: 449.558; 2025 6: 420.8166; 2026 7: 399.8917; 2027 8: 382.875; 2028 9: 365.8584; 2029 10: 348.8417; 2030 11: 331.825; 2031 12: 314.8084; 2032 13: 297.7917; 2033 14: 280.775; 2034 15: 263.7584; 2035 16: 246.7417; 2036 17: 229.725; 2037 18: 212.7084; 2038 19: 195.6917; 2039 20: 178.675; 2040 21: 161.6584; 2041 22: 144.6417; 2042 23: 127.625; 2043 24: 110.6083; 2044 25: 93.5917; 2045 26: 76.575; 2046 27: 59.5583; 2047 28: 42.5417; 2048 29: 25.525; 2049 30: 8.5083
| Pre-tax Return | 0.086076 | 2020 1: 53.7221; 2021 2: 49.2204; 2022 3: 44.7654; 2023 4: 41.5065; 2024 5: 38.6961; 2025 6: 36.2222; 2026 7: 34.4211; 2027 8: 32.9563; 2028 9: 31.4916; 2029 10: 30.0269; 2030 11: 28.5622; 2031 12: 27.0974; 2032 13: 25.6327; 2033 14: 24.168; 2034 15: 22.7033; 2035 16: 21.2385; 2036 17: 19.7738; 2037 18: 18.3091; 2038 19: 16.8443; 2039 20: 15.3796; 2040 21: 13.9149; 2041 22: 12.4502; 2042 23: 10.9854; 2043 24: 9.5207; 2044 25: 8.056; 2045 26: 6.5913; 2046 27: 5.1265; 2047 28: 3.6618; 2048 29: 2.1971; 2049 30: 0.73236
| Book Depreciation |  | 2020 1: 21.5401; 2021 2: 21.5401; 2022 3: 21.5401; 2023 4: 21.5401; 2024 5: 21.5401; 2025 6: 21.5401; 2026 7: 21.5401; 2027 8: 21.5401; 2028 9: 21.5401; 2029 10: 21.5401; 2030 11: 21.5401; 2031 12: 21.5401; 2032 13: 21.5401; 2033 14: 21.5401; 2034 15: 21.5401; 2035 16: 21.5401; 2036 17: 21.5401; 2037 18: 21.5401; 2038 19: 21.5401; 2039 20: 21.5401; 2040 21: 21.5401; 2041 22: 21.5401; 2042 23: 21.5401; 2043 24: 21.5401; 2044 25: 21.5401; 2045 26: 21.5401; 2046 27: 21.5401; 2047 28: 21.5401; 2048 29: 21.5401; 2049 30: 21.5401
| Insurance |  | 2020 1: 0.30953; 2021 2: 0.30953; 2022 3: 0.30953; 2023 4: 0.30953; 2024 5: 0.30953; 2025 6: 0.30953; 2026 7: 0.30953; 2027 8: 0.30953; 2028 9: 0.30953; 2029 10: 0.30953; 2030 11: 0.30953; 2031 12: 0.30953; 2032 13: 0.30953; 2033 14: 0.30953; 2034 15: 0.30953; 2035 16: 0.30953; 2036 17: 0.30953; 2037 18: 0.30953; 2038 19: 0.30953; 2039 20: 0.30953; 2040 21: 0.30953; 2041 22: 0.30953; 2042 23: 0.30953; 2043 24: 0.30953; 2044 25: 0.30953; 2045 26: 0.30953; 2046 27: 0.30953; 2047 28: 0.30953; 2048 29: 0.30953; 2049 30: 0.30953
| Property Taxes |  | 2020 1: 2.9376; 2021 2: 2.9376; 2022 3: 2.9376; 2023 4: 2.9376; 2024 5: 2.9376; 2025 6: 2.9376; 2026 7: 2.9376; 2027 8: 2.9376; 2028 9: 2.9376; 2029 10: 2.9376; 2030 11: 2.9376; 2031 12: 2.9376; 2032 13: 2.9376; 2033 14: 2.9376; 2034 15: 2.9376; 2035 16: 2.9376; 2036 17: 2.9376; 2037 18: 2.9376; 2038 19: 2.9376; 2039 20: 2.9376; 2040 21: 2.9376; 2041 22: 2.9376; 2042 23: 2.9376; 2043 24: 2.9376; 2044 25: 2.9376; 2045 26: 2.9376; 2046 27: 2.9376; 2047 28: 2.9376; 2048 29: 2.9376; 2049 30: 2.9376
| Revenue Requirement |  | 2020 1: 78.5092; 2021 2: 74.0075; 2022 3: 69.5525; 2023 4: 66.2936; 2024 5: 63.4833; 2025 6: 61.0094; 2026 7: 59.2082; 2027 8: 57.7435; 2028 9: 56.2788; 2029 10: 54.8141; 2030 11: 53.3493; 2031 12: 51.8846; 2032 13: 50.4199; 2033 14: 48.9551; 2034 15: 47.4904; 2035 16: 46.0257; 2036 17: 44.561; 2037 18: 43.0962; 2038 19: 41.6315; 2039 20: 40.1668; 2040 21: 38.7021; 2041 22: 37.2373; 2042 23: 35.7726; 2043 24: 34.3079; 2044 25: 32.8432; 2045 26: 31.3784; 2046 27: 29.9137; 2047 28: 28.449; 2048 29: 26.9843; 2049 30: 25.5195
| Book Depreciation |  | 2020 1: 21.5401; 2021 2: 21.5401; 2022 3: 21.5401; 2023 4: 21.5401; 2024 5: 21.5401; 2025 6: 21.5401; 2026 7: 21.5401; 2027 8: 21.5401; 2028 9: 21.5401; 2029 10: 21.5401; 2030 11: 21.5401; 2031 12: 21.5401; 2032 13: 21.5401; 2033 14: 21.5401; 2034 15: 21.5401; 2035 16: 21.5401; 2036 17: 21.5401; 2037 18: 21.5401; 2038 19: 21.5401; 2039 20: 21.5401; 2040 21: 21.5401; 2041 22: 21.5401; 2042 23: 21.5401; 2043 24: 21.5401; 2044 25: 21.5401; 2045 26: 21.5401; 2046 27: 21.5401; 2047 28: 21.5401; 2048 29: 21.5401; 2049 30: 21.5401
| Tax Depreciation |  | 2020 1: 129.2405; 2021 2: 206.7848; 2022 3: 124.0709; 2023 4: 74.4425; 2024 5: 74.4425; 2025 6: 37.2213; 2026 7: 0; 2027 8: 0; 2028 9: 0; 2029 10: 0; 2030 11: 0; 2031 12: 0; 2032 13: 0; 2033 14: 0; 2034 15: 0; 2035 16: 0; 2036 17: 0; 2037 18: 0; 2038 19: 0; 2039 20: 0; 2040 21: 0; 2041 22: 0; 2042 23: 0; 2043 24: 0; 2044 25: 0; 2045 26: 0; 2046 27: 0; 2047 28: 0; 2048 29: 0; 2049 30: 0
| Difference between book and tax |  | 2020 1: -107.7004; 2021 2: -185.2447; 2022 3: -102.5308; 2023 4: -52.9025; 2024 5: -52.9025; 2025 6: -15.6812; 2026 7: 21.5401; 2027 8: 21.5401; 2028 9: 21.5401; 2029 10: 21.5401; 2030 11: 21.5401; 2031 12: 21.5401; 2032 13: 21.5401; 2033 14: 21.5401; 2034 15: 21.5401; 2035 16: 21.5401; 2036 17: 21.5401; 2037 18: 21.5401; 2038 19: 21.5401; 2039 20: 21.5401; 2040 21: 21.5401; 2041 22: 21.5401; 2042 23: 21.5401; 2043 24: 21.5401; 2044 25: 21.5401; 2045 26: 21.5401; 2046 27: 21.5401; 2047 28: 21.5401; 2048 29: 21.5401; 2049 30: 21.5401
| Tax rate |  | 2020 1: -22.6171; 2021 2: -38.9014; 2022 3: -21.5315; 2023 4: -11.1095; 2024 5: -11.1095; 2025 6: -3.293; 2026 7: 4.5234; 2027 8: 4.5234; 2028 9: 4.5234; 2029 10: 4.5234; 2030 11: 4.5234; 2031 12: 4.5234; 2032 13: 4.5234; 2033 14: 4.5234; 2034 15: 4.5234; 2035 16: 4.5234; 2036 17: 4.5234; 2037 18: 4.5234; 2038 19: 4.5234; 2039 20: 4.5234; 2040 21: 4.5234; 2041 22: 4.5234; 2042 23: 4.5234; 2043 24: 4.5234; 2044 25: 4.5234; 2045 26: 4.5234; 2046 27: 4.5234; 2047 28: 4.5234; 2048 29: 4.5234; 2049 30: 4.5234
Depreciation Tables
|  | 5 | 2020 1: 20%; 2021 2: 32%; 2022 3: 19.2%; 2023 4: 11.52%; 2024 5: 11.52%; 2025 6: 5.76%; 2026 7: 0%; 2027 8: 0%; 2028 9: 0%; 2029 10: 0%; 2030 11: 0%; 2031 12: 0%; 2032 13: 0%; 2033 14: 0%; 2034 15: 0%; 2035 16: 0%; 2036 17: 0%; 2037 18: 0%; 2038 19: 0%; 2039 20: 0%; 2040 21: 0%
|  | 5 | 0: 1; 2020 1: 20%; 2021 2: 32%; 2022 3: 19.2%; 2023 4: 11.52%; 2024 5: 11.52%; 2025 6: 5.76%
|  | 10 | 0: 0; 2020 1: 10%; 2021 2: 18%; 2022 3: 14.4%; 2023 4: 11.52%; 2024 5: 9.22%; 2025 6: 7.37%; 2026 7: 6.55%; 2027 8: 6.55%; 2028 9: 6.56%; 2029 10: 6.55%; 2030 11: 3.28%
|  | 15 | 0: 0; 2020 1: 5%; 2021 2: 9.5%; 2022 3: 8.55%; 2023 4: 7.7%; 2024 5: 6.93%; 2025 6: 6.23%; 2026 7: 5.9%; 2027 8: 5.9%; 2028 9: 5.91%; 2029 10: 5.9%; 2030 11: 5.91%; 2031 12: 5.9%; 2032 13: 5.91%; 2033 14: 5.9%; 2034 15: 5.91%; 2035 16: 2.95%
|  | 20 | 0: 0; 2020 1: 3.75%; 2021 2: 7.219%; 2022 3: 6.677%; 2023 4: 6.177%; 2024 5: 5.713%; 2025 6: 5.285%; 2026 7: 4.888%; 2027 8: 4.522%; 2028 9: 4.462%; 2029 10: 4.461%; 2030 11: 4.462%; 2031 12: 4.461%; 2032 13: 4.462%; 2033 14: 4.461%; 2034 15: 4.462%; 2035 16: 4.461%; 2036 17: 4.462%; 2037 18: 4.461%; 2038 19: 4.462%; 2039 20: 4.461%; 2040 21: 2.231%
Revenue Requirement by vintage year
2012 $000
|  |  |  | 2020 | 2021 | 2022 | 2023 | 2024 | 2025 | 2026 | 2027 | 2028 | 2029 | 2030 | 2031 | 2032 | 2033 | 2034 | 2035 | 2036 | 2037 | 2038 | 2039 | 2040 | 2041 | 2042 | 2043 | 2044 | 2045 | 2046 | 2047 | 2048 | 2049 | 2050 | 2051 | 2052 | 2053 | 2054 | 2055 | 2056 | 2057 | 2058 | 2059 | 2060 | 2061 | 2062 | 2063 | 2064 | 2065 | 2066 | 2067 | 2068 | 2069 | 2070 | 2071 | 2072 | 2073 | 2074 | 2075
|  | 2020 | 0% | 78.5092 | 74.0075 | 69.5525 | 66.2936 | 63.4833 | 61.0094 | 59.2082 | 57.7435 | 56.2788 | 54.8141 | 53.3493 | 51.8846 | 50.4199 | 48.9551 | 47.4904 | 46.0257 | 44.561 | 43.0962 | 41.6315 | 40.1668 | 38.7021 | 37.2373 | 35.7726 | 34.3079 | 32.8432 | 31.3784 | 29.9137 | 28.449 | 26.9843 | 25.5195 | 0 | 0 | 0 | 0 | 0 | 0 | 0 | 0 | 0 | 0 | 0 | 0 | 0 | 0 | 0 | 0 | 0 | 0 | 0 | 0 | 0 | 0 | 0 | 0 | 0 | 0
|  | 2021 | 0% |  | 78.5092 | 74.0075 | 69.5525 | 66.2936 | 63.4833 | 61.0094 | 59.2082 | 57.7435 | 56.2788 | 54.8141 | 53.3493 | 51.8846 | 50.4199 | 48.9551 | 47.4904 | 46.0257 | 44.561 | 43.0962 | 41.6315 | 40.1668 | 38.7021 | 37.2373 | 35.7726 | 34.3079 | 32.8432 | 31.3784 | 29.9137 | 28.449 | 26.9843 | 25.5195 | 0 | 0 | 0 | 0 | 0 | 0 | 0 | 0 | 0 | 0 | 0 | 0 | 0 | 0 | 0 | 0 | 0 | 0 | 0 | 0 | 0 | 0 | 0 | 0 | 0
|  | 2022 | 0% |  |  | 78.5092 | 74.0075 | 69.5525 | 66.2936 | 63.4833 | 61.0094 | 59.2082 | 57.7435 | 56.2788 | 54.8141 | 53.3493 | 51.8846 | 50.4199 | 48.9551 | 47.4904 | 46.0257 | 44.561 | 43.0962 | 41.6315 | 40.1668 | 38.7021 | 37.2373 | 35.7726 | 34.3079 | 32.8432 | 31.3784 | 29.9137 | 28.449 | 26.9843 | 25.5195 | 0 | 0 | 0 | 0 | 0 | 0 | 0 | 0 | 0 | 0 | 0 | 0 | 0 | 0 | 0 | 0 | 0 | 0 | 0 | 0 | 0 | 0 | 0 | 0
|  | 2023 | -9.326% |  |  |  | 71.1872 | 67.1053 | 63.0658 | 60.1109 | 57.5626 | 55.3194 | 53.6863 | 52.3582 | 51.03 | 49.7019 | 48.3738 | 47.0457 | 45.7175 | 44.3894 | 43.0613 | 41.7332 | 40.4051 | 39.0769 | 37.7488 | 36.4207 | 35.0926 | 33.7645 | 32.4363 | 31.1082 | 29.7801 | 28.452 | 27.1239 | 25.7957 | 24.4676 | 23.1395 | 0 | 0 | 0 | 0 | 0 | 0 | 0 | 0 | 0 | 0 | 0 | 0 | 0 | 0 | 0 | 0 | 0 | 0 | 0 | 0 | 0 | 0 | 0
|  | 2024 | -9.753% |  |  |  |  | 64.2443 | 60.5605 | 56.915 | 54.2482 | 51.9485 | 49.9241 | 48.4502 | 47.2516 | 46.053 | 44.8545 | 43.6559 | 42.4573 | 41.2587 | 40.0601 | 38.8615 | 37.6629 | 36.4643 | 35.2658 | 34.0672 | 32.8686 | 31.67 | 30.4714 | 29.2728 | 28.0742 | 26.8756 | 25.677 | 24.4785 | 23.2799 | 22.0813 | 20.8827 | 0 | 0 | 0 | 0 | 0 | 0 | 0 | 0 | 0 | 0 | 0 | 0 | 0 | 0 | 0 | 0 | 0 | 0 | 0 | 0 | 0 | 0
|  | 2025 | -6.919% | [5 empty] | 59.799 | 56.3701 | 52.9769 | 50.4946 | 48.354 | 46.4697 | 45.0978 | 43.9821 | 42.8665 | 41.7508 | 40.6352 | 39.5195 | 38.4039 | 37.2882 | 36.1726 | 35.0569 | 33.9413 | 32.8256 | 31.71 | 30.5943 | 29.4786 | 28.363 | 27.2473 | 26.1317 | 25.016 | 23.9004 | 22.7847 | 21.6691 | 20.5534 | 19.4378 | 0 | 0 | 0 | 0 | 0 | 0 | 0 | 0 | 0 | 0 | 0 | 0 | 0 | 0 | 0 | 0 | 0 | 0 | 0 | 0 | 0
|  | 2026 | -2.562% | [6 empty] | 58.2669 | 54.9258 | 51.6195 | 49.2009 | 47.1151 | 45.279 | 43.9423 | 42.8552 | 41.7682 | 40.6811 | 39.594 | 38.507 | 37.4199 | 36.3328 | 35.2458 | 34.1587 | 33.0716 | 31.9845 | 30.8975 | 29.8104 | 28.7233 | 27.6363 | 26.5492 | 25.4621 | 24.3751 | 23.288 | 22.2009 | 21.1139 | 20.0268 | 18.9397 | 0 | 0 | 0 | 0 | 0 | 0 | 0 | 0 | 0 | 0 | 0 | 0 | 0 | 0 | 0 | 0 | 0 | 0 | 0 | 0
|  | 2027 | -2.593% | [7 empty] | 56.7561 | 53.5017 | 50.2811 | 47.9252 | 45.8935 | 44.1051 | 42.803 | 41.7441 | 40.6852 | 39.6263 | 38.5675 | 37.5086 | 36.4497 | 35.3908 | 34.3319 | 33.273 | 32.2142 | 31.1553 | 30.0964 | 29.0375 | 27.9786 | 26.9197 | 25.8608 | 24.802 | 23.7431 | 22.6842 | 21.6253 | 20.5664 | 19.5075 | 18.4487 | 0 | 0 | 0 | 0 | 0 | 0 | 0 | 0 | 0 | 0 | 0 | 0 | 0 | 0 | 0 | 0 | 0 | 0 | 0
|  | 2028 | -2.624% | [8 empty] | 55.2669 | 52.0979 | 48.9618 | 46.6677 | 44.6893 | 42.9478 | 41.6799 | 40.6488 | 39.6177 | 38.5866 | 37.5555 | 36.5244 | 35.4933 | 34.4622 | 33.4311 | 32.4 | 31.3689 | 30.3378 | 29.3067 | 28.2756 | 27.2445 | 26.2134 | 25.1823 | 24.1512 | 23.1201 | 22.089 | 21.0579 | 20.0268 | 18.9957 | 17.9646 | 0 | 0 | 0 | 0 | 0 | 0 | 0 | 0 | 0 | 0 | 0 | 0 | 0 | 0 | 0 | 0 | 0 | 0
|  | 2029 | -2.656% | [9 empty] | 53.7991 | 50.7142 | 47.6614 | 45.4282 | 43.5024 | 41.8071 | 40.5729 | 39.5692 | 38.5655 | 37.5618 | 36.558 | 35.5543 | 34.5506 | 33.5469 | 32.5432 | 31.5395 | 30.5358 | 29.532 | 28.5283 | 27.5246 | 26.5209 | 25.5172 | 24.5135 | 23.5098 | 22.506 | 21.5023 | 20.4986 | 19.4949 | 18.4912 | 17.4875 | 0 | 0 | 0 | 0 | 0 | 0 | 0 | 0 | 0 | 0 | 0 | 0 | 0 | 0 | 0 | 0 | 0
|  | 2030 | -4.144% | [10 empty] | 51.5697 | 48.6127 | 45.6863 | 43.5457 | 41.6997 | 40.0747 | 38.8916 | 37.9295 | 36.9673 | 36.0052 | 35.0431 | 34.081 | 33.1188 | 32.1567 | 31.1946 | 30.2325 | 29.2704 | 28.3082 | 27.3461 | 26.384 | 25.4219 | 24.4598 | 23.4976 | 22.5355 | 21.5734 | 20.6113 | 19.6491 | 18.687 | 17.7249 | 16.7628 | 0 | 0 | 0 | 0 | 0 | 0 | 0 | 0 | 0 | 0 | 0 | 0 | 0 | 0 | 0 | 0
|  | 2031 | -2.728% | [11 empty] | 50.1627 | 47.2863 | 44.4399 | 42.3576 | 40.562 | 38.9813 | 37.8305 | 36.8946 | 35.9587 | 35.0229 | 34.087 | 33.1511 | 32.2153 | 31.2794 | 30.3435 | 29.4076 | 28.4718 | 27.5359 | 26.6 | 25.6642 | 24.7283 | 23.7924 | 22.8565 | 21.9207 | 20.9848 | 20.0489 | 19.1131 | 18.1772 | 17.2413 | 16.3054 | 0 | 0 | 0 | 0 | 0 | 0 | 0 | 0 | 0 | 0 | 0 | 0 | 0 | 0 | 0
|  | 2032 | -2.728% | [12 empty] | 48.7941 | 45.9962 | 43.2274 | 41.202 | 39.4553 | 37.9178 | 36.7984 | 35.888 | 34.9777 | 34.0673 | 33.157 | 32.2467 | 31.3363 | 30.426 | 29.5157 | 28.6053 | 27.695 | 26.7846 | 25.8743 | 24.964 | 24.0536 | 23.1433 | 22.2329 | 21.3226 | 20.4123 | 19.5019 | 18.5916 | 17.6813 | 16.7709 | 15.8606 | 0 | 0 | 0 | 0 | 0 | 0 | 0 | 0 | 0 | 0 | 0 | 0 | 0 | 0
|  | 2033 | -2.728% | [13 empty] | 47.4628 | 44.7413 | 42.048 | 40.0779 | 38.3789 | 36.8833 | 35.7944 | 34.9089 | 34.0234 | 33.1379 | 32.2524 | 31.3669 | 30.4814 | 29.5959 | 28.7104 | 27.8249 | 26.9394 | 26.0539 | 25.1684 | 24.2829 | 23.3974 | 22.5119 | 21.6264 | 20.7409 | 19.8554 | 18.9699 | 18.0844 | 17.1989 | 16.3134 | 15.4279 | 0 | 0 | 0 | 0 | 0 | 0 | 0 | 0 | 0 | 0 | 0 | 0 | 0
|  | 2034 | -2.728% | [14 empty] | 46.1679 | 43.5206 | 40.9008 | 38.9844 | 37.3318 | 35.877 | 34.8178 | 33.9565 | 33.0951 | 32.2338 | 31.3724 | 30.5111 | 29.6498 | 28.7884 | 27.9271 | 27.0657 | 26.2044 | 25.343 | 24.4817 | 23.6204 | 22.759 | 21.8977 | 21.0363 | 20.175 | 19.3136 | 18.4523 | 17.591 | 16.7296 | 15.8683 | 15.0069 | 0 | 0 | 0 | 0 | 0 | 0 | 0 | 0 | 0 | 0 | 0 | 0
|  | 2035 | -2.728% | [15 empty] | 44.9083 | 42.3333 | 39.7849 | 37.9208 | 36.3133 | 34.8981 | 33.8679 | 33.03 | 32.1922 | 31.3543 | 30.5165 | 29.6787 | 28.8408 | 28.003 | 27.1651 | 26.3273 | 25.4894 | 24.6516 | 23.8138 | 22.9759 | 22.1381 | 21.3002 | 20.4624 | 19.6246 | 18.7867 | 17.9489 | 17.111 | 16.2732 | 15.4353 | 14.5975 | 0 | 0 | 0 | 0 | 0 | 0 | 0 | 0 | 0 | 0 | 0
|  | 2036 | -2.728% | [16 empty] | 43.6831 | 41.1783 | 38.6995 | 36.8862 | 35.3225 | 33.946 | 32.9438 | 32.1289 | 31.3139 | 30.4989 | 29.6839 | 28.8689 | 28.0539 | 27.239 | 26.424 | 25.609 | 24.794 | 23.979 | 23.164 | 22.3491 | 21.5341 | 20.7191 | 19.9041 | 19.0891 | 18.2742 | 17.4592 | 16.6442 | 15.8292 | 15.0142 | 14.1992 | 0 | 0 | 0 | 0 | 0 | 0 | 0 | 0 | 0 | 0
|  | 2037 | -2.728% | [17 empty] | 42.4912 | 40.0548 | 37.6436 | 35.8798 | 34.3588 | 33.0199 | 32.045 | 31.2523 | 30.4595 | 29.6668 | 28.874 | 28.0813 | 27.2885 | 26.4958 | 25.7031 | 24.9103 | 24.1176 | 23.3248 | 22.5321 | 21.7393 | 20.9466 | 20.1538 | 19.3611 | 18.5683 | 17.7756 | 16.9828 | 16.1901 | 15.3973 | 14.6046 | 13.8118 | 0 | 0 | 0 | 0 | 0 | 0 | 0 | 0 | 0
|  | 2038 | -2.728% | [18 empty] | 41.332 | 38.962 | 36.6166 | 34.9009 | 33.4214 | 32.119 | 31.1707 | 30.3996 | 29.6285 | 28.8574 | 28.0863 | 27.3152 | 26.544 | 25.7729 | 25.0018 | 24.2307 | 23.4596 | 22.6884 | 21.9173 | 21.1462 | 20.3751 | 19.604 | 18.8328 | 18.0617 | 17.2906 | 16.5195 | 15.7484 | 14.9772 | 14.2061 | 13.435 | 0 | 0 | 0 | 0 | 0 | 0 | 0 | 0
|  | 2039 | -2.728% | [19 empty] | 40.2043 | 37.899 | 35.6176 | 33.9487 | 32.5096 | 31.2427 | 30.3203 | 29.5702 | 28.8202 | 28.0701 | 27.32 | 26.5699 | 25.8198 | 25.0697 | 24.3197 | 23.5696 | 22.8195 | 22.0694 | 21.3193 | 20.5693 | 19.8192 | 19.0691 | 18.319 | 17.5689 | 16.8189 | 16.0688 | 15.3187 | 14.5686 | 13.8185 | 13.0685 | 0 | 0 | 0 | 0 | 0 | 0 | 0
|  | 2040 | -2.728% | [20 empty] | 39.1074 | 36.865 | 34.6458 | 33.0225 | 31.6226 | 30.3903 | 29.4931 | 28.7635 | 28.0338 | 27.3042 | 26.5746 | 25.845 | 25.1154 | 24.3858 | 23.6562 | 22.9265 | 22.1969 | 21.4673 | 20.7377 | 20.0081 | 19.2785 | 18.5488 | 17.8192 | 17.0896 | 16.36 | 15.6304 | 14.9008 | 14.1711 | 13.4415 | 12.7119 | 0 | 0 | 0 | 0 | 0 | 0
|  | 2041 | -2.728% | [21 empty] | 38.0404 | 35.8592 | 33.7006 | 32.1215 | 30.7598 | 29.5611 | 28.6884 | 27.9787 | 27.269 | 26.5593 | 25.8496 | 25.1399 | 24.4302 | 23.7204 | 23.0107 | 22.301 | 21.5913 | 20.8816 | 20.1719 | 19.4622 | 18.7525 | 18.0428 | 17.3331 | 16.6234 | 15.9136 | 15.2039 | 14.4942 | 13.7845 | 13.0748 | 12.3651 | 0 | 0 | 0 | 0 | 0
|  | 2042 | -2.728% | [22 empty] | 37.0026 | 34.8808 | 32.7811 | 31.2452 | 29.9206 | 28.7546 | 27.9057 | 27.2154 | 26.525 | 25.8347 | 25.1443 | 24.454 | 23.7636 | 23.0733 | 22.3829 | 21.6926 | 21.0022 | 20.3119 | 19.6215 | 18.9312 | 18.2409 | 17.5505 | 16.8602 | 16.1698 | 15.4795 | 14.7891 | 14.0988 | 13.4084 | 12.7181 | 12.0277 | 0 | 0 | 0 | 0
|  | 2043 | -2.728% | 2043: 35.993; 2044: 33.9292; 2045: 31.8868; 2046: 30.3927; 2047: 29.1043; 2048: 27.9701; 2049: 27.1444; 2050: 26.4728; 2051: 25.8013; 2052: 25.1298; 2053: 24.4583; 2054: 23.7868; 2055: 23.1153; 2056: 22.4438; 2057: 21.7723; 2058: 21.1007; 2059: 20.4292; 2060: 19.7577; 2061: 19.0862; 2062: 18.4147; 2063: 17.7432; 2064: 17.0717; 2065: 16.4002; 2066: 15.7287; 2067: 15.0571; 2068: 14.3856; 2069: 13.7141; 2070: 13.0426; 2071: 12.3711; 2072: 11.6996; 2073: 0; 2074: 0; 2075: 0
|  | 2044 | -2.728% | 2044: 35.011; 2045: 33.0035; 2046: 31.0168; 2047: 29.5635; 2048: 28.3102; 2049: 27.207; 2050: 26.4038; 2051: 25.7506; 2052: 25.0974; 2053: 24.4442; 2054: 23.791; 2055: 23.1378; 2056: 22.4846; 2057: 21.8314; 2058: 21.1782; 2059: 20.5251; 2060: 19.8719; 2061: 19.2187; 2062: 18.5655; 2063: 17.9123; 2064: 17.2591; 2065: 16.6059; 2066: 15.9527; 2067: 15.2995; 2068: 14.6463; 2069: 13.9931; 2070: 13.34; 2071: 12.6868; 2072: 12.0336; 2073: 11.3804; 2074: 0; 2075: 0
|  | 2045 | -2.728% | 2045: 34.0558; 2046: 32.103; 2047: 30.1706; 2048: 28.7569; 2049: 27.5378; 2050: 26.4647; 2051: 25.6834; 2052: 25.048; 2053: 24.4127; 2054: 23.7773; 2055: 23.1419; 2056: 22.5065; 2057: 21.8712; 2058: 21.2358; 2059: 20.6004; 2060: 19.9651; 2061: 19.3297; 2062: 18.6943; 2063: 18.059; 2064: 17.4236; 2065: 16.7882; 2066: 16.1528; 2067: 15.5175; 2068: 14.8821; 2069: 14.2467; 2070: 13.6114; 2071: 12.976; 2072: 12.3406; 2073: 11.7053; 2074: 11.0699; 2075: 0
|  | 2046 | -2.728% | 2046: 33.1267; 2047: 31.2272; 2048: 29.3474; 2049: 27.9723; 2050: 26.7865; 2051: 25.7427; 2052: 24.9827; 2053: 24.3646; 2054: 23.7466; 2055: 23.1286; 2056: 22.5105; 2057: 21.8925; 2058: 21.2745; 2059: 20.6564; 2060: 20.0384; 2061: 19.4204; 2062: 18.8023; 2063: 18.1843; 2064: 17.5663; 2065: 16.9482; 2066: 16.3302; 2067: 15.7121; 2068: 15.0941; 2069: 14.4761; 2070: 13.858; 2071: 13.24; 2072: 12.622; 2073: 12.0039; 2074: 11.3859; 2075: 10.7679
|  | 2047 | -2.728% | 2047: 32.2229; 2048: 30.3752; 2049: 28.5467; 2050: 27.2092; 2051: 26.0557; 2052: 25.0403; 2053: 24.3011; 2054: 23.6999; 2055: 23.0987; 2056: 22.4976; 2057: 21.8964; 2058: 21.2952; 2059: 20.694; 2060: 20.0929; 2061: 19.4917; 2062: 18.8905; 2063: 18.2893; 2064: 17.6882; 2065: 17.087; 2066: 16.4858; 2067: 15.8846; 2068: 15.2835; 2069: 14.6823; 2070: 14.0811; 2071: 13.48; 2072: 12.8788; 2073: 12.2776; 2074: 11.6764; 2075: 11.0753
|  | 2048 | -2.728% | 2048: 31.3437; 2049: 29.5465; 2050: 27.7679; 2051: 26.4668; 2052: 25.3448; 2053: 24.3571; 2054: 23.6381; 2055: 23.0533; 2056: 22.4685; 2057: 21.8837; 2058: 21.299; 2059: 20.7142; 2060: 20.1294; 2061: 19.5447; 2062: 18.9599; 2063: 18.3751; 2064: 17.7903; 2065: 17.2056; 2066: 16.6208; 2067: 16.036; 2068: 15.4513; 2069: 14.8665; 2070: 14.2817; 2071: 13.6969; 2072: 13.1122; 2073: 12.5274; 2074: 11.9426; 2075: 11.3579
|  | 2049 | -2.728% | 2049: 30.4886; 2050: 28.7404; 2051: 27.0103; 2052: 25.7447; 2053: 24.6533; 2054: 23.6926; 2055: 22.9931; 2056: 22.4243; 2057: 21.8555; 2058: 21.2867; 2059: 20.7179; 2060: 20.1491; 2061: 19.5802; 2062: 19.0114; 2063: 18.4426; 2064: 17.8738; 2065: 17.305; 2066: 16.7362; 2067: 16.1673; 2068: 15.5985; 2069: 15.0297; 2070: 14.4609; 2071: 13.8921; 2072: 13.3233; 2073: 12.7544; 2074: 12.1856; 2075: 11.6168
|  | 2050 | -2.728% | 2050: 29.6567; 2051: 27.9562; 2052: 26.2734; 2053: 25.0423; 2054: 23.9807; 2055: 23.0462; 2056: 22.3658; 2057: 21.8125; 2058: 21.2592; 2059: 20.7059; 2060: 20.1526; 2061: 19.5993; 2062: 19.046; 2063: 18.4927; 2064: 17.9394; 2065: 17.3861; 2066: 16.8328; 2067: 16.2795; 2068: 15.7262; 2069: 15.1729; 2070: 14.6196; 2071: 14.0663; 2072: 13.5131; 2073: 12.9598; 2074: 12.4065; 2075: 11.8532
Revenue Requirement by vintage year
2012 $/MW-wk
| Aurora Input |  | Levelized Cost | 2020 | 2021 | 2022 | 2023 | 2024 | 2025 | 2026 | 2027 | 2028 | 2029 | 2030 | 2031 | 2032 | 2033 | 2034 | 2035 | 2036 | 2037 | 2038 | 2039 | 2040 | 2041 | 2042 | 2043 | 2044 | 2045 | 2046 | 2047 | 2048 | 2049 | 2050 | 2051 | 2052 | 2053 | 2054 | 2055 | 2056 | 2057 | 2058 | 2059 | 2060 | 2061 | 2062 | 2063 | 2064 | 2065 | 2066 | 2067 | 2068 | 2069 | 2070 | 2071 | 2072 | 2073 | 2074 | 2075
|  | 2020 | 4056.1649 | 6039.1723 | 5692.8866 | 5350.1949 | 5099.5114 | 4883.331 | 4693.0278 | 4554.4793 | 4441.8081 | 4329.1369 | 4216.4656 | 4103.7944 | 3991.1232 | 3878.452 | 3765.7807 | 3653.1095 | 3540.4383 | 3427.7671 | 3315.0958 | 3202.4246 | 3089.7534 | 2977.0822 | 2864.4109 | 2751.7397 | 2639.0685 | 2526.3973 | 2413.726 | 2301.0548 | 2188.3836 | 2075.7124 | 1963.0411 | 0 | 0 | 0 | 0 | 0 | 0 | 0 | 0 | 0 | 0 | 0 | 0 | 0 | 0 | 0 | 0 | 0 | 0 | 0 | 0 | 0 | 0 | 0 | 0 | 0 | 0
|  | 2021 | 4056.1649 |  | 6039.1723 | 5692.8866 | 5350.1949 | 5099.5114 | 4883.331 | 4693.0278 | 4554.4793 | 4441.8081 | 4329.1369 | 4216.4656 | 4103.7944 | 3991.1232 | 3878.452 | 3765.7807 | 3653.1095 | 3540.4383 | 3427.7671 | 3315.0958 | 3202.4246 | 3089.7534 | 2977.0822 | 2864.4109 | 2751.7397 | 2639.0685 | 2526.3973 | 2413.726 | 2301.0548 | 2188.3836 | 2075.7124 | 1963.0411 | 0 | 0 | 0 | 0 | 0 | 0 | 0 | 0 | 0 | 0 | 0 | 0 | 0 | 0 | 0 | 0 | 0 | 0 | 0 | 0 | 0 | 0 | 0 | 0 | 0
|  | 2022 | 4056.1649 |  |  | 6039.1723 | 5692.8866 | 5350.1949 | 5099.5114 | 4883.331 | 4693.0278 | 4554.4793 | 4441.8081 | 4329.1369 | 4216.4656 | 4103.7944 | 3991.1232 | 3878.452 | 3765.7807 | 3653.1095 | 3540.4383 | 3427.7671 | 3315.0958 | 3202.4246 | 3089.7534 | 2977.0822 | 2864.4109 | 2751.7397 | 2639.0685 | 2526.3973 | 2413.726 | 2301.0548 | 2188.3836 | 2075.7124 | 1963.0411 | 0 | 0 | 0 | 0 | 0 | 0 | 0 | 0 | 0 | 0 | 0 | 0 | 0 | 0 | 0 | 0 | 0 | 0 | 0 | 0 | 0 | 0 | 0 | 0
|  | 2023 | 3677.8733 |  |  |  | 5475.9388 | 5161.9488 | 4851.2177 | 4623.9138 | 4427.8951 | 4255.3403 | 4129.7132 | 4027.5501 | 3925.387 | 3823.2239 | 3721.0607 | 3618.8976 | 3516.7345 | 3414.5714 | 3312.4082 | 3210.2451 | 3108.082 | 3005.9188 | 2903.7557 | 2801.5926 | 2699.4295 | 2597.2663 | 2495.1032 | 2392.9401 | 2290.777 | 2188.6138 | 2086.4507 | 1984.2876 | 1882.1244 | 1779.9613 | 0 | 0 | 0 | 0 | 0 | 0 | 0 | 0 | 0 | 0 | 0 | 0 | 0 | 0 | 0 | 0 | 0 | 0 | 0 | 0 | 0 | 0 | 0
|  | 2024 | 3319.1684 |  |  |  |  | 4941.8676 | 4658.5012 | 4378.0759 | 4172.9411 | 3996.0402 | 3840.3147 | 3726.9401 | 3634.741 | 3542.5419 | 3450.3428 | 3358.1437 | 3265.9446 | 3173.7455 | 3081.5464 | 2989.3473 | 2897.1482 | 2804.9491 | 2712.75 | 2620.5509 | 2528.3518 | 2436.1527 | 2343.9536 | 2251.7545 | 2159.5554 | 2067.3563 | 1975.1572 | 1882.9581 | 1790.759 | 1698.5599 | 1606.3608 | 0 | 0 | 0 | 0 | 0 | 0 | 0 | 0 | 0 | 0 | 0 | 0 | 0 | 0 | 0 | 0 | 0 | 0 | 0 | 0 | 0 | 0
|  | 2025 | 3089.505 | [5 empty] | 4599.9247 | 4336.1653 | 4075.1435 | 3884.2026 | 3719.542 | 3574.5916 | 3469.0618 | 3383.2422 | 3297.4227 | 3211.6031 | 3125.7835 | 3039.964 | 2954.1444 | 2868.3248 | 2782.5053 | 2696.6857 | 2610.8661 | 2525.0466 | 2439.227 | 2353.4074 | 2267.5879 | 2181.7683 | 2095.9487 | 2010.1292 | 1924.3096 | 1838.49 | 1752.6705 | 1666.8509 | 1581.0313 | 1495.2118 | 0 | 0 | 0 | 0 | 0 | 0 | 0 | 0 | 0 | 0 | 0 | 0 | 0 | 0 | 0 | 0 | 0 | 0 | 0 | 0 | 0
|  | 2026 | 3010.3459 | [6 empty] | 4482.0657 | 4225.0643 | 3970.7304 | 3784.6817 | 3624.2401 | 3483.0036 | 3380.1777 | 3296.557 | 3212.9363 | 3129.3156 | 3045.6949 | 2962.0742 | 2878.4535 | 2794.8328 | 2711.2121 | 2627.5914 | 2543.9707 | 2460.35 | 2376.7293 | 2293.1086 | 2209.4879 | 2125.8672 | 2042.2464 | 1958.6257 | 1875.005 | 1791.3843 | 1707.7636 | 1624.1429 | 1540.5222 | 1456.9015 | 0 | 0 | 0 | 0 | 0 | 0 | 0 | 0 | 0 | 0 | 0 | 0 | 0 | 0 | 0 | 0 | 0 | 0 | 0 | 0
|  | 2027 | 2932.2951 | [7 empty] | 4365.857 | 4115.519 | 3867.7793 | 3686.5544 | 3530.2726 | 3392.6981 | 3292.5382 | 3211.0855 | 3129.6329 | 3048.1803 | 2966.7277 | 2885.275 | 2803.8224 | 2722.3698 | 2640.9171 | 2559.4645 | 2478.0119 | 2396.5593 | 2315.1066 | 2233.654 | 2152.2014 | 2070.7488 | 1989.2961 | 1907.8435 | 1826.3909 | 1744.9382 | 1663.4856 | 1582.033 | 1500.5804 | 1419.1277 | 0 | 0 | 0 | 0 | 0 | 0 | 0 | 0 | 0 | 0 | 0 | 0 | 0 | 0 | 0 | 0 | 0 | 0 | 0
|  | 2028 | 2855.3528 | [8 empty] | 4251.2986 | 4007.5294 | 3766.2903 | 3589.8207 | 3437.6396 | 3303.675 | 3206.1432 | 3126.8279 | 3047.5126 | 2968.1972 | 2888.8819 | 2809.5665 | 2730.2512 | 2650.9358 | 2571.6205 | 2492.3052 | 2412.9898 | 2333.6745 | 2254.3591 | 2175.0438 | 2095.7284 | 2016.4131 | 1937.0978 | 1857.7824 | 1778.4671 | 1699.1517 | 1619.8364 | 1540.521 | 1461.2057 | 1381.8904 | 0 | 0 | 0 | 0 | 0 | 0 | 0 | 0 | 0 | 0 | 0 | 0 | 0 | 0 | 0 | 0 | 0 | 0
|  | 2029 | 2779.519 | [9 empty] | 4138.3905 | 3901.0954 | 3666.2633 | 3494.4804 | 3346.3411 | 3215.9344 | 3120.9929 | 3043.7841 | 2966.5752 | 2889.3664 | 2812.1575 | 2734.9487 | 2657.7398 | 2580.531 | 2503.3221 | 2426.1133 | 2348.9044 | 2271.6956 | 2194.4867 | 2117.2779 | 2040.0691 | 1962.8602 | 1885.6514 | 1808.4425 | 1731.2337 | 1654.0248 | 1576.816 | 1499.6071 | 1422.3983 | 1345.1894 | 0 | 0 | 0 | 0 | 0 | 0 | 0 | 0 | 0 | 0 | 0 | 0 | 0 | 0 | 0 | 0 | 0
|  | 2030 | 2664.3362 | [10 empty] | 3966.8963 | 3739.4347 | 3514.334 | 3349.6698 | 3207.6693 | 3082.6666 | 2991.6595 | 2917.6502 | 2843.6408 | 2769.6315 | 2695.6222 | 2621.6129 | 2547.6035 | 2473.5942 | 2399.5849 | 2325.5756 | 2251.5662 | 2177.5569 | 2103.5476 | 2029.5383 | 1955.5289 | 1881.5196 | 1807.5103 | 1733.501 | 1659.4916 | 1585.4823 | 1511.473 | 1437.4637 | 1363.4543 | 1289.445 | 0 | 0 | 0 | 0 | 0 | 0 | 0 | 0 | 0 | 0 | 0 | 0 | 0 | 0 | 0 | 0
|  | 2031 | 2591.6449 | [11 empty] | 3858.6671 | 3637.4114 | 3418.4521 | 3258.2804 | 3120.1542 | 2998.5619 | 2910.0378 | 2838.0476 | 2766.0575 | 2694.0674 | 2622.0773 | 2550.0872 | 2478.097 | 2406.1069 | 2334.1168 | 2262.1267 | 2190.1366 | 2118.1464 | 2046.1563 | 1974.1662 | 1902.1761 | 1830.1859 | 1758.1958 | 1686.2057 | 1614.2156 | 1542.2255 | 1470.2353 | 1398.2452 | 1326.2551 | 1254.265 | 0 | 0 | 0 | 0 | 0 | 0 | 0 | 0 | 0 | 0 | 0 | 0 | 0 | 0 | 0
|  | 2032 | 2520.9368 | [12 empty] | 3753.3907 | 3538.1715 | 3325.1861 | 3169.3844 | 3035.0267 | 2916.7519 | 2830.6429 | 2760.6169 | 2690.5909 | 2620.5649 | 2550.5389 | 2480.5129 | 2410.4869 | 2340.4609 | 2270.4349 | 2200.4089 | 2130.3829 | 2060.3568 | 1990.3308 | 1920.3048 | 1850.2788 | 1780.2528 | 1710.2268 | 1640.2008 | 1570.1748 | 1500.1488 | 1430.1228 | 1360.0968 | 1290.0708 | 1220.0447 | 0 | 0 | 0 | 0 | 0 | 0 | 0 | 0 | 0 | 0 | 0 | 0 | 0 | 0
|  | 2033 | 2452.1578 | [13 empty] | 3650.9866 | 3441.6393 | 3234.4648 | 3082.9138 | 2952.2218 | 2837.1739 | 2753.4142 | 2685.2988 | 2617.1833 | 2549.0678 | 2480.9523 | 2412.8368 | 2344.7214 | 2276.6059 | 2208.4904 | 2140.3749 | 2072.2594 | 2004.1439 | 1936.0285 | 1867.913 | 1799.7975 | 1731.682 | 1663.5665 | 1595.451 | 1527.3356 | 1459.2201 | 1391.1046 | 1322.9891 | 1254.8736 | 1186.7582 | 0 | 0 | 0 | 0 | 0 | 0 | 0 | 0 | 0 | 0 | 0 | 0 | 0
|  | 2034 | 2385.2554 | [14 empty] | 3551.3764 | 3347.7407 | 3146.2186 | 2998.8024 | 2871.676 | 2759.767 | 2678.2926 | 2612.0355 | 2545.7784 | 2479.5213 | 2413.2643 | 2347.0072 | 2280.7501 | 2214.493 | 2148.2359 | 2081.9789 | 2015.7218 | 1949.4647 | 1883.2076 | 1816.9505 | 1750.6935 | 1684.4364 | 1618.1793 | 1551.9222 | 1485.6651 | 1419.408 | 1353.151 | 1286.8939 | 1220.6368 | 1154.3797 | 0 | 0 | 0 | 0 | 0 | 0 | 0 | 0 | 0 | 0 | 0 | 0
|  | 2035 | 2320.1782 | [15 empty] | 3454.4839 | 3256.404 | 3060.38 | 2916.9858 | 2793.3278 | 2684.472 | 2605.2205 | 2540.7711 | 2476.3217 | 2411.8723 | 2347.423 | 2282.9736 | 2218.5242 | 2154.0748 | 2089.6254 | 2025.176 | 1960.7267 | 1896.2773 | 1831.8279 | 1767.3785 | 1702.9291 | 1638.4797 | 1574.0304 | 1509.581 | 1445.1316 | 1380.6822 | 1316.2328 | 1251.7834 | 1187.3341 | 1122.8847 | 0 | 0 | 0 | 0 | 0 | 0 | 0 | 0 | 0 | 0 | 0
|  | 2036 | 2256.8766 | [16 empty] | 3360.2349 | 3167.5592 | 2976.8834 | 2837.4014 | 2717.1172 | 2611.2313 | 2534.142 | 2471.451 | 2408.76 | 2346.069 | 2283.378 | 2220.687 | 2157.996 | 2095.305 | 2032.614 | 1969.923 | 1907.232 | 1844.541 | 1781.85 | 1719.159 | 1656.4679 | 1593.7769 | 1531.0859 | 1468.3949 | 1405.7039 | 1343.0129 | 1280.3219 | 1217.6309 | 1154.9399 | 1092.2489 | 0 | 0 | 0 | 0 | 0 | 0 | 0 | 0 | 0 | 0
|  | 2037 | 2195.302 | [17 empty] | 3268.5573 | 3081.1384 | 2895.6648 | 2759.9883 | 2642.9859 | 2539.9889 | 2465.0028 | 2404.0222 | 2343.0416 | 2282.061 | 2221.0804 | 2160.0998 | 2099.1192 | 2038.1386 | 1977.158 | 1916.1774 | 1855.1968 | 1794.2162 | 1733.2356 | 1672.255 | 1611.2744 | 1550.2938 | 1489.3132 | 1428.3326 | 1367.352 | 1306.3714 | 1245.3908 | 1184.4102 | 1123.4296 | 1062.449 | 0 | 0 | 0 | 0 | 0 | 0 | 0 | 0 | 0
|  | 2038 | 2135.4074 | [18 empty] | 3179.3809 | 2997.0754 | 2816.6621 | 2684.6873 | 2570.877 | 2470.6901 | 2397.7499 | 2338.433 | 2279.1162 | 2219.7993 | 2160.4824 | 2101.1656 | 2041.8487 | 1982.5319 | 1923.215 | 1863.8981 | 1804.5813 | 1745.2644 | 1685.9476 | 1626.6307 | 1567.3138 | 1507.997 | 1448.6801 | 1389.3633 | 1330.0464 | 1270.7295 | 1211.4127 | 1152.0958 | 1092.7789 | 1033.4621 | 0 | 0 | 0 | 0 | 0 | 0 | 0 | 0
|  | 2039 | 2077.1469 | [19 empty] | 3092.6376 | 2915.306 | 2739.8148 | 2611.4407 | 2500.7356 | 2403.282 | 2332.3319 | 2274.6333 | 2216.9348 | 2159.2363 | 2101.5378 | 2043.8393 | 1986.1408 | 1928.4423 | 1870.7437 | 1813.0452 | 1755.3467 | 1697.6482 | 1639.9497 | 1582.2512 | 1524.5527 | 1466.8542 | 1409.1556 | 1351.4571 | 1293.7586 | 1236.0601 | 1178.3616 | 1120.6631 | 1062.9646 | 1005.266 | 0 | 0 | 0 | 0 | 0 | 0 | 0
|  | 2040 | 2020.4759 | [20 empty] | 3008.2609 | 2835.7674 | 2665.0642 | 2540.1926 | 2432.5078 | 2337.7131 | 2268.6986 | 2212.5743 | 2156.45 | 2100.3257 | 2044.2014 | 1988.077 | 1931.9527 | 1875.8284 | 1819.7041 | 1763.5798 | 1707.4554 | 1651.3311 | 1595.2068 | 1539.0825 | 1482.9582 | 1426.8338 | 1370.7095 | 1314.5852 | 1258.4609 | 1202.3366 | 1146.2122 | 1090.0879 | 1033.9636 | 977.8393 | 0 | 0 | 0 | 0 | 0 | 0 | 0 | 0 | 0 | 0
|  | 2041 | 1965.3511 | [21 empty] | 2926.1862 | 2758.3989 | 2592.353 | 2470.8883 | 2366.1414 | 2273.933 | 2206.8015 | 2152.2084 | 2097.6154 | 2043.0223 | 1988.4292 | 1933.8361 | 1879.2431 | 1824.65 | 1770.0569 | 1715.4638 | 1660.8708 | 1606.2777 | 1551.6846 | 1497.0915 | 1442.4985 | 1387.9054 | 1333.3123 | 1278.7192 | 1224.1262 | 1169.5331 | 1114.94 | 1060.3469 | 1005.7539 | 951.1608 | 0 | 0 | 0 | 0 | 0 | 0 | 0 | 0 | 0
|  | 2042 | 1911.7302 | [22 empty] | 2846.3508 | 2683.1412 | 2521.6256 | 2403.4748 | 2301.5858 | 2211.8931 | 2146.5931 | 2093.4895 | 2040.3859 | 1987.2823 | 1934.1787 | 1881.0751 | 1827.9715 | 1774.8679 | 1721.7643 | 1668.6607 | 1615.5571 | 1562.4535 | 1509.3499 | 1456.2463 | 1403.1427 | 1350.039 | 1296.9354 | 1243.8318 | 1190.7282 | 1137.6246 | 1084.521 | 1031.4174 | 978.3138 | 925.2102 | 0 | 0 | 0 | 0 | 0 | 0 | 0 | 0
|  | 2043 | 1859.5723 | 2043: 2768.6936; 2044: 2609.9368; 2045: 2452.8279; 2046: 2337.9006; 2047: 2238.7914; 2048: 2151.5458; 2049: 2088.0275; 2050: 2036.3727; 2051: 1984.7179; 2052: 1933.0631; 2053: 1881.4083; 2054: 1829.7536; 2055: 1778.0988; 2056: 1726.444; 2057: 1674.7892; 2058: 1623.1345; 2059: 1571.4797; 2060: 1519.8249; 2061: 1468.1701; 2062: 1416.5154; 2063: 1364.8606; 2064: 1313.2058; 2065: 1261.551; 2066: 1209.8963; 2067: 1158.2415; 2068: 1106.5867; 2069: 1054.9319; 2070: 1003.2771; 2071: 951.6224; 2072: 899.9676; 2073: 0; 2074: 0; 2075: 0 | 0 | 0 | 0 | 0
|  | 2044 | 1808.8374 | 2044: 2693.155; 2045: 2538.7297; 2046: 2385.9071; 2047: 2274.1154; 2048: 2177.7102; 2049: 2092.845; 2050: 2031.0596; 2051: 1980.8141; 2052: 1930.5687; 2053: 1880.3232; 2054: 1830.0777; 2055: 1779.8322; 2056: 1729.5868; 2057: 1679.3413; 2058: 1629.0958; 2059: 1578.8503; 2060: 1528.6049; 2061: 1478.3594; 2062: 1428.1139; 2063: 1377.8684; 2064: 1327.623; 2065: 1277.3775; 2066: 1227.132; 2067: 1176.8865; 2068: 1126.6411; 2069: 1076.3956; 2070: 1026.1501; 2071: 975.9046; 2072: 925.6592; 2073: 875.4137; 2074: 0; 2075: 0 | 0 | 0 | 0 | 0
|  | 2045 | 1759.4867 | 2045: 2619.6774; 2046: 2469.4653; 2047: 2320.8122; 2048: 2212.0705; 2049: 2118.2956; 2050: 2035.7457; 2051: 1975.646; 2052: 1926.7714; 2053: 1877.8968; 2054: 1829.0222; 2055: 1780.1475; 2056: 1731.2729; 2057: 1682.3983; 2058: 1633.5237; 2059: 1584.649; 2060: 1535.7744; 2061: 1486.8998; 2062: 1438.0252; 2063: 1389.1505; 2064: 1340.2759; 2065: 1291.4013; 2066: 1242.5267; 2067: 1193.6521; 2068: 1144.7774; 2069: 1095.9028; 2070: 1047.0282; 2071: 998.1536; 2072: 949.2789; 2073: 900.4043; 2074: 851.5297; 2075: 0 | 0 | 0 | 0 | 0
|  | 2046 | 1711.4825 | 2046: 2548.2045; 2047: 2402.0907; 2048: 2257.4933; 2049: 2151.7184; 2050: 2060.5019; 2051: 1980.2043; 2052: 1921.7443; 2053: 1874.2031; 2054: 1826.6619; 2055: 1779.1208; 2056: 1731.5796; 2057: 1684.0384; 2058: 1636.4973; 2059: 1588.9561; 2060: 1541.4149; 2061: 1493.8737; 2062: 1446.3326; 2063: 1398.7914; 2064: 1351.2502; 2065: 1303.7091; 2066: 1256.1679; 2067: 1208.6267; 2068: 1161.0855; 2069: 1113.5444; 2070: 1066.0032; 2071: 1018.462; 2072: 970.9209; 2073: 923.3797; 2074: 875.8385; 2075: 828.2973 | 0 | 0 | 0 | 0
|  | 2047 | 1664.788 | 2047: 2478.6816; 2048: 2336.5542; 2049: 2195.9019; 2050: 2093.0129; 2051: 2004.2851; 2052: 1926.1782; 2053: 1869.3132; 2054: 1823.0691; 2055: 1776.825; 2056: 1730.5809; 2057: 1684.3368; 2058: 1638.0927; 2059: 1591.8486; 2060: 1545.6044; 2061: 1499.3603; 2062: 1453.1162; 2063: 1406.8721; 2064: 1360.628; 2065: 1314.3839; 2066: 1268.1398; 2067: 1221.8957; 2068: 1175.6516; 2069: 1129.4075; 2070: 1083.1634; 2071: 1036.9193; 2072: 990.6752; 2073: 944.4311; 2074: 898.187; 2075: 851.9429 | 805.6988 | 0 | 0 | 0
|  | 2048 | 1619.3674 | 2048: 2411.0555; 2049: 2272.8058; 2050: 2135.9909; 2051: 2035.909; 2052: 1949.602; 2053: 1873.6261; 2054: 1818.3125; 2055: 1773.3301; 2056: 1728.3477; 2057: 1683.3653; 2058: 1638.3828; 2059: 1593.4004; 2060: 1548.418; 2061: 1503.4356; 2062: 1458.4532; 2063: 1413.4707; 2064: 1368.4883; 2065: 1323.5059; 2066: 1278.5235; 2067: 1233.5411; 2068: 1188.5586; 2069: 1143.5762; 2070: 1098.5938; 2071: 1053.6114; 2072: 1008.629; 2073: 963.6465; 2074: 918.6641; 2075: 873.6817 | 828.6993 | 783.7169 | 0 | 0
|  | 2049 | 1575.186 | 2049: 2345.2745; 2050: 2210.7966; 2051: 2077.7145; 2052: 1980.3631; 2053: 1896.4108; 2054: 1822.5078; 2055: 1768.7033; 2056: 1724.9482; 2057: 1681.193; 2058: 1637.4378; 2059: 1593.6827; 2060: 1549.9275; 2061: 1506.1724; 2062: 1462.4172; 2063: 1418.662; 2064: 1374.9069; 2065: 1331.1517; 2066: 1287.3966; 2067: 1243.6414; 2068: 1199.8862; 2069: 1156.1311; 2070: 1112.3759; 2071: 1068.6208; 2072: 1024.8656; 2073: 981.1105; 2074: 937.3553; 2075: 893.6001 | 849.845 | 806.0898 | 762.3347 | 0
|  | 2050 | 1532.2101 | 2050: 2281.2881; 2051: 2150.4792; 2052: 2021.028; 2053: 1926.3327; 2054: 1844.6708; 2055: 1772.7841; 2056: 1720.4476; 2057: 1677.8862; 2058: 1635.3249; 2059: 1592.7635; 2060: 1550.2021; 2061: 1507.6407; 2062: 1465.0793; 2063: 1422.5179; 2064: 1379.9566; 2065: 1337.3952; 2066: 1294.8338; 2067: 1252.2724; 2068: 1209.711; 2069: 1167.1496; 2070: 1124.5883; 2071: 1082.0269; 2072: 1039.4655; 2073: 996.9041; 2074: 954.3427; 2075: 911.7813 | 869.22 | 826.6586 | 784.0972 | 741.5358
|  | Annual Change (%) |  | 0% | 0% | 0% | -9.326% | -9.753% | -6.919% | -2.562% | -2.593% | -2.624% | -2.656% | -4.144% | -2.728% | -2.728% | -2.728% | -2.728% | -2.728% | -2.728% | -2.728% | -2.728% | -2.728% | -2.728% | -2.728% | -2.728% | -2.728% | -2.728% | -2.728% | -2.728% | -2.728% | -2.728% | -2.728% | -2.728% | 0% | 0% | 0% | 0% | 0% | 0% | 0% | 0% | 0% | 0% | 0% | 0% | 0% | 0% | 0% | 0% | 0% | 0% | 0% | 0% | 0% | 0% | 0% | 0% | 0%
|  | Levelized Capital Cost ($/MW-wk) |  | 4056.1649 | 4056.1649 | 4056.1649 | 3677.8733 | 3319.1684 | 3089.505 | 3010.3459 | 2932.2951 | 2855.3528 | 2779.519 | 2664.3362 | 2591.6449 | 2520.9368 | 2452.1578 | 2385.2554 | 2320.1782 | 2256.8766 | 2195.302 | 2135.4074 | 2077.1469 | 2020.4759 | 1965.3511 | 1911.7302 | 1859.5723 | 1808.8374 | 1759.4867 | 1711.4825 | 1664.788 | 1619.3674 | 1575.186 | 1532.2101 | 1532.2101 | 1532.2101 | 1532.2101 | 1532.2101 | 1532.2101 | 1532.2101 | 1532.2101 | 1532.2101 | 1532.2101 | 1532.2101 | 1532.2101 | 1532.2101 | 1532.2101 | 1532.2101 | 1532.2101 | 1532.2101 | 1532.2101 | 1532.2101 | 1532.2101 | 1532.2101 | 1532.2101 | 1532.2101 | 1532.2101 | 1532.2101 | 1532.2101
|  | Economic Life | 30
|  | check s/b 0 | 0
Revenue Requirement by vintage year
2012 $/MW-wk
| Aurora Input |  | Levelized Cost | 2020 | 2021 | 2022 | 2023 | 2024 | 2025 | 2026 | 2027 | 2028 | 2029 | 2030 | 2031 | 2032 | 2033 | 2034 | 2035 | 2036 | 2037 | 2038 | 2039 | 2040 | 2041 | 2042 | 2043 | 2044 | 2045 | 2046 | Levelized | 2047 | 2048 | 2049 | 2050 | 2051 | 2052 | 2053 | 2054 | 2055 | 2056 | 2057 | 2058 | 2059 | 2060 | 2061 | 2062 | 2063 | 2064 | 2065 | 2066 | 2067 | 2068 | 2069 | 2070 | 2071 | 2072 | 2073 | 2074 | 2075 | 2076 | 2077 | 2078 | 2079
|  | 2020 | 4056.1649 | 6039.1723 | 5692.8866 | 5350.1949 | 5099.5114 | 4883.331 | 4693.0278 | 4554.4793 | 4441.8081 | 4329.1369 | 4216.4656 | 4103.7944 | 3991.1232 | 3878.452 | 3765.7807 | 3653.1095 | 3540.4383 | 3427.7671 | 3315.0958 | 3202.4246 | 3089.7534 | 2977.0822 | 2864.4109 | 2751.7397 | 2639.0685 | 2526.3973 | 2413.726 | 2301.0548 | 2078.8738 | 2188.3836 | 2075.7124 | 1963.0411 | 0 | 0 | 0 | 0 | 0 | 0 | 0 | 0 | 0 | 0 | 0 | 0 | 0 | 0 | 0 | 0 | 0 | 0 | 0 | 0 | 0 | 0 | 0 | 0 | 0 | 0 | 0 | 0 | 0 | 0
|  | 2021 | 4056.1649 |  | 6039.1723 | 5692.8866 | 5350.1949 | 5099.5114 | 4883.331 | 4693.0278 | 4554.4793 | 4441.8081 | 4329.1369 | 4216.4656 | 4103.7944 | 3991.1232 | 3878.452 | 3765.7807 | 3653.1095 | 3540.4383 | 3427.7671 | 3315.0958 | 3202.4246 | 3089.7534 | 2977.0822 | 2864.4109 | 2751.7397 | 2639.0685 | 2526.3973 | 2413.726 | 2137.9745 | 2301.0548 | 2188.3836 | 2075.7124 | 1963.0411 | 0 | 0 | 0 | 0 | 0 | 0 | 0 | 0 | 0 | 0 | 0 | 0 | 0 | 0 | 0 | 0 | 0 | 0 | 0 | 0 | 0 | 0 | 0 | 0 | 0 | 0 | 0 | 0 | 0
|  | 2022 | 4056.1649 |  |  | 6039.1723 | 5692.8866 | 5350.1949 | 5099.5114 | 4883.331 | 4693.0278 | 4554.4793 | 4441.8081 | 4329.1369 | 4216.4656 | 4103.7944 | 3991.1232 | 3878.452 | 3765.7807 | 3653.1095 | 3540.4383 | 3427.7671 | 3315.0958 | 3202.4246 | 3089.7534 | 2977.0822 | 2864.4109 | 2751.7397 | 2639.0685 | 2526.3973 | 2197.8635 | 2413.726 | 2301.0548 | 2188.3836 | 2075.7124 | 1963.0411 | 0 | 0 | 0 | 0 | 0 | 0 | 0 | 0 | 0 | 0 | 0 | 0 | 0 | 0 | 0 | 0 | 0 | 0 | 0 | 0 | 0 | 0 | 0 | 0 | 0 | 0 | 0 | 0
|  | 2023 | 3677.8733 |  |  |  | 5475.9388 | 5161.9488 | 4851.2177 | 4623.9138 | 4427.8951 | 4255.3403 | 4129.7132 | 4027.5501 | 3925.387 | 3823.2239 | 3721.0607 | 3618.8976 | 3516.7345 | 3414.5714 | 3312.4082 | 3210.2451 | 3108.082 | 3005.9188 | 2903.7557 | 2801.5926 | 2699.4295 | 2597.2663 | 2495.1032 | 2392.9401 | 2047.9006 | 2290.777 | 2188.6138 | 2086.4507 | 1984.2876 | 1882.1244 | 1779.9613 | 0 | 0 | 0 | 0 | 0 | 0 | 0 | 0 | 0 | 0 | 0 | 0 | 0 | 0 | 0 | 0 | 0 | 0 | 0 | 0 | 0 | 0 | 0 | 0 | 0 | 0 | 0
|  | 2024 | 3319.1684 |  |  |  |  | 4941.8676 | 4658.5012 | 4378.0759 | 4172.9411 | 3996.0402 | 3840.3147 | 3726.9401 | 3634.741 | 3542.5419 | 3450.3428 | 3358.1437 | 3265.9446 | 3173.7455 | 3081.5464 | 2989.3473 | 2897.1482 | 2804.9491 | 2712.75 | 2620.5509 | 2528.3518 | 2436.1527 | 2343.9536 | 2251.7545 | 1898.4619 | 2159.5554 | 2067.3563 | 1975.1572 | 1882.9581 | 1790.759 | 1698.5599 | 1606.3608 | 0 | 0 | 0 | 0 | 0 | 0 | 0 | 0 | 0 | 0 | 0 | 0 | 0 | 0 | 0 | 0 | 0 | 0 | 0 | 0 | 0 | 0 | 0 | 0 | 0 | 0
|  | 2025 | 3089.505 | [5 empty] | 4599.9247 | 4336.1653 | 4075.1435 | 3884.2026 | 3719.542 | 3574.5916 | 3469.0618 | 3383.2422 | 3297.4227 | 3211.6031 | 3125.7835 | 3039.964 | 2954.1444 | 2868.3248 | 2782.5053 | 2696.6857 | 2610.8661 | 2525.0466 | 2439.227 | 2353.4074 | 2267.5879 | 2181.7683 | 1814.5127 | 2095.9487 | 2010.1292 | 1924.3096 | 1838.49 | 1752.6705 | 1666.8509 | 1581.0313 | 1495.2118 | 0 | 0 | 0 | 0 | 0 | 0 | 0 | 0 | 0 | 0 | 0 | 0 | 0 | 0 | 0 | 0 | 0 | 0 | 0 | 0 | 0 | 0 | 0 | 0 | 0
|  | 2026 | 3010.3459 | [6 empty] | 4482.0657 | 4225.0643 | 3970.7304 | 3784.6817 | 3624.2401 | 3483.0036 | 3380.1777 | 3296.557 | 3212.9363 | 3129.3156 | 3045.6949 | 2962.0742 | 2878.4535 | 2794.8328 | 2711.2121 | 2627.5914 | 2543.9707 | 2460.35 | 2376.7293 | 2293.1086 | 2209.4879 | 1814.7979 | 2125.8672 | 2042.2464 | 1958.6257 | 1875.005 | 1791.3843 | 1707.7636 | 1624.1429 | 1540.5222 | 1456.9015 | 0 | 0 | 0 | 0 | 0 | 0 | 0 | 0 | 0 | 0 | 0 | 0 | 0 | 0 | 0 | 0 | 0 | 0 | 0 | 0 | 0 | 0 | 0 | 0
|  | 2027 | 2932.2951 | [7 empty] | 4365.857 | 4115.519 | 3867.7793 | 3686.5544 | 3530.2726 | 3392.6981 | 3292.5382 | 3211.0855 | 3129.6329 | 3048.1803 | 2966.7277 | 2885.275 | 2803.8224 | 2722.3698 | 2640.9171 | 2559.4645 | 2478.0119 | 2396.5593 | 2315.1066 | 2233.654 | 1813.8718 | 2152.2014 | 2070.7488 | 1989.2961 | 1907.8435 | 1826.3909 | 1744.9382 | 1663.4856 | 1582.033 | 1500.5804 | 1419.1277 | 0 | 0 | 0 | 0 | 0 | 0 | 0 | 0 | 0 | 0 | 0 | 0 | 0 | 0 | 0 | 0 | 0 | 0 | 0 | 0 | 0 | 0 | 0
|  | 2028 | 2855.3528 | [8 empty] | 4251.2986 | 4007.5294 | 3766.2903 | 3589.8207 | 3437.6396 | 3303.675 | 3206.1432 | 3126.8279 | 3047.5126 | 2968.1972 | 2888.8819 | 2809.5665 | 2730.2512 | 2650.9358 | 2571.6205 | 2492.3052 | 2412.9898 | 2333.6745 | 2254.3591 | 1811.74 | 2175.0438 | 2095.7284 | 2016.4131 | 1937.0978 | 1857.7824 | 1778.4671 | 1699.1517 | 1619.8364 | 1540.521 | 1461.2057 | 1381.8904 | 0 | 0 | 0 | 0 | 0 | 0 | 0 | 0 | 0 | 0 | 0 | 0 | 0 | 0 | 0 | 0 | 0 | 0 | 0 | 0 | 0 | 0
|  | 2029 | 2779.519 | [9 empty] | 4138.3905 | 3901.0954 | 3666.2633 | 3494.4804 | 3346.3411 | 3215.9344 | 3120.9929 | 3043.7841 | 2966.5752 | 2889.3664 | 2812.1575 | 2734.9487 | 2657.7398 | 2580.531 | 2503.3221 | 2426.1133 | 2348.9044 | 2271.6956 | 1808.4093 | 2194.4867 | 2117.2779 | 2040.0691 | 1962.8602 | 1885.6514 | 1808.4425 | 1731.2337 | 1654.0248 | 1576.816 | 1499.6071 | 1422.3983 | 1345.1894 | 0 | 0 | 0 | 0 | 0 | 0 | 0 | 0 | 0 | 0 | 0 | 0 | 0 | 0 | 0 | 0 | 0 | 0 | 0 | 0 | 0
|  | 2030 | 2664.3362 | [10 empty] | 3966.8963 | 3739.4347 | 3514.334 | 3349.6698 | 3207.6693 | 3082.6666 | 2991.6595 | 2917.6502 | 2843.6408 | 2769.6315 | 2695.6222 | 2621.6129 | 2547.6035 | 2473.5942 | 2399.5849 | 2325.5756 | 2251.5662 | 1776.9058 | 2177.5569 | 2103.5476 | 2029.5383 | 1955.5289 | 1881.5196 | 1807.5103 | 1733.501 | 1659.4916 | 1585.4823 | 1511.473 | 1437.4637 | 1363.4543 | 1289.445 | 0 | 0 | 0 | 0 | 0 | 0 | 0 | 0 | 0 | 0 | 0 | 0 | 0 | 0 | 0 | 0 | 0 | 0 | 0 | 0
|  | 2031 | 2591.6449 | [11 empty] | 3858.6671 | 3637.4114 | 3418.4521 | 3258.2804 | 3120.1542 | 2998.5619 | 2910.0378 | 2838.0476 | 2766.0575 | 2694.0674 | 2622.0773 | 2550.0872 | 2478.097 | 2406.1069 | 2334.1168 | 2262.1267 | 1771.1681 | 2190.1366 | 2118.1464 | 2046.1563 | 1974.1662 | 1902.1761 | 1830.1859 | 1758.1958 | 1686.2057 | 1614.2156 | 1542.2255 | 1470.2353 | 1398.2452 | 1326.2551 | 1254.265 | 0 | 0 | 0 | 0 | 0 | 0 | 0 | 0 | 0 | 0 | 0 | 0 | 0 | 0 | 0 | 0 | 0 | 0 | 0
|  | 2032 | 2520.9368 | [12 empty] | 3753.3907 | 3538.1715 | 3325.1861 | 3169.3844 | 3035.0267 | 2916.7519 | 2830.6429 | 2760.6169 | 2690.5909 | 2620.5649 | 2550.5389 | 2480.5129 | 2410.4869 | 2340.4609 | 2270.4349 | 1764.8955 | 2200.4089 | 2130.3829 | 2060.3568 | 1990.3308 | 1920.3048 | 1850.2788 | 1780.2528 | 1710.2268 | 1640.2008 | 1570.1748 | 1500.1488 | 1430.1228 | 1360.0968 | 1290.0708 | 1220.0447 | 0 | 0 | 0 | 0 | 0 | 0 | 0 | 0 | 0 | 0 | 0 | 0 | 0 | 0 | 0 | 0 | 0 | 0
|  | 2033 | 2452.1578 | [13 empty] | 3650.9866 | 3441.6393 | 3234.4648 | 3082.9138 | 2952.2218 | 2837.1739 | 2753.4142 | 2685.2988 | 2617.1833 | 2549.0678 | 2480.9523 | 2412.8368 | 2344.7214 | 2276.6059 | 1758.1061 | 2208.4904 | 2140.3749 | 2072.2594 | 2004.1439 | 1936.0285 | 1867.913 | 1799.7975 | 1731.682 | 1663.5665 | 1595.451 | 1527.3356 | 1459.2201 | 1391.1046 | 1322.9891 | 1254.8736 | 1186.7582 | 0 | 0 | 0 | 0 | 0 | 0 | 0 | 0 | 0 | 0 | 0 | 0 | 0 | 0 | 0 | 0 | 0
|  | 2034 | 2385.2554 | [14 empty] | 3551.3764 | 3347.7407 | 3146.2186 | 2998.8024 | 2871.676 | 2759.767 | 2678.2926 | 2612.0355 | 2545.7784 | 2479.5213 | 2413.2643 | 2347.0072 | 2280.7501 | 1750.8178 | 2214.493 | 2148.2359 | 2081.9789 | 2015.7218 | 1949.4647 | 1883.2076 | 1816.9505 | 1750.6935 | 1684.4364 | 1618.1793 | 1551.9222 | 1485.6651 | 1419.408 | 1353.151 | 1286.8939 | 1220.6368 | 1154.3797 | 0 | 0 | 0 | 0 | 0 | 0 | 0 | 0 | 0 | 0 | 0 | 0 | 0 | 0 | 0 | 0
|  | 2035 | 2320.1782 | [15 empty] | 3454.4839 | 3256.404 | 3060.38 | 2916.9858 | 2793.3278 | 2684.472 | 2605.2205 | 2540.7711 | 2476.3217 | 2411.8723 | 2347.423 | 2282.9736 | 1743.0482 | 2218.5242 | 2154.0748 | 2089.6254 | 2025.176 | 1960.7267 | 1896.2773 | 1831.8279 | 1767.3785 | 1702.9291 | 1638.4797 | 1574.0304 | 1509.581 | 1445.1316 | 1380.6822 | 1316.2328 | 1251.7834 | 1187.3341 | 1122.8847 | 0 | 0 | 0 | 0 | 0 | 0 | 0 | 0 | 0 | 0 | 0 | 0 | 0 | 0 | 0
|  | 2036 | 2256.8766 | [16 empty] | 3360.2349 | 3167.5592 | 2976.8834 | 2837.4014 | 2717.1172 | 2611.2313 | 2534.142 | 2471.451 | 2408.76 | 2346.069 | 2283.378 | 1734.8148 | 2220.687 | 2157.996 | 2095.305 | 2032.614 | 1969.923 | 1907.232 | 1844.541 | 1781.85 | 1719.159 | 1656.4679 | 1593.7769 | 1531.0859 | 1468.3949 | 1405.7039 | 1343.0129 | 1280.3219 | 1217.6309 | 1154.9399 | 1092.2489 | 0 | 0 | 0 | 0 | 0 | 0 | 0 | 0 | 0 | 0 | 0 | 0 | 0 | 0
|  | 2037 | 2195.302 | [17 empty] | 3268.5573 | 3081.1384 | 2895.6648 | 2759.9883 | 2642.9859 | 2539.9889 | 2465.0028 | 2404.0222 | 2343.0416 | 2282.061 | 1726.1348 | 2221.0804 | 2160.0998 | 2099.1192 | 2038.1386 | 1977.158 | 1916.1774 | 1855.1968 | 1794.2162 | 1733.2356 | 1672.255 | 1611.2744 | 1550.2938 | 1489.3132 | 1428.3326 | 1367.352 | 1306.3714 | 1245.3908 | 1184.4102 | 1123.4296 | 1062.449 | 0 | 0 | 0 | 0 | 0 | 0 | 0 | 0 | 0 | 0 | 0 | 0 | 0
|  | 2038 | 2135.4074 | [18 empty] | 3179.3809 | 2997.0754 | 2816.6621 | 2684.6873 | 2570.877 | 2470.6901 | 2397.7499 | 2338.433 | 2279.1162 | 1717.0249 | 2219.7993 | 2160.4824 | 2101.1656 | 2041.8487 | 1982.5319 | 1923.215 | 1863.8981 | 1804.5813 | 1745.2644 | 1685.9476 | 1626.6307 | 1567.3138 | 1507.997 | 1448.6801 | 1389.3633 | 1330.0464 | 1270.7295 | 1211.4127 | 1152.0958 | 1092.7789 | 1033.4621 | 0 | 0 | 0 | 0 | 0 | 0 | 0 | 0 | 0 | 0 | 0 | 0
|  | 2039 | 2077.1469 | [19 empty] | 3092.6376 | 2915.306 | 2739.8148 | 2611.4407 | 2500.7356 | 2403.282 | 2332.3319 | 2274.6333 | 1707.5019 | 2216.9348 | 2159.2363 | 2101.5378 | 2043.8393 | 1986.1408 | 1928.4423 | 1870.7437 | 1813.0452 | 1755.3467 | 1697.6482 | 1639.9497 | 1582.2512 | 1524.5527 | 1466.8542 | 1409.1556 | 1351.4571 | 1293.7586 | 1236.0601 | 1178.3616 | 1120.6631 | 1062.9646 | 1005.266 | 0 | 0 | 0 | 0 | 0 | 0 | 0 | 0 | 0 | 0 | 0
|  | 2040 | 2020.4759 | [20 empty] | 3008.2609 | 2835.7674 | 2665.0642 | 2540.1926 | 2432.5078 | 2337.7131 | 2268.6986 | 1697.5821 | 2212.5743 | 2156.45 | 2100.3257 | 2044.2014 | 1988.077 | 1931.9527 | 1875.8284 | 1819.7041 | 1763.5798 | 1707.4554 | 1651.3311 | 1595.2068 | 1539.0825 | 1482.9582 | 1426.8338 | 1370.7095 | 1314.5852 | 1258.4609 | 1202.3366 | 1146.2122 | 1090.0879 | 1033.9636 | 977.8393 | 0 | 0 | 0 | 0 | 0 | 0 | 0 | 0 | 0 | 0
|  | 2041 | 1965.3511 | [21 empty] | 2926.1862 | 2758.3989 | 2592.353 | 2470.8883 | 2366.1414 | 2273.933 | 1687.2816 | 2206.8015 | 2152.2084 | 2097.6154 | 2043.0223 | 1988.4292 | 1933.8361 | 1879.2431 | 1824.65 | 1770.0569 | 1715.4638 | 1660.8708 | 1606.2777 | 1551.6846 | 1497.0915 | 1442.4985 | 1387.9054 | 1333.3123 | 1278.7192 | 1224.1262 | 1169.5331 | 1114.94 | 1060.3469 | 1005.7539 | 951.1608 | 0 | 0 | 0 | 0 | 0 | 0 | 0 | 0 | 0
|  | 2042 | 1911.7302 | [22 empty] | 2846.3508 | 2683.1412 | 2521.6256 | 2403.4748 | 2301.5858 | 1677.3888 | 2211.8931 | 2146.5931 | 2093.4895 | 2040.3859 | 1987.2823 | 1934.1787 | 1881.0751 | 1827.9715 | 1774.8679 | 1721.7643 | 1668.6607 | 1615.5571 | 1562.4535 | 1509.3499 | 1456.2463 | 1403.1427 | 1350.039 | 1296.9354 | 1243.8318 | 1190.7282 | 1137.6246 | 1084.521 | 1031.4174 | 978.3138 | 925.2102 | 0 | 0 | 0 | 0 | 0 | 0 | 0 | 0
|  | 2043 | 1859.5723 | [23 empty] | 2768.6936 | 2609.9368 | 2452.8279 | 2337.9006 | 1669.2472 | 2238.7914 | 2151.5458 | 2088.0275 | 2036.3727 | 1984.7179 | 1933.0631 | 1881.4083 | 1829.7536 | 1778.0988 | 1726.444 | 1674.7892 | 1623.1345 | 1571.4797 | 1519.8249 | 1468.1701 | 1416.5154 | 1364.8606 | 1313.2058 | 1261.551 | 1209.8963 | 1158.2415 | 1106.5867 | 1054.9319 | 1003.2771 | 951.6224 | 899.9676 | 0 | 0 | 0 | 0 | 0 | 0 | 0
|  | 2044 | 1808.8374 | [24 empty] | 2693.155 | 2538.7297 | 2385.9071 | 1663.1885 | 2274.1154 | 2177.7102 | 2092.845 | 2031.0596 | 1980.8141 | 1930.5687 | 1880.3232 | 1830.0777 | 1779.8322 | 1729.5868 | 1679.3413 | 1629.0958 | 1578.8503 | 1528.6049 | 1478.3594 | 1428.1139 | 1377.8684 | 1327.623 | 1277.3775 | 1227.132 | 1176.8865 | 1126.6411 | 1076.3956 | 1026.1501 | 975.9046 | 925.6592 | 875.4137 | 0 | 0 | 0 | 0 | 0 | 0
|  | 2045 | 1759.4867 | [25 empty] | 2619.6774 | 2469.4653 | 1659.6723 | 2320.8122 | 2212.0705 | 2118.2956 | 2035.7457 | 1975.646 | 1926.7714 | 1877.8968 | 1829.0222 | 1780.1475 | 1731.2729 | 1682.3983 | 1633.5237 | 1584.649 | 1535.7744 | 1486.8998 | 1438.0252 | 1389.1505 | 1340.2759 | 1291.4013 | 1242.5267 | 1193.6521 | 1144.7774 | 1095.9028 | 1047.0282 | 998.1536 | 949.2789 | 900.4043 | 851.5297 | 0 | 0 | 0 | 0 | 0
|  | 2046 | 1711.4825 | [26 empty] | 2548.2045 | 1660.4517 | 2402.0907 | 2257.4933 | 2151.7184 | 2060.5019 | 1980.2043 | 1921.7443 | 1874.2031 | 1826.6619 | 1779.1208 | 1731.5796 | 1684.0384 | 1636.4973 | 1588.9561 | 1541.4149 | 1493.8737 | 1446.3326 | 1398.7914 | 1351.2502 | 1303.7091 | 1256.1679 | 1208.6267 | 1161.0855 | 1113.5444 | 1066.0032 | 1018.462 | 970.9209 | 923.3797 | 875.8385 | 828.2973 | 0 | 0 | 0 | 0
|  | 2047 | 1664.788 | [27 empty] | 1664.788 | 2478.6816 | 2336.5542 | 2195.9019 | 2093.0129 | 2004.2851 | 1926.1782 | 1869.3132 | 1823.0691 | 1776.825 | 1730.5809 | 1684.3368 | 1638.0927 | 1591.8486 | 1545.6044 | 1499.3603 | 1453.1162 | 1406.8721 | 1360.628 | 1314.3839 | 1268.1398 | 1221.8957 | 1175.6516 | 1129.4075 | 1083.1634 | 1036.9193 | 990.6752 | 944.4311 | 898.187 | 851.9429 | 805.6988 | 0 | 0 | 0
|  | 2048 | 1619.3674 | [27 empty] | 1619.3674 |  | 2411.0555 | 2272.8058 | 2135.9909 | 2035.909 | 1949.602 | 1873.6261 | 1818.3125 | 1773.3301 | 1728.3477 | 1683.3653 | 1638.3828 | 1593.4004 | 1548.418 | 1503.4356 | 1458.4532 | 1413.4707 | 1368.4883 | 1323.5059 | 1278.5235 | 1233.5411 | 1188.5586 | 1143.5762 | 1098.5938 | 1053.6114 | 1008.629 | 963.6465 | 918.6641 | 873.6817 | 828.6993 | 783.7169 | 0 | 0
|  | 2049 | 1575.186 | [27 empty] | 1575.186 |  |  | 2345.2745 | 2210.7966 | 2077.7145 | 1980.3631 | 1896.4108 | 1822.5078 | 1768.7033 | 1724.9482 | 1681.193 | 1637.4378 | 1593.6827 | 1549.9275 | 1506.1724 | 1462.4172 | 1418.662 | 1374.9069 | 1331.1517 | 1287.3966 | 1243.6414 | 1199.8862 | 1156.1311 | 1112.3759 | 1068.6208 | 1024.8656 | 981.1105 | 937.3553 | 893.6001 | 849.845 | 806.0898 | 762.3347 | 0
|  | 2050 | 1532.2101 | [27 empty] | 1532.2101 |  |  |  | 2281.2881 | 2150.4792 | 2021.028 | 1926.3327 | 1844.6708 | 1772.7841 | 1720.4476 | 1677.8862 | 1635.3249 | 1592.7635 | 1550.2021 | 1507.6407 | 1465.0793 | 1422.5179 | 1379.9566 | 1337.3952 | 1294.8338 | 1252.2724 | 1209.711 | 1167.1496 | 1124.5883 | 1082.0269 | 1039.4655 | 996.9041 | 954.3427 | 911.7813 | 869.22 | 826.6586 | 784.0972 | 741.5358
One Time Incentive Cost Adder
2012 $/MW-wk
| Incentive Cost = | 2525.3741
|  |  | Levelized Cost | 2020 | 2021 | 2022 | 2023 | 2024 | 2025 | 2026 | 2027 | 2028 | 2029 | 2030 | 2031 | 2032 | 2033 | 2034 | 2035 | 2036 | 2037 | 2038 | 2039 | 2040 | 2041 | 2042 | 2043 | 2044 | 2045 | 2046 | Levelized | 2047 | 2048 | 2049 | 2050 | 2051 | 2052 | 2053 | 2054 | 2055 | 2056 | 2057 | 2058 | 2059 | 2060 | 2061 | 2062 | 2063 | 2064 | 2065 | 2066 | 2067 | 2068 | 2069 | 2070 | 2071 | 2072 | 2073 | 2074 | 2075 | 2076 | 2077 | 2078 | 2079
|  | 2020 | 4056.1649 | 8564.5464 | 5692.8866 | 5350.1949 | 5099.5114 | 4883.331 | 4693.0278 | 4554.4793 | 4441.8081 | 4329.1369 | 4216.4656 | 6064.3171 | 3991.1232 | 3878.452 | 3765.7807 | 3653.1095 | 3540.4383 | 3427.7671 | 3315.0958 | 3202.4246 | 3089.7534 | 4499.094 | 2864.4109 | 2751.7397 | 2639.0685 | 2526.3973 | 2413.726 | 2301.0548 | 2078.8738 | 2188.3836 | 2075.7124 | 1963.0411 | 1181.5829 | 0 | 0 | 0 | 0 | 0 | 0 | 0 | 0 | 0 | 917.2978 | 0 | 0 | 0 | 0 | 0 | 0 | 0 | 0 | 0 | 712.1254 | 0 | 0 | 0 | 0 | 0 | 0 | 0 | 0 | 0
|  | 2021 | 4056.1649 | 0 | 8564.5464 | 5692.8866 | 5350.1949 | 5099.5114 | 4883.331 | 4693.0278 | 4554.4793 | 4441.8081 | 4329.1369 | 4216.4656 | 6064.3171 | 3991.1232 | 3878.452 | 3765.7807 | 3653.1095 | 3540.4383 | 3427.7671 | 3315.0958 | 3202.4246 | 3089.7534 | 4499.094 | 2864.4109 | 2751.7397 | 2639.0685 | 2526.3973 | 2413.726 | 2137.9745 | 2301.0548 | 2188.3836 | 2075.7124 | 1963.0411 | 1181.5829 | 0 | 0 | 0 | 0 | 0 | 0 | 0 | 0 | 0 | 917.2978 | 0 | 0 | 0 | 0 | 0 | 0 | 0 | 0 | 0 | 712.1254 | 0 | 0 | 0 | 0 | 0 | 0 | 0 | 0
|  | 2022 | 4056.1649 | 0 | 0 | 8564.5464 | 5692.8866 | 5350.1949 | 5099.5114 | 4883.331 | 4693.0278 | 4554.4793 | 4441.8081 | 4329.1369 | 4216.4656 | 6064.3171 | 3991.1232 | 3878.452 | 3765.7807 | 3653.1095 | 3540.4383 | 3427.7671 | 3315.0958 | 3202.4246 | 3089.7534 | 4499.094 | 2864.4109 | 2751.7397 | 2639.0685 | 2526.3973 | 2197.8635 | 2413.726 | 2301.0548 | 2188.3836 | 2075.7124 | 1963.0411 | 1181.5829 | 0 | 0 | 0 | 0 | 0 | 0 | 0 | 0 | 0 | 917.2978 | 0 | 0 | 0 | 0 | 0 | 0 | 0 | 0 | 0 | 712.1254 | 0 | 0 | 0 | 0 | 0 | 0 | 0
|  | 2023 | 3677.8733 | 0 | 0 | 0 | 8001.3128 | 5161.9488 | 4851.2177 | 4623.9138 | 4427.8951 | 4255.3403 | 4129.7132 | 4027.5501 | 3925.387 | 3823.2239 | 5681.5834 | 3618.8976 | 3516.7345 | 3414.5714 | 3312.4082 | 3210.2451 | 3108.082 | 3005.9188 | 2903.7557 | 2801.5926 | 4221.4413 | 2597.2663 | 2495.1032 | 2392.9401 | 2047.9006 | 2290.777 | 2188.6138 | 2086.4507 | 1984.2876 | 1882.1244 | 1779.9613 | 1181.5829 | 0 | 0 | 0 | 0 | 0 | 0 | 0 | 0 | 0 | 917.2978 | 0 | 0 | 0 | 0 | 0 | 0 | 0 | 0 | 0 | 712.1254 | 0 | 0 | 0 | 0 | 0 | 0
|  | 2024 | 3319.1684 | 0 | 0 | 0 | 0 | 7467.2416 | 4658.5012 | 4378.0759 | 4172.9411 | 3996.0402 | 3840.3147 | 3726.9401 | 3634.741 | 3542.5419 | 3450.3428 | 5318.6664 | 3265.9446 | 3173.7455 | 3081.5464 | 2989.3473 | 2897.1482 | 2804.9491 | 2712.75 | 2620.5509 | 2528.3518 | 3958.1645 | 2343.9536 | 2251.7545 | 1898.4619 | 2159.5554 | 2067.3563 | 1975.1572 | 1882.9581 | 1790.759 | 1698.5599 | 1606.3608 | 1181.5829 | 0 | 0 | 0 | 0 | 0 | 0 | 0 | 0 | 0 | 917.2978 | 0 | 0 | 0 | 0 | 0 | 0 | 0 | 0 | 0 | 712.1254 | 0 | 0 | 0 | 0 | 0
|  | 2025 | 3089.505 | 0 | 0 | 0 | 0 | 0 | 7125.2988 | 4336.1653 | 4075.1435 | 3884.2026 | 3719.542 | 3574.5916 | 3469.0618 | 3383.2422 | 3297.4227 | 3211.6031 | 5086.3062 | 3039.964 | 2954.1444 | 2868.3248 | 2782.5053 | 2696.6857 | 2610.8661 | 2525.0466 | 2439.227 | 2353.4074 | 3789.5997 | 2181.7683 | 1814.5127 | 2095.9487 | 2010.1292 | 1924.3096 | 1838.49 | 1752.6705 | 1666.8509 | 1581.0313 | 1495.2118 | 1181.5829 | 0 | 0 | 0 | 0 | 0 | 0 | 0 | 0 | 0 | 917.2978 | 0 | 0 | 0 | 0 | 0 | 0 | 0 | 0 | 0 | 712.1254 | 0 | 0 | 0 | 0
|  | 2026 | 3010.3459 | 0 | 0 | 0 | 0 | 0 | 0 | 7007.4398 | 4225.0643 | 3970.7304 | 3784.6817 | 3624.2401 | 3483.0036 | 3380.1777 | 3296.557 | 3212.9363 | 3129.3156 | 5006.2176 | 2962.0742 | 2878.4535 | 2794.8328 | 2711.2121 | 2627.5914 | 2543.9707 | 2460.35 | 2376.7293 | 2293.1086 | 3731.4997 | 1814.7979 | 2125.8672 | 2042.2464 | 1958.6257 | 1875.005 | 1791.3843 | 1707.7636 | 1624.1429 | 1540.5222 | 1456.9015 | 1181.5829 | 0 | 0 | 0 | 0 | 0 | 0 | 0 | 0 | 0 | 917.2978 | 0 | 0 | 0 | 0 | 0 | 0 | 0 | 0 | 0 | 712.1254 | 0 | 0 | 0
|  | 2027 | 2932.2951 | 0 | 0 | 0 | 0 | 0 | 0 | 0 | 6891.231 | 4115.519 | 3867.7793 | 3686.5544 | 3530.2726 | 3392.6981 | 3292.5382 | 3211.0855 | 3129.6329 | 3048.1803 | 4927.2503 | 2885.275 | 2803.8224 | 2722.3698 | 2640.9171 | 2559.4645 | 2478.0119 | 2396.5593 | 2315.1066 | 2233.654 | 1996.4827 | 3674.2132 | 2070.7488 | 1989.2961 | 1907.8435 | 1826.3909 | 1744.9382 | 1663.4856 | 1582.033 | 1500.5804 | 1419.1277 | 1181.5829 | 0 | 0 | 0 | 0 | 0 | 0 | 0 | 0 | 0 | 917.2978 | 0 | 0 | 0 | 0 | 0 | 0 | 0 | 0 | 0 | 712.1254 | 0 | 0
|  | 2028 | 2855.3528 | 0 | 0 | 0 | 0 | 0 | 0 | 0 | 0 | 6776.6726 | 4007.5294 | 3766.2903 | 3589.8207 | 3437.6396 | 3303.675 | 3206.1432 | 3126.8279 | 3047.5126 | 2968.1972 | 4849.4046 | 2809.5665 | 2730.2512 | 2650.9358 | 2571.6205 | 2492.3052 | 2412.9898 | 2333.6745 | 2254.3591 | 1974.0408 | 2175.0438 | 3617.7403 | 2016.4131 | 1937.0978 | 1857.7824 | 1778.4671 | 1699.1517 | 1619.8364 | 1540.521 | 1461.2057 | 1381.8904 | 1181.5829 | 0 | 0 | 0 | 0 | 0 | 0 | 0 | 0 | 0 | 917.2978 | 0 | 0 | 0 | 0 | 0 | 0 | 0 | 0 | 0 | 712.1254 | 0
|  | 2029 | 2779.519 | 0 | 0 | 0 | 0 | 0 | 0 | 0 | 0 | 0 | 6663.7645 | 3901.0954 | 3666.2633 | 3494.4804 | 3346.3411 | 3215.9344 | 3120.9929 | 3043.7841 | 2966.5752 | 2889.3664 | 4772.6802 | 2734.9487 | 2657.7398 | 2580.531 | 2503.3221 | 2426.1133 | 2348.9044 | 2271.6956 | 1953.8396 | 2194.4867 | 2117.2779 | 3562.0809 | 1962.8602 | 1885.6514 | 1808.4425 | 1731.2337 | 1654.0248 | 1576.816 | 1499.6071 | 1422.3983 | 1345.1894 | 1181.5829 | 0 | 0 | 0 | 0 | 0 | 0 | 0 | 0 | 0 | 917.2978 | 0 | 0 | 0 | 0 | 0 | 0 | 0 | 0 | 0 | 712.1254
|  | 2030 | 2664.3362 | 0 | 0 | 0 | 0 | 0 | 0 | 0 | 0 | 0 | 0 | 6492.2704 | 3739.4347 | 3514.334 | 3349.6698 | 3207.6693 | 3082.6666 | 2991.6595 | 2917.6502 | 2843.6408 | 2769.6315 | 4656.1449 | 2621.6129 | 2547.6035 | 2473.5942 | 2399.5849 | 2325.5756 | 2251.5662 | 1908.1114 | 2177.5569 | 2103.5476 | 2029.5383 | 3477.5408 | 1881.5196 | 1807.5103 | 1733.501 | 1659.4916 | 1585.4823 | 1511.473 | 1437.4637 | 1363.4543 | 1289.445 | 1181.5829 | 0 | 0 | 0 | 0 | 0 | 0 | 0 | 0 | 0 | 917.2978 | 0 | 0 | 0 | 0 | 0 | 0 | 0 | 0 | 0
|  | 2031 | 2591.6449 | 0 | 0 | 0 | 0 | 0 | 0 | 0 | 0 | 0 | 0 | 0 | 6384.0412 | 3637.4114 | 3418.4521 | 3258.2804 | 3120.1542 | 2998.5619 | 2910.0378 | 2838.0476 | 2766.0575 | 2694.0674 | 4582.6 | 2550.0872 | 2478.097 | 2406.1069 | 2334.1168 | 2262.1267 | 1890.2277 | 2190.1366 | 2118.1464 | 2046.1563 | 1974.1662 | 3424.1879 | 1830.1859 | 1758.1958 | 1686.2057 | 1614.2156 | 1542.2255 | 1470.2353 | 1398.2452 | 1326.2551 | 1254.265 | 1181.5829 | 0 | 0 | 0 | 0 | 0 | 0 | 0 | 0 | 0 | 917.2978 | 0 | 0 | 0 | 0 | 0 | 0 | 0 | 0
|  | 2032 | 2520.9368 | 0 | 0 | 0 | 0 | 0 | 0 | 0 | 0 | 0 | 0 | 0 | 0 | 6278.7648 | 3538.1715 | 3325.1861 | 3169.3844 | 3035.0267 | 2916.7519 | 2830.6429 | 2760.6169 | 2690.5909 | 2620.5649 | 4511.0616 | 2480.5129 | 2410.4869 | 2340.4609 | 2270.4349 | 1873.4716 | 2200.4089 | 2130.3829 | 2060.3568 | 1990.3308 | 1920.3048 | 3372.2907 | 1780.2528 | 1710.2268 | 1640.2008 | 1570.1748 | 1500.1488 | 1430.1228 | 1360.0968 | 1290.0708 | 1220.0447 | 1181.5829 | 0 | 0 | 0 | 0 | 0 | 0 | 0 | 0 | 0 | 917.2978 | 0 | 0 | 0 | 0 | 0 | 0 | 0
|  | 2033 | 2452.1578 | 0 | 0 | 0 | 0 | 0 | 0 | 0 | 0 | 0 | 0 | 0 | 0 | 0 | 6176.3607 | 3441.6393 | 3234.4648 | 3082.9138 | 2952.2218 | 2837.1739 | 2753.4142 | 2685.2988 | 2617.1833 | 2549.0678 | 4441.475 | 2412.8368 | 2344.7214 | 2276.6059 | 1857.5495 | 2208.4904 | 2140.3749 | 2072.2594 | 2004.1439 | 1936.0285 | 1867.913 | 3321.8093 | 1731.682 | 1663.5665 | 1595.451 | 1527.3356 | 1459.2201 | 1391.1046 | 1322.9891 | 1254.8736 | 1186.7582 | 1181.5829 | 0 | 0 | 0 | 0 | 0 | 0 | 0 | 0 | 0 | 917.2978 | 0 | 0 | 0 | 0 | 0 | 0
|  | 2034 | 2385.2554 | 0 | 0 | 0 | 0 | 0 | 0 | 0 | 0 | 0 | 0 | 0 | 0 | 0 | 0 | 6076.7505 | 3347.7407 | 3146.2186 | 2998.8024 | 2871.676 | 2759.767 | 2678.2926 | 2612.0355 | 2545.7784 | 2479.5213 | 4373.787 | 2347.0072 | 2280.7501 | 1842.2407 | 2214.493 | 2148.2359 | 2081.9789 | 2015.7218 | 1949.4647 | 1883.2076 | 1816.9505 | 3272.7053 | 1684.4364 | 1618.1793 | 1551.9222 | 1485.6651 | 1419.408 | 1353.151 | 1286.8939 | 1220.6368 | 1154.3797 | 1181.5829 | 0 | 0 | 0 | 0 | 0 | 0 | 0 | 0 | 0 | 917.2978 | 0 | 0 | 0 | 0 | 0
|  | 2035 | 2320.1782 | 0 | 0 | 0 | 0 | 0 | 0 | 0 | 0 | 0 | 0 | 0 | 0 | 0 | 0 | 0 | 5979.8579 | 3256.404 | 3060.38 | 2916.9858 | 2793.3278 | 2684.472 | 2605.2205 | 2540.7711 | 2476.3217 | 2411.8723 | 4307.9456 | 2282.9736 | 1827.3772 | 2218.5242 | 2154.0748 | 2089.6254 | 2025.176 | 1960.7267 | 1896.2773 | 1831.8279 | 1767.3785 | 3224.941 | 1638.4797 | 1574.0304 | 1509.581 | 1445.1316 | 1380.6822 | 1316.2328 | 1251.7834 | 1187.3341 | 1122.8847 | 1181.5829 | 0 | 0 | 0 | 0 | 0 | 0 | 0 | 0 | 0 | 917.2978 | 0 | 0 | 0 | 0
|  | 2036 | 2256.8766 | 0 | 0 | 0 | 0 | 0 | 0 | 0 | 0 | 0 | 0 | 0 | 0 | 0 | 0 | 0 | 0 | 5885.6089 | 3167.5592 | 2976.8834 | 2837.4014 | 2717.1172 | 2611.2313 | 2534.142 | 2471.451 | 2408.76 | 2346.069 | 4243.9007 | 1812.8299 | 2220.687 | 2157.996 | 2095.305 | 2032.614 | 1969.923 | 1907.232 | 1844.541 | 1781.85 | 1719.159 | 3178.4798 | 1593.7769 | 1531.0859 | 1468.3949 | 1405.7039 | 1343.0129 | 1280.3219 | 1217.6309 | 1154.9399 | 1092.2489 | 1181.5829 | 0 | 0 | 0 | 0 | 0 | 0 | 0 | 0 | 0 | 917.2978 | 0 | 0 | 0
|  | 2037 | 2195.302 | 0 | 0 | 0 | 0 | 0 | 0 | 0 | 0 | 0 | 0 | 0 | 0 | 0 | 0 | 0 | 0 | 0 | 5793.9313 | 3081.1384 | 2895.6648 | 2759.9883 | 2642.9859 | 2539.9889 | 2465.0028 | 2404.0222 | 2343.0416 | 2282.061 | 1940.5092 | 4181.6031 | 2160.0998 | 2099.1192 | 2038.1386 | 1977.158 | 1916.1774 | 1855.1968 | 1794.2162 | 1733.2356 | 1672.255 | 3133.2862 | 1550.2938 | 1489.3132 | 1428.3326 | 1367.352 | 1306.3714 | 1245.3908 | 1184.4102 | 1123.4296 | 1062.449 | 1181.5829 | 0 | 0 | 0 | 0 | 0 | 0 | 0 | 0 | 0 | 917.2978 | 0 | 0
|  | 2038 | 2135.4074 | 0 | 0 | 0 | 0 | 0 | 0 | 0 | 0 | 0 | 0 | 0 | 0 | 0 | 0 | 0 | 0 | 0 | 0 | 5704.755 | 2997.0754 | 2816.6621 | 2684.6873 | 2570.877 | 2470.6901 | 2397.7499 | 2338.433 | 2279.1162 | 1916.3411 | 2219.7993 | 4121.0051 | 2101.1656 | 2041.8487 | 1982.5319 | 1923.215 | 1863.8981 | 1804.5813 | 1745.2644 | 1685.9476 | 1626.6307 | 3089.3257 | 1507.997 | 1448.6801 | 1389.3633 | 1330.0464 | 1270.7295 | 1211.4127 | 1152.0958 | 1092.7789 | 1033.4621 | 1181.5829 | 0 | 0 | 0 | 0 | 0 | 0 | 0 | 0 | 0 | 917.2978 | 0
|  | 2039 | 2077.1469 | 0 | 0 | 0 | 0 | 0 | 0 | 0 | 0 | 0 | 0 | 0 | 0 | 0 | 0 | 0 | 0 | 0 | 0 | 0 | 5618.0117 | 2915.306 | 2739.8148 | 2611.4407 | 2500.7356 | 2403.282 | 2332.3319 | 2274.6333 | 1893.2123 | 2216.9348 | 2159.2363 | 4062.0605 | 2043.8393 | 1986.1408 | 1928.4423 | 1870.7437 | 1813.0452 | 1755.3467 | 1697.6482 | 1639.9497 | 1582.2512 | 3046.5645 | 1466.8542 | 1409.1556 | 1351.4571 | 1293.7586 | 1236.0601 | 1178.3616 | 1120.6631 | 1062.9646 | 1005.266 | 1181.5829 | 0 | 0 | 0 | 0 | 0 | 0 | 0 | 0 | 0 | 917.2978
|  | 2040 | 2020.4759 | 0 | 0 | 0 | 0 | 0 | 0 | 0 | 0 | 0 | 0 | 0 | 0 | 0 | 0 | 0 | 0 | 0 | 0 | 0 | 0 | 5533.6349 | 2835.7674 | 2665.0642 | 2540.1926 | 2432.5078 | 2337.7131 | 2268.6986 | 1870.9492 | 2212.5743 | 2156.45 | 2100.3257 | 4004.724 | 1988.077 | 1931.9527 | 1875.8284 | 1819.7041 | 1763.5798 | 1707.4554 | 1651.3311 | 1595.2068 | 1539.0825 | 3004.97 | 1426.8338 | 1370.7095 | 1314.5852 | 1258.4609 | 1202.3366 | 1146.2122 | 1090.0879 | 1033.9636 | 977.8393 | 1181.5829 | 0 | 0 | 0 | 0 | 0 | 0 | 0 | 0 | 0
|  | 2041 | 1965.3511 | 0 | 0 | 0 | 0 | 0 | 0 | 0 | 0 | 0 | 0 | 0 | 0 | 0 | 0 | 0 | 0 | 0 | 0 | 0 | 0 | 0 | 5451.5603 | 2758.3989 | 2592.353 | 2470.8883 | 2366.1414 | 2273.933 | 1849.4095 | 2206.8015 | 2152.2084 | 2097.6154 | 2043.0223 | 3948.9519 | 1933.8361 | 1879.2431 | 1824.65 | 1770.0569 | 1715.4638 | 1660.8708 | 1606.2777 | 1551.6846 | 1497.0915 | 2964.5103 | 1387.9054 | 1333.3123 | 1278.7192 | 1224.1262 | 1169.5331 | 1114.94 | 1060.3469 | 1005.7539 | 951.1608 | 1181.5829 | 0 | 0 | 0 | 0 | 0 | 0 | 0 | 0
|  | 2042 | 1911.7302 | 0 | 0 | 0 | 0 | 0 | 0 | 0 | 0 | 0 | 0 | 0 | 0 | 0 | 0 | 0 | 0 | 0 | 0 | 0 | 0 | 0 | 0 | 5371.7249 | 2683.1412 | 2521.6256 | 2403.4748 | 2301.5858 | 1829.2484 | 2211.8931 | 2146.5931 | 2093.4895 | 2040.3859 | 1987.2823 | 3894.7014 | 1881.0751 | 1827.9715 | 1774.8679 | 1721.7643 | 1668.6607 | 1615.5571 | 1562.4535 | 1509.3499 | 1456.2463 | 2925.1545 | 1350.039 | 1296.9354 | 1243.8318 | 1190.7282 | 1137.6246 | 1084.521 | 1031.4174 | 978.3138 | 925.2102 | 1181.5829 | 0 | 0 | 0 | 0 | 0 | 0 | 0
|  | 2043 | 1859.5723 | 0 | 0 | 0 | 0 | 0 | 0 | 0 | 0 | 0 | 0 | 0 | 0 | 0 | 0 | 0 | 0 | 0 | 0 | 0 | 0 | 0 | 0 | 0 | 5294.0676 | 2609.9368 | 2452.8279 | 2337.9006 | 1811.6969 | 2238.7914 | 2151.5458 | 2088.0275 | 2036.3727 | 1984.7179 | 1933.0631 | 3841.931 | 1829.7536 | 1778.0988 | 1726.444 | 1674.7892 | 1623.1345 | 1571.4797 | 1519.8249 | 1468.1701 | 1416.5154 | 2886.8724 | 1313.2058 | 1261.551 | 1209.8963 | 1158.2415 | 1106.5867 | 1054.9319 | 1003.2771 | 951.6224 | 899.9676 | 1181.5829 | 0 | 0 | 0 | 0 | 0 | 0
|  | 2044 | 1808.8374 | 0 | 0 | 0 | 0 | 0 | 0 | 0 | 0 | 0 | 0 | 0 | 0 | 0 | 0 | 0 | 0 | 0 | 0 | 0 | 0 | 0 | 0 | 0 | 0 | 5218.5291 | 2538.7297 | 2385.9071 | 1796.9908 | 2274.1154 | 2177.7102 | 2092.845 | 2031.0596 | 1980.8141 | 1930.5687 | 1880.3232 | 3790.6004 | 1779.8322 | 1729.5868 | 1679.3413 | 1629.0958 | 1578.8503 | 1528.6049 | 1478.3594 | 1428.1139 | 1377.8684 | 2849.6348 | 1277.3775 | 1227.132 | 1176.8865 | 1126.6411 | 1076.3956 | 1026.1501 | 975.9046 | 925.6592 | 875.4137 | 1181.5829 | 0 | 0 | 0 | 0 | 0
|  | 2045 | 1759.4867 | 0 | 0 | 0 | 0 | 0 | 0 | 0 | 0 | 0 | 0 | 0 | 0 | 0 | 0 | 0 | 0 | 0 | 0 | 0 | 0 | 0 | 0 | 0 | 0 | 0 | 5145.0515 | 2469.4653 | 1785.5072 | 2320.8122 | 2212.0705 | 2118.2956 | 2035.7457 | 1975.646 | 1926.7714 | 1877.8968 | 1829.0222 | 3740.6702 | 1731.2729 | 1682.3983 | 1633.5237 | 1584.649 | 1535.7744 | 1486.8998 | 1438.0252 | 1389.1505 | 1340.2759 | 2813.4131 | 1242.5267 | 1193.6521 | 1144.7774 | 1095.9028 | 1047.0282 | 998.1536 | 949.2789 | 900.4043 | 851.5297 | 1181.5829 | 0 | 0 | 0 | 0
|  | 2046 | 1711.4825 | 0 | 0 | 0 | 0 | 0 | 0 | 0 | 0 | 0 | 0 | 0 | 0 | 0 | 0 | 0 | 0 | 0 | 0 | 0 | 0 | 0 | 0 | 0 | 0 | 0 | 0 | 5073.5786 | 1778.9284 | 2402.0907 | 2257.4933 | 2151.7184 | 2060.5019 | 1980.2043 | 1921.7443 | 1874.2031 | 1826.6619 | 1779.1208 | 3692.1023 | 1684.0384 | 1636.4973 | 1588.9561 | 1541.4149 | 1493.8737 | 1446.3326 | 1398.7914 | 1351.2502 | 1303.7091 | 2778.1797 | 1208.6267 | 1161.0855 | 1113.5444 | 1066.0032 | 1018.462 | 970.9209 | 923.3797 | 875.8385 | 828.2973 | 1181.5829 | 0 | 0 | 0
|  | 2047 | 1664.788 | 0 | 0 | 0 | 0 | 0 | 0 | 0 | 0 | 0 | 0 | 0 | 0 | 0 | 0 | 0 | 0 | 0 | 0 | 0 | 0 | 0 | 0 | 0 | 0 | 0 | 0 | 0 | 1921.6207 | 5004.0557 | 2336.5542 | 2195.9019 | 2093.0129 | 2004.2851 | 1926.1782 | 1869.3132 | 1823.0691 | 1776.825 | 1730.5809 | 3644.8594 | 1638.0927 | 1591.8486 | 1545.6044 | 1499.3603 | 1453.1162 | 1406.8721 | 1360.628 | 1314.3839 | 1268.1398 | 2743.9076 | 1175.6516 | 1129.4075 | 1083.1634 | 1036.9193 | 990.6752 | 944.4311 | 898.187 | 851.9429 | 805.6988 | 1181.5829 | 0 | 0
|  | 2048 | 1619.3674 | 0 | 0 | 0 | 0 | 0 | 0 | 0 | 0 | 0 | 0 | 0 | 0 | 0 | 0 | 0 | 0 | 0 | 0 | 0 | 0 | 0 | 0 | 0 | 0 | 0 | 0 | 0 | 1876.2001 | 0 | 4936.4296 | 2272.8058 | 2135.9909 | 2035.909 | 1949.602 | 1873.6261 | 1818.3125 | 1773.3301 | 1728.3477 | 1683.3653 | 3598.9055 | 1593.4004 | 1548.418 | 1503.4356 | 1458.4532 | 1413.4707 | 1368.4883 | 1323.5059 | 1278.5235 | 1233.5411 | 2710.5705 | 1143.5762 | 1098.5938 | 1053.6114 | 1008.629 | 963.6465 | 918.6641 | 873.6817 | 828.6993 | 783.7169 | 1181.5829 | 0
|  | 2049 | 1575.186 | 0 | 0 | 0 | 0 | 0 | 0 | 0 | 0 | 0 | 0 | 0 | 0 | 0 | 0 | 0 | 0 | 0 | 0 | 0 | 0 | 0 | 0 | 0 | 0 | 0 | 0 | 0 | 1832.0188 | 0 | 0 | 4870.6485 | 2210.7966 | 2077.7145 | 1980.3631 | 1896.4108 | 1822.5078 | 1768.7033 | 1724.9482 | 1681.193 | 1637.4378 | 3554.2054 | 1549.9275 | 1506.1724 | 1462.4172 | 1418.662 | 1374.9069 | 1331.1517 | 1287.3966 | 1243.6414 | 1199.8862 | 2678.1429 | 1112.3759 | 1068.6208 | 1024.8656 | 981.1105 | 937.3553 | 893.6001 | 849.845 | 806.0898 | 762.3347 | 1181.5829
|  | 2050 | 1532.2101 | 0 | 0 | 0 | 0 | 0 | 0 | 0 | 0 | 0 | 0 | 0 | 0 | 0 | 0 | 0 | 0 | 0 | 0 | 0 | 0 | 0 | 0 | 0 | 0 | 0 | 0 | 0 | 1789.0428 | 0 | 0 | 0 | 4806.6622 | 2150.4792 | 2021.028 | 1926.3327 | 1844.6708 | 1772.7841 | 1720.4476 | 1677.8862 | 1635.3249 | 1592.7635 | 3510.7248 | 1507.6407 | 1465.0793 | 1422.5179 | 1379.9566 | 1337.3952 | 1294.8338 | 1252.2724 | 1209.711 | 1167.1496 | 2646.6001 | 1082.0269 | 1039.4655 | 996.9041 | 954.3427 | 911.7813 | 869.22 | 826.6586 | 784.0972 | 741.5358
Replacement Cost Adder
| 2012 $/MW-wk |  |  | 2020 | 2021 | 2022 | 2023 | 2024 | 2025 | 2026 | 2027 | 2028 | 2029 | 2030 | 2031 | 2032 | 2033 | 2034 | 2035 | 2036 | 2037 | 2038 | 2039 | 2040 | 2041 | 2042 | 2043 | 2044 | 2045 | 2046 |  | 2047 | 2048 | 2049 | 2050
| Incentive Cost = |  |  | 37880.611 | 33622.9226 | 29702.9911 | 26103.1515 | 22806.4903 | 20588.6898 | 19527.8025 | 18514.0506 | 17545.5797 | 16620.6025 | 15478.6952 | 14848.5255 | 14241.1284 | 13655.7374 | 13091.6111 | 12548.0315 | 12024.3038 | 11519.7556 | 11033.7362 | 10730.7035 | 10435.889 | 10149.0722 | 9870.0384 | 9598.5784 | 9334.4889 | 9077.5717 | 8827.6341 |  | 8584.4885 | 8347.9523 | 8117.8476 | 7894.0015
|  |  | Levelized Cost | 2020 | 2021 | 2022 | 2023 | 2024 | 2025 | 2026 | 2027 | 2028 | 2029 | 2030 | 2031 | 2032 | 2033 | 2034 | 2035 | 2036 | 2037 | 2038 | 2039 | 2040 | 2041 | 2042 | 2043 | 2044 | 2045 | 2046 | Levelized | 2047 | 2048 | 2049 | 2050 | 2051 | 2052 | 2053 | 2054 | 2055 | 2056 | 2057 | 2058 | 2059 | 2060 | 2061 | 2062 | 2063 | 2064 | 2065 | 2066 | 2067 | 2068 | 2069 | 2070 | 2071 | 2072 | 2073 | 2074 | 2075 | 2076 | 2077 | 2078 | 2079
|  | 2020 | Levelized Cost | 8564.5464 | 5692.8866 | 5350.1949 | 5099.5114 | 4883.331 | 4693.0278 | 4554.4793 | 4441.8081 | 4329.1369 | 4216.4656 | 21543.0123 | 3991.1232 | 3878.452 | 3765.7807 | 3653.1095 | 3540.4383 | 3427.7671 | 3315.0958 | 3202.4246 | 3089.7534 | 14934.983 | 2864.4109 | 2751.7397 | 2639.0685 | 2526.3973 | 2413.726 | 2301.0548 | 2078.8738 | 2188.3836 | 2075.7124 | 1963.0411 | 9075.5844 | 0 | 0 | 0 | 0 | 0 | 0 | 0 | 0 | 0 | 917.2978 | 0 | 0 | 0 | 0 | 0 | 0 | 0 | 0 | 0 | 712.1254 | 0 | 0 | 0 | 0 | 0 | 0 | 0 | 0 | 0
|  | 2021 | 4056.1649 | 0 | 8564.5464 | 5692.8866 | 5350.1949 | 5099.5114 | 4883.331 | 4693.0278 | 4554.4793 | 4441.8081 | 4329.1369 | 4216.4656 | 20912.8426 | 3991.1232 | 3878.452 | 3765.7807 | 3653.1095 | 3540.4383 | 3427.7671 | 3315.0958 | 3202.4246 | 3089.7534 | 14648.1662 | 2864.4109 | 2751.7397 | 2639.0685 | 2526.3973 | 2413.726 | 2137.9745 | 2301.0548 | 2188.3836 | 2075.7124 | 1963.0411 | 1181.5829 | 0 | 0 | 0 | 0 | 0 | 0 | 0 | 0 | 0 | 917.2978 | 0 | 0 | 0 | 0 | 0 | 0 | 0 | 0 | 0 | 712.1254 | 0 | 0 | 0 | 0 | 0 | 0 | 0 | 0
|  | 2022 | 4056.1649 | 0 | 0 | 8564.5464 | 5692.8866 | 5350.1949 | 5099.5114 | 4883.331 | 4693.0278 | 4554.4793 | 4441.8081 | 4329.1369 | 4216.4656 | 20305.4455 | 3991.1232 | 3878.452 | 3765.7807 | 3653.1095 | 3540.4383 | 3427.7671 | 3315.0958 | 3202.4246 | 3089.7534 | 14369.1324 | 2864.4109 | 2751.7397 | 2639.0685 | 2526.3973 | 2197.8635 | 2413.726 | 2301.0548 | 2188.3836 | 2075.7124 | 1963.0411 | 1181.5829 | 0 | 0 | 0 | 0 | 0 | 0 | 0 | 0 | 0 | 917.2978 | 0 | 0 | 0 | 0 | 0 | 0 | 0 | 0 | 0 | 712.1254 | 0 | 0 | 0 | 0 | 0 | 0 | 0
|  | 2023 | 4056.1649 | 0 | 0 | 0 | 8001.3128 | 5161.9488 | 4851.2177 | 4623.9138 | 4427.8951 | 4255.3403 | 4129.7132 | 4027.5501 | 3925.387 | 3823.2239 | 19337.3209 | 3618.8976 | 3516.7345 | 3414.5714 | 3312.4082 | 3210.2451 | 3108.082 | 3005.9188 | 2903.7557 | 2801.5926 | 13820.0197 | 2597.2663 | 2495.1032 | 2392.9401 | 2047.9006 | 2290.777 | 2188.6138 | 2086.4507 | 1984.2876 | 1882.1244 | 1779.9613 | 1181.5829 | 0 | 0 | 0 | 0 | 0 | 0 | 0 | 0 | 0 | 917.2978 | 0 | 0 | 0 | 0 | 0 | 0 | 0 | 0 | 0 | 712.1254 | 0 | 0 | 0 | 0 | 0 | 0
|  | 2024 | 3677.8733 | 0 | 0 | 0 | 0 | 7467.2416 | 4658.5012 | 4378.0759 | 4172.9411 | 3996.0402 | 3840.3147 | 3726.9401 | 3634.741 | 3542.5419 | 3450.3428 | 18410.2775 | 3265.9446 | 3173.7455 | 3081.5464 | 2989.3473 | 2897.1482 | 2804.9491 | 2712.75 | 2620.5509 | 2528.3518 | 13292.6534 | 2343.9536 | 2251.7545 | 1898.4619 | 2159.5554 | 2067.3563 | 1975.1572 | 1882.9581 | 1790.759 | 1698.5599 | 1606.3608 | 1181.5829 | 0 | 0 | 0 | 0 | 0 | 0 | 0 | 0 | 0 | 917.2978 | 0 | 0 | 0 | 0 | 0 | 0 | 0 | 0 | 0 | 712.1254 | 0 | 0 | 0 | 0 | 0
|  | 2025 | 3319.1684 | 0 | 0 | 0 | 0 | 0 | 7125.2988 | 4336.1653 | 4075.1435 | 3884.2026 | 3719.542 | 3574.5916 | 3469.0618 | 3383.2422 | 3297.4227 | 3211.6031 | 17634.3377 | 3039.964 | 2954.1444 | 2868.3248 | 2782.5053 | 2696.6857 | 2610.8661 | 2525.0466 | 2439.227 | 2353.4074 | 12867.1714 | 2181.7683 | 1814.5127 | 2095.9487 | 2010.1292 | 1924.3096 | 1838.49 | 1752.6705 | 1666.8509 | 1581.0313 | 1495.2118 | 1181.5829 | 0 | 0 | 0 | 0 | 0 | 0 | 0 | 0 | 0 | 917.2978 | 0 | 0 | 0 | 0 | 0 | 0 | 0 | 0 | 0 | 712.1254 | 0 | 0 | 0 | 0
|  | 2026 | 3089.505 | 0 | 0 | 0 | 0 | 0 | 0 | 7007.4398 | 4225.0643 | 3970.7304 | 3784.6817 | 3624.2401 | 3483.0036 | 3380.1777 | 3296.557 | 3212.9363 | 3129.3156 | 17030.5214 | 2962.0742 | 2878.4535 | 2794.8328 | 2711.2121 | 2627.5914 | 2543.9707 | 2460.35 | 2376.7293 | 2293.1086 | 12559.1338 | 1814.7979 | 2125.8672 | 2042.2464 | 1958.6257 | 1875.005 | 1791.3843 | 1707.7636 | 1624.1429 | 1540.5222 | 1456.9015 | 1181.5829 | 0 | 0 | 0 | 0 | 0 | 0 | 0 | 0 | 0 | 917.2978 | 0 | 0 | 0 | 0 | 0 | 0 | 0 | 0 | 0 | 712.1254 | 0 | 0 | 0
|  | 2027 | 3010.3459 | 0 | 0 | 0 | 0 | 0 | 0 | 0 | 6891.231 | 4115.519 | 3867.7793 | 3686.5544 | 3530.2726 | 3392.6981 | 3292.5382 | 3211.0855 | 3129.6329 | 3048.1803 | 16447.006 | 2885.275 | 2803.8224 | 2722.3698 | 2640.9171 | 2559.4645 | 2478.0119 | 2396.5593 | 2315.1066 | 2233.654 | 3026.4494 | 12258.7018 | 2070.7488 | 1989.2961 | 1907.8435 | 1826.3909 | 1744.9382 | 1663.4856 | 1582.033 | 1500.5804 | 1419.1277 | 1181.5829 | 0 | 0 | 0 | 0 | 0 | 0 | 0 | 0 | 0 | 917.2978 | 0 | 0 | 0 | 0 | 0 | 0 | 0 | 0 | 0 | 712.1254 | 0 | 0
|  | 2028 | 2932.2951 | 0 | 0 | 0 | 0 | 0 | 0 | 0 | 0 | 6776.6726 | 4007.5294 | 3766.2903 | 3589.8207 | 3437.6396 | 3303.675 | 3206.1432 | 3126.8279 | 3047.5126 | 2968.1972 | 15883.1408 | 2809.5665 | 2730.2512 | 2650.9358 | 2571.6205 | 2492.3052 | 2412.9898 | 2333.6745 | 2254.3591 | 2864.2303 | 2175.0438 | 11965.6926 | 2016.4131 | 1937.0978 | 1857.7824 | 1778.4671 | 1699.1517 | 1619.8364 | 1540.521 | 1461.2057 | 1381.8904 | 1181.5829 | 0 | 0 | 0 | 0 | 0 | 0 | 0 | 0 | 0 | 917.2978 | 0 | 0 | 0 | 0 | 0 | 0 | 0 | 0 | 0 | 712.1254 | 0
|  | 2029 | 2855.3528 | 0 | 0 | 0 | 0 | 0 | 0 | 0 | 0 | 0 | 6663.7645 | 3901.0954 | 3666.2633 | 3494.4804 | 3346.3411 | 3215.9344 | 3120.9929 | 3043.7841 | 2966.5752 | 2889.3664 | 15503.3837 | 2734.9487 | 2657.7398 | 2580.531 | 2503.3221 | 2426.1133 | 2348.9044 | 2271.6956 | 2729.5111 | 2194.4867 | 2117.2779 | 11679.9285 | 1962.8602 | 1885.6514 | 1808.4425 | 1731.2337 | 1654.0248 | 1576.816 | 1499.6071 | 1422.3983 | 1345.1894 | 1181.5829 | 0 | 0 | 0 | 0 | 0 | 0 | 0 | 0 | 0 | 917.2978 | 0 | 0 | 0 | 0 | 0 | 0 | 0 | 0 | 0 | 712.1254
|  | 2030 | 2779.519 | 0 | 0 | 0 | 0 | 0 | 0 | 0 | 0 | 0 | 0 | 6492.2704 | 3739.4347 | 3514.334 | 3349.6698 | 3207.6693 | 3082.6666 | 2991.6595 | 2917.6502 | 2843.6408 | 2769.6315 | 15092.0339 | 2621.6129 | 2547.6035 | 2473.5942 | 2399.5849 | 2325.5756 | 2251.5662 | 2588.617 | 2177.5569 | 2103.5476 | 2029.5383 | 11371.5423 | 1881.5196 | 1807.5103 | 1733.501 | 1659.4916 | 1585.4823 | 1511.473 | 1437.4637 | 1363.4543 | 1289.445 | 1181.5829 | 0 | 0 | 0 | 0 | 0 | 0 | 0 | 0 | 0 | 917.2978 | 0 | 0 | 0 | 0 | 0 | 0 | 0 | 0 | 0
|  | 2031 | 2664.3362 | 0 | 0 | 0 | 0 | 0 | 0 | 0 | 0 | 0 | 0 | 0 | 6384.0412 | 3637.4114 | 3418.4521 | 3258.2804 | 3120.1542 | 2998.5619 | 2910.0378 | 2838.0476 | 2766.0575 | 2694.0674 | 14731.6722 | 2550.0872 | 2478.097 | 2406.1069 | 2334.1168 | 2262.1267 | 1890.2277 | 2190.1366 | 2118.1464 | 2046.1563 | 1974.1662 | 3424.1879 | 1830.1859 | 1758.1958 | 1686.2057 | 1614.2156 | 1542.2255 | 1470.2353 | 1398.2452 | 1326.2551 | 1254.265 | 1181.5829 | 0 | 0 | 0 | 0 | 0 | 0 | 0 | 0 | 0 | 917.2978 | 0 | 0 | 0 | 0 | 0 | 0 | 0 | 0
|  | 2032 | 2591.6449 | 0 | 0 | 0 | 0 | 0 | 0 | 0 | 0 | 0 | 0 | 0 | 0 | 6278.7648 | 3538.1715 | 3325.1861 | 3169.3844 | 3035.0267 | 2916.7519 | 2830.6429 | 2760.6169 | 2690.5909 | 2620.5649 | 14381.1 | 2480.5129 | 2410.4869 | 2340.4609 | 2270.4349 | 1873.4716 | 2200.4089 | 2130.3829 | 2060.3568 | 1990.3308 | 1920.3048 | 3372.2907 | 1780.2528 | 1710.2268 | 1640.2008 | 1570.1748 | 1500.1488 | 1430.1228 | 1360.0968 | 1290.0708 | 1220.0447 | 1181.5829 | 0 | 0 | 0 | 0 | 0 | 0 | 0 | 0 | 0 | 917.2978 | 0 | 0 | 0 | 0 | 0 | 0 | 0
|  | 2033 | 2520.9368 | 0 | 0 | 0 | 0 | 0 | 0 | 0 | 0 | 0 | 0 | 0 | 0 | 0 | 6176.3607 | 3441.6393 | 3234.4648 | 3082.9138 | 2952.2218 | 2837.1739 | 2753.4142 | 2685.2988 | 2617.1833 | 2549.0678 | 14040.0534 | 2412.8368 | 2344.7214 | 2276.6059 | 1857.5495 | 2208.4904 | 2140.3749 | 2072.2594 | 2004.1439 | 1936.0285 | 1867.913 | 3321.8093 | 1731.682 | 1663.5665 | 1595.451 | 1527.3356 | 1459.2201 | 1391.1046 | 1322.9891 | 1254.8736 | 1186.7582 | 1181.5829 | 0 | 0 | 0 | 0 | 0 | 0 | 0 | 0 | 0 | 917.2978 | 0 | 0 | 0 | 0 | 0 | 0
|  | 2034 | 2452.1578 | 0 | 0 | 0 | 0 | 0 | 0 | 0 | 0 | 0 | 0 | 0 | 0 | 0 | 0 | 6076.7505 | 3347.7407 | 3146.2186 | 2998.8024 | 2871.676 | 2759.767 | 2678.2926 | 2612.0355 | 2545.7784 | 2479.5213 | 13708.2758 | 2347.0072 | 2280.7501 | 1842.2407 | 2214.493 | 2148.2359 | 2081.9789 | 2015.7218 | 1949.4647 | 1883.2076 | 1816.9505 | 3272.7053 | 1684.4364 | 1618.1793 | 1551.9222 | 1485.6651 | 1419.408 | 1353.151 | 1286.8939 | 1220.6368 | 1154.3797 | 1181.5829 | 0 | 0 | 0 | 0 | 0 | 0 | 0 | 0 | 0 | 917.2978 | 0 | 0 | 0 | 0 | 0
|  | 2035 | 2385.2554 | 0 | 0 | 0 | 0 | 0 | 0 | 0 | 0 | 0 | 0 | 0 | 0 | 0 | 0 | 0 | 5979.8579 | 3256.404 | 3060.38 | 2916.9858 | 2793.3278 | 2684.472 | 2605.2205 | 2540.7711 | 2476.3217 | 2411.8723 | 13385.5173 | 2282.9736 | 1827.3772 | 2218.5242 | 2154.0748 | 2089.6254 | 2025.176 | 1960.7267 | 1896.2773 | 1831.8279 | 1767.3785 | 3224.941 | 1638.4797 | 1574.0304 | 1509.581 | 1445.1316 | 1380.6822 | 1316.2328 | 1251.7834 | 1187.3341 | 1122.8847 | 1181.5829 | 0 | 0 | 0 | 0 | 0 | 0 | 0 | 0 | 0 | 917.2978 | 0 | 0 | 0 | 0
|  | 2036 | 2320.1782 | 0 | 0 | 0 | 0 | 0 | 0 | 0 | 0 | 0 | 0 | 0 | 0 | 0 | 0 | 0 | 0 | 5885.6089 | 3167.5592 | 2976.8834 | 2837.4014 | 2717.1172 | 2611.2313 | 2534.142 | 2471.451 | 2408.76 | 2346.069 | 13071.5348 | 1812.8299 | 2220.687 | 2157.996 | 2095.305 | 2032.614 | 1969.923 | 1907.232 | 1844.541 | 1781.85 | 1719.159 | 3178.4798 | 1593.7769 | 1531.0859 | 1468.3949 | 1405.7039 | 1343.0129 | 1280.3219 | 1217.6309 | 1154.9399 | 1092.2489 | 1181.5829 | 0 | 0 | 0 | 0 | 0 | 0 | 0 | 0 | 0 | 917.2978 | 0 | 0 | 0
|  | 2037 | 2256.8766 | 0 | 0 | 0 | 0 | 0 | 0 | 0 | 0 | 0 | 0 | 0 | 0 | 0 | 0 | 0 | 0 | 0 | 5793.9313 | 3081.1384 | 2895.6648 | 2759.9883 | 2642.9859 | 2539.9889 | 2465.0028 | 2404.0222 | 2343.0416 | 2282.061 | 2562.3261 | 12766.0916 | 2160.0998 | 2099.1192 | 2038.1386 | 1977.158 | 1916.1774 | 1855.1968 | 1794.2162 | 1733.2356 | 1672.255 | 3133.2862 | 1550.2938 | 1489.3132 | 1428.3326 | 1367.352 | 1306.3714 | 1245.3908 | 1184.4102 | 1123.4296 | 1062.449 | 1181.5829 | 0 | 0 | 0 | 0 | 0 | 0 | 0 | 0 | 0 | 917.2978 | 0 | 0
|  | 2038 | 2195.302 | 0 | 0 | 0 | 0 | 0 | 0 | 0 | 0 | 0 | 0 | 0 | 0 | 0 | 0 | 0 | 0 | 0 | 0 | 5704.755 | 2997.0754 | 2816.6621 | 2684.6873 | 2570.877 | 2470.6901 | 2397.7499 | 2338.433 | 2279.1162 | 2478.5498 | 2219.7993 | 12468.9574 | 2101.1656 | 2041.8487 | 1982.5319 | 1923.215 | 1863.8981 | 1804.5813 | 1745.2644 | 1685.9476 | 1626.6307 | 3089.3257 | 1507.997 | 1448.6801 | 1389.3633 | 1330.0464 | 1270.7295 | 1211.4127 | 1152.0958 | 1092.7789 | 1033.4621 | 1181.5829 | 0 | 0 | 0 | 0 | 0 | 0 | 0 | 0 | 0 | 917.2978 | 0
|  | 2039 | 2135.4074 | 0 | 0 | 0 | 0 | 0 | 0 | 0 | 0 | 0 | 0 | 0 | 0 | 0 | 0 | 0 | 0 | 0 | 0 | 0 | 5618.0117 | 2915.306 | 2739.8148 | 2611.4407 | 2500.7356 | 2403.282 | 2332.3319 | 2274.6333 | 2402.6045 | 2216.9348 | 2159.2363 | 12179.9081 | 2043.8393 | 1986.1408 | 1928.4423 | 1870.7437 | 1813.0452 | 1755.3467 | 1697.6482 | 1639.9497 | 1582.2512 | 3046.5645 | 1466.8542 | 1409.1556 | 1351.4571 | 1293.7586 | 1236.0601 | 1178.3616 | 1120.6631 | 1062.9646 | 1005.266 | 1181.5829 | 0 | 0 | 0 | 0 | 0 | 0 | 0 | 0 | 0 | 917.2978
|  | 2040 | 2077.1469 | 0 | 0 | 0 | 0 | 0 | 0 | 0 | 0 | 0 | 0 | 0 | 0 | 0 | 0 | 0 | 0 | 0 | 0 | 0 | 0 | 5533.6349 | 2835.7674 | 2665.0642 | 2540.1926 | 2432.5078 | 2337.7131 | 2268.6986 | 2333.3718 | 2212.5743 | 2156.45 | 2100.3257 | 11898.7256 | 1988.077 | 1931.9527 | 1875.8284 | 1819.7041 | 1763.5798 | 1707.4554 | 1651.3311 | 1595.2068 | 1539.0825 | 3004.97 | 1426.8338 | 1370.7095 | 1314.5852 | 1258.4609 | 1202.3366 | 1146.2122 | 1090.0879 | 1033.9636 | 977.8393 | 1181.5829 | 0 | 0 | 0 | 0 | 0 | 0 | 0 | 0 | 0
|  | 2041 | 2020.4759 | 0 | 0 | 0 | 0 | 0 | 0 | 0 | 0 | 0 | 0 | 0 | 0 | 0 | 0 | 0 | 0 | 0 | 0 | 0 | 0 | 0 | 5451.5603 | 2758.3989 | 2592.353 | 2470.8883 | 2366.1414 | 2273.933 | 1849.4095 | 2206.8015 | 2152.2084 | 2097.6154 | 2043.0223 | 3948.9519 | 1933.8361 | 1879.2431 | 1824.65 | 1770.0569 | 1715.4638 | 1660.8708 | 1606.2777 | 1551.6846 | 1497.0915 | 2964.5103 | 1387.9054 | 1333.3123 | 1278.7192 | 1224.1262 | 1169.5331 | 1114.94 | 1060.3469 | 1005.7539 | 951.1608 | 1181.5829 | 0 | 0 | 0 | 0 | 0 | 0 | 0 | 0
|  | 2042 | 1965.3511 | 0 | 0 | 0 | 0 | 0 | 0 | 0 | 0 | 0 | 0 | 0 | 0 | 0 | 0 | 0 | 0 | 0 | 0 | 0 | 0 | 0 | 0 | 5371.7249 | 2683.1412 | 2521.6256 | 2403.4748 | 2301.5858 | 1829.2484 | 2211.8931 | 2146.5931 | 2093.4895 | 2040.3859 | 1987.2823 | 3894.7014 | 1881.0751 | 1827.9715 | 1774.8679 | 1721.7643 | 1668.6607 | 1615.5571 | 1562.4535 | 1509.3499 | 1456.2463 | 2925.1545 | 1350.039 | 1296.9354 | 1243.8318 | 1190.7282 | 1137.6246 | 1084.521 | 1031.4174 | 978.3138 | 925.2102 | 1181.5829 | 0 | 0 | 0 | 0 | 0 | 0 | 0
|  | 2043 | 1911.7302 | 0 | 0 | 0 | 0 | 0 | 0 | 0 | 0 | 0 | 0 | 0 | 0 | 0 | 0 | 0 | 0 | 0 | 0 | 0 | 0 | 0 | 0 | 0 | 5294.0676 | 2609.9368 | 2452.8279 | 2337.9006 | 1811.6969 | 2238.7914 | 2151.5458 | 2088.0275 | 2036.3727 | 1984.7179 | 1933.0631 | 3841.931 | 1829.7536 | 1778.0988 | 1726.444 | 1674.7892 | 1623.1345 | 1571.4797 | 1519.8249 | 1468.1701 | 1416.5154 | 2886.8724 | 1313.2058 | 1261.551 | 1209.8963 | 1158.2415 | 1106.5867 | 1054.9319 | 1003.2771 | 951.6224 | 899.9676 | 1181.5829 | 0 | 0 | 0 | 0 | 0 | 0
|  | 2044 | 1859.5723 | 0 | 0 | 0 | 0 | 0 | 0 | 0 | 0 | 0 | 0 | 0 | 0 | 0 | 0 | 0 | 0 | 0 | 0 | 0 | 0 | 0 | 0 | 0 | 0 | 5218.5291 | 2538.7297 | 2385.9071 | 1796.9908 | 2274.1154 | 2177.7102 | 2092.845 | 2031.0596 | 1980.8141 | 1930.5687 | 1880.3232 | 3790.6004 | 1779.8322 | 1729.5868 | 1679.3413 | 1629.0958 | 1578.8503 | 1528.6049 | 1478.3594 | 1428.1139 | 1377.8684 | 2849.6348 | 1277.3775 | 1227.132 | 1176.8865 | 1126.6411 | 1076.3956 | 1026.1501 | 975.9046 | 925.6592 | 875.4137 | 1181.5829 | 0 | 0 | 0 | 0 | 0
|  | 2045 | 1808.8374 | 0 | 0 | 0 | 0 | 0 | 0 | 0 | 0 | 0 | 0 | 0 | 0 | 0 | 0 | 0 | 0 | 0 | 0 | 0 | 0 | 0 | 0 | 0 | 0 | 0 | 5145.0515 | 2469.4653 | 1785.5072 | 2320.8122 | 2212.0705 | 2118.2956 | 2035.7457 | 1975.646 | 1926.7714 | 1877.8968 | 1829.0222 | 3740.6702 | 1731.2729 | 1682.3983 | 1633.5237 | 1584.649 | 1535.7744 | 1486.8998 | 1438.0252 | 1389.1505 | 1340.2759 | 2813.4131 | 1242.5267 | 1193.6521 | 1144.7774 | 1095.9028 | 1047.0282 | 998.1536 | 949.2789 | 900.4043 | 851.5297 | 1181.5829 | 0 | 0 | 0 | 0
|  | 2046 | 1759.4867 | 0 | 0 | 0 | 0 | 0 | 0 | 0 | 0 | 0 | 0 | 0 | 0 | 0 | 0 | 0 | 0 | 0 | 0 | 0 | 0 | 0 | 0 | 0 | 0 | 0 | 0 | 5073.5786 | 1778.9284 | 2402.0907 | 2257.4933 | 2151.7184 | 2060.5019 | 1980.2043 | 1921.7443 | 1874.2031 | 1826.6619 | 1779.1208 | 3692.1023 | 1684.0384 | 1636.4973 | 1588.9561 | 1541.4149 | 1493.8737 | 1446.3326 | 1398.7914 | 1351.2502 | 1303.7091 | 2778.1797 | 1208.6267 | 1161.0855 | 1113.5444 | 1066.0032 | 1018.462 | 970.9209 | 923.3797 | 875.8385 | 828.2973 | 1181.5829 | 0 | 0 | 0
|  | 2047 | 1711.4825 | 0 | 0 | 0 | 0 | 0 | 0 | 0 | 0 | 0 | 0 | 0 | 0 | 0 | 0 | 0 | 0 | 0 | 0 | 0 | 0 | 0 | 0 | 0 | 0 | 0 | 0 | 0 | 1921.6207 | 5004.0557 | 2336.5542 | 2195.9019 | 2093.0129 | 2004.2851 | 1926.1782 | 1869.3132 | 1823.0691 | 1776.825 | 1730.5809 | 3644.8594 | 1638.0927 | 1591.8486 | 1545.6044 | 1499.3603 | 1453.1162 | 1406.8721 | 1360.628 | 1314.3839 | 1268.1398 | 2743.9076 | 1175.6516 | 1129.4075 | 1083.1634 | 1036.9193 | 990.6752 | 944.4311 | 898.187 | 851.9429 | 805.6988 | 1181.5829 | 0 | 0
|  | 2048 | 1664.788 | 0 | 0 | 0 | 0 | 0 | 0 | 0 | 0 | 0 | 0 | 0 | 0 | 0 | 0 | 0 | 0 | 0 | 0 | 0 | 0 | 0 | 0 | 0 | 0 | 0 | 0 | 0 | 1876.2001 | 0 | 4936.4296 | 2272.8058 | 2135.9909 | 2035.909 | 1949.602 | 1873.6261 | 1818.3125 | 1773.3301 | 1728.3477 | 1683.3653 | 3598.9055 | 1593.4004 | 1548.418 | 1503.4356 | 1458.4532 | 1413.4707 | 1368.4883 | 1323.5059 | 1278.5235 | 1233.5411 | 2710.5705 | 1143.5762 | 1098.5938 | 1053.6114 | 1008.629 | 963.6465 | 918.6641 | 873.6817 | 828.6993 | 783.7169 | 1181.5829 | 0
|  | 2049 | 1619.3674 | 0 | 0 | 0 | 0 | 0 | 0 | 0 | 0 | 0 | 0 | 0 | 0 | 0 | 0 | 0 | 0 | 0 | 0 | 0 | 0 | 0 | 0 | 0 | 0 | 0 | 0 | 0 | 1832.0188 | 0 | 0 | 4870.6485 | 2210.7966 | 2077.7145 | 1980.3631 | 1896.4108 | 1822.5078 | 1768.7033 | 1724.9482 | 1681.193 | 1637.4378 | 3554.2054 | 1549.9275 | 1506.1724 | 1462.4172 | 1418.662 | 1374.9069 | 1331.1517 | 1287.3966 | 1243.6414 | 1199.8862 | 2678.1429 | 1112.3759 | 1068.6208 | 1024.8656 | 981.1105 | 937.3553 | 893.6001 | 849.845 | 806.0898 | 762.3347 | 1181.5829
|  | 2050 | 1575.186 | 0 | 0 | 0 | 0 | 0 | 0 | 0 | 0 | 0 | 0 | 0 | 0 | 0 | 0 | 0 | 0 | 0 | 0 | 0 | 0 | 0 | 0 | 0 | 0 | 0 | 0 | 0 | 1789.0428 | 0 | 0 | 0 | 4806.6622 | 2150.4792 | 2021.028 | 1926.3327 | 1844.6708 | 1772.7841 | 1720.4476 | 1677.8862 | 1635.3249 | 1592.7635 | 3510.7248 | 1507.6407 | 1465.0793 | 1422.5179 | 1379.9566 | 1337.3952 | 1294.8338 | 1252.2724 | 1209.711 | 1167.1496 | 2646.6001 | 1082.0269 | 1039.4655 | 996.9041 | 954.3427 | 911.7813 | 869.22 | 826.6586 | 784.0972 | 741.5358

## R PSE Battery Leasing
R PSE Battery FINANCIALS
($ 1000s Unless Otherwise Indicated)
| Calendar Year of Fin. Close |  |  | 2020 | 2021 | 2022 | 2023 | 2024 | 2025 | 2026 | 2027 | 2028 | 2029 | 2030 | 2031 | 2032 | 2033 | 2034 | 2035 | 2036 | 2037 | 2038 | 2039 | 2040 | 2041 | 2042 | 2043 | 2044 | 2045 | 2046 | 2047 | 2048 | 2049 | 2050 | 2051 | 2052 | 2053 | 2054 | 2055 | 2056 | 2057 | 2058 | 2059 | 2060 | 2061 | 2062 | 2063 | 2064 | 2065 | 2066 | 2067 | 2068 | 2069 | 2070 | 2071 | 2072 | 2073 | 2074 | 2075
| Operating Year |  | 0 | 1 | 2 | 3 | 4 | 5 | 6 | 7 | 8 | 9 | 10 | 11 | 12 | 13 | 14 | 15 | 16 | 17 | 18 | 19 | 20 | 21 | 22 | 23 | 24 | 25 | 26 | 27 | 28 | 29 | 30 | 31 | 32 | 33 | 34 | 35 | 36 | 37 | 38 | 39 | 40 | 41 | 42 | 43 | 44 | 45 | 46 | 47 | 48 | 49 | 50 | 51 | 52 | 53 | 54 | 55 | 56
| Calendar Year | Capital Invest.
| 2020 | 258.481
| Gross plant |  | 2020 1: 258.481; 2021 2: 258.481; 2022 3: 258.481; 2023 4: 258.481; 2024 5: 258.481; 2025 6: 258.481; 2026 7: 258.481; 2027 8: 258.481; 2028 9: 258.481; 2029 10: 258.481; 2030 11: 258.481; 2031 12: 258.481; 2032 13: 258.481; 2033 14: 258.481; 2034 15: 258.481; 2035 16: 258.481; 2036 17: 258.481; 2037 18: 258.481; 2038 19: 258.481; 2039 20: 258.481; 2040 21: 258.481; 2041 22: 258.481; 2042 23: 258.481; 2043 24: 258.481; 2044 25: 258.481; 2045 26: 258.481; 2046 27: 258.481; 2047 28: 258.481; 2048 29: 258.481; 2049 30: 258.481
| Accumulated Depreciation |  | 2020 1: 8.616; 2021 2: 17.2321; 2022 3: 25.8481; 2023 4: 34.4641; 2024 5: 43.0802; 2025 6: 51.6962; 2026 7: 60.3122; 2027 8: 68.9283; 2028 9: 77.5443; 2029 10: 86.1603; 2030 11: 94.7764; 2031 12: 103.3924; 2032 13: 112.0085; 2033 14: 120.6245; 2034 15: 129.2405; 2035 16: 137.8566; 2036 17: 146.4726; 2037 18: 155.0886; 2038 19: 163.7047; 2039 20: 172.3207; 2040 21: 180.9367; 2041 22: 189.5528; 2042 23: 198.1688; 2043 24: 206.7848; 2044 25: 215.4009; 2045 26: 224.0169; 2046 27: 232.6329; 2047 28: 241.249; 2048 29: 249.865; 2049 30: 258.481
| Net book value |  | 2020 1: 249.865; 2021 2: 241.249; 2022 3: 232.6329; 2023 4: 224.0169; 2024 5: 215.4009; 2025 6: 206.7848; 2026 7: 198.1688; 2027 8: 189.5528; 2028 9: 180.9367; 2029 10: 172.3207; 2030 11: 163.7047; 2031 12: 155.0886; 2032 13: 146.4726; 2033 14: 137.8566; 2034 15: 129.2405; 2035 16: 120.6245; 2036 17: 112.0085; 2037 18: 103.3924; 2038 19: 94.7764; 2039 20: 86.1603; 2040 21: 77.5443; 2041 22: 68.9283; 2042 23: 60.3122; 2043 24: 51.6962; 2044 25: 43.0802; 2045 26: 34.4641; 2046 27: 25.8481; 2047 28: 17.2321; 2048 29: 8.616; 2049 30: 0
| Accumulated deferred income tax |  | 2020 1: -9.0468; 2021 2: -24.6074; 2022 3: -33.22; 2023 4: -37.6638; 2024 5: -42.1076; 2025 6: -43.4248; 2026 7: -41.6154; 2027 8: -39.8061; 2028 9: -37.9967; 2029 10: -36.1873; 2030 11: -34.378; 2031 12: -32.5686; 2032 13: -30.7592; 2033 14: -28.9499; 2034 15: -27.1405; 2035 16: -25.3311; 2036 17: -23.5218; 2037 18: -21.7124; 2038 19: -19.903; 2039 20: -18.0937; 2040 21: -16.2843; 2041 22: -14.4749; 2042 23: -12.6656; 2043 24: -10.8562; 2044 25: -9.0468; 2045 26: -7.2375; 2046 27: -5.4281; 2047 28: -3.6187; 2048 29: -1.8094; 2049 30: 6.6613e-15
| Rate Base |  | 2020 1: 240.8182; 2021 2: 216.6416; 2022 3: 199.413; 2023 4: 186.3531; 2024 5: 173.2933; 2025 6: 163.36; 2026 7: 156.5534; 2027 8: 149.7467; 2028 9: 142.94; 2029 10: 136.1334; 2030 11: 129.3267; 2031 12: 122.52; 2032 13: 115.7133; 2033 14: 108.9067; 2034 15: 102.1; 2035 16: 95.2933; 2036 17: 88.4867; 2037 18: 81.68; 2038 19: 74.8733; 2039 20: 68.0667; 2040 21: 61.26; 2041 22: 54.4533; 2042 23: 47.6467; 2043 24: 40.84; 2044 25: 34.0333; 2045 26: 27.2267; 2046 27: 20.42; 2047 28: 13.6133; 2048 29: 6.8067; 2049 30: 6.6613e-15
| Average rate base |  | 2020 1: 249.6496; 2021 2: 228.7299; 2022 3: 208.0273; 2023 4: 192.883; 2024 5: 179.8232; 2025 6: 168.3266; 2026 7: 159.9567; 2027 8: 153.15; 2028 9: 146.3434; 2029 10: 139.5367; 2030 11: 132.73; 2031 12: 125.9233; 2032 13: 119.1167; 2033 14: 112.31; 2034 15: 105.5033; 2035 16: 98.6967; 2036 17: 91.89; 2037 18: 85.0833; 2038 19: 78.2767; 2039 20: 71.47; 2040 21: 64.6633; 2041 22: 57.8567; 2042 23: 51.05; 2043 24: 44.2433; 2044 25: 37.4367; 2045 26: 30.63; 2046 27: 23.8233; 2047 28: 17.0167; 2048 29: 10.21; 2049 30: 3.4033
| Pre-tax Return | 0.086076 | 2020 1: 21.4888; 2021 2: 19.6881; 2022 3: 17.9061; 2023 4: 16.6026; 2024 5: 15.4785; 2025 6: 14.4889; 2026 7: 13.7684; 2027 8: 13.1825; 2028 9: 12.5966; 2029 10: 12.0108; 2030 11: 11.4249; 2031 12: 10.839; 2032 13: 10.2531; 2033 14: 9.6672; 2034 15: 9.0813; 2035 16: 8.4954; 2036 17: 7.9095; 2037 18: 7.3236; 2038 19: 6.7377; 2039 20: 6.1518; 2040 21: 5.566; 2041 22: 4.9801; 2042 23: 4.3942; 2043 24: 3.8083; 2044 25: 3.2224; 2045 26: 2.6365; 2046 27: 2.0506; 2047 28: 1.4647; 2048 29: 0.87884; 2049 30: 0.29295
| Book Depreciation |  | 2020 1: 8.616; 2021 2: 8.616; 2022 3: 8.616; 2023 4: 8.616; 2024 5: 8.616; 2025 6: 8.616; 2026 7: 8.616; 2027 8: 8.616; 2028 9: 8.616; 2029 10: 8.616; 2030 11: 8.616; 2031 12: 8.616; 2032 13: 8.616; 2033 14: 8.616; 2034 15: 8.616; 2035 16: 8.616; 2036 17: 8.616; 2037 18: 8.616; 2038 19: 8.616; 2039 20: 8.616; 2040 21: 8.616; 2041 22: 8.616; 2042 23: 8.616; 2043 24: 8.616; 2044 25: 8.616; 2045 26: 8.616; 2046 27: 8.616; 2047 28: 8.616; 2048 29: 8.616; 2049 30: 8.616
| Insurance |  | 2020 1: 0.12381; 2021 2: 0.12381; 2022 3: 0.12381; 2023 4: 0.12381; 2024 5: 0.12381; 2025 6: 0.12381; 2026 7: 0.12381; 2027 8: 0.12381; 2028 9: 0.12381; 2029 10: 0.12381; 2030 11: 0.12381; 2031 12: 0.12381; 2032 13: 0.12381; 2033 14: 0.12381; 2034 15: 0.12381; 2035 16: 0.12381; 2036 17: 0.12381; 2037 18: 0.12381; 2038 19: 0.12381; 2039 20: 0.12381; 2040 21: 0.12381; 2041 22: 0.12381; 2042 23: 0.12381; 2043 24: 0.12381; 2044 25: 0.12381; 2045 26: 0.12381; 2046 27: 0.12381; 2047 28: 0.12381; 2048 29: 0.12381; 2049 30: 0.12381
| Property Taxes |  | 2020 1: 1.175; 2021 2: 1.175; 2022 3: 1.175; 2023 4: 1.175; 2024 5: 1.175; 2025 6: 1.175; 2026 7: 1.175; 2027 8: 1.175; 2028 9: 1.175; 2029 10: 1.175; 2030 11: 1.175; 2031 12: 1.175; 2032 13: 1.175; 2033 14: 1.175; 2034 15: 1.175; 2035 16: 1.175; 2036 17: 1.175; 2037 18: 1.175; 2038 19: 1.175; 2039 20: 1.175; 2040 21: 1.175; 2041 22: 1.175; 2042 23: 1.175; 2043 24: 1.175; 2044 25: 1.175; 2045 26: 1.175; 2046 27: 1.175; 2047 28: 1.175; 2048 29: 1.175; 2049 30: 1.175
| Revenue Requirement |  | 2020 1: 31.4037; 2021 2: 29.603; 2022 3: 27.821; 2023 4: 26.5175; 2024 5: 25.3933; 2025 6: 24.4037; 2026 7: 23.6833; 2027 8: 23.0974; 2028 9: 22.5115; 2029 10: 21.9256; 2030 11: 21.3397; 2031 12: 20.7538; 2032 13: 20.168; 2033 14: 19.5821; 2034 15: 18.9962; 2035 16: 18.4103; 2036 17: 17.8244; 2037 18: 17.2385; 2038 19: 16.6526; 2039 20: 16.0667; 2040 21: 15.4808; 2041 22: 14.8949; 2042 23: 14.309; 2043 24: 13.7232; 2044 25: 13.1373; 2045 26: 12.5514; 2046 27: 11.9655; 2047 28: 11.3796; 2048 29: 10.7937; 2049 30: 10.2078
| Book Depreciation |  | 2020 1: 8.616; 2021 2: 8.616; 2022 3: 8.616; 2023 4: 8.616; 2024 5: 8.616; 2025 6: 8.616; 2026 7: 8.616; 2027 8: 8.616; 2028 9: 8.616; 2029 10: 8.616; 2030 11: 8.616; 2031 12: 8.616; 2032 13: 8.616; 2033 14: 8.616; 2034 15: 8.616; 2035 16: 8.616; 2036 17: 8.616; 2037 18: 8.616; 2038 19: 8.616; 2039 20: 8.616; 2040 21: 8.616; 2041 22: 8.616; 2042 23: 8.616; 2043 24: 8.616; 2044 25: 8.616; 2045 26: 8.616; 2046 27: 8.616; 2047 28: 8.616; 2048 29: 8.616; 2049 30: 8.616
| Tax Depreciation |  | 2020 1: 51.6962; 2021 2: 82.7139; 2022 3: 49.6284; 2023 4: 29.777; 2024 5: 29.777; 2025 6: 14.8885; 2026 7: 0; 2027 8: 0; 2028 9: 0; 2029 10: 0; 2030 11: 0; 2031 12: 0; 2032 13: 0; 2033 14: 0; 2034 15: 0; 2035 16: 0; 2036 17: 0; 2037 18: 0; 2038 19: 0; 2039 20: 0; 2040 21: 0; 2041 22: 0; 2042 23: 0; 2043 24: 0; 2044 25: 0; 2045 26: 0; 2046 27: 0; 2047 28: 0; 2048 29: 0; 2049 30: 0
| Difference between book and tax |  | 2020 1: -43.0802; 2021 2: -74.0979; 2022 3: -41.0123; 2023 4: -21.161; 2024 5: -21.161; 2025 6: -6.2725; 2026 7: 8.616; 2027 8: 8.616; 2028 9: 8.616; 2029 10: 8.616; 2030 11: 8.616; 2031 12: 8.616; 2032 13: 8.616; 2033 14: 8.616; 2034 15: 8.616; 2035 16: 8.616; 2036 17: 8.616; 2037 18: 8.616; 2038 19: 8.616; 2039 20: 8.616; 2040 21: 8.616; 2041 22: 8.616; 2042 23: 8.616; 2043 24: 8.616; 2044 25: 8.616; 2045 26: 8.616; 2046 27: 8.616; 2047 28: 8.616; 2048 29: 8.616; 2049 30: 8.616
| Tax rate |  | 2020 1: -9.0468; 2021 2: -15.5606; 2022 3: -8.6126; 2023 4: -4.4438; 2024 5: -4.4438; 2025 6: -1.3172; 2026 7: 1.8094; 2027 8: 1.8094; 2028 9: 1.8094; 2029 10: 1.8094; 2030 11: 1.8094; 2031 12: 1.8094; 2032 13: 1.8094; 2033 14: 1.8094; 2034 15: 1.8094; 2035 16: 1.8094; 2036 17: 1.8094; 2037 18: 1.8094; 2038 19: 1.8094; 2039 20: 1.8094; 2040 21: 1.8094; 2041 22: 1.8094; 2042 23: 1.8094; 2043 24: 1.8094; 2044 25: 1.8094; 2045 26: 1.8094; 2046 27: 1.8094; 2047 28: 1.8094; 2048 29: 1.8094; 2049 30: 1.8094
Depreciation Tables
|  | 5 | 2020 1: 20%; 2021 2: 32%; 2022 3: 19.2%; 2023 4: 11.52%; 2024 5: 11.52%; 2025 6: 5.76%; 2026 7: 0%; 2027 8: 0%; 2028 9: 0%; 2029 10: 0%; 2030 11: 0%; 2031 12: 0%; 2032 13: 0%; 2033 14: 0%; 2034 15: 0%; 2035 16: 0%; 2036 17: 0%; 2037 18: 0%; 2038 19: 0%; 2039 20: 0%; 2040 21: 0%
|  | 5 | 0: 1; 2020 1: 20%; 2021 2: 32%; 2022 3: 19.2%; 2023 4: 11.52%; 2024 5: 11.52%; 2025 6: 5.76%
|  | 10 | 0: 0; 2020 1: 10%; 2021 2: 18%; 2022 3: 14.4%; 2023 4: 11.52%; 2024 5: 9.22%; 2025 6: 7.37%; 2026 7: 6.55%; 2027 8: 6.55%; 2028 9: 6.56%; 2029 10: 6.55%; 2030 11: 3.28%
|  | 15 | 0: 0; 2020 1: 5%; 2021 2: 9.5%; 2022 3: 8.55%; 2023 4: 7.7%; 2024 5: 6.93%; 2025 6: 6.23%; 2026 7: 5.9%; 2027 8: 5.9%; 2028 9: 5.91%; 2029 10: 5.9%; 2030 11: 5.91%; 2031 12: 5.9%; 2032 13: 5.91%; 2033 14: 5.9%; 2034 15: 5.91%; 2035 16: 2.95%
|  | 20 | 0: 0; 2020 1: 3.75%; 2021 2: 7.219%; 2022 3: 6.677%; 2023 4: 6.177%; 2024 5: 5.713%; 2025 6: 5.285%; 2026 7: 4.888%; 2027 8: 4.522%; 2028 9: 4.462%; 2029 10: 4.461%; 2030 11: 4.462%; 2031 12: 4.461%; 2032 13: 4.462%; 2033 14: 4.461%; 2034 15: 4.462%; 2035 16: 4.461%; 2036 17: 4.462%; 2037 18: 4.461%; 2038 19: 4.462%; 2039 20: 4.461%; 2040 21: 2.231%
Revenue Requirement by vintage year
2012 $000
|  |  |  | 2020 | 2021 | 2022 | 2023 | 2024 | 2025 | 2026 | 2027 | 2028 | 2029 | 2030 | 2031 | 2032 | 2033 | 2034 | 2035 | 2036 | 2037 | 2038 | 2039 | 2040 | 2041 | 2042 | 2043 | 2044 | 2045 | 2046 | 2047 | 2048 | 2049 | 2050 | 2051 | 2052 | 2053 | 2054 | 2055 | 2056 | 2057 | 2058 | 2059 | 2060 | 2061 | 2062 | 2063 | 2064 | 2065 | 2066 | 2067 | 2068 | 2069 | 2070 | 2071 | 2072 | 2073 | 2074 | 2075
|  | 2020 | 0% | 31.4037 | 29.603 | 27.821 | 26.5175 | 25.3933 | 24.4037 | 23.6833 | 23.0974 | 22.5115 | 21.9256 | 21.3397 | 20.7538 | 20.168 | 19.5821 | 18.9962 | 18.4103 | 17.8244 | 17.2385 | 16.6526 | 16.0667 | 15.4808 | 14.8949 | 14.309 | 13.7232 | 13.1373 | 12.5514 | 11.9655 | 11.3796 | 10.7937 | 10.2078 | 0 | 0 | 0 | 0 | 0 | 0 | 0 | 0 | 0 | 0 | 0 | 0 | 0 | 0 | 0 | 0 | 0 | 0 | 0 | 0 | 0 | 0 | 0 | 0 | 0 | 0
|  | 2021 | 0% |  | 31.4037 | 29.603 | 27.821 | 26.5175 | 25.3933 | 24.4037 | 23.6833 | 23.0974 | 22.5115 | 21.9256 | 21.3397 | 20.7538 | 20.168 | 19.5821 | 18.9962 | 18.4103 | 17.8244 | 17.2385 | 16.6526 | 16.0667 | 15.4808 | 14.8949 | 14.309 | 13.7232 | 13.1373 | 12.5514 | 11.9655 | 11.3796 | 10.7937 | 10.2078 | 0 | 0 | 0 | 0 | 0 | 0 | 0 | 0 | 0 | 0 | 0 | 0 | 0 | 0 | 0 | 0 | 0 | 0 | 0 | 0 | 0 | 0 | 0 | 0 | 0
|  | 2022 | 0% |  |  | 31.4037 | 29.603 | 27.821 | 26.5175 | 25.3933 | 24.4037 | 23.6833 | 23.0974 | 22.5115 | 21.9256 | 21.3397 | 20.7538 | 20.168 | 19.5821 | 18.9962 | 18.4103 | 17.8244 | 17.2385 | 16.6526 | 16.0667 | 15.4808 | 14.8949 | 14.309 | 13.7232 | 13.1373 | 12.5514 | 11.9655 | 11.3796 | 10.7937 | 10.2078 | 0 | 0 | 0 | 0 | 0 | 0 | 0 | 0 | 0 | 0 | 0 | 0 | 0 | 0 | 0 | 0 | 0 | 0 | 0 | 0 | 0 | 0 | 0 | 0
|  | 2023 | -9.326% |  |  |  | 28.4749 | 26.8421 | 25.2263 | 24.0444 | 23.0251 | 22.1278 | 21.4745 | 20.9433 | 20.412 | 19.8808 | 19.3495 | 18.8183 | 18.287 | 17.7558 | 17.2245 | 16.6933 | 16.162 | 15.6308 | 15.0995 | 14.5683 | 14.037 | 13.5058 | 12.9745 | 12.4433 | 11.912 | 11.3808 | 10.8495 | 10.3183 | 9.787 | 9.2558 | 0 | 0 | 0 | 0 | 0 | 0 | 0 | 0 | 0 | 0 | 0 | 0 | 0 | 0 | 0 | 0 | 0 | 0 | 0 | 0 | 0 | 0 | 0
|  | 2024 | -9.753% |  |  |  |  | 25.6977 | 24.2242 | 22.766 | 21.6993 | 20.7794 | 19.9696 | 19.3801 | 18.9007 | 18.4212 | 17.9418 | 17.4623 | 16.9829 | 16.5035 | 16.024 | 15.5446 | 15.0652 | 14.5857 | 14.1063 | 13.6269 | 13.1474 | 12.668 | 12.1886 | 11.7091 | 11.2297 | 10.7503 | 10.2708 | 9.7914 | 9.3119 | 8.8325 | 8.3531 | 0 | 0 | 0 | 0 | 0 | 0 | 0 | 0 | 0 | 0 | 0 | 0 | 0 | 0 | 0 | 0 | 0 | 0 | 0 | 0 | 0 | 0
|  | 2025 | -6.919% | [5 empty] | 23.9196 | 22.5481 | 21.1907 | 20.1979 | 19.3416 | 18.5879 | 18.0391 | 17.5929 | 17.1466 | 16.7003 | 16.2541 | 15.8078 | 15.3616 | 14.9153 | 14.469 | 14.0228 | 13.5765 | 13.1302 | 12.684 | 12.2377 | 11.7915 | 11.3452 | 10.8989 | 10.4527 | 10.0064 | 9.5601 | 9.1139 | 8.6676 | 8.2214 | 7.7751 | 0 | 0 | 0 | 0 | 0 | 0 | 0 | 0 | 0 | 0 | 0 | 0 | 0 | 0 | 0 | 0 | 0 | 0 | 0 | 0 | 0
|  | 2026 | -2.562% | [6 empty] | 23.3067 | 21.9703 | 20.6478 | 19.6803 | 18.846 | 18.1116 | 17.5769 | 17.1421 | 16.7073 | 16.2724 | 15.8376 | 15.4028 | 14.968 | 14.5331 | 14.0983 | 13.6635 | 13.2286 | 12.7938 | 12.359 | 11.9242 | 11.4893 | 11.0545 | 10.6197 | 10.1849 | 9.75 | 9.3152 | 8.8804 | 8.4455 | 8.0107 | 7.5759 | 0 | 0 | 0 | 0 | 0 | 0 | 0 | 0 | 0 | 0 | 0 | 0 | 0 | 0 | 0 | 0 | 0 | 0 | 0 | 0
|  | 2027 | -2.593% | [7 empty] | 22.7025 | 21.4007 | 20.1125 | 19.1701 | 18.3574 | 17.642 | 17.1212 | 16.6976 | 16.2741 | 15.8505 | 15.427 | 15.0034 | 14.5799 | 14.1563 | 13.7328 | 13.3092 | 12.8857 | 12.4621 | 12.0386 | 11.615 | 11.1914 | 10.7679 | 10.3443 | 9.9208 | 9.4972 | 9.0737 | 8.6501 | 8.2266 | 7.803 | 7.3795 | 0 | 0 | 0 | 0 | 0 | 0 | 0 | 0 | 0 | 0 | 0 | 0 | 0 | 0 | 0 | 0 | 0 | 0 | 0
|  | 2028 | -2.624% | [8 empty] | 22.1068 | 20.8392 | 19.5847 | 18.6671 | 17.8757 | 17.1791 | 16.6719 | 16.2595 | 15.8471 | 15.4346 | 15.0222 | 14.6097 | 14.1973 | 13.7849 | 13.3724 | 12.96 | 12.5475 | 12.1351 | 11.7227 | 11.3102 | 10.8978 | 10.4853 | 10.0729 | 9.6605 | 9.248 | 8.8356 | 8.4231 | 8.0107 | 7.5983 | 7.1858 | 0 | 0 | 0 | 0 | 0 | 0 | 0 | 0 | 0 | 0 | 0 | 0 | 0 | 0 | 0 | 0 | 0 | 0
|  | 2029 | -2.656% | [9 empty] | 21.5196 | 20.2857 | 19.0646 | 18.1713 | 17.401 | 16.7229 | 16.2292 | 15.8277 | 15.4262 | 15.0247 | 14.6232 | 14.2217 | 13.8202 | 13.4188 | 13.0173 | 12.6158 | 12.2143 | 11.8128 | 11.4113 | 11.0098 | 10.6084 | 10.2069 | 9.8054 | 9.4039 | 9.0024 | 8.6009 | 8.1994 | 7.798 | 7.3965 | 6.995 | 0 | 0 | 0 | 0 | 0 | 0 | 0 | 0 | 0 | 0 | 0 | 0 | 0 | 0 | 0 | 0 | 0
|  | 2030 | -4.144% | [10 empty] | 20.6279 | 19.4451 | 18.2745 | 17.4183 | 16.6799 | 16.0299 | 15.5566 | 15.1718 | 14.7869 | 14.4021 | 14.0172 | 13.6324 | 13.2475 | 12.8627 | 12.4778 | 12.093 | 11.7081 | 11.3233 | 10.9384 | 10.5536 | 10.1688 | 9.7839 | 9.3991 | 9.0142 | 8.6294 | 8.2445 | 7.8597 | 7.4748 | 7.09 | 6.7051 | 0 | 0 | 0 | 0 | 0 | 0 | 0 | 0 | 0 | 0 | 0 | 0 | 0 | 0 | 0 | 0
|  | 2031 | -2.728% | [11 empty] | 20.0651 | 18.9145 | 17.776 | 16.9431 | 16.2248 | 15.5925 | 15.1322 | 14.7578 | 14.3835 | 14.0092 | 13.6348 | 13.2605 | 12.8861 | 12.5118 | 12.1374 | 11.7631 | 11.3887 | 11.0144 | 10.64 | 10.2657 | 9.8913 | 9.517 | 9.1426 | 8.7683 | 8.3939 | 8.0196 | 7.6452 | 7.2709 | 6.8965 | 6.5222 | 0 | 0 | 0 | 0 | 0 | 0 | 0 | 0 | 0 | 0 | 0 | 0 | 0 | 0 | 0
|  | 2032 | -2.728% | [12 empty] | 19.5176 | 18.3985 | 17.291 | 16.4808 | 15.7821 | 15.1671 | 14.7193 | 14.3552 | 13.9911 | 13.6269 | 13.2628 | 12.8987 | 12.5345 | 12.1704 | 11.8063 | 11.4421 | 11.078 | 10.7139 | 10.3497 | 9.9856 | 9.6214 | 9.2573 | 8.8932 | 8.529 | 8.1649 | 7.8008 | 7.4366 | 7.0725 | 6.7084 | 6.3442 | 0 | 0 | 0 | 0 | 0 | 0 | 0 | 0 | 0 | 0 | 0 | 0 | 0 | 0
|  | 2033 | -2.728% | [13 empty] | 18.9851 | 17.8965 | 16.8192 | 16.0312 | 15.3516 | 14.7533 | 14.3178 | 13.9636 | 13.6094 | 13.2552 | 12.901 | 12.5468 | 12.1926 | 11.8384 | 11.4842 | 11.1299 | 10.7757 | 10.4215 | 10.0673 | 9.7131 | 9.3589 | 9.0047 | 8.6505 | 8.2963 | 7.9421 | 7.5879 | 7.2337 | 6.8795 | 6.5253 | 6.1711 | 0 | 0 | 0 | 0 | 0 | 0 | 0 | 0 | 0 | 0 | 0 | 0 | 0
|  | 2034 | -2.728% | [14 empty] | 18.4672 | 17.4083 | 16.3603 | 15.5938 | 14.9327 | 14.3508 | 13.9271 | 13.5826 | 13.238 | 12.8935 | 12.549 | 12.2044 | 11.8599 | 11.5154 | 11.1708 | 10.8263 | 10.4818 | 10.1372 | 9.7927 | 9.4481 | 9.1036 | 8.7591 | 8.4145 | 8.07 | 7.7255 | 7.3809 | 7.0364 | 6.6918 | 6.3473 | 6.0028 | 0 | 0 | 0 | 0 | 0 | 0 | 0 | 0 | 0 | 0 | 0 | 0
|  | 2035 | -2.728% | [15 empty] | 17.9633 | 16.9333 | 15.914 | 15.1683 | 14.5253 | 13.9593 | 13.5471 | 13.212 | 12.8769 | 12.5417 | 12.2066 | 11.8715 | 11.5363 | 11.2012 | 10.8661 | 10.5309 | 10.1958 | 9.8606 | 9.5255 | 9.1904 | 8.8552 | 8.5201 | 8.185 | 7.8498 | 7.5147 | 7.1795 | 6.8444 | 6.5093 | 6.1741 | 5.839 | 0 | 0 | 0 | 0 | 0 | 0 | 0 | 0 | 0 | 0 | 0
|  | 2036 | -2.728% | [16 empty] | 17.4732 | 16.4713 | 15.4798 | 14.7545 | 14.129 | 13.5784 | 13.1775 | 12.8515 | 12.5256 | 12.1996 | 11.8736 | 11.5476 | 11.2216 | 10.8956 | 10.5696 | 10.2436 | 9.9176 | 9.5916 | 9.2656 | 8.9396 | 8.6136 | 8.2876 | 7.9616 | 7.6357 | 7.3097 | 6.9837 | 6.6577 | 6.3317 | 6.0057 | 5.6797 | 0 | 0 | 0 | 0 | 0 | 0 | 0 | 0 | 0 | 0
|  | 2037 | -2.728% | [17 empty] | 16.9965 | 16.0219 | 15.0575 | 14.3519 | 13.7435 | 13.2079 | 12.818 | 12.5009 | 12.1838 | 11.8667 | 11.5496 | 11.2325 | 10.9154 | 10.5983 | 10.2812 | 9.9641 | 9.647 | 9.3299 | 9.0128 | 8.6957 | 8.3786 | 8.0615 | 7.7444 | 7.4273 | 7.1102 | 6.7931 | 6.476 | 6.1589 | 5.8418 | 5.5247 | 0 | 0 | 0 | 0 | 0 | 0 | 0 | 0 | 0
|  | 2038 | -2.728% | [18 empty] | 16.5328 | 15.5848 | 14.6466 | 13.9604 | 13.3686 | 12.8476 | 12.4683 | 12.1599 | 11.8514 | 11.543 | 11.2345 | 10.9261 | 10.6176 | 10.3092 | 10.0007 | 9.6923 | 9.3838 | 9.0754 | 8.7669 | 8.4585 | 8.15 | 7.8416 | 7.5331 | 7.2247 | 6.9162 | 6.6078 | 6.2993 | 5.9909 | 5.6825 | 5.374 | 0 | 0 | 0 | 0 | 0 | 0 | 0 | 0
|  | 2039 | -2.728% | [19 empty] | 16.0817 | 15.1596 | 14.247 | 13.5795 | 13.0038 | 12.4971 | 12.1281 | 11.8281 | 11.5281 | 11.228 | 10.928 | 10.628 | 10.3279 | 10.0279 | 9.7279 | 9.4278 | 9.1278 | 8.8278 | 8.5277 | 8.2277 | 7.9277 | 7.6276 | 7.3276 | 7.0276 | 6.7275 | 6.4275 | 6.1275 | 5.8274 | 5.5274 | 5.2274 | 0 | 0 | 0 | 0 | 0 | 0 | 0
|  | 2040 | -2.728% | [20 empty] | 15.643 | 14.746 | 13.8583 | 13.209 | 12.649 | 12.1561 | 11.7972 | 11.5054 | 11.2135 | 10.9217 | 10.6298 | 10.338 | 10.0462 | 9.7543 | 9.4625 | 9.1706 | 8.8788 | 8.5869 | 8.2951 | 8.0032 | 7.7114 | 7.4195 | 7.1277 | 6.8358 | 6.544 | 6.2522 | 5.9603 | 5.6685 | 5.3766 | 5.0848 | 0 | 0 | 0 | 0 | 0 | 0
|  | 2041 | -2.728% | [21 empty] | 15.2162 | 14.3437 | 13.4802 | 12.8486 | 12.3039 | 11.8245 | 11.4754 | 11.1915 | 10.9076 | 10.6237 | 10.3398 | 10.0559 | 9.7721 | 9.4882 | 9.2043 | 8.9204 | 8.6365 | 8.3526 | 8.0688 | 7.7849 | 7.501 | 7.2171 | 6.9332 | 6.6493 | 6.3655 | 6.0816 | 5.7977 | 5.5138 | 5.2299 | 4.946 | 0 | 0 | 0 | 0 | 0
|  | 2042 | -2.728% | [22 empty] | 14.801 | 13.9523 | 13.1125 | 12.4981 | 11.9682 | 11.5018 | 11.1623 | 10.8861 | 10.61 | 10.3339 | 10.0577 | 9.7816 | 9.5055 | 9.2293 | 8.9532 | 8.677 | 8.4009 | 8.1248 | 7.8486 | 7.5725 | 7.2963 | 7.0202 | 6.7441 | 6.4679 | 6.1918 | 5.9156 | 5.6395 | 5.3634 | 5.0872 | 4.8111 | 0 | 0 | 0 | 0
|  | 2043 | -2.728% | 2043: 14.3972; 2044: 13.5717; 2045: 12.7547; 2046: 12.1571; 2047: 11.6417; 2048: 11.188; 2049: 10.8577; 2050: 10.5891; 2051: 10.3205; 2052: 10.0519; 2053: 9.7833; 2054: 9.5147; 2055: 9.2461; 2056: 8.9775; 2057: 8.7089; 2058: 8.4403; 2059: 8.1717; 2060: 7.9031; 2061: 7.6345; 2062: 7.3659; 2063: 7.0973; 2064: 6.8287; 2065: 6.5601; 2066: 6.2915; 2067: 6.0229; 2068: 5.7543; 2069: 5.4856; 2070: 5.217; 2071: 4.9484; 2072: 4.6798; 2073: 0; 2074: 0; 2075: 0
|  | 2044 | -2.728% | 2044: 14.0044; 2045: 13.2014; 2046: 12.4067; 2047: 11.8254; 2048: 11.3241; 2049: 10.8828; 2050: 10.5615; 2051: 10.3002; 2052: 10.039; 2053: 9.7777; 2054: 9.5164; 2055: 9.2551; 2056: 8.9939; 2057: 8.7326; 2058: 8.4713; 2059: 8.21; 2060: 7.9487; 2061: 7.6875; 2062: 7.4262; 2063: 7.1649; 2064: 6.9036; 2065: 6.6424; 2066: 6.3811; 2067: 6.1198; 2068: 5.8585; 2069: 5.5973; 2070: 5.336; 2071: 5.0747; 2072: 4.8134; 2073: 4.5522; 2074: 0; 2075: 0
|  | 2045 | -2.728% | 2045: 13.6223; 2046: 12.8412; 2047: 12.0682; 2048: 11.5028; 2049: 11.0151; 2050: 10.5859; 2051: 10.2734; 2052: 10.0192; 2053: 9.7651; 2054: 9.5109; 2055: 9.2568; 2056: 9.0026; 2057: 8.7485; 2058: 8.4943; 2059: 8.2402; 2060: 7.986; 2061: 7.7319; 2062: 7.4777; 2063: 7.2236; 2064: 6.9694; 2065: 6.7153; 2066: 6.4611; 2067: 6.207; 2068: 5.9528; 2069: 5.6987; 2070: 5.4445; 2071: 5.1904; 2072: 4.9363; 2073: 4.6821; 2074: 4.428; 2075: 0
|  | 2046 | -2.728% | 2046: 13.2507; 2047: 12.4909; 2048: 11.739; 2049: 11.1889; 2050: 10.7146; 2051: 10.2971; 2052: 9.9931; 2053: 9.7459; 2054: 9.4986; 2055: 9.2514; 2056: 9.0042; 2057: 8.757; 2058: 8.5098; 2059: 8.2626; 2060: 8.0154; 2061: 7.7681; 2062: 7.5209; 2063: 7.2737; 2064: 7.0265; 2065: 6.7793; 2066: 6.5321; 2067: 6.2849; 2068: 6.0376; 2069: 5.7904; 2070: 5.5432; 2071: 5.296; 2072: 5.0488; 2073: 4.8016; 2074: 4.5544; 2075: 4.3071
|  | 2047 | -2.728% | 2047: 12.8891; 2048: 12.1501; 2049: 11.4187; 2050: 10.8837; 2051: 10.4223; 2052: 10.0161; 2053: 9.7204; 2054: 9.48; 2055: 9.2395; 2056: 8.999; 2057: 8.7586; 2058: 8.5181; 2059: 8.2776; 2060: 8.0371; 2061: 7.7967; 2062: 7.5562; 2063: 7.3157; 2064: 7.0753; 2065: 6.8348; 2066: 6.5943; 2067: 6.3539; 2068: 6.1134; 2069: 5.8729; 2070: 5.6324; 2071: 5.392; 2072: 5.1515; 2073: 4.911; 2074: 4.6706; 2075: 4.4301
|  | 2048 | -2.728% | 2048: 12.5375; 2049: 11.8186; 2050: 11.1072; 2051: 10.5867; 2052: 10.1379; 2053: 9.7429; 2054: 9.4552; 2055: 9.2213; 2056: 8.9874; 2057: 8.7535; 2058: 8.5196; 2059: 8.2857; 2060: 8.0518; 2061: 7.8179; 2062: 7.584; 2063: 7.35; 2064: 7.1161; 2065: 6.8822; 2066: 6.6483; 2067: 6.4144; 2068: 6.1805; 2069: 5.9466; 2070: 5.7127; 2071: 5.4788; 2072: 5.2449; 2073: 5.011; 2074: 4.7771; 2075: 4.5431
|  | 2049 | -2.728% | 2049: 12.1954; 2050: 11.4961; 2051: 10.8041; 2052: 10.2979; 2053: 9.8613; 2054: 9.477; 2055: 9.1973; 2056: 8.9697; 2057: 8.7422; 2058: 8.5147; 2059: 8.2871; 2060: 8.0596; 2061: 7.8321; 2062: 7.6046; 2063: 7.377; 2064: 7.1495; 2065: 6.922; 2066: 6.6945; 2067: 6.4669; 2068: 6.2394; 2069: 6.0119; 2070: 5.7844; 2071: 5.5568; 2072: 5.3293; 2073: 5.1018; 2074: 4.8742; 2075: 4.6467
|  | 2050 | -2.728% | 2050: 11.8627; 2051: 11.1825; 2052: 10.5093; 2053: 10.0169; 2054: 9.5923; 2055: 9.2185; 2056: 8.9463; 2057: 8.725; 2058: 8.5037; 2059: 8.2824; 2060: 8.0611; 2061: 7.8397; 2062: 7.6184; 2063: 7.3971; 2064: 7.1758; 2065: 6.9545; 2066: 6.7331; 2067: 6.5118; 2068: 6.2905; 2069: 6.0692; 2070: 5.8479; 2071: 5.6265; 2072: 5.4052; 2073: 5.1839; 2074: 4.9626; 2075: 4.7413
Revenue Requirement by vintage year
2012 $/MW-wk
| Aurora Input |  | Levelized Cost | 2020 | 2021 | 2022 | 2023 | 2024 | 2025 | 2026 | 2027 | 2028 | 2029 | 2030 | 2031 | 2032 | 2033 | 2034 | 2035 | 2036 | 2037 | 2038 | 2039 | 2040 | 2041 | 2042 | 2043 | 2044 | 2045 | 2046 | 2047 | 2048 | 2049 | 2050 | 2051 | 2052 | 2053 | 2054 | 2055 | 2056 | 2057 | 2058 | 2059 | 2060 | 2061 | 2062 | 2063 | 2064 | 2065 | 2066 | 2067 | 2068 | 2069 | 2070 | 2071 | 2072 | 2073 | 2074 | 2075
|  | 2020 | 4056.1649 | 6039.1723 | 5692.8866 | 5350.1949 | 5099.5114 | 4883.331 | 4693.0278 | 4554.4793 | 4441.8081 | 4329.1369 | 4216.4656 | 4103.7944 | 3991.1232 | 3878.452 | 3765.7807 | 3653.1095 | 3540.4383 | 3427.7671 | 3315.0958 | 3202.4246 | 3089.7534 | 2977.0822 | 2864.4109 | 2751.7397 | 2639.0685 | 2526.3973 | 2413.726 | 2301.0548 | 2188.3836 | 2075.7124 | 1963.0411 | 0 | 0 | 0 | 0 | 0 | 0 | 0 | 0 | 0 | 0 | 0 | 0 | 0 | 0 | 0 | 0 | 0 | 0 | 0 | 0 | 0 | 0 | 0 | 0 | 0 | 0
|  | 2021 | 4056.1649 | 0 | 6039.1723 | 5692.8866 | 5350.1949 | 5099.5114 | 4883.331 | 4693.0278 | 4554.4793 | 4441.8081 | 4329.1369 | 4216.4656 | 4103.7944 | 3991.1232 | 3878.452 | 3765.7807 | 3653.1095 | 3540.4383 | 3427.7671 | 3315.0958 | 3202.4246 | 3089.7534 | 2977.0822 | 2864.4109 | 2751.7397 | 2639.0685 | 2526.3973 | 2413.726 | 2301.0548 | 2188.3836 | 2075.7124 | 1963.0411 | 0 | 0 | 0 | 0 | 0 | 0 | 0 | 0 | 0 | 0 | 0 | 0 | 0 | 0 | 0 | 0 | 0 | 0 | 0 | 0 | 0 | 0 | 0 | 0 | 0
|  | 2022 | 4056.1649 | 0 | 0 | 6039.1723 | 5692.8866 | 5350.1949 | 5099.5114 | 4883.331 | 4693.0278 | 4554.4793 | 4441.8081 | 4329.1369 | 4216.4656 | 4103.7944 | 3991.1232 | 3878.452 | 3765.7807 | 3653.1095 | 3540.4383 | 3427.7671 | 3315.0958 | 3202.4246 | 3089.7534 | 2977.0822 | 2864.4109 | 2751.7397 | 2639.0685 | 2526.3973 | 2413.726 | 2301.0548 | 2188.3836 | 2075.7124 | 1963.0411 | 0 | 0 | 0 | 0 | 0 | 0 | 0 | 0 | 0 | 0 | 0 | 0 | 0 | 0 | 0 | 0 | 0 | 0 | 0 | 0 | 0 | 0 | 0 | 0
|  | 2023 | 3677.8733 | 0 | 0 | 0 | 5475.9388 | 5161.9488 | 4851.2177 | 4623.9138 | 4427.8951 | 4255.3403 | 4129.7132 | 4027.5501 | 3925.387 | 3823.2239 | 3721.0607 | 3618.8976 | 3516.7345 | 3414.5714 | 3312.4082 | 3210.2451 | 3108.082 | 3005.9188 | 2903.7557 | 2801.5926 | 2699.4295 | 2597.2663 | 2495.1032 | 2392.9401 | 2290.777 | 2188.6138 | 2086.4507 | 1984.2876 | 1882.1244 | 1779.9613 | 0 | 0 | 0 | 0 | 0 | 0 | 0 | 0 | 0 | 0 | 0 | 0 | 0 | 0 | 0 | 0 | 0 | 0 | 0 | 0 | 0 | 0 | 0
|  | 2024 | 3319.1684 | 0 | 0 | 0 | 0 | 4941.8676 | 4658.5012 | 4378.0759 | 4172.9411 | 3996.0402 | 3840.3147 | 3726.9401 | 3634.741 | 3542.5419 | 3450.3428 | 3358.1437 | 3265.9446 | 3173.7455 | 3081.5464 | 2989.3473 | 2897.1482 | 2804.9491 | 2712.75 | 2620.5509 | 2528.3518 | 2436.1527 | 2343.9536 | 2251.7545 | 2159.5554 | 2067.3563 | 1975.1572 | 1882.9581 | 1790.759 | 1698.5599 | 1606.3608 | 0 | 0 | 0 | 0 | 0 | 0 | 0 | 0 | 0 | 0 | 0 | 0 | 0 | 0 | 0 | 0 | 0 | 0 | 0 | 0 | 0 | 0
|  | 2025 | 3089.505 | 0 | 0 | 0 | 0 | 0 | 4599.9247 | 4336.1653 | 4075.1435 | 3884.2026 | 3719.542 | 3574.5916 | 3469.0618 | 3383.2422 | 3297.4227 | 3211.6031 | 3125.7835 | 3039.964 | 2954.1444 | 2868.3248 | 2782.5053 | 2696.6857 | 2610.8661 | 2525.0466 | 2439.227 | 2353.4074 | 2267.5879 | 2181.7683 | 2095.9487 | 2010.1292 | 1924.3096 | 1838.49 | 1752.6705 | 1666.8509 | 1581.0313 | 1495.2118 | 0 | 0 | 0 | 0 | 0 | 0 | 0 | 0 | 0 | 0 | 0 | 0 | 0 | 0 | 0 | 0 | 0 | 0 | 0 | 0 | 0
|  | 2026 | 3010.3459 | 0 | 0 | 0 | 0 | 0 | 0 | 4482.0657 | 4225.0643 | 3970.7304 | 3784.6817 | 3624.2401 | 3483.0036 | 3380.1777 | 3296.557 | 3212.9363 | 3129.3156 | 3045.6949 | 2962.0742 | 2878.4535 | 2794.8328 | 2711.2121 | 2627.5914 | 2543.9707 | 2460.35 | 2376.7293 | 2293.1086 | 2209.4879 | 2125.8672 | 2042.2464 | 1958.6257 | 1875.005 | 1791.3843 | 1707.7636 | 1624.1429 | 1540.5222 | 1456.9015 | 0 | 0 | 0 | 0 | 0 | 0 | 0 | 0 | 0 | 0 | 0 | 0 | 0 | 0 | 0 | 0 | 0 | 0 | 0 | 0
|  | 2027 | 2932.2951 | 0 | 0 | 0 | 0 | 0 | 0 | 0 | 4365.857 | 4115.519 | 3867.7793 | 3686.5544 | 3530.2726 | 3392.6981 | 3292.5382 | 3211.0855 | 3129.6329 | 3048.1803 | 2966.7277 | 2885.275 | 2803.8224 | 2722.3698 | 2640.9171 | 2559.4645 | 2478.0119 | 2396.5593 | 2315.1066 | 2233.654 | 2152.2014 | 2070.7488 | 1989.2961 | 1907.8435 | 1826.3909 | 1744.9382 | 1663.4856 | 1582.033 | 1500.5804 | 1419.1277 | 0 | 0 | 0 | 0 | 0 | 0 | 0 | 0 | 0 | 0 | 0 | 0 | 0 | 0 | 0 | 0 | 0 | 0 | 0
|  | 2028 | 2855.3528 | 0 | 0 | 0 | 0 | 0 | 0 | 0 | 0 | 4251.2986 | 4007.5294 | 3766.2903 | 3589.8207 | 3437.6396 | 3303.675 | 3206.1432 | 3126.8279 | 3047.5126 | 2968.1972 | 2888.8819 | 2809.5665 | 2730.2512 | 2650.9358 | 2571.6205 | 2492.3052 | 2412.9898 | 2333.6745 | 2254.3591 | 2175.0438 | 2095.7284 | 2016.4131 | 1937.0978 | 1857.7824 | 1778.4671 | 1699.1517 | 1619.8364 | 1540.521 | 1461.2057 | 1381.8904 | 0 | 0 | 0 | 0 | 0 | 0 | 0 | 0 | 0 | 0 | 0 | 0 | 0 | 0 | 0 | 0 | 0 | 0
|  | 2029 | 2779.519 | 0 | 0 | 0 | 0 | 0 | 0 | 0 | 0 | 0 | 4138.3905 | 3901.0954 | 3666.2633 | 3494.4804 | 3346.3411 | 3215.9344 | 3120.9929 | 3043.7841 | 2966.5752 | 2889.3664 | 2812.1575 | 2734.9487 | 2657.7398 | 2580.531 | 2503.3221 | 2426.1133 | 2348.9044 | 2271.6956 | 2194.4867 | 2117.2779 | 2040.0691 | 1962.8602 | 1885.6514 | 1808.4425 | 1731.2337 | 1654.0248 | 1576.816 | 1499.6071 | 1422.3983 | 1345.1894 | 0 | 0 | 0 | 0 | 0 | 0 | 0 | 0 | 0 | 0 | 0 | 0 | 0 | 0 | 0 | 0 | 0
|  | 2030 | 2664.3362 | 0 | 0 | 0 | 0 | 0 | 0 | 0 | 0 | 0 | 0 | 3966.8963 | 3739.4347 | 3514.334 | 3349.6698 | 3207.6693 | 3082.6666 | 2991.6595 | 2917.6502 | 2843.6408 | 2769.6315 | 2695.6222 | 2621.6129 | 2547.6035 | 2473.5942 | 2399.5849 | 2325.5756 | 2251.5662 | 2177.5569 | 2103.5476 | 2029.5383 | 1955.5289 | 1881.5196 | 1807.5103 | 1733.501 | 1659.4916 | 1585.4823 | 1511.473 | 1437.4637 | 1363.4543 | 1289.445 | 0 | 0 | 0 | 0 | 0 | 0 | 0 | 0 | 0 | 0 | 0 | 0 | 0 | 0 | 0 | 0
|  | 2031 | 2591.6449 | 0 | 0 | 0 | 0 | 0 | 0 | 0 | 0 | 0 | 0 | 0 | 3858.6671 | 3637.4114 | 3418.4521 | 3258.2804 | 3120.1542 | 2998.5619 | 2910.0378 | 2838.0476 | 2766.0575 | 2694.0674 | 2622.0773 | 2550.0872 | 2478.097 | 2406.1069 | 2334.1168 | 2262.1267 | 2190.1366 | 2118.1464 | 2046.1563 | 1974.1662 | 1902.1761 | 1830.1859 | 1758.1958 | 1686.2057 | 1614.2156 | 1542.2255 | 1470.2353 | 1398.2452 | 1326.2551 | 1254.265 | 0 | 0 | 0 | 0 | 0 | 0 | 0 | 0 | 0 | 0 | 0 | 0 | 0 | 0 | 0
|  | 2032 | 2520.9368 | 0 | 0 | 0 | 0 | 0 | 0 | 0 | 0 | 0 | 0 | 0 | 0 | 3753.3907 | 3538.1715 | 3325.1861 | 3169.3844 | 3035.0267 | 2916.7519 | 2830.6429 | 2760.6169 | 2690.5909 | 2620.5649 | 2550.5389 | 2480.5129 | 2410.4869 | 2340.4609 | 2270.4349 | 2200.4089 | 2130.3829 | 2060.3568 | 1990.3308 | 1920.3048 | 1850.2788 | 1780.2528 | 1710.2268 | 1640.2008 | 1570.1748 | 1500.1488 | 1430.1228 | 1360.0968 | 1290.0708 | 1220.0447 | 0 | 0 | 0 | 0 | 0 | 0 | 0 | 0 | 0 | 0 | 0 | 0 | 0 | 0
|  | 2033 | 2452.1578 | 0 | 0 | 0 | 0 | 0 | 0 | 0 | 0 | 0 | 0 | 0 | 0 | 0 | 3650.9866 | 3441.6393 | 3234.4648 | 3082.9138 | 2952.2218 | 2837.1739 | 2753.4142 | 2685.2988 | 2617.1833 | 2549.0678 | 2480.9523 | 2412.8368 | 2344.7214 | 2276.6059 | 2208.4904 | 2140.3749 | 2072.2594 | 2004.1439 | 1936.0285 | 1867.913 | 1799.7975 | 1731.682 | 1663.5665 | 1595.451 | 1527.3356 | 1459.2201 | 1391.1046 | 1322.9891 | 1254.8736 | 1186.7582 | 0 | 0 | 0 | 0 | 0 | 0 | 0 | 0 | 0 | 0 | 0 | 0 | 0
|  | 2034 | 2385.2554 | 0 | 0 | 0 | 0 | 0 | 0 | 0 | 0 | 0 | 0 | 0 | 0 | 0 | 0 | 3551.3764 | 3347.7407 | 3146.2186 | 2998.8024 | 2871.676 | 2759.767 | 2678.2926 | 2612.0355 | 2545.7784 | 2479.5213 | 2413.2643 | 2347.0072 | 2280.7501 | 2214.493 | 2148.2359 | 2081.9789 | 2015.7218 | 1949.4647 | 1883.2076 | 1816.9505 | 1750.6935 | 1684.4364 | 1618.1793 | 1551.9222 | 1485.6651 | 1419.408 | 1353.151 | 1286.8939 | 1220.6368 | 1154.3797 | 0 | 0 | 0 | 0 | 0 | 0 | 0 | 0 | 0 | 0 | 0 | 0
|  | 2035 | 2320.1782 | 0 | 0 | 0 | 0 | 0 | 0 | 0 | 0 | 0 | 0 | 0 | 0 | 0 | 0 | 0 | 3454.4839 | 3256.404 | 3060.38 | 2916.9858 | 2793.3278 | 2684.472 | 2605.2205 | 2540.7711 | 2476.3217 | 2411.8723 | 2347.423 | 2282.9736 | 2218.5242 | 2154.0748 | 2089.6254 | 2025.176 | 1960.7267 | 1896.2773 | 1831.8279 | 1767.3785 | 1702.9291 | 1638.4797 | 1574.0304 | 1509.581 | 1445.1316 | 1380.6822 | 1316.2328 | 1251.7834 | 1187.3341 | 1122.8847 | 0 | 0 | 0 | 0 | 0 | 0 | 0 | 0 | 0 | 0 | 0
|  | 2036 | 2256.8766 | 0 | 0 | 0 | 0 | 0 | 0 | 0 | 0 | 0 | 0 | 0 | 0 | 0 | 0 | 0 | 0 | 3360.2349 | 3167.5592 | 2976.8834 | 2837.4014 | 2717.1172 | 2611.2313 | 2534.142 | 2471.451 | 2408.76 | 2346.069 | 2283.378 | 2220.687 | 2157.996 | 2095.305 | 2032.614 | 1969.923 | 1907.232 | 1844.541 | 1781.85 | 1719.159 | 1656.4679 | 1593.7769 | 1531.0859 | 1468.3949 | 1405.7039 | 1343.0129 | 1280.3219 | 1217.6309 | 1154.9399 | 1092.2489 | 0 | 0 | 0 | 0 | 0 | 0 | 0 | 0 | 0 | 0
|  | 2037 | 2195.302 | 0 | 0 | 0 | 0 | 0 | 0 | 0 | 0 | 0 | 0 | 0 | 0 | 0 | 0 | 0 | 0 | 0 | 3268.5573 | 3081.1384 | 2895.6648 | 2759.9883 | 2642.9859 | 2539.9889 | 2465.0028 | 2404.0222 | 2343.0416 | 2282.061 | 2221.0804 | 2160.0998 | 2099.1192 | 2038.1386 | 1977.158 | 1916.1774 | 1855.1968 | 1794.2162 | 1733.2356 | 1672.255 | 1611.2744 | 1550.2938 | 1489.3132 | 1428.3326 | 1367.352 | 1306.3714 | 1245.3908 | 1184.4102 | 1123.4296 | 1062.449 | 0 | 0 | 0 | 0 | 0 | 0 | 0 | 0 | 0
|  | 2038 | 2135.4074 | 0 | 0 | 0 | 0 | 0 | 0 | 0 | 0 | 0 | 0 | 0 | 0 | 0 | 0 | 0 | 0 | 0 | 0 | 3179.3809 | 2997.0754 | 2816.6621 | 2684.6873 | 2570.877 | 2470.6901 | 2397.7499 | 2338.433 | 2279.1162 | 2219.7993 | 2160.4824 | 2101.1656 | 2041.8487 | 1982.5319 | 1923.215 | 1863.8981 | 1804.5813 | 1745.2644 | 1685.9476 | 1626.6307 | 1567.3138 | 1507.997 | 1448.6801 | 1389.3633 | 1330.0464 | 1270.7295 | 1211.4127 | 1152.0958 | 1092.7789 | 1033.4621 | 0 | 0 | 0 | 0 | 0 | 0 | 0 | 0
|  | 2039 | 2077.1469 | 0 | 0 | 0 | 0 | 0 | 0 | 0 | 0 | 0 | 0 | 0 | 0 | 0 | 0 | 0 | 0 | 0 | 0 | 0 | 3092.6376 | 2915.306 | 2739.8148 | 2611.4407 | 2500.7356 | 2403.282 | 2332.3319 | 2274.6333 | 2216.9348 | 2159.2363 | 2101.5378 | 2043.8393 | 1986.1408 | 1928.4423 | 1870.7437 | 1813.0452 | 1755.3467 | 1697.6482 | 1639.9497 | 1582.2512 | 1524.5527 | 1466.8542 | 1409.1556 | 1351.4571 | 1293.7586 | 1236.0601 | 1178.3616 | 1120.6631 | 1062.9646 | 1005.266 | 0 | 0 | 0 | 0 | 0 | 0 | 0
|  | 2040 | 2020.4759 | 0 | 0 | 0 | 0 | 0 | 0 | 0 | 0 | 0 | 0 | 0 | 0 | 0 | 0 | 0 | 0 | 0 | 0 | 0 | 0 | 3008.2609 | 2835.7674 | 2665.0642 | 2540.1926 | 2432.5078 | 2337.7131 | 2268.6986 | 2212.5743 | 2156.45 | 2100.3257 | 2044.2014 | 1988.077 | 1931.9527 | 1875.8284 | 1819.7041 | 1763.5798 | 1707.4554 | 1651.3311 | 1595.2068 | 1539.0825 | 1482.9582 | 1426.8338 | 1370.7095 | 1314.5852 | 1258.4609 | 1202.3366 | 1146.2122 | 1090.0879 | 1033.9636 | 977.8393 | 0 | 0 | 0 | 0 | 0 | 0 | 0 | 0 | 0 | 0
|  | 2041 | 1965.3511 | 0 | 0 | 0 | 0 | 0 | 0 | 0 | 0 | 0 | 0 | 0 | 0 | 0 | 0 | 0 | 0 | 0 | 0 | 0 | 0 | 0 | 2926.1862 | 2758.3989 | 2592.353 | 2470.8883 | 2366.1414 | 2273.933 | 2206.8015 | 2152.2084 | 2097.6154 | 2043.0223 | 1988.4292 | 1933.8361 | 1879.2431 | 1824.65 | 1770.0569 | 1715.4638 | 1660.8708 | 1606.2777 | 1551.6846 | 1497.0915 | 1442.4985 | 1387.9054 | 1333.3123 | 1278.7192 | 1224.1262 | 1169.5331 | 1114.94 | 1060.3469 | 1005.7539 | 951.1608 | 0 | 0 | 0 | 0 | 0 | 0 | 0 | 0 | 0
|  | 2042 | 1911.7302 | 0 | 0 | 0 | 0 | 0 | 0 | 0 | 0 | 0 | 0 | 0 | 0 | 0 | 0 | 0 | 0 | 0 | 0 | 0 | 0 | 0 | 0 | 2846.3508 | 2683.1412 | 2521.6256 | 2403.4748 | 2301.5858 | 2211.8931 | 2146.5931 | 2093.4895 | 2040.3859 | 1987.2823 | 1934.1787 | 1881.0751 | 1827.9715 | 1774.8679 | 1721.7643 | 1668.6607 | 1615.5571 | 1562.4535 | 1509.3499 | 1456.2463 | 1403.1427 | 1350.039 | 1296.9354 | 1243.8318 | 1190.7282 | 1137.6246 | 1084.521 | 1031.4174 | 978.3138 | 925.2102 | 0 | 0 | 0 | 0 | 0 | 0 | 0 | 0
|  | 2043 | 1859.5723 | 0 | 0 | 0 | 0 | 0 | 0 | 0 | 0 | 0 | 0 | 0 | 0 | 0 | 0 | 0 | 0 | 0 | 0 | 0 | 0 | 0 | 0 | 0 | 2768.6936 | 2609.9368 | 2452.8279 | 2337.9006 | 2238.7914 | 2151.5458 | 2088.0275 | 2036.3727 | 1984.7179 | 1933.0631 | 1881.4083 | 1829.7536 | 1778.0988 | 1726.444 | 1674.7892 | 1623.1345 | 1571.4797 | 1519.8249 | 1468.1701 | 1416.5154 | 1364.8606 | 1313.2058 | 1261.551 | 1209.8963 | 1158.2415 | 1106.5867 | 1054.9319 | 1003.2771 | 951.6224 | 899.9676 | 0 | 0 | 0 | 0 | 0 | 0 | 0
|  | 2044 | 1808.8374 | 0 | 0 | 0 | 0 | 0 | 0 | 0 | 0 | 0 | 0 | 0 | 0 | 0 | 0 | 0 | 0 | 0 | 0 | 0 | 0 | 0 | 0 | 0 | 0 | 2693.155 | 2538.7297 | 2385.9071 | 2274.1154 | 2177.7102 | 2092.845 | 2031.0596 | 1980.8141 | 1930.5687 | 1880.3232 | 1830.0777 | 1779.8322 | 1729.5868 | 1679.3413 | 1629.0958 | 1578.8503 | 1528.6049 | 1478.3594 | 1428.1139 | 1377.8684 | 1327.623 | 1277.3775 | 1227.132 | 1176.8865 | 1126.6411 | 1076.3956 | 1026.1501 | 975.9046 | 925.6592 | 875.4137 | 0 | 0 | 0 | 0 | 0 | 0
|  | 2045 | 1759.4867 | 0 | 0 | 0 | 0 | 0 | 0 | 0 | 0 | 0 | 0 | 0 | 0 | 0 | 0 | 0 | 0 | 0 | 0 | 0 | 0 | 0 | 0 | 0 | 0 | 0 | 2619.6774 | 2469.4653 | 2320.8122 | 2212.0705 | 2118.2956 | 2035.7457 | 1975.646 | 1926.7714 | 1877.8968 | 1829.0222 | 1780.1475 | 1731.2729 | 1682.3983 | 1633.5237 | 1584.649 | 1535.7744 | 1486.8998 | 1438.0252 | 1389.1505 | 1340.2759 | 1291.4013 | 1242.5267 | 1193.6521 | 1144.7774 | 1095.9028 | 1047.0282 | 998.1536 | 949.2789 | 900.4043 | 851.5297 | 0 | 0 | 0 | 0 | 0
|  | 2046 | 1711.4825 | 0 | 0 | 0 | 0 | 0 | 0 | 0 | 0 | 0 | 0 | 0 | 0 | 0 | 0 | 0 | 0 | 0 | 0 | 0 | 0 | 0 | 0 | 0 | 0 | 0 | 0 | 2548.2045 | 2402.0907 | 2257.4933 | 2151.7184 | 2060.5019 | 1980.2043 | 1921.7443 | 1874.2031 | 1826.6619 | 1779.1208 | 1731.5796 | 1684.0384 | 1636.4973 | 1588.9561 | 1541.4149 | 1493.8737 | 1446.3326 | 1398.7914 | 1351.2502 | 1303.7091 | 1256.1679 | 1208.6267 | 1161.0855 | 1113.5444 | 1066.0032 | 1018.462 | 970.9209 | 923.3797 | 875.8385 | 828.2973 | 0 | 0 | 0 | 0
|  | 2047 | 1664.788 | 0 | 0 | 0 | 0 | 0 | 0 | 0 | 0 | 0 | 0 | 0 | 0 | 0 | 0 | 0 | 0 | 0 | 0 | 0 | 0 | 0 | 0 | 0 | 0 | 0 | 0 | 0 | 2478.6816 | 2336.5542 | 2195.9019 | 2093.0129 | 2004.2851 | 1926.1782 | 1869.3132 | 1823.0691 | 1776.825 | 1730.5809 | 1684.3368 | 1638.0927 | 1591.8486 | 1545.6044 | 1499.3603 | 1453.1162 | 1406.8721 | 1360.628 | 1314.3839 | 1268.1398 | 1221.8957 | 1175.6516 | 1129.4075 | 1083.1634 | 1036.9193 | 990.6752 | 944.4311 | 898.187 | 851.9429 | 805.6988 | 0 | 0 | 0
|  | 2048 | 1619.3674 | 0 | 0 | 0 | 0 | 0 | 0 | 0 | 0 | 0 | 0 | 0 | 0 | 0 | 0 | 0 | 0 | 0 | 0 | 0 | 0 | 0 | 0 | 0 | 0 | 0 | 0 | 0 | 0 | 2411.0555 | 2272.8058 | 2135.9909 | 2035.909 | 1949.602 | 1873.6261 | 1818.3125 | 1773.3301 | 1728.3477 | 1683.3653 | 1638.3828 | 1593.4004 | 1548.418 | 1503.4356 | 1458.4532 | 1413.4707 | 1368.4883 | 1323.5059 | 1278.5235 | 1233.5411 | 1188.5586 | 1143.5762 | 1098.5938 | 1053.6114 | 1008.629 | 963.6465 | 918.6641 | 873.6817 | 828.6993 | 783.7169 | 0 | 0
|  | 2049 | 1575.186 | 0 | 0 | 0 | 0 | 0 | 0 | 0 | 0 | 0 | 0 | 0 | 0 | 0 | 0 | 0 | 0 | 0 | 0 | 0 | 0 | 0 | 0 | 0 | 0 | 0 | 0 | 0 | 0 | 0 | 2345.2745 | 2210.7966 | 2077.7145 | 1980.3631 | 1896.4108 | 1822.5078 | 1768.7033 | 1724.9482 | 1681.193 | 1637.4378 | 1593.6827 | 1549.9275 | 1506.1724 | 1462.4172 | 1418.662 | 1374.9069 | 1331.1517 | 1287.3966 | 1243.6414 | 1199.8862 | 1156.1311 | 1112.3759 | 1068.6208 | 1024.8656 | 981.1105 | 937.3553 | 893.6001 | 849.845 | 806.0898 | 762.3347 | 0
|  | 2050 | 1532.2101 | 0 | 0 | 0 | 0 | 0 | 0 | 0 | 0 | 0 | 0 | 0 | 0 | 0 | 0 | 0 | 0 | 0 | 0 | 0 | 0 | 0 | 0 | 0 | 0 | 0 | 0 | 0 | 0 | 0 | 0 | 2281.2881 | 2150.4792 | 2021.028 | 1926.3327 | 1844.6708 | 1772.7841 | 1720.4476 | 1677.8862 | 1635.3249 | 1592.7635 | 1550.2021 | 1507.6407 | 1465.0793 | 1422.5179 | 1379.9566 | 1337.3952 | 1294.8338 | 1252.2724 | 1209.711 | 1167.1496 | 1124.5883 | 1082.0269 | 1039.4655 | 996.9041 | 954.3427 | 911.7813 | 869.22 | 826.6586 | 784.0972 | 741.5358
|  | Annual Change (%) |  | 0% | 0% | 0% | -9.326% | -9.753% | -6.919% | -2.562% | -2.593% | -2.624% | -2.656% | -4.144% | -2.728% | -2.728% | -2.728% | -2.728% | -2.728% | -2.728% | -2.728% | -2.728% | -2.728% | -2.728% | -2.728% | -2.728% | -2.728% | -2.728% | -2.728% | -2.728% | -2.728% | -2.728% | -2.728% | -2.728% | 0% | 0% | 0% | 0% | 0% | 0% | 0% | 0% | 0% | 0% | 0% | 0% | 0% | 0% | 0% | 0% | 0% | 0% | 0% | 0% | 0% | 0% | 0% | 0% | 0%
|  | Levelized Capital Cost ($/MW-wk) |  | 4056.1649 | 4056.1649 | 4056.1649 | 3677.8733 | 3319.1684 | 3089.505 | 3010.3459 | 2932.2951 | 2855.3528 | 2779.519 | 2664.3362 | 2591.6449 | 2520.9368 | 2452.1578 | 2385.2554 | 2320.1782 | 2256.8766 | 2195.302 | 2135.4074 | 2077.1469 | 2020.4759 | 1965.3511 | 1911.7302 | 1859.5723 | 1808.8374 | 1759.4867 | 1711.4825 | 1664.788 | 1619.3674 | 1575.186 | 1532.2101 | 1532.2101 | 1532.2101 | 1532.2101 | 1532.2101 | 1532.2101 | 1532.2101 | 1532.2101 | 1532.2101 | 1532.2101 | 1532.2101 | 1532.2101 | 1532.2101 | 1532.2101 | 1532.2101 | 1532.2101 | 1532.2101 | 1532.2101 | 1532.2101 | 1532.2101 | 1532.2101 | 1532.2101 | 1532.2101 | 1532.2101 | 1532.2101 | 1532.2101
|  | Economic Life | 30
|  | check s/b 0 | 0
Revenue Requirement by vintage year
2012 $/MW-wk
| Aurora Input |  | Levelized Cost | 2020 | 2021 | 2022 | 2023 | 2024 | 2025 | 2026 | 2027 | 2028 | 2029 | 2030 | 2031 | 2032 | 2033 | 2034 | 2035 | 2036 | 2037 | 2038 | 2039 | 2040 | 2041 | 2042 | 2043 | 2044 | 2045 | 2046 | Levelized | 2047 | 2048 | 2049 | 2050 | 2051 | 2052 | 2053 | 2054 | 2055 | 2056 | 2057 | 2058 | 2059 | 2060 | 2061 | 2062 | 2063 | 2064 | 2065 | 2066 | 2067 | 2068 | 2069 | 2070 | 2071 | 2072 | 2073 | 2074 | 2075 | 2076 | 2077 | 2078 | 2079
|  | 2020 | 4056.1649 | 6039.1723 | 5692.8866 | 5350.1949 | 5099.5114 | 4883.331 | 4693.0278 | 4554.4793 | 4441.8081 | 4329.1369 | 4216.4656 | 4103.7944 | 3991.1232 | 3878.452 | 3765.7807 | 3653.1095 | 3540.4383 | 3427.7671 | 3315.0958 | 3202.4246 | 3089.7534 | 2977.0822 | 2864.4109 | 2751.7397 | 2639.0685 | 2526.3973 | 2413.726 | 2301.0548 | 2078.8738 | 2188.3836 | 2075.7124 | 1963.0411 | 0 | 0 | 0 | 0 | 0 | 0 | 0 | 0 | 0 | 0 | 0 | 0 | 0 | 0 | 0 | 0 | 0 | 0 | 0 | 0 | 0 | 0 | 0 | 0 | 0 | 0 | 0 | 0 | 0 | 0
|  | 2021 | 4056.1649 |  | 6039.1723 | 5692.8866 | 5350.1949 | 5099.5114 | 4883.331 | 4693.0278 | 4554.4793 | 4441.8081 | 4329.1369 | 4216.4656 | 4103.7944 | 3991.1232 | 3878.452 | 3765.7807 | 3653.1095 | 3540.4383 | 3427.7671 | 3315.0958 | 3202.4246 | 3089.7534 | 2977.0822 | 2864.4109 | 2751.7397 | 2639.0685 | 2526.3973 | 2413.726 | 2137.9745 | 2301.0548 | 2188.3836 | 2075.7124 | 1963.0411 | 0 | 0 | 0 | 0 | 0 | 0 | 0 | 0 | 0 | 0 | 0 | 0 | 0 | 0 | 0 | 0 | 0 | 0 | 0 | 0 | 0 | 0 | 0 | 0 | 0 | 0 | 0 | 0 | 0
|  | 2022 | 4056.1649 |  |  | 6039.1723 | 5692.8866 | 5350.1949 | 5099.5114 | 4883.331 | 4693.0278 | 4554.4793 | 4441.8081 | 4329.1369 | 4216.4656 | 4103.7944 | 3991.1232 | 3878.452 | 3765.7807 | 3653.1095 | 3540.4383 | 3427.7671 | 3315.0958 | 3202.4246 | 3089.7534 | 2977.0822 | 2864.4109 | 2751.7397 | 2639.0685 | 2526.3973 | 2197.8635 | 2413.726 | 2301.0548 | 2188.3836 | 2075.7124 | 1963.0411 | 0 | 0 | 0 | 0 | 0 | 0 | 0 | 0 | 0 | 0 | 0 | 0 | 0 | 0 | 0 | 0 | 0 | 0 | 0 | 0 | 0 | 0 | 0 | 0 | 0 | 0 | 0 | 0
|  | 2023 | 3677.8733 |  |  |  | 5475.9388 | 5161.9488 | 4851.2177 | 4623.9138 | 4427.8951 | 4255.3403 | 4129.7132 | 4027.5501 | 3925.387 | 3823.2239 | 3721.0607 | 3618.8976 | 3516.7345 | 3414.5714 | 3312.4082 | 3210.2451 | 3108.082 | 3005.9188 | 2903.7557 | 2801.5926 | 2699.4295 | 2597.2663 | 2495.1032 | 2392.9401 | 2047.9006 | 2290.777 | 2188.6138 | 2086.4507 | 1984.2876 | 1882.1244 | 1779.9613 | 0 | 0 | 0 | 0 | 0 | 0 | 0 | 0 | 0 | 0 | 0 | 0 | 0 | 0 | 0 | 0 | 0 | 0 | 0 | 0 | 0 | 0 | 0 | 0 | 0 | 0 | 0
|  | 2024 | 3319.1684 |  |  |  |  | 4941.8676 | 4658.5012 | 4378.0759 | 4172.9411 | 3996.0402 | 3840.3147 | 3726.9401 | 3634.741 | 3542.5419 | 3450.3428 | 3358.1437 | 3265.9446 | 3173.7455 | 3081.5464 | 2989.3473 | 2897.1482 | 2804.9491 | 2712.75 | 2620.5509 | 2528.3518 | 2436.1527 | 2343.9536 | 2251.7545 | 1898.4619 | 2159.5554 | 2067.3563 | 1975.1572 | 1882.9581 | 1790.759 | 1698.5599 | 1606.3608 | 0 | 0 | 0 | 0 | 0 | 0 | 0 | 0 | 0 | 0 | 0 | 0 | 0 | 0 | 0 | 0 | 0 | 0 | 0 | 0 | 0 | 0 | 0 | 0 | 0 | 0
|  | 2025 | 3089.505 | [5 empty] | 4599.9247 | 4336.1653 | 4075.1435 | 3884.2026 | 3719.542 | 3574.5916 | 3469.0618 | 3383.2422 | 3297.4227 | 3211.6031 | 3125.7835 | 3039.964 | 2954.1444 | 2868.3248 | 2782.5053 | 2696.6857 | 2610.8661 | 2525.0466 | 2439.227 | 2353.4074 | 2267.5879 | 2181.7683 | 1814.5127 | 2095.9487 | 2010.1292 | 1924.3096 | 1838.49 | 1752.6705 | 1666.8509 | 1581.0313 | 1495.2118 | 0 | 0 | 0 | 0 | 0 | 0 | 0 | 0 | 0 | 0 | 0 | 0 | 0 | 0 | 0 | 0 | 0 | 0 | 0 | 0 | 0 | 0 | 0 | 0 | 0
|  | 2026 | 3010.3459 | [6 empty] | 4482.0657 | 4225.0643 | 3970.7304 | 3784.6817 | 3624.2401 | 3483.0036 | 3380.1777 | 3296.557 | 3212.9363 | 3129.3156 | 3045.6949 | 2962.0742 | 2878.4535 | 2794.8328 | 2711.2121 | 2627.5914 | 2543.9707 | 2460.35 | 2376.7293 | 2293.1086 | 2209.4879 | 1814.7979 | 2125.8672 | 2042.2464 | 1958.6257 | 1875.005 | 1791.3843 | 1707.7636 | 1624.1429 | 1540.5222 | 1456.9015 | 0 | 0 | 0 | 0 | 0 | 0 | 0 | 0 | 0 | 0 | 0 | 0 | 0 | 0 | 0 | 0 | 0 | 0 | 0 | 0 | 0 | 0 | 0 | 0
|  | 2027 | 2932.2951 | [7 empty] | 4365.857 | 4115.519 | 3867.7793 | 3686.5544 | 3530.2726 | 3392.6981 | 3292.5382 | 3211.0855 | 3129.6329 | 3048.1803 | 2966.7277 | 2885.275 | 2803.8224 | 2722.3698 | 2640.9171 | 2559.4645 | 2478.0119 | 2396.5593 | 2315.1066 | 2233.654 | 1813.8718 | 2152.2014 | 2070.7488 | 1989.2961 | 1907.8435 | 1826.3909 | 1744.9382 | 1663.4856 | 1582.033 | 1500.5804 | 1419.1277 | 0 | 0 | 0 | 0 | 0 | 0 | 0 | 0 | 0 | 0 | 0 | 0 | 0 | 0 | 0 | 0 | 0 | 0 | 0 | 0 | 0 | 0 | 0
|  | 2028 | 2855.3528 | [8 empty] | 4251.2986 | 4007.5294 | 3766.2903 | 3589.8207 | 3437.6396 | 3303.675 | 3206.1432 | 3126.8279 | 3047.5126 | 2968.1972 | 2888.8819 | 2809.5665 | 2730.2512 | 2650.9358 | 2571.6205 | 2492.3052 | 2412.9898 | 2333.6745 | 2254.3591 | 1811.74 | 2175.0438 | 2095.7284 | 2016.4131 | 1937.0978 | 1857.7824 | 1778.4671 | 1699.1517 | 1619.8364 | 1540.521 | 1461.2057 | 1381.8904 | 0 | 0 | 0 | 0 | 0 | 0 | 0 | 0 | 0 | 0 | 0 | 0 | 0 | 0 | 0 | 0 | 0 | 0 | 0 | 0 | 0 | 0
|  | 2029 | 2779.519 | [9 empty] | 4138.3905 | 3901.0954 | 3666.2633 | 3494.4804 | 3346.3411 | 3215.9344 | 3120.9929 | 3043.7841 | 2966.5752 | 2889.3664 | 2812.1575 | 2734.9487 | 2657.7398 | 2580.531 | 2503.3221 | 2426.1133 | 2348.9044 | 2271.6956 | 1808.4093 | 2194.4867 | 2117.2779 | 2040.0691 | 1962.8602 | 1885.6514 | 1808.4425 | 1731.2337 | 1654.0248 | 1576.816 | 1499.6071 | 1422.3983 | 1345.1894 | 0 | 0 | 0 | 0 | 0 | 0 | 0 | 0 | 0 | 0 | 0 | 0 | 0 | 0 | 0 | 0 | 0 | 0 | 0 | 0 | 0
|  | 2030 | 2664.3362 | [10 empty] | 3966.8963 | 3739.4347 | 3514.334 | 3349.6698 | 3207.6693 | 3082.6666 | 2991.6595 | 2917.6502 | 2843.6408 | 2769.6315 | 2695.6222 | 2621.6129 | 2547.6035 | 2473.5942 | 2399.5849 | 2325.5756 | 2251.5662 | 1776.9058 | 2177.5569 | 2103.5476 | 2029.5383 | 1955.5289 | 1881.5196 | 1807.5103 | 1733.501 | 1659.4916 | 1585.4823 | 1511.473 | 1437.4637 | 1363.4543 | 1289.445 | 0 | 0 | 0 | 0 | 0 | 0 | 0 | 0 | 0 | 0 | 0 | 0 | 0 | 0 | 0 | 0 | 0 | 0 | 0 | 0
|  | 2031 | 2591.6449 | [11 empty] | 3858.6671 | 3637.4114 | 3418.4521 | 3258.2804 | 3120.1542 | 2998.5619 | 2910.0378 | 2838.0476 | 2766.0575 | 2694.0674 | 2622.0773 | 2550.0872 | 2478.097 | 2406.1069 | 2334.1168 | 2262.1267 | 1771.1681 | 2190.1366 | 2118.1464 | 2046.1563 | 1974.1662 | 1902.1761 | 1830.1859 | 1758.1958 | 1686.2057 | 1614.2156 | 1542.2255 | 1470.2353 | 1398.2452 | 1326.2551 | 1254.265 | 0 | 0 | 0 | 0 | 0 | 0 | 0 | 0 | 0 | 0 | 0 | 0 | 0 | 0 | 0 | 0 | 0 | 0 | 0
|  | 2032 | 2520.9368 | [12 empty] | 3753.3907 | 3538.1715 | 3325.1861 | 3169.3844 | 3035.0267 | 2916.7519 | 2830.6429 | 2760.6169 | 2690.5909 | 2620.5649 | 2550.5389 | 2480.5129 | 2410.4869 | 2340.4609 | 2270.4349 | 1764.8955 | 2200.4089 | 2130.3829 | 2060.3568 | 1990.3308 | 1920.3048 | 1850.2788 | 1780.2528 | 1710.2268 | 1640.2008 | 1570.1748 | 1500.1488 | 1430.1228 | 1360.0968 | 1290.0708 | 1220.0447 | 0 | 0 | 0 | 0 | 0 | 0 | 0 | 0 | 0 | 0 | 0 | 0 | 0 | 0 | 0 | 0 | 0 | 0
|  | 2033 | 2452.1578 | [13 empty] | 3650.9866 | 3441.6393 | 3234.4648 | 3082.9138 | 2952.2218 | 2837.1739 | 2753.4142 | 2685.2988 | 2617.1833 | 2549.0678 | 2480.9523 | 2412.8368 | 2344.7214 | 2276.6059 | 1758.1061 | 2208.4904 | 2140.3749 | 2072.2594 | 2004.1439 | 1936.0285 | 1867.913 | 1799.7975 | 1731.682 | 1663.5665 | 1595.451 | 1527.3356 | 1459.2201 | 1391.1046 | 1322.9891 | 1254.8736 | 1186.7582 | 0 | 0 | 0 | 0 | 0 | 0 | 0 | 0 | 0 | 0 | 0 | 0 | 0 | 0 | 0 | 0 | 0
|  | 2034 | 2385.2554 | [14 empty] | 3551.3764 | 3347.7407 | 3146.2186 | 2998.8024 | 2871.676 | 2759.767 | 2678.2926 | 2612.0355 | 2545.7784 | 2479.5213 | 2413.2643 | 2347.0072 | 2280.7501 | 1750.8178 | 2214.493 | 2148.2359 | 2081.9789 | 2015.7218 | 1949.4647 | 1883.2076 | 1816.9505 | 1750.6935 | 1684.4364 | 1618.1793 | 1551.9222 | 1485.6651 | 1419.408 | 1353.151 | 1286.8939 | 1220.6368 | 1154.3797 | 0 | 0 | 0 | 0 | 0 | 0 | 0 | 0 | 0 | 0 | 0 | 0 | 0 | 0 | 0 | 0
|  | 2035 | 2320.1782 | [15 empty] | 3454.4839 | 3256.404 | 3060.38 | 2916.9858 | 2793.3278 | 2684.472 | 2605.2205 | 2540.7711 | 2476.3217 | 2411.8723 | 2347.423 | 2282.9736 | 1743.0482 | 2218.5242 | 2154.0748 | 2089.6254 | 2025.176 | 1960.7267 | 1896.2773 | 1831.8279 | 1767.3785 | 1702.9291 | 1638.4797 | 1574.0304 | 1509.581 | 1445.1316 | 1380.6822 | 1316.2328 | 1251.7834 | 1187.3341 | 1122.8847 | 0 | 0 | 0 | 0 | 0 | 0 | 0 | 0 | 0 | 0 | 0 | 0 | 0 | 0 | 0
|  | 2036 | 2256.8766 | [16 empty] | 3360.2349 | 3167.5592 | 2976.8834 | 2837.4014 | 2717.1172 | 2611.2313 | 2534.142 | 2471.451 | 2408.76 | 2346.069 | 2283.378 | 1734.8148 | 2220.687 | 2157.996 | 2095.305 | 2032.614 | 1969.923 | 1907.232 | 1844.541 | 1781.85 | 1719.159 | 1656.4679 | 1593.7769 | 1531.0859 | 1468.3949 | 1405.7039 | 1343.0129 | 1280.3219 | 1217.6309 | 1154.9399 | 1092.2489 | 0 | 0 | 0 | 0 | 0 | 0 | 0 | 0 | 0 | 0 | 0 | 0 | 0 | 0
|  | 2037 | 2195.302 | [17 empty] | 3268.5573 | 3081.1384 | 2895.6648 | 2759.9883 | 2642.9859 | 2539.9889 | 2465.0028 | 2404.0222 | 2343.0416 | 2282.061 | 1726.1348 | 2221.0804 | 2160.0998 | 2099.1192 | 2038.1386 | 1977.158 | 1916.1774 | 1855.1968 | 1794.2162 | 1733.2356 | 1672.255 | 1611.2744 | 1550.2938 | 1489.3132 | 1428.3326 | 1367.352 | 1306.3714 | 1245.3908 | 1184.4102 | 1123.4296 | 1062.449 | 0 | 0 | 0 | 0 | 0 | 0 | 0 | 0 | 0 | 0 | 0 | 0 | 0
|  | 2038 | 2135.4074 | [18 empty] | 3179.3809 | 2997.0754 | 2816.6621 | 2684.6873 | 2570.877 | 2470.6901 | 2397.7499 | 2338.433 | 2279.1162 | 1717.0249 | 2219.7993 | 2160.4824 | 2101.1656 | 2041.8487 | 1982.5319 | 1923.215 | 1863.8981 | 1804.5813 | 1745.2644 | 1685.9476 | 1626.6307 | 1567.3138 | 1507.997 | 1448.6801 | 1389.3633 | 1330.0464 | 1270.7295 | 1211.4127 | 1152.0958 | 1092.7789 | 1033.4621 | 0 | 0 | 0 | 0 | 0 | 0 | 0 | 0 | 0 | 0 | 0 | 0
|  | 2039 | 2077.1469 | [19 empty] | 3092.6376 | 2915.306 | 2739.8148 | 2611.4407 | 2500.7356 | 2403.282 | 2332.3319 | 2274.6333 | 1707.5019 | 2216.9348 | 2159.2363 | 2101.5378 | 2043.8393 | 1986.1408 | 1928.4423 | 1870.7437 | 1813.0452 | 1755.3467 | 1697.6482 | 1639.9497 | 1582.2512 | 1524.5527 | 1466.8542 | 1409.1556 | 1351.4571 | 1293.7586 | 1236.0601 | 1178.3616 | 1120.6631 | 1062.9646 | 1005.266 | 0 | 0 | 0 | 0 | 0 | 0 | 0 | 0 | 0 | 0 | 0
|  | 2040 | 2020.4759 | [20 empty] | 3008.2609 | 2835.7674 | 2665.0642 | 2540.1926 | 2432.5078 | 2337.7131 | 2268.6986 | 1697.5821 | 2212.5743 | 2156.45 | 2100.3257 | 2044.2014 | 1988.077 | 1931.9527 | 1875.8284 | 1819.7041 | 1763.5798 | 1707.4554 | 1651.3311 | 1595.2068 | 1539.0825 | 1482.9582 | 1426.8338 | 1370.7095 | 1314.5852 | 1258.4609 | 1202.3366 | 1146.2122 | 1090.0879 | 1033.9636 | 977.8393 | 0 | 0 | 0 | 0 | 0 | 0 | 0 | 0 | 0 | 0
|  | 2041 | 1965.3511 | [21 empty] | 2926.1862 | 2758.3989 | 2592.353 | 2470.8883 | 2366.1414 | 2273.933 | 1687.2816 | 2206.8015 | 2152.2084 | 2097.6154 | 2043.0223 | 1988.4292 | 1933.8361 | 1879.2431 | 1824.65 | 1770.0569 | 1715.4638 | 1660.8708 | 1606.2777 | 1551.6846 | 1497.0915 | 1442.4985 | 1387.9054 | 1333.3123 | 1278.7192 | 1224.1262 | 1169.5331 | 1114.94 | 1060.3469 | 1005.7539 | 951.1608 | 0 | 0 | 0 | 0 | 0 | 0 | 0 | 0 | 0
|  | 2042 | 1911.7302 | [22 empty] | 2846.3508 | 2683.1412 | 2521.6256 | 2403.4748 | 2301.5858 | 1677.3888 | 2211.8931 | 2146.5931 | 2093.4895 | 2040.3859 | 1987.2823 | 1934.1787 | 1881.0751 | 1827.9715 | 1774.8679 | 1721.7643 | 1668.6607 | 1615.5571 | 1562.4535 | 1509.3499 | 1456.2463 | 1403.1427 | 1350.039 | 1296.9354 | 1243.8318 | 1190.7282 | 1137.6246 | 1084.521 | 1031.4174 | 978.3138 | 925.2102 | 0 | 0 | 0 | 0 | 0 | 0 | 0 | 0
|  | 2043 | 1859.5723 | [23 empty] | 2768.6936 | 2609.9368 | 2452.8279 | 2337.9006 | 1669.2472 | 2238.7914 | 2151.5458 | 2088.0275 | 2036.3727 | 1984.7179 | 1933.0631 | 1881.4083 | 1829.7536 | 1778.0988 | 1726.444 | 1674.7892 | 1623.1345 | 1571.4797 | 1519.8249 | 1468.1701 | 1416.5154 | 1364.8606 | 1313.2058 | 1261.551 | 1209.8963 | 1158.2415 | 1106.5867 | 1054.9319 | 1003.2771 | 951.6224 | 899.9676 | 0 | 0 | 0 | 0 | 0 | 0 | 0
|  | 2044 | 1808.8374 | [24 empty] | 2693.155 | 2538.7297 | 2385.9071 | 1663.1885 | 2274.1154 | 2177.7102 | 2092.845 | 2031.0596 | 1980.8141 | 1930.5687 | 1880.3232 | 1830.0777 | 1779.8322 | 1729.5868 | 1679.3413 | 1629.0958 | 1578.8503 | 1528.6049 | 1478.3594 | 1428.1139 | 1377.8684 | 1327.623 | 1277.3775 | 1227.132 | 1176.8865 | 1126.6411 | 1076.3956 | 1026.1501 | 975.9046 | 925.6592 | 875.4137 | 0 | 0 | 0 | 0 | 0 | 0
|  | 2045 | 1759.4867 | [25 empty] | 2619.6774 | 2469.4653 | 1659.6723 | 2320.8122 | 2212.0705 | 2118.2956 | 2035.7457 | 1975.646 | 1926.7714 | 1877.8968 | 1829.0222 | 1780.1475 | 1731.2729 | 1682.3983 | 1633.5237 | 1584.649 | 1535.7744 | 1486.8998 | 1438.0252 | 1389.1505 | 1340.2759 | 1291.4013 | 1242.5267 | 1193.6521 | 1144.7774 | 1095.9028 | 1047.0282 | 998.1536 | 949.2789 | 900.4043 | 851.5297 | 0 | 0 | 0 | 0 | 0
|  | 2046 | 1711.4825 | [26 empty] | 2548.2045 | 1660.4517 | 2402.0907 | 2257.4933 | 2151.7184 | 2060.5019 | 1980.2043 | 1921.7443 | 1874.2031 | 1826.6619 | 1779.1208 | 1731.5796 | 1684.0384 | 1636.4973 | 1588.9561 | 1541.4149 | 1493.8737 | 1446.3326 | 1398.7914 | 1351.2502 | 1303.7091 | 1256.1679 | 1208.6267 | 1161.0855 | 1113.5444 | 1066.0032 | 1018.462 | 970.9209 | 923.3797 | 875.8385 | 828.2973 | 0 | 0 | 0 | 0
|  | 2047 | 1664.788 | [27 empty] | 1664.788 | 2478.6816 | 2336.5542 | 2195.9019 | 2093.0129 | 2004.2851 | 1926.1782 | 1869.3132 | 1823.0691 | 1776.825 | 1730.5809 | 1684.3368 | 1638.0927 | 1591.8486 | 1545.6044 | 1499.3603 | 1453.1162 | 1406.8721 | 1360.628 | 1314.3839 | 1268.1398 | 1221.8957 | 1175.6516 | 1129.4075 | 1083.1634 | 1036.9193 | 990.6752 | 944.4311 | 898.187 | 851.9429 | 805.6988 | 0 | 0 | 0
|  | 2048 | 1619.3674 | [27 empty] | 1619.3674 |  | 2411.0555 | 2272.8058 | 2135.9909 | 2035.909 | 1949.602 | 1873.6261 | 1818.3125 | 1773.3301 | 1728.3477 | 1683.3653 | 1638.3828 | 1593.4004 | 1548.418 | 1503.4356 | 1458.4532 | 1413.4707 | 1368.4883 | 1323.5059 | 1278.5235 | 1233.5411 | 1188.5586 | 1143.5762 | 1098.5938 | 1053.6114 | 1008.629 | 963.6465 | 918.6641 | 873.6817 | 828.6993 | 783.7169 | 0 | 0
|  | 2049 | 1575.186 | [27 empty] | 1575.186 |  |  | 2345.2745 | 2210.7966 | 2077.7145 | 1980.3631 | 1896.4108 | 1822.5078 | 1768.7033 | 1724.9482 | 1681.193 | 1637.4378 | 1593.6827 | 1549.9275 | 1506.1724 | 1462.4172 | 1418.662 | 1374.9069 | 1331.1517 | 1287.3966 | 1243.6414 | 1199.8862 | 1156.1311 | 1112.3759 | 1068.6208 | 1024.8656 | 981.1105 | 937.3553 | 893.6001 | 849.845 | 806.0898 | 762.3347 | 0
|  | 2050 | 1532.2101 | [27 empty] | 1532.2101 |  |  |  | 2281.2881 | 2150.4792 | 2021.028 | 1926.3327 | 1844.6708 | 1772.7841 | 1720.4476 | 1677.8862 | 1635.3249 | 1592.7635 | 1550.2021 | 1507.6407 | 1465.0793 | 1422.5179 | 1379.9566 | 1337.3952 | 1294.8338 | 1252.2724 | 1209.711 | 1167.1496 | 1124.5883 | 1082.0269 | 1039.4655 | 996.9041 | 954.3427 | 911.7813 | 869.22 | 826.6586 | 784.0972 | 741.5358
Replacement Cost Adder
| 2012 $/MW-wk |  |  | 2020 | 2021 | 2022 | 2023 | 2024 | 2025 | 2026 | 2027 | 2028 | 2029 | 2030 | 2031 | 2032 | 2033 | 2034 | 2035 | 2036 | 2037 | 2038 | 2039 | 2040 | 2041 | 2042 | 2043 | 2044 | 2045 | 2046 |  | 2047 | 2048 | 2049 | 2050
| Incentive Cost = |  |  | 37880.611 | 33622.9226 | 29702.9911 | 26103.1515 | 22806.4903 | 20588.6898 | 19527.8025 | 18514.0506 | 17545.5797 | 16620.6025 | 15478.6952 | 14848.5255 | 14241.1284 | 13655.7374 | 13091.6111 | 12548.0315 | 12024.3038 | 11519.7556 | 11033.7362 | 10730.7035 | 10435.889 | 10149.0722 | 9870.0384 | 9598.5784 | 9334.4889 | 9077.5717 | 8827.6341 |  | 8584.4885 | 8347.9523 | 8117.8476 | 7894.0015
|  |  | Levelized Cost | 2020 | 2021 | 2022 | 2023 | 2024 | 2025 | 2026 | 2027 | 2028 | 2029 | 2030 | 2031 | 2032 | 2033 | 2034 | 2035 | 2036 | 2037 | 2038 | 2039 | 2040 | 2041 | 2042 | 2043 | 2044 | 2045 | 2046 | Levelized | 2047 | 2048 | 2049 | 2050 | 2051 | 2052 | 2053 | 2054 | 2055 | 2056 | 2057 | 2058 | 2059 | 2060 | 2061 | 2062 | 2063 | 2064 | 2065 | 2066 | 2067 | 2068 | 2069 | 2070 | 2071 | 2072 | 2073 | 2074 | 2075 | 2076 | 2077 | 2078 | 2079
|  | 2020 | Levelized Cost | 6039.1723 | 5692.8866 | 5350.1949 | 5099.5114 | 4883.331 | 4693.0278 | 4554.4793 | 4441.8081 | 4329.1369 | 4216.4656 | 19582.4896 | 3991.1232 | 3878.452 | 3765.7807 | 3653.1095 | 3540.4383 | 3427.7671 | 3315.0958 | 3202.4246 | 3089.7534 | 13412.9712 | 2864.4109 | 2751.7397 | 2639.0685 | 2526.3973 | 2413.726 | 2301.0548 | 2078.8738 | 2188.3836 | 2075.7124 | 1963.0411 | 7894.0015 | 0 | 0 | 0 | 0 | 0 | 0 | 0 | 0 | 0 | 0 | 0 | 0 | 0 | 0 | 0 | 0 | 0 | 0 | 0 | 0 | 0 | 0 | 0 | 0 | 0 | 0 | 0 | 0 | 0
|  | 2021 | 4056.1649 | 0 | 6039.1723 | 5692.8866 | 5350.1949 | 5099.5114 | 4883.331 | 4693.0278 | 4554.4793 | 4441.8081 | 4329.1369 | 4216.4656 | 18952.3199 | 3991.1232 | 3878.452 | 3765.7807 | 3653.1095 | 3540.4383 | 3427.7671 | 3315.0958 | 3202.4246 | 3089.7534 | 13126.1544 | 2864.4109 | 2751.7397 | 2639.0685 | 2526.3973 | 2413.726 | 2137.9745 | 2301.0548 | 2188.3836 | 2075.7124 | 1963.0411 | 0 | 0 | 0 | 0 | 0 | 0 | 0 | 0 | 0 | 0 | 0 | 0 | 0 | 0 | 0 | 0 | 0 | 0 | 0 | 0 | 0 | 0 | 0 | 0 | 0 | 0 | 0 | 0 | 0
|  | 2022 | 4056.1649 | 0 | 0 | 6039.1723 | 5692.8866 | 5350.1949 | 5099.5114 | 4883.331 | 4693.0278 | 4554.4793 | 4441.8081 | 4329.1369 | 4216.4656 | 18344.9228 | 3991.1232 | 3878.452 | 3765.7807 | 3653.1095 | 3540.4383 | 3427.7671 | 3315.0958 | 3202.4246 | 3089.7534 | 12847.1206 | 2864.4109 | 2751.7397 | 2639.0685 | 2526.3973 | 2197.8635 | 2413.726 | 2301.0548 | 2188.3836 | 2075.7124 | 1963.0411 | 0 | 0 | 0 | 0 | 0 | 0 | 0 | 0 | 0 | 0 | 0 | 0 | 0 | 0 | 0 | 0 | 0 | 0 | 0 | 0 | 0 | 0 | 0 | 0 | 0 | 0 | 0 | 0
|  | 2023 | 4056.1649 | 0 | 0 | 0 | 5475.9388 | 5161.9488 | 4851.2177 | 4623.9138 | 4427.8951 | 4255.3403 | 4129.7132 | 4027.5501 | 3925.387 | 3823.2239 | 17376.7982 | 3618.8976 | 3516.7345 | 3414.5714 | 3312.4082 | 3210.2451 | 3108.082 | 3005.9188 | 2903.7557 | 2801.5926 | 12298.0079 | 2597.2663 | 2495.1032 | 2392.9401 | 2047.9006 | 2290.777 | 2188.6138 | 2086.4507 | 1984.2876 | 1882.1244 | 1779.9613 | 0 | 0 | 0 | 0 | 0 | 0 | 0 | 0 | 0 | 0 | 0 | 0 | 0 | 0 | 0 | 0 | 0 | 0 | 0 | 0 | 0 | 0 | 0 | 0 | 0 | 0 | 0
|  | 2024 | 3677.8733 | 0 | 0 | 0 | 0 | 4941.8676 | 4658.5012 | 4378.0759 | 4172.9411 | 3996.0402 | 3840.3147 | 3726.9401 | 3634.741 | 3542.5419 | 3450.3428 | 16449.7548 | 3265.9446 | 3173.7455 | 3081.5464 | 2989.3473 | 2897.1482 | 2804.9491 | 2712.75 | 2620.5509 | 2528.3518 | 11770.6416 | 2343.9536 | 2251.7545 | 1898.4619 | 2159.5554 | 2067.3563 | 1975.1572 | 1882.9581 | 1790.759 | 1698.5599 | 1606.3608 | 0 | 0 | 0 | 0 | 0 | 0 | 0 | 0 | 0 | 0 | 0 | 0 | 0 | 0 | 0 | 0 | 0 | 0 | 0 | 0 | 0 | 0 | 0 | 0 | 0 | 0
|  | 2025 | 3319.1684 | 0 | 0 | 0 | 0 | 0 | 4599.9247 | 4336.1653 | 4075.1435 | 3884.2026 | 3719.542 | 3574.5916 | 3469.0618 | 3383.2422 | 3297.4227 | 3211.6031 | 15673.815 | 3039.964 | 2954.1444 | 2868.3248 | 2782.5053 | 2696.6857 | 2610.8661 | 2525.0466 | 2439.227 | 2353.4074 | 11345.1596 | 2181.7683 | 1814.5127 | 2095.9487 | 2010.1292 | 1924.3096 | 1838.49 | 1752.6705 | 1666.8509 | 1581.0313 | 1495.2118 | 0 | 0 | 0 | 0 | 0 | 0 | 0 | 0 | 0 | 0 | 0 | 0 | 0 | 0 | 0 | 0 | 0 | 0 | 0 | 0 | 0 | 0 | 0 | 0 | 0
|  | 2026 | 3089.505 | 0 | 0 | 0 | 0 | 0 | 0 | 4482.0657 | 4225.0643 | 3970.7304 | 3784.6817 | 3624.2401 | 3483.0036 | 3380.1777 | 3296.557 | 3212.9363 | 3129.3156 | 15069.9987 | 2962.0742 | 2878.4535 | 2794.8328 | 2711.2121 | 2627.5914 | 2543.9707 | 2460.35 | 2376.7293 | 2293.1086 | 11037.122 | 1814.7979 | 2125.8672 | 2042.2464 | 1958.6257 | 1875.005 | 1791.3843 | 1707.7636 | 1624.1429 | 1540.5222 | 1456.9015 | 0 | 0 | 0 | 0 | 0 | 0 | 0 | 0 | 0 | 0 | 0 | 0 | 0 | 0 | 0 | 0 | 0 | 0 | 0 | 0 | 0 | 0 | 0 | 0
|  | 2027 | 3010.3459 | 0 | 0 | 0 | 0 | 0 | 0 | 0 | 4365.857 | 4115.519 | 3867.7793 | 3686.5544 | 3530.2726 | 3392.6981 | 3292.5382 | 3211.0855 | 3129.6329 | 3048.1803 | 14486.4833 | 2885.275 | 2803.8224 | 2722.3698 | 2640.9171 | 2559.4645 | 2478.0119 | 2396.5593 | 2315.1066 | 2233.654 | 2843.8384 | 10736.6899 | 2070.7488 | 1989.2961 | 1907.8435 | 1826.3909 | 1744.9382 | 1663.4856 | 1582.033 | 1500.5804 | 1419.1277 | 0 | 0 | 0 | 0 | 0 | 0 | 0 | 0 | 0 | 0 | 0 | 0 | 0 | 0 | 0 | 0 | 0 | 0 | 0 | 0 | 0 | 0 | 0
|  | 2028 | 2932.2951 | 0 | 0 | 0 | 0 | 0 | 0 | 0 | 0 | 4251.2986 | 4007.5294 | 3766.2903 | 3589.8207 | 3437.6396 | 3303.675 | 3206.1432 | 3126.8279 | 3047.5126 | 2968.1972 | 13922.6181 | 2809.5665 | 2730.2512 | 2650.9358 | 2571.6205 | 2492.3052 | 2412.9898 | 2333.6745 | 2254.3591 | 2701.9295 | 2175.0438 | 10443.6807 | 2016.4131 | 1937.0978 | 1857.7824 | 1778.4671 | 1699.1517 | 1619.8364 | 1540.521 | 1461.2057 | 1381.8904 | 0 | 0 | 0 | 0 | 0 | 0 | 0 | 0 | 0 | 0 | 0 | 0 | 0 | 0 | 0 | 0 | 0 | 0 | 0 | 0 | 0 | 0
|  | 2029 | 2855.3528 | 0 | 0 | 0 | 0 | 0 | 0 | 0 | 0 | 0 | 4138.3905 | 3901.0954 | 3666.2633 | 3494.4804 | 3346.3411 | 3215.9344 | 3120.9929 | 3043.7841 | 2966.5752 | 2889.3664 | 13542.861 | 2734.9487 | 2657.7398 | 2580.531 | 2503.3221 | 2426.1133 | 2348.9044 | 2271.6956 | 2584.0808 | 2194.4867 | 2117.2779 | 10157.9167 | 1962.8602 | 1885.6514 | 1808.4425 | 1731.2337 | 1654.0248 | 1576.816 | 1499.6071 | 1422.3983 | 1345.1894 | 0 | 0 | 0 | 0 | 0 | 0 | 0 | 0 | 0 | 0 | 0 | 0 | 0 | 0 | 0 | 0 | 0 | 0 | 0 | 0 | 0
|  | 2030 | 2779.519 | 0 | 0 | 0 | 0 | 0 | 0 | 0 | 0 | 0 | 0 | 3966.8963 | 3739.4347 | 3514.334 | 3349.6698 | 3207.6693 | 3082.6666 | 2991.6595 | 2917.6502 | 2843.6408 | 2769.6315 | 13131.5112 | 2621.6129 | 2547.6035 | 2473.5942 | 2399.5849 | 2325.5756 | 2251.5662 | 2457.4114 | 2177.5569 | 2103.5476 | 2029.5383 | 9849.5305 | 1881.5196 | 1807.5103 | 1733.501 | 1659.4916 | 1585.4823 | 1511.473 | 1437.4637 | 1363.4543 | 1289.445 | 0 | 0 | 0 | 0 | 0 | 0 | 0 | 0 | 0 | 0 | 0 | 0 | 0 | 0 | 0 | 0 | 0 | 0 | 0 | 0
|  | 2031 | 2664.3362 | 0 | 0 | 0 | 0 | 0 | 0 | 0 | 0 | 0 | 0 | 0 | 3858.6671 | 3637.4114 | 3418.4521 | 3258.2804 | 3120.1542 | 2998.5619 | 2910.0378 | 2838.0476 | 2766.0575 | 2694.0674 | 12771.1495 | 2550.0872 | 2478.097 | 2406.1069 | 2334.1168 | 2262.1267 | 1771.1681 | 2190.1366 | 2118.1464 | 2046.1563 | 1974.1662 | 1902.1761 | 1830.1859 | 1758.1958 | 1686.2057 | 1614.2156 | 1542.2255 | 1470.2353 | 1398.2452 | 1326.2551 | 1254.265 | 0 | 0 | 0 | 0 | 0 | 0 | 0 | 0 | 0 | 0 | 0 | 0 | 0 | 0 | 0 | 0 | 0 | 0 | 0
|  | 2032 | 2591.6449 | 0 | 0 | 0 | 0 | 0 | 0 | 0 | 0 | 0 | 0 | 0 | 0 | 3753.3907 | 3538.1715 | 3325.1861 | 3169.3844 | 3035.0267 | 2916.7519 | 2830.6429 | 2760.6169 | 2690.5909 | 2620.5649 | 12420.5773 | 2480.5129 | 2410.4869 | 2340.4609 | 2270.4349 | 1764.8955 | 2200.4089 | 2130.3829 | 2060.3568 | 1990.3308 | 1920.3048 | 1850.2788 | 1780.2528 | 1710.2268 | 1640.2008 | 1570.1748 | 1500.1488 | 1430.1228 | 1360.0968 | 1290.0708 | 1220.0447 | 0 | 0 | 0 | 0 | 0 | 0 | 0 | 0 | 0 | 0 | 0 | 0 | 0 | 0 | 0 | 0 | 0 | 0
|  | 2033 | 2520.9368 | 0 | 0 | 0 | 0 | 0 | 0 | 0 | 0 | 0 | 0 | 0 | 0 | 0 | 3650.9866 | 3441.6393 | 3234.4648 | 3082.9138 | 2952.2218 | 2837.1739 | 2753.4142 | 2685.2988 | 2617.1833 | 2549.0678 | 12079.5307 | 2412.8368 | 2344.7214 | 2276.6059 | 1758.1061 | 2208.4904 | 2140.3749 | 2072.2594 | 2004.1439 | 1936.0285 | 1867.913 | 1799.7975 | 1731.682 | 1663.5665 | 1595.451 | 1527.3356 | 1459.2201 | 1391.1046 | 1322.9891 | 1254.8736 | 1186.7582 | 0 | 0 | 0 | 0 | 0 | 0 | 0 | 0 | 0 | 0 | 0 | 0 | 0 | 0 | 0 | 0 | 0
|  | 2034 | 2452.1578 | 0 | 0 | 0 | 0 | 0 | 0 | 0 | 0 | 0 | 0 | 0 | 0 | 0 | 0 | 3551.3764 | 3347.7407 | 3146.2186 | 2998.8024 | 2871.676 | 2759.767 | 2678.2926 | 2612.0355 | 2545.7784 | 2479.5213 | 11747.7531 | 2347.0072 | 2280.7501 | 1750.8178 | 2214.493 | 2148.2359 | 2081.9789 | 2015.7218 | 1949.4647 | 1883.2076 | 1816.9505 | 1750.6935 | 1684.4364 | 1618.1793 | 1551.9222 | 1485.6651 | 1419.408 | 1353.151 | 1286.8939 | 1220.6368 | 1154.3797 | 0 | 0 | 0 | 0 | 0 | 0 | 0 | 0 | 0 | 0 | 0 | 0 | 0 | 0 | 0 | 0
|  | 2035 | 2385.2554 | 0 | 0 | 0 | 0 | 0 | 0 | 0 | 0 | 0 | 0 | 0 | 0 | 0 | 0 | 0 | 3454.4839 | 3256.404 | 3060.38 | 2916.9858 | 2793.3278 | 2684.472 | 2605.2205 | 2540.7711 | 2476.3217 | 2411.8723 | 11424.9947 | 2282.9736 | 1743.0482 | 2218.5242 | 2154.0748 | 2089.6254 | 2025.176 | 1960.7267 | 1896.2773 | 1831.8279 | 1767.3785 | 1702.9291 | 1638.4797 | 1574.0304 | 1509.581 | 1445.1316 | 1380.6822 | 1316.2328 | 1251.7834 | 1187.3341 | 1122.8847 | 0 | 0 | 0 | 0 | 0 | 0 | 0 | 0 | 0 | 0 | 0 | 0 | 0 | 0 | 0
|  | 2036 | 2320.1782 | 0 | 0 | 0 | 0 | 0 | 0 | 0 | 0 | 0 | 0 | 0 | 0 | 0 | 0 | 0 | 0 | 3360.2349 | 3167.5592 | 2976.8834 | 2837.4014 | 2717.1172 | 2611.2313 | 2534.142 | 2471.451 | 2408.76 | 2346.069 | 11111.0121 | 1734.8148 | 2220.687 | 2157.996 | 2095.305 | 2032.614 | 1969.923 | 1907.232 | 1844.541 | 1781.85 | 1719.159 | 1656.4679 | 1593.7769 | 1531.0859 | 1468.3949 | 1405.7039 | 1343.0129 | 1280.3219 | 1217.6309 | 1154.9399 | 1092.2489 | 0 | 0 | 0 | 0 | 0 | 0 | 0 | 0 | 0 | 0 | 0 | 0 | 0 | 0
|  | 2037 | 2256.8766 | 0 | 0 | 0 | 0 | 0 | 0 | 0 | 0 | 0 | 0 | 0 | 0 | 0 | 0 | 0 | 0 | 0 | 3268.5573 | 3081.1384 | 2895.6648 | 2759.9883 | 2642.9859 | 2539.9889 | 2465.0028 | 2404.0222 | 2343.0416 | 2282.061 | 2347.9517 | 10805.5689 | 2160.0998 | 2099.1192 | 2038.1386 | 1977.158 | 1916.1774 | 1855.1968 | 1794.2162 | 1733.2356 | 1672.255 | 1611.2744 | 1550.2938 | 1489.3132 | 1428.3326 | 1367.352 | 1306.3714 | 1245.3908 | 1184.4102 | 1123.4296 | 1062.449 | 0 | 0 | 0 | 0 | 0 | 0 | 0 | 0 | 0 | 0 | 0 | 0 | 0
|  | 2038 | 2195.302 | 0 | 0 | 0 | 0 | 0 | 0 | 0 | 0 | 0 | 0 | 0 | 0 | 0 | 0 | 0 | 0 | 0 | 0 | 3179.3809 | 2997.0754 | 2816.6621 | 2684.6873 | 2570.877 | 2470.6901 | 2397.7499 | 2338.433 | 2279.1162 | 2279.2337 | 2219.7993 | 10508.4347 | 2101.1656 | 2041.8487 | 1982.5319 | 1923.215 | 1863.8981 | 1804.5813 | 1745.2644 | 1685.9476 | 1626.6307 | 1567.3138 | 1507.997 | 1448.6801 | 1389.3633 | 1330.0464 | 1270.7295 | 1211.4127 | 1152.0958 | 1092.7789 | 1033.4621 | 0 | 0 | 0 | 0 | 0 | 0 | 0 | 0 | 0 | 0 | 0 | 0
|  | 2039 | 2135.4074 | 0 | 0 | 0 | 0 | 0 | 0 | 0 | 0 | 0 | 0 | 0 | 0 | 0 | 0 | 0 | 0 | 0 | 0 | 0 | 3092.6376 | 2915.306 | 2739.8148 | 2611.4407 | 2500.7356 | 2403.282 | 2332.3319 | 2274.6333 | 2216.8941 | 2216.9348 | 2159.2363 | 10219.3854 | 2043.8393 | 1986.1408 | 1928.4423 | 1870.7437 | 1813.0452 | 1755.3467 | 1697.6482 | 1639.9497 | 1582.2512 | 1524.5527 | 1466.8542 | 1409.1556 | 1351.4571 | 1293.7586 | 1236.0601 | 1178.3616 | 1120.6631 | 1062.9646 | 1005.266 | 0 | 0 | 0 | 0 | 0 | 0 | 0 | 0 | 0 | 0 | 0
|  | 2040 | 2077.1469 | 0 | 0 | 0 | 0 | 0 | 0 | 0 | 0 | 0 | 0 | 0 | 0 | 0 | 0 | 0 | 0 | 0 | 0 | 0 | 0 | 3008.2609 | 2835.7674 | 2665.0642 | 2540.1926 | 2432.5078 | 2337.7131 | 2268.6986 | 2160.0047 | 2212.5743 | 2156.45 | 2100.3257 | 9938.2029 | 1988.077 | 1931.9527 | 1875.8284 | 1819.7041 | 1763.5798 | 1707.4554 | 1651.3311 | 1595.2068 | 1539.0825 | 1482.9582 | 1426.8338 | 1370.7095 | 1314.5852 | 1258.4609 | 1202.3366 | 1146.2122 | 1090.0879 | 1033.9636 | 977.8393 | 0 | 0 | 0 | 0 | 0 | 0 | 0 | 0 | 0 | 0
|  | 2041 | 2020.4759 | 0 | 0 | 0 | 0 | 0 | 0 | 0 | 0 | 0 | 0 | 0 | 0 | 0 | 0 | 0 | 0 | 0 | 0 | 0 | 0 | 0 | 2926.1862 | 2758.3989 | 2592.353 | 2470.8883 | 2366.1414 | 2273.933 | 1687.2816 | 2206.8015 | 2152.2084 | 2097.6154 | 2043.0223 | 1988.4292 | 1933.8361 | 1879.2431 | 1824.65 | 1770.0569 | 1715.4638 | 1660.8708 | 1606.2777 | 1551.6846 | 1497.0915 | 1442.4985 | 1387.9054 | 1333.3123 | 1278.7192 | 1224.1262 | 1169.5331 | 1114.94 | 1060.3469 | 1005.7539 | 951.1608 | 0 | 0 | 0 | 0 | 0 | 0 | 0 | 0 | 0
|  | 2042 | 1965.3511 | 0 | 0 | 0 | 0 | 0 | 0 | 0 | 0 | 0 | 0 | 0 | 0 | 0 | 0 | 0 | 0 | 0 | 0 | 0 | 0 | 0 | 0 | 2846.3508 | 2683.1412 | 2521.6256 | 2403.4748 | 2301.5858 | 1677.3888 | 2211.8931 | 2146.5931 | 2093.4895 | 2040.3859 | 1987.2823 | 1934.1787 | 1881.0751 | 1827.9715 | 1774.8679 | 1721.7643 | 1668.6607 | 1615.5571 | 1562.4535 | 1509.3499 | 1456.2463 | 1403.1427 | 1350.039 | 1296.9354 | 1243.8318 | 1190.7282 | 1137.6246 | 1084.521 | 1031.4174 | 978.3138 | 925.2102 | 0 | 0 | 0 | 0 | 0 | 0 | 0 | 0
|  | 2043 | 1911.7302 | 0 | 0 | 0 | 0 | 0 | 0 | 0 | 0 | 0 | 0 | 0 | 0 | 0 | 0 | 0 | 0 | 0 | 0 | 0 | 0 | 0 | 0 | 0 | 2768.6936 | 2609.9368 | 2452.8279 | 2337.9006 | 1669.2472 | 2238.7914 | 2151.5458 | 2088.0275 | 2036.3727 | 1984.7179 | 1933.0631 | 1881.4083 | 1829.7536 | 1778.0988 | 1726.444 | 1674.7892 | 1623.1345 | 1571.4797 | 1519.8249 | 1468.1701 | 1416.5154 | 1364.8606 | 1313.2058 | 1261.551 | 1209.8963 | 1158.2415 | 1106.5867 | 1054.9319 | 1003.2771 | 951.6224 | 899.9676 | 0 | 0 | 0 | 0 | 0 | 0 | 0
|  | 2044 | 1859.5723 | 0 | 0 | 0 | 0 | 0 | 0 | 0 | 0 | 0 | 0 | 0 | 0 | 0 | 0 | 0 | 0 | 0 | 0 | 0 | 0 | 0 | 0 | 0 | 0 | 2693.155 | 2538.7297 | 2385.9071 | 1663.1885 | 2274.1154 | 2177.7102 | 2092.845 | 2031.0596 | 1980.8141 | 1930.5687 | 1880.3232 | 1830.0777 | 1779.8322 | 1729.5868 | 1679.3413 | 1629.0958 | 1578.8503 | 1528.6049 | 1478.3594 | 1428.1139 | 1377.8684 | 1327.623 | 1277.3775 | 1227.132 | 1176.8865 | 1126.6411 | 1076.3956 | 1026.1501 | 975.9046 | 925.6592 | 875.4137 | 0 | 0 | 0 | 0 | 0 | 0
|  | 2045 | 1808.8374 | 0 | 0 | 0 | 0 | 0 | 0 | 0 | 0 | 0 | 0 | 0 | 0 | 0 | 0 | 0 | 0 | 0 | 0 | 0 | 0 | 0 | 0 | 0 | 0 | 0 | 2619.6774 | 2469.4653 | 1659.6723 | 2320.8122 | 2212.0705 | 2118.2956 | 2035.7457 | 1975.646 | 1926.7714 | 1877.8968 | 1829.0222 | 1780.1475 | 1731.2729 | 1682.3983 | 1633.5237 | 1584.649 | 1535.7744 | 1486.8998 | 1438.0252 | 1389.1505 | 1340.2759 | 1291.4013 | 1242.5267 | 1193.6521 | 1144.7774 | 1095.9028 | 1047.0282 | 998.1536 | 949.2789 | 900.4043 | 851.5297 | 0 | 0 | 0 | 0 | 0
|  | 2046 | 1759.4867 | 0 | 0 | 0 | 0 | 0 | 0 | 0 | 0 | 0 | 0 | 0 | 0 | 0 | 0 | 0 | 0 | 0 | 0 | 0 | 0 | 0 | 0 | 0 | 0 | 0 | 0 | 2548.2045 | 1660.4517 | 2402.0907 | 2257.4933 | 2151.7184 | 2060.5019 | 1980.2043 | 1921.7443 | 1874.2031 | 1826.6619 | 1779.1208 | 1731.5796 | 1684.0384 | 1636.4973 | 1588.9561 | 1541.4149 | 1493.8737 | 1446.3326 | 1398.7914 | 1351.2502 | 1303.7091 | 1256.1679 | 1208.6267 | 1161.0855 | 1113.5444 | 1066.0032 | 1018.462 | 970.9209 | 923.3797 | 875.8385 | 828.2973 | 0 | 0 | 0 | 0
|  | 2047 | 1711.4825 | 0 | 0 | 0 | 0 | 0 | 0 | 0 | 0 | 0 | 0 | 0 | 0 | 0 | 0 | 0 | 0 | 0 | 0 | 0 | 0 | 0 | 0 | 0 | 0 | 0 | 0 | 0 | 1664.788 | 2478.6816 | 2336.5542 | 2195.9019 | 2093.0129 | 2004.2851 | 1926.1782 | 1869.3132 | 1823.0691 | 1776.825 | 1730.5809 | 1684.3368 | 1638.0927 | 1591.8486 | 1545.6044 | 1499.3603 | 1453.1162 | 1406.8721 | 1360.628 | 1314.3839 | 1268.1398 | 1221.8957 | 1175.6516 | 1129.4075 | 1083.1634 | 1036.9193 | 990.6752 | 944.4311 | 898.187 | 851.9429 | 805.6988 | 0 | 0 | 0
|  | 2048 | 1664.788 | 0 | 0 | 0 | 0 | 0 | 0 | 0 | 0 | 0 | 0 | 0 | 0 | 0 | 0 | 0 | 0 | 0 | 0 | 0 | 0 | 0 | 0 | 0 | 0 | 0 | 0 | 0 | 1619.3674 | 0 | 2411.0555 | 2272.8058 | 2135.9909 | 2035.909 | 1949.602 | 1873.6261 | 1818.3125 | 1773.3301 | 1728.3477 | 1683.3653 | 1638.3828 | 1593.4004 | 1548.418 | 1503.4356 | 1458.4532 | 1413.4707 | 1368.4883 | 1323.5059 | 1278.5235 | 1233.5411 | 1188.5586 | 1143.5762 | 1098.5938 | 1053.6114 | 1008.629 | 963.6465 | 918.6641 | 873.6817 | 828.6993 | 783.7169 | 0 | 0
|  | 2049 | 1619.3674 | 0 | 0 | 0 | 0 | 0 | 0 | 0 | 0 | 0 | 0 | 0 | 0 | 0 | 0 | 0 | 0 | 0 | 0 | 0 | 0 | 0 | 0 | 0 | 0 | 0 | 0 | 0 | 1575.186 | 0 | 0 | 2345.2745 | 2210.7966 | 2077.7145 | 1980.3631 | 1896.4108 | 1822.5078 | 1768.7033 | 1724.9482 | 1681.193 | 1637.4378 | 1593.6827 | 1549.9275 | 1506.1724 | 1462.4172 | 1418.662 | 1374.9069 | 1331.1517 | 1287.3966 | 1243.6414 | 1199.8862 | 1156.1311 | 1112.3759 | 1068.6208 | 1024.8656 | 981.1105 | 937.3553 | 893.6001 | 849.845 | 806.0898 | 762.3347 | 0
|  | 2050 | 1575.186 | 0 | 0 | 0 | 0 | 0 | 0 | 0 | 0 | 0 | 0 | 0 | 0 | 0 | 0 | 0 | 0 | 0 | 0 | 0 | 0 | 0 | 0 | 0 | 0 | 0 | 0 | 0 | 1532.2101 | 0 | 0 | 0 | 2281.2881 | 2150.4792 | 2021.028 | 1926.3327 | 1844.6708 | 1772.7841 | 1720.4476 | 1677.8862 | 1635.3249 | 1592.7635 | 1550.2021 | 1507.6407 | 1465.0793 | 1422.5179 | 1379.9566 | 1337.3952 | 1294.8338 | 1252.2724 | 1209.711 | 1167.1496 | 1124.5883 | 1082.0269 | 1039.4655 | 996.9041 | 954.3427 | 911.7813 | 869.22 | 826.6586 | 784.0972 | 741.5358

## C&I Battery BYO
C&I Battery BYO FINANCIALS
($ 1000s Unless Otherwise Indicated)
| Calendar Year of Fin. Close |  |  | 2020 | 2021 | 2022 | 2023 | 2024 | 2025 | 2026 | 2027 | 2028 | 2029 | 2030 | 2031 | 2032 | 2033 | 2034 | 2035 | 2036 | 2037 | 2038 | 2039 | 2040 | 2041 | 2042 | 2043 | 2044 | 2045 | 2046 | 2047 | 2048 | 2049 | 2050 | 2051 | 2052 | 2053 | 2054 | 2055 | 2056 | 2057 | 2058 | 2059 | 2060 | 2061 | 2062 | 2063 | 2064 | 2065 | 2066 | 2067 | 2068 | 2069 | 2070 | 2071 | 2072 | 2073 | 2074 | 2075
| Operating Year |  | 0 | 1 | 2 | 3 | 4 | 5 | 6 | 7 | 8 | 9 | 10 | 11 | 12 | 13 | 14 | 15 | 16 | 17 | 18 | 19 | 20 | 21 | 22 | 23 | 24 | 25 | 26 | 27 | 28 | 29 | 30 | 31 | 32 | 33 | 34 | 35 | 36 | 37 | 38 | 39 | 40 | 41 | 42 | 43 | 44 | 45 | 46 | 47 | 48 | 49 | 50 | 51 | 52 | 53 | 54 | 55 | 56
| Calendar Year | Capital Invest.
| 2020 | 0
| Gross plant |  | 2020 1: 0; 2021 2: 0; 2022 3: 0; 2023 4: 0; 2024 5: 0; 2025 6: 0; 2026 7: 0; 2027 8: 0; 2028 9: 0; 2029 10: 0; 2030 11: 0; 2031 12: 0; 2032 13: 0; 2033 14: 0; 2034 15: 0; 2035 16: 0; 2036 17: 0; 2037 18: 0; 2038 19: 0; 2039 20: 0; 2040 21: 0; 2041 22: 0; 2042 23: 0; 2043 24: 0; 2044 25: 0; 2045 26: 0; 2046 27: 0; 2047 28: 0; 2048 29: 0; 2049 30: 0
| Accumulated Depreciation |  | 2020 1: 0; 2021 2: 0; 2022 3: 0; 2023 4: 0; 2024 5: 0; 2025 6: 0; 2026 7: 0; 2027 8: 0; 2028 9: 0; 2029 10: 0; 2030 11: 0; 2031 12: 0; 2032 13: 0; 2033 14: 0; 2034 15: 0; 2035 16: 0; 2036 17: 0; 2037 18: 0; 2038 19: 0; 2039 20: 0; 2040 21: 0; 2041 22: 0; 2042 23: 0; 2043 24: 0; 2044 25: 0; 2045 26: 0; 2046 27: 0; 2047 28: 0; 2048 29: 0; 2049 30: 0
| Net book value |  | 2020 1: 0; 2021 2: 0; 2022 3: 0; 2023 4: 0; 2024 5: 0; 2025 6: 0; 2026 7: 0; 2027 8: 0; 2028 9: 0; 2029 10: 0; 2030 11: 0; 2031 12: 0; 2032 13: 0; 2033 14: 0; 2034 15: 0; 2035 16: 0; 2036 17: 0; 2037 18: 0; 2038 19: 0; 2039 20: 0; 2040 21: 0; 2041 22: 0; 2042 23: 0; 2043 24: 0; 2044 25: 0; 2045 26: 0; 2046 27: 0; 2047 28: 0; 2048 29: 0; 2049 30: 0
| Accumulated deferred income tax |  | 2020 1: 0; 2021 2: 0; 2022 3: 0; 2023 4: 0; 2024 5: 0; 2025 6: 0; 2026 7: 0; 2027 8: 0; 2028 9: 0; 2029 10: 0; 2030 11: 0; 2031 12: 0; 2032 13: 0; 2033 14: 0; 2034 15: 0; 2035 16: 0; 2036 17: 0; 2037 18: 0; 2038 19: 0; 2039 20: 0; 2040 21: 0; 2041 22: 0; 2042 23: 0; 2043 24: 0; 2044 25: 0; 2045 26: 0; 2046 27: 0; 2047 28: 0; 2048 29: 0; 2049 30: 0
| Rate Base |  | 2020 1: 0; 2021 2: 0; 2022 3: 0; 2023 4: 0; 2024 5: 0; 2025 6: 0; 2026 7: 0; 2027 8: 0; 2028 9: 0; 2029 10: 0; 2030 11: 0; 2031 12: 0; 2032 13: 0; 2033 14: 0; 2034 15: 0; 2035 16: 0; 2036 17: 0; 2037 18: 0; 2038 19: 0; 2039 20: 0; 2040 21: 0; 2041 22: 0; 2042 23: 0; 2043 24: 0; 2044 25: 0; 2045 26: 0; 2046 27: 0; 2047 28: 0; 2048 29: 0; 2049 30: 0
| Average rate base |  | 2020 1: 0; 2021 2: 0; 2022 3: 0; 2023 4: 0; 2024 5: 0; 2025 6: 0; 2026 7: 0; 2027 8: 0; 2028 9: 0; 2029 10: 0; 2030 11: 0; 2031 12: 0; 2032 13: 0; 2033 14: 0; 2034 15: 0; 2035 16: 0; 2036 17: 0; 2037 18: 0; 2038 19: 0; 2039 20: 0; 2040 21: 0; 2041 22: 0; 2042 23: 0; 2043 24: 0; 2044 25: 0; 2045 26: 0; 2046 27: 0; 2047 28: 0; 2048 29: 0; 2049 30: 0
| Pre-tax Return | 0.086076 | 2020 1: 0; 2021 2: 0; 2022 3: 0; 2023 4: 0; 2024 5: 0; 2025 6: 0; 2026 7: 0; 2027 8: 0; 2028 9: 0; 2029 10: 0; 2030 11: 0; 2031 12: 0; 2032 13: 0; 2033 14: 0; 2034 15: 0; 2035 16: 0; 2036 17: 0; 2037 18: 0; 2038 19: 0; 2039 20: 0; 2040 21: 0; 2041 22: 0; 2042 23: 0; 2043 24: 0; 2044 25: 0; 2045 26: 0; 2046 27: 0; 2047 28: 0; 2048 29: 0; 2049 30: 0
| Book Depreciation |  | 2020 1: 0; 2021 2: 0; 2022 3: 0; 2023 4: 0; 2024 5: 0; 2025 6: 0; 2026 7: 0; 2027 8: 0; 2028 9: 0; 2029 10: 0; 2030 11: 0; 2031 12: 0; 2032 13: 0; 2033 14: 0; 2034 15: 0; 2035 16: 0; 2036 17: 0; 2037 18: 0; 2038 19: 0; 2039 20: 0; 2040 21: 0; 2041 22: 0; 2042 23: 0; 2043 24: 0; 2044 25: 0; 2045 26: 0; 2046 27: 0; 2047 28: 0; 2048 29: 0; 2049 30: 0
| Insurance |  | 2020 1: 0; 2021 2: 0; 2022 3: 0; 2023 4: 0; 2024 5: 0; 2025 6: 0; 2026 7: 0; 2027 8: 0; 2028 9: 0; 2029 10: 0; 2030 11: 0; 2031 12: 0; 2032 13: 0; 2033 14: 0; 2034 15: 0; 2035 16: 0; 2036 17: 0; 2037 18: 0; 2038 19: 0; 2039 20: 0; 2040 21: 0; 2041 22: 0; 2042 23: 0; 2043 24: 0; 2044 25: 0; 2045 26: 0; 2046 27: 0; 2047 28: 0; 2048 29: 0; 2049 30: 0
| Property Taxes |  | 2020 1: 0; 2021 2: 0; 2022 3: 0; 2023 4: 0; 2024 5: 0; 2025 6: 0; 2026 7: 0; 2027 8: 0; 2028 9: 0; 2029 10: 0; 2030 11: 0; 2031 12: 0; 2032 13: 0; 2033 14: 0; 2034 15: 0; 2035 16: 0; 2036 17: 0; 2037 18: 0; 2038 19: 0; 2039 20: 0; 2040 21: 0; 2041 22: 0; 2042 23: 0; 2043 24: 0; 2044 25: 0; 2045 26: 0; 2046 27: 0; 2047 28: 0; 2048 29: 0; 2049 30: 0
| Revenue Requirement |  | 2020 1: 0; 2021 2: 0; 2022 3: 0; 2023 4: 0; 2024 5: 0; 2025 6: 0; 2026 7: 0; 2027 8: 0; 2028 9: 0; 2029 10: 0; 2030 11: 0; 2031 12: 0; 2032 13: 0; 2033 14: 0; 2034 15: 0; 2035 16: 0; 2036 17: 0; 2037 18: 0; 2038 19: 0; 2039 20: 0; 2040 21: 0; 2041 22: 0; 2042 23: 0; 2043 24: 0; 2044 25: 0; 2045 26: 0; 2046 27: 0; 2047 28: 0; 2048 29: 0; 2049 30: 0
| Book Depreciation |  | 2020 1: 0; 2021 2: 0; 2022 3: 0; 2023 4: 0; 2024 5: 0; 2025 6: 0; 2026 7: 0; 2027 8: 0; 2028 9: 0; 2029 10: 0; 2030 11: 0; 2031 12: 0; 2032 13: 0; 2033 14: 0; 2034 15: 0; 2035 16: 0; 2036 17: 0; 2037 18: 0; 2038 19: 0; 2039 20: 0; 2040 21: 0; 2041 22: 0; 2042 23: 0; 2043 24: 0; 2044 25: 0; 2045 26: 0; 2046 27: 0; 2047 28: 0; 2048 29: 0; 2049 30: 0
| Tax Depreciation |  | 2020 1: 0; 2021 2: 0; 2022 3: 0; 2023 4: 0; 2024 5: 0; 2025 6: 0; 2026 7: 0; 2027 8: 0; 2028 9: 0; 2029 10: 0; 2030 11: 0; 2031 12: 0; 2032 13: 0; 2033 14: 0; 2034 15: 0; 2035 16: 0; 2036 17: 0; 2037 18: 0; 2038 19: 0; 2039 20: 0; 2040 21: 0; 2041 22: 0; 2042 23: 0; 2043 24: 0; 2044 25: 0; 2045 26: 0; 2046 27: 0; 2047 28: 0; 2048 29: 0; 2049 30: 0
| Difference between book and tax |  | 2020 1: 0; 2021 2: 0; 2022 3: 0; 2023 4: 0; 2024 5: 0; 2025 6: 0; 2026 7: 0; 2027 8: 0; 2028 9: 0; 2029 10: 0; 2030 11: 0; 2031 12: 0; 2032 13: 0; 2033 14: 0; 2034 15: 0; 2035 16: 0; 2036 17: 0; 2037 18: 0; 2038 19: 0; 2039 20: 0; 2040 21: 0; 2041 22: 0; 2042 23: 0; 2043 24: 0; 2044 25: 0; 2045 26: 0; 2046 27: 0; 2047 28: 0; 2048 29: 0; 2049 30: 0
| Tax rate |  | 2020 1: 0; 2021 2: 0; 2022 3: 0; 2023 4: 0; 2024 5: 0; 2025 6: 0; 2026 7: 0; 2027 8: 0; 2028 9: 0; 2029 10: 0; 2030 11: 0; 2031 12: 0; 2032 13: 0; 2033 14: 0; 2034 15: 0; 2035 16: 0; 2036 17: 0; 2037 18: 0; 2038 19: 0; 2039 20: 0; 2040 21: 0; 2041 22: 0; 2042 23: 0; 2043 24: 0; 2044 25: 0; 2045 26: 0; 2046 27: 0; 2047 28: 0; 2048 29: 0; 2049 30: 0
Depreciation Tables
|  | 5 | 2020 1: 20%; 2021 2: 32%; 2022 3: 19.2%; 2023 4: 11.52%; 2024 5: 11.52%; 2025 6: 5.76%; 2026 7: 0%; 2027 8: 0%; 2028 9: 0%; 2029 10: 0%; 2030 11: 0%; 2031 12: 0%; 2032 13: 0%; 2033 14: 0%; 2034 15: 0%; 2035 16: 0%; 2036 17: 0%; 2037 18: 0%; 2038 19: 0%; 2039 20: 0%; 2040 21: 0%
|  | 5 | 0: 1; 2020 1: 20%; 2021 2: 32%; 2022 3: 19.2%; 2023 4: 11.52%; 2024 5: 11.52%; 2025 6: 5.76%
|  | 10 | 0: 0; 2020 1: 10%; 2021 2: 18%; 2022 3: 14.4%; 2023 4: 11.52%; 2024 5: 9.22%; 2025 6: 7.37%; 2026 7: 6.55%; 2027 8: 6.55%; 2028 9: 6.56%; 2029 10: 6.55%; 2030 11: 3.28%
|  | 15 | 0: 0; 2020 1: 5%; 2021 2: 9.5%; 2022 3: 8.55%; 2023 4: 7.7%; 2024 5: 6.93%; 2025 6: 6.23%; 2026 7: 5.9%; 2027 8: 5.9%; 2028 9: 5.91%; 2029 10: 5.9%; 2030 11: 5.91%; 2031 12: 5.9%; 2032 13: 5.91%; 2033 14: 5.9%; 2034 15: 5.91%; 2035 16: 2.95%
|  | 20 | 0: 0; 2020 1: 3.75%; 2021 2: 7.219%; 2022 3: 6.677%; 2023 4: 6.177%; 2024 5: 5.713%; 2025 6: 5.285%; 2026 7: 4.888%; 2027 8: 4.522%; 2028 9: 4.462%; 2029 10: 4.461%; 2030 11: 4.462%; 2031 12: 4.461%; 2032 13: 4.462%; 2033 14: 4.461%; 2034 15: 4.462%; 2035 16: 4.461%; 2036 17: 4.462%; 2037 18: 4.461%; 2038 19: 4.462%; 2039 20: 4.461%; 2040 21: 2.231%
Revenue Requirement by vintage year
2012 $000
|  |  |  | 2020 | 2021 | 2022 | 2023 | 2024 | 2025 | 2026 | 2027 | 2028 | 2029 | 2030 | 2031 | 2032 | 2033 | 2034 | 2035 | 2036 | 2037 | 2038 | 2039 | 2040 | 2041 | 2042 | 2043 | 2044 | 2045 | 2046 | 2047 | 2048 | 2049 | 2050 | 2051 | 2052 | 2053 | 2054 | 2055 | 2056 | 2057 | 2058 | 2059 | 2060 | 2061 | 2062 | 2063 | 2064 | 2065 | 2066 | 2067 | 2068 | 2069 | 2070 | 2071 | 2072 | 2073 | 2074 | 2075
|  | 2020 | 0% | 0 | 0 | 0 | 0 | 0 | 0 | 0 | 0 | 0 | 0 | 0 | 0 | 0 | 0 | 0 | 0 | 0 | 0 | 0 | 0 | 0 | 0 | 0 | 0 | 0 | 0 | 0 | 0 | 0 | 0 | 0 | 0 | 0 | 0 | 0 | 0 | 0 | 0 | 0 | 0 | 0 | 0 | 0 | 0 | 0 | 0 | 0 | 0 | 0 | 0 | 0 | 0 | 0 | 0 | 0 | 0
|  | 2021 | 0% |  | 0 | 0 | 0 | 0 | 0 | 0 | 0 | 0 | 0 | 0 | 0 | 0 | 0 | 0 | 0 | 0 | 0 | 0 | 0 | 0 | 0 | 0 | 0 | 0 | 0 | 0 | 0 | 0 | 0 | 0 | 0 | 0 | 0 | 0 | 0 | 0 | 0 | 0 | 0 | 0 | 0 | 0 | 0 | 0 | 0 | 0 | 0 | 0 | 0 | 0 | 0 | 0 | 0 | 0 | 0
|  | 2022 | 0% |  |  | 0 | 0 | 0 | 0 | 0 | 0 | 0 | 0 | 0 | 0 | 0 | 0 | 0 | 0 | 0 | 0 | 0 | 0 | 0 | 0 | 0 | 0 | 0 | 0 | 0 | 0 | 0 | 0 | 0 | 0 | 0 | 0 | 0 | 0 | 0 | 0 | 0 | 0 | 0 | 0 | 0 | 0 | 0 | 0 | 0 | 0 | 0 | 0 | 0 | 0 | 0 | 0 | 0 | 0
|  | 2023 | 0% |  |  |  | 0 | 0 | 0 | 0 | 0 | 0 | 0 | 0 | 0 | 0 | 0 | 0 | 0 | 0 | 0 | 0 | 0 | 0 | 0 | 0 | 0 | 0 | 0 | 0 | 0 | 0 | 0 | 0 | 0 | 0 | 0 | 0 | 0 | 0 | 0 | 0 | 0 | 0 | 0 | 0 | 0 | 0 | 0 | 0 | 0 | 0 | 0 | 0 | 0 | 0 | 0 | 0 | 0
|  | 2024 | 0% |  |  |  |  | 0 | 0 | 0 | 0 | 0 | 0 | 0 | 0 | 0 | 0 | 0 | 0 | 0 | 0 | 0 | 0 | 0 | 0 | 0 | 0 | 0 | 0 | 0 | 0 | 0 | 0 | 0 | 0 | 0 | 0 | 0 | 0 | 0 | 0 | 0 | 0 | 0 | 0 | 0 | 0 | 0 | 0 | 0 | 0 | 0 | 0 | 0 | 0 | 0 | 0 | 0 | 0
|  | 2025 | 0% | [5 empty] | 0 | 0 | 0 | 0 | 0 | 0 | 0 | 0 | 0 | 0 | 0 | 0 | 0 | 0 | 0 | 0 | 0 | 0 | 0 | 0 | 0 | 0 | 0 | 0 | 0 | 0 | 0 | 0 | 0 | 0 | 0 | 0 | 0 | 0 | 0 | 0 | 0 | 0 | 0 | 0 | 0 | 0 | 0 | 0 | 0 | 0 | 0 | 0 | 0 | 0 | 0
|  | 2026 | 0% | [6 empty] | 0 | 0 | 0 | 0 | 0 | 0 | 0 | 0 | 0 | 0 | 0 | 0 | 0 | 0 | 0 | 0 | 0 | 0 | 0 | 0 | 0 | 0 | 0 | 0 | 0 | 0 | 0 | 0 | 0 | 0 | 0 | 0 | 0 | 0 | 0 | 0 | 0 | 0 | 0 | 0 | 0 | 0 | 0 | 0 | 0 | 0 | 0 | 0 | 0 | 0
|  | 2027 | 0% | [7 empty] | 0 | 0 | 0 | 0 | 0 | 0 | 0 | 0 | 0 | 0 | 0 | 0 | 0 | 0 | 0 | 0 | 0 | 0 | 0 | 0 | 0 | 0 | 0 | 0 | 0 | 0 | 0 | 0 | 0 | 0 | 0 | 0 | 0 | 0 | 0 | 0 | 0 | 0 | 0 | 0 | 0 | 0 | 0 | 0 | 0 | 0 | 0 | 0 | 0
|  | 2028 | 0% | [8 empty] | 0 | 0 | 0 | 0 | 0 | 0 | 0 | 0 | 0 | 0 | 0 | 0 | 0 | 0 | 0 | 0 | 0 | 0 | 0 | 0 | 0 | 0 | 0 | 0 | 0 | 0 | 0 | 0 | 0 | 0 | 0 | 0 | 0 | 0 | 0 | 0 | 0 | 0 | 0 | 0 | 0 | 0 | 0 | 0 | 0 | 0 | 0 | 0
|  | 2029 | 0% | [9 empty] | 0 | 0 | 0 | 0 | 0 | 0 | 0 | 0 | 0 | 0 | 0 | 0 | 0 | 0 | 0 | 0 | 0 | 0 | 0 | 0 | 0 | 0 | 0 | 0 | 0 | 0 | 0 | 0 | 0 | 0 | 0 | 0 | 0 | 0 | 0 | 0 | 0 | 0 | 0 | 0 | 0 | 0 | 0 | 0 | 0 | 0 | 0
|  | 2030 | 0% | [10 empty] | 0 | 0 | 0 | 0 | 0 | 0 | 0 | 0 | 0 | 0 | 0 | 0 | 0 | 0 | 0 | 0 | 0 | 0 | 0 | 0 | 0 | 0 | 0 | 0 | 0 | 0 | 0 | 0 | 0 | 0 | 0 | 0 | 0 | 0 | 0 | 0 | 0 | 0 | 0 | 0 | 0 | 0 | 0 | 0 | 0 | 0
|  | 2031 | 0% | [11 empty] | 0 | 0 | 0 | 0 | 0 | 0 | 0 | 0 | 0 | 0 | 0 | 0 | 0 | 0 | 0 | 0 | 0 | 0 | 0 | 0 | 0 | 0 | 0 | 0 | 0 | 0 | 0 | 0 | 0 | 0 | 0 | 0 | 0 | 0 | 0 | 0 | 0 | 0 | 0 | 0 | 0 | 0 | 0 | 0 | 0
|  | 2032 | 0% | [12 empty] | 0 | 0 | 0 | 0 | 0 | 0 | 0 | 0 | 0 | 0 | 0 | 0 | 0 | 0 | 0 | 0 | 0 | 0 | 0 | 0 | 0 | 0 | 0 | 0 | 0 | 0 | 0 | 0 | 0 | 0 | 0 | 0 | 0 | 0 | 0 | 0 | 0 | 0 | 0 | 0 | 0 | 0 | 0 | 0
|  | 2033 | 0% | [13 empty] | 0 | 0 | 0 | 0 | 0 | 0 | 0 | 0 | 0 | 0 | 0 | 0 | 0 | 0 | 0 | 0 | 0 | 0 | 0 | 0 | 0 | 0 | 0 | 0 | 0 | 0 | 0 | 0 | 0 | 0 | 0 | 0 | 0 | 0 | 0 | 0 | 0 | 0 | 0 | 0 | 0 | 0 | 0
|  | 2034 | 0% | [14 empty] | 0 | 0 | 0 | 0 | 0 | 0 | 0 | 0 | 0 | 0 | 0 | 0 | 0 | 0 | 0 | 0 | 0 | 0 | 0 | 0 | 0 | 0 | 0 | 0 | 0 | 0 | 0 | 0 | 0 | 0 | 0 | 0 | 0 | 0 | 0 | 0 | 0 | 0 | 0 | 0 | 0 | 0
|  | 2035 | 0% | [15 empty] | 0 | 0 | 0 | 0 | 0 | 0 | 0 | 0 | 0 | 0 | 0 | 0 | 0 | 0 | 0 | 0 | 0 | 0 | 0 | 0 | 0 | 0 | 0 | 0 | 0 | 0 | 0 | 0 | 0 | 0 | 0 | 0 | 0 | 0 | 0 | 0 | 0 | 0 | 0 | 0 | 0
|  | 2036 | 0% | [16 empty] | 0 | 0 | 0 | 0 | 0 | 0 | 0 | 0 | 0 | 0 | 0 | 0 | 0 | 0 | 0 | 0 | 0 | 0 | 0 | 0 | 0 | 0 | 0 | 0 | 0 | 0 | 0 | 0 | 0 | 0 | 0 | 0 | 0 | 0 | 0 | 0 | 0 | 0 | 0 | 0
|  | 2037 | 0% | [17 empty] | 0 | 0 | 0 | 0 | 0 | 0 | 0 | 0 | 0 | 0 | 0 | 0 | 0 | 0 | 0 | 0 | 0 | 0 | 0 | 0 | 0 | 0 | 0 | 0 | 0 | 0 | 0 | 0 | 0 | 0 | 0 | 0 | 0 | 0 | 0 | 0 | 0 | 0 | 0
|  | 2038 | 0% | [18 empty] | 0 | 0 | 0 | 0 | 0 | 0 | 0 | 0 | 0 | 0 | 0 | 0 | 0 | 0 | 0 | 0 | 0 | 0 | 0 | 0 | 0 | 0 | 0 | 0 | 0 | 0 | 0 | 0 | 0 | 0 | 0 | 0 | 0 | 0 | 0 | 0 | 0 | 0
|  | 2039 | 0% | [19 empty] | 0 | 0 | 0 | 0 | 0 | 0 | 0 | 0 | 0 | 0 | 0 | 0 | 0 | 0 | 0 | 0 | 0 | 0 | 0 | 0 | 0 | 0 | 0 | 0 | 0 | 0 | 0 | 0 | 0 | 0 | 0 | 0 | 0 | 0 | 0 | 0 | 0
|  | 2040 | 0% | [20 empty] | 0 | 0 | 0 | 0 | 0 | 0 | 0 | 0 | 0 | 0 | 0 | 0 | 0 | 0 | 0 | 0 | 0 | 0 | 0 | 0 | 0 | 0 | 0 | 0 | 0 | 0 | 0 | 0 | 0 | 0 | 0 | 0 | 0 | 0 | 0 | 0
|  | 2041 | 0% | [21 empty] | 0 | 0 | 0 | 0 | 0 | 0 | 0 | 0 | 0 | 0 | 0 | 0 | 0 | 0 | 0 | 0 | 0 | 0 | 0 | 0 | 0 | 0 | 0 | 0 | 0 | 0 | 0 | 0 | 0 | 0 | 0 | 0 | 0 | 0 | 0
|  | 2042 | 0% | [22 empty] | 0 | 0 | 0 | 0 | 0 | 0 | 0 | 0 | 0 | 0 | 0 | 0 | 0 | 0 | 0 | 0 | 0 | 0 | 0 | 0 | 0 | 0 | 0 | 0 | 0 | 0 | 0 | 0 | 0 | 0 | 0 | 0 | 0 | 0
|  | 2043 | 0% | 2043: 0; 2044: 0; 2045: 0; 2046: 0; 2047: 0; 2048: 0; 2049: 0; 2050: 0; 2051: 0; 2052: 0; 2053: 0; 2054: 0; 2055: 0; 2056: 0; 2057: 0; 2058: 0; 2059: 0; 2060: 0; 2061: 0; 2062: 0; 2063: 0; 2064: 0; 2065: 0; 2066: 0; 2067: 0; 2068: 0; 2069: 0; 2070: 0; 2071: 0; 2072: 0; 2073: 0; 2074: 0; 2075: 0
|  | 2044 | 0% | 2044: 0; 2045: 0; 2046: 0; 2047: 0; 2048: 0; 2049: 0; 2050: 0; 2051: 0; 2052: 0; 2053: 0; 2054: 0; 2055: 0; 2056: 0; 2057: 0; 2058: 0; 2059: 0; 2060: 0; 2061: 0; 2062: 0; 2063: 0; 2064: 0; 2065: 0; 2066: 0; 2067: 0; 2068: 0; 2069: 0; 2070: 0; 2071: 0; 2072: 0; 2073: 0; 2074: 0; 2075: 0
|  | 2045 | 0% | 2045: 0; 2046: 0; 2047: 0; 2048: 0; 2049: 0; 2050: 0; 2051: 0; 2052: 0; 2053: 0; 2054: 0; 2055: 0; 2056: 0; 2057: 0; 2058: 0; 2059: 0; 2060: 0; 2061: 0; 2062: 0; 2063: 0; 2064: 0; 2065: 0; 2066: 0; 2067: 0; 2068: 0; 2069: 0; 2070: 0; 2071: 0; 2072: 0; 2073: 0; 2074: 0; 2075: 0
|  | 2046 | 0% | 2046: 0; 2047: 0; 2048: 0; 2049: 0; 2050: 0; 2051: 0; 2052: 0; 2053: 0; 2054: 0; 2055: 0; 2056: 0; 2057: 0; 2058: 0; 2059: 0; 2060: 0; 2061: 0; 2062: 0; 2063: 0; 2064: 0; 2065: 0; 2066: 0; 2067: 0; 2068: 0; 2069: 0; 2070: 0; 2071: 0; 2072: 0; 2073: 0; 2074: 0; 2075: 0
|  | 2047 | 0% | 2047: 0; 2048: 0; 2049: 0; 2050: 0; 2051: 0; 2052: 0; 2053: 0; 2054: 0; 2055: 0; 2056: 0; 2057: 0; 2058: 0; 2059: 0; 2060: 0; 2061: 0; 2062: 0; 2063: 0; 2064: 0; 2065: 0; 2066: 0; 2067: 0; 2068: 0; 2069: 0; 2070: 0; 2071: 0; 2072: 0; 2073: 0; 2074: 0; 2075: 0
|  | 2048 | 0% | 2048: 0; 2049: 0; 2050: 0; 2051: 0; 2052: 0; 2053: 0; 2054: 0; 2055: 0; 2056: 0; 2057: 0; 2058: 0; 2059: 0; 2060: 0; 2061: 0; 2062: 0; 2063: 0; 2064: 0; 2065: 0; 2066: 0; 2067: 0; 2068: 0; 2069: 0; 2070: 0; 2071: 0; 2072: 0; 2073: 0; 2074: 0; 2075: 0
|  | 2049 | 0% | 2049: 0; 2050: 0; 2051: 0; 2052: 0; 2053: 0; 2054: 0; 2055: 0; 2056: 0; 2057: 0; 2058: 0; 2059: 0; 2060: 0; 2061: 0; 2062: 0; 2063: 0; 2064: 0; 2065: 0; 2066: 0; 2067: 0; 2068: 0; 2069: 0; 2070: 0; 2071: 0; 2072: 0; 2073: 0; 2074: 0; 2075: 0
|  | 2050 | 0% | 2050: 0; 2051: 0; 2052: 0; 2053: 0; 2054: 0; 2055: 0; 2056: 0; 2057: 0; 2058: 0; 2059: 0; 2060: 0; 2061: 0; 2062: 0; 2063: 0; 2064: 0; 2065: 0; 2066: 0; 2067: 0; 2068: 0; 2069: 0; 2070: 0; 2071: 0; 2072: 0; 2073: 0; 2074: 0; 2075: 0
Revenue Requirement by vintage year
2012 $/MW-wk
| Aurora Input |  | Levelized Cost | 2020 | 2021 | 2022 | 2023 | 2024 | 2025 | 2026 | 2027 | 2028 | 2029 | 2030 | 2031 | 2032 | 2033 | 2034 | 2035 | 2036 | 2037 | 2038 | 2039 | 2040 | 2041 | 2042 | 2043 | 2044 | 2045 | 2046 | 2047 | 2048 | 2049 | 2050 | 2051 | 2052 | 2053 | 2054 | 2055 | 2056 | 2057 | 2058 | 2059 | 2060 | 2061 | 2062 | 2063 | 2064 | 2065 | 2066 | 2067 | 2068 | 2069 | 2070 | 2071 | 2072 | 2073 | 2074 | 2075
|  | 2020 | 0 | 0 | 0 | 0 | 0 | 0 | 0 | 0 | 0 | 0 | 0 | 0 | 0 | 0 | 0 | 0 | 0 | 0 | 0 | 0 | 0 | 0 | 0 | 0 | 0 | 0 | 0 | 0 | 0 | 0 | 0 | 0 | 0 | 0 | 0 | 0 | 0 | 0 | 0 | 0 | 0 | 0 | 0 | 0 | 0 | 0 | 0 | 0 | 0 | 0 | 0 | 0 | 0 | 0 | 0 | 0 | 0
|  | 2021 | 0 | 0 | 0 | 0 | 0 | 0 | 0 | 0 | 0 | 0 | 0 | 0 | 0 | 0 | 0 | 0 | 0 | 0 | 0 | 0 | 0 | 0 | 0 | 0 | 0 | 0 | 0 | 0 | 0 | 0 | 0 | 0 | 0 | 0 | 0 | 0 | 0 | 0 | 0 | 0 | 0 | 0 | 0 | 0 | 0 | 0 | 0 | 0 | 0 | 0 | 0 | 0 | 0 | 0 | 0 | 0 | 0
|  | 2022 | 0 | 0 | 0 | 0 | 0 | 0 | 0 | 0 | 0 | 0 | 0 | 0 | 0 | 0 | 0 | 0 | 0 | 0 | 0 | 0 | 0 | 0 | 0 | 0 | 0 | 0 | 0 | 0 | 0 | 0 | 0 | 0 | 0 | 0 | 0 | 0 | 0 | 0 | 0 | 0 | 0 | 0 | 0 | 0 | 0 | 0 | 0 | 0 | 0 | 0 | 0 | 0 | 0 | 0 | 0 | 0 | 0
|  | 2023 | 0 | 0 | 0 | 0 | 0 | 0 | 0 | 0 | 0 | 0 | 0 | 0 | 0 | 0 | 0 | 0 | 0 | 0 | 0 | 0 | 0 | 0 | 0 | 0 | 0 | 0 | 0 | 0 | 0 | 0 | 0 | 0 | 0 | 0 | 0 | 0 | 0 | 0 | 0 | 0 | 0 | 0 | 0 | 0 | 0 | 0 | 0 | 0 | 0 | 0 | 0 | 0 | 0 | 0 | 0 | 0 | 0
|  | 2024 | 0 | 0 | 0 | 0 | 0 | 0 | 0 | 0 | 0 | 0 | 0 | 0 | 0 | 0 | 0 | 0 | 0 | 0 | 0 | 0 | 0 | 0 | 0 | 0 | 0 | 0 | 0 | 0 | 0 | 0 | 0 | 0 | 0 | 0 | 0 | 0 | 0 | 0 | 0 | 0 | 0 | 0 | 0 | 0 | 0 | 0 | 0 | 0 | 0 | 0 | 0 | 0 | 0 | 0 | 0 | 0 | 0
|  | 2025 | 0 | 0 | 0 | 0 | 0 | 0 | 0 | 0 | 0 | 0 | 0 | 0 | 0 | 0 | 0 | 0 | 0 | 0 | 0 | 0 | 0 | 0 | 0 | 0 | 0 | 0 | 0 | 0 | 0 | 0 | 0 | 0 | 0 | 0 | 0 | 0 | 0 | 0 | 0 | 0 | 0 | 0 | 0 | 0 | 0 | 0 | 0 | 0 | 0 | 0 | 0 | 0 | 0 | 0 | 0 | 0 | 0
|  | 2026 | 0 | 0 | 0 | 0 | 0 | 0 | 0 | 0 | 0 | 0 | 0 | 0 | 0 | 0 | 0 | 0 | 0 | 0 | 0 | 0 | 0 | 0 | 0 | 0 | 0 | 0 | 0 | 0 | 0 | 0 | 0 | 0 | 0 | 0 | 0 | 0 | 0 | 0 | 0 | 0 | 0 | 0 | 0 | 0 | 0 | 0 | 0 | 0 | 0 | 0 | 0 | 0 | 0 | 0 | 0 | 0 | 0
|  | 2027 | 0 | 0 | 0 | 0 | 0 | 0 | 0 | 0 | 0 | 0 | 0 | 0 | 0 | 0 | 0 | 0 | 0 | 0 | 0 | 0 | 0 | 0 | 0 | 0 | 0 | 0 | 0 | 0 | 0 | 0 | 0 | 0 | 0 | 0 | 0 | 0 | 0 | 0 | 0 | 0 | 0 | 0 | 0 | 0 | 0 | 0 | 0 | 0 | 0 | 0 | 0 | 0 | 0 | 0 | 0 | 0 | 0
|  | 2028 | 0 | 0 | 0 | 0 | 0 | 0 | 0 | 0 | 0 | 0 | 0 | 0 | 0 | 0 | 0 | 0 | 0 | 0 | 0 | 0 | 0 | 0 | 0 | 0 | 0 | 0 | 0 | 0 | 0 | 0 | 0 | 0 | 0 | 0 | 0 | 0 | 0 | 0 | 0 | 0 | 0 | 0 | 0 | 0 | 0 | 0 | 0 | 0 | 0 | 0 | 0 | 0 | 0 | 0 | 0 | 0 | 0
|  | 2029 | 0 | 0 | 0 | 0 | 0 | 0 | 0 | 0 | 0 | 0 | 0 | 0 | 0 | 0 | 0 | 0 | 0 | 0 | 0 | 0 | 0 | 0 | 0 | 0 | 0 | 0 | 0 | 0 | 0 | 0 | 0 | 0 | 0 | 0 | 0 | 0 | 0 | 0 | 0 | 0 | 0 | 0 | 0 | 0 | 0 | 0 | 0 | 0 | 0 | 0 | 0 | 0 | 0 | 0 | 0 | 0 | 0
|  | 2030 | 0 | 0 | 0 | 0 | 0 | 0 | 0 | 0 | 0 | 0 | 0 | 0 | 0 | 0 | 0 | 0 | 0 | 0 | 0 | 0 | 0 | 0 | 0 | 0 | 0 | 0 | 0 | 0 | 0 | 0 | 0 | 0 | 0 | 0 | 0 | 0 | 0 | 0 | 0 | 0 | 0 | 0 | 0 | 0 | 0 | 0 | 0 | 0 | 0 | 0 | 0 | 0 | 0 | 0 | 0 | 0 | 0
|  | 2031 | 0 | 0 | 0 | 0 | 0 | 0 | 0 | 0 | 0 | 0 | 0 | 0 | 0 | 0 | 0 | 0 | 0 | 0 | 0 | 0 | 0 | 0 | 0 | 0 | 0 | 0 | 0 | 0 | 0 | 0 | 0 | 0 | 0 | 0 | 0 | 0 | 0 | 0 | 0 | 0 | 0 | 0 | 0 | 0 | 0 | 0 | 0 | 0 | 0 | 0 | 0 | 0 | 0 | 0 | 0 | 0 | 0
|  | 2032 | 0 | 0 | 0 | 0 | 0 | 0 | 0 | 0 | 0 | 0 | 0 | 0 | 0 | 0 | 0 | 0 | 0 | 0 | 0 | 0 | 0 | 0 | 0 | 0 | 0 | 0 | 0 | 0 | 0 | 0 | 0 | 0 | 0 | 0 | 0 | 0 | 0 | 0 | 0 | 0 | 0 | 0 | 0 | 0 | 0 | 0 | 0 | 0 | 0 | 0 | 0 | 0 | 0 | 0 | 0 | 0 | 0
|  | 2033 | 0 | 0 | 0 | 0 | 0 | 0 | 0 | 0 | 0 | 0 | 0 | 0 | 0 | 0 | 0 | 0 | 0 | 0 | 0 | 0 | 0 | 0 | 0 | 0 | 0 | 0 | 0 | 0 | 0 | 0 | 0 | 0 | 0 | 0 | 0 | 0 | 0 | 0 | 0 | 0 | 0 | 0 | 0 | 0 | 0 | 0 | 0 | 0 | 0 | 0 | 0 | 0 | 0 | 0 | 0 | 0 | 0
|  | 2034 | 0 | 0 | 0 | 0 | 0 | 0 | 0 | 0 | 0 | 0 | 0 | 0 | 0 | 0 | 0 | 0 | 0 | 0 | 0 | 0 | 0 | 0 | 0 | 0 | 0 | 0 | 0 | 0 | 0 | 0 | 0 | 0 | 0 | 0 | 0 | 0 | 0 | 0 | 0 | 0 | 0 | 0 | 0 | 0 | 0 | 0 | 0 | 0 | 0 | 0 | 0 | 0 | 0 | 0 | 0 | 0 | 0
|  | 2035 | 0 | 0 | 0 | 0 | 0 | 0 | 0 | 0 | 0 | 0 | 0 | 0 | 0 | 0 | 0 | 0 | 0 | 0 | 0 | 0 | 0 | 0 | 0 | 0 | 0 | 0 | 0 | 0 | 0 | 0 | 0 | 0 | 0 | 0 | 0 | 0 | 0 | 0 | 0 | 0 | 0 | 0 | 0 | 0 | 0 | 0 | 0 | 0 | 0 | 0 | 0 | 0 | 0 | 0 | 0 | 0 | 0
|  | 2036 | 0 | 0 | 0 | 0 | 0 | 0 | 0 | 0 | 0 | 0 | 0 | 0 | 0 | 0 | 0 | 0 | 0 | 0 | 0 | 0 | 0 | 0 | 0 | 0 | 0 | 0 | 0 | 0 | 0 | 0 | 0 | 0 | 0 | 0 | 0 | 0 | 0 | 0 | 0 | 0 | 0 | 0 | 0 | 0 | 0 | 0 | 0 | 0 | 0 | 0 | 0 | 0 | 0 | 0 | 0 | 0 | 0
|  | 2037 | 0 | 0 | 0 | 0 | 0 | 0 | 0 | 0 | 0 | 0 | 0 | 0 | 0 | 0 | 0 | 0 | 0 | 0 | 0 | 0 | 0 | 0 | 0 | 0 | 0 | 0 | 0 | 0 | 0 | 0 | 0 | 0 | 0 | 0 | 0 | 0 | 0 | 0 | 0 | 0 | 0 | 0 | 0 | 0 | 0 | 0 | 0 | 0 | 0 | 0 | 0 | 0 | 0 | 0 | 0 | 0 | 0
|  | 2038 | 0 | 0 | 0 | 0 | 0 | 0 | 0 | 0 | 0 | 0 | 0 | 0 | 0 | 0 | 0 | 0 | 0 | 0 | 0 | 0 | 0 | 0 | 0 | 0 | 0 | 0 | 0 | 0 | 0 | 0 | 0 | 0 | 0 | 0 | 0 | 0 | 0 | 0 | 0 | 0 | 0 | 0 | 0 | 0 | 0 | 0 | 0 | 0 | 0 | 0 | 0 | 0 | 0 | 0 | 0 | 0 | 0
|  | 2039 | 0 | 0 | 0 | 0 | 0 | 0 | 0 | 0 | 0 | 0 | 0 | 0 | 0 | 0 | 0 | 0 | 0 | 0 | 0 | 0 | 0 | 0 | 0 | 0 | 0 | 0 | 0 | 0 | 0 | 0 | 0 | 0 | 0 | 0 | 0 | 0 | 0 | 0 | 0 | 0 | 0 | 0 | 0 | 0 | 0 | 0 | 0 | 0 | 0 | 0 | 0 | 0 | 0 | 0 | 0 | 0 | 0
|  | 2040 | 0 | 0 | 0 | 0 | 0 | 0 | 0 | 0 | 0 | 0 | 0 | 0 | 0 | 0 | 0 | 0 | 0 | 0 | 0 | 0 | 0 | 0 | 0 | 0 | 0 | 0 | 0 | 0 | 0 | 0 | 0 | 0 | 0 | 0 | 0 | 0 | 0 | 0 | 0 | 0 | 0 | 0 | 0 | 0 | 0 | 0 | 0 | 0 | 0 | 0 | 0 | 0 | 0 | 0 | 0 | 0 | 0 | 0 | 0 | 0 | 0
|  | 2041 | 0 | 0 | 0 | 0 | 0 | 0 | 0 | 0 | 0 | 0 | 0 | 0 | 0 | 0 | 0 | 0 | 0 | 0 | 0 | 0 | 0 | 0 | 0 | 0 | 0 | 0 | 0 | 0 | 0 | 0 | 0 | 0 | 0 | 0 | 0 | 0 | 0 | 0 | 0 | 0 | 0 | 0 | 0 | 0 | 0 | 0 | 0 | 0 | 0 | 0 | 0 | 0 | 0 | 0 | 0 | 0 | 0 | 0 | 0 | 0 | 0
|  | 2042 | 0 | 0 | 0 | 0 | 0 | 0 | 0 | 0 | 0 | 0 | 0 | 0 | 0 | 0 | 0 | 0 | 0 | 0 | 0 | 0 | 0 | 0 | 0 | 0 | 0 | 0 | 0 | 0 | 0 | 0 | 0 | 0 | 0 | 0 | 0 | 0 | 0 | 0 | 0 | 0 | 0 | 0 | 0 | 0 | 0 | 0 | 0 | 0 | 0 | 0 | 0 | 0 | 0 | 0 | 0 | 0 | 0 | 0 | 0 | 0 | 0
|  | 2043 | 0 | 0 | 0 | 0 | 0 | 0 | 0 | 0 | 0 | 0 | 0 | 0 | 0 | 0 | 0 | 0 | 0 | 0 | 0 | 0 | 0 | 0 | 0 | 0 | 0 | 0 | 0 | 0 | 0 | 0 | 0 | 0 | 0 | 0 | 0 | 0 | 0 | 0 | 0 | 0 | 0 | 0 | 0 | 0 | 0 | 0 | 0 | 0 | 0 | 0 | 0 | 0 | 0 | 0 | 0 | 0 | 0 | 0 | 0 | 0 | 0
|  | 2044 | 0 | 0 | 0 | 0 | 0 | 0 | 0 | 0 | 0 | 0 | 0 | 0 | 0 | 0 | 0 | 0 | 0 | 0 | 0 | 0 | 0 | 0 | 0 | 0 | 0 | 0 | 0 | 0 | 0 | 0 | 0 | 0 | 0 | 0 | 0 | 0 | 0 | 0 | 0 | 0 | 0 | 0 | 0 | 0 | 0 | 0 | 0 | 0 | 0 | 0 | 0 | 0 | 0 | 0 | 0 | 0 | 0 | 0 | 0 | 0 | 0
|  | 2045 | 0 | 0 | 0 | 0 | 0 | 0 | 0 | 0 | 0 | 0 | 0 | 0 | 0 | 0 | 0 | 0 | 0 | 0 | 0 | 0 | 0 | 0 | 0 | 0 | 0 | 0 | 0 | 0 | 0 | 0 | 0 | 0 | 0 | 0 | 0 | 0 | 0 | 0 | 0 | 0 | 0 | 0 | 0 | 0 | 0 | 0 | 0 | 0 | 0 | 0 | 0 | 0 | 0 | 0 | 0 | 0 | 0 | 0 | 0 | 0 | 0
|  | 2046 | 0 | 0 | 0 | 0 | 0 | 0 | 0 | 0 | 0 | 0 | 0 | 0 | 0 | 0 | 0 | 0 | 0 | 0 | 0 | 0 | 0 | 0 | 0 | 0 | 0 | 0 | 0 | 0 | 0 | 0 | 0 | 0 | 0 | 0 | 0 | 0 | 0 | 0 | 0 | 0 | 0 | 0 | 0 | 0 | 0 | 0 | 0 | 0 | 0 | 0 | 0 | 0 | 0 | 0 | 0 | 0 | 0 | 0 | 0 | 0 | 0
|  | 2047 | 0 | 0 | 0 | 0 | 0 | 0 | 0 | 0 | 0 | 0 | 0 | 0 | 0 | 0 | 0 | 0 | 0 | 0 | 0 | 0 | 0 | 0 | 0 | 0 | 0 | 0 | 0 | 0 | 0 | 0 | 0 | 0 | 0 | 0 | 0 | 0 | 0 | 0 | 0 | 0 | 0 | 0 | 0 | 0 | 0 | 0 | 0 | 0 | 0 | 0 | 0 | 0 | 0 | 0 | 0 | 0 | 0 | 0 | 0 | 0 | 0
|  | 2048 | 0 | 0 | 0 | 0 | 0 | 0 | 0 | 0 | 0 | 0 | 0 | 0 | 0 | 0 | 0 | 0 | 0 | 0 | 0 | 0 | 0 | 0 | 0 | 0 | 0 | 0 | 0 | 0 | 0 | 0 | 0 | 0 | 0 | 0 | 0 | 0 | 0 | 0 | 0 | 0 | 0 | 0 | 0 | 0 | 0 | 0 | 0 | 0 | 0 | 0 | 0 | 0 | 0 | 0 | 0 | 0 | 0 | 0 | 0 | 0 | 0
|  | 2049 | 0 | 0 | 0 | 0 | 0 | 0 | 0 | 0 | 0 | 0 | 0 | 0 | 0 | 0 | 0 | 0 | 0 | 0 | 0 | 0 | 0 | 0 | 0 | 0 | 0 | 0 | 0 | 0 | 0 | 0 | 0 | 0 | 0 | 0 | 0 | 0 | 0 | 0 | 0 | 0 | 0 | 0 | 0 | 0 | 0 | 0 | 0 | 0 | 0 | 0 | 0 | 0 | 0 | 0 | 0 | 0 | 0 | 0 | 0 | 0 | 0
|  | 2050 | 0 | 0 | 0 | 0 | 0 | 0 | 0 | 0 | 0 | 0 | 0 | 0 | 0 | 0 | 0 | 0 | 0 | 0 | 0 | 0 | 0 | 0 | 0 | 0 | 0 | 0 | 0 | 0 | 0 | 0 | 0 | 0 | 0 | 0 | 0 | 0 | 0 | 0 | 0 | 0 | 0 | 0 | 0 | 0 | 0 | 0 | 0 | 0 | 0 | 0 | 0 | 0 | 0 | 0 | 0 | 0 | 0 | 0 | 0 | 0 | 0
Annual Change (%) | bar: 2020 to 2075
|  | Levelized Capital Cost ($/MW-wk) |  | 0 | 0 | 0 | 0 | 0 | 0 | 0 | 0 | 0 | 0 | 0 | 0 | 0 | 0 | 0 | 0 | 0 | 0 | 0 | 0 | 0 | 0 | 0 | 0 | 0 | 0 | 0 | 0 | 0 | 0 | 0 | 0 | 0 | 0 | 0 | 0 | 0 | 0 | 0 | 0 | 0 | 0 | 0 | 0 | 0 | 0 | 0 | 0 | 0 | 0 | 0 | 0 | 0 | 0 | 0 | 0
|  | Economic Life | 30
|  | check s/b 0 | 0
Revenue Requirement by vintage year
2012 $/MW-wk
| Aurora Input |  | Levelized Cost | 2020 | 2021 | 2022 | 2023 | 2024 | 2025 | 2026 | 2027 | 2028 | 2029 | 2030 | 2031 | 2032 | 2033 | 2034 | 2035 | 2036 | 2037 | 2038 | 2039 | 2040 | 2041 | 2042 | 2043 | 2044 | 2045 | 2046 | Levelized | 2047 | 2048 | 2049 | 2050 | 2051 | 2052 | 2053 | 2054 | 2055 | 2056 | 2057 | 2058 | 2059 | 2060 | 2061 | 2062 | 2063 | 2064 | 2065 | 2066 | 2067 | 2068 | 2069 | 2070 | 2071 | 2072 | 2073 | 2074 | 2075 | 2076 | 2077 | 2078 | 2079
|  | 2020 | 0 | 0 | 0 | 0 | 0 | 0 | 0 | 0 | 0 | 0 | 0 | 0 | 0 | 0 | 0 | 0 | 0 | 0 | 0 | 0 | 0 | 0 | 0 | 0 | 0 | 0 | 0 | 0 | 0 | 0 | 0 | 0 | 0 | 0 | 0 | 0 | 0 | 0 | 0 | 0 | 0 | 0 | 0 | 0 | 0 | 0 | 0 | 0 | 0 | 0 | 0 | 0 | 0 | 0 | 0 | 0 | 0 | 0 | 0 | 0 | 0 | 0
|  | 2021 | 0 |  | 0 | 0 | 0 | 0 | 0 | 0 | 0 | 0 | 0 | 0 | 0 | 0 | 0 | 0 | 0 | 0 | 0 | 0 | 0 | 0 | 0 | 0 | 0 | 0 | 0 | 0 | 0 | 0 | 0 | 0 | 0 | 0 | 0 | 0 | 0 | 0 | 0 | 0 | 0 | 0 | 0 | 0 | 0 | 0 | 0 | 0 | 0 | 0 | 0 | 0 | 0 | 0 | 0 | 0 | 0 | 0 | 0 | 0 | 0 | 0
|  | 2022 | 0 |  |  | 0 | 0 | 0 | 0 | 0 | 0 | 0 | 0 | 0 | 0 | 0 | 0 | 0 | 0 | 0 | 0 | 0 | 0 | 0 | 0 | 0 | 0 | 0 | 0 | 0 | 0 | 0 | 0 | 0 | 0 | 0 | 0 | 0 | 0 | 0 | 0 | 0 | 0 | 0 | 0 | 0 | 0 | 0 | 0 | 0 | 0 | 0 | 0 | 0 | 0 | 0 | 0 | 0 | 0 | 0 | 0 | 0 | 0 | 0
|  | 2023 | 0 |  |  |  | 0 | 0 | 0 | 0 | 0 | 0 | 0 | 0 | 0 | 0 | 0 | 0 | 0 | 0 | 0 | 0 | 0 | 0 | 0 | 0 | 0 | 0 | 0 | 0 | 0 | 0 | 0 | 0 | 0 | 0 | 0 | 0 | 0 | 0 | 0 | 0 | 0 | 0 | 0 | 0 | 0 | 0 | 0 | 0 | 0 | 0 | 0 | 0 | 0 | 0 | 0 | 0 | 0 | 0 | 0 | 0 | 0 | 0
|  | 2024 | 0 |  |  |  |  | 0 | 0 | 0 | 0 | 0 | 0 | 0 | 0 | 0 | 0 | 0 | 0 | 0 | 0 | 0 | 0 | 0 | 0 | 0 | 0 | 0 | 0 | 0 | 0 | 0 | 0 | 0 | 0 | 0 | 0 | 0 | 0 | 0 | 0 | 0 | 0 | 0 | 0 | 0 | 0 | 0 | 0 | 0 | 0 | 0 | 0 | 0 | 0 | 0 | 0 | 0 | 0 | 0 | 0 | 0 | 0 | 0
|  | 2025 | 0 | [5 empty] | 0 | 0 | 0 | 0 | 0 | 0 | 0 | 0 | 0 | 0 | 0 | 0 | 0 | 0 | 0 | 0 | 0 | 0 | 0 | 0 | 0 | 0 | 0 | 0 | 0 | 0 | 0 | 0 | 0 | 0 | 0 | 0 | 0 | 0 | 0 | 0 | 0 | 0 | 0 | 0 | 0 | 0 | 0 | 0 | 0 | 0 | 0 | 0 | 0 | 0 | 0 | 0 | 0 | 0 | 0 | 0
|  | 2026 | 0 | [6 empty] | 0 | 0 | 0 | 0 | 0 | 0 | 0 | 0 | 0 | 0 | 0 | 0 | 0 | 0 | 0 | 0 | 0 | 0 | 0 | 0 | 0 | 0 | 0 | 0 | 0 | 0 | 0 | 0 | 0 | 0 | 0 | 0 | 0 | 0 | 0 | 0 | 0 | 0 | 0 | 0 | 0 | 0 | 0 | 0 | 0 | 0 | 0 | 0 | 0 | 0 | 0 | 0 | 0 | 0 | 0
|  | 2027 | 0 | [7 empty] | 0 | 0 | 0 | 0 | 0 | 0 | 0 | 0 | 0 | 0 | 0 | 0 | 0 | 0 | 0 | 0 | 0 | 0 | 0 | 0 | 0 | 0 | 0 | 0 | 0 | 0 | 0 | 0 | 0 | 0 | 0 | 0 | 0 | 0 | 0 | 0 | 0 | 0 | 0 | 0 | 0 | 0 | 0 | 0 | 0 | 0 | 0 | 0 | 0 | 0 | 0 | 0 | 0 | 0
|  | 2028 | 0 | [8 empty] | 0 | 0 | 0 | 0 | 0 | 0 | 0 | 0 | 0 | 0 | 0 | 0 | 0 | 0 | 0 | 0 | 0 | 0 | 0 | 0 | 0 | 0 | 0 | 0 | 0 | 0 | 0 | 0 | 0 | 0 | 0 | 0 | 0 | 0 | 0 | 0 | 0 | 0 | 0 | 0 | 0 | 0 | 0 | 0 | 0 | 0 | 0 | 0 | 0 | 0 | 0 | 0 | 0
|  | 2029 | 0 | [9 empty] | 0 | 0 | 0 | 0 | 0 | 0 | 0 | 0 | 0 | 0 | 0 | 0 | 0 | 0 | 0 | 0 | 0 | 0 | 0 | 0 | 0 | 0 | 0 | 0 | 0 | 0 | 0 | 0 | 0 | 0 | 0 | 0 | 0 | 0 | 0 | 0 | 0 | 0 | 0 | 0 | 0 | 0 | 0 | 0 | 0 | 0 | 0 | 0 | 0 | 0 | 0 | 0
|  | 2030 | 0 | [10 empty] | 0 | 0 | 0 | 0 | 0 | 0 | 0 | 0 | 0 | 0 | 0 | 0 | 0 | 0 | 0 | 0 | 0 | 0 | 0 | 0 | 0 | 0 | 0 | 0 | 0 | 0 | 0 | 0 | 0 | 0 | 0 | 0 | 0 | 0 | 0 | 0 | 0 | 0 | 0 | 0 | 0 | 0 | 0 | 0 | 0 | 0 | 0 | 0 | 0 | 0 | 0
|  | 2031 | 0 | [11 empty] | 0 | 0 | 0 | 0 | 0 | 0 | 0 | 0 | 0 | 0 | 0 | 0 | 0 | 0 | 0 | 0 | 0 | 0 | 0 | 0 | 0 | 0 | 0 | 0 | 0 | 0 | 0 | 0 | 0 | 0 | 0 | 0 | 0 | 0 | 0 | 0 | 0 | 0 | 0 | 0 | 0 | 0 | 0 | 0 | 0 | 0 | 0 | 0 | 0 | 0
|  | 2032 | 0 | [12 empty] | 0 | 0 | 0 | 0 | 0 | 0 | 0 | 0 | 0 | 0 | 0 | 0 | 0 | 0 | 0 | 0 | 0 | 0 | 0 | 0 | 0 | 0 | 0 | 0 | 0 | 0 | 0 | 0 | 0 | 0 | 0 | 0 | 0 | 0 | 0 | 0 | 0 | 0 | 0 | 0 | 0 | 0 | 0 | 0 | 0 | 0 | 0 | 0 | 0
|  | 2033 | 0 | [13 empty] | 0 | 0 | 0 | 0 | 0 | 0 | 0 | 0 | 0 | 0 | 0 | 0 | 0 | 0 | 0 | 0 | 0 | 0 | 0 | 0 | 0 | 0 | 0 | 0 | 0 | 0 | 0 | 0 | 0 | 0 | 0 | 0 | 0 | 0 | 0 | 0 | 0 | 0 | 0 | 0 | 0 | 0 | 0 | 0 | 0 | 0 | 0 | 0
|  | 2034 | 0 | [14 empty] | 0 | 0 | 0 | 0 | 0 | 0 | 0 | 0 | 0 | 0 | 0 | 0 | 0 | 0 | 0 | 0 | 0 | 0 | 0 | 0 | 0 | 0 | 0 | 0 | 0 | 0 | 0 | 0 | 0 | 0 | 0 | 0 | 0 | 0 | 0 | 0 | 0 | 0 | 0 | 0 | 0 | 0 | 0 | 0 | 0 | 0 | 0
|  | 2035 | 0 | [15 empty] | 0 | 0 | 0 | 0 | 0 | 0 | 0 | 0 | 0 | 0 | 0 | 0 | 0 | 0 | 0 | 0 | 0 | 0 | 0 | 0 | 0 | 0 | 0 | 0 | 0 | 0 | 0 | 0 | 0 | 0 | 0 | 0 | 0 | 0 | 0 | 0 | 0 | 0 | 0 | 0 | 0 | 0 | 0 | 0 | 0 | 0
|  | 2036 | 0 | [16 empty] | 0 | 0 | 0 | 0 | 0 | 0 | 0 | 0 | 0 | 0 | 0 | 0 | 0 | 0 | 0 | 0 | 0 | 0 | 0 | 0 | 0 | 0 | 0 | 0 | 0 | 0 | 0 | 0 | 0 | 0 | 0 | 0 | 0 | 0 | 0 | 0 | 0 | 0 | 0 | 0 | 0 | 0 | 0 | 0 | 0
|  | 2037 | 0 | [17 empty] | 0 | 0 | 0 | 0 | 0 | 0 | 0 | 0 | 0 | 0 | 0 | 0 | 0 | 0 | 0 | 0 | 0 | 0 | 0 | 0 | 0 | 0 | 0 | 0 | 0 | 0 | 0 | 0 | 0 | 0 | 0 | 0 | 0 | 0 | 0 | 0 | 0 | 0 | 0 | 0 | 0 | 0 | 0 | 0
|  | 2038 | 0 | [18 empty] | 0 | 0 | 0 | 0 | 0 | 0 | 0 | 0 | 0 | 0 | 0 | 0 | 0 | 0 | 0 | 0 | 0 | 0 | 0 | 0 | 0 | 0 | 0 | 0 | 0 | 0 | 0 | 0 | 0 | 0 | 0 | 0 | 0 | 0 | 0 | 0 | 0 | 0 | 0 | 0 | 0 | 0 | 0
|  | 2039 | 0 | [19 empty] | 0 | 0 | 0 | 0 | 0 | 0 | 0 | 0 | 0 | 0 | 0 | 0 | 0 | 0 | 0 | 0 | 0 | 0 | 0 | 0 | 0 | 0 | 0 | 0 | 0 | 0 | 0 | 0 | 0 | 0 | 0 | 0 | 0 | 0 | 0 | 0 | 0 | 0 | 0 | 0 | 0 | 0
|  | 2040 | 0 | [20 empty] | 0 | 0 | 0 | 0 | 0 | 0 | 0 | 0 | 0 | 0 | 0 | 0 | 0 | 0 | 0 | 0 | 0 | 0 | 0 | 0 | 0 | 0 | 0 | 0 | 0 | 0 | 0 | 0 | 0 | 0 | 0 | 0 | 0 | 0 | 0 | 0 | 0 | 0 | 0 | 0 | 0
|  | 2041 | 0 | [21 empty] | 0 | 0 | 0 | 0 | 0 | 0 | 0 | 0 | 0 | 0 | 0 | 0 | 0 | 0 | 0 | 0 | 0 | 0 | 0 | 0 | 0 | 0 | 0 | 0 | 0 | 0 | 0 | 0 | 0 | 0 | 0 | 0 | 0 | 0 | 0 | 0 | 0 | 0 | 0 | 0
|  | 2042 | 0 | [22 empty] | 0 | 0 | 0 | 0 | 0 | 0 | 0 | 0 | 0 | 0 | 0 | 0 | 0 | 0 | 0 | 0 | 0 | 0 | 0 | 0 | 0 | 0 | 0 | 0 | 0 | 0 | 0 | 0 | 0 | 0 | 0 | 0 | 0 | 0 | 0 | 0 | 0 | 0 | 0
|  | 2043 | 0 | [23 empty] | 0 | 0 | 0 | 0 | 0 | 0 | 0 | 0 | 0 | 0 | 0 | 0 | 0 | 0 | 0 | 0 | 0 | 0 | 0 | 0 | 0 | 0 | 0 | 0 | 0 | 0 | 0 | 0 | 0 | 0 | 0 | 0 | 0 | 0 | 0 | 0 | 0 | 0
|  | 2044 | 0 | [24 empty] | 0 | 0 | 0 | 0 | 0 | 0 | 0 | 0 | 0 | 0 | 0 | 0 | 0 | 0 | 0 | 0 | 0 | 0 | 0 | 0 | 0 | 0 | 0 | 0 | 0 | 0 | 0 | 0 | 0 | 0 | 0 | 0 | 0 | 0 | 0 | 0 | 0
|  | 2045 | 0 | [25 empty] | 0 | 0 | 0 | 0 | 0 | 0 | 0 | 0 | 0 | 0 | 0 | 0 | 0 | 0 | 0 | 0 | 0 | 0 | 0 | 0 | 0 | 0 | 0 | 0 | 0 | 0 | 0 | 0 | 0 | 0 | 0 | 0 | 0 | 0 | 0 | 0
|  | 2046 | 0 | [26 empty] | 0 | 0 | 0 | 0 | 0 | 0 | 0 | 0 | 0 | 0 | 0 | 0 | 0 | 0 | 0 | 0 | 0 | 0 | 0 | 0 | 0 | 0 | 0 | 0 | 0 | 0 | 0 | 0 | 0 | 0 | 0 | 0 | 0 | 0 | 0
|  | 2047 | 0 | [27 empty] | 0 | 0 | 0 | 0 | 0 | 0 | 0 | 0 | 0 | 0 | 0 | 0 | 0 | 0 | 0 | 0 | 0 | 0 | 0 | 0 | 0 | 0 | 0 | 0 | 0 | 0 | 0 | 0 | 0 | 0 | 0 | 0 | 0 | 0
|  | 2048 | 0 | [27 empty] | 0 |  | 0 | 0 | 0 | 0 | 0 | 0 | 0 | 0 | 0 | 0 | 0 | 0 | 0 | 0 | 0 | 0 | 0 | 0 | 0 | 0 | 0 | 0 | 0 | 0 | 0 | 0 | 0 | 0 | 0 | 0 | 0 | 0
|  | 2049 | 0 | [27 empty] | 0 |  |  | 0 | 0 | 0 | 0 | 0 | 0 | 0 | 0 | 0 | 0 | 0 | 0 | 0 | 0 | 0 | 0 | 0 | 0 | 0 | 0 | 0 | 0 | 0 | 0 | 0 | 0 | 0 | 0 | 0 | 0 | 0
|  | 2050 | 0 | [27 empty] | 0 |  |  |  | 0 | 0 | 0 | 0 | 0 | 0 | 0 | 0 | 0 | 0 | 0 | 0 | 0 | 0 | 0 | 0 | 0 | 0 | 0 | 0 | 0 | 0 | 0 | 0 | 0 | 0 | 0 | 0 | 0 | 0

## R Battery Install Incentive
R Battery Install Incentive FINANCIALS
($ 1000s Unless Otherwise Indicated)
| Calendar Year of Fin. Close |  |  | 2020 | 2021 | 2022 | 2023 | 2024 | 2025 | 2026 | 2027 | 2028 | 2029 | 2030 | 2031 | 2032 | 2033 | 2034 | 2035 | 2036 | 2037 | 2038 | 2039 | 2040 | 2041 | 2042 | 2043 | 2044 | 2045 | 2046 | 2047 | 2048 | 2049 | 2050 | 2051 | 2052 | 2053 | 2054 | 2055 | 2056 | 2057 | 2058 | 2059 | 2060 | 2061 | 2062 | 2063 | 2064 | 2065 | 2066 | 2067 | 2068 | 2069 | 2070 | 2071 | 2072 | 2073 | 2074 | 2075
| Operating Year |  | 0 | 1 | 2 | 3 | 4 | 5 | 6 | 7 | 8 | 9 | 10 | 11 | 12 | 13 | 14 | 15 | 16 | 17 | 18 | 19 | 20 | 21 | 22 | 23 | 24 | 25 | 26 | 27 | 28 | 29 | 30 | 31 | 32 | 33 | 34 | 35 | 36 | 37 | 38 | 39 | 40 | 41 | 42 | 43 | 44 | 45 | 46 | 47 | 48 | 49 | 50 | 51 | 52 | 53 | 54 | 55 | 56
| Calendar Year | Capital Invest.
| 2020 | 0
| Gross plant |  | 2020 1: 0; 2021 2: 0; 2022 3: 0; 2023 4: 0; 2024 5: 0; 2025 6: 0; 2026 7: 0; 2027 8: 0; 2028 9: 0; 2029 10: 0; 2030 11: 0; 2031 12: 0; 2032 13: 0; 2033 14: 0; 2034 15: 0; 2035 16: 0; 2036 17: 0; 2037 18: 0; 2038 19: 0; 2039 20: 0; 2040 21: 0; 2041 22: 0; 2042 23: 0; 2043 24: 0; 2044 25: 0; 2045 26: 0; 2046 27: 0; 2047 28: 0; 2048 29: 0; 2049 30: 0
| Accumulated Depreciation |  | 2020 1: 0; 2021 2: 0; 2022 3: 0; 2023 4: 0; 2024 5: 0; 2025 6: 0; 2026 7: 0; 2027 8: 0; 2028 9: 0; 2029 10: 0; 2030 11: 0; 2031 12: 0; 2032 13: 0; 2033 14: 0; 2034 15: 0; 2035 16: 0; 2036 17: 0; 2037 18: 0; 2038 19: 0; 2039 20: 0; 2040 21: 0; 2041 22: 0; 2042 23: 0; 2043 24: 0; 2044 25: 0; 2045 26: 0; 2046 27: 0; 2047 28: 0; 2048 29: 0; 2049 30: 0
| Net book value |  | 2020 1: 0; 2021 2: 0; 2022 3: 0; 2023 4: 0; 2024 5: 0; 2025 6: 0; 2026 7: 0; 2027 8: 0; 2028 9: 0; 2029 10: 0; 2030 11: 0; 2031 12: 0; 2032 13: 0; 2033 14: 0; 2034 15: 0; 2035 16: 0; 2036 17: 0; 2037 18: 0; 2038 19: 0; 2039 20: 0; 2040 21: 0; 2041 22: 0; 2042 23: 0; 2043 24: 0; 2044 25: 0; 2045 26: 0; 2046 27: 0; 2047 28: 0; 2048 29: 0; 2049 30: 0
| Accumulated deferred income tax |  | 2020 1: 0; 2021 2: 0; 2022 3: 0; 2023 4: 0; 2024 5: 0; 2025 6: 0; 2026 7: 0; 2027 8: 0; 2028 9: 0; 2029 10: 0; 2030 11: 0; 2031 12: 0; 2032 13: 0; 2033 14: 0; 2034 15: 0; 2035 16: 0; 2036 17: 0; 2037 18: 0; 2038 19: 0; 2039 20: 0; 2040 21: 0; 2041 22: 0; 2042 23: 0; 2043 24: 0; 2044 25: 0; 2045 26: 0; 2046 27: 0; 2047 28: 0; 2048 29: 0; 2049 30: 0
| Rate Base |  | 2020 1: 0; 2021 2: 0; 2022 3: 0; 2023 4: 0; 2024 5: 0; 2025 6: 0; 2026 7: 0; 2027 8: 0; 2028 9: 0; 2029 10: 0; 2030 11: 0; 2031 12: 0; 2032 13: 0; 2033 14: 0; 2034 15: 0; 2035 16: 0; 2036 17: 0; 2037 18: 0; 2038 19: 0; 2039 20: 0; 2040 21: 0; 2041 22: 0; 2042 23: 0; 2043 24: 0; 2044 25: 0; 2045 26: 0; 2046 27: 0; 2047 28: 0; 2048 29: 0; 2049 30: 0
| Average rate base |  | 2020 1: 0; 2021 2: 0; 2022 3: 0; 2023 4: 0; 2024 5: 0; 2025 6: 0; 2026 7: 0; 2027 8: 0; 2028 9: 0; 2029 10: 0; 2030 11: 0; 2031 12: 0; 2032 13: 0; 2033 14: 0; 2034 15: 0; 2035 16: 0; 2036 17: 0; 2037 18: 0; 2038 19: 0; 2039 20: 0; 2040 21: 0; 2041 22: 0; 2042 23: 0; 2043 24: 0; 2044 25: 0; 2045 26: 0; 2046 27: 0; 2047 28: 0; 2048 29: 0; 2049 30: 0
| Pre-tax Return | 0.086076 | 2020 1: 0; 2021 2: 0; 2022 3: 0; 2023 4: 0; 2024 5: 0; 2025 6: 0; 2026 7: 0; 2027 8: 0; 2028 9: 0; 2029 10: 0; 2030 11: 0; 2031 12: 0; 2032 13: 0; 2033 14: 0; 2034 15: 0; 2035 16: 0; 2036 17: 0; 2037 18: 0; 2038 19: 0; 2039 20: 0; 2040 21: 0; 2041 22: 0; 2042 23: 0; 2043 24: 0; 2044 25: 0; 2045 26: 0; 2046 27: 0; 2047 28: 0; 2048 29: 0; 2049 30: 0
| Book Depreciation |  | 2020 1: 0; 2021 2: 0; 2022 3: 0; 2023 4: 0; 2024 5: 0; 2025 6: 0; 2026 7: 0; 2027 8: 0; 2028 9: 0; 2029 10: 0; 2030 11: 0; 2031 12: 0; 2032 13: 0; 2033 14: 0; 2034 15: 0; 2035 16: 0; 2036 17: 0; 2037 18: 0; 2038 19: 0; 2039 20: 0; 2040 21: 0; 2041 22: 0; 2042 23: 0; 2043 24: 0; 2044 25: 0; 2045 26: 0; 2046 27: 0; 2047 28: 0; 2048 29: 0; 2049 30: 0
| Insurance |  | 2020 1: 0; 2021 2: 0; 2022 3: 0; 2023 4: 0; 2024 5: 0; 2025 6: 0; 2026 7: 0; 2027 8: 0; 2028 9: 0; 2029 10: 0; 2030 11: 0; 2031 12: 0; 2032 13: 0; 2033 14: 0; 2034 15: 0; 2035 16: 0; 2036 17: 0; 2037 18: 0; 2038 19: 0; 2039 20: 0; 2040 21: 0; 2041 22: 0; 2042 23: 0; 2043 24: 0; 2044 25: 0; 2045 26: 0; 2046 27: 0; 2047 28: 0; 2048 29: 0; 2049 30: 0
| Property Taxes |  | 2020 1: 0; 2021 2: 0; 2022 3: 0; 2023 4: 0; 2024 5: 0; 2025 6: 0; 2026 7: 0; 2027 8: 0; 2028 9: 0; 2029 10: 0; 2030 11: 0; 2031 12: 0; 2032 13: 0; 2033 14: 0; 2034 15: 0; 2035 16: 0; 2036 17: 0; 2037 18: 0; 2038 19: 0; 2039 20: 0; 2040 21: 0; 2041 22: 0; 2042 23: 0; 2043 24: 0; 2044 25: 0; 2045 26: 0; 2046 27: 0; 2047 28: 0; 2048 29: 0; 2049 30: 0
| Revenue Requirement |  | 2020 1: 0; 2021 2: 0; 2022 3: 0; 2023 4: 0; 2024 5: 0; 2025 6: 0; 2026 7: 0; 2027 8: 0; 2028 9: 0; 2029 10: 0; 2030 11: 0; 2031 12: 0; 2032 13: 0; 2033 14: 0; 2034 15: 0; 2035 16: 0; 2036 17: 0; 2037 18: 0; 2038 19: 0; 2039 20: 0; 2040 21: 0; 2041 22: 0; 2042 23: 0; 2043 24: 0; 2044 25: 0; 2045 26: 0; 2046 27: 0; 2047 28: 0; 2048 29: 0; 2049 30: 0
| Book Depreciation |  | 2020 1: 0; 2021 2: 0; 2022 3: 0; 2023 4: 0; 2024 5: 0; 2025 6: 0; 2026 7: 0; 2027 8: 0; 2028 9: 0; 2029 10: 0; 2030 11: 0; 2031 12: 0; 2032 13: 0; 2033 14: 0; 2034 15: 0; 2035 16: 0; 2036 17: 0; 2037 18: 0; 2038 19: 0; 2039 20: 0; 2040 21: 0; 2041 22: 0; 2042 23: 0; 2043 24: 0; 2044 25: 0; 2045 26: 0; 2046 27: 0; 2047 28: 0; 2048 29: 0; 2049 30: 0
| Tax Depreciation |  | 2020 1: 0; 2021 2: 0; 2022 3: 0; 2023 4: 0; 2024 5: 0; 2025 6: 0; 2026 7: 0; 2027 8: 0; 2028 9: 0; 2029 10: 0; 2030 11: 0; 2031 12: 0; 2032 13: 0; 2033 14: 0; 2034 15: 0; 2035 16: 0; 2036 17: 0; 2037 18: 0; 2038 19: 0; 2039 20: 0; 2040 21: 0; 2041 22: 0; 2042 23: 0; 2043 24: 0; 2044 25: 0; 2045 26: 0; 2046 27: 0; 2047 28: 0; 2048 29: 0; 2049 30: 0
| Difference between book and tax |  | 2020 1: 0; 2021 2: 0; 2022 3: 0; 2023 4: 0; 2024 5: 0; 2025 6: 0; 2026 7: 0; 2027 8: 0; 2028 9: 0; 2029 10: 0; 2030 11: 0; 2031 12: 0; 2032 13: 0; 2033 14: 0; 2034 15: 0; 2035 16: 0; 2036 17: 0; 2037 18: 0; 2038 19: 0; 2039 20: 0; 2040 21: 0; 2041 22: 0; 2042 23: 0; 2043 24: 0; 2044 25: 0; 2045 26: 0; 2046 27: 0; 2047 28: 0; 2048 29: 0; 2049 30: 0
| Tax rate |  | 2020 1: 0; 2021 2: 0; 2022 3: 0; 2023 4: 0; 2024 5: 0; 2025 6: 0; 2026 7: 0; 2027 8: 0; 2028 9: 0; 2029 10: 0; 2030 11: 0; 2031 12: 0; 2032 13: 0; 2033 14: 0; 2034 15: 0; 2035 16: 0; 2036 17: 0; 2037 18: 0; 2038 19: 0; 2039 20: 0; 2040 21: 0; 2041 22: 0; 2042 23: 0; 2043 24: 0; 2044 25: 0; 2045 26: 0; 2046 27: 0; 2047 28: 0; 2048 29: 0; 2049 30: 0
Depreciation Tables
|  | 5 | 2020 1: 20%; 2021 2: 32%; 2022 3: 19.2%; 2023 4: 11.52%; 2024 5: 11.52%; 2025 6: 5.76%; 2026 7: 0%; 2027 8: 0%; 2028 9: 0%; 2029 10: 0%; 2030 11: 0%; 2031 12: 0%; 2032 13: 0%; 2033 14: 0%; 2034 15: 0%; 2035 16: 0%; 2036 17: 0%; 2037 18: 0%; 2038 19: 0%; 2039 20: 0%; 2040 21: 0%
|  | 5 | 0: 1; 2020 1: 20%; 2021 2: 32%; 2022 3: 19.2%; 2023 4: 11.52%; 2024 5: 11.52%; 2025 6: 5.76%
|  | 10 | 0: 0; 2020 1: 10%; 2021 2: 18%; 2022 3: 14.4%; 2023 4: 11.52%; 2024 5: 9.22%; 2025 6: 7.37%; 2026 7: 6.55%; 2027 8: 6.55%; 2028 9: 6.56%; 2029 10: 6.55%; 2030 11: 3.28%
|  | 15 | 0: 0; 2020 1: 5%; 2021 2: 9.5%; 2022 3: 8.55%; 2023 4: 7.7%; 2024 5: 6.93%; 2025 6: 6.23%; 2026 7: 5.9%; 2027 8: 5.9%; 2028 9: 5.91%; 2029 10: 5.9%; 2030 11: 5.91%; 2031 12: 5.9%; 2032 13: 5.91%; 2033 14: 5.9%; 2034 15: 5.91%; 2035 16: 2.95%
|  | 20 | 0: 0; 2020 1: 3.75%; 2021 2: 7.219%; 2022 3: 6.677%; 2023 4: 6.177%; 2024 5: 5.713%; 2025 6: 5.285%; 2026 7: 4.888%; 2027 8: 4.522%; 2028 9: 4.462%; 2029 10: 4.461%; 2030 11: 4.462%; 2031 12: 4.461%; 2032 13: 4.462%; 2033 14: 4.461%; 2034 15: 4.462%; 2035 16: 4.461%; 2036 17: 4.462%; 2037 18: 4.461%; 2038 19: 4.462%; 2039 20: 4.461%; 2040 21: 2.231%
Revenue Requirement by vintage year
2012 $000
|  |  |  | 2020 | 2021 | 2022 | 2023 | 2024 | 2025 | 2026 | 2027 | 2028 | 2029 | 2030 | 2031 | 2032 | 2033 | 2034 | 2035 | 2036 | 2037 | 2038 | 2039 | 2040 | 2041 | 2042 | 2043 | 2044 | 2045 | 2046 | 2047 | 2048 | 2049 | 2050 | 2051 | 2052 | 2053 | 2054 | 2055 | 2056 | 2057 | 2058 | 2059 | 2060 | 2061 | 2062 | 2063 | 2064 | 2065 | 2066 | 2067 | 2068 | 2069 | 2070 | 2071 | 2072 | 2073 | 2074 | 2075
|  | 2020 | 0% | 0 | 0 | 0 | 0 | 0 | 0 | 0 | 0 | 0 | 0 | 0 | 0 | 0 | 0 | 0 | 0 | 0 | 0 | 0 | 0 | 0 | 0 | 0 | 0 | 0 | 0 | 0 | 0 | 0 | 0 | 0 | 0 | 0 | 0 | 0 | 0 | 0 | 0 | 0 | 0 | 0 | 0 | 0 | 0 | 0 | 0 | 0 | 0 | 0 | 0 | 0 | 0 | 0 | 0 | 0 | 0
|  | 2021 | 0% |  | 0 | 0 | 0 | 0 | 0 | 0 | 0 | 0 | 0 | 0 | 0 | 0 | 0 | 0 | 0 | 0 | 0 | 0 | 0 | 0 | 0 | 0 | 0 | 0 | 0 | 0 | 0 | 0 | 0 | 0 | 0 | 0 | 0 | 0 | 0 | 0 | 0 | 0 | 0 | 0 | 0 | 0 | 0 | 0 | 0 | 0 | 0 | 0 | 0 | 0 | 0 | 0 | 0 | 0 | 0
|  | 2022 | 0% |  |  | 0 | 0 | 0 | 0 | 0 | 0 | 0 | 0 | 0 | 0 | 0 | 0 | 0 | 0 | 0 | 0 | 0 | 0 | 0 | 0 | 0 | 0 | 0 | 0 | 0 | 0 | 0 | 0 | 0 | 0 | 0 | 0 | 0 | 0 | 0 | 0 | 0 | 0 | 0 | 0 | 0 | 0 | 0 | 0 | 0 | 0 | 0 | 0 | 0 | 0 | 0 | 0 | 0 | 0
|  | 2023 | 0% |  |  |  | 0 | 0 | 0 | 0 | 0 | 0 | 0 | 0 | 0 | 0 | 0 | 0 | 0 | 0 | 0 | 0 | 0 | 0 | 0 | 0 | 0 | 0 | 0 | 0 | 0 | 0 | 0 | 0 | 0 | 0 | 0 | 0 | 0 | 0 | 0 | 0 | 0 | 0 | 0 | 0 | 0 | 0 | 0 | 0 | 0 | 0 | 0 | 0 | 0 | 0 | 0 | 0 | 0
|  | 2024 | 0% |  |  |  |  | 0 | 0 | 0 | 0 | 0 | 0 | 0 | 0 | 0 | 0 | 0 | 0 | 0 | 0 | 0 | 0 | 0 | 0 | 0 | 0 | 0 | 0 | 0 | 0 | 0 | 0 | 0 | 0 | 0 | 0 | 0 | 0 | 0 | 0 | 0 | 0 | 0 | 0 | 0 | 0 | 0 | 0 | 0 | 0 | 0 | 0 | 0 | 0 | 0 | 0 | 0 | 0
|  | 2025 | 0% | [5 empty] | 0 | 0 | 0 | 0 | 0 | 0 | 0 | 0 | 0 | 0 | 0 | 0 | 0 | 0 | 0 | 0 | 0 | 0 | 0 | 0 | 0 | 0 | 0 | 0 | 0 | 0 | 0 | 0 | 0 | 0 | 0 | 0 | 0 | 0 | 0 | 0 | 0 | 0 | 0 | 0 | 0 | 0 | 0 | 0 | 0 | 0 | 0 | 0 | 0 | 0 | 0
|  | 2026 | 0% | [6 empty] | 0 | 0 | 0 | 0 | 0 | 0 | 0 | 0 | 0 | 0 | 0 | 0 | 0 | 0 | 0 | 0 | 0 | 0 | 0 | 0 | 0 | 0 | 0 | 0 | 0 | 0 | 0 | 0 | 0 | 0 | 0 | 0 | 0 | 0 | 0 | 0 | 0 | 0 | 0 | 0 | 0 | 0 | 0 | 0 | 0 | 0 | 0 | 0 | 0 | 0
|  | 2027 | 0% | [7 empty] | 0 | 0 | 0 | 0 | 0 | 0 | 0 | 0 | 0 | 0 | 0 | 0 | 0 | 0 | 0 | 0 | 0 | 0 | 0 | 0 | 0 | 0 | 0 | 0 | 0 | 0 | 0 | 0 | 0 | 0 | 0 | 0 | 0 | 0 | 0 | 0 | 0 | 0 | 0 | 0 | 0 | 0 | 0 | 0 | 0 | 0 | 0 | 0 | 0
|  | 2028 | 0% | [8 empty] | 0 | 0 | 0 | 0 | 0 | 0 | 0 | 0 | 0 | 0 | 0 | 0 | 0 | 0 | 0 | 0 | 0 | 0 | 0 | 0 | 0 | 0 | 0 | 0 | 0 | 0 | 0 | 0 | 0 | 0 | 0 | 0 | 0 | 0 | 0 | 0 | 0 | 0 | 0 | 0 | 0 | 0 | 0 | 0 | 0 | 0 | 0 | 0
|  | 2029 | 0% | [9 empty] | 0 | 0 | 0 | 0 | 0 | 0 | 0 | 0 | 0 | 0 | 0 | 0 | 0 | 0 | 0 | 0 | 0 | 0 | 0 | 0 | 0 | 0 | 0 | 0 | 0 | 0 | 0 | 0 | 0 | 0 | 0 | 0 | 0 | 0 | 0 | 0 | 0 | 0 | 0 | 0 | 0 | 0 | 0 | 0 | 0 | 0 | 0
|  | 2030 | 0% | [10 empty] | 0 | 0 | 0 | 0 | 0 | 0 | 0 | 0 | 0 | 0 | 0 | 0 | 0 | 0 | 0 | 0 | 0 | 0 | 0 | 0 | 0 | 0 | 0 | 0 | 0 | 0 | 0 | 0 | 0 | 0 | 0 | 0 | 0 | 0 | 0 | 0 | 0 | 0 | 0 | 0 | 0 | 0 | 0 | 0 | 0 | 0
|  | 2031 | 0% | [11 empty] | 0 | 0 | 0 | 0 | 0 | 0 | 0 | 0 | 0 | 0 | 0 | 0 | 0 | 0 | 0 | 0 | 0 | 0 | 0 | 0 | 0 | 0 | 0 | 0 | 0 | 0 | 0 | 0 | 0 | 0 | 0 | 0 | 0 | 0 | 0 | 0 | 0 | 0 | 0 | 0 | 0 | 0 | 0 | 0 | 0
|  | 2032 | 0% | [12 empty] | 0 | 0 | 0 | 0 | 0 | 0 | 0 | 0 | 0 | 0 | 0 | 0 | 0 | 0 | 0 | 0 | 0 | 0 | 0 | 0 | 0 | 0 | 0 | 0 | 0 | 0 | 0 | 0 | 0 | 0 | 0 | 0 | 0 | 0 | 0 | 0 | 0 | 0 | 0 | 0 | 0 | 0 | 0 | 0
|  | 2033 | 0% | [13 empty] | 0 | 0 | 0 | 0 | 0 | 0 | 0 | 0 | 0 | 0 | 0 | 0 | 0 | 0 | 0 | 0 | 0 | 0 | 0 | 0 | 0 | 0 | 0 | 0 | 0 | 0 | 0 | 0 | 0 | 0 | 0 | 0 | 0 | 0 | 0 | 0 | 0 | 0 | 0 | 0 | 0 | 0 | 0
|  | 2034 | 0% | [14 empty] | 0 | 0 | 0 | 0 | 0 | 0 | 0 | 0 | 0 | 0 | 0 | 0 | 0 | 0 | 0 | 0 | 0 | 0 | 0 | 0 | 0 | 0 | 0 | 0 | 0 | 0 | 0 | 0 | 0 | 0 | 0 | 0 | 0 | 0 | 0 | 0 | 0 | 0 | 0 | 0 | 0 | 0
|  | 2035 | 0% | [15 empty] | 0 | 0 | 0 | 0 | 0 | 0 | 0 | 0 | 0 | 0 | 0 | 0 | 0 | 0 | 0 | 0 | 0 | 0 | 0 | 0 | 0 | 0 | 0 | 0 | 0 | 0 | 0 | 0 | 0 | 0 | 0 | 0 | 0 | 0 | 0 | 0 | 0 | 0 | 0 | 0 | 0
|  | 2036 | 0% | [16 empty] | 0 | 0 | 0 | 0 | 0 | 0 | 0 | 0 | 0 | 0 | 0 | 0 | 0 | 0 | 0 | 0 | 0 | 0 | 0 | 0 | 0 | 0 | 0 | 0 | 0 | 0 | 0 | 0 | 0 | 0 | 0 | 0 | 0 | 0 | 0 | 0 | 0 | 0 | 0 | 0
|  | 2037 | 0% | [17 empty] | 0 | 0 | 0 | 0 | 0 | 0 | 0 | 0 | 0 | 0 | 0 | 0 | 0 | 0 | 0 | 0 | 0 | 0 | 0 | 0 | 0 | 0 | 0 | 0 | 0 | 0 | 0 | 0 | 0 | 0 | 0 | 0 | 0 | 0 | 0 | 0 | 0 | 0 | 0
|  | 2038 | 0% | [18 empty] | 0 | 0 | 0 | 0 | 0 | 0 | 0 | 0 | 0 | 0 | 0 | 0 | 0 | 0 | 0 | 0 | 0 | 0 | 0 | 0 | 0 | 0 | 0 | 0 | 0 | 0 | 0 | 0 | 0 | 0 | 0 | 0 | 0 | 0 | 0 | 0 | 0 | 0
|  | 2039 | 0% | [19 empty] | 0 | 0 | 0 | 0 | 0 | 0 | 0 | 0 | 0 | 0 | 0 | 0 | 0 | 0 | 0 | 0 | 0 | 0 | 0 | 0 | 0 | 0 | 0 | 0 | 0 | 0 | 0 | 0 | 0 | 0 | 0 | 0 | 0 | 0 | 0 | 0 | 0
|  | 2040 | 0% | [20 empty] | 0 | 0 | 0 | 0 | 0 | 0 | 0 | 0 | 0 | 0 | 0 | 0 | 0 | 0 | 0 | 0 | 0 | 0 | 0 | 0 | 0 | 0 | 0 | 0 | 0 | 0 | 0 | 0 | 0 | 0 | 0 | 0 | 0 | 0 | 0 | 0
|  | 2041 | 0% | [21 empty] | 0 | 0 | 0 | 0 | 0 | 0 | 0 | 0 | 0 | 0 | 0 | 0 | 0 | 0 | 0 | 0 | 0 | 0 | 0 | 0 | 0 | 0 | 0 | 0 | 0 | 0 | 0 | 0 | 0 | 0 | 0 | 0 | 0 | 0 | 0
|  | 2042 | 0% | [22 empty] | 0 | 0 | 0 | 0 | 0 | 0 | 0 | 0 | 0 | 0 | 0 | 0 | 0 | 0 | 0 | 0 | 0 | 0 | 0 | 0 | 0 | 0 | 0 | 0 | 0 | 0 | 0 | 0 | 0 | 0 | 0 | 0 | 0 | 0
|  | 2043 | 0% | 2043: 0; 2044: 0; 2045: 0; 2046: 0; 2047: 0; 2048: 0; 2049: 0; 2050: 0; 2051: 0; 2052: 0; 2053: 0; 2054: 0; 2055: 0; 2056: 0; 2057: 0; 2058: 0; 2059: 0; 2060: 0; 2061: 0; 2062: 0; 2063: 0; 2064: 0; 2065: 0; 2066: 0; 2067: 0; 2068: 0; 2069: 0; 2070: 0; 2071: 0; 2072: 0; 2073: 0; 2074: 0; 2075: 0
|  | 2044 | 0% | 2044: 0; 2045: 0; 2046: 0; 2047: 0; 2048: 0; 2049: 0; 2050: 0; 2051: 0; 2052: 0; 2053: 0; 2054: 0; 2055: 0; 2056: 0; 2057: 0; 2058: 0; 2059: 0; 2060: 0; 2061: 0; 2062: 0; 2063: 0; 2064: 0; 2065: 0; 2066: 0; 2067: 0; 2068: 0; 2069: 0; 2070: 0; 2071: 0; 2072: 0; 2073: 0; 2074: 0; 2075: 0
|  | 2045 | 0% | 2045: 0; 2046: 0; 2047: 0; 2048: 0; 2049: 0; 2050: 0; 2051: 0; 2052: 0; 2053: 0; 2054: 0; 2055: 0; 2056: 0; 2057: 0; 2058: 0; 2059: 0; 2060: 0; 2061: 0; 2062: 0; 2063: 0; 2064: 0; 2065: 0; 2066: 0; 2067: 0; 2068: 0; 2069: 0; 2070: 0; 2071: 0; 2072: 0; 2073: 0; 2074: 0; 2075: 0
|  | 2046 | 0% | 2046: 0; 2047: 0; 2048: 0; 2049: 0; 2050: 0; 2051: 0; 2052: 0; 2053: 0; 2054: 0; 2055: 0; 2056: 0; 2057: 0; 2058: 0; 2059: 0; 2060: 0; 2061: 0; 2062: 0; 2063: 0; 2064: 0; 2065: 0; 2066: 0; 2067: 0; 2068: 0; 2069: 0; 2070: 0; 2071: 0; 2072: 0; 2073: 0; 2074: 0; 2075: 0
|  | 2047 | 0% | 2047: 0; 2048: 0; 2049: 0; 2050: 0; 2051: 0; 2052: 0; 2053: 0; 2054: 0; 2055: 0; 2056: 0; 2057: 0; 2058: 0; 2059: 0; 2060: 0; 2061: 0; 2062: 0; 2063: 0; 2064: 0; 2065: 0; 2066: 0; 2067: 0; 2068: 0; 2069: 0; 2070: 0; 2071: 0; 2072: 0; 2073: 0; 2074: 0; 2075: 0
|  | 2048 | 0% | 2048: 0; 2049: 0; 2050: 0; 2051: 0; 2052: 0; 2053: 0; 2054: 0; 2055: 0; 2056: 0; 2057: 0; 2058: 0; 2059: 0; 2060: 0; 2061: 0; 2062: 0; 2063: 0; 2064: 0; 2065: 0; 2066: 0; 2067: 0; 2068: 0; 2069: 0; 2070: 0; 2071: 0; 2072: 0; 2073: 0; 2074: 0; 2075: 0
|  | 2049 | 0% | 2049: 0; 2050: 0; 2051: 0; 2052: 0; 2053: 0; 2054: 0; 2055: 0; 2056: 0; 2057: 0; 2058: 0; 2059: 0; 2060: 0; 2061: 0; 2062: 0; 2063: 0; 2064: 0; 2065: 0; 2066: 0; 2067: 0; 2068: 0; 2069: 0; 2070: 0; 2071: 0; 2072: 0; 2073: 0; 2074: 0; 2075: 0
|  | 2050 | 0% | 2050: 0; 2051: 0; 2052: 0; 2053: 0; 2054: 0; 2055: 0; 2056: 0; 2057: 0; 2058: 0; 2059: 0; 2060: 0; 2061: 0; 2062: 0; 2063: 0; 2064: 0; 2065: 0; 2066: 0; 2067: 0; 2068: 0; 2069: 0; 2070: 0; 2071: 0; 2072: 0; 2073: 0; 2074: 0; 2075: 0
Revenue Requirement by vintage year
2012 $/MW-wk
| Aurora Input |  | Levelized Cost | 2020 | 2021 | 2022 | 2023 | 2024 | 2025 | 2026 | 2027 | 2028 | 2029 | 2030 | 2031 | 2032 | 2033 | 2034 | 2035 | 2036 | 2037 | 2038 | 2039 | 2040 | 2041 | 2042 | 2043 | 2044 | 2045 | 2046 | 2047 | 2048 | 2049 | 2050 | 2051 | 2052 | 2053 | 2054 | 2055 | 2056 | 2057 | 2058 | 2059 | 2060 | 2061 | 2062 | 2063 | 2064 | 2065 | 2066 | 2067 | 2068 | 2069 | 2070 | 2071 | 2072 | 2073 | 2074 | 2075
|  | 2020 | 0 | 0 | 0 | 0 | 0 | 0 | 0 | 0 | 0 | 0 | 0 | 0 | 0 | 0 | 0 | 0 | 0 | 0 | 0 | 0 | 0 | 0 | 0 | 0 | 0 | 0 | 0 | 0 | 0 | 0 | 0 | 0 | 0 | 0 | 0 | 0 | 0 | 0 | 0 | 0 | 0 | 0 | 0 | 0 | 0 | 0 | 0 | 0 | 0 | 0 | 0 | 0 | 0 | 0 | 0 | 0 | 0
|  | 2021 | 0 |  | 0 | 0 | 0 | 0 | 0 | 0 | 0 | 0 | 0 | 0 | 0 | 0 | 0 | 0 | 0 | 0 | 0 | 0 | 0 | 0 | 0 | 0 | 0 | 0 | 0 | 0 | 0 | 0 | 0 | 0 | 0 | 0 | 0 | 0 | 0 | 0 | 0 | 0 | 0 | 0 | 0 | 0 | 0 | 0 | 0 | 0 | 0 | 0 | 0 | 0 | 0 | 0 | 0 | 0 | 0
|  | 2022 | 0 |  |  | 0 | 0 | 0 | 0 | 0 | 0 | 0 | 0 | 0 | 0 | 0 | 0 | 0 | 0 | 0 | 0 | 0 | 0 | 0 | 0 | 0 | 0 | 0 | 0 | 0 | 0 | 0 | 0 | 0 | 0 | 0 | 0 | 0 | 0 | 0 | 0 | 0 | 0 | 0 | 0 | 0 | 0 | 0 | 0 | 0 | 0 | 0 | 0 | 0 | 0 | 0 | 0 | 0 | 0
|  | 2023 | 0 |  |  |  | 0 | 0 | 0 | 0 | 0 | 0 | 0 | 0 | 0 | 0 | 0 | 0 | 0 | 0 | 0 | 0 | 0 | 0 | 0 | 0 | 0 | 0 | 0 | 0 | 0 | 0 | 0 | 0 | 0 | 0 | 0 | 0 | 0 | 0 | 0 | 0 | 0 | 0 | 0 | 0 | 0 | 0 | 0 | 0 | 0 | 0 | 0 | 0 | 0 | 0 | 0 | 0 | 0
|  | 2024 | 0 |  |  |  |  | 0 | 0 | 0 | 0 | 0 | 0 | 0 | 0 | 0 | 0 | 0 | 0 | 0 | 0 | 0 | 0 | 0 | 0 | 0 | 0 | 0 | 0 | 0 | 0 | 0 | 0 | 0 | 0 | 0 | 0 | 0 | 0 | 0 | 0 | 0 | 0 | 0 | 0 | 0 | 0 | 0 | 0 | 0 | 0 | 0 | 0 | 0 | 0 | 0 | 0 | 0 | 0
|  | 2025 | 0 | [5 empty] | 0 | 0 | 0 | 0 | 0 | 0 | 0 | 0 | 0 | 0 | 0 | 0 | 0 | 0 | 0 | 0 | 0 | 0 | 0 | 0 | 0 | 0 | 0 | 0 | 0 | 0 | 0 | 0 | 0 | 0 | 0 | 0 | 0 | 0 | 0 | 0 | 0 | 0 | 0 | 0 | 0 | 0 | 0 | 0 | 0 | 0 | 0 | 0 | 0 | 0 | 0
|  | 2026 | 0 | [6 empty] | 0 | 0 | 0 | 0 | 0 | 0 | 0 | 0 | 0 | 0 | 0 | 0 | 0 | 0 | 0 | 0 | 0 | 0 | 0 | 0 | 0 | 0 | 0 | 0 | 0 | 0 | 0 | 0 | 0 | 0 | 0 | 0 | 0 | 0 | 0 | 0 | 0 | 0 | 0 | 0 | 0 | 0 | 0 | 0 | 0 | 0 | 0 | 0 | 0 | 0
|  | 2027 | 0 | [7 empty] | 0 | 0 | 0 | 0 | 0 | 0 | 0 | 0 | 0 | 0 | 0 | 0 | 0 | 0 | 0 | 0 | 0 | 0 | 0 | 0 | 0 | 0 | 0 | 0 | 0 | 0 | 0 | 0 | 0 | 0 | 0 | 0 | 0 | 0 | 0 | 0 | 0 | 0 | 0 | 0 | 0 | 0 | 0 | 0 | 0 | 0 | 0 | 0 | 0
|  | 2028 | 0 | [8 empty] | 0 | 0 | 0 | 0 | 0 | 0 | 0 | 0 | 0 | 0 | 0 | 0 | 0 | 0 | 0 | 0 | 0 | 0 | 0 | 0 | 0 | 0 | 0 | 0 | 0 | 0 | 0 | 0 | 0 | 0 | 0 | 0 | 0 | 0 | 0 | 0 | 0 | 0 | 0 | 0 | 0 | 0 | 0 | 0 | 0 | 0 | 0 | 0
|  | 2029 | 0 | [9 empty] | 0 | 0 | 0 | 0 | 0 | 0 | 0 | 0 | 0 | 0 | 0 | 0 | 0 | 0 | 0 | 0 | 0 | 0 | 0 | 0 | 0 | 0 | 0 | 0 | 0 | 0 | 0 | 0 | 0 | 0 | 0 | 0 | 0 | 0 | 0 | 0 | 0 | 0 | 0 | 0 | 0 | 0 | 0 | 0 | 0 | 0 | 0
|  | 2030 | 0 | [10 empty] | 0 | 0 | 0 | 0 | 0 | 0 | 0 | 0 | 0 | 0 | 0 | 0 | 0 | 0 | 0 | 0 | 0 | 0 | 0 | 0 | 0 | 0 | 0 | 0 | 0 | 0 | 0 | 0 | 0 | 0 | 0 | 0 | 0 | 0 | 0 | 0 | 0 | 0 | 0 | 0 | 0 | 0 | 0 | 0 | 0 | 0
|  | 2031 | 0 | [11 empty] | 0 | 0 | 0 | 0 | 0 | 0 | 0 | 0 | 0 | 0 | 0 | 0 | 0 | 0 | 0 | 0 | 0 | 0 | 0 | 0 | 0 | 0 | 0 | 0 | 0 | 0 | 0 | 0 | 0 | 0 | 0 | 0 | 0 | 0 | 0 | 0 | 0 | 0 | 0 | 0 | 0 | 0 | 0 | 0 | 0
|  | 2032 | 0 | [12 empty] | 0 | 0 | 0 | 0 | 0 | 0 | 0 | 0 | 0 | 0 | 0 | 0 | 0 | 0 | 0 | 0 | 0 | 0 | 0 | 0 | 0 | 0 | 0 | 0 | 0 | 0 | 0 | 0 | 0 | 0 | 0 | 0 | 0 | 0 | 0 | 0 | 0 | 0 | 0 | 0 | 0 | 0 | 0 | 0
|  | 2033 | 0 | [13 empty] | 0 | 0 | 0 | 0 | 0 | 0 | 0 | 0 | 0 | 0 | 0 | 0 | 0 | 0 | 0 | 0 | 0 | 0 | 0 | 0 | 0 | 0 | 0 | 0 | 0 | 0 | 0 | 0 | 0 | 0 | 0 | 0 | 0 | 0 | 0 | 0 | 0 | 0 | 0 | 0 | 0 | 0 | 0
|  | 2034 | 0 | [14 empty] | 0 | 0 | 0 | 0 | 0 | 0 | 0 | 0 | 0 | 0 | 0 | 0 | 0 | 0 | 0 | 0 | 0 | 0 | 0 | 0 | 0 | 0 | 0 | 0 | 0 | 0 | 0 | 0 | 0 | 0 | 0 | 0 | 0 | 0 | 0 | 0 | 0 | 0 | 0 | 0 | 0 | 0
|  | 2035 | 0 | [15 empty] | 0 | 0 | 0 | 0 | 0 | 0 | 0 | 0 | 0 | 0 | 0 | 0 | 0 | 0 | 0 | 0 | 0 | 0 | 0 | 0 | 0 | 0 | 0 | 0 | 0 | 0 | 0 | 0 | 0 | 0 | 0 | 0 | 0 | 0 | 0 | 0 | 0 | 0 | 0 | 0 | 0
|  | 2036 | 0 | [16 empty] | 0 | 0 | 0 | 0 | 0 | 0 | 0 | 0 | 0 | 0 | 0 | 0 | 0 | 0 | 0 | 0 | 0 | 0 | 0 | 0 | 0 | 0 | 0 | 0 | 0 | 0 | 0 | 0 | 0 | 0 | 0 | 0 | 0 | 0 | 0 | 0 | 0 | 0 | 0 | 0
|  | 2037 | 0 | [17 empty] | 0 | 0 | 0 | 0 | 0 | 0 | 0 | 0 | 0 | 0 | 0 | 0 | 0 | 0 | 0 | 0 | 0 | 0 | 0 | 0 | 0 | 0 | 0 | 0 | 0 | 0 | 0 | 0 | 0 | 0 | 0 | 0 | 0 | 0 | 0 | 0 | 0 | 0 | 0
|  | 2038 | 0 | [18 empty] | 0 | 0 | 0 | 0 | 0 | 0 | 0 | 0 | 0 | 0 | 0 | 0 | 0 | 0 | 0 | 0 | 0 | 0 | 0 | 0 | 0 | 0 | 0 | 0 | 0 | 0 | 0 | 0 | 0 | 0 | 0 | 0 | 0 | 0 | 0 | 0 | 0 | 0
|  | 2039 | 0 | [19 empty] | 0 | 0 | 0 | 0 | 0 | 0 | 0 | 0 | 0 | 0 | 0 | 0 | 0 | 0 | 0 | 0 | 0 | 0 | 0 | 0 | 0 | 0 | 0 | 0 | 0 | 0 | 0 | 0 | 0 | 0 | 0 | 0 | 0 | 0 | 0 | 0 | 0
|  | 2040 | 0 | [20 empty] | 0 | 0 | 0 | 0 | 0 | 0 | 0 | 0 | 0 | 0 | 0 | 0 | 0 | 0 | 0 | 0 | 0 | 0 | 0 | 0 | 0 | 0 | 0 | 0 | 0 | 0 | 0 | 0 | 0 | 0 | 0 | 0 | 0 | 0 | 0 | 0 | 0 | 0 | 0 | 0
|  | 2041 | 0 | [21 empty] | 0 | 0 | 0 | 0 | 0 | 0 | 0 | 0 | 0 | 0 | 0 | 0 | 0 | 0 | 0 | 0 | 0 | 0 | 0 | 0 | 0 | 0 | 0 | 0 | 0 | 0 | 0 | 0 | 0 | 0 | 0 | 0 | 0 | 0 | 0 | 0 | 0 | 0 | 0
|  | 2042 | 0 | [22 empty] | 0 | 0 | 0 | 0 | 0 | 0 | 0 | 0 | 0 | 0 | 0 | 0 | 0 | 0 | 0 | 0 | 0 | 0 | 0 | 0 | 0 | 0 | 0 | 0 | 0 | 0 | 0 | 0 | 0 | 0 | 0 | 0 | 0 | 0 | 0 | 0 | 0 | 0
|  | 2043 | 0 | 2043: 0; 2044: 0; 2045: 0; 2046: 0; 2047: 0; 2048: 0; 2049: 0; 2050: 0; 2051: 0; 2052: 0; 2053: 0; 2054: 0; 2055: 0; 2056: 0; 2057: 0; 2058: 0; 2059: 0; 2060: 0; 2061: 0; 2062: 0; 2063: 0; 2064: 0; 2065: 0; 2066: 0; 2067: 0; 2068: 0; 2069: 0; 2070: 0; 2071: 0; 2072: 0; 2073: 0; 2074: 0; 2075: 0 | 0 | 0 | 0 | 0
|  | 2044 | 0 | 2044: 0; 2045: 0; 2046: 0; 2047: 0; 2048: 0; 2049: 0; 2050: 0; 2051: 0; 2052: 0; 2053: 0; 2054: 0; 2055: 0; 2056: 0; 2057: 0; 2058: 0; 2059: 0; 2060: 0; 2061: 0; 2062: 0; 2063: 0; 2064: 0; 2065: 0; 2066: 0; 2067: 0; 2068: 0; 2069: 0; 2070: 0; 2071: 0; 2072: 0; 2073: 0; 2074: 0; 2075: 0 | 0 | 0 | 0 | 0
|  | 2045 | 0 | 2045: 0; 2046: 0; 2047: 0; 2048: 0; 2049: 0; 2050: 0; 2051: 0; 2052: 0; 2053: 0; 2054: 0; 2055: 0; 2056: 0; 2057: 0; 2058: 0; 2059: 0; 2060: 0; 2061: 0; 2062: 0; 2063: 0; 2064: 0; 2065: 0; 2066: 0; 2067: 0; 2068: 0; 2069: 0; 2070: 0; 2071: 0; 2072: 0; 2073: 0; 2074: 0; 2075: 0 | 0 | 0 | 0 | 0
|  | 2046 | 0 | 2046: 0; 2047: 0; 2048: 0; 2049: 0; 2050: 0; 2051: 0; 2052: 0; 2053: 0; 2054: 0; 2055: 0; 2056: 0; 2057: 0; 2058: 0; 2059: 0; 2060: 0; 2061: 0; 2062: 0; 2063: 0; 2064: 0; 2065: 0; 2066: 0; 2067: 0; 2068: 0; 2069: 0; 2070: 0; 2071: 0; 2072: 0; 2073: 0; 2074: 0; 2075: 0 | 0 | 0 | 0 | 0
|  | 2047 | 0 | 2047: 0; 2048: 0; 2049: 0; 2050: 0; 2051: 0; 2052: 0; 2053: 0; 2054: 0; 2055: 0; 2056: 0; 2057: 0; 2058: 0; 2059: 0; 2060: 0; 2061: 0; 2062: 0; 2063: 0; 2064: 0; 2065: 0; 2066: 0; 2067: 0; 2068: 0; 2069: 0; 2070: 0; 2071: 0; 2072: 0; 2073: 0; 2074: 0; 2075: 0 | 0 | 0 | 0 | 0
|  | 2048 | 0 | 2048: 0; 2049: 0; 2050: 0; 2051: 0; 2052: 0; 2053: 0; 2054: 0; 2055: 0; 2056: 0; 2057: 0; 2058: 0; 2059: 0; 2060: 0; 2061: 0; 2062: 0; 2063: 0; 2064: 0; 2065: 0; 2066: 0; 2067: 0; 2068: 0; 2069: 0; 2070: 0; 2071: 0; 2072: 0; 2073: 0; 2074: 0; 2075: 0 | 0 | 0 | 0 | 0
|  | 2049 | 0 | 2049: 0; 2050: 0; 2051: 0; 2052: 0; 2053: 0; 2054: 0; 2055: 0; 2056: 0; 2057: 0; 2058: 0; 2059: 0; 2060: 0; 2061: 0; 2062: 0; 2063: 0; 2064: 0; 2065: 0; 2066: 0; 2067: 0; 2068: 0; 2069: 0; 2070: 0; 2071: 0; 2072: 0; 2073: 0; 2074: 0; 2075: 0 | 0 | 0 | 0 | 0
|  | 2050 | 0 | 2050: 0; 2051: 0; 2052: 0; 2053: 0; 2054: 0; 2055: 0; 2056: 0; 2057: 0; 2058: 0; 2059: 0; 2060: 0; 2061: 0; 2062: 0; 2063: 0; 2064: 0; 2065: 0; 2066: 0; 2067: 0; 2068: 0; 2069: 0; 2070: 0; 2071: 0; 2072: 0; 2073: 0; 2074: 0; 2075: 0 | 0 | 0 | 0 | 0
Annual Change (%) | bar: 2020 to 2075
|  | Levelized Capital Cost ($/MW-wk) |  | 0 | 0 | 0 | 0 | 0 | 0 | 0 | 0 | 0 | 0 | 0 | 0 | 0 | 0 | 0 | 0 | 0 | 0 | 0 | 0 | 0 | 0 | 0 | 0 | 0 | 0 | 0 | 0 | 0 | 0 | 0 | 0 | 0 | 0 | 0 | 0 | 0 | 0 | 0 | 0 | 0 | 0 | 0 | 0 | 0 | 0 | 0 | 0 | 0 | 0 | 0 | 0 | 0 | 0 | 0 | 0
|  | Economic Life | 30
|  | check s/b 0 | 0
Revenue Requirement by vintage year
2012 $/MW-wk
| Aurora Input |  | Levelized Cost | 2020 | 2021 | 2022 | 2023 | 2024 | 2025 | 2026 | 2027 | 2028 | 2029 | 2030 | 2031 | 2032 | 2033 | 2034 | 2035 | 2036 | 2037 | 2038 | 2039 | 2040 | 2041 | 2042 | 2043 | 2044 | 2045 | 2046 | Levelized | 2047 | 2048 | 2049 | 2050 | 2051 | 2052 | 2053 | 2054 | 2055 | 2056 | 2057 | 2058 | 2059 | 2060 | 2061 | 2062 | 2063 | 2064 | 2065 | 2066 | 2067 | 2068 | 2069 | 2070 | 2071 | 2072 | 2073 | 2074 | 2075 | 2076 | 2077 | 2078 | 2079
|  | 2020 | 0 | 0 | 0 | 0 | 0 | 0 | 0 | 0 | 0 | 0 | 0 | 0 | 0 | 0 | 0 | 0 | 0 | 0 | 0 | 0 | 0 | 0 | 0 | 0 | 0 | 0 | 0 | 0 | 0 | 0 | 0 | 0 | 0 | 0 | 0 | 0 | 0 | 0 | 0 | 0 | 0 | 0 | 0 | 0 | 0 | 0 | 0 | 0 | 0 | 0 | 0 | 0 | 0 | 0 | 0 | 0 | 0 | 0 | 0 | 0 | 0 | 0
|  | 2021 | 0 |  | 0 | 0 | 0 | 0 | 0 | 0 | 0 | 0 | 0 | 0 | 0 | 0 | 0 | 0 | 0 | 0 | 0 | 0 | 0 | 0 | 0 | 0 | 0 | 0 | 0 | 0 | 0 | 0 | 0 | 0 | 0 | 0 | 0 | 0 | 0 | 0 | 0 | 0 | 0 | 0 | 0 | 0 | 0 | 0 | 0 | 0 | 0 | 0 | 0 | 0 | 0 | 0 | 0 | 0 | 0 | 0 | 0 | 0 | 0 | 0
|  | 2022 | 0 |  |  | 0 | 0 | 0 | 0 | 0 | 0 | 0 | 0 | 0 | 0 | 0 | 0 | 0 | 0 | 0 | 0 | 0 | 0 | 0 | 0 | 0 | 0 | 0 | 0 | 0 | 0 | 0 | 0 | 0 | 0 | 0 | 0 | 0 | 0 | 0 | 0 | 0 | 0 | 0 | 0 | 0 | 0 | 0 | 0 | 0 | 0 | 0 | 0 | 0 | 0 | 0 | 0 | 0 | 0 | 0 | 0 | 0 | 0 | 0
|  | 2023 | 0 |  |  |  | 0 | 0 | 0 | 0 | 0 | 0 | 0 | 0 | 0 | 0 | 0 | 0 | 0 | 0 | 0 | 0 | 0 | 0 | 0 | 0 | 0 | 0 | 0 | 0 | 0 | 0 | 0 | 0 | 0 | 0 | 0 | 0 | 0 | 0 | 0 | 0 | 0 | 0 | 0 | 0 | 0 | 0 | 0 | 0 | 0 | 0 | 0 | 0 | 0 | 0 | 0 | 0 | 0 | 0 | 0 | 0 | 0 | 0
|  | 2024 | 0 |  |  |  |  | 0 | 0 | 0 | 0 | 0 | 0 | 0 | 0 | 0 | 0 | 0 | 0 | 0 | 0 | 0 | 0 | 0 | 0 | 0 | 0 | 0 | 0 | 0 | 0 | 0 | 0 | 0 | 0 | 0 | 0 | 0 | 0 | 0 | 0 | 0 | 0 | 0 | 0 | 0 | 0 | 0 | 0 | 0 | 0 | 0 | 0 | 0 | 0 | 0 | 0 | 0 | 0 | 0 | 0 | 0 | 0 | 0
|  | 2025 | 0 | [5 empty] | 0 | 0 | 0 | 0 | 0 | 0 | 0 | 0 | 0 | 0 | 0 | 0 | 0 | 0 | 0 | 0 | 0 | 0 | 0 | 0 | 0 | 0 | 0 | 0 | 0 | 0 | 0 | 0 | 0 | 0 | 0 | 0 | 0 | 0 | 0 | 0 | 0 | 0 | 0 | 0 | 0 | 0 | 0 | 0 | 0 | 0 | 0 | 0 | 0 | 0 | 0 | 0 | 0 | 0 | 0 | 0
|  | 2026 | 0 | [6 empty] | 0 | 0 | 0 | 0 | 0 | 0 | 0 | 0 | 0 | 0 | 0 | 0 | 0 | 0 | 0 | 0 | 0 | 0 | 0 | 0 | 0 | 0 | 0 | 0 | 0 | 0 | 0 | 0 | 0 | 0 | 0 | 0 | 0 | 0 | 0 | 0 | 0 | 0 | 0 | 0 | 0 | 0 | 0 | 0 | 0 | 0 | 0 | 0 | 0 | 0 | 0 | 0 | 0 | 0 | 0
|  | 2027 | 0 | [7 empty] | 0 | 0 | 0 | 0 | 0 | 0 | 0 | 0 | 0 | 0 | 0 | 0 | 0 | 0 | 0 | 0 | 0 | 0 | 0 | 0 | 0 | 0 | 0 | 0 | 0 | 0 | 0 | 0 | 0 | 0 | 0 | 0 | 0 | 0 | 0 | 0 | 0 | 0 | 0 | 0 | 0 | 0 | 0 | 0 | 0 | 0 | 0 | 0 | 0 | 0 | 0 | 0 | 0 | 0
|  | 2028 | 0 | [8 empty] | 0 | 0 | 0 | 0 | 0 | 0 | 0 | 0 | 0 | 0 | 0 | 0 | 0 | 0 | 0 | 0 | 0 | 0 | 0 | 0 | 0 | 0 | 0 | 0 | 0 | 0 | 0 | 0 | 0 | 0 | 0 | 0 | 0 | 0 | 0 | 0 | 0 | 0 | 0 | 0 | 0 | 0 | 0 | 0 | 0 | 0 | 0 | 0 | 0 | 0 | 0 | 0 | 0
|  | 2029 | 0 | [9 empty] | 0 | 0 | 0 | 0 | 0 | 0 | 0 | 0 | 0 | 0 | 0 | 0 | 0 | 0 | 0 | 0 | 0 | 0 | 0 | 0 | 0 | 0 | 0 | 0 | 0 | 0 | 0 | 0 | 0 | 0 | 0 | 0 | 0 | 0 | 0 | 0 | 0 | 0 | 0 | 0 | 0 | 0 | 0 | 0 | 0 | 0 | 0 | 0 | 0 | 0 | 0 | 0
|  | 2030 | 0 | [10 empty] | 0 | 0 | 0 | 0 | 0 | 0 | 0 | 0 | 0 | 0 | 0 | 0 | 0 | 0 | 0 | 0 | 0 | 0 | 0 | 0 | 0 | 0 | 0 | 0 | 0 | 0 | 0 | 0 | 0 | 0 | 0 | 0 | 0 | 0 | 0 | 0 | 0 | 0 | 0 | 0 | 0 | 0 | 0 | 0 | 0 | 0 | 0 | 0 | 0 | 0 | 0
|  | 2031 | 0 | [11 empty] | 0 | 0 | 0 | 0 | 0 | 0 | 0 | 0 | 0 | 0 | 0 | 0 | 0 | 0 | 0 | 0 | 0 | 0 | 0 | 0 | 0 | 0 | 0 | 0 | 0 | 0 | 0 | 0 | 0 | 0 | 0 | 0 | 0 | 0 | 0 | 0 | 0 | 0 | 0 | 0 | 0 | 0 | 0 | 0 | 0 | 0 | 0 | 0 | 0 | 0
|  | 2032 | 0 | [12 empty] | 0 | 0 | 0 | 0 | 0 | 0 | 0 | 0 | 0 | 0 | 0 | 0 | 0 | 0 | 0 | 0 | 0 | 0 | 0 | 0 | 0 | 0 | 0 | 0 | 0 | 0 | 0 | 0 | 0 | 0 | 0 | 0 | 0 | 0 | 0 | 0 | 0 | 0 | 0 | 0 | 0 | 0 | 0 | 0 | 0 | 0 | 0 | 0 | 0
|  | 2033 | 0 | [13 empty] | 0 | 0 | 0 | 0 | 0 | 0 | 0 | 0 | 0 | 0 | 0 | 0 | 0 | 0 | 0 | 0 | 0 | 0 | 0 | 0 | 0 | 0 | 0 | 0 | 0 | 0 | 0 | 0 | 0 | 0 | 0 | 0 | 0 | 0 | 0 | 0 | 0 | 0 | 0 | 0 | 0 | 0 | 0 | 0 | 0 | 0 | 0 | 0
|  | 2034 | 0 | [14 empty] | 0 | 0 | 0 | 0 | 0 | 0 | 0 | 0 | 0 | 0 | 0 | 0 | 0 | 0 | 0 | 0 | 0 | 0 | 0 | 0 | 0 | 0 | 0 | 0 | 0 | 0 | 0 | 0 | 0 | 0 | 0 | 0 | 0 | 0 | 0 | 0 | 0 | 0 | 0 | 0 | 0 | 0 | 0 | 0 | 0 | 0 | 0
|  | 2035 | 0 | [15 empty] | 0 | 0 | 0 | 0 | 0 | 0 | 0 | 0 | 0 | 0 | 0 | 0 | 0 | 0 | 0 | 0 | 0 | 0 | 0 | 0 | 0 | 0 | 0 | 0 | 0 | 0 | 0 | 0 | 0 | 0 | 0 | 0 | 0 | 0 | 0 | 0 | 0 | 0 | 0 | 0 | 0 | 0 | 0 | 0 | 0 | 0
|  | 2036 | 0 | [16 empty] | 0 | 0 | 0 | 0 | 0 | 0 | 0 | 0 | 0 | 0 | 0 | 0 | 0 | 0 | 0 | 0 | 0 | 0 | 0 | 0 | 0 | 0 | 0 | 0 | 0 | 0 | 0 | 0 | 0 | 0 | 0 | 0 | 0 | 0 | 0 | 0 | 0 | 0 | 0 | 0 | 0 | 0 | 0 | 0 | 0
|  | 2037 | 0 | [17 empty] | 0 | 0 | 0 | 0 | 0 | 0 | 0 | 0 | 0 | 0 | 0 | 0 | 0 | 0 | 0 | 0 | 0 | 0 | 0 | 0 | 0 | 0 | 0 | 0 | 0 | 0 | 0 | 0 | 0 | 0 | 0 | 0 | 0 | 0 | 0 | 0 | 0 | 0 | 0 | 0 | 0 | 0 | 0 | 0
|  | 2038 | 0 | [18 empty] | 0 | 0 | 0 | 0 | 0 | 0 | 0 | 0 | 0 | 0 | 0 | 0 | 0 | 0 | 0 | 0 | 0 | 0 | 0 | 0 | 0 | 0 | 0 | 0 | 0 | 0 | 0 | 0 | 0 | 0 | 0 | 0 | 0 | 0 | 0 | 0 | 0 | 0 | 0 | 0 | 0 | 0 | 0
|  | 2039 | 0 | [19 empty] | 0 | 0 | 0 | 0 | 0 | 0 | 0 | 0 | 0 | 0 | 0 | 0 | 0 | 0 | 0 | 0 | 0 | 0 | 0 | 0 | 0 | 0 | 0 | 0 | 0 | 0 | 0 | 0 | 0 | 0 | 0 | 0 | 0 | 0 | 0 | 0 | 0 | 0 | 0 | 0 | 0 | 0
|  | 2040 | 0 | [20 empty] | 0 | 0 | 0 | 0 | 0 | 0 | 0 | 0 | 0 | 0 | 0 | 0 | 0 | 0 | 0 | 0 | 0 | 0 | 0 | 0 | 0 | 0 | 0 | 0 | 0 | 0 | 0 | 0 | 0 | 0 | 0 | 0 | 0 | 0 | 0 | 0 | 0 | 0 | 0 | 0 | 0
|  | 2041 | 0 | [21 empty] | 0 | 0 | 0 | 0 | 0 | 0 | 0 | 0 | 0 | 0 | 0 | 0 | 0 | 0 | 0 | 0 | 0 | 0 | 0 | 0 | 0 | 0 | 0 | 0 | 0 | 0 | 0 | 0 | 0 | 0 | 0 | 0 | 0 | 0 | 0 | 0 | 0 | 0 | 0 | 0
|  | 2042 | 0 | [22 empty] | 0 | 0 | 0 | 0 | 0 | 0 | 0 | 0 | 0 | 0 | 0 | 0 | 0 | 0 | 0 | 0 | 0 | 0 | 0 | 0 | 0 | 0 | 0 | 0 | 0 | 0 | 0 | 0 | 0 | 0 | 0 | 0 | 0 | 0 | 0 | 0 | 0 | 0 | 0
|  | 2043 | 0 | [23 empty] | 0 | 0 | 0 | 0 | 0 | 0 | 0 | 0 | 0 | 0 | 0 | 0 | 0 | 0 | 0 | 0 | 0 | 0 | 0 | 0 | 0 | 0 | 0 | 0 | 0 | 0 | 0 | 0 | 0 | 0 | 0 | 0 | 0 | 0 | 0 | 0 | 0 | 0
|  | 2044 | 0 | [24 empty] | 0 | 0 | 0 | 0 | 0 | 0 | 0 | 0 | 0 | 0 | 0 | 0 | 0 | 0 | 0 | 0 | 0 | 0 | 0 | 0 | 0 | 0 | 0 | 0 | 0 | 0 | 0 | 0 | 0 | 0 | 0 | 0 | 0 | 0 | 0 | 0 | 0
|  | 2045 | 0 | [25 empty] | 0 | 0 | 0 | 0 | 0 | 0 | 0 | 0 | 0 | 0 | 0 | 0 | 0 | 0 | 0 | 0 | 0 | 0 | 0 | 0 | 0 | 0 | 0 | 0 | 0 | 0 | 0 | 0 | 0 | 0 | 0 | 0 | 0 | 0 | 0 | 0
|  | 2046 | 0 | [26 empty] | 0 | 0 | 0 | 0 | 0 | 0 | 0 | 0 | 0 | 0 | 0 | 0 | 0 | 0 | 0 | 0 | 0 | 0 | 0 | 0 | 0 | 0 | 0 | 0 | 0 | 0 | 0 | 0 | 0 | 0 | 0 | 0 | 0 | 0 | 0
|  | 2047 | 0 | [27 empty] | 0 | 0 | 0 | 0 | 0 | 0 | 0 | 0 | 0 | 0 | 0 | 0 | 0 | 0 | 0 | 0 | 0 | 0 | 0 | 0 | 0 | 0 | 0 | 0 | 0 | 0 | 0 | 0 | 0 | 0 | 0 | 0 | 0 | 0
|  | 2048 | 0 | [27 empty] | 0 |  | 0 | 0 | 0 | 0 | 0 | 0 | 0 | 0 | 0 | 0 | 0 | 0 | 0 | 0 | 0 | 0 | 0 | 0 | 0 | 0 | 0 | 0 | 0 | 0 | 0 | 0 | 0 | 0 | 0 | 0 | 0 | 0
|  | 2049 | 0 | [27 empty] | 0 |  |  | 0 | 0 | 0 | 0 | 0 | 0 | 0 | 0 | 0 | 0 | 0 | 0 | 0 | 0 | 0 | 0 | 0 | 0 | 0 | 0 | 0 | 0 | 0 | 0 | 0 | 0 | 0 | 0 | 0 | 0 | 0
|  | 2050 | 0 | [27 empty] | 0 |  |  |  | 0 | 0 | 0 | 0 | 0 | 0 | 0 | 0 | 0 | 0 | 0 | 0 | 0 | 0 | 0 | 0 | 0 | 0 | 0 | 0 | 0 | 0 | 0 | 0 | 0 | 0 | 0 | 0 | 0 | 0
One Time Incentive Cost Adder
2012 $/MW-wk
| Incentive Cost = | 8523.1375
|  |  | Levelized Cost | 2020 | 2021 | 2022 | 2023 | 2024 | 2025 | 2026 | 2027 | 2028 | 2029 | 2030 | 2031 | 2032 | 2033 | 2034 | 2035 | 2036 | 2037 | 2038 | 2039 | 2040 | 2041 | 2042 | 2043 | 2044 | 2045 | 2046 | Levelized | 2047 | 2048 | 2049 | 2050 | 2051 | 2052 | 2053 | 2054 | 2055 | 2056 | 2057 | 2058 | 2059 | 2060 | 2061 | 2062 | 2063 | 2064 | 2065 | 2066 | 2067 | 2068 | 2069 | 2070 | 2071 | 2072 | 2073 | 2074 | 2075 | 2076 | 2077 | 2078 | 2079
|  | 2020 | 0 | 8523.1375 | 0 | 0 | 0 | 0 | 0 | 0 | 0 | 0 | 0 | 6616.7641 | 0 | 0 | 0 | 0 | 0 | 0 | 0 | 0 | 0 | 5136.7899 | 0 | 0 | 0 | 0 | 0 | 0 | 0 | 0 | 0 | 0 | 3987.8422 | 0 | 0 | 0 | 0 | 0 | 0 | 0 | 0 | 0 | 3095.88 | 0 | 0 | 0 | 0 | 0 | 0 | 0 | 0 | 0 | 2403.4234 | 0 | 0 | 0 | 0 | 0 | 0 | 0 | 0 | 0
|  | 2021 | 0 | 0 | 8523.1375 | 0 | 0 | 0 | 0 | 0 | 0 | 0 | 0 | 0 | 6616.7641 | 0 | 0 | 0 | 0 | 0 | 0 | 0 | 0 | 0 | 5136.7899 | 0 | 0 | 0 | 0 | 0 | 0 | 0 | 0 | 0 | 0 | 3987.8422 | 0 | 0 | 0 | 0 | 0 | 0 | 0 | 0 | 0 | 3095.88 | 0 | 0 | 0 | 0 | 0 | 0 | 0 | 0 | 0 | 2403.4234 | 0 | 0 | 0 | 0 | 0 | 0 | 0 | 0
|  | 2022 | 0 | 0 | 0 | 8523.1375 | 0 | 0 | 0 | 0 | 0 | 0 | 0 | 0 | 0 | 6616.7641 | 0 | 0 | 0 | 0 | 0 | 0 | 0 | 0 | 0 | 5136.7899 | 0 | 0 | 0 | 0 | 0 | 0 | 0 | 0 | 0 | 0 | 3987.8422 | 0 | 0 | 0 | 0 | 0 | 0 | 0 | 0 | 0 | 3095.88 | 0 | 0 | 0 | 0 | 0 | 0 | 0 | 0 | 0 | 2403.4234 | 0 | 0 | 0 | 0 | 0 | 0 | 0
|  | 2023 | 0 | 0 | 0 | 0 | 8523.1375 | 0 | 0 | 0 | 0 | 0 | 0 | 0 | 0 | 0 | 6616.7641 | 0 | 0 | 0 | 0 | 0 | 0 | 0 | 0 | 0 | 5136.7899 | 0 | 0 | 0 | 0 | 0 | 0 | 0 | 0 | 0 | 0 | 3987.8422 | 0 | 0 | 0 | 0 | 0 | 0 | 0 | 0 | 0 | 3095.88 | 0 | 0 | 0 | 0 | 0 | 0 | 0 | 0 | 0 | 2403.4234 | 0 | 0 | 0 | 0 | 0 | 0
|  | 2024 | 0 | 0 | 0 | 0 | 0 | 8523.1375 | 0 | 0 | 0 | 0 | 0 | 0 | 0 | 0 | 0 | 6616.7641 | 0 | 0 | 0 | 0 | 0 | 0 | 0 | 0 | 0 | 5136.7899 | 0 | 0 | 0 | 0 | 0 | 0 | 0 | 0 | 0 | 0 | 3987.8422 | 0 | 0 | 0 | 0 | 0 | 0 | 0 | 0 | 0 | 3095.88 | 0 | 0 | 0 | 0 | 0 | 0 | 0 | 0 | 0 | 2403.4234 | 0 | 0 | 0 | 0 | 0
|  | 2025 | 0 | 0 | 0 | 0 | 0 | 0 | 8523.1375 | 0 | 0 | 0 | 0 | 0 | 0 | 0 | 0 | 0 | 6616.7641 | 0 | 0 | 0 | 0 | 0 | 0 | 0 | 0 | 0 | 5136.7899 | 0 | 0 | 0 | 0 | 0 | 0 | 0 | 0 | 0 | 0 | 3987.8422 | 0 | 0 | 0 | 0 | 0 | 0 | 0 | 0 | 0 | 3095.88 | 0 | 0 | 0 | 0 | 0 | 0 | 0 | 0 | 0 | 2403.4234 | 0 | 0 | 0 | 0
|  | 2026 | 0 | 0 | 0 | 0 | 0 | 0 | 0 | 8523.1375 | 0 | 0 | 0 | 0 | 0 | 0 | 0 | 0 | 0 | 6616.7641 | 0 | 0 | 0 | 0 | 0 | 0 | 0 | 0 | 0 | 5136.7899 | 0 | 0 | 0 | 0 | 0 | 0 | 0 | 0 | 0 | 0 | 3987.8422 | 0 | 0 | 0 | 0 | 0 | 0 | 0 | 0 | 0 | 3095.88 | 0 | 0 | 0 | 0 | 0 | 0 | 0 | 0 | 0 | 2403.4234 | 0 | 0 | 0
|  | 2027 | 0 | 0 | 0 | 0 | 0 | 0 | 0 | 0 | 8523.1375 | 0 | 0 | 0 | 0 | 0 | 0 | 0 | 0 | 0 | 6616.7641 | 0 | 0 | 0 | 0 | 0 | 0 | 0 | 0 | 0 | 616.3119 | 5136.7899 | 0 | 0 | 0 | 0 | 0 | 0 | 0 | 0 | 0 | 3987.8422 | 0 | 0 | 0 | 0 | 0 | 0 | 0 | 0 | 0 | 3095.88 | 0 | 0 | 0 | 0 | 0 | 0 | 0 | 0 | 0 | 2403.4234 | 0 | 0
|  | 2028 | 0 | 0 | 0 | 0 | 0 | 0 | 0 | 0 | 0 | 8523.1375 | 0 | 0 | 0 | 0 | 0 | 0 | 0 | 0 | 0 | 6616.7641 | 0 | 0 | 0 | 0 | 0 | 0 | 0 | 0 | 547.765 | 0 | 5136.7899 | 0 | 0 | 0 | 0 | 0 | 0 | 0 | 0 | 0 | 3987.8422 | 0 | 0 | 0 | 0 | 0 | 0 | 0 | 0 | 0 | 3095.88 | 0 | 0 | 0 | 0 | 0 | 0 | 0 | 0 | 0 | 2403.4234 | 0
|  | 2029 | 0 | 0 | 0 | 0 | 0 | 0 | 0 | 0 | 0 | 0 | 8523.1375 | 0 | 0 | 0 | 0 | 0 | 0 | 0 | 0 | 0 | 6616.7641 | 0 | 0 | 0 | 0 | 0 | 0 | 0 | 490.8273 | 0 | 0 | 5136.7899 | 0 | 0 | 0 | 0 | 0 | 0 | 0 | 0 | 0 | 3987.8422 | 0 | 0 | 0 | 0 | 0 | 0 | 0 | 0 | 0 | 3095.88 | 0 | 0 | 0 | 0 | 0 | 0 | 0 | 0 | 0 | 2403.4234
|  | 2030 | 0 | 0 | 0 | 0 | 0 | 0 | 0 | 0 | 0 | 0 | 0 | 8523.1375 | 0 | 0 | 0 | 0 | 0 | 0 | 0 | 0 | 0 | 6616.7641 | 0 | 0 | 0 | 0 | 0 | 0 | 442.8191 | 0 | 0 | 0 | 5136.7899 | 0 | 0 | 0 | 0 | 0 | 0 | 0 | 0 | 0 | 3987.8422 | 0 | 0 | 0 | 0 | 0 | 0 | 0 | 0 | 0 | 3095.88 | 0 | 0 | 0 | 0 | 0 | 0 | 0 | 0 | 0
|  | 2031 | 0 | 0 | 0 | 0 | 0 | 0 | 0 | 0 | 0 | 0 | 0 | 0 | 8523.1375 | 0 | 0 | 0 | 0 | 0 | 0 | 0 | 0 | 0 | 6616.7641 | 0 | 0 | 0 | 0 | 0 | 401.8261 | 0 | 0 | 0 | 0 | 5136.7899 | 0 | 0 | 0 | 0 | 0 | 0 | 0 | 0 | 0 | 3987.8422 | 0 | 0 | 0 | 0 | 0 | 0 | 0 | 0 | 0 | 3095.88 | 0 | 0 | 0 | 0 | 0 | 0 | 0 | 0
|  | 2032 | 0 | 0 | 0 | 0 | 0 | 0 | 0 | 0 | 0 | 0 | 0 | 0 | 0 | 8523.1375 | 0 | 0 | 0 | 0 | 0 | 0 | 0 | 0 | 0 | 6616.7641 | 0 | 0 | 0 | 0 | 366.4446 | 0 | 0 | 0 | 0 | 0 | 5136.7899 | 0 | 0 | 0 | 0 | 0 | 0 | 0 | 0 | 0 | 3987.8422 | 0 | 0 | 0 | 0 | 0 | 0 | 0 | 0 | 0 | 3095.88 | 0 | 0 | 0 | 0 | 0 | 0 | 0
|  | 2033 | 0 | 0 | 0 | 0 | 0 | 0 | 0 | 0 | 0 | 0 | 0 | 0 | 0 | 0 | 8523.1375 | 0 | 0 | 0 | 0 | 0 | 0 | 0 | 0 | 0 | 6616.7641 | 0 | 0 | 0 | 335.6217 | 0 | 0 | 0 | 0 | 0 | 0 | 5136.7899 | 0 | 0 | 0 | 0 | 0 | 0 | 0 | 0 | 0 | 3987.8422 | 0 | 0 | 0 | 0 | 0 | 0 | 0 | 0 | 0 | 3095.88 | 0 | 0 | 0 | 0 | 0 | 0
|  | 2034 | 0 | 0 | 0 | 0 | 0 | 0 | 0 | 0 | 0 | 0 | 0 | 0 | 0 | 0 | 0 | 8523.1375 | 0 | 0 | 0 | 0 | 0 | 0 | 0 | 0 | 0 | 6616.7641 | 0 | 0 | 308.5524 | 0 | 0 | 0 | 0 | 0 | 0 | 0 | 5136.7899 | 0 | 0 | 0 | 0 | 0 | 0 | 0 | 0 | 0 | 3987.8422 | 0 | 0 | 0 | 0 | 0 | 0 | 0 | 0 | 0 | 3095.88 | 0 | 0 | 0 | 0 | 0
|  | 2035 | 0 | 0 | 0 | 0 | 0 | 0 | 0 | 0 | 0 | 0 | 0 | 0 | 0 | 0 | 0 | 0 | 8523.1375 | 0 | 0 | 0 | 0 | 0 | 0 | 0 | 0 | 0 | 6616.7641 | 0 | 284.6103 | 0 | 0 | 0 | 0 | 0 | 0 | 0 | 0 | 5136.7899 | 0 | 0 | 0 | 0 | 0 | 0 | 0 | 0 | 0 | 3987.8422 | 0 | 0 | 0 | 0 | 0 | 0 | 0 | 0 | 0 | 3095.88 | 0 | 0 | 0 | 0
|  | 2036 | 0 | 0 | 0 | 0 | 0 | 0 | 0 | 0 | 0 | 0 | 0 | 0 | 0 | 0 | 0 | 0 | 0 | 8523.1375 | 0 | 0 | 0 | 0 | 0 | 0 | 0 | 0 | 0 | 6616.7641 | 263.301 | 0 | 0 | 0 | 0 | 0 | 0 | 0 | 0 | 0 | 5136.7899 | 0 | 0 | 0 | 0 | 0 | 0 | 0 | 0 | 0 | 3987.8422 | 0 | 0 | 0 | 0 | 0 | 0 | 0 | 0 | 0 | 3095.88 | 0 | 0 | 0
|  | 2037 | 0 | 0 | 0 | 0 | 0 | 0 | 0 | 0 | 0 | 0 | 0 | 0 | 0 | 0 | 0 | 0 | 0 | 0 | 8523.1375 | 0 | 0 | 0 | 0 | 0 | 0 | 0 | 0 | 0 | 723.5137 | 6616.7641 | 0 | 0 | 0 | 0 | 0 | 0 | 0 | 0 | 0 | 5136.7899 | 0 | 0 | 0 | 0 | 0 | 0 | 0 | 0 | 0 | 3987.8422 | 0 | 0 | 0 | 0 | 0 | 0 | 0 | 0 | 0 | 3095.88 | 0 | 0
|  | 2038 | 0 | 0 | 0 | 0 | 0 | 0 | 0 | 0 | 0 | 0 | 0 | 0 | 0 | 0 | 0 | 0 | 0 | 0 | 0 | 8523.1375 | 0 | 0 | 0 | 0 | 0 | 0 | 0 | 0 | 672.6921 | 0 | 6616.7641 | 0 | 0 | 0 | 0 | 0 | 0 | 0 | 0 | 0 | 5136.7899 | 0 | 0 | 0 | 0 | 0 | 0 | 0 | 0 | 0 | 3987.8422 | 0 | 0 | 0 | 0 | 0 | 0 | 0 | 0 | 0 | 3095.88 | 0
|  | 2039 | 0 | 0 | 0 | 0 | 0 | 0 | 0 | 0 | 0 | 0 | 0 | 0 | 0 | 0 | 0 | 0 | 0 | 0 | 0 | 0 | 8523.1375 | 0 | 0 | 0 | 0 | 0 | 0 | 0 | 626.7727 | 0 | 0 | 6616.7641 | 0 | 0 | 0 | 0 | 0 | 0 | 0 | 0 | 0 | 5136.7899 | 0 | 0 | 0 | 0 | 0 | 0 | 0 | 0 | 0 | 3987.8422 | 0 | 0 | 0 | 0 | 0 | 0 | 0 | 0 | 0 | 3095.88
|  | 2040 | 0 | 0 | 0 | 0 | 0 | 0 | 0 | 0 | 0 | 0 | 0 | 0 | 0 | 0 | 0 | 0 | 0 | 0 | 0 | 0 | 0 | 8523.1375 | 0 | 0 | 0 | 0 | 0 | 0 | 585.114 | 0 | 0 | 0 | 6616.7641 | 0 | 0 | 0 | 0 | 0 | 0 | 0 | 0 | 0 | 5136.7899 | 0 | 0 | 0 | 0 | 0 | 0 | 0 | 0 | 0 | 3987.8422 | 0 | 0 | 0 | 0 | 0 | 0 | 0 | 0 | 0
|  | 2041 | 0 | 0 | 0 | 0 | 0 | 0 | 0 | 0 | 0 | 0 | 0 | 0 | 0 | 0 | 0 | 0 | 0 | 0 | 0 | 0 | 0 | 0 | 8523.1375 | 0 | 0 | 0 | 0 | 0 | 547.1816 | 0 | 0 | 0 | 0 | 6616.7641 | 0 | 0 | 0 | 0 | 0 | 0 | 0 | 0 | 0 | 5136.7899 | 0 | 0 | 0 | 0 | 0 | 0 | 0 | 0 | 0 | 3987.8422 | 0 | 0 | 0 | 0 | 0 | 0 | 0 | 0
|  | 2042 | 0 | 0 | 0 | 0 | 0 | 0 | 0 | 0 | 0 | 0 | 0 | 0 | 0 | 0 | 0 | 0 | 0 | 0 | 0 | 0 | 0 | 0 | 0 | 8523.1375 | 0 | 0 | 0 | 0 | 512.5262 | 0 | 0 | 0 | 0 | 0 | 6616.7641 | 0 | 0 | 0 | 0 | 0 | 0 | 0 | 0 | 0 | 5136.7899 | 0 | 0 | 0 | 0 | 0 | 0 | 0 | 0 | 0 | 3987.8422 | 0 | 0 | 0 | 0 | 0 | 0 | 0
|  | 2043 | 0 | 0 | 0 | 0 | 0 | 0 | 0 | 0 | 0 | 0 | 0 | 0 | 0 | 0 | 0 | 0 | 0 | 0 | 0 | 0 | 0 | 0 | 0 | 0 | 8523.1375 | 0 | 0 | 0 | 480.7678 | 0 | 0 | 0 | 0 | 0 | 0 | 6616.7641 | 0 | 0 | 0 | 0 | 0 | 0 | 0 | 0 | 0 | 5136.7899 | 0 | 0 | 0 | 0 | 0 | 0 | 0 | 0 | 0 | 3987.8422 | 0 | 0 | 0 | 0 | 0 | 0
|  | 2044 | 0 | 0 | 0 | 0 | 0 | 0 | 0 | 0 | 0 | 0 | 0 | 0 | 0 | 0 | 0 | 0 | 0 | 0 | 0 | 0 | 0 | 0 | 0 | 0 | 0 | 8523.1375 | 0 | 0 | 451.5825 | 0 | 0 | 0 | 0 | 0 | 0 | 0 | 6616.7641 | 0 | 0 | 0 | 0 | 0 | 0 | 0 | 0 | 0 | 5136.7899 | 0 | 0 | 0 | 0 | 0 | 0 | 0 | 0 | 0 | 3987.8422 | 0 | 0 | 0 | 0 | 0
|  | 2045 | 0 | 0 | 0 | 0 | 0 | 0 | 0 | 0 | 0 | 0 | 0 | 0 | 0 | 0 | 0 | 0 | 0 | 0 | 0 | 0 | 0 | 0 | 0 | 0 | 0 | 0 | 8523.1375 | 0 | 424.6927 | 0 | 0 | 0 | 0 | 0 | 0 | 0 | 0 | 6616.7641 | 0 | 0 | 0 | 0 | 0 | 0 | 0 | 0 | 0 | 5136.7899 | 0 | 0 | 0 | 0 | 0 | 0 | 0 | 0 | 0 | 3987.8422 | 0 | 0 | 0 | 0
|  | 2046 | 0 | 0 | 0 | 0 | 0 | 0 | 0 | 0 | 0 | 0 | 0 | 0 | 0 | 0 | 0 | 0 | 0 | 0 | 0 | 0 | 0 | 0 | 0 | 0 | 0 | 0 | 0 | 8523.1375 | 399.859 | 0 | 0 | 0 | 0 | 0 | 0 | 0 | 0 | 0 | 6616.7641 | 0 | 0 | 0 | 0 | 0 | 0 | 0 | 0 | 0 | 5136.7899 | 0 | 0 | 0 | 0 | 0 | 0 | 0 | 0 | 0 | 3987.8422 | 0 | 0 | 0
|  | 2047 | 0 | 0 | 0 | 0 | 0 | 0 | 0 | 0 | 0 | 0 | 0 | 0 | 0 | 0 | 0 | 0 | 0 | 0 | 0 | 0 | 0 | 0 | 0 | 0 | 0 | 0 | 0 | 0 | 866.8105 | 8523.1375 | 0 | 0 | 0 | 0 | 0 | 0 | 0 | 0 | 0 | 6616.7641 | 0 | 0 | 0 | 0 | 0 | 0 | 0 | 0 | 0 | 5136.7899 | 0 | 0 | 0 | 0 | 0 | 0 | 0 | 0 | 0 | 3987.8422 | 0 | 0
|  | 2048 | 0 | 0 | 0 | 0 | 0 | 0 | 0 | 0 | 0 | 0 | 0 | 0 | 0 | 0 | 0 | 0 | 0 | 0 | 0 | 0 | 0 | 0 | 0 | 0 | 0 | 0 | 0 | 0 | 866.8105 | 0 | 8523.1375 | 0 | 0 | 0 | 0 | 0 | 0 | 0 | 0 | 0 | 6616.7641 | 0 | 0 | 0 | 0 | 0 | 0 | 0 | 0 | 0 | 5136.7899 | 0 | 0 | 0 | 0 | 0 | 0 | 0 | 0 | 0 | 3987.8422 | 0
|  | 2049 | 0 | 0 | 0 | 0 | 0 | 0 | 0 | 0 | 0 | 0 | 0 | 0 | 0 | 0 | 0 | 0 | 0 | 0 | 0 | 0 | 0 | 0 | 0 | 0 | 0 | 0 | 0 | 0 | 866.8105 | 0 | 0 | 8523.1375 | 0 | 0 | 0 | 0 | 0 | 0 | 0 | 0 | 0 | 6616.7641 | 0 | 0 | 0 | 0 | 0 | 0 | 0 | 0 | 0 | 5136.7899 | 0 | 0 | 0 | 0 | 0 | 0 | 0 | 0 | 0 | 3987.8422
|  | 2050 | 0 | 0 | 0 | 0 | 0 | 0 | 0 | 0 | 0 | 0 | 0 | 0 | 0 | 0 | 0 | 0 | 0 | 0 | 0 | 0 | 0 | 0 | 0 | 0 | 0 | 0 | 0 | 0 | 866.8105 | 0 | 0 | 0 | 8523.1375 | 0 | 0 | 0 | 0 | 0 | 0 | 0 | 0 | 0 | 6616.7641 | 0 | 0 | 0 | 0 | 0 | 0 | 0 | 0 | 0 | 5136.7899 | 0 | 0 | 0 | 0 | 0 | 0 | 0 | 0 | 0
Replacement Cost Adder
| 2012 $/MW-wk |  |  | 2020 | 2021 | 2022 | 2023 | 2024 | 2025 | 2026 | 2027 | 2028 | 2029 | 2030 | 2031 | 2032 | 2033 | 2034 | 2035 | 2036 | 2037 | 2038 | 2039 | 2040 | 2041 | 2042 | 2043 | 2044 | 2045 | 2046 |  | 2047 | 2048 | 2049 | 2050
| Incentive Cost = |  |  | 37880.611 | 33622.9226 | 29702.9911 | 26103.1515 | 22806.4903 | 20588.6898 | 19527.8025 | 18514.0506 | 17545.5797 | 16620.6025 | 15478.6952 | 14848.5255 | 14241.1284 | 13655.7374 | 13091.6111 | 12548.0315 | 12024.3038 | 11519.7556 | 11033.7362 | 10730.7035 | 10435.889 | 10149.0722 | 9870.0384 | 9598.5784 | 9334.4889 | 9077.5717 | 8827.6341 |  | 8584.4885 | 8347.9523 | 8117.8476 | 7894.0015
|  |  | Levelized Cost | 2020 | 2021 | 2022 | 2023 | 2024 | 2025 | 2026 | 2027 | 2028 | 2029 | 2030 | 2031 | 2032 | 2033 | 2034 | 2035 | 2036 | 2037 | 2038 | 2039 | 2040 | 2041 | 2042 | 2043 | 2044 | 2045 | 2046 | Levelized | 2047 | 2048 | 2049 | 2050 | 2051 | 2052 | 2053 | 2054 | 2055 | 2056 | 2057 | 2058 | 2059 | 2060 | 2061 | 2062 | 2063 | 2064 | 2065 | 2066 | 2067 | 2068 | 2069 | 2070 | 2071 | 2072 | 2073 | 2074 | 2075 | 2076 | 2077 | 2078 | 2079
|  | 2020 | Levelized Cost | 8523.1375 | 0 | 0 | 0 | 0 | 0 | 0 | 0 | 0 | 0 | 22095.4592 | 0 | 0 | 0 | 0 | 0 | 0 | 0 | 0 | 0 | 15572.679 | 0 | 0 | 0 | 0 | 0 | 0 | 0 | 0 | 0 | 0 | 11881.8437 | 0 | 0 | 0 | 0 | 0 | 0 | 0 | 0 | 0 | 3095.88 | 0 | 0 | 0 | 0 | 0 | 0 | 0 | 0 | 0 | 2403.4234 | 0 | 0 | 0 | 0 | 0 | 0 | 0 | 0 | 0
|  | 2021 | 0 | 0 | 8523.1375 | 0 | 0 | 0 | 0 | 0 | 0 | 0 | 0 | 0 | 21465.2896 | 0 | 0 | 0 | 0 | 0 | 0 | 0 | 0 | 0 | 15285.8622 | 0 | 0 | 0 | 0 | 0 | 0 | 0 | 0 | 0 | 0 | 3987.8422 | 0 | 0 | 0 | 0 | 0 | 0 | 0 | 0 | 0 | 3095.88 | 0 | 0 | 0 | 0 | 0 | 0 | 0 | 0 | 0 | 2403.4234 | 0 | 0 | 0 | 0 | 0 | 0 | 0 | 0
|  | 2022 | 0 | 0 | 0 | 8523.1375 | 0 | 0 | 0 | 0 | 0 | 0 | 0 | 0 | 0 | 20857.8924 | 0 | 0 | 0 | 0 | 0 | 0 | 0 | 0 | 0 | 15006.8283 | 0 | 0 | 0 | 0 | 0 | 0 | 0 | 0 | 0 | 0 | 3987.8422 | 0 | 0 | 0 | 0 | 0 | 0 | 0 | 0 | 0 | 3095.88 | 0 | 0 | 0 | 0 | 0 | 0 | 0 | 0 | 0 | 2403.4234 | 0 | 0 | 0 | 0 | 0 | 0 | 0
|  | 2023 | 0 | 0 | 0 | 0 | 8523.1375 | 0 | 0 | 0 | 0 | 0 | 0 | 0 | 0 | 0 | 20272.5015 | 0 | 0 | 0 | 0 | 0 | 0 | 0 | 0 | 0 | 14735.3684 | 0 | 0 | 0 | 0 | 0 | 0 | 0 | 0 | 0 | 0 | 3987.8422 | 0 | 0 | 0 | 0 | 0 | 0 | 0 | 0 | 0 | 3095.88 | 0 | 0 | 0 | 0 | 0 | 0 | 0 | 0 | 0 | 2403.4234 | 0 | 0 | 0 | 0 | 0 | 0
|  | 2024 | 0 | 0 | 0 | 0 | 0 | 8523.1375 | 0 | 0 | 0 | 0 | 0 | 0 | 0 | 0 | 0 | 19708.3752 | 0 | 0 | 0 | 0 | 0 | 0 | 0 | 0 | 0 | 14471.2788 | 0 | 0 | 0 | 0 | 0 | 0 | 0 | 0 | 0 | 0 | 3987.8422 | 0 | 0 | 0 | 0 | 0 | 0 | 0 | 0 | 0 | 3095.88 | 0 | 0 | 0 | 0 | 0 | 0 | 0 | 0 | 0 | 2403.4234 | 0 | 0 | 0 | 0 | 0
|  | 2025 | 0 | 0 | 0 | 0 | 0 | 0 | 8523.1375 | 0 | 0 | 0 | 0 | 0 | 0 | 0 | 0 | 0 | 19164.7956 | 0 | 0 | 0 | 0 | 0 | 0 | 0 | 0 | 0 | 14214.3616 | 0 | 0 | 0 | 0 | 0 | 0 | 0 | 0 | 0 | 0 | 3987.8422 | 0 | 0 | 0 | 0 | 0 | 0 | 0 | 0 | 0 | 3095.88 | 0 | 0 | 0 | 0 | 0 | 0 | 0 | 0 | 0 | 2403.4234 | 0 | 0 | 0 | 0
|  | 2026 | 0 | 0 | 0 | 0 | 0 | 0 | 0 | 8523.1375 | 0 | 0 | 0 | 0 | 0 | 0 | 0 | 0 | 0 | 18641.0679 | 0 | 0 | 0 | 0 | 0 | 0 | 0 | 0 | 0 | 13964.4241 | 0 | 0 | 0 | 0 | 0 | 0 | 0 | 0 | 0 | 0 | 3987.8422 | 0 | 0 | 0 | 0 | 0 | 0 | 0 | 0 | 0 | 3095.88 | 0 | 0 | 0 | 0 | 0 | 0 | 0 | 0 | 0 | 2403.4234 | 0 | 0 | 0
|  | 2027 | 0 | 0 | 0 | 0 | 0 | 0 | 0 | 0 | 8523.1375 | 0 | 0 | 0 | 0 | 0 | 0 | 0 | 0 | 0 | 18136.5197 | 0 | 0 | 0 | 0 | 0 | 0 | 0 | 0 | 0 | 1646.2785 | 13721.2785 | 0 | 0 | 0 | 0 | 0 | 0 | 0 | 0 | 0 | 3987.8422 | 0 | 0 | 0 | 0 | 0 | 0 | 0 | 0 | 0 | 3095.88 | 0 | 0 | 0 | 0 | 0 | 0 | 0 | 0 | 0 | 2403.4234 | 0 | 0
|  | 2028 | 0 | 0 | 0 | 0 | 0 | 0 | 0 | 0 | 0 | 8523.1375 | 0 | 0 | 0 | 0 | 0 | 0 | 0 | 0 | 0 | 17650.5003 | 0 | 0 | 0 | 0 | 0 | 0 | 0 | 0 | 1437.9545 | 0 | 13484.7422 | 0 | 0 | 0 | 0 | 0 | 0 | 0 | 0 | 0 | 3987.8422 | 0 | 0 | 0 | 0 | 0 | 0 | 0 | 0 | 0 | 3095.88 | 0 | 0 | 0 | 0 | 0 | 0 | 0 | 0 | 0 | 2403.4234 | 0
|  | 2029 | 0 | 0 | 0 | 0 | 0 | 0 | 0 | 0 | 0 | 0 | 8523.1375 | 0 | 0 | 0 | 0 | 0 | 0 | 0 | 0 | 0 | 17347.4675 | 0 | 0 | 0 | 0 | 0 | 0 | 0 | 1266.4989 | 0 | 0 | 13254.6376 | 0 | 0 | 0 | 0 | 0 | 0 | 0 | 0 | 0 | 3987.8422 | 0 | 0 | 0 | 0 | 0 | 0 | 0 | 0 | 0 | 3095.88 | 0 | 0 | 0 | 0 | 0 | 0 | 0 | 0 | 0 | 2403.4234
|  | 2030 | 0 | 0 | 0 | 0 | 0 | 0 | 0 | 0 | 0 | 0 | 0 | 8523.1375 | 0 | 0 | 0 | 0 | 0 | 0 | 0 | 0 | 0 | 17052.6531 | 0 | 0 | 0 | 0 | 0 | 0 | 1123.3247 | 0 | 0 | 0 | 13030.7915 | 0 | 0 | 0 | 0 | 0 | 0 | 0 | 0 | 0 | 3987.8422 | 0 | 0 | 0 | 0 | 0 | 0 | 0 | 0 | 0 | 3095.88 | 0 | 0 | 0 | 0 | 0 | 0 | 0 | 0 | 0
|  | 2031 | 0 | 0 | 0 | 0 | 0 | 0 | 0 | 0 | 0 | 0 | 0 | 0 | 8523.1375 | 0 | 0 | 0 | 0 | 0 | 0 | 0 | 0 | 0 | 16765.8363 | 0 | 0 | 0 | 0 | 0 | 401.8261 | 0 | 0 | 0 | 0 | 5136.7899 | 0 | 0 | 0 | 0 | 0 | 0 | 0 | 0 | 0 | 3987.8422 | 0 | 0 | 0 | 0 | 0 | 0 | 0 | 0 | 0 | 3095.88 | 0 | 0 | 0 | 0 | 0 | 0 | 0 | 0
|  | 2032 | 0 | 0 | 0 | 0 | 0 | 0 | 0 | 0 | 0 | 0 | 0 | 0 | 0 | 8523.1375 | 0 | 0 | 0 | 0 | 0 | 0 | 0 | 0 | 0 | 16486.8025 | 0 | 0 | 0 | 0 | 366.4446 | 0 | 0 | 0 | 0 | 0 | 5136.7899 | 0 | 0 | 0 | 0 | 0 | 0 | 0 | 0 | 0 | 3987.8422 | 0 | 0 | 0 | 0 | 0 | 0 | 0 | 0 | 0 | 3095.88 | 0 | 0 | 0 | 0 | 0 | 0 | 0
|  | 2033 | 0 | 0 | 0 | 0 | 0 | 0 | 0 | 0 | 0 | 0 | 0 | 0 | 0 | 0 | 8523.1375 | 0 | 0 | 0 | 0 | 0 | 0 | 0 | 0 | 0 | 16215.3425 | 0 | 0 | 0 | 335.6217 | 0 | 0 | 0 | 0 | 0 | 0 | 5136.7899 | 0 | 0 | 0 | 0 | 0 | 0 | 0 | 0 | 0 | 3987.8422 | 0 | 0 | 0 | 0 | 0 | 0 | 0 | 0 | 0 | 3095.88 | 0 | 0 | 0 | 0 | 0 | 0
|  | 2034 | 0 | 0 | 0 | 0 | 0 | 0 | 0 | 0 | 0 | 0 | 0 | 0 | 0 | 0 | 0 | 8523.1375 | 0 | 0 | 0 | 0 | 0 | 0 | 0 | 0 | 0 | 15951.2529 | 0 | 0 | 308.5524 | 0 | 0 | 0 | 0 | 0 | 0 | 0 | 5136.7899 | 0 | 0 | 0 | 0 | 0 | 0 | 0 | 0 | 0 | 3987.8422 | 0 | 0 | 0 | 0 | 0 | 0 | 0 | 0 | 0 | 3095.88 | 0 | 0 | 0 | 0 | 0
|  | 2035 | 0 | 0 | 0 | 0 | 0 | 0 | 0 | 0 | 0 | 0 | 0 | 0 | 0 | 0 | 0 | 0 | 8523.1375 | 0 | 0 | 0 | 0 | 0 | 0 | 0 | 0 | 0 | 15694.3358 | 0 | 284.6103 | 0 | 0 | 0 | 0 | 0 | 0 | 0 | 0 | 5136.7899 | 0 | 0 | 0 | 0 | 0 | 0 | 0 | 0 | 0 | 3987.8422 | 0 | 0 | 0 | 0 | 0 | 0 | 0 | 0 | 0 | 3095.88 | 0 | 0 | 0 | 0
|  | 2036 | 0 | 0 | 0 | 0 | 0 | 0 | 0 | 0 | 0 | 0 | 0 | 0 | 0 | 0 | 0 | 0 | 0 | 8523.1375 | 0 | 0 | 0 | 0 | 0 | 0 | 0 | 0 | 0 | 15444.3982 | 263.301 | 0 | 0 | 0 | 0 | 0 | 0 | 0 | 0 | 0 | 5136.7899 | 0 | 0 | 0 | 0 | 0 | 0 | 0 | 0 | 0 | 3987.8422 | 0 | 0 | 0 | 0 | 0 | 0 | 0 | 0 | 0 | 3095.88 | 0 | 0 | 0
|  | 2037 | 0 | 0 | 0 | 0 | 0 | 0 | 0 | 0 | 0 | 0 | 0 | 0 | 0 | 0 | 0 | 0 | 0 | 0 | 8523.1375 | 0 | 0 | 0 | 0 | 0 | 0 | 0 | 0 | 0 | 1345.3306 | 15201.2526 | 0 | 0 | 0 | 0 | 0 | 0 | 0 | 0 | 0 | 5136.7899 | 0 | 0 | 0 | 0 | 0 | 0 | 0 | 0 | 0 | 3987.8422 | 0 | 0 | 0 | 0 | 0 | 0 | 0 | 0 | 0 | 3095.88 | 0 | 0
|  | 2038 | 0 | 0 | 0 | 0 | 0 | 0 | 0 | 0 | 0 | 0 | 0 | 0 | 0 | 0 | 0 | 0 | 0 | 0 | 0 | 8523.1375 | 0 | 0 | 0 | 0 | 0 | 0 | 0 | 0 | 1234.9008 | 0 | 14964.7164 | 0 | 0 | 0 | 0 | 0 | 0 | 0 | 0 | 0 | 5136.7899 | 0 | 0 | 0 | 0 | 0 | 0 | 0 | 0 | 0 | 3987.8422 | 0 | 0 | 0 | 0 | 0 | 0 | 0 | 0 | 0 | 3095.88 | 0
|  | 2039 | 0 | 0 | 0 | 0 | 0 | 0 | 0 | 0 | 0 | 0 | 0 | 0 | 0 | 0 | 0 | 0 | 0 | 0 | 0 | 0 | 8523.1375 | 0 | 0 | 0 | 0 | 0 | 0 | 0 | 1136.1649 | 0 | 0 | 14734.6117 | 0 | 0 | 0 | 0 | 0 | 0 | 0 | 0 | 0 | 5136.7899 | 0 | 0 | 0 | 0 | 0 | 0 | 0 | 0 | 0 | 3987.8422 | 0 | 0 | 0 | 0 | 0 | 0 | 0 | 0 | 0 | 3095.88
|  | 2040 | 0 | 0 | 0 | 0 | 0 | 0 | 0 | 0 | 0 | 0 | 0 | 0 | 0 | 0 | 0 | 0 | 0 | 0 | 0 | 0 | 0 | 8523.1375 | 0 | 0 | 0 | 0 | 0 | 0 | 1047.5367 | 0 | 0 | 0 | 14510.7656 | 0 | 0 | 0 | 0 | 0 | 0 | 0 | 0 | 0 | 5136.7899 | 0 | 0 | 0 | 0 | 0 | 0 | 0 | 0 | 0 | 3987.8422 | 0 | 0 | 0 | 0 | 0 | 0 | 0 | 0 | 0
|  | 2041 | 0 | 0 | 0 | 0 | 0 | 0 | 0 | 0 | 0 | 0 | 0 | 0 | 0 | 0 | 0 | 0 | 0 | 0 | 0 | 0 | 0 | 0 | 8523.1375 | 0 | 0 | 0 | 0 | 0 | 547.1816 | 0 | 0 | 0 | 0 | 6616.7641 | 0 | 0 | 0 | 0 | 0 | 0 | 0 | 0 | 0 | 5136.7899 | 0 | 0 | 0 | 0 | 0 | 0 | 0 | 0 | 0 | 3987.8422 | 0 | 0 | 0 | 0 | 0 | 0 | 0 | 0
|  | 2042 | 0 | 0 | 0 | 0 | 0 | 0 | 0 | 0 | 0 | 0 | 0 | 0 | 0 | 0 | 0 | 0 | 0 | 0 | 0 | 0 | 0 | 0 | 0 | 8523.1375 | 0 | 0 | 0 | 0 | 512.5262 | 0 | 0 | 0 | 0 | 0 | 6616.7641 | 0 | 0 | 0 | 0 | 0 | 0 | 0 | 0 | 0 | 5136.7899 | 0 | 0 | 0 | 0 | 0 | 0 | 0 | 0 | 0 | 3987.8422 | 0 | 0 | 0 | 0 | 0 | 0 | 0
|  | 2043 | 0 | 0 | 0 | 0 | 0 | 0 | 0 | 0 | 0 | 0 | 0 | 0 | 0 | 0 | 0 | 0 | 0 | 0 | 0 | 0 | 0 | 0 | 0 | 0 | 8523.1375 | 0 | 0 | 0 | 480.7678 | 0 | 0 | 0 | 0 | 0 | 0 | 6616.7641 | 0 | 0 | 0 | 0 | 0 | 0 | 0 | 0 | 0 | 5136.7899 | 0 | 0 | 0 | 0 | 0 | 0 | 0 | 0 | 0 | 3987.8422 | 0 | 0 | 0 | 0 | 0 | 0
|  | 2044 | 0 | 0 | 0 | 0 | 0 | 0 | 0 | 0 | 0 | 0 | 0 | 0 | 0 | 0 | 0 | 0 | 0 | 0 | 0 | 0 | 0 | 0 | 0 | 0 | 0 | 8523.1375 | 0 | 0 | 451.5825 | 0 | 0 | 0 | 0 | 0 | 0 | 0 | 6616.7641 | 0 | 0 | 0 | 0 | 0 | 0 | 0 | 0 | 0 | 5136.7899 | 0 | 0 | 0 | 0 | 0 | 0 | 0 | 0 | 0 | 3987.8422 | 0 | 0 | 0 | 0 | 0
|  | 2045 | 0 | 0 | 0 | 0 | 0 | 0 | 0 | 0 | 0 | 0 | 0 | 0 | 0 | 0 | 0 | 0 | 0 | 0 | 0 | 0 | 0 | 0 | 0 | 0 | 0 | 0 | 8523.1375 | 0 | 424.6927 | 0 | 0 | 0 | 0 | 0 | 0 | 0 | 0 | 6616.7641 | 0 | 0 | 0 | 0 | 0 | 0 | 0 | 0 | 0 | 5136.7899 | 0 | 0 | 0 | 0 | 0 | 0 | 0 | 0 | 0 | 3987.8422 | 0 | 0 | 0 | 0
|  | 2046 | 0 | 0 | 0 | 0 | 0 | 0 | 0 | 0 | 0 | 0 | 0 | 0 | 0 | 0 | 0 | 0 | 0 | 0 | 0 | 0 | 0 | 0 | 0 | 0 | 0 | 0 | 0 | 8523.1375 | 399.859 | 0 | 0 | 0 | 0 | 0 | 0 | 0 | 0 | 0 | 6616.7641 | 0 | 0 | 0 | 0 | 0 | 0 | 0 | 0 | 0 | 5136.7899 | 0 | 0 | 0 | 0 | 0 | 0 | 0 | 0 | 0 | 3987.8422 | 0 | 0 | 0
|  | 2047 | 0 | 0 | 0 | 0 | 0 | 0 | 0 | 0 | 0 | 0 | 0 | 0 | 0 | 0 | 0 | 0 | 0 | 0 | 0 | 0 | 0 | 0 | 0 | 0 | 0 | 0 | 0 | 0 | 866.8105 | 8523.1375 | 0 | 0 | 0 | 0 | 0 | 0 | 0 | 0 | 0 | 6616.7641 | 0 | 0 | 0 | 0 | 0 | 0 | 0 | 0 | 0 | 5136.7899 | 0 | 0 | 0 | 0 | 0 | 0 | 0 | 0 | 0 | 3987.8422 | 0 | 0
|  | 2048 | 0 | 0 | 0 | 0 | 0 | 0 | 0 | 0 | 0 | 0 | 0 | 0 | 0 | 0 | 0 | 0 | 0 | 0 | 0 | 0 | 0 | 0 | 0 | 0 | 0 | 0 | 0 | 0 | 866.8105 | 0 | 8523.1375 | 0 | 0 | 0 | 0 | 0 | 0 | 0 | 0 | 0 | 6616.7641 | 0 | 0 | 0 | 0 | 0 | 0 | 0 | 0 | 0 | 5136.7899 | 0 | 0 | 0 | 0 | 0 | 0 | 0 | 0 | 0 | 3987.8422 | 0
|  | 2049 | 0 | 0 | 0 | 0 | 0 | 0 | 0 | 0 | 0 | 0 | 0 | 0 | 0 | 0 | 0 | 0 | 0 | 0 | 0 | 0 | 0 | 0 | 0 | 0 | 0 | 0 | 0 | 0 | 866.8105 | 0 | 0 | 8523.1375 | 0 | 0 | 0 | 0 | 0 | 0 | 0 | 0 | 0 | 6616.7641 | 0 | 0 | 0 | 0 | 0 | 0 | 0 | 0 | 0 | 5136.7899 | 0 | 0 | 0 | 0 | 0 | 0 | 0 | 0 | 0 | 3987.8422
|  | 2050 | 0 | 0 | 0 | 0 | 0 | 0 | 0 | 0 | 0 | 0 | 0 | 0 | 0 | 0 | 0 | 0 | 0 | 0 | 0 | 0 | 0 | 0 | 0 | 0 | 0 | 0 | 0 | 0 | 866.8105 | 0 | 0 | 0 | 8523.1375 | 0 | 0 | 0 | 0 | 0 | 0 | 0 | 0 | 0 | 6616.7641 | 0 | 0 | 0 | 0 | 0 | 0 | 0 | 0 | 0 | 5136.7899 | 0 | 0 | 0 | 0 | 0 | 0 | 0 | 0 | 0

## CustomerSolarStorage_Storage
CustomerSolarStorage_Storage FINANCIALS
($ 1000s Unless Otherwise Indicated)
| Calendar Year of Fin. Close |  |  | 2020 | 2021 | 2022 | 2023 | 2024 | 2025 | 2026 | 2027 | 2028 | 2029 | 2030 | 2031 | 2032 | 2033 | 2034 | 2035 | 2036 | 2037 | 2038 | 2039 | 2040 | 2041 | 2042 | 2043 | 2044 | 2045 | 2046 | 2047 | 2048 | 2049 | 2050 | 2051 | 2052 | 2053 | 2054 | 2055 | 2056 | 2057 | 2058 | 2059 | 2060 | 2061 | 2062 | 2063 | 2064 | 2065 | 2066 | 2067 | 2068 | 2069 | 2070 | 2071 | 2072 | 2073 | 2074 | 2075
| Operating Year |  | 0 | 1 | 2 | 3 | 4 | 5 | 6 | 7 | 8 | 9 | 10 | 11 | 12 | 13 | 14 | 15 | 16 | 17 | 18 | 19 | 20 | 21 | 22 | 23 | 24 | 25 | 26 | 27 | 28 | 29 | 30 | 31 | 32 | 33 | 34 | 35 | 36 | 37 | 38 | 39 | 40 | 41 | 42 | 43 | 44 | 45 | 46 | 47 | 48 | 49 | 50 | 51 | 52 | 53 | 54 | 55 | 56
| Calendar Year | Capital Invest.
| 2020 | 0
| Gross plant |  | 2020 1: 0; 2021 2: 0; 2022 3: 0; 2023 4: 0; 2024 5: 0; 2025 6: 0; 2026 7: 0; 2027 8: 0; 2028 9: 0; 2029 10: 0; 2030 11: 0; 2031 12: 0; 2032 13: 0; 2033 14: 0; 2034 15: 0; 2035 16: 0; 2036 17: 0; 2037 18: 0; 2038 19: 0; 2039 20: 0; 2040 21: 0; 2041 22: 0; 2042 23: 0; 2043 24: 0; 2044 25: 0; 2045 26: 0; 2046 27: 0; 2047 28: 0; 2048 29: 0; 2049 30: 0
| Accumulated Depreciation |  | 2020 1: 0; 2021 2: 0; 2022 3: 0; 2023 4: 0; 2024 5: 0; 2025 6: 0; 2026 7: 0; 2027 8: 0; 2028 9: 0; 2029 10: 0; 2030 11: 0; 2031 12: 0; 2032 13: 0; 2033 14: 0; 2034 15: 0; 2035 16: 0; 2036 17: 0; 2037 18: 0; 2038 19: 0; 2039 20: 0; 2040 21: 0; 2041 22: 0; 2042 23: 0; 2043 24: 0; 2044 25: 0; 2045 26: 0; 2046 27: 0; 2047 28: 0; 2048 29: 0; 2049 30: 0
| Net book value |  | 2020 1: 0; 2021 2: 0; 2022 3: 0; 2023 4: 0; 2024 5: 0; 2025 6: 0; 2026 7: 0; 2027 8: 0; 2028 9: 0; 2029 10: 0; 2030 11: 0; 2031 12: 0; 2032 13: 0; 2033 14: 0; 2034 15: 0; 2035 16: 0; 2036 17: 0; 2037 18: 0; 2038 19: 0; 2039 20: 0; 2040 21: 0; 2041 22: 0; 2042 23: 0; 2043 24: 0; 2044 25: 0; 2045 26: 0; 2046 27: 0; 2047 28: 0; 2048 29: 0; 2049 30: 0
| Accumulated deferred income tax |  | 2020 1: 0; 2021 2: 0; 2022 3: 0; 2023 4: 0; 2024 5: 0; 2025 6: 0; 2026 7: 0; 2027 8: 0; 2028 9: 0; 2029 10: 0; 2030 11: 0; 2031 12: 0; 2032 13: 0; 2033 14: 0; 2034 15: 0; 2035 16: 0; 2036 17: 0; 2037 18: 0; 2038 19: 0; 2039 20: 0; 2040 21: 0; 2041 22: 0; 2042 23: 0; 2043 24: 0; 2044 25: 0; 2045 26: 0; 2046 27: 0; 2047 28: 0; 2048 29: 0; 2049 30: 0
| Rate Base |  | 2020 1: 0; 2021 2: 0; 2022 3: 0; 2023 4: 0; 2024 5: 0; 2025 6: 0; 2026 7: 0; 2027 8: 0; 2028 9: 0; 2029 10: 0; 2030 11: 0; 2031 12: 0; 2032 13: 0; 2033 14: 0; 2034 15: 0; 2035 16: 0; 2036 17: 0; 2037 18: 0; 2038 19: 0; 2039 20: 0; 2040 21: 0; 2041 22: 0; 2042 23: 0; 2043 24: 0; 2044 25: 0; 2045 26: 0; 2046 27: 0; 2047 28: 0; 2048 29: 0; 2049 30: 0
| Average rate base |  | 2020 1: 0; 2021 2: 0; 2022 3: 0; 2023 4: 0; 2024 5: 0; 2025 6: 0; 2026 7: 0; 2027 8: 0; 2028 9: 0; 2029 10: 0; 2030 11: 0; 2031 12: 0; 2032 13: 0; 2033 14: 0; 2034 15: 0; 2035 16: 0; 2036 17: 0; 2037 18: 0; 2038 19: 0; 2039 20: 0; 2040 21: 0; 2041 22: 0; 2042 23: 0; 2043 24: 0; 2044 25: 0; 2045 26: 0; 2046 27: 0; 2047 28: 0; 2048 29: 0; 2049 30: 0
| Pre-tax Return | 0.086076 | 2020 1: 0; 2021 2: 0; 2022 3: 0; 2023 4: 0; 2024 5: 0; 2025 6: 0; 2026 7: 0; 2027 8: 0; 2028 9: 0; 2029 10: 0; 2030 11: 0; 2031 12: 0; 2032 13: 0; 2033 14: 0; 2034 15: 0; 2035 16: 0; 2036 17: 0; 2037 18: 0; 2038 19: 0; 2039 20: 0; 2040 21: 0; 2041 22: 0; 2042 23: 0; 2043 24: 0; 2044 25: 0; 2045 26: 0; 2046 27: 0; 2047 28: 0; 2048 29: 0; 2049 30: 0
| Book Depreciation |  | 2020 1: 0; 2021 2: 0; 2022 3: 0; 2023 4: 0; 2024 5: 0; 2025 6: 0; 2026 7: 0; 2027 8: 0; 2028 9: 0; 2029 10: 0; 2030 11: 0; 2031 12: 0; 2032 13: 0; 2033 14: 0; 2034 15: 0; 2035 16: 0; 2036 17: 0; 2037 18: 0; 2038 19: 0; 2039 20: 0; 2040 21: 0; 2041 22: 0; 2042 23: 0; 2043 24: 0; 2044 25: 0; 2045 26: 0; 2046 27: 0; 2047 28: 0; 2048 29: 0; 2049 30: 0
| Insurance |  | 2020 1: 0; 2021 2: 0; 2022 3: 0; 2023 4: 0; 2024 5: 0; 2025 6: 0; 2026 7: 0; 2027 8: 0; 2028 9: 0; 2029 10: 0; 2030 11: 0; 2031 12: 0; 2032 13: 0; 2033 14: 0; 2034 15: 0; 2035 16: 0; 2036 17: 0; 2037 18: 0; 2038 19: 0; 2039 20: 0; 2040 21: 0; 2041 22: 0; 2042 23: 0; 2043 24: 0; 2044 25: 0; 2045 26: 0; 2046 27: 0; 2047 28: 0; 2048 29: 0; 2049 30: 0
| Property Taxes |  | 2020 1: 0; 2021 2: 0; 2022 3: 0; 2023 4: 0; 2024 5: 0; 2025 6: 0; 2026 7: 0; 2027 8: 0; 2028 9: 0; 2029 10: 0; 2030 11: 0; 2031 12: 0; 2032 13: 0; 2033 14: 0; 2034 15: 0; 2035 16: 0; 2036 17: 0; 2037 18: 0; 2038 19: 0; 2039 20: 0; 2040 21: 0; 2041 22: 0; 2042 23: 0; 2043 24: 0; 2044 25: 0; 2045 26: 0; 2046 27: 0; 2047 28: 0; 2048 29: 0; 2049 30: 0
| Revenue Requirement |  | 2020 1: 0; 2021 2: 0; 2022 3: 0; 2023 4: 0; 2024 5: 0; 2025 6: 0; 2026 7: 0; 2027 8: 0; 2028 9: 0; 2029 10: 0; 2030 11: 0; 2031 12: 0; 2032 13: 0; 2033 14: 0; 2034 15: 0; 2035 16: 0; 2036 17: 0; 2037 18: 0; 2038 19: 0; 2039 20: 0; 2040 21: 0; 2041 22: 0; 2042 23: 0; 2043 24: 0; 2044 25: 0; 2045 26: 0; 2046 27: 0; 2047 28: 0; 2048 29: 0; 2049 30: 0
| Book Depreciation |  | 2020 1: 0; 2021 2: 0; 2022 3: 0; 2023 4: 0; 2024 5: 0; 2025 6: 0; 2026 7: 0; 2027 8: 0; 2028 9: 0; 2029 10: 0; 2030 11: 0; 2031 12: 0; 2032 13: 0; 2033 14: 0; 2034 15: 0; 2035 16: 0; 2036 17: 0; 2037 18: 0; 2038 19: 0; 2039 20: 0; 2040 21: 0; 2041 22: 0; 2042 23: 0; 2043 24: 0; 2044 25: 0; 2045 26: 0; 2046 27: 0; 2047 28: 0; 2048 29: 0; 2049 30: 0
| Tax Depreciation |  | 2020 1: 0; 2021 2: 0; 2022 3: 0; 2023 4: 0; 2024 5: 0; 2025 6: 0; 2026 7: 0; 2027 8: 0; 2028 9: 0; 2029 10: 0; 2030 11: 0; 2031 12: 0; 2032 13: 0; 2033 14: 0; 2034 15: 0; 2035 16: 0; 2036 17: 0; 2037 18: 0; 2038 19: 0; 2039 20: 0; 2040 21: 0; 2041 22: 0; 2042 23: 0; 2043 24: 0; 2044 25: 0; 2045 26: 0; 2046 27: 0; 2047 28: 0; 2048 29: 0; 2049 30: 0
| Difference between book and tax |  | 2020 1: 0; 2021 2: 0; 2022 3: 0; 2023 4: 0; 2024 5: 0; 2025 6: 0; 2026 7: 0; 2027 8: 0; 2028 9: 0; 2029 10: 0; 2030 11: 0; 2031 12: 0; 2032 13: 0; 2033 14: 0; 2034 15: 0; 2035 16: 0; 2036 17: 0; 2037 18: 0; 2038 19: 0; 2039 20: 0; 2040 21: 0; 2041 22: 0; 2042 23: 0; 2043 24: 0; 2044 25: 0; 2045 26: 0; 2046 27: 0; 2047 28: 0; 2048 29: 0; 2049 30: 0
| Tax rate |  | 2020 1: 0; 2021 2: 0; 2022 3: 0; 2023 4: 0; 2024 5: 0; 2025 6: 0; 2026 7: 0; 2027 8: 0; 2028 9: 0; 2029 10: 0; 2030 11: 0; 2031 12: 0; 2032 13: 0; 2033 14: 0; 2034 15: 0; 2035 16: 0; 2036 17: 0; 2037 18: 0; 2038 19: 0; 2039 20: 0; 2040 21: 0; 2041 22: 0; 2042 23: 0; 2043 24: 0; 2044 25: 0; 2045 26: 0; 2046 27: 0; 2047 28: 0; 2048 29: 0; 2049 30: 0
Depreciation Tables
|  | 5 | 2020 1: 20%; 2021 2: 32%; 2022 3: 19.2%; 2023 4: 11.52%; 2024 5: 11.52%; 2025 6: 5.76%; 2026 7: 0%; 2027 8: 0%; 2028 9: 0%; 2029 10: 0%; 2030 11: 0%; 2031 12: 0%; 2032 13: 0%; 2033 14: 0%; 2034 15: 0%; 2035 16: 0%; 2036 17: 0%; 2037 18: 0%; 2038 19: 0%; 2039 20: 0%; 2040 21: 0%
|  | 5 | 0: 1; 2020 1: 20%; 2021 2: 32%; 2022 3: 19.2%; 2023 4: 11.52%; 2024 5: 11.52%; 2025 6: 5.76%
|  | 10 | 0: 0; 2020 1: 10%; 2021 2: 18%; 2022 3: 14.4%; 2023 4: 11.52%; 2024 5: 9.22%; 2025 6: 7.37%; 2026 7: 6.55%; 2027 8: 6.55%; 2028 9: 6.56%; 2029 10: 6.55%; 2030 11: 3.28%
|  | 15 | 0: 0; 2020 1: 5%; 2021 2: 9.5%; 2022 3: 8.55%; 2023 4: 7.7%; 2024 5: 6.93%; 2025 6: 6.23%; 2026 7: 5.9%; 2027 8: 5.9%; 2028 9: 5.91%; 2029 10: 5.9%; 2030 11: 5.91%; 2031 12: 5.9%; 2032 13: 5.91%; 2033 14: 5.9%; 2034 15: 5.91%; 2035 16: 2.95%
|  | 20 | 0: 0; 2020 1: 3.75%; 2021 2: 7.219%; 2022 3: 6.677%; 2023 4: 6.177%; 2024 5: 5.713%; 2025 6: 5.285%; 2026 7: 4.888%; 2027 8: 4.522%; 2028 9: 4.462%; 2029 10: 4.461%; 2030 11: 4.462%; 2031 12: 4.461%; 2032 13: 4.462%; 2033 14: 4.461%; 2034 15: 4.462%; 2035 16: 4.461%; 2036 17: 4.462%; 2037 18: 4.461%; 2038 19: 4.462%; 2039 20: 4.461%; 2040 21: 2.231%
Revenue Requirement by vintage year
2012 $000
|  |  |  | 2020 | 2021 | 2022 | 2023 | 2024 | 2025 | 2026 | 2027 | 2028 | 2029 | 2030 | 2031 | 2032 | 2033 | 2034 | 2035 | 2036 | 2037 | 2038 | 2039 | 2040 | 2041 | 2042 | 2043 | 2044 | 2045 | 2046 | 2047 | 2048 | 2049 | 2050 | 2051 | 2052 | 2053 | 2054 | 2055 | 2056 | 2057 | 2058 | 2059 | 2060 | 2061 | 2062 | 2063 | 2064 | 2065 | 2066 | 2067 | 2068 | 2069 | 2070 | 2071 | 2072 | 2073 | 2074 | 2075
|  | 2020 | 0% | 0 | 0 | 0 | 0 | 0 | 0 | 0 | 0 | 0 | 0 | 0 | 0 | 0 | 0 | 0 | 0 | 0 | 0 | 0 | 0 | 0 | 0 | 0 | 0 | 0 | 0 | 0 | 0 | 0 | 0 | 0 | 0 | 0 | 0 | 0 | 0 | 0 | 0 | 0 | 0 | 0 | 0 | 0 | 0 | 0 | 0 | 0 | 0 | 0 | 0 | 0 | 0 | 0 | 0 | 0 | 0
|  | 2021 | 0% |  | 0 | 0 | 0 | 0 | 0 | 0 | 0 | 0 | 0 | 0 | 0 | 0 | 0 | 0 | 0 | 0 | 0 | 0 | 0 | 0 | 0 | 0 | 0 | 0 | 0 | 0 | 0 | 0 | 0 | 0 | 0 | 0 | 0 | 0 | 0 | 0 | 0 | 0 | 0 | 0 | 0 | 0 | 0 | 0 | 0 | 0 | 0 | 0 | 0 | 0 | 0 | 0 | 0 | 0 | 0
|  | 2022 | 0% |  |  | 0 | 0 | 0 | 0 | 0 | 0 | 0 | 0 | 0 | 0 | 0 | 0 | 0 | 0 | 0 | 0 | 0 | 0 | 0 | 0 | 0 | 0 | 0 | 0 | 0 | 0 | 0 | 0 | 0 | 0 | 0 | 0 | 0 | 0 | 0 | 0 | 0 | 0 | 0 | 0 | 0 | 0 | 0 | 0 | 0 | 0 | 0 | 0 | 0 | 0 | 0 | 0 | 0 | 0
|  | 2023 | 0% |  |  |  | 0 | 0 | 0 | 0 | 0 | 0 | 0 | 0 | 0 | 0 | 0 | 0 | 0 | 0 | 0 | 0 | 0 | 0 | 0 | 0 | 0 | 0 | 0 | 0 | 0 | 0 | 0 | 0 | 0 | 0 | 0 | 0 | 0 | 0 | 0 | 0 | 0 | 0 | 0 | 0 | 0 | 0 | 0 | 0 | 0 | 0 | 0 | 0 | 0 | 0 | 0 | 0 | 0
|  | 2024 | 0% |  |  |  |  | 0 | 0 | 0 | 0 | 0 | 0 | 0 | 0 | 0 | 0 | 0 | 0 | 0 | 0 | 0 | 0 | 0 | 0 | 0 | 0 | 0 | 0 | 0 | 0 | 0 | 0 | 0 | 0 | 0 | 0 | 0 | 0 | 0 | 0 | 0 | 0 | 0 | 0 | 0 | 0 | 0 | 0 | 0 | 0 | 0 | 0 | 0 | 0 | 0 | 0 | 0 | 0
|  | 2025 | 0% | [5 empty] | 0 | 0 | 0 | 0 | 0 | 0 | 0 | 0 | 0 | 0 | 0 | 0 | 0 | 0 | 0 | 0 | 0 | 0 | 0 | 0 | 0 | 0 | 0 | 0 | 0 | 0 | 0 | 0 | 0 | 0 | 0 | 0 | 0 | 0 | 0 | 0 | 0 | 0 | 0 | 0 | 0 | 0 | 0 | 0 | 0 | 0 | 0 | 0 | 0 | 0 | 0
|  | 2026 | 0% | [6 empty] | 0 | 0 | 0 | 0 | 0 | 0 | 0 | 0 | 0 | 0 | 0 | 0 | 0 | 0 | 0 | 0 | 0 | 0 | 0 | 0 | 0 | 0 | 0 | 0 | 0 | 0 | 0 | 0 | 0 | 0 | 0 | 0 | 0 | 0 | 0 | 0 | 0 | 0 | 0 | 0 | 0 | 0 | 0 | 0 | 0 | 0 | 0 | 0 | 0 | 0
|  | 2027 | 0% | [7 empty] | 0 | 0 | 0 | 0 | 0 | 0 | 0 | 0 | 0 | 0 | 0 | 0 | 0 | 0 | 0 | 0 | 0 | 0 | 0 | 0 | 0 | 0 | 0 | 0 | 0 | 0 | 0 | 0 | 0 | 0 | 0 | 0 | 0 | 0 | 0 | 0 | 0 | 0 | 0 | 0 | 0 | 0 | 0 | 0 | 0 | 0 | 0 | 0 | 0
|  | 2028 | 0% | [8 empty] | 0 | 0 | 0 | 0 | 0 | 0 | 0 | 0 | 0 | 0 | 0 | 0 | 0 | 0 | 0 | 0 | 0 | 0 | 0 | 0 | 0 | 0 | 0 | 0 | 0 | 0 | 0 | 0 | 0 | 0 | 0 | 0 | 0 | 0 | 0 | 0 | 0 | 0 | 0 | 0 | 0 | 0 | 0 | 0 | 0 | 0 | 0 | 0
|  | 2029 | 0% | [9 empty] | 0 | 0 | 0 | 0 | 0 | 0 | 0 | 0 | 0 | 0 | 0 | 0 | 0 | 0 | 0 | 0 | 0 | 0 | 0 | 0 | 0 | 0 | 0 | 0 | 0 | 0 | 0 | 0 | 0 | 0 | 0 | 0 | 0 | 0 | 0 | 0 | 0 | 0 | 0 | 0 | 0 | 0 | 0 | 0 | 0 | 0 | 0
|  | 2030 | 0% | [10 empty] | 0 | 0 | 0 | 0 | 0 | 0 | 0 | 0 | 0 | 0 | 0 | 0 | 0 | 0 | 0 | 0 | 0 | 0 | 0 | 0 | 0 | 0 | 0 | 0 | 0 | 0 | 0 | 0 | 0 | 0 | 0 | 0 | 0 | 0 | 0 | 0 | 0 | 0 | 0 | 0 | 0 | 0 | 0 | 0 | 0 | 0
|  | 2031 | 0% | [11 empty] | 0 | 0 | 0 | 0 | 0 | 0 | 0 | 0 | 0 | 0 | 0 | 0 | 0 | 0 | 0 | 0 | 0 | 0 | 0 | 0 | 0 | 0 | 0 | 0 | 0 | 0 | 0 | 0 | 0 | 0 | 0 | 0 | 0 | 0 | 0 | 0 | 0 | 0 | 0 | 0 | 0 | 0 | 0 | 0 | 0
|  | 2032 | 0% | [12 empty] | 0 | 0 | 0 | 0 | 0 | 0 | 0 | 0 | 0 | 0 | 0 | 0 | 0 | 0 | 0 | 0 | 0 | 0 | 0 | 0 | 0 | 0 | 0 | 0 | 0 | 0 | 0 | 0 | 0 | 0 | 0 | 0 | 0 | 0 | 0 | 0 | 0 | 0 | 0 | 0 | 0 | 0 | 0 | 0
|  | 2033 | 0% | [13 empty] | 0 | 0 | 0 | 0 | 0 | 0 | 0 | 0 | 0 | 0 | 0 | 0 | 0 | 0 | 0 | 0 | 0 | 0 | 0 | 0 | 0 | 0 | 0 | 0 | 0 | 0 | 0 | 0 | 0 | 0 | 0 | 0 | 0 | 0 | 0 | 0 | 0 | 0 | 0 | 0 | 0 | 0 | 0
|  | 2034 | 0% | [14 empty] | 0 | 0 | 0 | 0 | 0 | 0 | 0 | 0 | 0 | 0 | 0 | 0 | 0 | 0 | 0 | 0 | 0 | 0 | 0 | 0 | 0 | 0 | 0 | 0 | 0 | 0 | 0 | 0 | 0 | 0 | 0 | 0 | 0 | 0 | 0 | 0 | 0 | 0 | 0 | 0 | 0 | 0
|  | 2035 | 0% | [15 empty] | 0 | 0 | 0 | 0 | 0 | 0 | 0 | 0 | 0 | 0 | 0 | 0 | 0 | 0 | 0 | 0 | 0 | 0 | 0 | 0 | 0 | 0 | 0 | 0 | 0 | 0 | 0 | 0 | 0 | 0 | 0 | 0 | 0 | 0 | 0 | 0 | 0 | 0 | 0 | 0 | 0
|  | 2036 | 0% | [16 empty] | 0 | 0 | 0 | 0 | 0 | 0 | 0 | 0 | 0 | 0 | 0 | 0 | 0 | 0 | 0 | 0 | 0 | 0 | 0 | 0 | 0 | 0 | 0 | 0 | 0 | 0 | 0 | 0 | 0 | 0 | 0 | 0 | 0 | 0 | 0 | 0 | 0 | 0 | 0 | 0
|  | 2037 | 0% | [17 empty] | 0 | 0 | 0 | 0 | 0 | 0 | 0 | 0 | 0 | 0 | 0 | 0 | 0 | 0 | 0 | 0 | 0 | 0 | 0 | 0 | 0 | 0 | 0 | 0 | 0 | 0 | 0 | 0 | 0 | 0 | 0 | 0 | 0 | 0 | 0 | 0 | 0 | 0 | 0
|  | 2038 | 0% | [18 empty] | 0 | 0 | 0 | 0 | 0 | 0 | 0 | 0 | 0 | 0 | 0 | 0 | 0 | 0 | 0 | 0 | 0 | 0 | 0 | 0 | 0 | 0 | 0 | 0 | 0 | 0 | 0 | 0 | 0 | 0 | 0 | 0 | 0 | 0 | 0 | 0 | 0 | 0
|  | 2039 | 0% | [19 empty] | 0 | 0 | 0 | 0 | 0 | 0 | 0 | 0 | 0 | 0 | 0 | 0 | 0 | 0 | 0 | 0 | 0 | 0 | 0 | 0 | 0 | 0 | 0 | 0 | 0 | 0 | 0 | 0 | 0 | 0 | 0 | 0 | 0 | 0 | 0 | 0 | 0
|  | 2040 | 0% | [20 empty] | 0 | 0 | 0 | 0 | 0 | 0 | 0 | 0 | 0 | 0 | 0 | 0 | 0 | 0 | 0 | 0 | 0 | 0 | 0 | 0 | 0 | 0 | 0 | 0 | 0 | 0 | 0 | 0 | 0 | 0 | 0 | 0 | 0 | 0 | 0 | 0
|  | 2041 | 0% | [21 empty] | 0 | 0 | 0 | 0 | 0 | 0 | 0 | 0 | 0 | 0 | 0 | 0 | 0 | 0 | 0 | 0 | 0 | 0 | 0 | 0 | 0 | 0 | 0 | 0 | 0 | 0 | 0 | 0 | 0 | 0 | 0 | 0 | 0 | 0 | 0
|  | 2042 | 0% | [22 empty] | 0 | 0 | 0 | 0 | 0 | 0 | 0 | 0 | 0 | 0 | 0 | 0 | 0 | 0 | 0 | 0 | 0 | 0 | 0 | 0 | 0 | 0 | 0 | 0 | 0 | 0 | 0 | 0 | 0 | 0 | 0 | 0 | 0 | 0
|  | 2043 | 0% | 2043: 0; 2044: 0; 2045: 0; 2046: 0; 2047: 0; 2048: 0; 2049: 0; 2050: 0; 2051: 0; 2052: 0; 2053: 0; 2054: 0; 2055: 0; 2056: 0; 2057: 0; 2058: 0; 2059: 0; 2060: 0; 2061: 0; 2062: 0; 2063: 0; 2064: 0; 2065: 0; 2066: 0; 2067: 0; 2068: 0; 2069: 0; 2070: 0; 2071: 0; 2072: 0; 2073: 0; 2074: 0; 2075: 0
|  | 2044 | 0% | 2044: 0; 2045: 0; 2046: 0; 2047: 0; 2048: 0; 2049: 0; 2050: 0; 2051: 0; 2052: 0; 2053: 0; 2054: 0; 2055: 0; 2056: 0; 2057: 0; 2058: 0; 2059: 0; 2060: 0; 2061: 0; 2062: 0; 2063: 0; 2064: 0; 2065: 0; 2066: 0; 2067: 0; 2068: 0; 2069: 0; 2070: 0; 2071: 0; 2072: 0; 2073: 0; 2074: 0; 2075: 0
|  | 2045 | 0% | 2045: 0; 2046: 0; 2047: 0; 2048: 0; 2049: 0; 2050: 0; 2051: 0; 2052: 0; 2053: 0; 2054: 0; 2055: 0; 2056: 0; 2057: 0; 2058: 0; 2059: 0; 2060: 0; 2061: 0; 2062: 0; 2063: 0; 2064: 0; 2065: 0; 2066: 0; 2067: 0; 2068: 0; 2069: 0; 2070: 0; 2071: 0; 2072: 0; 2073: 0; 2074: 0; 2075: 0
|  | 2046 | 0% | 2046: 0; 2047: 0; 2048: 0; 2049: 0; 2050: 0; 2051: 0; 2052: 0; 2053: 0; 2054: 0; 2055: 0; 2056: 0; 2057: 0; 2058: 0; 2059: 0; 2060: 0; 2061: 0; 2062: 0; 2063: 0; 2064: 0; 2065: 0; 2066: 0; 2067: 0; 2068: 0; 2069: 0; 2070: 0; 2071: 0; 2072: 0; 2073: 0; 2074: 0; 2075: 0
|  | 2047 | 0% | 2047: 0; 2048: 0; 2049: 0; 2050: 0; 2051: 0; 2052: 0; 2053: 0; 2054: 0; 2055: 0; 2056: 0; 2057: 0; 2058: 0; 2059: 0; 2060: 0; 2061: 0; 2062: 0; 2063: 0; 2064: 0; 2065: 0; 2066: 0; 2067: 0; 2068: 0; 2069: 0; 2070: 0; 2071: 0; 2072: 0; 2073: 0; 2074: 0; 2075: 0
|  | 2048 | 0% | 2048: 0; 2049: 0; 2050: 0; 2051: 0; 2052: 0; 2053: 0; 2054: 0; 2055: 0; 2056: 0; 2057: 0; 2058: 0; 2059: 0; 2060: 0; 2061: 0; 2062: 0; 2063: 0; 2064: 0; 2065: 0; 2066: 0; 2067: 0; 2068: 0; 2069: 0; 2070: 0; 2071: 0; 2072: 0; 2073: 0; 2074: 0; 2075: 0
|  | 2049 | 0% | 2049: 0; 2050: 0; 2051: 0; 2052: 0; 2053: 0; 2054: 0; 2055: 0; 2056: 0; 2057: 0; 2058: 0; 2059: 0; 2060: 0; 2061: 0; 2062: 0; 2063: 0; 2064: 0; 2065: 0; 2066: 0; 2067: 0; 2068: 0; 2069: 0; 2070: 0; 2071: 0; 2072: 0; 2073: 0; 2074: 0; 2075: 0
|  | 2050 | 0% | 2050: 0; 2051: 0; 2052: 0; 2053: 0; 2054: 0; 2055: 0; 2056: 0; 2057: 0; 2058: 0; 2059: 0; 2060: 0; 2061: 0; 2062: 0; 2063: 0; 2064: 0; 2065: 0; 2066: 0; 2067: 0; 2068: 0; 2069: 0; 2070: 0; 2071: 0; 2072: 0; 2073: 0; 2074: 0; 2075: 0
Revenue Requirement by vintage year
2012 $/MW-wk
| Aurora Input |  | Levelized Cost | 2020 | 2021 | 2022 | 2023 | 2024 | 2025 | 2026 | 2027 | 2028 | 2029 | 2030 | 2031 | 2032 | 2033 | 2034 | 2035 | 2036 | 2037 | 2038 | 2039 | 2040 | 2041 | 2042 | 2043 | 2044 | 2045 | 2046 | 2047 | 2048 | 2049 | 2050 | 2051 | 2052 | 2053 | 2054 | 2055 | 2056 | 2057 | 2058 | 2059 | 2060 | 2061 | 2062 | 2063 | 2064 | 2065 | 2066 | 2067 | 2068 | 2069 | 2070 | 2071 | 2072 | 2073 | 2074 | 2075
|  | 2020 | 0 | 0 | 0 | 0 | 0 | 0 | 0 | 0 | 0 | 0 | 0 | 0 | 0 | 0 | 0 | 0 | 0 | 0 | 0 | 0 | 0 | 0 | 0 | 0 | 0 | 0 | 0 | 0 | 0 | 0 | 0 | 0 | 0 | 0 | 0 | 0 | 0 | 0 | 0 | 0 | 0 | 0 | 0 | 0 | 0 | 0 | 0 | 0 | 0 | 0 | 0 | 0 | 0 | 0 | 0 | 0 | 0
|  | 2021 | 0 |  | 0 | 0 | 0 | 0 | 0 | 0 | 0 | 0 | 0 | 0 | 0 | 0 | 0 | 0 | 0 | 0 | 0 | 0 | 0 | 0 | 0 | 0 | 0 | 0 | 0 | 0 | 0 | 0 | 0 | 0 | 0 | 0 | 0 | 0 | 0 | 0 | 0 | 0 | 0 | 0 | 0 | 0 | 0 | 0 | 0 | 0 | 0 | 0 | 0 | 0 | 0 | 0 | 0 | 0 | 0
|  | 2022 | 0 |  |  | 0 | 0 | 0 | 0 | 0 | 0 | 0 | 0 | 0 | 0 | 0 | 0 | 0 | 0 | 0 | 0 | 0 | 0 | 0 | 0 | 0 | 0 | 0 | 0 | 0 | 0 | 0 | 0 | 0 | 0 | 0 | 0 | 0 | 0 | 0 | 0 | 0 | 0 | 0 | 0 | 0 | 0 | 0 | 0 | 0 | 0 | 0 | 0 | 0 | 0 | 0 | 0 | 0 | 0
|  | 2023 | 0 |  |  |  | 0 | 0 | 0 | 0 | 0 | 0 | 0 | 0 | 0 | 0 | 0 | 0 | 0 | 0 | 0 | 0 | 0 | 0 | 0 | 0 | 0 | 0 | 0 | 0 | 0 | 0 | 0 | 0 | 0 | 0 | 0 | 0 | 0 | 0 | 0 | 0 | 0 | 0 | 0 | 0 | 0 | 0 | 0 | 0 | 0 | 0 | 0 | 0 | 0 | 0 | 0 | 0 | 0
|  | 2024 | 0 |  |  |  |  | 0 | 0 | 0 | 0 | 0 | 0 | 0 | 0 | 0 | 0 | 0 | 0 | 0 | 0 | 0 | 0 | 0 | 0 | 0 | 0 | 0 | 0 | 0 | 0 | 0 | 0 | 0 | 0 | 0 | 0 | 0 | 0 | 0 | 0 | 0 | 0 | 0 | 0 | 0 | 0 | 0 | 0 | 0 | 0 | 0 | 0 | 0 | 0 | 0 | 0 | 0 | 0
|  | 2025 | 0 | [5 empty] | 0 | 0 | 0 | 0 | 0 | 0 | 0 | 0 | 0 | 0 | 0 | 0 | 0 | 0 | 0 | 0 | 0 | 0 | 0 | 0 | 0 | 0 | 0 | 0 | 0 | 0 | 0 | 0 | 0 | 0 | 0 | 0 | 0 | 0 | 0 | 0 | 0 | 0 | 0 | 0 | 0 | 0 | 0 | 0 | 0 | 0 | 0 | 0 | 0 | 0 | 0
|  | 2026 | 0 | [6 empty] | 0 | 0 | 0 | 0 | 0 | 0 | 0 | 0 | 0 | 0 | 0 | 0 | 0 | 0 | 0 | 0 | 0 | 0 | 0 | 0 | 0 | 0 | 0 | 0 | 0 | 0 | 0 | 0 | 0 | 0 | 0 | 0 | 0 | 0 | 0 | 0 | 0 | 0 | 0 | 0 | 0 | 0 | 0 | 0 | 0 | 0 | 0 | 0 | 0 | 0
|  | 2027 | 0 | [7 empty] | 0 | 0 | 0 | 0 | 0 | 0 | 0 | 0 | 0 | 0 | 0 | 0 | 0 | 0 | 0 | 0 | 0 | 0 | 0 | 0 | 0 | 0 | 0 | 0 | 0 | 0 | 0 | 0 | 0 | 0 | 0 | 0 | 0 | 0 | 0 | 0 | 0 | 0 | 0 | 0 | 0 | 0 | 0 | 0 | 0 | 0 | 0 | 0 | 0
|  | 2028 | 0 | [8 empty] | 0 | 0 | 0 | 0 | 0 | 0 | 0 | 0 | 0 | 0 | 0 | 0 | 0 | 0 | 0 | 0 | 0 | 0 | 0 | 0 | 0 | 0 | 0 | 0 | 0 | 0 | 0 | 0 | 0 | 0 | 0 | 0 | 0 | 0 | 0 | 0 | 0 | 0 | 0 | 0 | 0 | 0 | 0 | 0 | 0 | 0 | 0 | 0
|  | 2029 | 0 | [9 empty] | 0 | 0 | 0 | 0 | 0 | 0 | 0 | 0 | 0 | 0 | 0 | 0 | 0 | 0 | 0 | 0 | 0 | 0 | 0 | 0 | 0 | 0 | 0 | 0 | 0 | 0 | 0 | 0 | 0 | 0 | 0 | 0 | 0 | 0 | 0 | 0 | 0 | 0 | 0 | 0 | 0 | 0 | 0 | 0 | 0 | 0 | 0
|  | 2030 | 0 | [10 empty] | 0 | 0 | 0 | 0 | 0 | 0 | 0 | 0 | 0 | 0 | 0 | 0 | 0 | 0 | 0 | 0 | 0 | 0 | 0 | 0 | 0 | 0 | 0 | 0 | 0 | 0 | 0 | 0 | 0 | 0 | 0 | 0 | 0 | 0 | 0 | 0 | 0 | 0 | 0 | 0 | 0 | 0 | 0 | 0 | 0 | 0
|  | 2031 | 0 | [11 empty] | 0 | 0 | 0 | 0 | 0 | 0 | 0 | 0 | 0 | 0 | 0 | 0 | 0 | 0 | 0 | 0 | 0 | 0 | 0 | 0 | 0 | 0 | 0 | 0 | 0 | 0 | 0 | 0 | 0 | 0 | 0 | 0 | 0 | 0 | 0 | 0 | 0 | 0 | 0 | 0 | 0 | 0 | 0 | 0 | 0
|  | 2032 | 0 | [12 empty] | 0 | 0 | 0 | 0 | 0 | 0 | 0 | 0 | 0 | 0 | 0 | 0 | 0 | 0 | 0 | 0 | 0 | 0 | 0 | 0 | 0 | 0 | 0 | 0 | 0 | 0 | 0 | 0 | 0 | 0 | 0 | 0 | 0 | 0 | 0 | 0 | 0 | 0 | 0 | 0 | 0 | 0 | 0 | 0
|  | 2033 | 0 | [13 empty] | 0 | 0 | 0 | 0 | 0 | 0 | 0 | 0 | 0 | 0 | 0 | 0 | 0 | 0 | 0 | 0 | 0 | 0 | 0 | 0 | 0 | 0 | 0 | 0 | 0 | 0 | 0 | 0 | 0 | 0 | 0 | 0 | 0 | 0 | 0 | 0 | 0 | 0 | 0 | 0 | 0 | 0 | 0
|  | 2034 | 0 | [14 empty] | 0 | 0 | 0 | 0 | 0 | 0 | 0 | 0 | 0 | 0 | 0 | 0 | 0 | 0 | 0 | 0 | 0 | 0 | 0 | 0 | 0 | 0 | 0 | 0 | 0 | 0 | 0 | 0 | 0 | 0 | 0 | 0 | 0 | 0 | 0 | 0 | 0 | 0 | 0 | 0 | 0 | 0
|  | 2035 | 0 | [15 empty] | 0 | 0 | 0 | 0 | 0 | 0 | 0 | 0 | 0 | 0 | 0 | 0 | 0 | 0 | 0 | 0 | 0 | 0 | 0 | 0 | 0 | 0 | 0 | 0 | 0 | 0 | 0 | 0 | 0 | 0 | 0 | 0 | 0 | 0 | 0 | 0 | 0 | 0 | 0 | 0 | 0
|  | 2036 | 0 | [16 empty] | 0 | 0 | 0 | 0 | 0 | 0 | 0 | 0 | 0 | 0 | 0 | 0 | 0 | 0 | 0 | 0 | 0 | 0 | 0 | 0 | 0 | 0 | 0 | 0 | 0 | 0 | 0 | 0 | 0 | 0 | 0 | 0 | 0 | 0 | 0 | 0 | 0 | 0 | 0 | 0
|  | 2037 | 0 | [17 empty] | 0 | 0 | 0 | 0 | 0 | 0 | 0 | 0 | 0 | 0 | 0 | 0 | 0 | 0 | 0 | 0 | 0 | 0 | 0 | 0 | 0 | 0 | 0 | 0 | 0 | 0 | 0 | 0 | 0 | 0 | 0 | 0 | 0 | 0 | 0 | 0 | 0 | 0 | 0
|  | 2038 | 0 | [18 empty] | 0 | 0 | 0 | 0 | 0 | 0 | 0 | 0 | 0 | 0 | 0 | 0 | 0 | 0 | 0 | 0 | 0 | 0 | 0 | 0 | 0 | 0 | 0 | 0 | 0 | 0 | 0 | 0 | 0 | 0 | 0 | 0 | 0 | 0 | 0 | 0 | 0 | 0
|  | 2039 | 0 | [19 empty] | 0 | 0 | 0 | 0 | 0 | 0 | 0 | 0 | 0 | 0 | 0 | 0 | 0 | 0 | 0 | 0 | 0 | 0 | 0 | 0 | 0 | 0 | 0 | 0 | 0 | 0 | 0 | 0 | 0 | 0 | 0 | 0 | 0 | 0 | 0 | 0 | 0
|  | 2040 | 0 | [20 empty] | 0 | 0 | 0 | 0 | 0 | 0 | 0 | 0 | 0 | 0 | 0 | 0 | 0 | 0 | 0 | 0 | 0 | 0 | 0 | 0 | 0 | 0 | 0 | 0 | 0 | 0 | 0 | 0 | 0 | 0 | 0 | 0 | 0 | 0 | 0 | 0 | 0 | 0 | 0 | 0
|  | 2041 | 0 | [21 empty] | 0 | 0 | 0 | 0 | 0 | 0 | 0 | 0 | 0 | 0 | 0 | 0 | 0 | 0 | 0 | 0 | 0 | 0 | 0 | 0 | 0 | 0 | 0 | 0 | 0 | 0 | 0 | 0 | 0 | 0 | 0 | 0 | 0 | 0 | 0 | 0 | 0 | 0 | 0
|  | 2042 | 0 | [22 empty] | 0 | 0 | 0 | 0 | 0 | 0 | 0 | 0 | 0 | 0 | 0 | 0 | 0 | 0 | 0 | 0 | 0 | 0 | 0 | 0 | 0 | 0 | 0 | 0 | 0 | 0 | 0 | 0 | 0 | 0 | 0 | 0 | 0 | 0 | 0 | 0 | 0 | 0
|  | 2043 | 0 | 2043: 0; 2044: 0; 2045: 0; 2046: 0; 2047: 0; 2048: 0; 2049: 0; 2050: 0; 2051: 0; 2052: 0; 2053: 0; 2054: 0; 2055: 0; 2056: 0; 2057: 0; 2058: 0; 2059: 0; 2060: 0; 2061: 0; 2062: 0; 2063: 0; 2064: 0; 2065: 0; 2066: 0; 2067: 0; 2068: 0; 2069: 0; 2070: 0; 2071: 0; 2072: 0; 2073: 0; 2074: 0; 2075: 0 | 0 | 0 | 0 | 0
|  | 2044 | 0 | 2044: 0; 2045: 0; 2046: 0; 2047: 0; 2048: 0; 2049: 0; 2050: 0; 2051: 0; 2052: 0; 2053: 0; 2054: 0; 2055: 0; 2056: 0; 2057: 0; 2058: 0; 2059: 0; 2060: 0; 2061: 0; 2062: 0; 2063: 0; 2064: 0; 2065: 0; 2066: 0; 2067: 0; 2068: 0; 2069: 0; 2070: 0; 2071: 0; 2072: 0; 2073: 0; 2074: 0; 2075: 0 | 0 | 0 | 0 | 0
|  | 2045 | 0 | 2045: 0; 2046: 0; 2047: 0; 2048: 0; 2049: 0; 2050: 0; 2051: 0; 2052: 0; 2053: 0; 2054: 0; 2055: 0; 2056: 0; 2057: 0; 2058: 0; 2059: 0; 2060: 0; 2061: 0; 2062: 0; 2063: 0; 2064: 0; 2065: 0; 2066: 0; 2067: 0; 2068: 0; 2069: 0; 2070: 0; 2071: 0; 2072: 0; 2073: 0; 2074: 0; 2075: 0 | 0 | 0 | 0 | 0
|  | 2046 | 0 | 2046: 0; 2047: 0; 2048: 0; 2049: 0; 2050: 0; 2051: 0; 2052: 0; 2053: 0; 2054: 0; 2055: 0; 2056: 0; 2057: 0; 2058: 0; 2059: 0; 2060: 0; 2061: 0; 2062: 0; 2063: 0; 2064: 0; 2065: 0; 2066: 0; 2067: 0; 2068: 0; 2069: 0; 2070: 0; 2071: 0; 2072: 0; 2073: 0; 2074: 0; 2075: 0 | 0 | 0 | 0 | 0
|  | 2047 | 0 | 2047: 0; 2048: 0; 2049: 0; 2050: 0; 2051: 0; 2052: 0; 2053: 0; 2054: 0; 2055: 0; 2056: 0; 2057: 0; 2058: 0; 2059: 0; 2060: 0; 2061: 0; 2062: 0; 2063: 0; 2064: 0; 2065: 0; 2066: 0; 2067: 0; 2068: 0; 2069: 0; 2070: 0; 2071: 0; 2072: 0; 2073: 0; 2074: 0; 2075: 0 | 0 | 0 | 0 | 0
|  | 2048 | 0 | 2048: 0; 2049: 0; 2050: 0; 2051: 0; 2052: 0; 2053: 0; 2054: 0; 2055: 0; 2056: 0; 2057: 0; 2058: 0; 2059: 0; 2060: 0; 2061: 0; 2062: 0; 2063: 0; 2064: 0; 2065: 0; 2066: 0; 2067: 0; 2068: 0; 2069: 0; 2070: 0; 2071: 0; 2072: 0; 2073: 0; 2074: 0; 2075: 0 | 0 | 0 | 0 | 0
|  | 2049 | 0 | 2049: 0; 2050: 0; 2051: 0; 2052: 0; 2053: 0; 2054: 0; 2055: 0; 2056: 0; 2057: 0; 2058: 0; 2059: 0; 2060: 0; 2061: 0; 2062: 0; 2063: 0; 2064: 0; 2065: 0; 2066: 0; 2067: 0; 2068: 0; 2069: 0; 2070: 0; 2071: 0; 2072: 0; 2073: 0; 2074: 0; 2075: 0 | 0 | 0 | 0 | 0
|  | 2050 | 0 | 2050: 0; 2051: 0; 2052: 0; 2053: 0; 2054: 0; 2055: 0; 2056: 0; 2057: 0; 2058: 0; 2059: 0; 2060: 0; 2061: 0; 2062: 0; 2063: 0; 2064: 0; 2065: 0; 2066: 0; 2067: 0; 2068: 0; 2069: 0; 2070: 0; 2071: 0; 2072: 0; 2073: 0; 2074: 0; 2075: 0 | 0 | 0 | 0 | 0
Annual Change (%) | bar: 2020 to 2075
|  | Levelized Capital Cost ($/MW-wk) |  | 0 | 0 | 0 | 0 | 0 | 0 | 0 | 0 | 0 | 0 | 0 | 0 | 0 | 0 | 0 | 0 | 0 | 0 | 0 | 0 | 0 | 0 | 0 | 0 | 0 | 0 | 0 | 0 | 0 | 0 | 0 | 0 | 0 | 0 | 0 | 0 | 0 | 0 | 0 | 0 | 0 | 0 | 0 | 0 | 0 | 0 | 0 | 0 | 0 | 0 | 0 | 0 | 0 | 0 | 0 | 0
|  | Economic Life | 30
|  | check s/b 0 | 0
Revenue Requirement by vintage year
2012 $/MW-wk
| Aurora Input |  | Levelized Cost | 2020 | 2021 | 2022 | 2023 | 2024 | 2025 | 2026 | 2027 | 2028 | 2029 | 2030 | 2031 | 2032 | 2033 | 2034 | 2035 | 2036 | 2037 | 2038 | 2039 | 2040 | 2041 | 2042 | 2043 | 2044 | 2045 | 2046 | Levelized | 2047 | 2048 | 2049 | 2050 | 2051 | 2052 | 2053 | 2054 | 2055 | 2056 | 2057 | 2058 | 2059 | 2060 | 2061 | 2062 | 2063 | 2064 | 2065 | 2066 | 2067 | 2068 | 2069 | 2070 | 2071 | 2072 | 2073 | 2074 | 2075 | 2076 | 2077 | 2078 | 2079
|  | 2020 | 0 | 0 | 0 | 0 | 0 | 0 | 0 | 0 | 0 | 0 | 0 | 0 | 0 | 0 | 0 | 0 | 0 | 0 | 0 | 0 | 0 | 0 | 0 | 0 | 0 | 0 | 0 | 0 | 0 | 0 | 0 | 0 | 0 | 0 | 0 | 0 | 0 | 0 | 0 | 0 | 0 | 0 | 0 | 0 | 0 | 0 | 0 | 0 | 0 | 0 | 0 | 0 | 0 | 0 | 0 | 0 | 0 | 0 | 0 | 0 | 0 | 0
|  | 2021 | 0 |  | 0 | 0 | 0 | 0 | 0 | 0 | 0 | 0 | 0 | 0 | 0 | 0 | 0 | 0 | 0 | 0 | 0 | 0 | 0 | 0 | 0 | 0 | 0 | 0 | 0 | 0 | 0 | 0 | 0 | 0 | 0 | 0 | 0 | 0 | 0 | 0 | 0 | 0 | 0 | 0 | 0 | 0 | 0 | 0 | 0 | 0 | 0 | 0 | 0 | 0 | 0 | 0 | 0 | 0 | 0 | 0 | 0 | 0 | 0 | 0
|  | 2022 | 0 |  |  | 0 | 0 | 0 | 0 | 0 | 0 | 0 | 0 | 0 | 0 | 0 | 0 | 0 | 0 | 0 | 0 | 0 | 0 | 0 | 0 | 0 | 0 | 0 | 0 | 0 | 0 | 0 | 0 | 0 | 0 | 0 | 0 | 0 | 0 | 0 | 0 | 0 | 0 | 0 | 0 | 0 | 0 | 0 | 0 | 0 | 0 | 0 | 0 | 0 | 0 | 0 | 0 | 0 | 0 | 0 | 0 | 0 | 0 | 0
|  | 2023 | 0 |  |  |  | 0 | 0 | 0 | 0 | 0 | 0 | 0 | 0 | 0 | 0 | 0 | 0 | 0 | 0 | 0 | 0 | 0 | 0 | 0 | 0 | 0 | 0 | 0 | 0 | 0 | 0 | 0 | 0 | 0 | 0 | 0 | 0 | 0 | 0 | 0 | 0 | 0 | 0 | 0 | 0 | 0 | 0 | 0 | 0 | 0 | 0 | 0 | 0 | 0 | 0 | 0 | 0 | 0 | 0 | 0 | 0 | 0 | 0
|  | 2024 | 0 |  |  |  |  | 0 | 0 | 0 | 0 | 0 | 0 | 0 | 0 | 0 | 0 | 0 | 0 | 0 | 0 | 0 | 0 | 0 | 0 | 0 | 0 | 0 | 0 | 0 | 0 | 0 | 0 | 0 | 0 | 0 | 0 | 0 | 0 | 0 | 0 | 0 | 0 | 0 | 0 | 0 | 0 | 0 | 0 | 0 | 0 | 0 | 0 | 0 | 0 | 0 | 0 | 0 | 0 | 0 | 0 | 0 | 0 | 0
|  | 2025 | 0 | [5 empty] | 0 | 0 | 0 | 0 | 0 | 0 | 0 | 0 | 0 | 0 | 0 | 0 | 0 | 0 | 0 | 0 | 0 | 0 | 0 | 0 | 0 | 0 | 0 | 0 | 0 | 0 | 0 | 0 | 0 | 0 | 0 | 0 | 0 | 0 | 0 | 0 | 0 | 0 | 0 | 0 | 0 | 0 | 0 | 0 | 0 | 0 | 0 | 0 | 0 | 0 | 0 | 0 | 0 | 0 | 0 | 0
|  | 2026 | 0 | [6 empty] | 0 | 0 | 0 | 0 | 0 | 0 | 0 | 0 | 0 | 0 | 0 | 0 | 0 | 0 | 0 | 0 | 0 | 0 | 0 | 0 | 0 | 0 | 0 | 0 | 0 | 0 | 0 | 0 | 0 | 0 | 0 | 0 | 0 | 0 | 0 | 0 | 0 | 0 | 0 | 0 | 0 | 0 | 0 | 0 | 0 | 0 | 0 | 0 | 0 | 0 | 0 | 0 | 0 | 0 | 0
|  | 2027 | 0 | [7 empty] | 0 | 0 | 0 | 0 | 0 | 0 | 0 | 0 | 0 | 0 | 0 | 0 | 0 | 0 | 0 | 0 | 0 | 0 | 0 | 0 | 0 | 0 | 0 | 0 | 0 | 0 | 0 | 0 | 0 | 0 | 0 | 0 | 0 | 0 | 0 | 0 | 0 | 0 | 0 | 0 | 0 | 0 | 0 | 0 | 0 | 0 | 0 | 0 | 0 | 0 | 0 | 0 | 0 | 0
|  | 2028 | 0 | [8 empty] | 0 | 0 | 0 | 0 | 0 | 0 | 0 | 0 | 0 | 0 | 0 | 0 | 0 | 0 | 0 | 0 | 0 | 0 | 0 | 0 | 0 | 0 | 0 | 0 | 0 | 0 | 0 | 0 | 0 | 0 | 0 | 0 | 0 | 0 | 0 | 0 | 0 | 0 | 0 | 0 | 0 | 0 | 0 | 0 | 0 | 0 | 0 | 0 | 0 | 0 | 0 | 0 | 0
|  | 2029 | 0 | [9 empty] | 0 | 0 | 0 | 0 | 0 | 0 | 0 | 0 | 0 | 0 | 0 | 0 | 0 | 0 | 0 | 0 | 0 | 0 | 0 | 0 | 0 | 0 | 0 | 0 | 0 | 0 | 0 | 0 | 0 | 0 | 0 | 0 | 0 | 0 | 0 | 0 | 0 | 0 | 0 | 0 | 0 | 0 | 0 | 0 | 0 | 0 | 0 | 0 | 0 | 0 | 0 | 0
|  | 2030 | 0 | [10 empty] | 0 | 0 | 0 | 0 | 0 | 0 | 0 | 0 | 0 | 0 | 0 | 0 | 0 | 0 | 0 | 0 | 0 | 0 | 0 | 0 | 0 | 0 | 0 | 0 | 0 | 0 | 0 | 0 | 0 | 0 | 0 | 0 | 0 | 0 | 0 | 0 | 0 | 0 | 0 | 0 | 0 | 0 | 0 | 0 | 0 | 0 | 0 | 0 | 0 | 0 | 0
|  | 2031 | 0 | [11 empty] | 0 | 0 | 0 | 0 | 0 | 0 | 0 | 0 | 0 | 0 | 0 | 0 | 0 | 0 | 0 | 0 | 0 | 0 | 0 | 0 | 0 | 0 | 0 | 0 | 0 | 0 | 0 | 0 | 0 | 0 | 0 | 0 | 0 | 0 | 0 | 0 | 0 | 0 | 0 | 0 | 0 | 0 | 0 | 0 | 0 | 0 | 0 | 0 | 0 | 0
|  | 2032 | 0 | [12 empty] | 0 | 0 | 0 | 0 | 0 | 0 | 0 | 0 | 0 | 0 | 0 | 0 | 0 | 0 | 0 | 0 | 0 | 0 | 0 | 0 | 0 | 0 | 0 | 0 | 0 | 0 | 0 | 0 | 0 | 0 | 0 | 0 | 0 | 0 | 0 | 0 | 0 | 0 | 0 | 0 | 0 | 0 | 0 | 0 | 0 | 0 | 0 | 0 | 0
|  | 2033 | 0 | [13 empty] | 0 | 0 | 0 | 0 | 0 | 0 | 0 | 0 | 0 | 0 | 0 | 0 | 0 | 0 | 0 | 0 | 0 | 0 | 0 | 0 | 0 | 0 | 0 | 0 | 0 | 0 | 0 | 0 | 0 | 0 | 0 | 0 | 0 | 0 | 0 | 0 | 0 | 0 | 0 | 0 | 0 | 0 | 0 | 0 | 0 | 0 | 0 | 0
|  | 2034 | 0 | [14 empty] | 0 | 0 | 0 | 0 | 0 | 0 | 0 | 0 | 0 | 0 | 0 | 0 | 0 | 0 | 0 | 0 | 0 | 0 | 0 | 0 | 0 | 0 | 0 | 0 | 0 | 0 | 0 | 0 | 0 | 0 | 0 | 0 | 0 | 0 | 0 | 0 | 0 | 0 | 0 | 0 | 0 | 0 | 0 | 0 | 0 | 0 | 0
|  | 2035 | 0 | [15 empty] | 0 | 0 | 0 | 0 | 0 | 0 | 0 | 0 | 0 | 0 | 0 | 0 | 0 | 0 | 0 | 0 | 0 | 0 | 0 | 0 | 0 | 0 | 0 | 0 | 0 | 0 | 0 | 0 | 0 | 0 | 0 | 0 | 0 | 0 | 0 | 0 | 0 | 0 | 0 | 0 | 0 | 0 | 0 | 0 | 0 | 0
|  | 2036 | 0 | [16 empty] | 0 | 0 | 0 | 0 | 0 | 0 | 0 | 0 | 0 | 0 | 0 | 0 | 0 | 0 | 0 | 0 | 0 | 0 | 0 | 0 | 0 | 0 | 0 | 0 | 0 | 0 | 0 | 0 | 0 | 0 | 0 | 0 | 0 | 0 | 0 | 0 | 0 | 0 | 0 | 0 | 0 | 0 | 0 | 0 | 0
|  | 2037 | 0 | [17 empty] | 0 | 0 | 0 | 0 | 0 | 0 | 0 | 0 | 0 | 0 | 0 | 0 | 0 | 0 | 0 | 0 | 0 | 0 | 0 | 0 | 0 | 0 | 0 | 0 | 0 | 0 | 0 | 0 | 0 | 0 | 0 | 0 | 0 | 0 | 0 | 0 | 0 | 0 | 0 | 0 | 0 | 0 | 0 | 0
|  | 2038 | 0 | [18 empty] | 0 | 0 | 0 | 0 | 0 | 0 | 0 | 0 | 0 | 0 | 0 | 0 | 0 | 0 | 0 | 0 | 0 | 0 | 0 | 0 | 0 | 0 | 0 | 0 | 0 | 0 | 0 | 0 | 0 | 0 | 0 | 0 | 0 | 0 | 0 | 0 | 0 | 0 | 0 | 0 | 0 | 0 | 0
|  | 2039 | 0 | [19 empty] | 0 | 0 | 0 | 0 | 0 | 0 | 0 | 0 | 0 | 0 | 0 | 0 | 0 | 0 | 0 | 0 | 0 | 0 | 0 | 0 | 0 | 0 | 0 | 0 | 0 | 0 | 0 | 0 | 0 | 0 | 0 | 0 | 0 | 0 | 0 | 0 | 0 | 0 | 0 | 0 | 0 | 0
|  | 2040 | 0 | [20 empty] | 0 | 0 | 0 | 0 | 0 | 0 | 0 | 0 | 0 | 0 | 0 | 0 | 0 | 0 | 0 | 0 | 0 | 0 | 0 | 0 | 0 | 0 | 0 | 0 | 0 | 0 | 0 | 0 | 0 | 0 | 0 | 0 | 0 | 0 | 0 | 0 | 0 | 0 | 0 | 0 | 0
|  | 2041 | 0 | [21 empty] | 0 | 0 | 0 | 0 | 0 | 0 | 0 | 0 | 0 | 0 | 0 | 0 | 0 | 0 | 0 | 0 | 0 | 0 | 0 | 0 | 0 | 0 | 0 | 0 | 0 | 0 | 0 | 0 | 0 | 0 | 0 | 0 | 0 | 0 | 0 | 0 | 0 | 0 | 0 | 0
|  | 2042 | 0 | [22 empty] | 0 | 0 | 0 | 0 | 0 | 0 | 0 | 0 | 0 | 0 | 0 | 0 | 0 | 0 | 0 | 0 | 0 | 0 | 0 | 0 | 0 | 0 | 0 | 0 | 0 | 0 | 0 | 0 | 0 | 0 | 0 | 0 | 0 | 0 | 0 | 0 | 0 | 0 | 0
|  | 2043 | 0 | [23 empty] | 0 | 0 | 0 | 0 | 0 | 0 | 0 | 0 | 0 | 0 | 0 | 0 | 0 | 0 | 0 | 0 | 0 | 0 | 0 | 0 | 0 | 0 | 0 | 0 | 0 | 0 | 0 | 0 | 0 | 0 | 0 | 0 | 0 | 0 | 0 | 0 | 0 | 0
|  | 2044 | 0 | [24 empty] | 0 | 0 | 0 | 0 | 0 | 0 | 0 | 0 | 0 | 0 | 0 | 0 | 0 | 0 | 0 | 0 | 0 | 0 | 0 | 0 | 0 | 0 | 0 | 0 | 0 | 0 | 0 | 0 | 0 | 0 | 0 | 0 | 0 | 0 | 0 | 0 | 0
|  | 2045 | 0 | [25 empty] | 0 | 0 | 0 | 0 | 0 | 0 | 0 | 0 | 0 | 0 | 0 | 0 | 0 | 0 | 0 | 0 | 0 | 0 | 0 | 0 | 0 | 0 | 0 | 0 | 0 | 0 | 0 | 0 | 0 | 0 | 0 | 0 | 0 | 0 | 0 | 0
|  | 2046 | 0 | [26 empty] | 0 | 0 | 0 | 0 | 0 | 0 | 0 | 0 | 0 | 0 | 0 | 0 | 0 | 0 | 0 | 0 | 0 | 0 | 0 | 0 | 0 | 0 | 0 | 0 | 0 | 0 | 0 | 0 | 0 | 0 | 0 | 0 | 0 | 0 | 0
|  | 2047 | 0 | [27 empty] | 0 | 0 | 0 | 0 | 0 | 0 | 0 | 0 | 0 | 0 | 0 | 0 | 0 | 0 | 0 | 0 | 0 | 0 | 0 | 0 | 0 | 0 | 0 | 0 | 0 | 0 | 0 | 0 | 0 | 0 | 0 | 0 | 0 | 0
|  | 2048 | 0 | [27 empty] | 0 |  | 0 | 0 | 0 | 0 | 0 | 0 | 0 | 0 | 0 | 0 | 0 | 0 | 0 | 0 | 0 | 0 | 0 | 0 | 0 | 0 | 0 | 0 | 0 | 0 | 0 | 0 | 0 | 0 | 0 | 0 | 0 | 0
|  | 2049 | 0 | [27 empty] | 0 |  |  | 0 | 0 | 0 | 0 | 0 | 0 | 0 | 0 | 0 | 0 | 0 | 0 | 0 | 0 | 0 | 0 | 0 | 0 | 0 | 0 | 0 | 0 | 0 | 0 | 0 | 0 | 0 | 0 | 0 | 0 | 0
|  | 2050 | 0 | [27 empty] | 0 |  |  |  | 0 | 0 | 0 | 0 | 0 | 0 | 0 | 0 | 0 | 0 | 0 | 0 | 0 | 0 | 0 | 0 | 0 | 0 | 0 | 0 | 0 | 0 | 0 | 0 | 0 | 0 | 0 | 0 | 0 | 0
One Time Incentive Cost Adder
2012 $/MW-wk
| Incentive Cost = | 7305.5464
|  |  | Levelized Cost | 2020 | 2021 | 2022 | 2023 | 2024 | 2025 | 2026 | 2027 | 2028 | 2029 | 2030 | 2031 | 2032 | 2033 | 2034 | 2035 | 2036 | 2037 | 2038 | 2039 | 2040 | 2041 | 2042 | 2043 | 2044 | 2045 | 2046 | Levelized | 2047 | 2048 | 2049 | 2050 | 2051 | 2052 | 2053 | 2054 | 2055 | 2056 | 2057 | 2058 | 2059 | 2060 | 2061 | 2062 | 2063 | 2064 | 2065 | 2066 | 2067 | 2068 | 2069 | 2070 | 2071 | 2072 | 2073 | 2074 | 2075 | 2076 | 2077 | 2078 | 2079
|  | 2020 | 0 | 7305.5464 | 0 | 0 | 0 | 0 | 0 | 0 | 0 | 0 | 0 | 5671.5121 | 0 | 0 | 0 | 0 | 0 | 0 | 0 | 0 | 0 | 4402.9628 | 0 | 0 | 0 | 0 | 0 | 0 | 0 | 0 | 0 | 0 | 3418.1505 | 0 | 0 | 0 | 0 | 0 | 0 | 0 | 0 | 0 | 2653.6114 | 0 | 0 | 0 | 0 | 0 | 0 | 0 | 0 | 0 | 2060.0772 | 0 | 0 | 0 | 0 | 0 | 0 | 0 | 0 | 0
|  | 2021 | 0 | 0 | 7305.5464 | 0 | 0 | 0 | 0 | 0 | 0 | 0 | 0 | 0 | 5671.5121 | 0 | 0 | 0 | 0 | 0 | 0 | 0 | 0 | 0 | 4402.9628 | 0 | 0 | 0 | 0 | 0 | 0 | 0 | 0 | 0 | 0 | 3418.1505 | 0 | 0 | 0 | 0 | 0 | 0 | 0 | 0 | 0 | 2653.6114 | 0 | 0 | 0 | 0 | 0 | 0 | 0 | 0 | 0 | 2060.0772 | 0 | 0 | 0 | 0 | 0 | 0 | 0 | 0
|  | 2022 | 0 | 0 | 0 | 7305.5464 | 0 | 0 | 0 | 0 | 0 | 0 | 0 | 0 | 0 | 5671.5121 | 0 | 0 | 0 | 0 | 0 | 0 | 0 | 0 | 0 | 4402.9628 | 0 | 0 | 0 | 0 | 0 | 0 | 0 | 0 | 0 | 0 | 3418.1505 | 0 | 0 | 0 | 0 | 0 | 0 | 0 | 0 | 0 | 2653.6114 | 0 | 0 | 0 | 0 | 0 | 0 | 0 | 0 | 0 | 2060.0772 | 0 | 0 | 0 | 0 | 0 | 0 | 0
|  | 2023 | 0 | 0 | 0 | 0 | 7305.5464 | 0 | 0 | 0 | 0 | 0 | 0 | 0 | 0 | 0 | 5671.5121 | 0 | 0 | 0 | 0 | 0 | 0 | 0 | 0 | 0 | 4402.9628 | 0 | 0 | 0 | 0 | 0 | 0 | 0 | 0 | 0 | 0 | 3418.1505 | 0 | 0 | 0 | 0 | 0 | 0 | 0 | 0 | 0 | 2653.6114 | 0 | 0 | 0 | 0 | 0 | 0 | 0 | 0 | 0 | 2060.0772 | 0 | 0 | 0 | 0 | 0 | 0
|  | 2024 | 0 | 0 | 0 | 0 | 0 | 7305.5464 | 0 | 0 | 0 | 0 | 0 | 0 | 0 | 0 | 0 | 5671.5121 | 0 | 0 | 0 | 0 | 0 | 0 | 0 | 0 | 0 | 4402.9628 | 0 | 0 | 0 | 0 | 0 | 0 | 0 | 0 | 0 | 0 | 3418.1505 | 0 | 0 | 0 | 0 | 0 | 0 | 0 | 0 | 0 | 2653.6114 | 0 | 0 | 0 | 0 | 0 | 0 | 0 | 0 | 0 | 2060.0772 | 0 | 0 | 0 | 0 | 0
|  | 2025 | 0 | 0 | 0 | 0 | 0 | 0 | 7305.5464 | 0 | 0 | 0 | 0 | 0 | 0 | 0 | 0 | 0 | 5671.5121 | 0 | 0 | 0 | 0 | 0 | 0 | 0 | 0 | 0 | 4402.9628 | 0 | 0 | 0 | 0 | 0 | 0 | 0 | 0 | 0 | 0 | 3418.1505 | 0 | 0 | 0 | 0 | 0 | 0 | 0 | 0 | 0 | 2653.6114 | 0 | 0 | 0 | 0 | 0 | 0 | 0 | 0 | 0 | 2060.0772 | 0 | 0 | 0 | 0
|  | 2026 | 0 | 0 | 0 | 0 | 0 | 0 | 0 | 7305.5464 | 0 | 0 | 0 | 0 | 0 | 0 | 0 | 0 | 0 | 5671.5121 | 0 | 0 | 0 | 0 | 0 | 0 | 0 | 0 | 0 | 4402.9628 | 0 | 0 | 0 | 0 | 0 | 0 | 0 | 0 | 0 | 0 | 3418.1505 | 0 | 0 | 0 | 0 | 0 | 0 | 0 | 0 | 0 | 2653.6114 | 0 | 0 | 0 | 0 | 0 | 0 | 0 | 0 | 0 | 2060.0772 | 0 | 0 | 0
|  | 2027 | 0 | 0 | 0 | 0 | 0 | 0 | 0 | 0 | 7305.5464 | 0 | 0 | 0 | 0 | 0 | 0 | 0 | 0 | 0 | 5671.5121 | 0 | 0 | 0 | 0 | 0 | 0 | 0 | 0 | 0 | 528.2673 | 4402.9628 | 0 | 0 | 0 | 0 | 0 | 0 | 0 | 0 | 0 | 3418.1505 | 0 | 0 | 0 | 0 | 0 | 0 | 0 | 0 | 0 | 2653.6114 | 0 | 0 | 0 | 0 | 0 | 0 | 0 | 0 | 0 | 2060.0772 | 0 | 0
|  | 2028 | 0 | 0 | 0 | 0 | 0 | 0 | 0 | 0 | 0 | 7305.5464 | 0 | 0 | 0 | 0 | 0 | 0 | 0 | 0 | 0 | 5671.5121 | 0 | 0 | 0 | 0 | 0 | 0 | 0 | 0 | 469.5129 | 0 | 4402.9628 | 0 | 0 | 0 | 0 | 0 | 0 | 0 | 0 | 0 | 3418.1505 | 0 | 0 | 0 | 0 | 0 | 0 | 0 | 0 | 0 | 2653.6114 | 0 | 0 | 0 | 0 | 0 | 0 | 0 | 0 | 0 | 2060.0772 | 0
|  | 2029 | 0 | 0 | 0 | 0 | 0 | 0 | 0 | 0 | 0 | 0 | 7305.5464 | 0 | 0 | 0 | 0 | 0 | 0 | 0 | 0 | 0 | 5671.5121 | 0 | 0 | 0 | 0 | 0 | 0 | 0 | 420.7092 | 0 | 0 | 4402.9628 | 0 | 0 | 0 | 0 | 0 | 0 | 0 | 0 | 0 | 3418.1505 | 0 | 0 | 0 | 0 | 0 | 0 | 0 | 0 | 0 | 2653.6114 | 0 | 0 | 0 | 0 | 0 | 0 | 0 | 0 | 0 | 2060.0772
|  | 2030 | 0 | 0 | 0 | 0 | 0 | 0 | 0 | 0 | 0 | 0 | 0 | 7305.5464 | 0 | 0 | 0 | 0 | 0 | 0 | 0 | 0 | 0 | 5671.5121 | 0 | 0 | 0 | 0 | 0 | 0 | 379.5592 | 0 | 0 | 0 | 4402.9628 | 0 | 0 | 0 | 0 | 0 | 0 | 0 | 0 | 0 | 3418.1505 | 0 | 0 | 0 | 0 | 0 | 0 | 0 | 0 | 0 | 2653.6114 | 0 | 0 | 0 | 0 | 0 | 0 | 0 | 0 | 0
|  | 2031 | 0 | 0 | 0 | 0 | 0 | 0 | 0 | 0 | 0 | 0 | 0 | 0 | 7305.5464 | 0 | 0 | 0 | 0 | 0 | 0 | 0 | 0 | 0 | 5671.5121 | 0 | 0 | 0 | 0 | 0 | 344.4223 | 0 | 0 | 0 | 0 | 4402.9628 | 0 | 0 | 0 | 0 | 0 | 0 | 0 | 0 | 0 | 3418.1505 | 0 | 0 | 0 | 0 | 0 | 0 | 0 | 0 | 0 | 2653.6114 | 0 | 0 | 0 | 0 | 0 | 0 | 0 | 0
|  | 2032 | 0 | 0 | 0 | 0 | 0 | 0 | 0 | 0 | 0 | 0 | 0 | 0 | 0 | 7305.5464 | 0 | 0 | 0 | 0 | 0 | 0 | 0 | 0 | 0 | 5671.5121 | 0 | 0 | 0 | 0 | 314.0953 | 0 | 0 | 0 | 0 | 0 | 4402.9628 | 0 | 0 | 0 | 0 | 0 | 0 | 0 | 0 | 0 | 3418.1505 | 0 | 0 | 0 | 0 | 0 | 0 | 0 | 0 | 0 | 2653.6114 | 0 | 0 | 0 | 0 | 0 | 0 | 0
|  | 2033 | 0 | 0 | 0 | 0 | 0 | 0 | 0 | 0 | 0 | 0 | 0 | 0 | 0 | 0 | 7305.5464 | 0 | 0 | 0 | 0 | 0 | 0 | 0 | 0 | 0 | 5671.5121 | 0 | 0 | 0 | 287.6758 | 0 | 0 | 0 | 0 | 0 | 0 | 4402.9628 | 0 | 0 | 0 | 0 | 0 | 0 | 0 | 0 | 0 | 3418.1505 | 0 | 0 | 0 | 0 | 0 | 0 | 0 | 0 | 0 | 2653.6114 | 0 | 0 | 0 | 0 | 0 | 0
|  | 2034 | 0 | 0 | 0 | 0 | 0 | 0 | 0 | 0 | 0 | 0 | 0 | 0 | 0 | 0 | 0 | 7305.5464 | 0 | 0 | 0 | 0 | 0 | 0 | 0 | 0 | 0 | 5671.5121 | 0 | 0 | 264.4735 | 0 | 0 | 0 | 0 | 0 | 0 | 0 | 4402.9628 | 0 | 0 | 0 | 0 | 0 | 0 | 0 | 0 | 0 | 3418.1505 | 0 | 0 | 0 | 0 | 0 | 0 | 0 | 0 | 0 | 2653.6114 | 0 | 0 | 0 | 0 | 0
|  | 2035 | 0 | 0 | 0 | 0 | 0 | 0 | 0 | 0 | 0 | 0 | 0 | 0 | 0 | 0 | 0 | 0 | 7305.5464 | 0 | 0 | 0 | 0 | 0 | 0 | 0 | 0 | 0 | 5671.5121 | 0 | 243.9517 | 0 | 0 | 0 | 0 | 0 | 0 | 0 | 0 | 4402.9628 | 0 | 0 | 0 | 0 | 0 | 0 | 0 | 0 | 0 | 3418.1505 | 0 | 0 | 0 | 0 | 0 | 0 | 0 | 0 | 0 | 2653.6114 | 0 | 0 | 0 | 0
|  | 2036 | 0 | 0 | 0 | 0 | 0 | 0 | 0 | 0 | 0 | 0 | 0 | 0 | 0 | 0 | 0 | 0 | 0 | 7305.5464 | 0 | 0 | 0 | 0 | 0 | 0 | 0 | 0 | 0 | 5671.5121 | 225.6865 | 0 | 0 | 0 | 0 | 0 | 0 | 0 | 0 | 0 | 4402.9628 | 0 | 0 | 0 | 0 | 0 | 0 | 0 | 0 | 0 | 3418.1505 | 0 | 0 | 0 | 0 | 0 | 0 | 0 | 0 | 0 | 2653.6114 | 0 | 0 | 0
|  | 2037 | 0 | 0 | 0 | 0 | 0 | 0 | 0 | 0 | 0 | 0 | 0 | 0 | 0 | 0 | 0 | 0 | 0 | 0 | 7305.5464 | 0 | 0 | 0 | 0 | 0 | 0 | 0 | 0 | 0 | 620.1546 | 5671.5121 | 0 | 0 | 0 | 0 | 0 | 0 | 0 | 0 | 0 | 4402.9628 | 0 | 0 | 0 | 0 | 0 | 0 | 0 | 0 | 0 | 3418.1505 | 0 | 0 | 0 | 0 | 0 | 0 | 0 | 0 | 0 | 2653.6114 | 0 | 0
|  | 2038 | 0 | 0 | 0 | 0 | 0 | 0 | 0 | 0 | 0 | 0 | 0 | 0 | 0 | 0 | 0 | 0 | 0 | 0 | 0 | 7305.5464 | 0 | 0 | 0 | 0 | 0 | 0 | 0 | 0 | 576.5932 | 0 | 5671.5121 | 0 | 0 | 0 | 0 | 0 | 0 | 0 | 0 | 0 | 4402.9628 | 0 | 0 | 0 | 0 | 0 | 0 | 0 | 0 | 0 | 3418.1505 | 0 | 0 | 0 | 0 | 0 | 0 | 0 | 0 | 0 | 2653.6114 | 0
|  | 2039 | 0 | 0 | 0 | 0 | 0 | 0 | 0 | 0 | 0 | 0 | 0 | 0 | 0 | 0 | 0 | 0 | 0 | 0 | 0 | 0 | 7305.5464 | 0 | 0 | 0 | 0 | 0 | 0 | 0 | 537.2337 | 0 | 0 | 5671.5121 | 0 | 0 | 0 | 0 | 0 | 0 | 0 | 0 | 0 | 4402.9628 | 0 | 0 | 0 | 0 | 0 | 0 | 0 | 0 | 0 | 3418.1505 | 0 | 0 | 0 | 0 | 0 | 0 | 0 | 0 | 0 | 2653.6114
|  | 2040 | 0 | 0 | 0 | 0 | 0 | 0 | 0 | 0 | 0 | 0 | 0 | 0 | 0 | 0 | 0 | 0 | 0 | 0 | 0 | 0 | 0 | 7305.5464 | 0 | 0 | 0 | 0 | 0 | 0 | 501.5263 | 0 | 0 | 0 | 5671.5121 | 0 | 0 | 0 | 0 | 0 | 0 | 0 | 0 | 0 | 4402.9628 | 0 | 0 | 0 | 0 | 0 | 0 | 0 | 0 | 0 | 3418.1505 | 0 | 0 | 0 | 0 | 0 | 0 | 0 | 0 | 0
|  | 2041 | 0 | 0 | 0 | 0 | 0 | 0 | 0 | 0 | 0 | 0 | 0 | 0 | 0 | 0 | 0 | 0 | 0 | 0 | 0 | 0 | 0 | 0 | 7305.5464 | 0 | 0 | 0 | 0 | 0 | 469.0128 | 0 | 0 | 0 | 0 | 5671.5121 | 0 | 0 | 0 | 0 | 0 | 0 | 0 | 0 | 0 | 4402.9628 | 0 | 0 | 0 | 0 | 0 | 0 | 0 | 0 | 0 | 3418.1505 | 0 | 0 | 0 | 0 | 0 | 0 | 0 | 0
|  | 2042 | 0 | 0 | 0 | 0 | 0 | 0 | 0 | 0 | 0 | 0 | 0 | 0 | 0 | 0 | 0 | 0 | 0 | 0 | 0 | 0 | 0 | 0 | 0 | 7305.5464 | 0 | 0 | 0 | 0 | 439.3082 | 0 | 0 | 0 | 0 | 0 | 5671.5121 | 0 | 0 | 0 | 0 | 0 | 0 | 0 | 0 | 0 | 4402.9628 | 0 | 0 | 0 | 0 | 0 | 0 | 0 | 0 | 0 | 3418.1505 | 0 | 0 | 0 | 0 | 0 | 0 | 0
|  | 2043 | 0 | 0 | 0 | 0 | 0 | 0 | 0 | 0 | 0 | 0 | 0 | 0 | 0 | 0 | 0 | 0 | 0 | 0 | 0 | 0 | 0 | 0 | 0 | 0 | 7305.5464 | 0 | 0 | 0 | 412.0867 | 0 | 0 | 0 | 0 | 0 | 0 | 5671.5121 | 0 | 0 | 0 | 0 | 0 | 0 | 0 | 0 | 0 | 4402.9628 | 0 | 0 | 0 | 0 | 0 | 0 | 0 | 0 | 0 | 3418.1505 | 0 | 0 | 0 | 0 | 0 | 0
|  | 2044 | 0 | 0 | 0 | 0 | 0 | 0 | 0 | 0 | 0 | 0 | 0 | 0 | 0 | 0 | 0 | 0 | 0 | 0 | 0 | 0 | 0 | 0 | 0 | 0 | 0 | 7305.5464 | 0 | 0 | 387.0708 | 0 | 0 | 0 | 0 | 0 | 0 | 0 | 5671.5121 | 0 | 0 | 0 | 0 | 0 | 0 | 0 | 0 | 0 | 4402.9628 | 0 | 0 | 0 | 0 | 0 | 0 | 0 | 0 | 0 | 3418.1505 | 0 | 0 | 0 | 0 | 0
|  | 2045 | 0 | 0 | 0 | 0 | 0 | 0 | 0 | 0 | 0 | 0 | 0 | 0 | 0 | 0 | 0 | 0 | 0 | 0 | 0 | 0 | 0 | 0 | 0 | 0 | 0 | 0 | 7305.5464 | 0 | 364.0223 | 0 | 0 | 0 | 0 | 0 | 0 | 0 | 0 | 5671.5121 | 0 | 0 | 0 | 0 | 0 | 0 | 0 | 0 | 0 | 4402.9628 | 0 | 0 | 0 | 0 | 0 | 0 | 0 | 0 | 0 | 3418.1505 | 0 | 0 | 0 | 0
|  | 2046 | 0 | 0 | 0 | 0 | 0 | 0 | 0 | 0 | 0 | 0 | 0 | 0 | 0 | 0 | 0 | 0 | 0 | 0 | 0 | 0 | 0 | 0 | 0 | 0 | 0 | 0 | 0 | 7305.5464 | 342.7363 | 0 | 0 | 0 | 0 | 0 | 0 | 0 | 0 | 0 | 5671.5121 | 0 | 0 | 0 | 0 | 0 | 0 | 0 | 0 | 0 | 4402.9628 | 0 | 0 | 0 | 0 | 0 | 0 | 0 | 0 | 0 | 3418.1505 | 0 | 0 | 0
|  | 2047 | 0 | 0 | 0 | 0 | 0 | 0 | 0 | 0 | 0 | 0 | 0 | 0 | 0 | 0 | 0 | 0 | 0 | 0 | 0 | 0 | 0 | 0 | 0 | 0 | 0 | 0 | 0 | 0 | 742.9805 | 7305.5464 | 0 | 0 | 0 | 0 | 0 | 0 | 0 | 0 | 0 | 5671.5121 | 0 | 0 | 0 | 0 | 0 | 0 | 0 | 0 | 0 | 4402.9628 | 0 | 0 | 0 | 0 | 0 | 0 | 0 | 0 | 0 | 3418.1505 | 0 | 0
|  | 2048 | 0 | 0 | 0 | 0 | 0 | 0 | 0 | 0 | 0 | 0 | 0 | 0 | 0 | 0 | 0 | 0 | 0 | 0 | 0 | 0 | 0 | 0 | 0 | 0 | 0 | 0 | 0 | 0 | 742.9805 | 0 | 7305.5464 | 0 | 0 | 0 | 0 | 0 | 0 | 0 | 0 | 0 | 5671.5121 | 0 | 0 | 0 | 0 | 0 | 0 | 0 | 0 | 0 | 4402.9628 | 0 | 0 | 0 | 0 | 0 | 0 | 0 | 0 | 0 | 3418.1505 | 0
|  | 2049 | 0 | 0 | 0 | 0 | 0 | 0 | 0 | 0 | 0 | 0 | 0 | 0 | 0 | 0 | 0 | 0 | 0 | 0 | 0 | 0 | 0 | 0 | 0 | 0 | 0 | 0 | 0 | 0 | 742.9805 | 0 | 0 | 7305.5464 | 0 | 0 | 0 | 0 | 0 | 0 | 0 | 0 | 0 | 5671.5121 | 0 | 0 | 0 | 0 | 0 | 0 | 0 | 0 | 0 | 4402.9628 | 0 | 0 | 0 | 0 | 0 | 0 | 0 | 0 | 0 | 3418.1505
|  | 2050 | 0 | 0 | 0 | 0 | 0 | 0 | 0 | 0 | 0 | 0 | 0 | 0 | 0 | 0 | 0 | 0 | 0 | 0 | 0 | 0 | 0 | 0 | 0 | 0 | 0 | 0 | 0 | 0 | 742.9805 | 0 | 0 | 0 | 7305.5464 | 0 | 0 | 0 | 0 | 0 | 0 | 0 | 0 | 0 | 5671.5121 | 0 | 0 | 0 | 0 | 0 | 0 | 0 | 0 | 0 | 4402.9628 | 0 | 0 | 0 | 0 | 0 | 0 | 0 | 0 | 0
Replacement Cost Adder
| 2012 $/MW-wk |  |  | 2020 | 2021 | 2022 | 2023 | 2024 | 2025 | 2026 | 2027 | 2028 | 2029 | 2030 | 2031 | 2032 | 2033 | 2034 | 2035 | 2036 | 2037 | 2038 | 2039 | 2040 | 2041 | 2042 | 2043 | 2044 | 2045 | 2046 |  | 2047 | 2048 | 2049 | 2050
| Incentive Cost = |  |  | 37880.611 | 33622.9226 | 29702.9911 | 26103.1515 | 22806.4903 | 20588.6898 | 19527.8025 | 18514.0506 | 17545.5797 | 16620.6025 | 15478.6952 | 14848.5255 | 14241.1284 | 13655.7374 | 13091.6111 | 12548.0315 | 12024.3038 | 11519.7556 | 11033.7362 | 10730.7035 | 10435.889 | 10149.0722 | 9870.0384 | 9598.5784 | 9334.4889 | 9077.5717 | 8827.6341 |  | 8584.4885 | 8347.9523 | 8117.8476 | 7894.0015
|  |  | Levelized Cost | 2020 | 2021 | 2022 | 2023 | 2024 | 2025 | 2026 | 2027 | 2028 | 2029 | 2030 | 2031 | 2032 | 2033 | 2034 | 2035 | 2036 | 2037 | 2038 | 2039 | 2040 | 2041 | 2042 | 2043 | 2044 | 2045 | 2046 | Levelized | 2047 | 2048 | 2049 | 2050 | 2051 | 2052 | 2053 | 2054 | 2055 | 2056 | 2057 | 2058 | 2059 | 2060 | 2061 | 2062 | 2063 | 2064 | 2065 | 2066 | 2067 | 2068 | 2069 | 2070 | 2071 | 2072 | 2073 | 2074 | 2075 | 2076 | 2077 | 2078 | 2079
|  | 2020 | Levelized Cost | 7305.5464 | 0 | 0 | 0 | 0 | 0 | 0 | 0 | 0 | 0 | 21150.2072 | 0 | 0 | 0 | 0 | 0 | 0 | 0 | 0 | 0 | 14838.8518 | 0 | 0 | 0 | 0 | 0 | 0 | 0 | 0 | 0 | 0 | 11312.152 | 0 | 0 | 0 | 0 | 0 | 0 | 0 | 0 | 0 | 2653.6114 | 0 | 0 | 0 | 0 | 0 | 0 | 0 | 0 | 0 | 2060.0772 | 0 | 0 | 0 | 0 | 0 | 0 | 0 | 0 | 0
|  | 2021 | 0 | 0 | 7305.5464 | 0 | 0 | 0 | 0 | 0 | 0 | 0 | 0 | 0 | 20520.0376 | 0 | 0 | 0 | 0 | 0 | 0 | 0 | 0 | 0 | 14552.0351 | 0 | 0 | 0 | 0 | 0 | 0 | 0 | 0 | 0 | 0 | 3418.1505 | 0 | 0 | 0 | 0 | 0 | 0 | 0 | 0 | 0 | 2653.6114 | 0 | 0 | 0 | 0 | 0 | 0 | 0 | 0 | 0 | 2060.0772 | 0 | 0 | 0 | 0 | 0 | 0 | 0 | 0
|  | 2022 | 0 | 0 | 0 | 7305.5464 | 0 | 0 | 0 | 0 | 0 | 0 | 0 | 0 | 0 | 19912.6404 | 0 | 0 | 0 | 0 | 0 | 0 | 0 | 0 | 0 | 14273.0012 | 0 | 0 | 0 | 0 | 0 | 0 | 0 | 0 | 0 | 0 | 3418.1505 | 0 | 0 | 0 | 0 | 0 | 0 | 0 | 0 | 0 | 2653.6114 | 0 | 0 | 0 | 0 | 0 | 0 | 0 | 0 | 0 | 2060.0772 | 0 | 0 | 0 | 0 | 0 | 0 | 0
|  | 2023 | 0 | 0 | 0 | 0 | 7305.5464 | 0 | 0 | 0 | 0 | 0 | 0 | 0 | 0 | 0 | 19327.2495 | 0 | 0 | 0 | 0 | 0 | 0 | 0 | 0 | 0 | 14001.5412 | 0 | 0 | 0 | 0 | 0 | 0 | 0 | 0 | 0 | 0 | 3418.1505 | 0 | 0 | 0 | 0 | 0 | 0 | 0 | 0 | 0 | 2653.6114 | 0 | 0 | 0 | 0 | 0 | 0 | 0 | 0 | 0 | 2060.0772 | 0 | 0 | 0 | 0 | 0 | 0
|  | 2024 | 0 | 0 | 0 | 0 | 0 | 7305.5464 | 0 | 0 | 0 | 0 | 0 | 0 | 0 | 0 | 0 | 18763.1232 | 0 | 0 | 0 | 0 | 0 | 0 | 0 | 0 | 0 | 13737.4517 | 0 | 0 | 0 | 0 | 0 | 0 | 0 | 0 | 0 | 0 | 3418.1505 | 0 | 0 | 0 | 0 | 0 | 0 | 0 | 0 | 0 | 2653.6114 | 0 | 0 | 0 | 0 | 0 | 0 | 0 | 0 | 0 | 2060.0772 | 0 | 0 | 0 | 0 | 0
|  | 2025 | 0 | 0 | 0 | 0 | 0 | 0 | 7305.5464 | 0 | 0 | 0 | 0 | 0 | 0 | 0 | 0 | 0 | 18219.5435 | 0 | 0 | 0 | 0 | 0 | 0 | 0 | 0 | 0 | 13480.5345 | 0 | 0 | 0 | 0 | 0 | 0 | 0 | 0 | 0 | 0 | 3418.1505 | 0 | 0 | 0 | 0 | 0 | 0 | 0 | 0 | 0 | 2653.6114 | 0 | 0 | 0 | 0 | 0 | 0 | 0 | 0 | 0 | 2060.0772 | 0 | 0 | 0 | 0
|  | 2026 | 0 | 0 | 0 | 0 | 0 | 0 | 0 | 7305.5464 | 0 | 0 | 0 | 0 | 0 | 0 | 0 | 0 | 0 | 17695.8159 | 0 | 0 | 0 | 0 | 0 | 0 | 0 | 0 | 0 | 13230.5969 | 0 | 0 | 0 | 0 | 0 | 0 | 0 | 0 | 0 | 0 | 3418.1505 | 0 | 0 | 0 | 0 | 0 | 0 | 0 | 0 | 0 | 2653.6114 | 0 | 0 | 0 | 0 | 0 | 0 | 0 | 0 | 0 | 2060.0772 | 0 | 0 | 0
|  | 2027 | 0 | 0 | 0 | 0 | 0 | 0 | 0 | 0 | 7305.5464 | 0 | 0 | 0 | 0 | 0 | 0 | 0 | 0 | 0 | 17191.2677 | 0 | 0 | 0 | 0 | 0 | 0 | 0 | 0 | 0 | 1558.2339 | 12987.4514 | 0 | 0 | 0 | 0 | 0 | 0 | 0 | 0 | 0 | 3418.1505 | 0 | 0 | 0 | 0 | 0 | 0 | 0 | 0 | 0 | 2653.6114 | 0 | 0 | 0 | 0 | 0 | 0 | 0 | 0 | 0 | 2060.0772 | 0 | 0
|  | 2028 | 0 | 0 | 0 | 0 | 0 | 0 | 0 | 0 | 0 | 7305.5464 | 0 | 0 | 0 | 0 | 0 | 0 | 0 | 0 | 0 | 16705.2483 | 0 | 0 | 0 | 0 | 0 | 0 | 0 | 0 | 1359.7024 | 0 | 12750.9151 | 0 | 0 | 0 | 0 | 0 | 0 | 0 | 0 | 0 | 3418.1505 | 0 | 0 | 0 | 0 | 0 | 0 | 0 | 0 | 0 | 2653.6114 | 0 | 0 | 0 | 0 | 0 | 0 | 0 | 0 | 0 | 2060.0772 | 0
|  | 2029 | 0 | 0 | 0 | 0 | 0 | 0 | 0 | 0 | 0 | 0 | 7305.5464 | 0 | 0 | 0 | 0 | 0 | 0 | 0 | 0 | 0 | 16402.2155 | 0 | 0 | 0 | 0 | 0 | 0 | 0 | 1196.3807 | 0 | 0 | 12520.8104 | 0 | 0 | 0 | 0 | 0 | 0 | 0 | 0 | 0 | 3418.1505 | 0 | 0 | 0 | 0 | 0 | 0 | 0 | 0 | 0 | 2653.6114 | 0 | 0 | 0 | 0 | 0 | 0 | 0 | 0 | 0 | 2060.0772
|  | 2030 | 0 | 0 | 0 | 0 | 0 | 0 | 0 | 0 | 0 | 0 | 0 | 7305.5464 | 0 | 0 | 0 | 0 | 0 | 0 | 0 | 0 | 0 | 16107.4011 | 0 | 0 | 0 | 0 | 0 | 0 | 1060.0648 | 0 | 0 | 0 | 12296.9643 | 0 | 0 | 0 | 0 | 0 | 0 | 0 | 0 | 0 | 3418.1505 | 0 | 0 | 0 | 0 | 0 | 0 | 0 | 0 | 0 | 2653.6114 | 0 | 0 | 0 | 0 | 0 | 0 | 0 | 0 | 0
|  | 2031 | 0 | 0 | 0 | 0 | 0 | 0 | 0 | 0 | 0 | 0 | 0 | 0 | 7305.5464 | 0 | 0 | 0 | 0 | 0 | 0 | 0 | 0 | 0 | 15820.5843 | 0 | 0 | 0 | 0 | 0 | 344.4223 | 0 | 0 | 0 | 0 | 4402.9628 | 0 | 0 | 0 | 0 | 0 | 0 | 0 | 0 | 0 | 3418.1505 | 0 | 0 | 0 | 0 | 0 | 0 | 0 | 0 | 0 | 2653.6114 | 0 | 0 | 0 | 0 | 0 | 0 | 0 | 0
|  | 2032 | 0 | 0 | 0 | 0 | 0 | 0 | 0 | 0 | 0 | 0 | 0 | 0 | 0 | 7305.5464 | 0 | 0 | 0 | 0 | 0 | 0 | 0 | 0 | 0 | 15541.5505 | 0 | 0 | 0 | 0 | 314.0953 | 0 | 0 | 0 | 0 | 0 | 4402.9628 | 0 | 0 | 0 | 0 | 0 | 0 | 0 | 0 | 0 | 3418.1505 | 0 | 0 | 0 | 0 | 0 | 0 | 0 | 0 | 0 | 2653.6114 | 0 | 0 | 0 | 0 | 0 | 0 | 0
|  | 2033 | 0 | 0 | 0 | 0 | 0 | 0 | 0 | 0 | 0 | 0 | 0 | 0 | 0 | 0 | 7305.5464 | 0 | 0 | 0 | 0 | 0 | 0 | 0 | 0 | 0 | 15270.0905 | 0 | 0 | 0 | 287.6758 | 0 | 0 | 0 | 0 | 0 | 0 | 4402.9628 | 0 | 0 | 0 | 0 | 0 | 0 | 0 | 0 | 0 | 3418.1505 | 0 | 0 | 0 | 0 | 0 | 0 | 0 | 0 | 0 | 2653.6114 | 0 | 0 | 0 | 0 | 0 | 0
|  | 2034 | 0 | 0 | 0 | 0 | 0 | 0 | 0 | 0 | 0 | 0 | 0 | 0 | 0 | 0 | 0 | 7305.5464 | 0 | 0 | 0 | 0 | 0 | 0 | 0 | 0 | 0 | 15006.0009 | 0 | 0 | 264.4735 | 0 | 0 | 0 | 0 | 0 | 0 | 0 | 4402.9628 | 0 | 0 | 0 | 0 | 0 | 0 | 0 | 0 | 0 | 3418.1505 | 0 | 0 | 0 | 0 | 0 | 0 | 0 | 0 | 0 | 2653.6114 | 0 | 0 | 0 | 0 | 0
|  | 2035 | 0 | 0 | 0 | 0 | 0 | 0 | 0 | 0 | 0 | 0 | 0 | 0 | 0 | 0 | 0 | 0 | 7305.5464 | 0 | 0 | 0 | 0 | 0 | 0 | 0 | 0 | 0 | 14749.0838 | 0 | 243.9517 | 0 | 0 | 0 | 0 | 0 | 0 | 0 | 0 | 4402.9628 | 0 | 0 | 0 | 0 | 0 | 0 | 0 | 0 | 0 | 3418.1505 | 0 | 0 | 0 | 0 | 0 | 0 | 0 | 0 | 0 | 2653.6114 | 0 | 0 | 0 | 0
|  | 2036 | 0 | 0 | 0 | 0 | 0 | 0 | 0 | 0 | 0 | 0 | 0 | 0 | 0 | 0 | 0 | 0 | 0 | 7305.5464 | 0 | 0 | 0 | 0 | 0 | 0 | 0 | 0 | 0 | 14499.1462 | 225.6865 | 0 | 0 | 0 | 0 | 0 | 0 | 0 | 0 | 0 | 4402.9628 | 0 | 0 | 0 | 0 | 0 | 0 | 0 | 0 | 0 | 3418.1505 | 0 | 0 | 0 | 0 | 0 | 0 | 0 | 0 | 0 | 2653.6114 | 0 | 0 | 0
|  | 2037 | 0 | 0 | 0 | 0 | 0 | 0 | 0 | 0 | 0 | 0 | 0 | 0 | 0 | 0 | 0 | 0 | 0 | 0 | 7305.5464 | 0 | 0 | 0 | 0 | 0 | 0 | 0 | 0 | 0 | 1241.9715 | 14256.0006 | 0 | 0 | 0 | 0 | 0 | 0 | 0 | 0 | 0 | 4402.9628 | 0 | 0 | 0 | 0 | 0 | 0 | 0 | 0 | 0 | 3418.1505 | 0 | 0 | 0 | 0 | 0 | 0 | 0 | 0 | 0 | 2653.6114 | 0 | 0
|  | 2038 | 0 | 0 | 0 | 0 | 0 | 0 | 0 | 0 | 0 | 0 | 0 | 0 | 0 | 0 | 0 | 0 | 0 | 0 | 0 | 7305.5464 | 0 | 0 | 0 | 0 | 0 | 0 | 0 | 0 | 1138.802 | 0 | 14019.4644 | 0 | 0 | 0 | 0 | 0 | 0 | 0 | 0 | 0 | 4402.9628 | 0 | 0 | 0 | 0 | 0 | 0 | 0 | 0 | 0 | 3418.1505 | 0 | 0 | 0 | 0 | 0 | 0 | 0 | 0 | 0 | 2653.6114 | 0
|  | 2039 | 0 | 0 | 0 | 0 | 0 | 0 | 0 | 0 | 0 | 0 | 0 | 0 | 0 | 0 | 0 | 0 | 0 | 0 | 0 | 0 | 7305.5464 | 0 | 0 | 0 | 0 | 0 | 0 | 0 | 1046.6259 | 0 | 0 | 13789.3597 | 0 | 0 | 0 | 0 | 0 | 0 | 0 | 0 | 0 | 4402.9628 | 0 | 0 | 0 | 0 | 0 | 0 | 0 | 0 | 0 | 3418.1505 | 0 | 0 | 0 | 0 | 0 | 0 | 0 | 0 | 0 | 2653.6114
|  | 2040 | 0 | 0 | 0 | 0 | 0 | 0 | 0 | 0 | 0 | 0 | 0 | 0 | 0 | 0 | 0 | 0 | 0 | 0 | 0 | 0 | 0 | 7305.5464 | 0 | 0 | 0 | 0 | 0 | 0 | 963.9489 | 0 | 0 | 0 | 13565.5136 | 0 | 0 | 0 | 0 | 0 | 0 | 0 | 0 | 0 | 4402.9628 | 0 | 0 | 0 | 0 | 0 | 0 | 0 | 0 | 0 | 3418.1505 | 0 | 0 | 0 | 0 | 0 | 0 | 0 | 0 | 0
|  | 2041 | 0 | 0 | 0 | 0 | 0 | 0 | 0 | 0 | 0 | 0 | 0 | 0 | 0 | 0 | 0 | 0 | 0 | 0 | 0 | 0 | 0 | 0 | 7305.5464 | 0 | 0 | 0 | 0 | 0 | 469.0128 | 0 | 0 | 0 | 0 | 5671.5121 | 0 | 0 | 0 | 0 | 0 | 0 | 0 | 0 | 0 | 4402.9628 | 0 | 0 | 0 | 0 | 0 | 0 | 0 | 0 | 0 | 3418.1505 | 0 | 0 | 0 | 0 | 0 | 0 | 0 | 0
|  | 2042 | 0 | 0 | 0 | 0 | 0 | 0 | 0 | 0 | 0 | 0 | 0 | 0 | 0 | 0 | 0 | 0 | 0 | 0 | 0 | 0 | 0 | 0 | 0 | 7305.5464 | 0 | 0 | 0 | 0 | 439.3082 | 0 | 0 | 0 | 0 | 0 | 5671.5121 | 0 | 0 | 0 | 0 | 0 | 0 | 0 | 0 | 0 | 4402.9628 | 0 | 0 | 0 | 0 | 0 | 0 | 0 | 0 | 0 | 3418.1505 | 0 | 0 | 0 | 0 | 0 | 0 | 0
|  | 2043 | 0 | 0 | 0 | 0 | 0 | 0 | 0 | 0 | 0 | 0 | 0 | 0 | 0 | 0 | 0 | 0 | 0 | 0 | 0 | 0 | 0 | 0 | 0 | 0 | 7305.5464 | 0 | 0 | 0 | 412.0867 | 0 | 0 | 0 | 0 | 0 | 0 | 5671.5121 | 0 | 0 | 0 | 0 | 0 | 0 | 0 | 0 | 0 | 4402.9628 | 0 | 0 | 0 | 0 | 0 | 0 | 0 | 0 | 0 | 3418.1505 | 0 | 0 | 0 | 0 | 0 | 0
|  | 2044 | 0 | 0 | 0 | 0 | 0 | 0 | 0 | 0 | 0 | 0 | 0 | 0 | 0 | 0 | 0 | 0 | 0 | 0 | 0 | 0 | 0 | 0 | 0 | 0 | 0 | 7305.5464 | 0 | 0 | 387.0708 | 0 | 0 | 0 | 0 | 0 | 0 | 0 | 5671.5121 | 0 | 0 | 0 | 0 | 0 | 0 | 0 | 0 | 0 | 4402.9628 | 0 | 0 | 0 | 0 | 0 | 0 | 0 | 0 | 0 | 3418.1505 | 0 | 0 | 0 | 0 | 0
|  | 2045 | 0 | 0 | 0 | 0 | 0 | 0 | 0 | 0 | 0 | 0 | 0 | 0 | 0 | 0 | 0 | 0 | 0 | 0 | 0 | 0 | 0 | 0 | 0 | 0 | 0 | 0 | 7305.5464 | 0 | 364.0223 | 0 | 0 | 0 | 0 | 0 | 0 | 0 | 0 | 5671.5121 | 0 | 0 | 0 | 0 | 0 | 0 | 0 | 0 | 0 | 4402.9628 | 0 | 0 | 0 | 0 | 0 | 0 | 0 | 0 | 0 | 3418.1505 | 0 | 0 | 0 | 0
|  | 2046 | 0 | 0 | 0 | 0 | 0 | 0 | 0 | 0 | 0 | 0 | 0 | 0 | 0 | 0 | 0 | 0 | 0 | 0 | 0 | 0 | 0 | 0 | 0 | 0 | 0 | 0 | 0 | 7305.5464 | 342.7363 | 0 | 0 | 0 | 0 | 0 | 0 | 0 | 0 | 0 | 5671.5121 | 0 | 0 | 0 | 0 | 0 | 0 | 0 | 0 | 0 | 4402.9628 | 0 | 0 | 0 | 0 | 0 | 0 | 0 | 0 | 0 | 3418.1505 | 0 | 0 | 0
|  | 2047 | 0 | 0 | 0 | 0 | 0 | 0 | 0 | 0 | 0 | 0 | 0 | 0 | 0 | 0 | 0 | 0 | 0 | 0 | 0 | 0 | 0 | 0 | 0 | 0 | 0 | 0 | 0 | 0 | 742.9805 | 7305.5464 | 0 | 0 | 0 | 0 | 0 | 0 | 0 | 0 | 0 | 5671.5121 | 0 | 0 | 0 | 0 | 0 | 0 | 0 | 0 | 0 | 4402.9628 | 0 | 0 | 0 | 0 | 0 | 0 | 0 | 0 | 0 | 3418.1505 | 0 | 0
|  | 2048 | 0 | 0 | 0 | 0 | 0 | 0 | 0 | 0 | 0 | 0 | 0 | 0 | 0 | 0 | 0 | 0 | 0 | 0 | 0 | 0 | 0 | 0 | 0 | 0 | 0 | 0 | 0 | 0 | 742.9805 | 0 | 7305.5464 | 0 | 0 | 0 | 0 | 0 | 0 | 0 | 0 | 0 | 5671.5121 | 0 | 0 | 0 | 0 | 0 | 0 | 0 | 0 | 0 | 4402.9628 | 0 | 0 | 0 | 0 | 0 | 0 | 0 | 0 | 0 | 3418.1505 | 0
|  | 2049 | 0 | 0 | 0 | 0 | 0 | 0 | 0 | 0 | 0 | 0 | 0 | 0 | 0 | 0 | 0 | 0 | 0 | 0 | 0 | 0 | 0 | 0 | 0 | 0 | 0 | 0 | 0 | 0 | 742.9805 | 0 | 0 | 7305.5464 | 0 | 0 | 0 | 0 | 0 | 0 | 0 | 0 | 0 | 5671.5121 | 0 | 0 | 0 | 0 | 0 | 0 | 0 | 0 | 0 | 4402.9628 | 0 | 0 | 0 | 0 | 0 | 0 | 0 | 0 | 0 | 3418.1505
|  | 2050 | 0 | 0 | 0 | 0 | 0 | 0 | 0 | 0 | 0 | 0 | 0 | 0 | 0 | 0 | 0 | 0 | 0 | 0 | 0 | 0 | 0 | 0 | 0 | 0 | 0 | 0 | 0 | 0 | 742.9805 | 0 | 0 | 0 | 7305.5464 | 0 | 0 | 0 | 0 | 0 | 0 | 0 | 0 | 0 | 5671.5121 | 0 | 0 | 0 | 0 | 0 | 0 | 0 | 0 | 0 | 4402.9628 | 0 | 0 | 0 | 0 | 0 | 0 | 0 | 0 | 0

## C&I Battery Install Incentive
C&I Battery Install Incentive FINANCIALS
($ 1000s Unless Otherwise Indicated)
| Calendar Year of Fin. Close |  |  | 2020 | 2021 | 2022 | 2023 | 2024 | 2025 | 2026 | 2027 | 2028 | 2029 | 2030 | 2031 | 2032 | 2033 | 2034 | 2035 | 2036 | 2037 | 2038 | 2039 | 2040 | 2041 | 2042 | 2043 | 2044 | 2045 | 2046 | 2047 | 2048 | 2049 | 2050 | 2051 | 2052 | 2053 | 2054 | 2055 | 2056 | 2057 | 2058 | 2059 | 2060 | 2061 | 2062 | 2063 | 2064 | 2065 | 2066 | 2067 | 2068 | 2069 | 2070 | 2071 | 2072 | 2073 | 2074 | 2075
| Operating Year |  | 0 | 1 | 2 | 3 | 4 | 5 | 6 | 7 | 8 | 9 | 10 | 11 | 12 | 13 | 14 | 15 | 16 | 17 | 18 | 19 | 20 | 21 | 22 | 23 | 24 | 25 | 26 | 27 | 28 | 29 | 30 | 31 | 32 | 33 | 34 | 35 | 36 | 37 | 38 | 39 | 40 | 41 | 42 | 43 | 44 | 45 | 46 | 47 | 48 | 49 | 50 | 51 | 52 | 53 | 54 | 55 | 56
| Calendar Year | Capital Invest.
| 2020 | 0
| Gross plant |  | 2020 1: 0; 2021 2: 0; 2022 3: 0; 2023 4: 0; 2024 5: 0; 2025 6: 0; 2026 7: 0; 2027 8: 0; 2028 9: 0; 2029 10: 0; 2030 11: 0; 2031 12: 0; 2032 13: 0; 2033 14: 0; 2034 15: 0; 2035 16: 0; 2036 17: 0; 2037 18: 0; 2038 19: 0; 2039 20: 0; 2040 21: 0; 2041 22: 0; 2042 23: 0; 2043 24: 0; 2044 25: 0; 2045 26: 0; 2046 27: 0; 2047 28: 0; 2048 29: 0; 2049 30: 0
| Accumulated Depreciation |  | 2020 1: 0; 2021 2: 0; 2022 3: 0; 2023 4: 0; 2024 5: 0; 2025 6: 0; 2026 7: 0; 2027 8: 0; 2028 9: 0; 2029 10: 0; 2030 11: 0; 2031 12: 0; 2032 13: 0; 2033 14: 0; 2034 15: 0; 2035 16: 0; 2036 17: 0; 2037 18: 0; 2038 19: 0; 2039 20: 0; 2040 21: 0; 2041 22: 0; 2042 23: 0; 2043 24: 0; 2044 25: 0; 2045 26: 0; 2046 27: 0; 2047 28: 0; 2048 29: 0; 2049 30: 0
| Net book value |  | 2020 1: 0; 2021 2: 0; 2022 3: 0; 2023 4: 0; 2024 5: 0; 2025 6: 0; 2026 7: 0; 2027 8: 0; 2028 9: 0; 2029 10: 0; 2030 11: 0; 2031 12: 0; 2032 13: 0; 2033 14: 0; 2034 15: 0; 2035 16: 0; 2036 17: 0; 2037 18: 0; 2038 19: 0; 2039 20: 0; 2040 21: 0; 2041 22: 0; 2042 23: 0; 2043 24: 0; 2044 25: 0; 2045 26: 0; 2046 27: 0; 2047 28: 0; 2048 29: 0; 2049 30: 0
| Accumulated deferred income tax |  | 2020 1: 0; 2021 2: 0; 2022 3: 0; 2023 4: 0; 2024 5: 0; 2025 6: 0; 2026 7: 0; 2027 8: 0; 2028 9: 0; 2029 10: 0; 2030 11: 0; 2031 12: 0; 2032 13: 0; 2033 14: 0; 2034 15: 0; 2035 16: 0; 2036 17: 0; 2037 18: 0; 2038 19: 0; 2039 20: 0; 2040 21: 0; 2041 22: 0; 2042 23: 0; 2043 24: 0; 2044 25: 0; 2045 26: 0; 2046 27: 0; 2047 28: 0; 2048 29: 0; 2049 30: 0
| Rate Base |  | 2020 1: 0; 2021 2: 0; 2022 3: 0; 2023 4: 0; 2024 5: 0; 2025 6: 0; 2026 7: 0; 2027 8: 0; 2028 9: 0; 2029 10: 0; 2030 11: 0; 2031 12: 0; 2032 13: 0; 2033 14: 0; 2034 15: 0; 2035 16: 0; 2036 17: 0; 2037 18: 0; 2038 19: 0; 2039 20: 0; 2040 21: 0; 2041 22: 0; 2042 23: 0; 2043 24: 0; 2044 25: 0; 2045 26: 0; 2046 27: 0; 2047 28: 0; 2048 29: 0; 2049 30: 0
| Average rate base |  | 2020 1: 0; 2021 2: 0; 2022 3: 0; 2023 4: 0; 2024 5: 0; 2025 6: 0; 2026 7: 0; 2027 8: 0; 2028 9: 0; 2029 10: 0; 2030 11: 0; 2031 12: 0; 2032 13: 0; 2033 14: 0; 2034 15: 0; 2035 16: 0; 2036 17: 0; 2037 18: 0; 2038 19: 0; 2039 20: 0; 2040 21: 0; 2041 22: 0; 2042 23: 0; 2043 24: 0; 2044 25: 0; 2045 26: 0; 2046 27: 0; 2047 28: 0; 2048 29: 0; 2049 30: 0
| Pre-tax Return | 0.086076 | 2020 1: 0; 2021 2: 0; 2022 3: 0; 2023 4: 0; 2024 5: 0; 2025 6: 0; 2026 7: 0; 2027 8: 0; 2028 9: 0; 2029 10: 0; 2030 11: 0; 2031 12: 0; 2032 13: 0; 2033 14: 0; 2034 15: 0; 2035 16: 0; 2036 17: 0; 2037 18: 0; 2038 19: 0; 2039 20: 0; 2040 21: 0; 2041 22: 0; 2042 23: 0; 2043 24: 0; 2044 25: 0; 2045 26: 0; 2046 27: 0; 2047 28: 0; 2048 29: 0; 2049 30: 0
| Book Depreciation |  | 2020 1: 0; 2021 2: 0; 2022 3: 0; 2023 4: 0; 2024 5: 0; 2025 6: 0; 2026 7: 0; 2027 8: 0; 2028 9: 0; 2029 10: 0; 2030 11: 0; 2031 12: 0; 2032 13: 0; 2033 14: 0; 2034 15: 0; 2035 16: 0; 2036 17: 0; 2037 18: 0; 2038 19: 0; 2039 20: 0; 2040 21: 0; 2041 22: 0; 2042 23: 0; 2043 24: 0; 2044 25: 0; 2045 26: 0; 2046 27: 0; 2047 28: 0; 2048 29: 0; 2049 30: 0
| Insurance |  | 2020 1: 0; 2021 2: 0; 2022 3: 0; 2023 4: 0; 2024 5: 0; 2025 6: 0; 2026 7: 0; 2027 8: 0; 2028 9: 0; 2029 10: 0; 2030 11: 0; 2031 12: 0; 2032 13: 0; 2033 14: 0; 2034 15: 0; 2035 16: 0; 2036 17: 0; 2037 18: 0; 2038 19: 0; 2039 20: 0; 2040 21: 0; 2041 22: 0; 2042 23: 0; 2043 24: 0; 2044 25: 0; 2045 26: 0; 2046 27: 0; 2047 28: 0; 2048 29: 0; 2049 30: 0
| Property Taxes |  | 2020 1: 0; 2021 2: 0; 2022 3: 0; 2023 4: 0; 2024 5: 0; 2025 6: 0; 2026 7: 0; 2027 8: 0; 2028 9: 0; 2029 10: 0; 2030 11: 0; 2031 12: 0; 2032 13: 0; 2033 14: 0; 2034 15: 0; 2035 16: 0; 2036 17: 0; 2037 18: 0; 2038 19: 0; 2039 20: 0; 2040 21: 0; 2041 22: 0; 2042 23: 0; 2043 24: 0; 2044 25: 0; 2045 26: 0; 2046 27: 0; 2047 28: 0; 2048 29: 0; 2049 30: 0
| Revenue Requirement |  | 2020 1: 0; 2021 2: 0; 2022 3: 0; 2023 4: 0; 2024 5: 0; 2025 6: 0; 2026 7: 0; 2027 8: 0; 2028 9: 0; 2029 10: 0; 2030 11: 0; 2031 12: 0; 2032 13: 0; 2033 14: 0; 2034 15: 0; 2035 16: 0; 2036 17: 0; 2037 18: 0; 2038 19: 0; 2039 20: 0; 2040 21: 0; 2041 22: 0; 2042 23: 0; 2043 24: 0; 2044 25: 0; 2045 26: 0; 2046 27: 0; 2047 28: 0; 2048 29: 0; 2049 30: 0
| Book Depreciation |  | 2020 1: 0; 2021 2: 0; 2022 3: 0; 2023 4: 0; 2024 5: 0; 2025 6: 0; 2026 7: 0; 2027 8: 0; 2028 9: 0; 2029 10: 0; 2030 11: 0; 2031 12: 0; 2032 13: 0; 2033 14: 0; 2034 15: 0; 2035 16: 0; 2036 17: 0; 2037 18: 0; 2038 19: 0; 2039 20: 0; 2040 21: 0; 2041 22: 0; 2042 23: 0; 2043 24: 0; 2044 25: 0; 2045 26: 0; 2046 27: 0; 2047 28: 0; 2048 29: 0; 2049 30: 0
| Tax Depreciation |  | 2020 1: 0; 2021 2: 0; 2022 3: 0; 2023 4: 0; 2024 5: 0; 2025 6: 0; 2026 7: 0; 2027 8: 0; 2028 9: 0; 2029 10: 0; 2030 11: 0; 2031 12: 0; 2032 13: 0; 2033 14: 0; 2034 15: 0; 2035 16: 0; 2036 17: 0; 2037 18: 0; 2038 19: 0; 2039 20: 0; 2040 21: 0; 2041 22: 0; 2042 23: 0; 2043 24: 0; 2044 25: 0; 2045 26: 0; 2046 27: 0; 2047 28: 0; 2048 29: 0; 2049 30: 0
| Difference between book and tax |  | 2020 1: 0; 2021 2: 0; 2022 3: 0; 2023 4: 0; 2024 5: 0; 2025 6: 0; 2026 7: 0; 2027 8: 0; 2028 9: 0; 2029 10: 0; 2030 11: 0; 2031 12: 0; 2032 13: 0; 2033 14: 0; 2034 15: 0; 2035 16: 0; 2036 17: 0; 2037 18: 0; 2038 19: 0; 2039 20: 0; 2040 21: 0; 2041 22: 0; 2042 23: 0; 2043 24: 0; 2044 25: 0; 2045 26: 0; 2046 27: 0; 2047 28: 0; 2048 29: 0; 2049 30: 0
| Tax rate |  | 2020 1: 0; 2021 2: 0; 2022 3: 0; 2023 4: 0; 2024 5: 0; 2025 6: 0; 2026 7: 0; 2027 8: 0; 2028 9: 0; 2029 10: 0; 2030 11: 0; 2031 12: 0; 2032 13: 0; 2033 14: 0; 2034 15: 0; 2035 16: 0; 2036 17: 0; 2037 18: 0; 2038 19: 0; 2039 20: 0; 2040 21: 0; 2041 22: 0; 2042 23: 0; 2043 24: 0; 2044 25: 0; 2045 26: 0; 2046 27: 0; 2047 28: 0; 2048 29: 0; 2049 30: 0
Depreciation Tables
|  | 5 | 2020 1: 20%; 2021 2: 32%; 2022 3: 19.2%; 2023 4: 11.52%; 2024 5: 11.52%; 2025 6: 5.76%; 2026 7: 0%; 2027 8: 0%; 2028 9: 0%; 2029 10: 0%; 2030 11: 0%; 2031 12: 0%; 2032 13: 0%; 2033 14: 0%; 2034 15: 0%; 2035 16: 0%; 2036 17: 0%; 2037 18: 0%; 2038 19: 0%; 2039 20: 0%; 2040 21: 0%
|  | 5 | 0: 1; 2020 1: 20%; 2021 2: 32%; 2022 3: 19.2%; 2023 4: 11.52%; 2024 5: 11.52%; 2025 6: 5.76%
|  | 10 | 0: 0; 2020 1: 10%; 2021 2: 18%; 2022 3: 14.4%; 2023 4: 11.52%; 2024 5: 9.22%; 2025 6: 7.37%; 2026 7: 6.55%; 2027 8: 6.55%; 2028 9: 6.56%; 2029 10: 6.55%; 2030 11: 3.28%
|  | 15 | 0: 0; 2020 1: 5%; 2021 2: 9.5%; 2022 3: 8.55%; 2023 4: 7.7%; 2024 5: 6.93%; 2025 6: 6.23%; 2026 7: 5.9%; 2027 8: 5.9%; 2028 9: 5.91%; 2029 10: 5.9%; 2030 11: 5.91%; 2031 12: 5.9%; 2032 13: 5.91%; 2033 14: 5.9%; 2034 15: 5.91%; 2035 16: 2.95%
|  | 20 | 0: 0; 2020 1: 3.75%; 2021 2: 7.219%; 2022 3: 6.677%; 2023 4: 6.177%; 2024 5: 5.713%; 2025 6: 5.285%; 2026 7: 4.888%; 2027 8: 4.522%; 2028 9: 4.462%; 2029 10: 4.461%; 2030 11: 4.462%; 2031 12: 4.461%; 2032 13: 4.462%; 2033 14: 4.461%; 2034 15: 4.462%; 2035 16: 4.461%; 2036 17: 4.462%; 2037 18: 4.461%; 2038 19: 4.462%; 2039 20: 4.461%; 2040 21: 2.231%
Revenue Requirement by vintage year
2012 $000
|  |  |  | 2020 | 2021 | 2022 | 2023 | 2024 | 2025 | 2026 | 2027 | 2028 | 2029 | 2030 | 2031 | 2032 | 2033 | 2034 | 2035 | 2036 | 2037 | 2038 | 2039 | 2040 | 2041 | 2042 | 2043 | 2044 | 2045 | 2046 | 2047 | 2048 | 2049 | 2050 | 2051 | 2052 | 2053 | 2054 | 2055 | 2056 | 2057 | 2058 | 2059 | 2060 | 2061 | 2062 | 2063 | 2064 | 2065 | 2066 | 2067 | 2068 | 2069 | 2070 | 2071 | 2072 | 2073 | 2074 | 2075
|  | 2020 | 0% | 0 | 0 | 0 | 0 | 0 | 0 | 0 | 0 | 0 | 0 | 0 | 0 | 0 | 0 | 0 | 0 | 0 | 0 | 0 | 0 | 0 | 0 | 0 | 0 | 0 | 0 | 0 | 0 | 0 | 0 | 0 | 0 | 0 | 0 | 0 | 0 | 0 | 0 | 0 | 0 | 0 | 0 | 0 | 0 | 0 | 0 | 0 | 0 | 0 | 0 | 0 | 0 | 0 | 0 | 0 | 0
|  | 2021 | 0% |  | 0 | 0 | 0 | 0 | 0 | 0 | 0 | 0 | 0 | 0 | 0 | 0 | 0 | 0 | 0 | 0 | 0 | 0 | 0 | 0 | 0 | 0 | 0 | 0 | 0 | 0 | 0 | 0 | 0 | 0 | 0 | 0 | 0 | 0 | 0 | 0 | 0 | 0 | 0 | 0 | 0 | 0 | 0 | 0 | 0 | 0 | 0 | 0 | 0 | 0 | 0 | 0 | 0 | 0 | 0
|  | 2022 | 0% |  |  | 0 | 0 | 0 | 0 | 0 | 0 | 0 | 0 | 0 | 0 | 0 | 0 | 0 | 0 | 0 | 0 | 0 | 0 | 0 | 0 | 0 | 0 | 0 | 0 | 0 | 0 | 0 | 0 | 0 | 0 | 0 | 0 | 0 | 0 | 0 | 0 | 0 | 0 | 0 | 0 | 0 | 0 | 0 | 0 | 0 | 0 | 0 | 0 | 0 | 0 | 0 | 0 | 0 | 0
|  | 2023 | 0% |  |  |  | 0 | 0 | 0 | 0 | 0 | 0 | 0 | 0 | 0 | 0 | 0 | 0 | 0 | 0 | 0 | 0 | 0 | 0 | 0 | 0 | 0 | 0 | 0 | 0 | 0 | 0 | 0 | 0 | 0 | 0 | 0 | 0 | 0 | 0 | 0 | 0 | 0 | 0 | 0 | 0 | 0 | 0 | 0 | 0 | 0 | 0 | 0 | 0 | 0 | 0 | 0 | 0 | 0
|  | 2024 | 0% |  |  |  |  | 0 | 0 | 0 | 0 | 0 | 0 | 0 | 0 | 0 | 0 | 0 | 0 | 0 | 0 | 0 | 0 | 0 | 0 | 0 | 0 | 0 | 0 | 0 | 0 | 0 | 0 | 0 | 0 | 0 | 0 | 0 | 0 | 0 | 0 | 0 | 0 | 0 | 0 | 0 | 0 | 0 | 0 | 0 | 0 | 0 | 0 | 0 | 0 | 0 | 0 | 0 | 0
|  | 2025 | 0% | [5 empty] | 0 | 0 | 0 | 0 | 0 | 0 | 0 | 0 | 0 | 0 | 0 | 0 | 0 | 0 | 0 | 0 | 0 | 0 | 0 | 0 | 0 | 0 | 0 | 0 | 0 | 0 | 0 | 0 | 0 | 0 | 0 | 0 | 0 | 0 | 0 | 0 | 0 | 0 | 0 | 0 | 0 | 0 | 0 | 0 | 0 | 0 | 0 | 0 | 0 | 0 | 0
|  | 2026 | 0% | [6 empty] | 0 | 0 | 0 | 0 | 0 | 0 | 0 | 0 | 0 | 0 | 0 | 0 | 0 | 0 | 0 | 0 | 0 | 0 | 0 | 0 | 0 | 0 | 0 | 0 | 0 | 0 | 0 | 0 | 0 | 0 | 0 | 0 | 0 | 0 | 0 | 0 | 0 | 0 | 0 | 0 | 0 | 0 | 0 | 0 | 0 | 0 | 0 | 0 | 0 | 0
|  | 2027 | 0% | [7 empty] | 0 | 0 | 0 | 0 | 0 | 0 | 0 | 0 | 0 | 0 | 0 | 0 | 0 | 0 | 0 | 0 | 0 | 0 | 0 | 0 | 0 | 0 | 0 | 0 | 0 | 0 | 0 | 0 | 0 | 0 | 0 | 0 | 0 | 0 | 0 | 0 | 0 | 0 | 0 | 0 | 0 | 0 | 0 | 0 | 0 | 0 | 0 | 0 | 0
|  | 2028 | 0% | [8 empty] | 0 | 0 | 0 | 0 | 0 | 0 | 0 | 0 | 0 | 0 | 0 | 0 | 0 | 0 | 0 | 0 | 0 | 0 | 0 | 0 | 0 | 0 | 0 | 0 | 0 | 0 | 0 | 0 | 0 | 0 | 0 | 0 | 0 | 0 | 0 | 0 | 0 | 0 | 0 | 0 | 0 | 0 | 0 | 0 | 0 | 0 | 0 | 0
|  | 2029 | 0% | [9 empty] | 0 | 0 | 0 | 0 | 0 | 0 | 0 | 0 | 0 | 0 | 0 | 0 | 0 | 0 | 0 | 0 | 0 | 0 | 0 | 0 | 0 | 0 | 0 | 0 | 0 | 0 | 0 | 0 | 0 | 0 | 0 | 0 | 0 | 0 | 0 | 0 | 0 | 0 | 0 | 0 | 0 | 0 | 0 | 0 | 0 | 0 | 0
|  | 2030 | 0% | [10 empty] | 0 | 0 | 0 | 0 | 0 | 0 | 0 | 0 | 0 | 0 | 0 | 0 | 0 | 0 | 0 | 0 | 0 | 0 | 0 | 0 | 0 | 0 | 0 | 0 | 0 | 0 | 0 | 0 | 0 | 0 | 0 | 0 | 0 | 0 | 0 | 0 | 0 | 0 | 0 | 0 | 0 | 0 | 0 | 0 | 0 | 0
|  | 2031 | 0% | [11 empty] | 0 | 0 | 0 | 0 | 0 | 0 | 0 | 0 | 0 | 0 | 0 | 0 | 0 | 0 | 0 | 0 | 0 | 0 | 0 | 0 | 0 | 0 | 0 | 0 | 0 | 0 | 0 | 0 | 0 | 0 | 0 | 0 | 0 | 0 | 0 | 0 | 0 | 0 | 0 | 0 | 0 | 0 | 0 | 0 | 0
|  | 2032 | 0% | [12 empty] | 0 | 0 | 0 | 0 | 0 | 0 | 0 | 0 | 0 | 0 | 0 | 0 | 0 | 0 | 0 | 0 | 0 | 0 | 0 | 0 | 0 | 0 | 0 | 0 | 0 | 0 | 0 | 0 | 0 | 0 | 0 | 0 | 0 | 0 | 0 | 0 | 0 | 0 | 0 | 0 | 0 | 0 | 0 | 0
|  | 2033 | 0% | [13 empty] | 0 | 0 | 0 | 0 | 0 | 0 | 0 | 0 | 0 | 0 | 0 | 0 | 0 | 0 | 0 | 0 | 0 | 0 | 0 | 0 | 0 | 0 | 0 | 0 | 0 | 0 | 0 | 0 | 0 | 0 | 0 | 0 | 0 | 0 | 0 | 0 | 0 | 0 | 0 | 0 | 0 | 0 | 0
|  | 2034 | 0% | [14 empty] | 0 | 0 | 0 | 0 | 0 | 0 | 0 | 0 | 0 | 0 | 0 | 0 | 0 | 0 | 0 | 0 | 0 | 0 | 0 | 0 | 0 | 0 | 0 | 0 | 0 | 0 | 0 | 0 | 0 | 0 | 0 | 0 | 0 | 0 | 0 | 0 | 0 | 0 | 0 | 0 | 0 | 0
|  | 2035 | 0% | [15 empty] | 0 | 0 | 0 | 0 | 0 | 0 | 0 | 0 | 0 | 0 | 0 | 0 | 0 | 0 | 0 | 0 | 0 | 0 | 0 | 0 | 0 | 0 | 0 | 0 | 0 | 0 | 0 | 0 | 0 | 0 | 0 | 0 | 0 | 0 | 0 | 0 | 0 | 0 | 0 | 0 | 0
|  | 2036 | 0% | [16 empty] | 0 | 0 | 0 | 0 | 0 | 0 | 0 | 0 | 0 | 0 | 0 | 0 | 0 | 0 | 0 | 0 | 0 | 0 | 0 | 0 | 0 | 0 | 0 | 0 | 0 | 0 | 0 | 0 | 0 | 0 | 0 | 0 | 0 | 0 | 0 | 0 | 0 | 0 | 0 | 0
|  | 2037 | 0% | [17 empty] | 0 | 0 | 0 | 0 | 0 | 0 | 0 | 0 | 0 | 0 | 0 | 0 | 0 | 0 | 0 | 0 | 0 | 0 | 0 | 0 | 0 | 0 | 0 | 0 | 0 | 0 | 0 | 0 | 0 | 0 | 0 | 0 | 0 | 0 | 0 | 0 | 0 | 0 | 0
|  | 2038 | 0% | [18 empty] | 0 | 0 | 0 | 0 | 0 | 0 | 0 | 0 | 0 | 0 | 0 | 0 | 0 | 0 | 0 | 0 | 0 | 0 | 0 | 0 | 0 | 0 | 0 | 0 | 0 | 0 | 0 | 0 | 0 | 0 | 0 | 0 | 0 | 0 | 0 | 0 | 0 | 0
|  | 2039 | 0% | [19 empty] | 0 | 0 | 0 | 0 | 0 | 0 | 0 | 0 | 0 | 0 | 0 | 0 | 0 | 0 | 0 | 0 | 0 | 0 | 0 | 0 | 0 | 0 | 0 | 0 | 0 | 0 | 0 | 0 | 0 | 0 | 0 | 0 | 0 | 0 | 0 | 0 | 0
|  | 2040 | 0% | [20 empty] | 0 | 0 | 0 | 0 | 0 | 0 | 0 | 0 | 0 | 0 | 0 | 0 | 0 | 0 | 0 | 0 | 0 | 0 | 0 | 0 | 0 | 0 | 0 | 0 | 0 | 0 | 0 | 0 | 0 | 0 | 0 | 0 | 0 | 0 | 0 | 0
|  | 2041 | 0% | [21 empty] | 0 | 0 | 0 | 0 | 0 | 0 | 0 | 0 | 0 | 0 | 0 | 0 | 0 | 0 | 0 | 0 | 0 | 0 | 0 | 0 | 0 | 0 | 0 | 0 | 0 | 0 | 0 | 0 | 0 | 0 | 0 | 0 | 0 | 0 | 0
|  | 2042 | 0% | [22 empty] | 0 | 0 | 0 | 0 | 0 | 0 | 0 | 0 | 0 | 0 | 0 | 0 | 0 | 0 | 0 | 0 | 0 | 0 | 0 | 0 | 0 | 0 | 0 | 0 | 0 | 0 | 0 | 0 | 0 | 0 | 0 | 0 | 0 | 0
|  | 2043 | 0% | 2043: 0; 2044: 0; 2045: 0; 2046: 0; 2047: 0; 2048: 0; 2049: 0; 2050: 0; 2051: 0; 2052: 0; 2053: 0; 2054: 0; 2055: 0; 2056: 0; 2057: 0; 2058: 0; 2059: 0; 2060: 0; 2061: 0; 2062: 0; 2063: 0; 2064: 0; 2065: 0; 2066: 0; 2067: 0; 2068: 0; 2069: 0; 2070: 0; 2071: 0; 2072: 0; 2073: 0; 2074: 0; 2075: 0
|  | 2044 | 0% | 2044: 0; 2045: 0; 2046: 0; 2047: 0; 2048: 0; 2049: 0; 2050: 0; 2051: 0; 2052: 0; 2053: 0; 2054: 0; 2055: 0; 2056: 0; 2057: 0; 2058: 0; 2059: 0; 2060: 0; 2061: 0; 2062: 0; 2063: 0; 2064: 0; 2065: 0; 2066: 0; 2067: 0; 2068: 0; 2069: 0; 2070: 0; 2071: 0; 2072: 0; 2073: 0; 2074: 0; 2075: 0
|  | 2045 | 0% | 2045: 0; 2046: 0; 2047: 0; 2048: 0; 2049: 0; 2050: 0; 2051: 0; 2052: 0; 2053: 0; 2054: 0; 2055: 0; 2056: 0; 2057: 0; 2058: 0; 2059: 0; 2060: 0; 2061: 0; 2062: 0; 2063: 0; 2064: 0; 2065: 0; 2066: 0; 2067: 0; 2068: 0; 2069: 0; 2070: 0; 2071: 0; 2072: 0; 2073: 0; 2074: 0; 2075: 0
|  | 2046 | 0% | 2046: 0; 2047: 0; 2048: 0; 2049: 0; 2050: 0; 2051: 0; 2052: 0; 2053: 0; 2054: 0; 2055: 0; 2056: 0; 2057: 0; 2058: 0; 2059: 0; 2060: 0; 2061: 0; 2062: 0; 2063: 0; 2064: 0; 2065: 0; 2066: 0; 2067: 0; 2068: 0; 2069: 0; 2070: 0; 2071: 0; 2072: 0; 2073: 0; 2074: 0; 2075: 0
|  | 2047 | 0% | 2047: 0; 2048: 0; 2049: 0; 2050: 0; 2051: 0; 2052: 0; 2053: 0; 2054: 0; 2055: 0; 2056: 0; 2057: 0; 2058: 0; 2059: 0; 2060: 0; 2061: 0; 2062: 0; 2063: 0; 2064: 0; 2065: 0; 2066: 0; 2067: 0; 2068: 0; 2069: 0; 2070: 0; 2071: 0; 2072: 0; 2073: 0; 2074: 0; 2075: 0
|  | 2048 | 0% | 2048: 0; 2049: 0; 2050: 0; 2051: 0; 2052: 0; 2053: 0; 2054: 0; 2055: 0; 2056: 0; 2057: 0; 2058: 0; 2059: 0; 2060: 0; 2061: 0; 2062: 0; 2063: 0; 2064: 0; 2065: 0; 2066: 0; 2067: 0; 2068: 0; 2069: 0; 2070: 0; 2071: 0; 2072: 0; 2073: 0; 2074: 0; 2075: 0
|  | 2049 | 0% | 2049: 0; 2050: 0; 2051: 0; 2052: 0; 2053: 0; 2054: 0; 2055: 0; 2056: 0; 2057: 0; 2058: 0; 2059: 0; 2060: 0; 2061: 0; 2062: 0; 2063: 0; 2064: 0; 2065: 0; 2066: 0; 2067: 0; 2068: 0; 2069: 0; 2070: 0; 2071: 0; 2072: 0; 2073: 0; 2074: 0; 2075: 0
|  | 2050 | 0% | 2050: 0; 2051: 0; 2052: 0; 2053: 0; 2054: 0; 2055: 0; 2056: 0; 2057: 0; 2058: 0; 2059: 0; 2060: 0; 2061: 0; 2062: 0; 2063: 0; 2064: 0; 2065: 0; 2066: 0; 2067: 0; 2068: 0; 2069: 0; 2070: 0; 2071: 0; 2072: 0; 2073: 0; 2074: 0; 2075: 0
Revenue Requirement by vintage year
2012 $/MW-wk
| Aurora Input |  | Levelized Cost | 2020 | 2021 | 2022 | 2023 | 2024 | 2025 | 2026 | 2027 | 2028 | 2029 | 2030 | 2031 | 2032 | 2033 | 2034 | 2035 | 2036 | 2037 | 2038 | 2039 | 2040 | 2041 | 2042 | 2043 | 2044 | 2045 | 2046 | 2047 | 2048 | 2049 | 2050 | 2051 | 2052 | 2053 | 2054 | 2055 | 2056 | 2057 | 2058 | 2059 | 2060 | 2061 | 2062 | 2063 | 2064 | 2065 | 2066 | 2067 | 2068 | 2069 | 2070 | 2071 | 2072 | 2073 | 2074 | 2075
|  | 2020 | 0 | 0 | 0 | 0 | 0 | 0 | 0 | 0 | 0 | 0 | 0 | 0 | 0 | 0 | 0 | 0 | 0 | 0 | 0 | 0 | 0 | 0 | 0 | 0 | 0 | 0 | 0 | 0 | 0 | 0 | 0 | 0 | 0 | 0 | 0 | 0 | 0 | 0 | 0 | 0 | 0 | 0 | 0 | 0 | 0 | 0 | 0 | 0 | 0 | 0 | 0 | 0 | 0 | 0 | 0 | 0 | 0
|  | 2021 | 0 |  | 0 | 0 | 0 | 0 | 0 | 0 | 0 | 0 | 0 | 0 | 0 | 0 | 0 | 0 | 0 | 0 | 0 | 0 | 0 | 0 | 0 | 0 | 0 | 0 | 0 | 0 | 0 | 0 | 0 | 0 | 0 | 0 | 0 | 0 | 0 | 0 | 0 | 0 | 0 | 0 | 0 | 0 | 0 | 0 | 0 | 0 | 0 | 0 | 0 | 0 | 0 | 0 | 0 | 0 | 0
|  | 2022 | 0 |  |  | 0 | 0 | 0 | 0 | 0 | 0 | 0 | 0 | 0 | 0 | 0 | 0 | 0 | 0 | 0 | 0 | 0 | 0 | 0 | 0 | 0 | 0 | 0 | 0 | 0 | 0 | 0 | 0 | 0 | 0 | 0 | 0 | 0 | 0 | 0 | 0 | 0 | 0 | 0 | 0 | 0 | 0 | 0 | 0 | 0 | 0 | 0 | 0 | 0 | 0 | 0 | 0 | 0 | 0
|  | 2023 | 0 |  |  |  | 0 | 0 | 0 | 0 | 0 | 0 | 0 | 0 | 0 | 0 | 0 | 0 | 0 | 0 | 0 | 0 | 0 | 0 | 0 | 0 | 0 | 0 | 0 | 0 | 0 | 0 | 0 | 0 | 0 | 0 | 0 | 0 | 0 | 0 | 0 | 0 | 0 | 0 | 0 | 0 | 0 | 0 | 0 | 0 | 0 | 0 | 0 | 0 | 0 | 0 | 0 | 0 | 0
|  | 2024 | 0 |  |  |  |  | 0 | 0 | 0 | 0 | 0 | 0 | 0 | 0 | 0 | 0 | 0 | 0 | 0 | 0 | 0 | 0 | 0 | 0 | 0 | 0 | 0 | 0 | 0 | 0 | 0 | 0 | 0 | 0 | 0 | 0 | 0 | 0 | 0 | 0 | 0 | 0 | 0 | 0 | 0 | 0 | 0 | 0 | 0 | 0 | 0 | 0 | 0 | 0 | 0 | 0 | 0 | 0
|  | 2025 | 0 | [5 empty] | 0 | 0 | 0 | 0 | 0 | 0 | 0 | 0 | 0 | 0 | 0 | 0 | 0 | 0 | 0 | 0 | 0 | 0 | 0 | 0 | 0 | 0 | 0 | 0 | 0 | 0 | 0 | 0 | 0 | 0 | 0 | 0 | 0 | 0 | 0 | 0 | 0 | 0 | 0 | 0 | 0 | 0 | 0 | 0 | 0 | 0 | 0 | 0 | 0 | 0 | 0
|  | 2026 | 0 | [6 empty] | 0 | 0 | 0 | 0 | 0 | 0 | 0 | 0 | 0 | 0 | 0 | 0 | 0 | 0 | 0 | 0 | 0 | 0 | 0 | 0 | 0 | 0 | 0 | 0 | 0 | 0 | 0 | 0 | 0 | 0 | 0 | 0 | 0 | 0 | 0 | 0 | 0 | 0 | 0 | 0 | 0 | 0 | 0 | 0 | 0 | 0 | 0 | 0 | 0 | 0
|  | 2027 | 0 | [7 empty] | 0 | 0 | 0 | 0 | 0 | 0 | 0 | 0 | 0 | 0 | 0 | 0 | 0 | 0 | 0 | 0 | 0 | 0 | 0 | 0 | 0 | 0 | 0 | 0 | 0 | 0 | 0 | 0 | 0 | 0 | 0 | 0 | 0 | 0 | 0 | 0 | 0 | 0 | 0 | 0 | 0 | 0 | 0 | 0 | 0 | 0 | 0 | 0 | 0
|  | 2028 | 0 | [8 empty] | 0 | 0 | 0 | 0 | 0 | 0 | 0 | 0 | 0 | 0 | 0 | 0 | 0 | 0 | 0 | 0 | 0 | 0 | 0 | 0 | 0 | 0 | 0 | 0 | 0 | 0 | 0 | 0 | 0 | 0 | 0 | 0 | 0 | 0 | 0 | 0 | 0 | 0 | 0 | 0 | 0 | 0 | 0 | 0 | 0 | 0 | 0 | 0
|  | 2029 | 0 | [9 empty] | 0 | 0 | 0 | 0 | 0 | 0 | 0 | 0 | 0 | 0 | 0 | 0 | 0 | 0 | 0 | 0 | 0 | 0 | 0 | 0 | 0 | 0 | 0 | 0 | 0 | 0 | 0 | 0 | 0 | 0 | 0 | 0 | 0 | 0 | 0 | 0 | 0 | 0 | 0 | 0 | 0 | 0 | 0 | 0 | 0 | 0 | 0
|  | 2030 | 0 | [10 empty] | 0 | 0 | 0 | 0 | 0 | 0 | 0 | 0 | 0 | 0 | 0 | 0 | 0 | 0 | 0 | 0 | 0 | 0 | 0 | 0 | 0 | 0 | 0 | 0 | 0 | 0 | 0 | 0 | 0 | 0 | 0 | 0 | 0 | 0 | 0 | 0 | 0 | 0 | 0 | 0 | 0 | 0 | 0 | 0 | 0 | 0
|  | 2031 | 0 | [11 empty] | 0 | 0 | 0 | 0 | 0 | 0 | 0 | 0 | 0 | 0 | 0 | 0 | 0 | 0 | 0 | 0 | 0 | 0 | 0 | 0 | 0 | 0 | 0 | 0 | 0 | 0 | 0 | 0 | 0 | 0 | 0 | 0 | 0 | 0 | 0 | 0 | 0 | 0 | 0 | 0 | 0 | 0 | 0 | 0 | 0
|  | 2032 | 0 | [12 empty] | 0 | 0 | 0 | 0 | 0 | 0 | 0 | 0 | 0 | 0 | 0 | 0 | 0 | 0 | 0 | 0 | 0 | 0 | 0 | 0 | 0 | 0 | 0 | 0 | 0 | 0 | 0 | 0 | 0 | 0 | 0 | 0 | 0 | 0 | 0 | 0 | 0 | 0 | 0 | 0 | 0 | 0 | 0 | 0
|  | 2033 | 0 | [13 empty] | 0 | 0 | 0 | 0 | 0 | 0 | 0 | 0 | 0 | 0 | 0 | 0 | 0 | 0 | 0 | 0 | 0 | 0 | 0 | 0 | 0 | 0 | 0 | 0 | 0 | 0 | 0 | 0 | 0 | 0 | 0 | 0 | 0 | 0 | 0 | 0 | 0 | 0 | 0 | 0 | 0 | 0 | 0
|  | 2034 | 0 | [14 empty] | 0 | 0 | 0 | 0 | 0 | 0 | 0 | 0 | 0 | 0 | 0 | 0 | 0 | 0 | 0 | 0 | 0 | 0 | 0 | 0 | 0 | 0 | 0 | 0 | 0 | 0 | 0 | 0 | 0 | 0 | 0 | 0 | 0 | 0 | 0 | 0 | 0 | 0 | 0 | 0 | 0 | 0
|  | 2035 | 0 | [15 empty] | 0 | 0 | 0 | 0 | 0 | 0 | 0 | 0 | 0 | 0 | 0 | 0 | 0 | 0 | 0 | 0 | 0 | 0 | 0 | 0 | 0 | 0 | 0 | 0 | 0 | 0 | 0 | 0 | 0 | 0 | 0 | 0 | 0 | 0 | 0 | 0 | 0 | 0 | 0 | 0 | 0
|  | 2036 | 0 | [16 empty] | 0 | 0 | 0 | 0 | 0 | 0 | 0 | 0 | 0 | 0 | 0 | 0 | 0 | 0 | 0 | 0 | 0 | 0 | 0 | 0 | 0 | 0 | 0 | 0 | 0 | 0 | 0 | 0 | 0 | 0 | 0 | 0 | 0 | 0 | 0 | 0 | 0 | 0 | 0 | 0
|  | 2037 | 0 | [17 empty] | 0 | 0 | 0 | 0 | 0 | 0 | 0 | 0 | 0 | 0 | 0 | 0 | 0 | 0 | 0 | 0 | 0 | 0 | 0 | 0 | 0 | 0 | 0 | 0 | 0 | 0 | 0 | 0 | 0 | 0 | 0 | 0 | 0 | 0 | 0 | 0 | 0 | 0 | 0
|  | 2038 | 0 | [18 empty] | 0 | 0 | 0 | 0 | 0 | 0 | 0 | 0 | 0 | 0 | 0 | 0 | 0 | 0 | 0 | 0 | 0 | 0 | 0 | 0 | 0 | 0 | 0 | 0 | 0 | 0 | 0 | 0 | 0 | 0 | 0 | 0 | 0 | 0 | 0 | 0 | 0 | 0
|  | 2039 | 0 | [19 empty] | 0 | 0 | 0 | 0 | 0 | 0 | 0 | 0 | 0 | 0 | 0 | 0 | 0 | 0 | 0 | 0 | 0 | 0 | 0 | 0 | 0 | 0 | 0 | 0 | 0 | 0 | 0 | 0 | 0 | 0 | 0 | 0 | 0 | 0 | 0 | 0 | 0
|  | 2040 | 0 | [20 empty] | 0 | 0 | 0 | 0 | 0 | 0 | 0 | 0 | 0 | 0 | 0 | 0 | 0 | 0 | 0 | 0 | 0 | 0 | 0 | 0 | 0 | 0 | 0 | 0 | 0 | 0 | 0 | 0 | 0 | 0 | 0 | 0 | 0 | 0 | 0 | 0 | 0 | 0 | 0 | 0
|  | 2041 | 0 | [21 empty] | 0 | 0 | 0 | 0 | 0 | 0 | 0 | 0 | 0 | 0 | 0 | 0 | 0 | 0 | 0 | 0 | 0 | 0 | 0 | 0 | 0 | 0 | 0 | 0 | 0 | 0 | 0 | 0 | 0 | 0 | 0 | 0 | 0 | 0 | 0 | 0 | 0 | 0 | 0
|  | 2042 | 0 | [22 empty] | 0 | 0 | 0 | 0 | 0 | 0 | 0 | 0 | 0 | 0 | 0 | 0 | 0 | 0 | 0 | 0 | 0 | 0 | 0 | 0 | 0 | 0 | 0 | 0 | 0 | 0 | 0 | 0 | 0 | 0 | 0 | 0 | 0 | 0 | 0 | 0 | 0 | 0
|  | 2043 | 0 | 2043: 0; 2044: 0; 2045: 0; 2046: 0; 2047: 0; 2048: 0; 2049: 0; 2050: 0; 2051: 0; 2052: 0; 2053: 0; 2054: 0; 2055: 0; 2056: 0; 2057: 0; 2058: 0; 2059: 0; 2060: 0; 2061: 0; 2062: 0; 2063: 0; 2064: 0; 2065: 0; 2066: 0; 2067: 0; 2068: 0; 2069: 0; 2070: 0; 2071: 0; 2072: 0; 2073: 0; 2074: 0; 2075: 0 | 0 | 0 | 0 | 0
|  | 2044 | 0 | 2044: 0; 2045: 0; 2046: 0; 2047: 0; 2048: 0; 2049: 0; 2050: 0; 2051: 0; 2052: 0; 2053: 0; 2054: 0; 2055: 0; 2056: 0; 2057: 0; 2058: 0; 2059: 0; 2060: 0; 2061: 0; 2062: 0; 2063: 0; 2064: 0; 2065: 0; 2066: 0; 2067: 0; 2068: 0; 2069: 0; 2070: 0; 2071: 0; 2072: 0; 2073: 0; 2074: 0; 2075: 0 | 0 | 0 | 0 | 0
|  | 2045 | 0 | 2045: 0; 2046: 0; 2047: 0; 2048: 0; 2049: 0; 2050: 0; 2051: 0; 2052: 0; 2053: 0; 2054: 0; 2055: 0; 2056: 0; 2057: 0; 2058: 0; 2059: 0; 2060: 0; 2061: 0; 2062: 0; 2063: 0; 2064: 0; 2065: 0; 2066: 0; 2067: 0; 2068: 0; 2069: 0; 2070: 0; 2071: 0; 2072: 0; 2073: 0; 2074: 0; 2075: 0 | 0 | 0 | 0 | 0
|  | 2046 | 0 | 2046: 0; 2047: 0; 2048: 0; 2049: 0; 2050: 0; 2051: 0; 2052: 0; 2053: 0; 2054: 0; 2055: 0; 2056: 0; 2057: 0; 2058: 0; 2059: 0; 2060: 0; 2061: 0; 2062: 0; 2063: 0; 2064: 0; 2065: 0; 2066: 0; 2067: 0; 2068: 0; 2069: 0; 2070: 0; 2071: 0; 2072: 0; 2073: 0; 2074: 0; 2075: 0 | 0 | 0 | 0 | 0
|  | 2047 | 0 | 2047: 0; 2048: 0; 2049: 0; 2050: 0; 2051: 0; 2052: 0; 2053: 0; 2054: 0; 2055: 0; 2056: 0; 2057: 0; 2058: 0; 2059: 0; 2060: 0; 2061: 0; 2062: 0; 2063: 0; 2064: 0; 2065: 0; 2066: 0; 2067: 0; 2068: 0; 2069: 0; 2070: 0; 2071: 0; 2072: 0; 2073: 0; 2074: 0; 2075: 0 | 0 | 0 | 0 | 0
|  | 2048 | 0 | 2048: 0; 2049: 0; 2050: 0; 2051: 0; 2052: 0; 2053: 0; 2054: 0; 2055: 0; 2056: 0; 2057: 0; 2058: 0; 2059: 0; 2060: 0; 2061: 0; 2062: 0; 2063: 0; 2064: 0; 2065: 0; 2066: 0; 2067: 0; 2068: 0; 2069: 0; 2070: 0; 2071: 0; 2072: 0; 2073: 0; 2074: 0; 2075: 0 | 0 | 0 | 0 | 0
|  | 2049 | 0 | 2049: 0; 2050: 0; 2051: 0; 2052: 0; 2053: 0; 2054: 0; 2055: 0; 2056: 0; 2057: 0; 2058: 0; 2059: 0; 2060: 0; 2061: 0; 2062: 0; 2063: 0; 2064: 0; 2065: 0; 2066: 0; 2067: 0; 2068: 0; 2069: 0; 2070: 0; 2071: 0; 2072: 0; 2073: 0; 2074: 0; 2075: 0 | 0 | 0 | 0 | 0
|  | 2050 | 0 | 2050: 0; 2051: 0; 2052: 0; 2053: 0; 2054: 0; 2055: 0; 2056: 0; 2057: 0; 2058: 0; 2059: 0; 2060: 0; 2061: 0; 2062: 0; 2063: 0; 2064: 0; 2065: 0; 2066: 0; 2067: 0; 2068: 0; 2069: 0; 2070: 0; 2071: 0; 2072: 0; 2073: 0; 2074: 0; 2075: 0 | 0 | 0 | 0 | 0
Annual Change (%) | bar: 2020 to 2075
|  | Levelized Capital Cost ($/MW-wk) |  | 0 | 0 | 0 | 0 | 0 | 0 | 0 | 0 | 0 | 0 | 0 | 0 | 0 | 0 | 0 | 0 | 0 | 0 | 0 | 0 | 0 | 0 | 0 | 0 | 0 | 0 | 0 | 0 | 0 | 0 | 0 | 0 | 0 | 0 | 0 | 0 | 0 | 0 | 0 | 0 | 0 | 0 | 0 | 0 | 0 | 0 | 0 | 0 | 0 | 0 | 0 | 0 | 0 | 0 | 0 | 0
|  | Economic Life | 30
|  | check s/b 0 | 0
Revenue Requirement by vintage year
2012 $/MW-wk
| Aurora Input |  | Levelized Cost | 2020 | 2021 | 2022 | 2023 | 2024 | 2025 | 2026 | 2027 | 2028 | 2029 | 2030 | 2031 | 2032 | 2033 | 2034 | 2035 | 2036 | 2037 | 2038 | 2039 | 2040 | 2041 | 2042 | 2043 | 2044 | 2045 | 2046 | Levelized | 2047 | 2048 | 2049 | 2050 | 2051 | 2052 | 2053 | 2054 | 2055 | 2056 | 2057 | 2058 | 2059 | 2060 | 2061 | 2062 | 2063 | 2064 | 2065 | 2066 | 2067 | 2068 | 2069 | 2070 | 2071 | 2072 | 2073 | 2074 | 2075 | 2076 | 2077 | 2078 | 2079
|  | 2020 | 0 | 0 | 0 | 0 | 0 | 0 | 0 | 0 | 0 | 0 | 0 | 0 | 0 | 0 | 0 | 0 | 0 | 0 | 0 | 0 | 0 | 0 | 0 | 0 | 0 | 0 | 0 | 0 | 0 | 0 | 0 | 0 | 0 | 0 | 0 | 0 | 0 | 0 | 0 | 0 | 0 | 0 | 0 | 0 | 0 | 0 | 0 | 0 | 0 | 0 | 0 | 0 | 0 | 0 | 0 | 0 | 0 | 0 | 0 | 0 | 0 | 0
|  | 2021 | 0 |  | 0 | 0 | 0 | 0 | 0 | 0 | 0 | 0 | 0 | 0 | 0 | 0 | 0 | 0 | 0 | 0 | 0 | 0 | 0 | 0 | 0 | 0 | 0 | 0 | 0 | 0 | 0 | 0 | 0 | 0 | 0 | 0 | 0 | 0 | 0 | 0 | 0 | 0 | 0 | 0 | 0 | 0 | 0 | 0 | 0 | 0 | 0 | 0 | 0 | 0 | 0 | 0 | 0 | 0 | 0 | 0 | 0 | 0 | 0 | 0
|  | 2022 | 0 |  |  | 0 | 0 | 0 | 0 | 0 | 0 | 0 | 0 | 0 | 0 | 0 | 0 | 0 | 0 | 0 | 0 | 0 | 0 | 0 | 0 | 0 | 0 | 0 | 0 | 0 | 0 | 0 | 0 | 0 | 0 | 0 | 0 | 0 | 0 | 0 | 0 | 0 | 0 | 0 | 0 | 0 | 0 | 0 | 0 | 0 | 0 | 0 | 0 | 0 | 0 | 0 | 0 | 0 | 0 | 0 | 0 | 0 | 0 | 0
|  | 2023 | 0 |  |  |  | 0 | 0 | 0 | 0 | 0 | 0 | 0 | 0 | 0 | 0 | 0 | 0 | 0 | 0 | 0 | 0 | 0 | 0 | 0 | 0 | 0 | 0 | 0 | 0 | 0 | 0 | 0 | 0 | 0 | 0 | 0 | 0 | 0 | 0 | 0 | 0 | 0 | 0 | 0 | 0 | 0 | 0 | 0 | 0 | 0 | 0 | 0 | 0 | 0 | 0 | 0 | 0 | 0 | 0 | 0 | 0 | 0 | 0
|  | 2024 | 0 |  |  |  |  | 0 | 0 | 0 | 0 | 0 | 0 | 0 | 0 | 0 | 0 | 0 | 0 | 0 | 0 | 0 | 0 | 0 | 0 | 0 | 0 | 0 | 0 | 0 | 0 | 0 | 0 | 0 | 0 | 0 | 0 | 0 | 0 | 0 | 0 | 0 | 0 | 0 | 0 | 0 | 0 | 0 | 0 | 0 | 0 | 0 | 0 | 0 | 0 | 0 | 0 | 0 | 0 | 0 | 0 | 0 | 0 | 0
|  | 2025 | 0 | [5 empty] | 0 | 0 | 0 | 0 | 0 | 0 | 0 | 0 | 0 | 0 | 0 | 0 | 0 | 0 | 0 | 0 | 0 | 0 | 0 | 0 | 0 | 0 | 0 | 0 | 0 | 0 | 0 | 0 | 0 | 0 | 0 | 0 | 0 | 0 | 0 | 0 | 0 | 0 | 0 | 0 | 0 | 0 | 0 | 0 | 0 | 0 | 0 | 0 | 0 | 0 | 0 | 0 | 0 | 0 | 0 | 0
|  | 2026 | 0 | [6 empty] | 0 | 0 | 0 | 0 | 0 | 0 | 0 | 0 | 0 | 0 | 0 | 0 | 0 | 0 | 0 | 0 | 0 | 0 | 0 | 0 | 0 | 0 | 0 | 0 | 0 | 0 | 0 | 0 | 0 | 0 | 0 | 0 | 0 | 0 | 0 | 0 | 0 | 0 | 0 | 0 | 0 | 0 | 0 | 0 | 0 | 0 | 0 | 0 | 0 | 0 | 0 | 0 | 0 | 0 | 0
|  | 2027 | 0 | [7 empty] | 0 | 0 | 0 | 0 | 0 | 0 | 0 | 0 | 0 | 0 | 0 | 0 | 0 | 0 | 0 | 0 | 0 | 0 | 0 | 0 | 0 | 0 | 0 | 0 | 0 | 0 | 0 | 0 | 0 | 0 | 0 | 0 | 0 | 0 | 0 | 0 | 0 | 0 | 0 | 0 | 0 | 0 | 0 | 0 | 0 | 0 | 0 | 0 | 0 | 0 | 0 | 0 | 0 | 0
|  | 2028 | 0 | [8 empty] | 0 | 0 | 0 | 0 | 0 | 0 | 0 | 0 | 0 | 0 | 0 | 0 | 0 | 0 | 0 | 0 | 0 | 0 | 0 | 0 | 0 | 0 | 0 | 0 | 0 | 0 | 0 | 0 | 0 | 0 | 0 | 0 | 0 | 0 | 0 | 0 | 0 | 0 | 0 | 0 | 0 | 0 | 0 | 0 | 0 | 0 | 0 | 0 | 0 | 0 | 0 | 0 | 0
|  | 2029 | 0 | [9 empty] | 0 | 0 | 0 | 0 | 0 | 0 | 0 | 0 | 0 | 0 | 0 | 0 | 0 | 0 | 0 | 0 | 0 | 0 | 0 | 0 | 0 | 0 | 0 | 0 | 0 | 0 | 0 | 0 | 0 | 0 | 0 | 0 | 0 | 0 | 0 | 0 | 0 | 0 | 0 | 0 | 0 | 0 | 0 | 0 | 0 | 0 | 0 | 0 | 0 | 0 | 0 | 0
|  | 2030 | 0 | [10 empty] | 0 | 0 | 0 | 0 | 0 | 0 | 0 | 0 | 0 | 0 | 0 | 0 | 0 | 0 | 0 | 0 | 0 | 0 | 0 | 0 | 0 | 0 | 0 | 0 | 0 | 0 | 0 | 0 | 0 | 0 | 0 | 0 | 0 | 0 | 0 | 0 | 0 | 0 | 0 | 0 | 0 | 0 | 0 | 0 | 0 | 0 | 0 | 0 | 0 | 0 | 0
|  | 2031 | 0 | [11 empty] | 0 | 0 | 0 | 0 | 0 | 0 | 0 | 0 | 0 | 0 | 0 | 0 | 0 | 0 | 0 | 0 | 0 | 0 | 0 | 0 | 0 | 0 | 0 | 0 | 0 | 0 | 0 | 0 | 0 | 0 | 0 | 0 | 0 | 0 | 0 | 0 | 0 | 0 | 0 | 0 | 0 | 0 | 0 | 0 | 0 | 0 | 0 | 0 | 0 | 0
|  | 2032 | 0 | [12 empty] | 0 | 0 | 0 | 0 | 0 | 0 | 0 | 0 | 0 | 0 | 0 | 0 | 0 | 0 | 0 | 0 | 0 | 0 | 0 | 0 | 0 | 0 | 0 | 0 | 0 | 0 | 0 | 0 | 0 | 0 | 0 | 0 | 0 | 0 | 0 | 0 | 0 | 0 | 0 | 0 | 0 | 0 | 0 | 0 | 0 | 0 | 0 | 0 | 0
|  | 2033 | 0 | [13 empty] | 0 | 0 | 0 | 0 | 0 | 0 | 0 | 0 | 0 | 0 | 0 | 0 | 0 | 0 | 0 | 0 | 0 | 0 | 0 | 0 | 0 | 0 | 0 | 0 | 0 | 0 | 0 | 0 | 0 | 0 | 0 | 0 | 0 | 0 | 0 | 0 | 0 | 0 | 0 | 0 | 0 | 0 | 0 | 0 | 0 | 0 | 0 | 0
|  | 2034 | 0 | [14 empty] | 0 | 0 | 0 | 0 | 0 | 0 | 0 | 0 | 0 | 0 | 0 | 0 | 0 | 0 | 0 | 0 | 0 | 0 | 0 | 0 | 0 | 0 | 0 | 0 | 0 | 0 | 0 | 0 | 0 | 0 | 0 | 0 | 0 | 0 | 0 | 0 | 0 | 0 | 0 | 0 | 0 | 0 | 0 | 0 | 0 | 0 | 0
|  | 2035 | 0 | [15 empty] | 0 | 0 | 0 | 0 | 0 | 0 | 0 | 0 | 0 | 0 | 0 | 0 | 0 | 0 | 0 | 0 | 0 | 0 | 0 | 0 | 0 | 0 | 0 | 0 | 0 | 0 | 0 | 0 | 0 | 0 | 0 | 0 | 0 | 0 | 0 | 0 | 0 | 0 | 0 | 0 | 0 | 0 | 0 | 0 | 0 | 0
|  | 2036 | 0 | [16 empty] | 0 | 0 | 0 | 0 | 0 | 0 | 0 | 0 | 0 | 0 | 0 | 0 | 0 | 0 | 0 | 0 | 0 | 0 | 0 | 0 | 0 | 0 | 0 | 0 | 0 | 0 | 0 | 0 | 0 | 0 | 0 | 0 | 0 | 0 | 0 | 0 | 0 | 0 | 0 | 0 | 0 | 0 | 0 | 0 | 0
|  | 2037 | 0 | [17 empty] | 0 | 0 | 0 | 0 | 0 | 0 | 0 | 0 | 0 | 0 | 0 | 0 | 0 | 0 | 0 | 0 | 0 | 0 | 0 | 0 | 0 | 0 | 0 | 0 | 0 | 0 | 0 | 0 | 0 | 0 | 0 | 0 | 0 | 0 | 0 | 0 | 0 | 0 | 0 | 0 | 0 | 0 | 0 | 0
|  | 2038 | 0 | [18 empty] | 0 | 0 | 0 | 0 | 0 | 0 | 0 | 0 | 0 | 0 | 0 | 0 | 0 | 0 | 0 | 0 | 0 | 0 | 0 | 0 | 0 | 0 | 0 | 0 | 0 | 0 | 0 | 0 | 0 | 0 | 0 | 0 | 0 | 0 | 0 | 0 | 0 | 0 | 0 | 0 | 0 | 0 | 0
|  | 2039 | 0 | [19 empty] | 0 | 0 | 0 | 0 | 0 | 0 | 0 | 0 | 0 | 0 | 0 | 0 | 0 | 0 | 0 | 0 | 0 | 0 | 0 | 0 | 0 | 0 | 0 | 0 | 0 | 0 | 0 | 0 | 0 | 0 | 0 | 0 | 0 | 0 | 0 | 0 | 0 | 0 | 0 | 0 | 0 | 0
|  | 2040 | 0 | [20 empty] | 0 | 0 | 0 | 0 | 0 | 0 | 0 | 0 | 0 | 0 | 0 | 0 | 0 | 0 | 0 | 0 | 0 | 0 | 0 | 0 | 0 | 0 | 0 | 0 | 0 | 0 | 0 | 0 | 0 | 0 | 0 | 0 | 0 | 0 | 0 | 0 | 0 | 0 | 0 | 0 | 0
|  | 2041 | 0 | [21 empty] | 0 | 0 | 0 | 0 | 0 | 0 | 0 | 0 | 0 | 0 | 0 | 0 | 0 | 0 | 0 | 0 | 0 | 0 | 0 | 0 | 0 | 0 | 0 | 0 | 0 | 0 | 0 | 0 | 0 | 0 | 0 | 0 | 0 | 0 | 0 | 0 | 0 | 0 | 0 | 0
|  | 2042 | 0 | [22 empty] | 0 | 0 | 0 | 0 | 0 | 0 | 0 | 0 | 0 | 0 | 0 | 0 | 0 | 0 | 0 | 0 | 0 | 0 | 0 | 0 | 0 | 0 | 0 | 0 | 0 | 0 | 0 | 0 | 0 | 0 | 0 | 0 | 0 | 0 | 0 | 0 | 0 | 0 | 0
|  | 2043 | 0 | [23 empty] | 0 | 0 | 0 | 0 | 0 | 0 | 0 | 0 | 0 | 0 | 0 | 0 | 0 | 0 | 0 | 0 | 0 | 0 | 0 | 0 | 0 | 0 | 0 | 0 | 0 | 0 | 0 | 0 | 0 | 0 | 0 | 0 | 0 | 0 | 0 | 0 | 0 | 0
|  | 2044 | 0 | [24 empty] | 0 | 0 | 0 | 0 | 0 | 0 | 0 | 0 | 0 | 0 | 0 | 0 | 0 | 0 | 0 | 0 | 0 | 0 | 0 | 0 | 0 | 0 | 0 | 0 | 0 | 0 | 0 | 0 | 0 | 0 | 0 | 0 | 0 | 0 | 0 | 0 | 0
|  | 2045 | 0 | [25 empty] | 0 | 0 | 0 | 0 | 0 | 0 | 0 | 0 | 0 | 0 | 0 | 0 | 0 | 0 | 0 | 0 | 0 | 0 | 0 | 0 | 0 | 0 | 0 | 0 | 0 | 0 | 0 | 0 | 0 | 0 | 0 | 0 | 0 | 0 | 0 | 0
|  | 2046 | 0 | [26 empty] | 0 | 0 | 0 | 0 | 0 | 0 | 0 | 0 | 0 | 0 | 0 | 0 | 0 | 0 | 0 | 0 | 0 | 0 | 0 | 0 | 0 | 0 | 0 | 0 | 0 | 0 | 0 | 0 | 0 | 0 | 0 | 0 | 0 | 0 | 0
|  | 2047 | 0 | [27 empty] | 0 | 0 | 0 | 0 | 0 | 0 | 0 | 0 | 0 | 0 | 0 | 0 | 0 | 0 | 0 | 0 | 0 | 0 | 0 | 0 | 0 | 0 | 0 | 0 | 0 | 0 | 0 | 0 | 0 | 0 | 0 | 0 | 0 | 0
|  | 2048 | 0 | [27 empty] | 0 |  | 0 | 0 | 0 | 0 | 0 | 0 | 0 | 0 | 0 | 0 | 0 | 0 | 0 | 0 | 0 | 0 | 0 | 0 | 0 | 0 | 0 | 0 | 0 | 0 | 0 | 0 | 0 | 0 | 0 | 0 | 0 | 0
|  | 2049 | 0 | [27 empty] | 0 |  |  | 0 | 0 | 0 | 0 | 0 | 0 | 0 | 0 | 0 | 0 | 0 | 0 | 0 | 0 | 0 | 0 | 0 | 0 | 0 | 0 | 0 | 0 | 0 | 0 | 0 | 0 | 0 | 0 | 0 | 0 | 0
|  | 2050 | 0 | [27 empty] | 0 |  |  |  | 0 | 0 | 0 | 0 | 0 | 0 | 0 | 0 | 0 | 0 | 0 | 0 | 0 | 0 | 0 | 0 | 0 | 0 | 0 | 0 | 0 | 0 | 0 | 0 | 0 | 0 | 0 | 0 | 0 | 0
One Time Incentive Cost Adder
2012 $/MW-wk
| Incentive Cost = | 8333.7344
|  |  | Levelized Cost | 2020 | 2021 | 2022 | 2023 | 2024 | 2025 | 2026 | 2027 | 2028 | 2029 | 2030 | 2031 | 2032 | 2033 | 2034 | 2035 | 2036 | 2037 | 2038 | 2039 | 2040 | 2041 | 2042 | 2043 | 2044 | 2045 | 2046 | Levelized | 2047 | 2048 | 2049 | 2050 | 2051 | 2052 | 2053 | 2054 | 2055 | 2056 | 2057 | 2058 | 2059 | 2060 | 2061 | 2062 | 2063 | 2064 | 2065 | 2066 | 2067 | 2068 | 2069 | 2070 | 2071 | 2072 | 2073 | 2074 | 2075 | 2076 | 2077 | 2078 | 2079
|  | 2020 | 0 | 8333.7344 | 0 | 0 | 0 | 0 | 0 | 0 | 0 | 0 | 0 | 6469.7249 | 0 | 0 | 0 | 0 | 0 | 0 | 0 | 0 | 0 | 5022.6391 | 0 | 0 | 0 | 0 | 0 | 0 | 0 | 0 | 0 | 0 | 3899.2235 | 0 | 0 | 0 | 0 | 0 | 0 | 0 | 0 | 0 | 3027.0827 | 0 | 0 | 0 | 0 | 0 | 0 | 0 | 0 | 0 | 2350.014 | 0 | 0 | 0 | 0 | 0 | 0 | 0 | 0 | 0
|  | 2021 | 0 | 0 | 8333.7344 | 0 | 0 | 0 | 0 | 0 | 0 | 0 | 0 | 0 | 6469.7249 | 0 | 0 | 0 | 0 | 0 | 0 | 0 | 0 | 0 | 5022.6391 | 0 | 0 | 0 | 0 | 0 | 0 | 0 | 0 | 0 | 0 | 3899.2235 | 0 | 0 | 0 | 0 | 0 | 0 | 0 | 0 | 0 | 3027.0827 | 0 | 0 | 0 | 0 | 0 | 0 | 0 | 0 | 0 | 2350.014 | 0 | 0 | 0 | 0 | 0 | 0 | 0 | 0
|  | 2022 | 0 | 0 | 0 | 8333.7344 | 0 | 0 | 0 | 0 | 0 | 0 | 0 | 0 | 0 | 6469.7249 | 0 | 0 | 0 | 0 | 0 | 0 | 0 | 0 | 0 | 5022.6391 | 0 | 0 | 0 | 0 | 0 | 0 | 0 | 0 | 0 | 0 | 3899.2235 | 0 | 0 | 0 | 0 | 0 | 0 | 0 | 0 | 0 | 3027.0827 | 0 | 0 | 0 | 0 | 0 | 0 | 0 | 0 | 0 | 2350.014 | 0 | 0 | 0 | 0 | 0 | 0 | 0
|  | 2023 | 0 | 0 | 0 | 0 | 8333.7344 | 0 | 0 | 0 | 0 | 0 | 0 | 0 | 0 | 0 | 6469.7249 | 0 | 0 | 0 | 0 | 0 | 0 | 0 | 0 | 0 | 5022.6391 | 0 | 0 | 0 | 0 | 0 | 0 | 0 | 0 | 0 | 0 | 3899.2235 | 0 | 0 | 0 | 0 | 0 | 0 | 0 | 0 | 0 | 3027.0827 | 0 | 0 | 0 | 0 | 0 | 0 | 0 | 0 | 0 | 2350.014 | 0 | 0 | 0 | 0 | 0 | 0
|  | 2024 | 0 | 0 | 0 | 0 | 0 | 8333.7344 | 0 | 0 | 0 | 0 | 0 | 0 | 0 | 0 | 0 | 6469.7249 | 0 | 0 | 0 | 0 | 0 | 0 | 0 | 0 | 0 | 5022.6391 | 0 | 0 | 0 | 0 | 0 | 0 | 0 | 0 | 0 | 0 | 3899.2235 | 0 | 0 | 0 | 0 | 0 | 0 | 0 | 0 | 0 | 3027.0827 | 0 | 0 | 0 | 0 | 0 | 0 | 0 | 0 | 0 | 2350.014 | 0 | 0 | 0 | 0 | 0
|  | 2025 | 0 | 0 | 0 | 0 | 0 | 0 | 8333.7344 | 0 | 0 | 0 | 0 | 0 | 0 | 0 | 0 | 0 | 6469.7249 | 0 | 0 | 0 | 0 | 0 | 0 | 0 | 0 | 0 | 5022.6391 | 0 | 0 | 0 | 0 | 0 | 0 | 0 | 0 | 0 | 0 | 3899.2235 | 0 | 0 | 0 | 0 | 0 | 0 | 0 | 0 | 0 | 3027.0827 | 0 | 0 | 0 | 0 | 0 | 0 | 0 | 0 | 0 | 2350.014 | 0 | 0 | 0 | 0
|  | 2026 | 0 | 0 | 0 | 0 | 0 | 0 | 0 | 8333.7344 | 0 | 0 | 0 | 0 | 0 | 0 | 0 | 0 | 0 | 6469.7249 | 0 | 0 | 0 | 0 | 0 | 0 | 0 | 0 | 0 | 5022.6391 | 0 | 0 | 0 | 0 | 0 | 0 | 0 | 0 | 0 | 0 | 3899.2235 | 0 | 0 | 0 | 0 | 0 | 0 | 0 | 0 | 0 | 3027.0827 | 0 | 0 | 0 | 0 | 0 | 0 | 0 | 0 | 0 | 2350.014 | 0 | 0 | 0
|  | 2027 | 0 | 0 | 0 | 0 | 0 | 0 | 0 | 0 | 8333.7344 | 0 | 0 | 0 | 0 | 0 | 0 | 0 | 0 | 0 | 6469.7249 | 0 | 0 | 0 | 0 | 0 | 0 | 0 | 0 | 0 | 602.616 | 5022.6391 | 0 | 0 | 0 | 0 | 0 | 0 | 0 | 0 | 0 | 3899.2235 | 0 | 0 | 0 | 0 | 0 | 0 | 0 | 0 | 0 | 3027.0827 | 0 | 0 | 0 | 0 | 0 | 0 | 0 | 0 | 0 | 2350.014 | 0 | 0
|  | 2028 | 0 | 0 | 0 | 0 | 0 | 0 | 0 | 0 | 0 | 8333.7344 | 0 | 0 | 0 | 0 | 0 | 0 | 0 | 0 | 0 | 6469.7249 | 0 | 0 | 0 | 0 | 0 | 0 | 0 | 0 | 535.5925 | 0 | 5022.6391 | 0 | 0 | 0 | 0 | 0 | 0 | 0 | 0 | 0 | 3899.2235 | 0 | 0 | 0 | 0 | 0 | 0 | 0 | 0 | 0 | 3027.0827 | 0 | 0 | 0 | 0 | 0 | 0 | 0 | 0 | 0 | 2350.014 | 0
|  | 2029 | 0 | 0 | 0 | 0 | 0 | 0 | 0 | 0 | 0 | 0 | 8333.7344 | 0 | 0 | 0 | 0 | 0 | 0 | 0 | 0 | 0 | 6469.7249 | 0 | 0 | 0 | 0 | 0 | 0 | 0 | 479.9201 | 0 | 0 | 5022.6391 | 0 | 0 | 0 | 0 | 0 | 0 | 0 | 0 | 0 | 3899.2235 | 0 | 0 | 0 | 0 | 0 | 0 | 0 | 0 | 0 | 3027.0827 | 0 | 0 | 0 | 0 | 0 | 0 | 0 | 0 | 0 | 2350.014
|  | 2030 | 0 | 0 | 0 | 0 | 0 | 0 | 0 | 0 | 0 | 0 | 0 | 8333.7344 | 0 | 0 | 0 | 0 | 0 | 0 | 0 | 0 | 0 | 6469.7249 | 0 | 0 | 0 | 0 | 0 | 0 | 432.9786 | 0 | 0 | 0 | 5022.6391 | 0 | 0 | 0 | 0 | 0 | 0 | 0 | 0 | 0 | 3899.2235 | 0 | 0 | 0 | 0 | 0 | 0 | 0 | 0 | 0 | 3027.0827 | 0 | 0 | 0 | 0 | 0 | 0 | 0 | 0 | 0
|  | 2031 | 0 | 0 | 0 | 0 | 0 | 0 | 0 | 0 | 0 | 0 | 0 | 0 | 8333.7344 | 0 | 0 | 0 | 0 | 0 | 0 | 0 | 0 | 0 | 6469.7249 | 0 | 0 | 0 | 0 | 0 | 392.8966 | 0 | 0 | 0 | 0 | 5022.6391 | 0 | 0 | 0 | 0 | 0 | 0 | 0 | 0 | 0 | 3899.2235 | 0 | 0 | 0 | 0 | 0 | 0 | 0 | 0 | 0 | 3027.0827 | 0 | 0 | 0 | 0 | 0 | 0 | 0 | 0
|  | 2032 | 0 | 0 | 0 | 0 | 0 | 0 | 0 | 0 | 0 | 0 | 0 | 0 | 0 | 8333.7344 | 0 | 0 | 0 | 0 | 0 | 0 | 0 | 0 | 0 | 6469.7249 | 0 | 0 | 0 | 0 | 358.3014 | 0 | 0 | 0 | 0 | 0 | 5022.6391 | 0 | 0 | 0 | 0 | 0 | 0 | 0 | 0 | 0 | 3899.2235 | 0 | 0 | 0 | 0 | 0 | 0 | 0 | 0 | 0 | 3027.0827 | 0 | 0 | 0 | 0 | 0 | 0 | 0
|  | 2033 | 0 | 0 | 0 | 0 | 0 | 0 | 0 | 0 | 0 | 0 | 0 | 0 | 0 | 0 | 8333.7344 | 0 | 0 | 0 | 0 | 0 | 0 | 0 | 0 | 0 | 6469.7249 | 0 | 0 | 0 | 328.1635 | 0 | 0 | 0 | 0 | 0 | 0 | 5022.6391 | 0 | 0 | 0 | 0 | 0 | 0 | 0 | 0 | 0 | 3899.2235 | 0 | 0 | 0 | 0 | 0 | 0 | 0 | 0 | 0 | 3027.0827 | 0 | 0 | 0 | 0 | 0 | 0
|  | 2034 | 0 | 0 | 0 | 0 | 0 | 0 | 0 | 0 | 0 | 0 | 0 | 0 | 0 | 0 | 0 | 8333.7344 | 0 | 0 | 0 | 0 | 0 | 0 | 0 | 0 | 0 | 6469.7249 | 0 | 0 | 301.6957 | 0 | 0 | 0 | 0 | 0 | 0 | 0 | 5022.6391 | 0 | 0 | 0 | 0 | 0 | 0 | 0 | 0 | 0 | 3899.2235 | 0 | 0 | 0 | 0 | 0 | 0 | 0 | 0 | 0 | 3027.0827 | 0 | 0 | 0 | 0 | 0
|  | 2035 | 0 | 0 | 0 | 0 | 0 | 0 | 0 | 0 | 0 | 0 | 0 | 0 | 0 | 0 | 0 | 0 | 8333.7344 | 0 | 0 | 0 | 0 | 0 | 0 | 0 | 0 | 0 | 6469.7249 | 0 | 278.2856 | 0 | 0 | 0 | 0 | 0 | 0 | 0 | 0 | 5022.6391 | 0 | 0 | 0 | 0 | 0 | 0 | 0 | 0 | 0 | 3899.2235 | 0 | 0 | 0 | 0 | 0 | 0 | 0 | 0 | 0 | 3027.0827 | 0 | 0 | 0 | 0
|  | 2036 | 0 | 0 | 0 | 0 | 0 | 0 | 0 | 0 | 0 | 0 | 0 | 0 | 0 | 0 | 0 | 0 | 0 | 8333.7344 | 0 | 0 | 0 | 0 | 0 | 0 | 0 | 0 | 0 | 6469.7249 | 257.4498 | 0 | 0 | 0 | 0 | 0 | 0 | 0 | 0 | 0 | 5022.6391 | 0 | 0 | 0 | 0 | 0 | 0 | 0 | 0 | 0 | 3899.2235 | 0 | 0 | 0 | 0 | 0 | 0 | 0 | 0 | 0 | 3027.0827 | 0 | 0 | 0
|  | 2037 | 0 | 0 | 0 | 0 | 0 | 0 | 0 | 0 | 0 | 0 | 0 | 0 | 0 | 0 | 0 | 0 | 0 | 0 | 8333.7344 | 0 | 0 | 0 | 0 | 0 | 0 | 0 | 0 | 0 | 707.4356 | 6469.7249 | 0 | 0 | 0 | 0 | 0 | 0 | 0 | 0 | 0 | 5022.6391 | 0 | 0 | 0 | 0 | 0 | 0 | 0 | 0 | 0 | 3899.2235 | 0 | 0 | 0 | 0 | 0 | 0 | 0 | 0 | 0 | 3027.0827 | 0 | 0
|  | 2038 | 0 | 0 | 0 | 0 | 0 | 0 | 0 | 0 | 0 | 0 | 0 | 0 | 0 | 0 | 0 | 0 | 0 | 0 | 0 | 8333.7344 | 0 | 0 | 0 | 0 | 0 | 0 | 0 | 0 | 657.7434 | 0 | 6469.7249 | 0 | 0 | 0 | 0 | 0 | 0 | 0 | 0 | 0 | 5022.6391 | 0 | 0 | 0 | 0 | 0 | 0 | 0 | 0 | 0 | 3899.2235 | 0 | 0 | 0 | 0 | 0 | 0 | 0 | 0 | 0 | 3027.0827 | 0
|  | 2039 | 0 | 0 | 0 | 0 | 0 | 0 | 0 | 0 | 0 | 0 | 0 | 0 | 0 | 0 | 0 | 0 | 0 | 0 | 0 | 0 | 8333.7344 | 0 | 0 | 0 | 0 | 0 | 0 | 0 | 612.8444 | 0 | 0 | 6469.7249 | 0 | 0 | 0 | 0 | 0 | 0 | 0 | 0 | 0 | 5022.6391 | 0 | 0 | 0 | 0 | 0 | 0 | 0 | 0 | 0 | 3899.2235 | 0 | 0 | 0 | 0 | 0 | 0 | 0 | 0 | 0 | 3027.0827
|  | 2040 | 0 | 0 | 0 | 0 | 0 | 0 | 0 | 0 | 0 | 0 | 0 | 0 | 0 | 0 | 0 | 0 | 0 | 0 | 0 | 0 | 0 | 8333.7344 | 0 | 0 | 0 | 0 | 0 | 0 | 572.1115 | 0 | 0 | 0 | 6469.7249 | 0 | 0 | 0 | 0 | 0 | 0 | 0 | 0 | 0 | 5022.6391 | 0 | 0 | 0 | 0 | 0 | 0 | 0 | 0 | 0 | 3899.2235 | 0 | 0 | 0 | 0 | 0 | 0 | 0 | 0 | 0
|  | 2041 | 0 | 0 | 0 | 0 | 0 | 0 | 0 | 0 | 0 | 0 | 0 | 0 | 0 | 0 | 0 | 0 | 0 | 0 | 0 | 0 | 0 | 0 | 8333.7344 | 0 | 0 | 0 | 0 | 0 | 535.022 | 0 | 0 | 0 | 0 | 6469.7249 | 0 | 0 | 0 | 0 | 0 | 0 | 0 | 0 | 0 | 5022.6391 | 0 | 0 | 0 | 0 | 0 | 0 | 0 | 0 | 0 | 3899.2235 | 0 | 0 | 0 | 0 | 0 | 0 | 0 | 0
|  | 2042 | 0 | 0 | 0 | 0 | 0 | 0 | 0 | 0 | 0 | 0 | 0 | 0 | 0 | 0 | 0 | 0 | 0 | 0 | 0 | 0 | 0 | 0 | 0 | 8333.7344 | 0 | 0 | 0 | 0 | 501.1368 | 0 | 0 | 0 | 0 | 0 | 6469.7249 | 0 | 0 | 0 | 0 | 0 | 0 | 0 | 0 | 0 | 5022.6391 | 0 | 0 | 0 | 0 | 0 | 0 | 0 | 0 | 0 | 3899.2235 | 0 | 0 | 0 | 0 | 0 | 0 | 0
|  | 2043 | 0 | 0 | 0 | 0 | 0 | 0 | 0 | 0 | 0 | 0 | 0 | 0 | 0 | 0 | 0 | 0 | 0 | 0 | 0 | 0 | 0 | 0 | 0 | 0 | 8333.7344 | 0 | 0 | 0 | 470.0841 | 0 | 0 | 0 | 0 | 0 | 0 | 6469.7249 | 0 | 0 | 0 | 0 | 0 | 0 | 0 | 0 | 0 | 5022.6391 | 0 | 0 | 0 | 0 | 0 | 0 | 0 | 0 | 0 | 3899.2235 | 0 | 0 | 0 | 0 | 0 | 0
|  | 2044 | 0 | 0 | 0 | 0 | 0 | 0 | 0 | 0 | 0 | 0 | 0 | 0 | 0 | 0 | 0 | 0 | 0 | 0 | 0 | 0 | 0 | 0 | 0 | 0 | 0 | 8333.7344 | 0 | 0 | 441.5474 | 0 | 0 | 0 | 0 | 0 | 0 | 0 | 6469.7249 | 0 | 0 | 0 | 0 | 0 | 0 | 0 | 0 | 0 | 5022.6391 | 0 | 0 | 0 | 0 | 0 | 0 | 0 | 0 | 0 | 3899.2235 | 0 | 0 | 0 | 0 | 0
|  | 2045 | 0 | 0 | 0 | 0 | 0 | 0 | 0 | 0 | 0 | 0 | 0 | 0 | 0 | 0 | 0 | 0 | 0 | 0 | 0 | 0 | 0 | 0 | 0 | 0 | 0 | 0 | 8333.7344 | 0 | 415.2551 | 0 | 0 | 0 | 0 | 0 | 0 | 0 | 0 | 6469.7249 | 0 | 0 | 0 | 0 | 0 | 0 | 0 | 0 | 0 | 5022.6391 | 0 | 0 | 0 | 0 | 0 | 0 | 0 | 0 | 0 | 3899.2235 | 0 | 0 | 0 | 0
|  | 2046 | 0 | 0 | 0 | 0 | 0 | 0 | 0 | 0 | 0 | 0 | 0 | 0 | 0 | 0 | 0 | 0 | 0 | 0 | 0 | 0 | 0 | 0 | 0 | 0 | 0 | 0 | 0 | 8333.7344 | 390.9733 | 0 | 0 | 0 | 0 | 0 | 0 | 0 | 0 | 0 | 6469.7249 | 0 | 0 | 0 | 0 | 0 | 0 | 0 | 0 | 0 | 5022.6391 | 0 | 0 | 0 | 0 | 0 | 0 | 0 | 0 | 0 | 3899.2235 | 0 | 0 | 0
|  | 2047 | 0 | 0 | 0 | 0 | 0 | 0 | 0 | 0 | 0 | 0 | 0 | 0 | 0 | 0 | 0 | 0 | 0 | 0 | 0 | 0 | 0 | 0 | 0 | 0 | 0 | 0 | 0 | 0 | 847.5481 | 8333.7344 | 0 | 0 | 0 | 0 | 0 | 0 | 0 | 0 | 0 | 6469.7249 | 0 | 0 | 0 | 0 | 0 | 0 | 0 | 0 | 0 | 5022.6391 | 0 | 0 | 0 | 0 | 0 | 0 | 0 | 0 | 0 | 3899.2235 | 0 | 0
|  | 2048 | 0 | 0 | 0 | 0 | 0 | 0 | 0 | 0 | 0 | 0 | 0 | 0 | 0 | 0 | 0 | 0 | 0 | 0 | 0 | 0 | 0 | 0 | 0 | 0 | 0 | 0 | 0 | 0 | 847.5481 | 0 | 8333.7344 | 0 | 0 | 0 | 0 | 0 | 0 | 0 | 0 | 0 | 6469.7249 | 0 | 0 | 0 | 0 | 0 | 0 | 0 | 0 | 0 | 5022.6391 | 0 | 0 | 0 | 0 | 0 | 0 | 0 | 0 | 0 | 3899.2235 | 0
|  | 2049 | 0 | 0 | 0 | 0 | 0 | 0 | 0 | 0 | 0 | 0 | 0 | 0 | 0 | 0 | 0 | 0 | 0 | 0 | 0 | 0 | 0 | 0 | 0 | 0 | 0 | 0 | 0 | 0 | 847.5481 | 0 | 0 | 8333.7344 | 0 | 0 | 0 | 0 | 0 | 0 | 0 | 0 | 0 | 6469.7249 | 0 | 0 | 0 | 0 | 0 | 0 | 0 | 0 | 0 | 5022.6391 | 0 | 0 | 0 | 0 | 0 | 0 | 0 | 0 | 0 | 3899.2235
|  | 2050 | 0 | 0 | 0 | 0 | 0 | 0 | 0 | 0 | 0 | 0 | 0 | 0 | 0 | 0 | 0 | 0 | 0 | 0 | 0 | 0 | 0 | 0 | 0 | 0 | 0 | 0 | 0 | 0 | 847.5481 | 0 | 0 | 0 | 8333.7344 | 0 | 0 | 0 | 0 | 0 | 0 | 0 | 0 | 0 | 6469.7249 | 0 | 0 | 0 | 0 | 0 | 0 | 0 | 0 | 0 | 5022.6391 | 0 | 0 | 0 | 0 | 0 | 0 | 0 | 0 | 0
Replacement Cost Adder
| 2012 $/MW-wk |  |  | 2020 | 2021 | 2022 | 2023 | 2024 | 2025 | 2026 | 2027 | 2028 | 2029 | 2030 | 2031 | 2032 | 2033 | 2034 | 2035 | 2036 | 2037 | 2038 | 2039 | 2040 | 2041 | 2042 | 2043 | 2044 | 2045 | 2046 |  | 2047 | 2048 | 2049 | 2050
| Incentive Cost = |  |  | 25399.6688 | 22544.8079 | 19916.4195 | 17502.6587 | 15292.1847 | 13805.1074 | 13093.7623 | 12414.0224 | 11764.6443 | 11144.4295 | 10378.759 | 9956.2183 | 9548.9469 | 9156.4312 | 8778.1738 | 8413.6933 | 8062.524 | 7724.2149 | 7398.3296 | 7195.1404 | 6997.4617 | 6805.1456 | 6618.0481 | 6436.0291 | 6258.952 | 6086.6842 | 5919.0963 |  | 5756.0625 | 5597.4605 | 5443.171 | 5293.0779
|  |  | Levelized Cost | 2020 | 2021 | 2022 | 2023 | 2024 | 2025 | 2026 | 2027 | 2028 | 2029 | 2030 | 2031 | 2032 | 2033 | 2034 | 2035 | 2036 | 2037 | 2038 | 2039 | 2040 | 2041 | 2042 | 2043 | 2044 | 2045 | 2046 | Levelized | 2047 | 2048 | 2049 | 2050 | 2051 | 2052 | 2053 | 2054 | 2055 | 2056 | 2057 | 2058 | 2059 | 2060 | 2061 | 2062 | 2063 | 2064 | 2065 | 2066 | 2067 | 2068 | 2069 | 2070 | 2071 | 2072 | 2073 | 2074 | 2075 | 2076 | 2077 | 2078 | 2079
|  | 2020 | Levelized Cost | 8333.7344 | 0 | 0 | 0 | 0 | 0 | 0 | 0 | 0 | 0 | 16848.4839 | 0 | 0 | 0 | 0 | 0 | 0 | 0 | 0 | 0 | 12020.1008 | 0 | 0 | 0 | 0 | 0 | 0 | 0 | 0 | 0 | 0 | 9192.3014 | 0 | 0 | 0 | 0 | 0 | 0 | 0 | 0 | 0 | 3027.0827 | 0 | 0 | 0 | 0 | 0 | 0 | 0 | 0 | 0 | 2350.014 | 0 | 0 | 0 | 0 | 0 | 0 | 0 | 0 | 0
|  | 2021 | 0 | 0 | 8333.7344 | 0 | 0 | 0 | 0 | 0 | 0 | 0 | 0 | 0 | 16425.9431 | 0 | 0 | 0 | 0 | 0 | 0 | 0 | 0 | 0 | 11827.7847 | 0 | 0 | 0 | 0 | 0 | 0 | 0 | 0 | 0 | 0 | 3899.2235 | 0 | 0 | 0 | 0 | 0 | 0 | 0 | 0 | 0 | 3027.0827 | 0 | 0 | 0 | 0 | 0 | 0 | 0 | 0 | 0 | 2350.014 | 0 | 0 | 0 | 0 | 0 | 0 | 0 | 0
|  | 2022 | 0 | 0 | 0 | 8333.7344 | 0 | 0 | 0 | 0 | 0 | 0 | 0 | 0 | 0 | 16018.6718 | 0 | 0 | 0 | 0 | 0 | 0 | 0 | 0 | 0 | 11640.6872 | 0 | 0 | 0 | 0 | 0 | 0 | 0 | 0 | 0 | 0 | 3899.2235 | 0 | 0 | 0 | 0 | 0 | 0 | 0 | 0 | 0 | 3027.0827 | 0 | 0 | 0 | 0 | 0 | 0 | 0 | 0 | 0 | 2350.014 | 0 | 0 | 0 | 0 | 0 | 0 | 0
|  | 2023 | 0 | 0 | 0 | 0 | 8333.7344 | 0 | 0 | 0 | 0 | 0 | 0 | 0 | 0 | 0 | 15626.1561 | 0 | 0 | 0 | 0 | 0 | 0 | 0 | 0 | 0 | 11458.6681 | 0 | 0 | 0 | 0 | 0 | 0 | 0 | 0 | 0 | 0 | 3899.2235 | 0 | 0 | 0 | 0 | 0 | 0 | 0 | 0 | 0 | 3027.0827 | 0 | 0 | 0 | 0 | 0 | 0 | 0 | 0 | 0 | 2350.014 | 0 | 0 | 0 | 0 | 0 | 0
|  | 2024 | 0 | 0 | 0 | 0 | 0 | 8333.7344 | 0 | 0 | 0 | 0 | 0 | 0 | 0 | 0 | 0 | 15247.8987 | 0 | 0 | 0 | 0 | 0 | 0 | 0 | 0 | 0 | 11281.5911 | 0 | 0 | 0 | 0 | 0 | 0 | 0 | 0 | 0 | 0 | 3899.2235 | 0 | 0 | 0 | 0 | 0 | 0 | 0 | 0 | 0 | 3027.0827 | 0 | 0 | 0 | 0 | 0 | 0 | 0 | 0 | 0 | 2350.014 | 0 | 0 | 0 | 0 | 0
|  | 2025 | 0 | 0 | 0 | 0 | 0 | 0 | 8333.7344 | 0 | 0 | 0 | 0 | 0 | 0 | 0 | 0 | 0 | 14883.4182 | 0 | 0 | 0 | 0 | 0 | 0 | 0 | 0 | 0 | 11109.3232 | 0 | 0 | 0 | 0 | 0 | 0 | 0 | 0 | 0 | 0 | 3899.2235 | 0 | 0 | 0 | 0 | 0 | 0 | 0 | 0 | 0 | 3027.0827 | 0 | 0 | 0 | 0 | 0 | 0 | 0 | 0 | 0 | 2350.014 | 0 | 0 | 0 | 0
|  | 2026 | 0 | 0 | 0 | 0 | 0 | 0 | 0 | 8333.7344 | 0 | 0 | 0 | 0 | 0 | 0 | 0 | 0 | 0 | 14532.2489 | 0 | 0 | 0 | 0 | 0 | 0 | 0 | 0 | 0 | 10941.7353 | 0 | 0 | 0 | 0 | 0 | 0 | 0 | 0 | 0 | 0 | 3899.2235 | 0 | 0 | 0 | 0 | 0 | 0 | 0 | 0 | 0 | 3027.0827 | 0 | 0 | 0 | 0 | 0 | 0 | 0 | 0 | 0 | 2350.014 | 0 | 0 | 0
|  | 2027 | 0 | 0 | 0 | 0 | 0 | 0 | 0 | 0 | 8333.7344 | 0 | 0 | 0 | 0 | 0 | 0 | 0 | 0 | 0 | 14193.9397 | 0 | 0 | 0 | 0 | 0 | 0 | 0 | 0 | 0 | 1293.2282 | 10778.7016 | 0 | 0 | 0 | 0 | 0 | 0 | 0 | 0 | 0 | 3899.2235 | 0 | 0 | 0 | 0 | 0 | 0 | 0 | 0 | 0 | 3027.0827 | 0 | 0 | 0 | 0 | 0 | 0 | 0 | 0 | 0 | 2350.014 | 0 | 0
|  | 2028 | 0 | 0 | 0 | 0 | 0 | 0 | 0 | 0 | 0 | 8333.7344 | 0 | 0 | 0 | 0 | 0 | 0 | 0 | 0 | 0 | 13868.0545 | 0 | 0 | 0 | 0 | 0 | 0 | 0 | 0 | 1132.4814 | 0 | 10620.0996 | 0 | 0 | 0 | 0 | 0 | 0 | 0 | 0 | 0 | 3899.2235 | 0 | 0 | 0 | 0 | 0 | 0 | 0 | 0 | 0 | 3027.0827 | 0 | 0 | 0 | 0 | 0 | 0 | 0 | 0 | 0 | 2350.014 | 0
|  | 2029 | 0 | 0 | 0 | 0 | 0 | 0 | 0 | 0 | 0 | 0 | 8333.7344 | 0 | 0 | 0 | 0 | 0 | 0 | 0 | 0 | 0 | 13664.8653 | 0 | 0 | 0 | 0 | 0 | 0 | 0 | 1000.0226 | 0 | 0 | 10465.81 | 0 | 0 | 0 | 0 | 0 | 0 | 0 | 0 | 0 | 3899.2235 | 0 | 0 | 0 | 0 | 0 | 0 | 0 | 0 | 0 | 3027.0827 | 0 | 0 | 0 | 0 | 0 | 0 | 0 | 0 | 0 | 2350.014
|  | 2030 | 0 | 0 | 0 | 0 | 0 | 0 | 0 | 0 | 0 | 0 | 0 | 8333.7344 | 0 | 0 | 0 | 0 | 0 | 0 | 0 | 0 | 0 | 13467.1866 | 0 | 0 | 0 | 0 | 0 | 0 | 889.2706 | 0 | 0 | 0 | 10315.7169 | 0 | 0 | 0 | 0 | 0 | 0 | 0 | 0 | 0 | 3899.2235 | 0 | 0 | 0 | 0 | 0 | 0 | 0 | 0 | 0 | 3027.0827 | 0 | 0 | 0 | 0 | 0 | 0 | 0 | 0 | 0
|  | 2031 | 0 | 0 | 0 | 0 | 0 | 0 | 0 | 0 | 0 | 0 | 0 | 0 | 8333.7344 | 0 | 0 | 0 | 0 | 0 | 0 | 0 | 0 | 0 | 13274.8705 | 0 | 0 | 0 | 0 | 0 | 392.8966 | 0 | 0 | 0 | 0 | 5022.6391 | 0 | 0 | 0 | 0 | 0 | 0 | 0 | 0 | 0 | 3899.2235 | 0 | 0 | 0 | 0 | 0 | 0 | 0 | 0 | 0 | 3027.0827 | 0 | 0 | 0 | 0 | 0 | 0 | 0 | 0
|  | 2032 | 0 | 0 | 0 | 0 | 0 | 0 | 0 | 0 | 0 | 0 | 0 | 0 | 0 | 8333.7344 | 0 | 0 | 0 | 0 | 0 | 0 | 0 | 0 | 0 | 13087.773 | 0 | 0 | 0 | 0 | 358.3014 | 0 | 0 | 0 | 0 | 0 | 5022.6391 | 0 | 0 | 0 | 0 | 0 | 0 | 0 | 0 | 0 | 3899.2235 | 0 | 0 | 0 | 0 | 0 | 0 | 0 | 0 | 0 | 3027.0827 | 0 | 0 | 0 | 0 | 0 | 0 | 0
|  | 2033 | 0 | 0 | 0 | 0 | 0 | 0 | 0 | 0 | 0 | 0 | 0 | 0 | 0 | 0 | 8333.7344 | 0 | 0 | 0 | 0 | 0 | 0 | 0 | 0 | 0 | 12905.7539 | 0 | 0 | 0 | 328.1635 | 0 | 0 | 0 | 0 | 0 | 0 | 5022.6391 | 0 | 0 | 0 | 0 | 0 | 0 | 0 | 0 | 0 | 3899.2235 | 0 | 0 | 0 | 0 | 0 | 0 | 0 | 0 | 0 | 3027.0827 | 0 | 0 | 0 | 0 | 0 | 0
|  | 2034 | 0 | 0 | 0 | 0 | 0 | 0 | 0 | 0 | 0 | 0 | 0 | 0 | 0 | 0 | 0 | 8333.7344 | 0 | 0 | 0 | 0 | 0 | 0 | 0 | 0 | 0 | 12728.6769 | 0 | 0 | 301.6957 | 0 | 0 | 0 | 0 | 0 | 0 | 0 | 5022.6391 | 0 | 0 | 0 | 0 | 0 | 0 | 0 | 0 | 0 | 3899.2235 | 0 | 0 | 0 | 0 | 0 | 0 | 0 | 0 | 0 | 3027.0827 | 0 | 0 | 0 | 0 | 0
|  | 2035 | 0 | 0 | 0 | 0 | 0 | 0 | 0 | 0 | 0 | 0 | 0 | 0 | 0 | 0 | 0 | 0 | 8333.7344 | 0 | 0 | 0 | 0 | 0 | 0 | 0 | 0 | 0 | 12556.409 | 0 | 278.2856 | 0 | 0 | 0 | 0 | 0 | 0 | 0 | 0 | 5022.6391 | 0 | 0 | 0 | 0 | 0 | 0 | 0 | 0 | 0 | 3899.2235 | 0 | 0 | 0 | 0 | 0 | 0 | 0 | 0 | 0 | 3027.0827 | 0 | 0 | 0 | 0
|  | 2036 | 0 | 0 | 0 | 0 | 0 | 0 | 0 | 0 | 0 | 0 | 0 | 0 | 0 | 0 | 0 | 0 | 0 | 8333.7344 | 0 | 0 | 0 | 0 | 0 | 0 | 0 | 0 | 0 | 12388.8212 | 257.4498 | 0 | 0 | 0 | 0 | 0 | 0 | 0 | 0 | 0 | 5022.6391 | 0 | 0 | 0 | 0 | 0 | 0 | 0 | 0 | 0 | 3899.2235 | 0 | 0 | 0 | 0 | 0 | 0 | 0 | 0 | 0 | 3027.0827 | 0 | 0 | 0
|  | 2037 | 0 | 0 | 0 | 0 | 0 | 0 | 0 | 0 | 0 | 0 | 0 | 0 | 0 | 0 | 0 | 0 | 0 | 0 | 8333.7344 | 0 | 0 | 0 | 0 | 0 | 0 | 0 | 0 | 0 | 1124.3757 | 12225.7874 | 0 | 0 | 0 | 0 | 0 | 0 | 0 | 0 | 0 | 5022.6391 | 0 | 0 | 0 | 0 | 0 | 0 | 0 | 0 | 0 | 3899.2235 | 0 | 0 | 0 | 0 | 0 | 0 | 0 | 0 | 0 | 3027.0827 | 0 | 0
|  | 2038 | 0 | 0 | 0 | 0 | 0 | 0 | 0 | 0 | 0 | 0 | 0 | 0 | 0 | 0 | 0 | 0 | 0 | 0 | 0 | 8333.7344 | 0 | 0 | 0 | 0 | 0 | 0 | 0 | 0 | 1034.715 | 0 | 12067.1854 | 0 | 0 | 0 | 0 | 0 | 0 | 0 | 0 | 0 | 5022.6391 | 0 | 0 | 0 | 0 | 0 | 0 | 0 | 0 | 0 | 3899.2235 | 0 | 0 | 0 | 0 | 0 | 0 | 0 | 0 | 0 | 3027.0827 | 0
|  | 2039 | 0 | 0 | 0 | 0 | 0 | 0 | 0 | 0 | 0 | 0 | 0 | 0 | 0 | 0 | 0 | 0 | 0 | 0 | 0 | 0 | 8333.7344 | 0 | 0 | 0 | 0 | 0 | 0 | 0 | 954.4015 | 0 | 0 | 11912.8958 | 0 | 0 | 0 | 0 | 0 | 0 | 0 | 0 | 0 | 5022.6391 | 0 | 0 | 0 | 0 | 0 | 0 | 0 | 0 | 0 | 3899.2235 | 0 | 0 | 0 | 0 | 0 | 0 | 0 | 0 | 0 | 3027.0827
|  | 2040 | 0 | 0 | 0 | 0 | 0 | 0 | 0 | 0 | 0 | 0 | 0 | 0 | 0 | 0 | 0 | 0 | 0 | 0 | 0 | 0 | 0 | 8333.7344 | 0 | 0 | 0 | 0 | 0 | 0 | 882.1747 | 0 | 0 | 0 | 11762.8028 | 0 | 0 | 0 | 0 | 0 | 0 | 0 | 0 | 0 | 5022.6391 | 0 | 0 | 0 | 0 | 0 | 0 | 0 | 0 | 0 | 3899.2235 | 0 | 0 | 0 | 0 | 0 | 0 | 0 | 0 | 0
|  | 2041 | 0 | 0 | 0 | 0 | 0 | 0 | 0 | 0 | 0 | 0 | 0 | 0 | 0 | 0 | 0 | 0 | 0 | 0 | 0 | 0 | 0 | 0 | 8333.7344 | 0 | 0 | 0 | 0 | 0 | 535.022 | 0 | 0 | 0 | 0 | 6469.7249 | 0 | 0 | 0 | 0 | 0 | 0 | 0 | 0 | 0 | 5022.6391 | 0 | 0 | 0 | 0 | 0 | 0 | 0 | 0 | 0 | 3899.2235 | 0 | 0 | 0 | 0 | 0 | 0 | 0 | 0
|  | 2042 | 0 | 0 | 0 | 0 | 0 | 0 | 0 | 0 | 0 | 0 | 0 | 0 | 0 | 0 | 0 | 0 | 0 | 0 | 0 | 0 | 0 | 0 | 0 | 8333.7344 | 0 | 0 | 0 | 0 | 501.1368 | 0 | 0 | 0 | 0 | 0 | 6469.7249 | 0 | 0 | 0 | 0 | 0 | 0 | 0 | 0 | 0 | 5022.6391 | 0 | 0 | 0 | 0 | 0 | 0 | 0 | 0 | 0 | 3899.2235 | 0 | 0 | 0 | 0 | 0 | 0 | 0
|  | 2043 | 0 | 0 | 0 | 0 | 0 | 0 | 0 | 0 | 0 | 0 | 0 | 0 | 0 | 0 | 0 | 0 | 0 | 0 | 0 | 0 | 0 | 0 | 0 | 0 | 8333.7344 | 0 | 0 | 0 | 470.0841 | 0 | 0 | 0 | 0 | 0 | 0 | 6469.7249 | 0 | 0 | 0 | 0 | 0 | 0 | 0 | 0 | 0 | 5022.6391 | 0 | 0 | 0 | 0 | 0 | 0 | 0 | 0 | 0 | 3899.2235 | 0 | 0 | 0 | 0 | 0 | 0
|  | 2044 | 0 | 0 | 0 | 0 | 0 | 0 | 0 | 0 | 0 | 0 | 0 | 0 | 0 | 0 | 0 | 0 | 0 | 0 | 0 | 0 | 0 | 0 | 0 | 0 | 0 | 8333.7344 | 0 | 0 | 441.5474 | 0 | 0 | 0 | 0 | 0 | 0 | 0 | 6469.7249 | 0 | 0 | 0 | 0 | 0 | 0 | 0 | 0 | 0 | 5022.6391 | 0 | 0 | 0 | 0 | 0 | 0 | 0 | 0 | 0 | 3899.2235 | 0 | 0 | 0 | 0 | 0
|  | 2045 | 0 | 0 | 0 | 0 | 0 | 0 | 0 | 0 | 0 | 0 | 0 | 0 | 0 | 0 | 0 | 0 | 0 | 0 | 0 | 0 | 0 | 0 | 0 | 0 | 0 | 0 | 8333.7344 | 0 | 415.2551 | 0 | 0 | 0 | 0 | 0 | 0 | 0 | 0 | 6469.7249 | 0 | 0 | 0 | 0 | 0 | 0 | 0 | 0 | 0 | 5022.6391 | 0 | 0 | 0 | 0 | 0 | 0 | 0 | 0 | 0 | 3899.2235 | 0 | 0 | 0 | 0
|  | 2046 | 0 | 0 | 0 | 0 | 0 | 0 | 0 | 0 | 0 | 0 | 0 | 0 | 0 | 0 | 0 | 0 | 0 | 0 | 0 | 0 | 0 | 0 | 0 | 0 | 0 | 0 | 0 | 8333.7344 | 390.9733 | 0 | 0 | 0 | 0 | 0 | 0 | 0 | 0 | 0 | 6469.7249 | 0 | 0 | 0 | 0 | 0 | 0 | 0 | 0 | 0 | 5022.6391 | 0 | 0 | 0 | 0 | 0 | 0 | 0 | 0 | 0 | 3899.2235 | 0 | 0 | 0
|  | 2047 | 0 | 0 | 0 | 0 | 0 | 0 | 0 | 0 | 0 | 0 | 0 | 0 | 0 | 0 | 0 | 0 | 0 | 0 | 0 | 0 | 0 | 0 | 0 | 0 | 0 | 0 | 0 | 0 | 847.5481 | 8333.7344 | 0 | 0 | 0 | 0 | 0 | 0 | 0 | 0 | 0 | 6469.7249 | 0 | 0 | 0 | 0 | 0 | 0 | 0 | 0 | 0 | 5022.6391 | 0 | 0 | 0 | 0 | 0 | 0 | 0 | 0 | 0 | 3899.2235 | 0 | 0
|  | 2048 | 0 | 0 | 0 | 0 | 0 | 0 | 0 | 0 | 0 | 0 | 0 | 0 | 0 | 0 | 0 | 0 | 0 | 0 | 0 | 0 | 0 | 0 | 0 | 0 | 0 | 0 | 0 | 0 | 847.5481 | 0 | 8333.7344 | 0 | 0 | 0 | 0 | 0 | 0 | 0 | 0 | 0 | 6469.7249 | 0 | 0 | 0 | 0 | 0 | 0 | 0 | 0 | 0 | 5022.6391 | 0 | 0 | 0 | 0 | 0 | 0 | 0 | 0 | 0 | 3899.2235 | 0
|  | 2049 | 0 | 0 | 0 | 0 | 0 | 0 | 0 | 0 | 0 | 0 | 0 | 0 | 0 | 0 | 0 | 0 | 0 | 0 | 0 | 0 | 0 | 0 | 0 | 0 | 0 | 0 | 0 | 0 | 847.5481 | 0 | 0 | 8333.7344 | 0 | 0 | 0 | 0 | 0 | 0 | 0 | 0 | 0 | 6469.7249 | 0 | 0 | 0 | 0 | 0 | 0 | 0 | 0 | 0 | 5022.6391 | 0 | 0 | 0 | 0 | 0 | 0 | 0 | 0 | 0 | 3899.2235
|  | 2050 | 0 | 0 | 0 | 0 | 0 | 0 | 0 | 0 | 0 | 0 | 0 | 0 | 0 | 0 | 0 | 0 | 0 | 0 | 0 | 0 | 0 | 0 | 0 | 0 | 0 | 0 | 0 | 0 | 847.5481 | 0 | 0 | 0 | 8333.7344 | 0 | 0 | 0 | 0 | 0 | 0 | 0 | 0 | 0 | 6469.7249 | 0 | 0 | 0 | 0 | 0 | 0 | 0 | 0 | 0 | 5022.6391 | 0 | 0 | 0 | 0 | 0 | 0 | 0 | 0 | 0

## C&I Space Leasing for Batteries
C&I Space Leasing for Batteries FINANCIALS
($ 1000s Unless Otherwise Indicated)
| Calendar Year of Fin. Close |  |  | 2020 | 2021 | 2022 | 2023 | 2024 | 2025 | 2026 | 2027 | 2028 | 2029 | 2030 | 2031 | 2032 | 2033 | 2034 | 2035 | 2036 | 2037 | 2038 | 2039 | 2040 | 2041 | 2042 | 2043 | 2044 | 2045 | 2046 | 2047 | 2048 | 2049 | 2050 | 2051 | 2052 | 2053 | 2054 | 2055 | 2056 | 2057 | 2058 | 2059 | 2060 | 2061 | 2062 | 2063 | 2064 | 2065 | 2066 | 2067 | 2068 | 2069 | 2070 | 2071 | 2072 | 2073 | 2074 | 2075
| Operating Year |  | 0 | 1 | 2 | 3 | 4 | 5 | 6 | 7 | 8 | 9 | 10 | 11 | 12 | 13 | 14 | 15 | 16 | 17 | 18 | 19 | 20 | 21 | 22 | 23 | 24 | 25 | 26 | 27 | 28 | 29 | 30 | 31 | 32 | 33 | 34 | 35 | 36 | 37 | 38 | 39 | 40 | 41 | 42 | 43 | 44 | 45 | 46 | 47 | 48 | 49 | 50 | 51 | 52 | 53 | 54 | 55 | 56
| Calendar Year | Capital Invest.
| 2020 | 1969.0023
| Gross plant |  | 2020 1: 1969.0023; 2021 2: 1969.0023; 2022 3: 1969.0023; 2023 4: 1969.0023; 2024 5: 1969.0023; 2025 6: 1969.0023; 2026 7: 1969.0023; 2027 8: 1969.0023; 2028 9: 1969.0023; 2029 10: 1969.0023; 2030 11: 1969.0023; 2031 12: 1969.0023; 2032 13: 1969.0023; 2033 14: 1969.0023; 2034 15: 1969.0023; 2035 16: 1969.0023; 2036 17: 1969.0023; 2037 18: 1969.0023; 2038 19: 1969.0023; 2039 20: 1969.0023; 2040 21: 1969.0023; 2041 22: 1969.0023; 2042 23: 1969.0023; 2043 24: 1969.0023; 2044 25: 1969.0023; 2045 26: 1969.0023; 2046 27: 1969.0023; 2047 28: 1969.0023; 2048 29: 1969.0023; 2049 30: 1969.0023
| Accumulated Depreciation |  | 2020 1: 65.6334; 2021 2: 131.2668; 2022 3: 196.9002; 2023 4: 262.5336; 2024 5: 328.1671; 2025 6: 393.8005; 2026 7: 459.4339; 2027 8: 525.0673; 2028 9: 590.7007; 2029 10: 656.3341; 2030 11: 721.9675; 2031 12: 787.6009; 2032 13: 853.2343; 2033 14: 918.8677; 2034 15: 984.5012; 2035 16: 1050.1346; 2036 17: 1115.768; 2037 18: 1181.4014; 2038 19: 1247.0348; 2039 20: 1312.6682; 2040 21: 1378.3016; 2041 22: 1443.935; 2042 23: 1509.5684; 2043 24: 1575.2019; 2044 25: 1640.8353; 2045 26: 1706.4687; 2046 27: 1772.1021; 2047 28: 1837.7355; 2048 29: 1903.3689; 2049 30: 1969.0023
| Net book value |  | 2020 1: 1903.3689; 2021 2: 1837.7355; 2022 3: 1772.1021; 2023 4: 1706.4687; 2024 5: 1640.8353; 2025 6: 1575.2019; 2026 7: 1509.5684; 2027 8: 1443.935; 2028 9: 1378.3016; 2029 10: 1312.6682; 2030 11: 1247.0348; 2031 12: 1181.4014; 2032 13: 1115.768; 2033 14: 1050.1346; 2034 15: 984.5012; 2035 16: 918.8677; 2036 17: 853.2343; 2037 18: 787.6009; 2038 19: 721.9675; 2039 20: 656.3341; 2040 21: 590.7007; 2041 22: 525.0673; 2042 23: 459.4339; 2043 24: 393.8005; 2044 25: 328.1671; 2045 26: 262.5336; 2046 27: 196.9002; 2047 28: 131.2668; 2048 29: 65.6334; 2049 30: 0
| Accumulated deferred income tax |  | 2020 1: -68.9151; 2021 2: -187.449; 2022 3: -253.0562; 2023 4: -286.9073; 2024 5: -320.7584; 2025 6: -330.7924; 2026 7: -317.0094; 2027 8: -303.2264; 2028 9: -289.4433; 2029 10: -275.6603; 2030 11: -261.8773; 2031 12: -248.0943; 2032 13: -234.3113; 2033 14: -220.5283; 2034 15: -206.7452; 2035 16: -192.9622; 2036 17: -179.1792; 2037 18: -165.3962; 2038 19: -151.6132; 2039 20: -137.8302; 2040 21: -124.0471; 2041 22: -110.2641; 2042 23: -96.4811; 2043 24: -82.6981; 2044 25: -68.9151; 2045 26: -55.1321; 2046 27: -41.349; 2047 28: -27.566; 2048 29: -13.783; 2049 30: 0
| Rate Base |  | 2020 1: 1834.4538; 2021 2: 1650.2865; 2022 3: 1519.0459; 2023 4: 1419.5614; 2024 5: 1320.0769; 2025 6: 1244.4095; 2026 7: 1192.5591; 2027 8: 1140.7087; 2028 9: 1088.8583; 2029 10: 1037.0079; 2030 11: 985.1575; 2031 12: 933.3071; 2032 13: 881.4567; 2033 14: 829.6063; 2034 15: 777.7559; 2035 16: 725.9055; 2036 17: 674.0551; 2037 18: 622.2047; 2038 19: 570.3543; 2039 20: 518.5039; 2040 21: 466.6535; 2041 22: 414.8032; 2042 23: 362.9528; 2043 24: 311.1024; 2044 25: 259.252; 2045 26: 207.4016; 2046 27: 155.5512; 2047 28: 103.7008; 2048 29: 51.8504; 2049 30: 0
| Average rate base |  | 2020 1: 1901.7281; 2021 2: 1742.3702; 2022 3: 1584.6662; 2023 4: 1469.3037; 2024 5: 1369.8192; 2025 6: 1282.2432; 2026 7: 1218.4843; 2027 8: 1166.6339; 2028 9: 1114.7835; 2029 10: 1062.9331; 2030 11: 1011.0827; 2031 12: 959.2323; 2032 13: 907.3819; 2033 14: 855.5315; 2034 15: 803.6811; 2035 16: 751.8307; 2036 17: 699.9803; 2037 18: 648.1299; 2038 19: 596.2795; 2039 20: 544.4291; 2040 21: 492.5787; 2041 22: 440.7284; 2042 23: 388.878; 2043 24: 337.0276; 2044 25: 285.1772; 2045 26: 233.3268; 2046 27: 181.4764; 2047 28: 129.626; 2048 29: 77.7756; 2049 30: 25.9252
| Pre-tax Return | 0.086076 | 2020 1: 163.693; 2021 2: 149.9762; 2022 3: 136.4016; 2023 4: 126.4717; 2024 5: 117.9085; 2025 6: 110.3703; 2026 7: 104.8822; 2027 8: 100.4191; 2028 9: 95.956; 2029 10: 91.493; 2030 11: 87.0299; 2031 12: 82.5668; 2032 13: 78.1038; 2033 14: 73.6407; 2034 15: 69.1776; 2035 16: 64.7145; 2036 17: 60.2515; 2037 18: 55.7884; 2038 19: 51.3253; 2039 20: 46.8623; 2040 21: 42.3992; 2041 22: 37.9361; 2042 23: 33.473; 2043 24: 29.01; 2044 25: 24.5469; 2045 26: 20.0838; 2046 27: 15.6208; 2047 28: 11.1577; 2048 29: 6.6946; 2049 30: 2.2315
| Book Depreciation |  | 2020 1: 65.6334; 2021 2: 65.6334; 2022 3: 65.6334; 2023 4: 65.6334; 2024 5: 65.6334; 2025 6: 65.6334; 2026 7: 65.6334; 2027 8: 65.6334; 2028 9: 65.6334; 2029 10: 65.6334; 2030 11: 65.6334; 2031 12: 65.6334; 2032 13: 65.6334; 2033 14: 65.6334; 2034 15: 65.6334; 2035 16: 65.6334; 2036 17: 65.6334; 2037 18: 65.6334; 2038 19: 65.6334; 2039 20: 65.6334; 2040 21: 65.6334; 2041 22: 65.6334; 2042 23: 65.6334; 2043 24: 65.6334; 2044 25: 65.6334; 2045 26: 65.6334; 2046 27: 65.6334; 2047 28: 65.6334; 2048 29: 65.6334; 2049 30: 65.6334
| Insurance |  | 2020 1: 0.94315; 2021 2: 0.94315; 2022 3: 0.94315; 2023 4: 0.94315; 2024 5: 0.94315; 2025 6: 0.94315; 2026 7: 0.94315; 2027 8: 0.94315; 2028 9: 0.94315; 2029 10: 0.94315; 2030 11: 0.94315; 2031 12: 0.94315; 2032 13: 0.94315; 2033 14: 0.94315; 2034 15: 0.94315; 2035 16: 0.94315; 2036 17: 0.94315; 2037 18: 0.94315; 2038 19: 0.94315; 2039 20: 0.94315; 2040 21: 0.94315; 2041 22: 0.94315; 2042 23: 0.94315; 2043 24: 0.94315; 2044 25: 0.94315; 2045 26: 0.94315; 2046 27: 0.94315; 2047 28: 0.94315; 2048 29: 0.94315; 2049 30: 0.94315
| Property Taxes |  | 2020 1: 8.9508; 2021 2: 8.9508; 2022 3: 8.9508; 2023 4: 8.9508; 2024 5: 8.9508; 2025 6: 8.9508; 2026 7: 8.9508; 2027 8: 8.9508; 2028 9: 8.9508; 2029 10: 8.9508; 2030 11: 8.9508; 2031 12: 8.9508; 2032 13: 8.9508; 2033 14: 8.9508; 2034 15: 8.9508; 2035 16: 8.9508; 2036 17: 8.9508; 2037 18: 8.9508; 2038 19: 8.9508; 2039 20: 8.9508; 2040 21: 8.9508; 2041 22: 8.9508; 2042 23: 8.9508; 2043 24: 8.9508; 2044 25: 8.9508; 2045 26: 8.9508; 2046 27: 8.9508; 2047 28: 8.9508; 2048 29: 8.9508; 2049 30: 8.9508
| Revenue Requirement |  | 2020 1: 239.2204; 2021 2: 225.5036; 2022 3: 211.929; 2023 4: 201.9991; 2024 5: 193.4359; 2025 6: 185.8977; 2026 7: 180.4096; 2027 8: 175.9465; 2028 9: 171.4834; 2029 10: 167.0204; 2030 11: 162.5573; 2031 12: 158.0942; 2032 13: 153.6312; 2033 14: 149.1681; 2034 15: 144.705; 2035 16: 140.2419; 2036 17: 135.7789; 2037 18: 131.3158; 2038 19: 126.8527; 2039 20: 122.3896; 2040 21: 117.9266; 2041 22: 113.4635; 2042 23: 109.0004; 2043 24: 104.5374; 2044 25: 100.0743; 2045 26: 95.6112; 2046 27: 91.1481; 2047 28: 86.6851; 2048 29: 82.222; 2049 30: 77.7589
| Book Depreciation |  | 2020 1: 65.6334; 2021 2: 65.6334; 2022 3: 65.6334; 2023 4: 65.6334; 2024 5: 65.6334; 2025 6: 65.6334; 2026 7: 65.6334; 2027 8: 65.6334; 2028 9: 65.6334; 2029 10: 65.6334; 2030 11: 65.6334; 2031 12: 65.6334; 2032 13: 65.6334; 2033 14: 65.6334; 2034 15: 65.6334; 2035 16: 65.6334; 2036 17: 65.6334; 2037 18: 65.6334; 2038 19: 65.6334; 2039 20: 65.6334; 2040 21: 65.6334; 2041 22: 65.6334; 2042 23: 65.6334; 2043 24: 65.6334; 2044 25: 65.6334; 2045 26: 65.6334; 2046 27: 65.6334; 2047 28: 65.6334; 2048 29: 65.6334; 2049 30: 65.6334
| Tax Depreciation |  | 2020 1: 393.8005; 2021 2: 630.0807; 2022 3: 378.0484; 2023 4: 226.8291; 2024 5: 226.8291; 2025 6: 113.4145; 2026 7: 0; 2027 8: 0; 2028 9: 0; 2029 10: 0; 2030 11: 0; 2031 12: 0; 2032 13: 0; 2033 14: 0; 2034 15: 0; 2035 16: 0; 2036 17: 0; 2037 18: 0; 2038 19: 0; 2039 20: 0; 2040 21: 0; 2041 22: 0; 2042 23: 0; 2043 24: 0; 2044 25: 0; 2045 26: 0; 2046 27: 0; 2047 28: 0; 2048 29: 0; 2049 30: 0
| Difference between book and tax |  | 2020 1: -328.1671; 2021 2: -564.4473; 2022 3: -312.415; 2023 4: -161.1957; 2024 5: -161.1957; 2025 6: -47.7811; 2026 7: 65.6334; 2027 8: 65.6334; 2028 9: 65.6334; 2029 10: 65.6334; 2030 11: 65.6334; 2031 12: 65.6334; 2032 13: 65.6334; 2033 14: 65.6334; 2034 15: 65.6334; 2035 16: 65.6334; 2036 17: 65.6334; 2037 18: 65.6334; 2038 19: 65.6334; 2039 20: 65.6334; 2040 21: 65.6334; 2041 22: 65.6334; 2042 23: 65.6334; 2043 24: 65.6334; 2044 25: 65.6334; 2045 26: 65.6334; 2046 27: 65.6334; 2047 28: 65.6334; 2048 29: 65.6334; 2049 30: 65.6334
| Tax rate |  | 2020 1: -68.9151; 2021 2: -118.5339; 2022 3: -65.6072; 2023 4: -33.8511; 2024 5: -33.8511; 2025 6: -10.034; 2026 7: 13.783; 2027 8: 13.783; 2028 9: 13.783; 2029 10: 13.783; 2030 11: 13.783; 2031 12: 13.783; 2032 13: 13.783; 2033 14: 13.783; 2034 15: 13.783; 2035 16: 13.783; 2036 17: 13.783; 2037 18: 13.783; 2038 19: 13.783; 2039 20: 13.783; 2040 21: 13.783; 2041 22: 13.783; 2042 23: 13.783; 2043 24: 13.783; 2044 25: 13.783; 2045 26: 13.783; 2046 27: 13.783; 2047 28: 13.783; 2048 29: 13.783; 2049 30: 13.783
Depreciation Tables
|  | 5 | 2020 1: 20%; 2021 2: 32%; 2022 3: 19.2%; 2023 4: 11.52%; 2024 5: 11.52%; 2025 6: 5.76%; 2026 7: 0%; 2027 8: 0%; 2028 9: 0%; 2029 10: 0%; 2030 11: 0%; 2031 12: 0%; 2032 13: 0%; 2033 14: 0%; 2034 15: 0%; 2035 16: 0%; 2036 17: 0%; 2037 18: 0%; 2038 19: 0%; 2039 20: 0%; 2040 21: 0%
|  | 5 | 0: 1; 2020 1: 20%; 2021 2: 32%; 2022 3: 19.2%; 2023 4: 11.52%; 2024 5: 11.52%; 2025 6: 5.76%
|  | 10 | 0: 0; 2020 1: 10%; 2021 2: 18%; 2022 3: 14.4%; 2023 4: 11.52%; 2024 5: 9.22%; 2025 6: 7.37%; 2026 7: 6.55%; 2027 8: 6.55%; 2028 9: 6.56%; 2029 10: 6.55%; 2030 11: 3.28%
|  | 15 | 0: 0; 2020 1: 5%; 2021 2: 9.5%; 2022 3: 8.55%; 2023 4: 7.7%; 2024 5: 6.93%; 2025 6: 6.23%; 2026 7: 5.9%; 2027 8: 5.9%; 2028 9: 5.91%; 2029 10: 5.9%; 2030 11: 5.91%; 2031 12: 5.9%; 2032 13: 5.91%; 2033 14: 5.9%; 2034 15: 5.91%; 2035 16: 2.95%
|  | 20 | 0: 0; 2020 1: 3.75%; 2021 2: 7.219%; 2022 3: 6.677%; 2023 4: 6.177%; 2024 5: 5.713%; 2025 6: 5.285%; 2026 7: 4.888%; 2027 8: 4.522%; 2028 9: 4.462%; 2029 10: 4.461%; 2030 11: 4.462%; 2031 12: 4.461%; 2032 13: 4.462%; 2033 14: 4.461%; 2034 15: 4.462%; 2035 16: 4.461%; 2036 17: 4.462%; 2037 18: 4.461%; 2038 19: 4.462%; 2039 20: 4.461%; 2040 21: 2.231%
Revenue Requirement by vintage year
2012 $000
|  |  |  | 2020 | 2021 | 2022 | 2023 | 2024 | 2025 | 2026 | 2027 | 2028 | 2029 | 2030 | 2031 | 2032 | 2033 | 2034 | 2035 | 2036 | 2037 | 2038 | 2039 | 2040 | 2041 | 2042 | 2043 | 2044 | 2045 | 2046 | 2047 | 2048 | 2049 | 2050 | 2051 | 2052 | 2053 | 2054 | 2055 | 2056 | 2057 | 2058 | 2059 | 2060 | 2061 | 2062 | 2063 | 2064 | 2065 | 2066 | 2067 | 2068 | 2069 | 2070 | 2071 | 2072 | 2073 | 2074 | 2075
|  | 2020 | 0% | 239.2204 | 225.5036 | 211.929 | 201.9991 | 193.4359 | 185.8977 | 180.4096 | 175.9465 | 171.4834 | 167.0204 | 162.5573 | 158.0942 | 153.6312 | 149.1681 | 144.705 | 140.2419 | 135.7789 | 131.3158 | 126.8527 | 122.3896 | 117.9266 | 113.4635 | 109.0004 | 104.5374 | 100.0743 | 95.6112 | 91.1481 | 86.6851 | 82.222 | 77.7589 | 0 | 0 | 0 | 0 | 0 | 0 | 0 | 0 | 0 | 0 | 0 | 0 | 0 | 0 | 0 | 0 | 0 | 0 | 0 | 0 | 0 | 0 | 0 | 0 | 0 | 0
|  | 2021 | 0% |  | 239.2204 | 225.5036 | 211.929 | 201.9991 | 193.4359 | 185.8977 | 180.4096 | 175.9465 | 171.4834 | 167.0204 | 162.5573 | 158.0942 | 153.6312 | 149.1681 | 144.705 | 140.2419 | 135.7789 | 131.3158 | 126.8527 | 122.3896 | 117.9266 | 113.4635 | 109.0004 | 104.5374 | 100.0743 | 95.6112 | 91.1481 | 86.6851 | 82.222 | 77.7589 | 0 | 0 | 0 | 0 | 0 | 0 | 0 | 0 | 0 | 0 | 0 | 0 | 0 | 0 | 0 | 0 | 0 | 0 | 0 | 0 | 0 | 0 | 0 | 0 | 0
|  | 2022 | 0% |  |  | 239.2204 | 225.5036 | 211.929 | 201.9991 | 193.4359 | 185.8977 | 180.4096 | 175.9465 | 171.4834 | 167.0204 | 162.5573 | 158.0942 | 153.6312 | 149.1681 | 144.705 | 140.2419 | 135.7789 | 131.3158 | 126.8527 | 122.3896 | 117.9266 | 113.4635 | 109.0004 | 104.5374 | 100.0743 | 95.6112 | 91.1481 | 86.6851 | 82.222 | 77.7589 | 0 | 0 | 0 | 0 | 0 | 0 | 0 | 0 | 0 | 0 | 0 | 0 | 0 | 0 | 0 | 0 | 0 | 0 | 0 | 0 | 0 | 0 | 0 | 0
|  | 2023 | -9.327% |  |  |  | 216.9093 | 204.4718 | 192.1633 | 183.1595 | 175.3949 | 168.5598 | 163.5835 | 159.5367 | 155.4899 | 151.4431 | 147.3962 | 143.3494 | 139.3026 | 135.2558 | 131.209 | 127.1621 | 123.1153 | 119.0685 | 115.0217 | 110.9749 | 106.928 | 102.8812 | 98.8344 | 94.7876 | 90.7408 | 86.6939 | 82.6471 | 78.6003 | 74.5535 | 70.5067 | 0 | 0 | 0 | 0 | 0 | 0 | 0 | 0 | 0 | 0 | 0 | 0 | 0 | 0 | 0 | 0 | 0 | 0 | 0 | 0 | 0 | 0 | 0
|  | 2024 | -9.753% |  |  |  |  | 195.7534 | 184.5289 | 173.4209 | 165.2953 | 158.288 | 152.1196 | 147.6286 | 143.9765 | 140.3244 | 136.6723 | 133.0202 | 129.3681 | 125.7159 | 122.0638 | 118.4117 | 114.7596 | 111.1075 | 107.4553 | 103.8032 | 100.1511 | 96.499 | 92.8469 | 89.1947 | 85.5426 | 81.8905 | 78.2384 | 74.5863 | 70.9341 | 67.282 | 63.6299 | 0 | 0 | 0 | 0 | 0 | 0 | 0 | 0 | 0 | 0 | 0 | 0 | 0 | 0 | 0 | 0 | 0 | 0 | 0 | 0 | 0 | 0
|  | 2025 | -6.92% | [5 empty] | 182.2082 | 171.7604 | 161.421 | 153.8576 | 147.3352 | 141.5936 | 137.4134 | 134.014 | 130.6146 | 127.2152 | 123.8158 | 120.4164 | 117.017 | 113.6176 | 110.2182 | 106.8187 | 103.4193 | 100.0199 | 96.6205 | 93.2211 | 89.8217 | 86.4223 | 83.0229 | 79.6235 | 76.2241 | 72.8247 | 69.4252 | 66.0258 | 62.6264 | 59.227 | 0 | 0 | 0 | 0 | 0 | 0 | 0 | 0 | 0 | 0 | 0 | 0 | 0 | 0 | 0 | 0 | 0 | 0 | 0 | 0 | 0
|  | 2026 | -2.562% | [6 empty] | 177.5395 | 167.3594 | 157.2849 | 149.9153 | 143.5601 | 137.9656 | 133.8925 | 130.5802 | 127.2679 | 123.9556 | 120.6433 | 117.331 | 114.0187 | 110.7064 | 107.3941 | 104.0817 | 100.7694 | 97.4571 | 94.1448 | 90.8325 | 87.5202 | 84.2079 | 80.8956 | 77.5833 | 74.271 | 70.9587 | 67.6464 | 64.3341 | 61.0218 | 57.7094 | 0 | 0 | 0 | 0 | 0 | 0 | 0 | 0 | 0 | 0 | 0 | 0 | 0 | 0 | 0 | 0 | 0 | 0 | 0 | 0
|  | 2027 | -2.593% | [7 empty] | 172.9362 | 163.02 | 153.2068 | 146.0283 | 139.8378 | 134.3883 | 130.4209 | 127.1945 | 123.968 | 120.7416 | 117.5152 | 114.2888 | 111.0623 | 107.8359 | 104.6095 | 101.3831 | 98.1566 | 94.9302 | 91.7038 | 88.4774 | 85.2509 | 82.0245 | 78.7981 | 75.5717 | 72.3453 | 69.1188 | 65.8924 | 62.666 | 59.4396 | 56.2131 | 0 | 0 | 0 | 0 | 0 | 0 | 0 | 0 | 0 | 0 | 0 | 0 | 0 | 0 | 0 | 0 | 0 | 0 | 0
|  | 2028 | -2.624% | [8 empty] | 168.3982 | 158.7423 | 149.1865 | 142.1964 | 136.1684 | 130.8619 | 126.9986 | 123.8568 | 120.715 | 117.5733 | 114.4315 | 111.2898 | 108.148 | 105.0062 | 101.8645 | 98.7227 | 95.581 | 92.4392 | 89.2974 | 86.1557 | 83.0139 | 79.8722 | 76.7304 | 73.5886 | 70.4469 | 67.3051 | 64.1633 | 61.0216 | 57.8798 | 54.7381 | 0 | 0 | 0 | 0 | 0 | 0 | 0 | 0 | 0 | 0 | 0 | 0 | 0 | 0 | 0 | 0 | 0 | 0
|  | 2029 | -2.656% | [9 empty] | 163.9256 | 154.5261 | 145.2242 | 138.4197 | 132.5518 | 127.3863 | 123.6255 | 120.5672 | 117.5089 | 114.4506 | 111.3923 | 108.334 | 105.2756 | 102.2173 | 99.159 | 96.1007 | 93.0424 | 89.9841 | 86.9257 | 83.8674 | 80.8091 | 77.7508 | 74.6925 | 71.6342 | 68.5758 | 65.5175 | 62.4592 | 59.4009 | 56.3426 | 53.2842 | 0 | 0 | 0 | 0 | 0 | 0 | 0 | 0 | 0 | 0 | 0 | 0 | 0 | 0 | 0 | 0 | 0
|  | 2030 | -4.144% | [10 empty] | 157.1323 | 148.1224 | 139.2059 | 132.6834 | 127.0587 | 122.1072 | 118.5023 | 115.5707 | 112.6392 | 109.7076 | 106.776 | 103.8444 | 100.9129 | 97.9813 | 95.0497 | 92.1181 | 89.1866 | 86.255 | 83.3234 | 80.3918 | 77.4603 | 74.5287 | 71.5971 | 68.6655 | 65.7339 | 62.8024 | 59.8708 | 56.9392 | 54.0076 | 51.0761 | 0 | 0 | 0 | 0 | 0 | 0 | 0 | 0 | 0 | 0 | 0 | 0 | 0 | 0 | 0 | 0
|  | 2031 | -2.728% | [11 empty] | 152.8451 | 144.081 | 135.4078 | 129.0633 | 123.592 | 118.7756 | 115.2691 | 112.4175 | 109.5659 | 106.7143 | 103.8627 | 101.0111 | 98.1595 | 95.3079 | 92.4564 | 89.6048 | 86.7532 | 83.9016 | 81.05 | 78.1984 | 75.3468 | 72.4952 | 69.6436 | 66.792 | 63.9405 | 61.0889 | 58.2373 | 55.3857 | 52.5341 | 49.6825 | 0 | 0 | 0 | 0 | 0 | 0 | 0 | 0 | 0 | 0 | 0 | 0 | 0 | 0 | 0
|  | 2032 | -2.728% | [12 empty] | 148.6748 | 140.1498 | 131.7133 | 125.5419 | 120.2199 | 115.5349 | 112.124 | 109.3503 | 106.5765 | 103.8027 | 101.0289 | 98.2551 | 95.4813 | 92.7075 | 89.9338 | 87.16 | 84.3862 | 81.6124 | 78.8386 | 76.0648 | 73.291 | 70.5172 | 67.7435 | 64.9697 | 62.1959 | 59.4221 | 56.6483 | 53.8745 | 51.1007 | 48.327 | 0 | 0 | 0 | 0 | 0 | 0 | 0 | 0 | 0 | 0 | 0 | 0 | 0 | 0
|  | 2033 | -2.728% | [13 empty] | 144.6184 | 136.326 | 128.1196 | 122.1166 | 116.9398 | 112.3826 | 109.0648 | 106.3667 | 103.6686 | 100.9705 | 98.2724 | 95.5743 | 92.8762 | 90.1781 | 87.48 | 84.7819 | 82.0838 | 79.3857 | 76.6876 | 73.9895 | 71.2913 | 68.5932 | 65.8951 | 63.197 | 60.4989 | 57.8008 | 55.1027 | 52.4046 | 49.7065 | 47.0084 | 0 | 0 | 0 | 0 | 0 | 0 | 0 | 0 | 0 | 0 | 0 | 0 | 0
|  | 2034 | -2.728% | [14 empty] | 140.6726 | 132.6064 | 124.624 | 118.7847 | 113.7491 | 109.3163 | 106.0891 | 103.4646 | 100.8401 | 98.2156 | 95.5911 | 92.9666 | 90.3421 | 87.7177 | 85.0932 | 82.4687 | 79.8442 | 77.2197 | 74.5952 | 71.9707 | 69.3462 | 66.7217 | 64.0972 | 61.4728 | 58.8483 | 56.2238 | 53.5993 | 50.9748 | 48.3503 | 45.7258 | 0 | 0 | 0 | 0 | 0 | 0 | 0 | 0 | 0 | 0 | 0 | 0
|  | 2035 | -2.728% | [15 empty] | 136.8344 | 128.9884 | 121.2237 | 115.5438 | 110.6456 | 106.3337 | 103.1945 | 100.6417 | 98.0888 | 95.5359 | 92.983 | 90.4301 | 87.8772 | 85.3244 | 82.7715 | 80.2186 | 77.6657 | 75.1128 | 72.5599 | 70.0071 | 67.4542 | 64.9013 | 62.3484 | 59.7955 | 57.2426 | 54.6898 | 52.1369 | 49.584 | 47.0311 | 44.4782 | 0 | 0 | 0 | 0 | 0 | 0 | 0 | 0 | 0 | 0 | 0
|  | 2036 | -2.728% | [16 empty] | 133.101 | 125.469 | 117.9162 | 112.3913 | 107.6267 | 103.4325 | 100.379 | 97.8957 | 95.4125 | 92.9293 | 90.446 | 87.9628 | 85.4796 | 82.9963 | 80.5131 | 78.0299 | 75.5467 | 73.0634 | 70.5802 | 68.097 | 65.6137 | 63.1305 | 60.6473 | 58.164 | 55.6808 | 53.1976 | 50.7144 | 48.2311 | 45.7479 | 43.2647 | 0 | 0 | 0 | 0 | 0 | 0 | 0 | 0 | 0 | 0
|  | 2037 | -2.728% | [17 empty] | 129.4695 | 122.0457 | 114.699 | 109.3247 | 104.6902 | 100.6104 | 97.6402 | 95.2247 | 92.8092 | 90.3938 | 87.9783 | 85.5628 | 83.1473 | 80.7319 | 78.3164 | 75.9009 | 73.4854 | 71.07 | 68.6545 | 66.239 | 63.8235 | 61.408 | 58.9926 | 56.5771 | 54.1616 | 51.7461 | 49.3307 | 46.9152 | 44.4997 | 42.0842 | 0 | 0 | 0 | 0 | 0 | 0 | 0 | 0 | 0
|  | 2038 | -2.728% | [18 empty] | 125.937 | 118.7158 | 111.5695 | 106.3419 | 101.8338 | 97.8654 | 94.9762 | 92.6266 | 90.277 | 87.9274 | 85.5779 | 83.2283 | 80.8787 | 78.5292 | 76.1796 | 73.83 | 71.4804 | 69.1309 | 66.7813 | 64.4317 | 62.0821 | 59.7326 | 57.383 | 55.0334 | 52.6839 | 50.3343 | 47.9847 | 45.6351 | 43.2856 | 40.936 | 0 | 0 | 0 | 0 | 0 | 0 | 0 | 0
|  | 2039 | -2.728% | [19 empty] | 122.5009 | 115.4767 | 108.5254 | 103.4405 | 99.0554 | 95.1952 | 92.3848 | 90.0994 | 87.8139 | 85.5284 | 83.243 | 80.9575 | 78.672 | 76.3866 | 74.1011 | 71.8156 | 69.5302 | 67.2447 | 64.9592 | 62.6738 | 60.3883 | 58.1028 | 55.8174 | 53.5319 | 51.2464 | 48.961 | 46.6755 | 44.39 | 42.1046 | 39.8191 | 0 | 0 | 0 | 0 | 0 | 0 | 0
|  | 2040 | -2.728% | [20 empty] | 119.1586 | 112.326 | 105.5644 | 100.6182 | 96.3527 | 92.5979 | 89.8642 | 87.6411 | 85.418 | 83.1948 | 80.9717 | 78.7486 | 76.5255 | 74.3024 | 72.0793 | 69.8562 | 67.6331 | 65.41 | 63.1869 | 60.9638 | 58.7406 | 56.5175 | 54.2944 | 52.0713 | 49.8482 | 47.6251 | 45.402 | 43.1789 | 40.9558 | 38.7327 | 0 | 0 | 0 | 0 | 0 | 0
|  | 2041 | -2.728% | [21 empty] | 115.9074 | 109.2613 | 102.6842 | 97.8729 | 93.7238 | 90.0714 | 87.4123 | 85.2499 | 83.0874 | 80.9249 | 78.7625 | 76.6 | 74.4376 | 72.2751 | 70.1127 | 67.9502 | 65.7878 | 63.6253 | 61.4629 | 59.3004 | 57.138 | 54.9755 | 52.813 | 50.6506 | 48.4881 | 46.3257 | 44.1632 | 42.0008 | 39.8383 | 37.6759 | 0 | 0 | 0 | 0 | 0
|  | 2042 | -2.728% | [22 empty] | 112.745 | 106.2802 | 99.8825 | 95.2025 | 91.1666 | 87.6139 | 85.0273 | 82.9239 | 80.8204 | 78.717 | 76.6135 | 74.5101 | 72.4066 | 70.3032 | 68.1997 | 66.0963 | 63.9928 | 61.8893 | 59.7859 | 57.6824 | 55.579 | 53.4755 | 51.3721 | 49.2686 | 47.1652 | 45.0617 | 42.9583 | 40.8548 | 38.7514 | 36.6479 | 0 | 0 | 0 | 0
|  | 2043 | -2.728% | 2043: 109.6688; 2044: 103.3804; 2045: 97.1573; 2046: 92.605; 2047: 88.6792; 2048: 85.2234; 2049: 82.7074; 2050: 80.6614; 2051: 78.6153; 2052: 76.5692; 2053: 74.5232; 2054: 72.4771; 2055: 70.4311; 2056: 68.385; 2057: 66.3389; 2058: 64.2929; 2059: 62.2468; 2060: 60.2007; 2061: 58.1547; 2062: 56.1086; 2063: 54.0626; 2064: 52.0165; 2065: 49.9704; 2066: 47.9244; 2067: 45.8783; 2068: 43.8323; 2069: 41.7862; 2070: 39.7401; 2071: 37.6941; 2072: 35.648; 2073: 0; 2074: 0; 2075: 0
|  | 2044 | -2.728% | 2044: 106.6766; 2045: 100.5598; 2046: 94.5064; 2047: 90.0783; 2048: 86.2597; 2049: 82.8982; 2050: 80.4508; 2051: 78.4606; 2052: 76.4704; 2053: 74.4801; 2054: 72.4899; 2055: 70.4996; 2056: 68.5094; 2057: 66.5192; 2058: 64.5289; 2059: 62.5387; 2060: 60.5485; 2061: 58.5582; 2062: 56.568; 2063: 54.5777; 2064: 52.5875; 2065: 50.5973; 2066: 48.607; 2067: 46.6168; 2068: 44.6266; 2069: 42.6363; 2070: 40.6461; 2071: 38.6558; 2072: 36.6656; 2073: 34.6754; 2074: 0; 2075: 0
|  | 2045 | -2.728% | 2045: 103.766; 2046: 97.8161; 2047: 91.9279; 2048: 87.6206; 2049: 83.9062; 2050: 80.6364; 2051: 78.2558; 2052: 76.3199; 2053: 74.3839; 2054: 72.448; 2055: 70.5121; 2056: 68.5761; 2057: 66.6402; 2058: 64.7042; 2059: 62.7683; 2060: 60.8324; 2061: 58.8964; 2062: 56.9605; 2063: 55.0246; 2064: 53.0886; 2065: 51.1527; 2066: 49.2168; 2067: 47.2808; 2068: 45.3449; 2069: 43.409; 2070: 41.473; 2071: 39.5371; 2072: 37.6012; 2073: 35.6652; 2074: 33.7293; 2075: 0
|  | 2046 | -2.728% | 2046: 100.9349; 2047: 95.1473; 2048: 89.4197; 2049: 85.23; 2050: 81.6169; 2051: 78.4363; 2052: 76.1206; 2053: 74.2375; 2054: 72.3544; 2055: 70.4713; 2056: 68.5882; 2057: 66.7051; 2058: 64.822; 2059: 62.9388; 2060: 61.0557; 2061: 59.1726; 2062: 57.2895; 2063: 55.4064; 2064: 53.5233; 2065: 51.6402; 2066: 49.757; 2067: 47.8739; 2068: 45.9908; 2069: 44.1077; 2070: 42.2246; 2071: 40.3415; 2072: 38.4584; 2073: 36.5752; 2074: 34.6921; 2075: 32.809
|  | 2047 | -2.728% | 2047: 98.1809; 2048: 92.5512; 2049: 86.98; 2050: 82.9045; 2051: 79.39; 2052: 76.2962; 2053: 74.0438; 2054: 72.212; 2055: 70.3803; 2056: 68.5485; 2057: 66.7168; 2058: 64.8851; 2059: 63.0533; 2060: 61.2216; 2061: 59.3899; 2062: 57.5581; 2063: 55.7264; 2064: 53.8947; 2065: 52.0629; 2066: 50.2312; 2067: 48.3995; 2068: 46.5677; 2069: 44.736; 2070: 42.9043; 2071: 41.0725; 2072: 39.2408; 2073: 37.409; 2074: 35.5773; 2075: 33.7456
|  | 2048 | -2.728% | 2048: 95.5021; 2049: 90.0261; 2050: 84.6068; 2051: 80.6425; 2052: 77.2239; 2053: 74.2145; 2054: 72.0235; 2055: 70.2418; 2056: 68.46; 2057: 66.6783; 2058: 64.8965; 2059: 63.1147; 2060: 61.333; 2061: 59.5512; 2062: 57.7695; 2063: 55.9877; 2064: 54.206; 2065: 52.4242; 2066: 50.6424; 2067: 48.8607; 2068: 47.0789; 2069: 45.2972; 2070: 43.5154; 2071: 41.7336; 2072: 39.9519; 2073: 38.1701; 2074: 36.3884; 2075: 34.6066
|  | 2049 | -2.728% | 2049: 92.8964; 2050: 87.5698; 2051: 82.2984; 2052: 78.4423; 2053: 75.1169; 2054: 72.1896; 2055: 70.0584; 2056: 68.3253; 2057: 66.5921; 2058: 64.859; 2059: 63.1259; 2060: 61.3927; 2061: 59.6596; 2062: 57.9264; 2063: 56.1933; 2064: 54.4601; 2065: 52.727; 2066: 50.9938; 2067: 49.2607; 2068: 47.5276; 2069: 45.7944; 2070: 44.0613; 2071: 42.3281; 2072: 40.595; 2073: 38.8618; 2074: 37.1287; 2075: 35.3955
|  | 2050 | -2.728% | 2050: 90.3618; 2051: 85.1805; 2052: 80.0529; 2053: 76.302; 2054: 73.0674; 2055: 70.22; 2056: 68.1469; 2057: 66.4611; 2058: 64.7752; 2059: 63.0894; 2060: 61.4035; 2061: 59.7177; 2062: 58.0318; 2063: 56.3459; 2064: 54.6601; 2065: 52.9742; 2066: 51.2884; 2067: 49.6025; 2068: 47.9167; 2069: 46.2308; 2070: 44.5449; 2071: 42.8591; 2072: 41.1732; 2073: 39.4874; 2074: 37.8015; 2075: 36.1157
Revenue Requirement by vintage year
2012 $/MW-wk
| Aurora Input |  | Levelized Cost | 2020 | 2021 | 2022 | 2023 | 2024 | 2025 | 2026 | 2027 | 2028 | 2029 | 2030 | 2031 | 2032 | 2033 | 2034 | 2035 | 2036 | 2037 | 2038 | 2039 | 2040 | 2041 | 2042 | 2043 | 2044 | 2045 | 2046 | 2047 | 2048 | 2049 | 2050 | 2051 | 2052 | 2053 | 2054 | 2055 | 2056 | 2057 | 2058 | 2059 | 2060 | 2061 | 2062 | 2063 | 2064 | 2065 | 2066 | 2067 | 2068 | 2069 | 2070 | 2071 | 2072 | 2073 | 2074 | 2075
|  | 2020 | 5149.6993 | 7667.3219 | 7227.6782 | 6792.5974 | 6474.3302 | 6199.8679 | 5958.2594 | 5782.3584 | 5639.3113 | 5496.2641 | 5353.2169 | 5210.1697 | 5067.1226 | 4924.0754 | 4781.0282 | 4637.981 | 4494.9339 | 4351.8867 | 4208.8395 | 4065.7923 | 3922.7451 | 3779.698 | 3636.6508 | 3493.6036 | 3350.5564 | 3207.5093 | 3064.4621 | 2921.4149 | 2778.3677 | 2635.3206 | 2492.2734 | 0 | 0 | 0 | 0 | 0 | 0 | 0 | 0 | 0 | 0 | 0 | 0 | 0 | 0 | 0 | 0 | 0 | 0 | 0 | 0 | 0 | 0 | 0 | 0 | 0 | 0
|  | 2021 | 5149.6993 | 0 | 7667.3219 | 7227.6782 | 6792.5974 | 6474.3302 | 6199.8679 | 5958.2594 | 5782.3584 | 5639.3113 | 5496.2641 | 5353.2169 | 5210.1697 | 5067.1226 | 4924.0754 | 4781.0282 | 4637.981 | 4494.9339 | 4351.8867 | 4208.8395 | 4065.7923 | 3922.7451 | 3779.698 | 3636.6508 | 3493.6036 | 3350.5564 | 3207.5093 | 3064.4621 | 2921.4149 | 2778.3677 | 2635.3206 | 2492.2734 | 0 | 0 | 0 | 0 | 0 | 0 | 0 | 0 | 0 | 0 | 0 | 0 | 0 | 0 | 0 | 0 | 0 | 0 | 0 | 0 | 0 | 0 | 0 | 0 | 0
|  | 2022 | 5149.6993 | 0 | 0 | 7667.3219 | 7227.6782 | 6792.5974 | 6474.3302 | 6199.8679 | 5958.2594 | 5782.3584 | 5639.3113 | 5496.2641 | 5353.2169 | 5210.1697 | 5067.1226 | 4924.0754 | 4781.0282 | 4637.981 | 4494.9339 | 4351.8867 | 4208.8395 | 4065.7923 | 3922.7451 | 3779.698 | 3636.6508 | 3493.6036 | 3350.5564 | 3207.5093 | 3064.4621 | 2921.4149 | 2778.3677 | 2635.3206 | 2492.2734 | 0 | 0 | 0 | 0 | 0 | 0 | 0 | 0 | 0 | 0 | 0 | 0 | 0 | 0 | 0 | 0 | 0 | 0 | 0 | 0 | 0 | 0 | 0 | 0
|  | 2023 | 4669.4079 | 0 | 0 | 0 | 6952.222 | 6553.5821 | 6159.0796 | 5870.4958 | 5621.6315 | 5402.5568 | 5243.0615 | 5113.3557 | 4983.65 | 4853.9442 | 4724.2385 | 4594.5327 | 4464.827 | 4335.1212 | 4205.4155 | 4075.7097 | 3946.004 | 3816.2982 | 3686.5925 | 3556.8867 | 3427.181 | 3297.4752 | 3167.7695 | 3038.0637 | 2908.3579 | 2778.6522 | 2648.9464 | 2519.2407 | 2389.5349 | 2259.8292 | 0 | 0 | 0 | 0 | 0 | 0 | 0 | 0 | 0 | 0 | 0 | 0 | 0 | 0 | 0 | 0 | 0 | 0 | 0 | 0 | 0 | 0 | 0
|  | 2024 | 4213.9843 | 0 | 0 | 0 | 0 | 6274.1477 | 5914.3885 | 5558.3632 | 5297.9259 | 5073.3343 | 4875.6267 | 4731.6875 | 4614.6324 | 4497.5773 | 4380.5222 | 4263.4671 | 4146.412 | 4029.3569 | 3912.3018 | 3795.2467 | 3678.1916 | 3561.1365 | 3444.0814 | 3327.0263 | 3209.9712 | 3092.9161 | 2975.861 | 2858.8059 | 2741.7508 | 2624.6957 | 2507.6406 | 2390.5855 | 2273.5304 | 2156.4753 | 2039.4202 | 0 | 0 | 0 | 0 | 0 | 0 | 0 | 0 | 0 | 0 | 0 | 0 | 0 | 0 | 0 | 0 | 0 | 0 | 0 | 0 | 0 | 0
|  | 2025 | 3922.3961 | 0 | 0 | 0 | 0 | 0 | 5840.0058 | 5505.1402 | 5173.7502 | 4931.334 | 4722.2831 | 4538.256 | 4404.2766 | 4295.3212 | 4186.3658 | 4077.4104 | 3968.4549 | 3859.4995 | 3750.5441 | 3641.5886 | 3532.6332 | 3423.6778 | 3314.7224 | 3205.7669 | 3096.8115 | 2987.8561 | 2878.9006 | 2769.9452 | 2660.9898 | 2552.0344 | 2443.0789 | 2334.1235 | 2225.1681 | 2116.2127 | 2007.2572 | 1898.3018 | 0 | 0 | 0 | 0 | 0 | 0 | 0 | 0 | 0 | 0 | 0 | 0 | 0 | 0 | 0 | 0 | 0 | 0 | 0 | 0 | 0
|  | 2026 | 3821.8931 | 0 | 0 | 0 | 0 | 0 | 0 | 5690.3681 | 5364.0827 | 5041.1839 | 4804.9791 | 4601.2846 | 4421.9728 | 4291.4264 | 4185.2628 | 4079.0991 | 3972.9354 | 3866.7717 | 3760.6081 | 3654.4444 | 3548.2807 | 3442.117 | 3335.9533 | 3229.7897 | 3123.626 | 3017.4623 | 2911.2986 | 2805.135 | 2698.9713 | 2592.8076 | 2486.6439 | 2380.4802 | 2274.3166 | 2168.1529 | 2061.9892 | 1955.8255 | 1849.6619 | 0 | 0 | 0 | 0 | 0 | 0 | 0 | 0 | 0 | 0 | 0 | 0 | 0 | 0 | 0 | 0 | 0 | 0 | 0 | 0
|  | 2027 | 3722.7973 | 0 | 0 | 0 | 0 | 0 | 0 | 0 | 5542.8257 | 5225.0004 | 4910.4738 | 4680.3935 | 4481.9805 | 4307.3179 | 4180.1564 | 4076.7454 | 3973.3344 | 3869.9234 | 3766.5123 | 3663.1013 | 3559.6903 | 3456.2793 | 3352.8683 | 3249.4573 | 3146.0462 | 3042.6352 | 2939.2242 | 2835.8132 | 2732.4022 | 2628.9911 | 2525.5801 | 2422.1691 | 2318.7581 | 2215.3471 | 2111.9361 | 2008.525 | 1905.114 | 1801.703 | 0 | 0 | 0 | 0 | 0 | 0 | 0 | 0 | 0 | 0 | 0 | 0 | 0 | 0 | 0 | 0 | 0 | 0 | 0
|  | 2028 | 3625.1089 | 0 | 0 | 0 | 0 | 0 | 0 | 0 | 0 | 5397.3785 | 5087.8932 | 4781.62 | 4557.5771 | 4364.3706 | 4194.2913 | 4070.4666 | 3969.7691 | 3869.0717 | 3768.3742 | 3667.6768 | 3566.9793 | 3466.2819 | 3365.5844 | 3264.887 | 3164.1895 | 3063.4921 | 2962.7946 | 2862.0972 | 2761.3997 | 2660.7023 | 2560.0048 | 2459.3074 | 2358.6099 | 2257.9125 | 2157.215 | 2056.5176 | 1955.8201 | 1855.1227 | 1754.4252 | 0 | 0 | 0 | 0 | 0 | 0 | 0 | 0 | 0 | 0 | 0 | 0 | 0 | 0 | 0 | 0 | 0 | 0
|  | 2029 | 3528.8277 | 0 | 0 | 0 | 0 | 0 | 0 | 0 | 0 | 0 | 5254.0267 | 4952.7612 | 4654.6224 | 4436.53 | 4248.4549 | 4082.8929 | 3962.3569 | 3864.3339 | 3766.311 | 3668.288 | 3570.265 | 3472.242 | 3374.2191 | 3276.1961 | 3178.1731 | 3080.1501 | 2982.1272 | 2884.1042 | 2786.0812 | 2688.0582 | 2590.0353 | 2492.0123 | 2393.9893 | 2295.9663 | 2197.9434 | 2099.9204 | 2001.8974 | 1903.8745 | 1805.8515 | 1707.8285 | 0 | 0 | 0 | 0 | 0 | 0 | 0 | 0 | 0 | 0 | 0 | 0 | 0 | 0 | 0 | 0 | 0
|  | 2030 | 3382.5878 | 0 | 0 | 0 | 0 | 0 | 0 | 0 | 0 | 0 | 0 | 5036.292 | 4747.5114 | 4461.728 | 4252.6736 | 4072.3927 | 3913.6917 | 3798.1509 | 3704.1902 | 3610.2294 | 3516.2687 | 3422.3079 | 3328.3472 | 3234.3864 | 3140.4257 | 3046.4649 | 2952.5041 | 2858.5434 | 2764.5826 | 2670.6219 | 2576.6611 | 2482.7004 | 2388.7396 | 2294.7788 | 2200.8181 | 2106.8573 | 2012.8966 | 1918.9358 | 1824.9751 | 1731.0143 | 1637.0536 | 0 | 0 | 0 | 0 | 0 | 0 | 0 | 0 | 0 | 0 | 0 | 0 | 0 | 0 | 0 | 0
|  | 2031 | 3290.2967 | 0 | 0 | 0 | 0 | 0 | 0 | 0 | 0 | 0 | 0 | 0 | 4898.8809 | 4617.9794 | 4339.9934 | 4136.6429 | 3961.2807 | 3806.9099 | 3694.5215 | 3603.1244 | 3511.7273 | 3420.3302 | 3328.933 | 3237.5359 | 3146.1388 | 3054.7417 | 2963.3446 | 2871.9475 | 2780.5504 | 2689.1532 | 2597.7561 | 2506.359 | 2414.9619 | 2323.5648 | 2232.1677 | 2140.7706 | 2049.3735 | 1957.9763 | 1866.5792 | 1775.1821 | 1683.785 | 1592.3879 | 0 | 0 | 0 | 0 | 0 | 0 | 0 | 0 | 0 | 0 | 0 | 0 | 0 | 0 | 0
|  | 2032 | 3200.5236 | 0 | 0 | 0 | 0 | 0 | 0 | 0 | 0 | 0 | 0 | 0 | 0 | 4765.219 | 4491.9816 | 4221.5802 | 4023.778 | 3853.2004 | 3703.0414 | 3593.7195 | 3504.8161 | 3415.9127 | 3327.0092 | 3238.1058 | 3149.2024 | 3060.299 | 2971.3956 | 2882.4922 | 2793.5887 | 2704.6853 | 2615.7819 | 2526.8785 | 2437.9751 | 2349.0716 | 2260.1682 | 2171.2648 | 2082.3614 | 1993.458 | 1904.5546 | 1815.6511 | 1726.7477 | 1637.8443 | 1548.9409 | 0 | 0 | 0 | 0 | 0 | 0 | 0 | 0 | 0 | 0 | 0 | 0 | 0 | 0
|  | 2033 | 3113.2 | 0 | 0 | 0 | 0 | 0 | 0 | 0 | 0 | 0 | 0 | 0 | 0 | 0 | 4635.2039 | 4369.4216 | 4106.3978 | 3913.9925 | 3748.069 | 3602.007 | 3495.6678 | 3409.19 | 3322.7123 | 3236.2345 | 3149.7568 | 3063.279 | 2976.8012 | 2890.3235 | 2803.8457 | 2717.3679 | 2630.8902 | 2544.4124 | 2457.9347 | 2371.4569 | 2284.9791 | 2198.5014 | 2112.0236 | 2025.5459 | 1939.0681 | 1852.5903 | 1766.1126 | 1679.6348 | 1593.1571 | 1506.6793 | 0 | 0 | 0 | 0 | 0 | 0 | 0 | 0 | 0 | 0 | 0 | 0 | 0
|  | 2034 | 3028.2588 | 0 | 0 | 0 | 0 | 0 | 0 | 0 | 0 | 0 | 0 | 0 | 0 | 0 | 0 | 4508.7361 | 4250.2055 | 3994.3581 | 3807.2024 | 3645.806 | 3503.7292 | 3400.2914 | 3316.1731 | 3232.0548 | 3147.9365 | 3063.8182 | 2979.6999 | 2895.5816 | 2811.4634 | 2727.3451 | 2643.2268 | 2559.1085 | 2474.9902 | 2390.8719 | 2306.7536 | 2222.6354 | 2138.5171 | 2054.3988 | 1970.2805 | 1886.1622 | 1802.0439 | 1717.9256 | 1633.8074 | 1549.6891 | 1465.5708 | 0 | 0 | 0 | 0 | 0 | 0 | 0 | 0 | 0 | 0 | 0 | 0
|  | 2035 | 2945.6353 | 0 | 0 | 0 | 0 | 0 | 0 | 0 | 0 | 0 | 0 | 0 | 0 | 0 | 0 | 0 | 4385.7189 | 4134.2421 | 3885.3753 | 3703.326 | 3546.3332 | 3408.1328 | 3307.5172 | 3225.694 | 3143.8708 | 3062.0476 | 2980.2244 | 2898.4012 | 2816.5781 | 2734.7549 | 2652.9317 | 2571.1085 | 2489.2853 | 2407.4621 | 2325.6389 | 2243.8158 | 2161.9926 | 2080.1694 | 1998.3462 | 1916.523 | 1834.6998 | 1752.8766 | 1671.0534 | 1589.2303 | 1507.4071 | 1425.5839 | 0 | 0 | 0 | 0 | 0 | 0 | 0 | 0 | 0 | 0 | 0
|  | 2036 | 2865.266 | 0 | 0 | 0 | 0 | 0 | 0 | 0 | 0 | 0 | 0 | 0 | 0 | 0 | 0 | 0 | 0 | 4266.0582 | 4021.4427 | 3779.366 | 3602.2838 | 3449.5744 | 3315.1447 | 3217.2743 | 3137.6836 | 3058.0929 | 2978.5022 | 2898.9114 | 2819.3207 | 2739.73 | 2660.1393 | 2580.5486 | 2500.9579 | 2421.3672 | 2341.7765 | 2262.1858 | 2182.5951 | 2103.0044 | 2023.4137 | 1943.8229 | 1864.2322 | 1784.6415 | 1705.0508 | 1625.4601 | 1545.8694 | 1466.2787 | 1386.688 | 0 | 0 | 0 | 0 | 0 | 0 | 0 | 0 | 0 | 0
|  | 2037 | 2787.0896 | 0 | 0 | 0 | 0 | 0 | 0 | 0 | 0 | 0 | 0 | 0 | 0 | 0 | 0 | 0 | 0 | 0 | 4149.6623 | 3911.7209 | 3676.2491 | 3503.9984 | 3355.4556 | 3224.6936 | 3129.4936 | 3052.0744 | 2974.6553 | 2897.2362 | 2819.817 | 2742.3979 | 2664.9787 | 2587.5596 | 2510.1405 | 2432.7213 | 2355.3022 | 2277.883 | 2200.4639 | 2123.0447 | 2045.6256 | 1968.2065 | 1890.7873 | 1813.3682 | 1735.949 | 1658.5299 | 1581.1108 | 1503.6916 | 1426.2725 | 1348.8533 | 0 | 0 | 0 | 0 | 0 | 0 | 0 | 0 | 0
|  | 2038 | 2711.0461 | 0 | 0 | 0 | 0 | 0 | 0 | 0 | 0 | 0 | 0 | 0 | 0 | 0 | 0 | 0 | 0 | 0 | 0 | 4036.4421 | 3804.9928 | 3575.9457 | 3408.3946 | 3263.9047 | 3136.7105 | 3044.1079 | 2968.8011 | 2893.4943 | 2818.1874 | 2742.8806 | 2667.5738 | 2592.267 | 2516.9601 | 2441.6533 | 2366.3465 | 2291.0397 | 2215.7329 | 2140.426 | 2065.1192 | 1989.8124 | 1914.5056 | 1839.1987 | 1763.8919 | 1688.5851 | 1613.2783 | 1537.9714 | 1462.6646 | 1387.3578 | 1312.051 | 0 | 0 | 0 | 0 | 0 | 0 | 0 | 0
|  | 2039 | 2637.0774 | 0 | 0 | 0 | 0 | 0 | 0 | 0 | 0 | 0 | 0 | 0 | 0 | 0 | 0 | 0 | 0 | 0 | 0 | 0 | 3926.3111 | 3701.1767 | 3478.3789 | 3315.3994 | 3174.8517 | 3051.1279 | 2961.0519 | 2887.7998 | 2814.5476 | 2741.2955 | 2668.0434 | 2594.7912 | 2521.5391 | 2448.2869 | 2375.0348 | 2301.7827 | 2228.5305 | 2155.2784 | 2082.0263 | 2008.7741 | 1935.522 | 1862.2698 | 1789.0177 | 1715.7656 | 1642.5134 | 1569.2613 | 1496.0092 | 1422.757 | 1349.5049 | 1276.2527 | 0 | 0 | 0 | 0 | 0 | 0 | 0
|  | 2040 | 2565.1269 | 0 | 0 | 0 | 0 | 0 | 0 | 0 | 0 | 0 | 0 | 0 | 0 | 0 | 0 | 0 | 0 | 0 | 0 | 0 | 0 | 3819.1849 | 3600.1931 | 3383.4742 | 3224.9414 | 3088.2285 | 2967.8804 | 2880.262 | 2809.0085 | 2737.755 | 2666.5015 | 2595.248 | 2523.9945 | 2452.7409 | 2381.4874 | 2310.2339 | 2238.9804 | 2167.7269 | 2096.4734 | 2025.2199 | 1953.9664 | 1882.7128 | 1811.4593 | 1740.2058 | 1668.9523 | 1597.6988 | 1526.4453 | 1455.1918 | 1383.9383 | 1312.6847 | 1241.4312 | 0 | 0 | 0 | 0 | 0 | 0 | 0 | 0 | 0 | 0
|  | 2041 | 2495.1395 | 0 | 0 | 0 | 0 | 0 | 0 | 0 | 0 | 0 | 0 | 0 | 0 | 0 | 0 | 0 | 0 | 0 | 0 | 0 | 0 | 0 | 3714.9816 | 3501.9648 | 3291.1588 | 3136.9515 | 3003.9687 | 2886.9042 | 2801.6764 | 2732.367 | 2663.0576 | 2593.7482 | 2524.4388 | 2455.1293 | 2385.8199 | 2316.5105 | 2247.2011 | 2177.8917 | 2108.5822 | 2039.2728 | 1969.9634 | 1900.654 | 1831.3446 | 1762.0351 | 1692.7257 | 1623.4163 | 1554.1069 | 1484.7975 | 1415.488 | 1346.1786 | 1276.8692 | 1207.5598 | 0 | 0 | 0 | 0 | 0 | 0 | 0 | 0 | 0
|  | 2042 | 2427.0617 | 0 | 0 | 0 | 0 | 0 | 0 | 0 | 0 | 0 | 0 | 0 | 0 | 0 | 0 | 0 | 0 | 0 | 0 | 0 | 0 | 0 | 0 | 3613.6213 | 3406.4165 | 3201.3623 | 3051.3624 | 2922.0079 | 2808.1374 | 2725.235 | 2657.8166 | 2590.3982 | 2522.9799 | 2455.5615 | 2388.1431 | 2320.7248 | 2253.3064 | 2185.888 | 2118.4697 | 2051.0513 | 1983.6329 | 1916.2146 | 1848.7962 | 1781.3778 | 1713.9595 | 1646.5411 | 1579.1227 | 1511.7043 | 1444.286 | 1376.8676 | 1309.4492 | 1242.0309 | 1174.6125 | 0 | 0 | 0 | 0 | 0 | 0 | 0 | 0
|  | 2043 | 2360.8413 | 0 | 0 | 0 | 0 | 0 | 0 | 0 | 0 | 0 | 0 | 0 | 0 | 0 | 0 | 0 | 0 | 0 | 0 | 0 | 0 | 0 | 0 | 0 | 3515.0266 | 3313.4752 | 3114.0157 | 2968.1084 | 2842.2833 | 2731.5196 | 2650.8792 | 2585.3003 | 2519.7213 | 2454.1424 | 2388.5635 | 2322.9846 | 2257.4057 | 2191.8268 | 2126.2479 | 2060.6689 | 1995.09 | 1929.5111 | 1863.9322 | 1798.3533 | 1732.7744 | 1667.1955 | 1601.6166 | 1536.0376 | 1470.4587 | 1404.8798 | 1339.3009 | 1273.722 | 1208.1431 | 1142.5642 | 0 | 0 | 0 | 0 | 0 | 0 | 0
|  | 2044 | 2296.4277 | 0 | 0 | 0 | 0 | 0 | 0 | 0 | 0 | 0 | 0 | 0 | 0 | 0 | 0 | 0 | 0 | 0 | 0 | 0 | 0 | 0 | 0 | 0 | 0 | 3419.122 | 3223.0698 | 3029.0523 | 2887.126 | 2764.7339 | 2656.9924 | 2578.5521 | 2514.7624 | 2450.9728 | 2387.1832 | 2323.3935 | 2259.6039 | 2195.8142 | 2132.0246 | 2068.2349 | 2004.4453 | 1940.6556 | 1876.866 | 1813.0763 | 1749.2867 | 1685.497 | 1621.7074 | 1557.9178 | 1494.1281 | 1430.3385 | 1366.5488 | 1302.7592 | 1238.9695 | 1175.1799 | 1111.3902 | 0 | 0 | 0 | 0 | 0 | 0
|  | 2045 | 2233.7715 | 0 | 0 | 0 | 0 | 0 | 0 | 0 | 0 | 0 | 0 | 0 | 0 | 0 | 0 | 0 | 0 | 0 | 0 | 0 | 0 | 0 | 0 | 0 | 0 | 0 | 3325.834 | 3135.1309 | 2946.4071 | 2808.3532 | 2689.3004 | 2584.4985 | 2508.1984 | 2446.1492 | 2384.1 | 2322.0508 | 2260.0016 | 2197.9524 | 2135.9032 | 2073.854 | 2011.8048 | 1949.7556 | 1887.7064 | 1825.6572 | 1763.608 | 1701.5588 | 1639.5096 | 1577.4604 | 1515.4112 | 1453.362 | 1391.3128 | 1329.2637 | 1267.2145 | 1205.1653 | 1143.1161 | 1081.0669 | 0 | 0 | 0 | 0 | 0
|  | 2046 | 2172.8249 | 0 | 0 | 0 | 0 | 0 | 0 | 0 | 0 | 0 | 0 | 0 | 0 | 0 | 0 | 0 | 0 | 0 | 0 | 0 | 0 | 0 | 0 | 0 | 0 | 0 | 0 | 3235.0914 | 3049.5914 | 2866.0168 | 2731.7295 | 2615.925 | 2513.9826 | 2439.7643 | 2379.408 | 2319.0518 | 2258.6956 | 2198.3393 | 2137.9831 | 2077.6268 | 2017.2706 | 1956.9144 | 1896.5581 | 1836.2019 | 1775.8457 | 1715.4894 | 1655.1332 | 1594.777 | 1534.4207 | 1474.0645 | 1413.7083 | 1353.352 | 1292.9958 | 1232.6395 | 1172.2833 | 1111.9271 | 1051.5708 | 0 | 0 | 0 | 0
|  | 2047 | 2113.5411 | 0 | 0 | 0 | 0 | 0 | 0 | 0 | 0 | 0 | 0 | 0 | 0 | 0 | 0 | 0 | 0 | 0 | 0 | 0 | 0 | 0 | 0 | 0 | 0 | 0 | 0 | 0 | 3146.8245 | 2966.3858 | 2787.8199 | 2657.1965 | 2544.5516 | 2445.3906 | 2373.1973 | 2314.4878 | 2255.7784 | 2197.0689 | 2138.3594 | 2079.65 | 2020.9405 | 1962.231 | 1903.5216 | 1844.8121 | 1786.1026 | 1727.3932 | 1668.6837 | 1609.9742 | 1551.2648 | 1492.5553 | 1433.8458 | 1375.1364 | 1316.4269 | 1257.7174 | 1199.008 | 1140.2985 | 1081.5891 | 1022.8796 | 0 | 0 | 0
|  | 2048 | 2055.8749 | 0 | 0 | 0 | 0 | 0 | 0 | 0 | 0 | 0 | 0 | 0 | 0 | 0 | 0 | 0 | 0 | 0 | 0 | 0 | 0 | 0 | 0 | 0 | 0 | 0 | 0 | 0 | 0 | 3060.966 | 2885.4504 | 2711.7565 | 2584.6971 | 2475.1256 | 2378.6701 | 2308.4465 | 2251.3389 | 2194.2313 | 2137.1237 | 2080.016 | 2022.9084 | 1965.8008 | 1908.6932 | 1851.5855 | 1794.4779 | 1737.3703 | 1680.2627 | 1623.155 | 1566.0474 | 1508.9398 | 1451.8322 | 1394.7245 | 1337.6169 | 1280.5093 | 1223.4017 | 1166.294 | 1109.1864 | 1052.0788 | 994.9712 | 0 | 0
|  | 2049 | 1999.782 | 0 | 0 | 0 | 0 | 0 | 0 | 0 | 0 | 0 | 0 | 0 | 0 | 0 | 0 | 0 | 0 | 0 | 0 | 0 | 0 | 0 | 0 | 0 | 0 | 0 | 0 | 0 | 0 | 0 | 2977.45 | 2806.7233 | 2637.7684 | 2514.1757 | 2407.5938 | 2313.77 | 2245.4625 | 2189.913 | 2134.3635 | 2078.814 | 2023.2645 | 1967.715 | 1912.1655 | 1856.616 | 1801.0665 | 1745.517 | 1689.9676 | 1634.4181 | 1578.8686 | 1523.3191 | 1467.7696 | 1412.2201 | 1356.6706 | 1301.1211 | 1245.5716 | 1190.0221 | 1134.4726 | 1078.9232 | 1023.3737 | 967.8242 | 0
|  | 2050 | 1945.2196 | 0 | 0 | 0 | 0 | 0 | 0 | 0 | 0 | 0 | 0 | 0 | 0 | 0 | 0 | 0 | 0 | 0 | 0 | 0 | 0 | 0 | 0 | 0 | 0 | 0 | 0 | 0 | 0 | 0 | 0 | 2896.2128 | 2730.1441 | 2565.7991 | 2445.5785 | 2341.9046 | 2250.6407 | 2184.1968 | 2130.163 | 2076.1291 | 2022.0952 | 1968.0614 | 1914.0275 | 1859.9936 | 1805.9598 | 1751.9259 | 1697.892 | 1643.8582 | 1589.8243 | 1535.7904 | 1481.7566 | 1427.7227 | 1373.6888 | 1319.655 | 1265.6211 | 1211.5872 | 1157.5534 | 1103.5195 | 1049.4856 | 995.4518 | 941.4179
|  | Annual Change (%) |  | 0% | 0% | 0% | -9.327% | -9.753% | -6.92% | -2.562% | -2.593% | -2.624% | -2.656% | -4.144% | -2.728% | -2.728% | -2.728% | -2.728% | -2.728% | -2.728% | -2.728% | -2.728% | -2.728% | -2.728% | -2.728% | -2.728% | -2.728% | -2.728% | -2.728% | -2.728% | -2.728% | -2.728% | -2.728% | -2.728% | 0% | 0% | 0% | 0% | 0% | 0% | 0% | 0% | 0% | 0% | 0% | 0% | 0% | 0% | 0% | 0% | 0% | 0% | 0% | 0% | 0% | 0% | 0% | 0% | 0%
|  | Levelized Capital Cost ($/MW-wk) |  | 5149.6993 | 5149.6993 | 5149.6993 | 4669.4079 | 4213.9843 | 3922.3961 | 3821.8931 | 3722.7973 | 3625.1089 | 3528.8277 | 3382.5878 | 3290.2967 | 3200.5236 | 3113.2 | 3028.2588 | 2945.6353 | 2865.266 | 2787.0896 | 2711.0461 | 2637.0774 | 2565.1269 | 2495.1395 | 2427.0617 | 2360.8413 | 2296.4277 | 2233.7715 | 2172.8249 | 2113.5411 | 2055.8749 | 1999.782 | 1945.2196 | 1945.2196 | 1945.2196 | 1945.2196 | 1945.2196 | 1945.2196 | 1945.2196 | 1945.2196 | 1945.2196 | 1945.2196 | 1945.2196 | 1945.2196 | 1945.2196 | 1945.2196 | 1945.2196 | 1945.2196 | 1945.2196 | 1945.2196 | 1945.2196 | 1945.2196 | 1945.2196 | 1945.2196 | 1945.2196 | 1945.2196 | 1945.2196 | 1945.2196
|  | Economic Life | 30
|  | check s/b 0 | 0
Revenue Requirement by vintage year
2012 $/MW-wk
| Aurora Input |  | Levelized Cost | 2020 | 2021 | 2022 | 2023 | 2024 | 2025 | 2026 | 2027 | 2028 | 2029 | 2030 | 2031 | 2032 | 2033 | 2034 | 2035 | 2036 | 2037 | 2038 | 2039 | 2040 | 2041 | 2042 | 2043 | 2044 | 2045 | 2046 | Levelized | 2047 | 2048 | 2049 | 2050 | 2051 | 2052 | 2053 | 2054 | 2055 | 2056 | 2057 | 2058 | 2059 | 2060 | 2061 | 2062 | 2063 | 2064 | 2065 | 2066 | 2067 | 2068 | 2069 | 2070 | 2071 | 2072 | 2073 | 2074 | 2075 | 2076 | 2077 | 2078 | 2079
|  | 2020 | 5149.6993 | 7667.3219 | 7227.6782 | 6792.5974 | 6474.3302 | 6199.8679 | 5958.2594 | 5782.3584 | 5639.3113 | 5496.2641 | 5353.2169 | 5210.1697 | 5067.1226 | 4924.0754 | 4781.0282 | 4637.981 | 4494.9339 | 4351.8867 | 4208.8395 | 4065.7923 | 3922.7451 | 3779.698 | 3636.6508 | 3493.6036 | 3350.5564 | 3207.5093 | 3064.4621 | 2921.4149 | 2639.3343 | 2778.3677 | 2635.3206 | 2492.2734 | 0 | 0 | 0 | 0 | 0 | 0 | 0 | 0 | 0 | 0 | 0 | 0 | 0 | 0 | 0 | 0 | 0 | 0 | 0 | 0 | 0 | 0 | 0 | 0 | 0 | 0 | 0 | 0 | 0 | 0
|  | 2021 | 5149.6993 |  | 7667.3219 | 7227.6782 | 6792.5974 | 6474.3302 | 6199.8679 | 5958.2594 | 5782.3584 | 5639.3113 | 5496.2641 | 5353.2169 | 5210.1697 | 5067.1226 | 4924.0754 | 4781.0282 | 4637.981 | 4494.9339 | 4351.8867 | 4208.8395 | 4065.7923 | 3922.7451 | 3779.698 | 3636.6508 | 3493.6036 | 3350.5564 | 3207.5093 | 3064.4621 | 2714.3684 | 2921.4149 | 2778.3677 | 2635.3206 | 2492.2734 | 0 | 0 | 0 | 0 | 0 | 0 | 0 | 0 | 0 | 0 | 0 | 0 | 0 | 0 | 0 | 0 | 0 | 0 | 0 | 0 | 0 | 0 | 0 | 0 | 0 | 0 | 0 | 0 | 0
|  | 2022 | 5149.6993 |  |  | 7667.3219 | 7227.6782 | 6792.5974 | 6474.3302 | 6199.8679 | 5958.2594 | 5782.3584 | 5639.3113 | 5496.2641 | 5353.2169 | 5210.1697 | 5067.1226 | 4924.0754 | 4781.0282 | 4637.981 | 4494.9339 | 4351.8867 | 4208.8395 | 4065.7923 | 3922.7451 | 3779.698 | 3636.6508 | 3493.6036 | 3350.5564 | 3207.5093 | 2790.4034 | 3064.4621 | 2921.4149 | 2778.3677 | 2635.3206 | 2492.2734 | 0 | 0 | 0 | 0 | 0 | 0 | 0 | 0 | 0 | 0 | 0 | 0 | 0 | 0 | 0 | 0 | 0 | 0 | 0 | 0 | 0 | 0 | 0 | 0 | 0 | 0 | 0 | 0
|  | 2023 | 4669.4079 |  |  |  | 6952.222 | 6553.5821 | 6159.0796 | 5870.4958 | 5621.6315 | 5402.5568 | 5243.0615 | 5113.3557 | 4983.65 | 4853.9442 | 4724.2385 | 4594.5327 | 4464.827 | 4335.1212 | 4205.4155 | 4075.7097 | 3946.004 | 3816.2982 | 3686.5925 | 3556.8867 | 3427.181 | 3297.4752 | 3167.7695 | 3038.0637 | 2600.0034 | 2908.3579 | 2778.6522 | 2648.9464 | 2519.2407 | 2389.5349 | 2259.8292 | 0 | 0 | 0 | 0 | 0 | 0 | 0 | 0 | 0 | 0 | 0 | 0 | 0 | 0 | 0 | 0 | 0 | 0 | 0 | 0 | 0 | 0 | 0 | 0 | 0 | 0 | 0
|  | 2024 | 4213.9843 |  |  |  |  | 6274.1477 | 5914.3885 | 5558.3632 | 5297.9259 | 5073.3343 | 4875.6267 | 4731.6875 | 4614.6324 | 4497.5773 | 4380.5222 | 4263.4671 | 4146.412 | 4029.3569 | 3912.3018 | 3795.2467 | 3678.1916 | 3561.1365 | 3444.0814 | 3327.0263 | 3209.9712 | 3092.9161 | 2975.861 | 2858.8059 | 2410.2691 | 2741.7508 | 2624.6957 | 2507.6406 | 2390.5855 | 2273.5304 | 2156.4753 | 2039.4202 | 0 | 0 | 0 | 0 | 0 | 0 | 0 | 0 | 0 | 0 | 0 | 0 | 0 | 0 | 0 | 0 | 0 | 0 | 0 | 0 | 0 | 0 | 0 | 0 | 0 | 0
|  | 2025 | 3922.3961 | [5 empty] | 5840.0058 | 5505.1402 | 5173.7502 | 4931.334 | 4722.2831 | 4538.256 | 4404.2766 | 4295.3212 | 4186.3658 | 4077.4104 | 3968.4549 | 3859.4995 | 3750.5441 | 3641.5886 | 3532.6332 | 3423.6778 | 3314.7224 | 3205.7669 | 3096.8115 | 2987.8561 | 2878.9006 | 2769.9452 | 2303.6822 | 2660.9898 | 2552.0344 | 2443.0789 | 2334.1235 | 2225.1681 | 2116.2127 | 2007.2572 | 1898.3018 | 0 | 0 | 0 | 0 | 0 | 0 | 0 | 0 | 0 | 0 | 0 | 0 | 0 | 0 | 0 | 0 | 0 | 0 | 0 | 0 | 0 | 0 | 0 | 0 | 0
|  | 2026 | 3821.8931 | [6 empty] | 5690.3681 | 5364.0827 | 5041.1839 | 4804.9791 | 4601.2846 | 4421.9728 | 4291.4264 | 4185.2628 | 4079.0991 | 3972.9354 | 3866.7717 | 3760.6081 | 3654.4444 | 3548.2807 | 3442.117 | 3335.9533 | 3229.7897 | 3123.626 | 3017.4623 | 2911.2986 | 2805.135 | 2304.0421 | 2698.9713 | 2592.8076 | 2486.6439 | 2380.4802 | 2274.3166 | 2168.1529 | 2061.9892 | 1955.8255 | 1849.6619 | 0 | 0 | 0 | 0 | 0 | 0 | 0 | 0 | 0 | 0 | 0 | 0 | 0 | 0 | 0 | 0 | 0 | 0 | 0 | 0 | 0 | 0 | 0 | 0
|  | 2027 | 3722.7973 | [7 empty] | 5542.8257 | 5225.0004 | 4910.4738 | 4680.3935 | 4481.9805 | 4307.3179 | 4180.1564 | 4076.7454 | 3973.3344 | 3869.9234 | 3766.5123 | 3663.1013 | 3559.6903 | 3456.2793 | 3352.8683 | 3249.4573 | 3146.0462 | 3042.6352 | 2939.2242 | 2835.8132 | 2302.8641 | 2732.4022 | 2628.9911 | 2525.5801 | 2422.1691 | 2318.7581 | 2215.3471 | 2111.9361 | 2008.525 | 1905.114 | 1801.703 | 0 | 0 | 0 | 0 | 0 | 0 | 0 | 0 | 0 | 0 | 0 | 0 | 0 | 0 | 0 | 0 | 0 | 0 | 0 | 0 | 0 | 0 | 0
|  | 2028 | 3625.1089 | [8 empty] | 5397.3785 | 5087.8932 | 4781.62 | 4557.5771 | 4364.3706 | 4194.2913 | 4070.4666 | 3969.7691 | 3869.0717 | 3768.3742 | 3667.6768 | 3566.9793 | 3466.2819 | 3365.5844 | 3264.887 | 3164.1895 | 3063.4921 | 2962.7946 | 2862.0972 | 2300.1553 | 2761.3997 | 2660.7023 | 2560.0048 | 2459.3074 | 2358.6099 | 2257.9125 | 2157.215 | 2056.5176 | 1955.8201 | 1855.1227 | 1754.4252 | 0 | 0 | 0 | 0 | 0 | 0 | 0 | 0 | 0 | 0 | 0 | 0 | 0 | 0 | 0 | 0 | 0 | 0 | 0 | 0 | 0 | 0
|  | 2029 | 3528.8277 | [9 empty] | 5254.0267 | 4952.7612 | 4654.6224 | 4436.53 | 4248.4549 | 4082.8929 | 3962.3569 | 3864.3339 | 3766.311 | 3668.288 | 3570.265 | 3472.242 | 3374.2191 | 3276.1961 | 3178.1731 | 3080.1501 | 2982.1272 | 2884.1042 | 2295.9242 | 2786.0812 | 2688.0582 | 2590.0353 | 2492.0123 | 2393.9893 | 2295.9663 | 2197.9434 | 2099.9204 | 2001.8974 | 1903.8745 | 1805.8515 | 1707.8285 | 0 | 0 | 0 | 0 | 0 | 0 | 0 | 0 | 0 | 0 | 0 | 0 | 0 | 0 | 0 | 0 | 0 | 0 | 0 | 0 | 0
|  | 2030 | 3382.5878 | [10 empty] | 5036.292 | 4747.5114 | 4461.728 | 4252.6736 | 4072.3927 | 3913.6917 | 3798.1509 | 3704.1902 | 3610.2294 | 3516.2687 | 3422.3079 | 3328.3472 | 3234.3864 | 3140.4257 | 3046.4649 | 2952.5041 | 2858.5434 | 2255.9239 | 2764.5826 | 2670.6219 | 2576.6611 | 2482.7004 | 2388.7396 | 2294.7788 | 2200.8181 | 2106.8573 | 2012.8966 | 1918.9358 | 1824.9751 | 1731.0143 | 1637.0536 | 0 | 0 | 0 | 0 | 0 | 0 | 0 | 0 | 0 | 0 | 0 | 0 | 0 | 0 | 0 | 0 | 0 | 0 | 0 | 0
|  | 2031 | 3290.2967 | [11 empty] | 4898.8809 | 4617.9794 | 4339.9934 | 4136.6429 | 3961.2807 | 3806.9099 | 3694.5215 | 3603.1244 | 3511.7273 | 3420.3302 | 3328.933 | 3237.5359 | 3146.1388 | 3054.7417 | 2963.3446 | 2871.9475 | 2248.637 | 2780.5504 | 2689.1532 | 2597.7561 | 2506.359 | 2414.9619 | 2323.5648 | 2232.1677 | 2140.7706 | 2049.3735 | 1957.9763 | 1866.5792 | 1775.1821 | 1683.785 | 1592.3879 | 0 | 0 | 0 | 0 | 0 | 0 | 0 | 0 | 0 | 0 | 0 | 0 | 0 | 0 | 0 | 0 | 0 | 0 | 0
|  | 2032 | 3200.5236 | [12 empty] | 4765.219 | 4491.9816 | 4221.5802 | 4023.778 | 3853.2004 | 3703.0414 | 3593.7195 | 3504.8161 | 3415.9127 | 3327.0092 | 3238.1058 | 3149.2024 | 3060.299 | 2971.3956 | 2882.4922 | 2240.6709 | 2793.5887 | 2704.6853 | 2615.7819 | 2526.8785 | 2437.9751 | 2349.0716 | 2260.1682 | 2171.2648 | 2082.3614 | 1993.458 | 1904.5546 | 1815.6511 | 1726.7477 | 1637.8443 | 1548.9409 | 0 | 0 | 0 | 0 | 0 | 0 | 0 | 0 | 0 | 0 | 0 | 0 | 0 | 0 | 0 | 0 | 0 | 0
|  | 2033 | 3113.2 | [13 empty] | 4635.2039 | 4369.4216 | 4106.3978 | 3913.9925 | 3748.069 | 3602.007 | 3495.6678 | 3409.19 | 3322.7123 | 3236.2345 | 3149.7568 | 3063.279 | 2976.8012 | 2890.3235 | 2232.0487 | 2803.8457 | 2717.3679 | 2630.8902 | 2544.4124 | 2457.9347 | 2371.4569 | 2284.9791 | 2198.5014 | 2112.0236 | 2025.5459 | 1939.0681 | 1852.5903 | 1766.1126 | 1679.6348 | 1593.1571 | 1506.6793 | 0 | 0 | 0 | 0 | 0 | 0 | 0 | 0 | 0 | 0 | 0 | 0 | 0 | 0 | 0 | 0 | 0
|  | 2034 | 3028.2588 | [14 empty] | 4508.7361 | 4250.2055 | 3994.3581 | 3807.2024 | 3645.806 | 3503.7292 | 3400.2914 | 3316.1731 | 3232.0548 | 3147.9365 | 3063.8182 | 2979.6999 | 2895.5816 | 2222.7932 | 2811.4634 | 2727.3451 | 2643.2268 | 2559.1085 | 2474.9902 | 2390.8719 | 2306.7536 | 2222.6354 | 2138.5171 | 2054.3988 | 1970.2805 | 1886.1622 | 1802.0439 | 1717.9256 | 1633.8074 | 1549.6891 | 1465.5708 | 0 | 0 | 0 | 0 | 0 | 0 | 0 | 0 | 0 | 0 | 0 | 0 | 0 | 0 | 0 | 0
|  | 2035 | 2945.6353 | [15 empty] | 4385.7189 | 4134.2421 | 3885.3753 | 3703.326 | 3546.3332 | 3408.1328 | 3307.5172 | 3225.694 | 3143.8708 | 3062.0476 | 2980.2244 | 2898.4012 | 2212.9267 | 2816.5781 | 2734.7549 | 2652.9317 | 2571.1085 | 2489.2853 | 2407.4621 | 2325.6389 | 2243.8158 | 2161.9926 | 2080.1694 | 1998.3462 | 1916.523 | 1834.6998 | 1752.8766 | 1671.0534 | 1589.2303 | 1507.4071 | 1425.5839 | 0 | 0 | 0 | 0 | 0 | 0 | 0 | 0 | 0 | 0 | 0 | 0 | 0 | 0 | 0
|  | 2036 | 2865.266 | [16 empty] | 4266.0582 | 4021.4427 | 3779.366 | 3602.2838 | 3449.5744 | 3315.1447 | 3217.2743 | 3137.6836 | 3058.0929 | 2978.5022 | 2898.9114 | 2202.4713 | 2819.3207 | 2739.73 | 2660.1393 | 2580.5486 | 2500.9579 | 2421.3672 | 2341.7765 | 2262.1858 | 2182.5951 | 2103.0044 | 2023.4137 | 1943.8229 | 1864.2322 | 1784.6415 | 1705.0508 | 1625.4601 | 1545.8694 | 1466.2787 | 1386.688 | 0 | 0 | 0 | 0 | 0 | 0 | 0 | 0 | 0 | 0 | 0 | 0 | 0 | 0
|  | 2037 | 2787.0896 | [17 empty] | 4149.6623 | 3911.7209 | 3676.2491 | 3503.9984 | 3355.4556 | 3224.6936 | 3129.4936 | 3052.0744 | 2974.6553 | 2897.2362 | 2191.4489 | 2819.817 | 2742.3979 | 2664.9787 | 2587.5596 | 2510.1405 | 2432.7213 | 2355.3022 | 2277.883 | 2200.4639 | 2123.0447 | 2045.6256 | 1968.2065 | 1890.7873 | 1813.3682 | 1735.949 | 1658.5299 | 1581.1108 | 1503.6916 | 1426.2725 | 1348.8533 | 0 | 0 | 0 | 0 | 0 | 0 | 0 | 0 | 0 | 0 | 0 | 0 | 0
|  | 2038 | 2711.0461 | [18 empty] | 4036.4421 | 3804.9928 | 3575.9457 | 3408.3946 | 3263.9047 | 3136.7105 | 3044.1079 | 2968.8011 | 2893.4943 | 2179.8808 | 2818.1874 | 2742.8806 | 2667.5738 | 2592.267 | 2516.9601 | 2441.6533 | 2366.3465 | 2291.0397 | 2215.7329 | 2140.426 | 2065.1192 | 1989.8124 | 1914.5056 | 1839.1987 | 1763.8919 | 1688.5851 | 1613.2783 | 1537.9714 | 1462.6646 | 1387.3578 | 1312.051 | 0 | 0 | 0 | 0 | 0 | 0 | 0 | 0 | 0 | 0 | 0 | 0
|  | 2039 | 2637.0774 | [19 empty] | 3926.3111 | 3701.1767 | 3478.3789 | 3315.3994 | 3174.8517 | 3051.1279 | 2961.0519 | 2887.7998 | 2167.7883 | 2814.5476 | 2741.2955 | 2668.0434 | 2594.7912 | 2521.5391 | 2448.2869 | 2375.0348 | 2301.7827 | 2228.5305 | 2155.2784 | 2082.0263 | 2008.7741 | 1935.522 | 1862.2698 | 1789.0177 | 1715.7656 | 1642.5134 | 1569.2613 | 1496.0092 | 1422.757 | 1349.5049 | 1276.2527 | 0 | 0 | 0 | 0 | 0 | 0 | 0 | 0 | 0 | 0 | 0
|  | 2040 | 2565.1269 | [20 empty] | 3819.1849 | 3600.1931 | 3383.4742 | 3224.9414 | 3088.2285 | 2967.8804 | 2880.262 | 2155.192 | 2809.0085 | 2737.755 | 2666.5015 | 2595.248 | 2523.9945 | 2452.7409 | 2381.4874 | 2310.2339 | 2238.9804 | 2167.7269 | 2096.4734 | 2025.2199 | 1953.9664 | 1882.7128 | 1811.4593 | 1740.2058 | 1668.9523 | 1597.6988 | 1526.4453 | 1455.1918 | 1383.9383 | 1312.6847 | 1241.4312 | 0 | 0 | 0 | 0 | 0 | 0 | 0 | 0 | 0 | 0
|  | 2041 | 2495.1395 | [21 empty] | 3714.9816 | 3501.9648 | 3291.1588 | 3136.9515 | 3003.9687 | 2886.9042 | 2142.1125 | 2801.6764 | 2732.367 | 2663.0576 | 2593.7482 | 2524.4388 | 2455.1293 | 2385.8199 | 2316.5105 | 2247.2011 | 2177.8917 | 2108.5822 | 2039.2728 | 1969.9634 | 1900.654 | 1831.3446 | 1762.0351 | 1692.7257 | 1623.4163 | 1554.1069 | 1484.7975 | 1415.488 | 1346.1786 | 1276.8692 | 1207.5598 | 0 | 0 | 0 | 0 | 0 | 0 | 0 | 0 | 0
|  | 2042 | 2427.0617 | [22 empty] | 3613.6213 | 3406.4165 | 3201.3623 | 3051.3624 | 2922.0079 | 2129.5505 | 2808.1374 | 2725.235 | 2657.8166 | 2590.3982 | 2522.9799 | 2455.5615 | 2388.1431 | 2320.7248 | 2253.3064 | 2185.888 | 2118.4697 | 2051.0513 | 1983.6329 | 1916.2146 | 1848.7962 | 1781.3778 | 1713.9595 | 1646.5411 | 1579.1227 | 1511.7043 | 1444.286 | 1376.8676 | 1309.4492 | 1242.0309 | 1174.6125 | 0 | 0 | 0 | 0 | 0 | 0 | 0 | 0
|  | 2043 | 2360.8413 | [23 empty] | 3515.0266 | 3313.4752 | 3114.0157 | 2968.1084 | 2119.2119 | 2842.2833 | 2731.5196 | 2650.8792 | 2585.3003 | 2519.7213 | 2454.1424 | 2388.5635 | 2322.9846 | 2257.4057 | 2191.8268 | 2126.2479 | 2060.6689 | 1995.09 | 1929.5111 | 1863.9322 | 1798.3533 | 1732.7744 | 1667.1955 | 1601.6166 | 1536.0376 | 1470.4587 | 1404.8798 | 1339.3009 | 1273.722 | 1208.1431 | 1142.5642 | 0 | 0 | 0 | 0 | 0 | 0 | 0
|  | 2044 | 2296.4277 | [24 empty] | 3419.122 | 3223.0698 | 3029.0523 | 2111.5177 | 2887.126 | 2764.7339 | 2656.9924 | 2578.5521 | 2514.7624 | 2450.9728 | 2387.1832 | 2323.3935 | 2259.6039 | 2195.8142 | 2132.0246 | 2068.2349 | 2004.4453 | 1940.6556 | 1876.866 | 1813.0763 | 1749.2867 | 1685.497 | 1621.7074 | 1557.9178 | 1494.1281 | 1430.3385 | 1366.5488 | 1302.7592 | 1238.9695 | 1175.1799 | 1111.3902 | 0 | 0 | 0 | 0 | 0 | 0
|  | 2045 | 2233.7715 | [25 empty] | 3325.834 | 3135.1309 | 2107.0512 | 2946.4071 | 2808.3532 | 2689.3004 | 2584.4985 | 2508.1984 | 2446.1492 | 2384.1 | 2322.0508 | 2260.0016 | 2197.9524 | 2135.9032 | 2073.854 | 2011.8048 | 1949.7556 | 1887.7064 | 1825.6572 | 1763.608 | 1701.5588 | 1639.5096 | 1577.4604 | 1515.4112 | 1453.362 | 1391.3128 | 1329.2637 | 1267.2145 | 1205.1653 | 1143.1161 | 1081.0669 | 0 | 0 | 0 | 0 | 0
|  | 2046 | 2172.8249 | [26 empty] | 3235.0914 | 2108.0384 | 3049.5914 | 2866.0168 | 2731.7295 | 2615.925 | 2513.9826 | 2439.7643 | 2379.408 | 2319.0518 | 2258.6956 | 2198.3393 | 2137.9831 | 2077.6268 | 2017.2706 | 1956.9144 | 1896.5581 | 1836.2019 | 1775.8457 | 1715.4894 | 1655.1332 | 1594.777 | 1534.4207 | 1474.0645 | 1413.7083 | 1353.352 | 1292.9958 | 1232.6395 | 1172.2833 | 1111.9271 | 1051.5708 | 0 | 0 | 0 | 0
|  | 2047 | 2113.5411 | [27 empty] | 2113.5411 | 3146.8245 | 2966.3858 | 2787.8199 | 2657.1965 | 2544.5516 | 2445.3906 | 2373.1973 | 2314.4878 | 2255.7784 | 2197.0689 | 2138.3594 | 2079.65 | 2020.9405 | 1962.231 | 1903.5216 | 1844.8121 | 1786.1026 | 1727.3932 | 1668.6837 | 1609.9742 | 1551.2648 | 1492.5553 | 1433.8458 | 1375.1364 | 1316.4269 | 1257.7174 | 1199.008 | 1140.2985 | 1081.5891 | 1022.8796 | 0 | 0 | 0
|  | 2048 | 2055.8749 | [27 empty] | 2055.8749 |  | 3060.966 | 2885.4504 | 2711.7565 | 2584.6971 | 2475.1256 | 2378.6701 | 2308.4465 | 2251.3389 | 2194.2313 | 2137.1237 | 2080.016 | 2022.9084 | 1965.8008 | 1908.6932 | 1851.5855 | 1794.4779 | 1737.3703 | 1680.2627 | 1623.155 | 1566.0474 | 1508.9398 | 1451.8322 | 1394.7245 | 1337.6169 | 1280.5093 | 1223.4017 | 1166.294 | 1109.1864 | 1052.0788 | 994.9712 | 0 | 0
|  | 2049 | 1999.782 | [27 empty] | 1999.782 |  |  | 2977.45 | 2806.7233 | 2637.7684 | 2514.1757 | 2407.5938 | 2313.77 | 2245.4625 | 2189.913 | 2134.3635 | 2078.814 | 2023.2645 | 1967.715 | 1912.1655 | 1856.616 | 1801.0665 | 1745.517 | 1689.9676 | 1634.4181 | 1578.8686 | 1523.3191 | 1467.7696 | 1412.2201 | 1356.6706 | 1301.1211 | 1245.5716 | 1190.0221 | 1134.4726 | 1078.9232 | 1023.3737 | 967.8242 | 0
|  | 2050 | 1945.2196 | [27 empty] | 1945.2196 |  |  |  | 2896.2128 | 2730.1441 | 2565.7991 | 2445.5785 | 2341.9046 | 2250.6407 | 2184.1968 | 2130.163 | 2076.1291 | 2022.0952 | 1968.0614 | 1914.0275 | 1859.9936 | 1805.9598 | 1751.9259 | 1697.892 | 1643.8582 | 1589.8243 | 1535.7904 | 1481.7566 | 1427.7227 | 1373.6888 | 1319.655 | 1265.6211 | 1211.5872 | 1157.5534 | 1103.5195 | 1049.4856 | 995.4518 | 941.4179
Replacement Cost Adder
| 2012 $/MW-wk |  |  | 2020 | 2021 | 2022 | 2023 | 2024 | 2025 | 2026 | 2027 | 2028 | 2029 | 2030 | 2031 | 2032 | 2033 | 2034 | 2035 | 2036 | 2037 | 2038 | 2039 | 2040 | 2041 | 2042 | 2043 | 2044 | 2045 | 2046 |  | 2047 | 2048 | 2049 | 2050
| Incentive Cost = |  |  | 39700.5687 | 35238.3215 | 31130.0586 | 27357.2662 | 23902.2183 | 21577.8646 | 20466.0074 | 19403.5502 | 18388.5496 | 17419.1322 | 16222.3624 | 15561.9166 | 14925.3373 | 14311.8215 | 13720.5919 | 13150.8963 | 12602.0063 | 12073.2173 | 11563.8473 | 11246.2555 | 10937.2768 | 10636.6801 | 10344.2401 | 10059.738 | 9782.9604 | 9513.6997 | 9251.754 |  | 8996.9266 | 5597.4605 | 5443.171 | 5293.0779
|  |  | Levelized Cost | 2020 | 2021 | 2022 | 2023 | 2024 | 2025 | 2026 | 2027 | 2028 | 2029 | 2030 | 2031 | 2032 | 2033 | 2034 | 2035 | 2036 | 2037 | 2038 | 2039 | 2040 | 2041 | 2042 | 2043 | 2044 | 2045 | 2046 | Levelized | 2047 | 2048 | 2049 | 2050 | 2051 | 2052 | 2053 | 2054 | 2055 | 2056 | 2057 | 2058 | 2059 | 2060 | 2061 | 2062 | 2063 | 2064 | 2065 | 2066 | 2067 | 2068 | 2069 | 2070 | 2071 | 2072 | 2073 | 2074 | 2075 | 2076 | 2077 | 2078 | 2079
|  | 2020 | Levelized Cost | 7667.3219 | 7227.6782 | 6792.5974 | 6474.3302 | 6199.8679 | 5958.2594 | 5782.3584 | 5639.3113 | 5496.2641 | 5353.2169 | 21432.5322 | 5067.1226 | 4924.0754 | 4781.0282 | 4637.981 | 4494.9339 | 4351.8867 | 4208.8395 | 4065.7923 | 3922.7451 | 14716.9748 | 3636.6508 | 3493.6036 | 3350.5564 | 3207.5093 | 3064.4621 | 2921.4149 | 2639.3343 | 2778.3677 | 2635.3206 | 2492.2734 | 5293.0779 | 0 | 0 | 0 | 0 | 0 | 0 | 0 | 0 | 0 | 0 | 0 | 0 | 0 | 0 | 0 | 0 | 0 | 0 | 0 | 0 | 0 | 0 | 0 | 0 | 0 | 0 | 0 | 0 | 0
|  | 2021 | 5149.6993 | 0 | 7667.3219 | 7227.6782 | 6792.5974 | 6474.3302 | 6199.8679 | 5958.2594 | 5782.3584 | 5639.3113 | 5496.2641 | 5353.2169 | 20772.0863 | 5067.1226 | 4924.0754 | 4781.0282 | 4637.981 | 4494.9339 | 4351.8867 | 4208.8395 | 4065.7923 | 3922.7451 | 14416.378 | 3636.6508 | 3493.6036 | 3350.5564 | 3207.5093 | 3064.4621 | 2714.3684 | 2921.4149 | 2778.3677 | 2635.3206 | 2492.2734 | 0 | 0 | 0 | 0 | 0 | 0 | 0 | 0 | 0 | 0 | 0 | 0 | 0 | 0 | 0 | 0 | 0 | 0 | 0 | 0 | 0 | 0 | 0 | 0 | 0 | 0 | 0 | 0 | 0
|  | 2022 | 5149.6993 | 0 | 0 | 7667.3219 | 7227.6782 | 6792.5974 | 6474.3302 | 6199.8679 | 5958.2594 | 5782.3584 | 5639.3113 | 5496.2641 | 5353.2169 | 20135.507 | 5067.1226 | 4924.0754 | 4781.0282 | 4637.981 | 4494.9339 | 4351.8867 | 4208.8395 | 4065.7923 | 3922.7451 | 14123.9381 | 3636.6508 | 3493.6036 | 3350.5564 | 3207.5093 | 2790.4034 | 3064.4621 | 2921.4149 | 2778.3677 | 2635.3206 | 2492.2734 | 0 | 0 | 0 | 0 | 0 | 0 | 0 | 0 | 0 | 0 | 0 | 0 | 0 | 0 | 0 | 0 | 0 | 0 | 0 | 0 | 0 | 0 | 0 | 0 | 0 | 0 | 0 | 0
|  | 2023 | 5149.6993 | 0 | 0 | 0 | 6952.222 | 6553.5821 | 6159.0796 | 5870.4958 | 5621.6315 | 5402.5568 | 5243.0615 | 5113.3557 | 4983.65 | 4853.9442 | 19036.0599 | 4594.5327 | 4464.827 | 4335.1212 | 4205.4155 | 4075.7097 | 3946.004 | 3816.2982 | 3686.5925 | 3556.8867 | 13486.9189 | 3297.4752 | 3167.7695 | 3038.0637 | 2600.0034 | 2908.3579 | 2778.6522 | 2648.9464 | 2519.2407 | 2389.5349 | 2259.8292 | 0 | 0 | 0 | 0 | 0 | 0 | 0 | 0 | 0 | 0 | 0 | 0 | 0 | 0 | 0 | 0 | 0 | 0 | 0 | 0 | 0 | 0 | 0 | 0 | 0 | 0 | 0
|  | 2024 | 4669.4079 | 0 | 0 | 0 | 0 | 6274.1477 | 5914.3885 | 5558.3632 | 5297.9259 | 5073.3343 | 4875.6267 | 4731.6875 | 4614.6324 | 4497.5773 | 4380.5222 | 17984.059 | 4146.412 | 4029.3569 | 3912.3018 | 3795.2467 | 3678.1916 | 3561.1365 | 3444.0814 | 3327.0263 | 3209.9712 | 12875.8765 | 2975.861 | 2858.8059 | 2410.2691 | 2741.7508 | 2624.6957 | 2507.6406 | 2390.5855 | 2273.5304 | 2156.4753 | 2039.4202 | 0 | 0 | 0 | 0 | 0 | 0 | 0 | 0 | 0 | 0 | 0 | 0 | 0 | 0 | 0 | 0 | 0 | 0 | 0 | 0 | 0 | 0 | 0 | 0 | 0 | 0
|  | 2025 | 4213.9843 | 0 | 0 | 0 | 0 | 0 | 5840.0058 | 5505.1402 | 5173.7502 | 4931.334 | 4722.2831 | 4538.256 | 4404.2766 | 4295.3212 | 4186.3658 | 4077.4104 | 17119.3512 | 3859.4995 | 3750.5441 | 3641.5886 | 3532.6332 | 3423.6778 | 3314.7224 | 3205.7669 | 3096.8115 | 2987.8561 | 12392.6004 | 2769.9452 | 2303.6822 | 2660.9898 | 2552.0344 | 2443.0789 | 2334.1235 | 2225.1681 | 2116.2127 | 2007.2572 | 1898.3018 | 0 | 0 | 0 | 0 | 0 | 0 | 0 | 0 | 0 | 0 | 0 | 0 | 0 | 0 | 0 | 0 | 0 | 0 | 0 | 0 | 0 | 0 | 0 | 0 | 0
|  | 2026 | 3922.3961 | 0 | 0 | 0 | 0 | 0 | 0 | 5690.3681 | 5364.0827 | 5041.1839 | 4804.9791 | 4601.2846 | 4421.9728 | 4291.4264 | 4185.2628 | 4079.0991 | 3972.9354 | 16468.778 | 3760.6081 | 3654.4444 | 3548.2807 | 3442.117 | 3335.9533 | 3229.7897 | 3123.626 | 3017.4623 | 2911.2986 | 12056.889 | 2304.0421 | 2698.9713 | 2592.8076 | 2486.6439 | 2380.4802 | 2274.3166 | 2168.1529 | 2061.9892 | 1955.8255 | 1849.6619 | 0 | 0 | 0 | 0 | 0 | 0 | 0 | 0 | 0 | 0 | 0 | 0 | 0 | 0 | 0 | 0 | 0 | 0 | 0 | 0 | 0 | 0 | 0 | 0
|  | 2027 | 3821.8931 | 0 | 0 | 0 | 0 | 0 | 0 | 0 | 5542.8257 | 5225.0004 | 4910.4738 | 4680.3935 | 4481.9805 | 4307.3179 | 4180.1564 | 4076.7454 | 3973.3344 | 3869.9234 | 15839.7297 | 3663.1013 | 3559.6903 | 3456.2793 | 3352.8683 | 3249.4573 | 3146.0462 | 3042.6352 | 2939.2242 | 2835.8132 | 3382.315 | 11729.3288 | 2628.9911 | 2525.5801 | 2422.1691 | 2318.7581 | 2215.3471 | 2111.9361 | 2008.525 | 1905.114 | 1801.703 | 0 | 0 | 0 | 0 | 0 | 0 | 0 | 0 | 0 | 0 | 0 | 0 | 0 | 0 | 0 | 0 | 0 | 0 | 0 | 0 | 0 | 0 | 0
|  | 2028 | 3722.7973 | 0 | 0 | 0 | 0 | 0 | 0 | 0 | 0 | 5397.3785 | 5087.8932 | 4781.62 | 4557.5771 | 4364.3706 | 4194.2913 | 4070.4666 | 3969.7691 | 3869.0717 | 3768.3742 | 15231.5241 | 3566.9793 | 3466.2819 | 3365.5844 | 3264.887 | 3164.1895 | 3063.4921 | 2962.7946 | 2862.0972 | 2897.0442 | 2761.3997 | 8258.1628 | 2560.0048 | 2459.3074 | 2358.6099 | 2257.9125 | 2157.215 | 2056.5176 | 1955.8201 | 1855.1227 | 1754.4252 | 0 | 0 | 0 | 0 | 0 | 0 | 0 | 0 | 0 | 0 | 0 | 0 | 0 | 0 | 0 | 0 | 0 | 0 | 0 | 0 | 0 | 0
|  | 2029 | 3625.1089 | 0 | 0 | 0 | 0 | 0 | 0 | 0 | 0 | 0 | 5254.0267 | 4952.7612 | 4654.6224 | 4436.53 | 4248.4549 | 4082.8929 | 3962.3569 | 3864.3339 | 3766.311 | 3668.288 | 14816.5205 | 3472.242 | 3374.2191 | 3276.1961 | 3178.1731 | 3080.1501 | 2982.1272 | 2884.1042 | 2816.0266 | 2786.0812 | 2688.0582 | 8033.2062 | 2492.0123 | 2393.9893 | 2295.9663 | 2197.9434 | 2099.9204 | 2001.8974 | 1903.8745 | 1805.8515 | 1707.8285 | 0 | 0 | 0 | 0 | 0 | 0 | 0 | 0 | 0 | 0 | 0 | 0 | 0 | 0 | 0 | 0 | 0 | 0 | 0 | 0 | 0
|  | 2030 | 3528.8277 | 0 | 0 | 0 | 0 | 0 | 0 | 0 | 0 | 0 | 0 | 5036.292 | 4747.5114 | 4461.728 | 4252.6736 | 4072.3927 | 3913.6917 | 3798.1509 | 3704.1902 | 3610.2294 | 3516.2687 | 14359.5847 | 3328.3472 | 3234.3864 | 3140.4257 | 3046.4649 | 2952.5041 | 2858.5434 | 2712.2159 | 2764.5826 | 2670.6219 | 2576.6611 | 7775.7782 | 2388.7396 | 2294.7788 | 2200.8181 | 2106.8573 | 2012.8966 | 1918.9358 | 1824.9751 | 1731.0143 | 1637.0536 | 0 | 0 | 0 | 0 | 0 | 0 | 0 | 0 | 0 | 0 | 0 | 0 | 0 | 0 | 0 | 0 | 0 | 0 | 0 | 0
|  | 2031 | 3382.5878 | 0 | 0 | 0 | 0 | 0 | 0 | 0 | 0 | 0 | 0 | 0 | 4898.8809 | 4617.9794 | 4339.9934 | 4136.6429 | 3961.2807 | 3806.9099 | 3694.5215 | 3603.1244 | 3511.7273 | 3420.3302 | 13965.6131 | 3237.5359 | 3146.1388 | 3054.7417 | 2963.3446 | 2871.9475 | 2248.637 | 2780.5504 | 2689.1532 | 2597.7561 | 2506.359 | 2414.9619 | 2323.5648 | 2232.1677 | 2140.7706 | 2049.3735 | 1957.9763 | 1866.5792 | 1775.1821 | 1683.785 | 1592.3879 | 0 | 0 | 0 | 0 | 0 | 0 | 0 | 0 | 0 | 0 | 0 | 0 | 0 | 0 | 0 | 0 | 0 | 0 | 0
|  | 2032 | 3290.2967 | 0 | 0 | 0 | 0 | 0 | 0 | 0 | 0 | 0 | 0 | 0 | 0 | 4765.219 | 4491.9816 | 4221.5802 | 4023.778 | 3853.2004 | 3703.0414 | 3593.7195 | 3504.8161 | 3415.9127 | 3327.0092 | 13582.346 | 3149.2024 | 3060.299 | 2971.3956 | 2882.4922 | 2240.6709 | 2793.5887 | 2704.6853 | 2615.7819 | 2526.8785 | 2437.9751 | 2349.0716 | 2260.1682 | 2171.2648 | 2082.3614 | 1993.458 | 1904.5546 | 1815.6511 | 1726.7477 | 1637.8443 | 1548.9409 | 0 | 0 | 0 | 0 | 0 | 0 | 0 | 0 | 0 | 0 | 0 | 0 | 0 | 0 | 0 | 0 | 0 | 0
|  | 2033 | 3200.5236 | 0 | 0 | 0 | 0 | 0 | 0 | 0 | 0 | 0 | 0 | 0 | 0 | 0 | 4635.2039 | 4369.4216 | 4106.3978 | 3913.9925 | 3748.069 | 3602.007 | 3495.6678 | 3409.19 | 3322.7123 | 3236.2345 | 13209.4947 | 3063.279 | 2976.8012 | 2890.3235 | 2232.0487 | 2803.8457 | 2717.3679 | 2630.8902 | 2544.4124 | 2457.9347 | 2371.4569 | 2284.9791 | 2198.5014 | 2112.0236 | 2025.5459 | 1939.0681 | 1852.5903 | 1766.1126 | 1679.6348 | 1593.1571 | 1506.6793 | 0 | 0 | 0 | 0 | 0 | 0 | 0 | 0 | 0 | 0 | 0 | 0 | 0 | 0 | 0 | 0 | 0
|  | 2034 | 3113.2 | 0 | 0 | 0 | 0 | 0 | 0 | 0 | 0 | 0 | 0 | 0 | 0 | 0 | 0 | 4508.7361 | 4250.2055 | 3994.3581 | 3807.2024 | 3645.806 | 3503.7292 | 3400.2914 | 3316.1731 | 3232.0548 | 3147.9365 | 12846.7786 | 2979.6999 | 2895.5816 | 2222.7932 | 2811.4634 | 2727.3451 | 2643.2268 | 2559.1085 | 2474.9902 | 2390.8719 | 2306.7536 | 2222.6354 | 2138.5171 | 2054.3988 | 1970.2805 | 1886.1622 | 1802.0439 | 1717.9256 | 1633.8074 | 1549.6891 | 1465.5708 | 0 | 0 | 0 | 0 | 0 | 0 | 0 | 0 | 0 | 0 | 0 | 0 | 0 | 0 | 0 | 0
|  | 2035 | 3028.2588 | 0 | 0 | 0 | 0 | 0 | 0 | 0 | 0 | 0 | 0 | 0 | 0 | 0 | 0 | 0 | 4385.7189 | 4134.2421 | 3885.3753 | 3703.326 | 3546.3332 | 3408.1328 | 3307.5172 | 3225.694 | 3143.8708 | 3062.0476 | 12493.9242 | 2898.4012 | 2212.9267 | 2816.5781 | 2734.7549 | 2652.9317 | 2571.1085 | 2489.2853 | 2407.4621 | 2325.6389 | 2243.8158 | 2161.9926 | 2080.1694 | 1998.3462 | 1916.523 | 1834.6998 | 1752.8766 | 1671.0534 | 1589.2303 | 1507.4071 | 1425.5839 | 0 | 0 | 0 | 0 | 0 | 0 | 0 | 0 | 0 | 0 | 0 | 0 | 0 | 0 | 0
|  | 2036 | 2945.6353 | 0 | 0 | 0 | 0 | 0 | 0 | 0 | 0 | 0 | 0 | 0 | 0 | 0 | 0 | 0 | 0 | 4266.0582 | 4021.4427 | 3779.366 | 3602.2838 | 3449.5744 | 3315.1447 | 3217.2743 | 3137.6836 | 3058.0929 | 2978.5022 | 12150.6655 | 2202.4713 | 2819.3207 | 2739.73 | 2660.1393 | 2580.5486 | 2500.9579 | 2421.3672 | 2341.7765 | 2262.1858 | 2182.5951 | 2103.0044 | 2023.4137 | 1943.8229 | 1864.2322 | 1784.6415 | 1705.0508 | 1625.4601 | 1545.8694 | 1466.2787 | 1386.688 | 0 | 0 | 0 | 0 | 0 | 0 | 0 | 0 | 0 | 0 | 0 | 0 | 0 | 0
|  | 2037 | 2865.266 | 0 | 0 | 0 | 0 | 0 | 0 | 0 | 0 | 0 | 0 | 0 | 0 | 0 | 0 | 0 | 0 | 0 | 4149.6623 | 3911.7209 | 3676.2491 | 3503.9984 | 3355.4556 | 3224.6936 | 3129.4936 | 3052.0744 | 2974.6553 | 2897.2362 | 2843.1408 | 11816.7436 | 2742.3979 | 2664.9787 | 2587.5596 | 2510.1405 | 2432.7213 | 2355.3022 | 2277.883 | 2200.4639 | 2123.0447 | 2045.6256 | 1968.2065 | 1890.7873 | 1813.3682 | 1735.949 | 1658.5299 | 1581.1108 | 1503.6916 | 1426.2725 | 1348.8533 | 0 | 0 | 0 | 0 | 0 | 0 | 0 | 0 | 0 | 0 | 0 | 0 | 0
|  | 2038 | 2787.0896 | 0 | 0 | 0 | 0 | 0 | 0 | 0 | 0 | 0 | 0 | 0 | 0 | 0 | 0 | 0 | 0 | 0 | 0 | 4036.4421 | 3804.9928 | 3575.9457 | 3408.3946 | 3263.9047 | 3136.7105 | 3044.1079 | 2968.8011 | 2893.4943 | 2556.8525 | 2818.1874 | 8340.3411 | 2667.5738 | 2592.267 | 2516.9601 | 2441.6533 | 2366.3465 | 2291.0397 | 2215.7329 | 2140.426 | 2065.1192 | 1989.8124 | 1914.5056 | 1839.1987 | 1763.8919 | 1688.5851 | 1613.2783 | 1537.9714 | 1462.6646 | 1387.3578 | 1312.051 | 0 | 0 | 0 | 0 | 0 | 0 | 0 | 0 | 0 | 0 | 0 | 0
|  | 2039 | 2711.0461 | 0 | 0 | 0 | 0 | 0 | 0 | 0 | 0 | 0 | 0 | 0 | 0 | 0 | 0 | 0 | 0 | 0 | 0 | 0 | 3926.3111 | 3701.1767 | 3478.3789 | 3315.3994 | 3174.8517 | 3051.1279 | 2961.0519 | 2887.7998 | 2509.3454 | 2814.5476 | 2741.2955 | 8111.2143 | 2594.7912 | 2521.5391 | 2448.2869 | 2375.0348 | 2301.7827 | 2228.5305 | 2155.2784 | 2082.0263 | 2008.7741 | 1935.522 | 1862.2698 | 1789.0177 | 1715.7656 | 1642.5134 | 1569.2613 | 1496.0092 | 1422.757 | 1349.5049 | 1276.2527 | 0 | 0 | 0 | 0 | 0 | 0 | 0 | 0 | 0 | 0 | 0
|  | 2040 | 2637.0774 | 0 | 0 | 0 | 0 | 0 | 0 | 0 | 0 | 0 | 0 | 0 | 0 | 0 | 0 | 0 | 0 | 0 | 0 | 0 | 0 | 3819.1849 | 3600.1931 | 3383.4742 | 3224.9414 | 3088.2285 | 2967.8804 | 2880.262 | 2465.2552 | 2809.0085 | 2737.755 | 2666.5015 | 7888.3259 | 2523.9945 | 2452.7409 | 2381.4874 | 2310.2339 | 2238.9804 | 2167.7269 | 2096.4734 | 2025.2199 | 1953.9664 | 1882.7128 | 1811.4593 | 1740.2058 | 1668.9523 | 1597.6988 | 1526.4453 | 1455.1918 | 1383.9383 | 1312.6847 | 1241.4312 | 0 | 0 | 0 | 0 | 0 | 0 | 0 | 0 | 0 | 0
|  | 2041 | 2565.1269 | 0 | 0 | 0 | 0 | 0 | 0 | 0 | 0 | 0 | 0 | 0 | 0 | 0 | 0 | 0 | 0 | 0 | 0 | 0 | 0 | 0 | 3714.9816 | 3501.9648 | 3291.1588 | 3136.9515 | 3003.9687 | 2886.9042 | 2142.1125 | 2801.6764 | 2732.367 | 2663.0576 | 2593.7482 | 2524.4388 | 2455.1293 | 2385.8199 | 2316.5105 | 2247.2011 | 2177.8917 | 2108.5822 | 2039.2728 | 1969.9634 | 1900.654 | 1831.3446 | 1762.0351 | 1692.7257 | 1623.4163 | 1554.1069 | 1484.7975 | 1415.488 | 1346.1786 | 1276.8692 | 1207.5598 | 0 | 0 | 0 | 0 | 0 | 0 | 0 | 0 | 0
|  | 2042 | 2495.1395 | 0 | 0 | 0 | 0 | 0 | 0 | 0 | 0 | 0 | 0 | 0 | 0 | 0 | 0 | 0 | 0 | 0 | 0 | 0 | 0 | 0 | 0 | 3613.6213 | 3406.4165 | 3201.3623 | 3051.3624 | 2922.0079 | 2129.5505 | 2808.1374 | 2725.235 | 2657.8166 | 2590.3982 | 2522.9799 | 2455.5615 | 2388.1431 | 2320.7248 | 2253.3064 | 2185.888 | 2118.4697 | 2051.0513 | 1983.6329 | 1916.2146 | 1848.7962 | 1781.3778 | 1713.9595 | 1646.5411 | 1579.1227 | 1511.7043 | 1444.286 | 1376.8676 | 1309.4492 | 1242.0309 | 1174.6125 | 0 | 0 | 0 | 0 | 0 | 0 | 0 | 0
|  | 2043 | 2427.0617 | 0 | 0 | 0 | 0 | 0 | 0 | 0 | 0 | 0 | 0 | 0 | 0 | 0 | 0 | 0 | 0 | 0 | 0 | 0 | 0 | 0 | 0 | 0 | 3515.0266 | 3313.4752 | 3114.0157 | 2968.1084 | 2119.2119 | 2842.2833 | 2731.5196 | 2650.8792 | 2585.3003 | 2519.7213 | 2454.1424 | 2388.5635 | 2322.9846 | 2257.4057 | 2191.8268 | 2126.2479 | 2060.6689 | 1995.09 | 1929.5111 | 1863.9322 | 1798.3533 | 1732.7744 | 1667.1955 | 1601.6166 | 1536.0376 | 1470.4587 | 1404.8798 | 1339.3009 | 1273.722 | 1208.1431 | 1142.5642 | 0 | 0 | 0 | 0 | 0 | 0 | 0
|  | 2044 | 2360.8413 | 0 | 0 | 0 | 0 | 0 | 0 | 0 | 0 | 0 | 0 | 0 | 0 | 0 | 0 | 0 | 0 | 0 | 0 | 0 | 0 | 0 | 0 | 0 | 0 | 3419.122 | 3223.0698 | 3029.0523 | 2111.5177 | 2887.126 | 2764.7339 | 2656.9924 | 2578.5521 | 2514.7624 | 2450.9728 | 2387.1832 | 2323.3935 | 2259.6039 | 2195.8142 | 2132.0246 | 2068.2349 | 2004.4453 | 1940.6556 | 1876.866 | 1813.0763 | 1749.2867 | 1685.497 | 1621.7074 | 1557.9178 | 1494.1281 | 1430.3385 | 1366.5488 | 1302.7592 | 1238.9695 | 1175.1799 | 1111.3902 | 0 | 0 | 0 | 0 | 0 | 0
|  | 2045 | 2296.4277 | 0 | 0 | 0 | 0 | 0 | 0 | 0 | 0 | 0 | 0 | 0 | 0 | 0 | 0 | 0 | 0 | 0 | 0 | 0 | 0 | 0 | 0 | 0 | 0 | 0 | 3325.834 | 3135.1309 | 2107.0512 | 2946.4071 | 2808.3532 | 2689.3004 | 2584.4985 | 2508.1984 | 2446.1492 | 2384.1 | 2322.0508 | 2260.0016 | 2197.9524 | 2135.9032 | 2073.854 | 2011.8048 | 1949.7556 | 1887.7064 | 1825.6572 | 1763.608 | 1701.5588 | 1639.5096 | 1577.4604 | 1515.4112 | 1453.362 | 1391.3128 | 1329.2637 | 1267.2145 | 1205.1653 | 1143.1161 | 1081.0669 | 0 | 0 | 0 | 0 | 0
|  | 2046 | 2233.7715 | 0 | 0 | 0 | 0 | 0 | 0 | 0 | 0 | 0 | 0 | 0 | 0 | 0 | 0 | 0 | 0 | 0 | 0 | 0 | 0 | 0 | 0 | 0 | 0 | 0 | 0 | 3235.0914 | 2108.0384 | 3049.5914 | 2866.0168 | 2731.7295 | 2615.925 | 2513.9826 | 2439.7643 | 2379.408 | 2319.0518 | 2258.6956 | 2198.3393 | 2137.9831 | 2077.6268 | 2017.2706 | 1956.9144 | 1896.5581 | 1836.2019 | 1775.8457 | 1715.4894 | 1655.1332 | 1594.777 | 1534.4207 | 1474.0645 | 1413.7083 | 1353.352 | 1292.9958 | 1232.6395 | 1172.2833 | 1111.9271 | 1051.5708 | 0 | 0 | 0 | 0
|  | 2047 | 2172.8249 | 0 | 0 | 0 | 0 | 0 | 0 | 0 | 0 | 0 | 0 | 0 | 0 | 0 | 0 | 0 | 0 | 0 | 0 | 0 | 0 | 0 | 0 | 0 | 0 | 0 | 0 | 0 | 2113.5411 | 3146.8245 | 2966.3858 | 2787.8199 | 2657.1965 | 2544.5516 | 2445.3906 | 2373.1973 | 2314.4878 | 2255.7784 | 2197.0689 | 2138.3594 | 2079.65 | 2020.9405 | 1962.231 | 1903.5216 | 1844.8121 | 1786.1026 | 1727.3932 | 1668.6837 | 1609.9742 | 1551.2648 | 1492.5553 | 1433.8458 | 1375.1364 | 1316.4269 | 1257.7174 | 1199.008 | 1140.2985 | 1081.5891 | 1022.8796 | 0 | 0 | 0
|  | 2048 | 2113.5411 | 0 | 0 | 0 | 0 | 0 | 0 | 0 | 0 | 0 | 0 | 0 | 0 | 0 | 0 | 0 | 0 | 0 | 0 | 0 | 0 | 0 | 0 | 0 | 0 | 0 | 0 | 0 | 2055.8749 | 0 | 3060.966 | 2885.4504 | 2711.7565 | 2584.6971 | 2475.1256 | 2378.6701 | 2308.4465 | 2251.3389 | 2194.2313 | 2137.1237 | 2080.016 | 2022.9084 | 1965.8008 | 1908.6932 | 1851.5855 | 1794.4779 | 1737.3703 | 1680.2627 | 1623.155 | 1566.0474 | 1508.9398 | 1451.8322 | 1394.7245 | 1337.6169 | 1280.5093 | 1223.4017 | 1166.294 | 1109.1864 | 1052.0788 | 994.9712 | 0 | 0
|  | 2049 | 2055.8749 | 0 | 0 | 0 | 0 | 0 | 0 | 0 | 0 | 0 | 0 | 0 | 0 | 0 | 0 | 0 | 0 | 0 | 0 | 0 | 0 | 0 | 0 | 0 | 0 | 0 | 0 | 0 | 1999.782 | 0 | 0 | 2977.45 | 2806.7233 | 2637.7684 | 2514.1757 | 2407.5938 | 2313.77 | 2245.4625 | 2189.913 | 2134.3635 | 2078.814 | 2023.2645 | 1967.715 | 1912.1655 | 1856.616 | 1801.0665 | 1745.517 | 1689.9676 | 1634.4181 | 1578.8686 | 1523.3191 | 1467.7696 | 1412.2201 | 1356.6706 | 1301.1211 | 1245.5716 | 1190.0221 | 1134.4726 | 1078.9232 | 1023.3737 | 967.8242 | 0
|  | 2050 | 1999.782 | 0 | 0 | 0 | 0 | 0 | 0 | 0 | 0 | 0 | 0 | 0 | 0 | 0 | 0 | 0 | 0 | 0 | 0 | 0 | 0 | 0 | 0 | 0 | 0 | 0 | 0 | 0 | 1945.2196 | 0 | 0 | 0 | 2896.2128 | 2730.1441 | 2565.7991 | 2445.5785 | 2341.9046 | 2250.6407 | 2184.1968 | 2130.163 | 2076.1291 | 2022.0952 | 1968.0614 | 1914.0275 | 1859.9936 | 1805.9598 | 1751.9259 | 1697.892 | 1643.8582 | 1589.8243 | 1535.7904 | 1481.7566 | 1427.7227 | 1373.6888 | 1319.655 | 1265.6211 | 1211.5872 | 1157.5534 | 1103.5195 | 1049.4856 | 995.4518 | 941.4179

## PSE Mobile Battery
PSE Mobile Battery FINANCIALS
($ 1000s Unless Otherwise Indicated)
| Calendar Year of Fin. Close |  |  | 2020 | 2021 | 2022 | 2023 | 2024 | 2025 | 2026 | 2027 | 2028 | 2029 | 2030 | 2031 | 2032 | 2033 | 2034 | 2035 | 2036 | 2037 | 2038 | 2039 | 2040 | 2041 | 2042 | 2043 | 2044 | 2045 | 2046 | 2047 | 2048 | 2049 | 2050 | 2051 | 2052 | 2053 | 2054 | 2055 | 2056 | 2057 | 2058 | 2059 | 2060 | 2061 | 2062 | 2063 | 2064 | 2065 | 2066 | 2067 | 2068 | 2069 | 2070 | 2071 | 2072 | 2073 | 2074 | 2075
| Operating Year |  | 0 | 1 | 2 | 3 | 4 | 5 | 6 | 7 | 8 | 9 | 10 | 11 | 12 | 13 | 14 | 15 | 16 | 17 | 18 | 19 | 20 | 21 | 22 | 23 | 24 | 25 | 26 | 27 | 28 | 29 | 30 | 31 | 32 | 33 | 34 | 35 | 36 | 37 | 38 | 39 | 40 | 41 | 42 | 43 | 44 | 45 | 46 | 47 | 48 | 49 | 50 | 51 | 52 | 53 | 54 | 55 | 56
| Calendar Year | Capital Invest.
| 2020 | 603.1216
| Gross plant |  | 2020 1: 603.1216; 2021 2: 603.1216; 2022 3: 603.1216; 2023 4: 603.1216; 2024 5: 603.1216; 2025 6: 603.1216; 2026 7: 603.1216; 2027 8: 603.1216; 2028 9: 603.1216; 2029 10: 603.1216; 2030 11: 603.1216; 2031 12: 603.1216; 2032 13: 603.1216; 2033 14: 603.1216; 2034 15: 603.1216; 2035 16: 603.1216; 2036 17: 603.1216; 2037 18: 603.1216; 2038 19: 603.1216; 2039 20: 603.1216; 2040 21: 603.1216; 2041 22: 603.1216; 2042 23: 603.1216; 2043 24: 603.1216; 2044 25: 603.1216; 2045 26: 603.1216; 2046 27: 603.1216; 2047 28: 603.1216; 2048 29: 603.1216; 2049 30: 603.1216
| Accumulated Depreciation |  | 2020 1: 20.1041; 2021 2: 40.2081; 2022 3: 60.3122; 2023 4: 80.4162; 2024 5: 100.5203; 2025 6: 120.6243; 2026 7: 140.7284; 2027 8: 160.8324; 2028 9: 180.9365; 2029 10: 201.0405; 2030 11: 221.1446; 2031 12: 241.2486; 2032 13: 261.3527; 2033 14: 281.4567; 2034 15: 301.5608; 2035 16: 321.6648; 2036 17: 341.7689; 2037 18: 361.873; 2038 19: 381.977; 2039 20: 402.0811; 2040 21: 422.1851; 2041 22: 442.2892; 2042 23: 462.3932; 2043 24: 482.4973; 2044 25: 502.6013; 2045 26: 522.7054; 2046 27: 542.8094; 2047 28: 562.9135; 2048 29: 583.0175; 2049 30: 603.1216
| Net book value |  | 2020 1: 583.0175; 2021 2: 562.9135; 2022 3: 542.8094; 2023 4: 522.7054; 2024 5: 502.6013; 2025 6: 482.4973; 2026 7: 462.3932; 2027 8: 442.2892; 2028 9: 422.1851; 2029 10: 402.0811; 2030 11: 381.977; 2031 12: 361.873; 2032 13: 341.7689; 2033 14: 321.6648; 2034 15: 301.5608; 2035 16: 281.4567; 2036 17: 261.3527; 2037 18: 241.2486; 2038 19: 221.1446; 2039 20: 201.0405; 2040 21: 180.9365; 2041 22: 160.8324; 2042 23: 140.7284; 2043 24: 120.6243; 2044 25: 100.5203; 2045 26: 80.4162; 2046 27: 60.3122; 2047 28: 40.2081; 2048 29: 20.1041; 2049 30: 0
| Accumulated deferred income tax |  | 2020 1: -21.1093; 2021 2: -57.4172; 2022 3: -77.5132; 2023 4: -87.8821; 2024 5: -98.2509; 2025 6: -101.3244; 2026 7: -97.1026; 2027 8: -92.8807; 2028 9: -88.6589; 2029 10: -84.437; 2030 11: -80.2152; 2031 12: -75.9933; 2032 13: -71.7715; 2033 14: -67.5496; 2034 15: -63.3278; 2035 16: -59.1059; 2036 17: -54.8841; 2037 18: -50.6622; 2038 19: -46.4404; 2039 20: -42.2185; 2040 21: -37.9967; 2041 22: -33.7748; 2042 23: -29.553; 2043 24: -25.3311; 2044 25: -21.1093; 2045 26: -16.8874; 2046 27: -12.6656; 2047 28: -8.4437; 2048 29: -4.2219; 2049 30: 2.6645e-14
| Rate Base |  | 2020 1: 561.9083; 2021 2: 505.4963; 2022 3: 465.2962; 2023 4: 434.8233; 2024 5: 404.3504; 2025 6: 381.1728; 2026 7: 365.2906; 2027 8: 349.4084; 2028 9: 333.5262; 2029 10: 317.644; 2030 11: 301.7618; 2031 12: 285.8796; 2032 13: 269.9974; 2033 14: 254.1152; 2034 15: 238.233; 2035 16: 222.3508; 2036 17: 206.4686; 2037 18: 190.5864; 2038 19: 174.7042; 2039 20: 158.822; 2040 21: 142.9398; 2041 22: 127.0576; 2042 23: 111.1754; 2043 24: 95.2932; 2044 25: 79.411; 2045 26: 63.5288; 2046 27: 47.6466; 2047 28: 31.7644; 2048 29: 15.8822; 2049 30: 2.6645e-14
| Average rate base |  | 2020 1: 582.5149; 2021 2: 533.7023; 2022 3: 485.3963; 2023 4: 450.0598; 2024 5: 419.5869; 2025 6: 392.7616; 2026 7: 373.2317; 2027 8: 357.3495; 2028 9: 341.4673; 2029 10: 325.5851; 2030 11: 309.7029; 2031 12: 293.8207; 2032 13: 277.9385; 2033 14: 262.0563; 2034 15: 246.1741; 2035 16: 230.2919; 2036 17: 214.4097; 2037 18: 198.5275; 2038 19: 182.6453; 2039 20: 166.7631; 2040 21: 150.8809; 2041 22: 134.9987; 2042 23: 119.1165; 2043 24: 103.2343; 2044 25: 87.3521; 2045 26: 71.4699; 2046 27: 55.5877; 2047 28: 39.7055; 2048 29: 23.8233; 2049 30: 7.9411
| Pre-tax Return | 0.086076 | 2020 1: 50.1405; 2021 2: 45.9389; 2022 3: 41.7809; 2023 4: 38.7393; 2024 5: 36.1163; 2025 6: 33.8073; 2026 7: 32.1263; 2027 8: 30.7592; 2028 9: 29.3921; 2029 10: 28.025; 2030 11: 26.658; 2031 12: 25.2909; 2032 13: 23.9238; 2033 14: 22.5567; 2034 15: 21.1897; 2035 16: 19.8226; 2036 17: 18.4555; 2037 18: 17.0884; 2038 19: 15.7214; 2039 20: 14.3543; 2040 21: 12.9872; 2041 22: 11.6201; 2042 23: 10.2531; 2043 24: 8.886; 2044 25: 7.5189; 2045 26: 6.1518; 2046 27: 4.7848; 2047 28: 3.4177; 2048 29: 2.0506; 2049 30: 0.68354
| Book Depreciation |  | 2020 1: 20.1041; 2021 2: 20.1041; 2022 3: 20.1041; 2023 4: 20.1041; 2024 5: 20.1041; 2025 6: 20.1041; 2026 7: 20.1041; 2027 8: 20.1041; 2028 9: 20.1041; 2029 10: 20.1041; 2030 11: 20.1041; 2031 12: 20.1041; 2032 13: 20.1041; 2033 14: 20.1041; 2034 15: 20.1041; 2035 16: 20.1041; 2036 17: 20.1041; 2037 18: 20.1041; 2038 19: 20.1041; 2039 20: 20.1041; 2040 21: 20.1041; 2041 22: 20.1041; 2042 23: 20.1041; 2043 24: 20.1041; 2044 25: 20.1041; 2045 26: 20.1041; 2046 27: 20.1041; 2047 28: 20.1041; 2048 29: 20.1041; 2049 30: 20.1041
| Insurance |  | 2020 1: 0.2889; 2021 2: 0.2889; 2022 3: 0.2889; 2023 4: 0.2889; 2024 5: 0.2889; 2025 6: 0.2889; 2026 7: 0.2889; 2027 8: 0.2889; 2028 9: 0.2889; 2029 10: 0.2889; 2030 11: 0.2889; 2031 12: 0.2889; 2032 13: 0.2889; 2033 14: 0.2889; 2034 15: 0.2889; 2035 16: 0.2889; 2036 17: 0.2889; 2037 18: 0.2889; 2038 19: 0.2889; 2039 20: 0.2889; 2040 21: 0.2889; 2041 22: 0.2889; 2042 23: 0.2889; 2043 24: 0.2889; 2044 25: 0.2889; 2045 26: 0.2889; 2046 27: 0.2889; 2047 28: 0.2889; 2048 29: 0.2889; 2049 30: 0.2889
| Property Taxes |  | 2020 1: 2.7417; 2021 2: 2.7417; 2022 3: 2.7417; 2023 4: 2.7417; 2024 5: 2.7417; 2025 6: 2.7417; 2026 7: 2.7417; 2027 8: 2.7417; 2028 9: 2.7417; 2029 10: 2.7417; 2030 11: 2.7417; 2031 12: 2.7417; 2032 13: 2.7417; 2033 14: 2.7417; 2034 15: 2.7417; 2035 16: 2.7417; 2036 17: 2.7417; 2037 18: 2.7417; 2038 19: 2.7417; 2039 20: 2.7417; 2040 21: 2.7417; 2041 22: 2.7417; 2042 23: 2.7417; 2043 24: 2.7417; 2044 25: 2.7417; 2045 26: 2.7417; 2046 27: 2.7417; 2047 28: 2.7417; 2048 29: 2.7417; 2049 30: 2.7417
| Revenue Requirement |  | 2020 1: 73.2752; 2021 2: 69.0736; 2022 3: 64.9156; 2023 4: 61.874; 2024 5: 59.251; 2025 6: 56.942; 2026 7: 55.2609; 2027 8: 53.8939; 2028 9: 52.5268; 2029 10: 51.1597; 2030 11: 49.7926; 2031 12: 48.4256; 2032 13: 47.0585; 2033 14: 45.6914; 2034 15: 44.3243; 2035 16: 42.9573; 2036 17: 41.5902; 2037 18: 40.2231; 2038 19: 38.856; 2039 20: 37.489; 2040 21: 36.1219; 2041 22: 34.7548; 2042 23: 33.3877; 2043 24: 32.0207; 2044 25: 30.6536; 2045 26: 29.2865; 2046 27: 27.9194; 2047 28: 26.5524; 2048 29: 25.1853; 2049 30: 23.8182
| Book Depreciation |  | 2020 1: 20.1041; 2021 2: 20.1041; 2022 3: 20.1041; 2023 4: 20.1041; 2024 5: 20.1041; 2025 6: 20.1041; 2026 7: 20.1041; 2027 8: 20.1041; 2028 9: 20.1041; 2029 10: 20.1041; 2030 11: 20.1041; 2031 12: 20.1041; 2032 13: 20.1041; 2033 14: 20.1041; 2034 15: 20.1041; 2035 16: 20.1041; 2036 17: 20.1041; 2037 18: 20.1041; 2038 19: 20.1041; 2039 20: 20.1041; 2040 21: 20.1041; 2041 22: 20.1041; 2042 23: 20.1041; 2043 24: 20.1041; 2044 25: 20.1041; 2045 26: 20.1041; 2046 27: 20.1041; 2047 28: 20.1041; 2048 29: 20.1041; 2049 30: 20.1041
| Tax Depreciation |  | 2020 1: 120.6243; 2021 2: 192.9989; 2022 3: 115.7993; 2023 4: 69.4796; 2024 5: 69.4796; 2025 6: 34.7398; 2026 7: 0; 2027 8: 0; 2028 9: 0; 2029 10: 0; 2030 11: 0; 2031 12: 0; 2032 13: 0; 2033 14: 0; 2034 15: 0; 2035 16: 0; 2036 17: 0; 2037 18: 0; 2038 19: 0; 2039 20: 0; 2040 21: 0; 2041 22: 0; 2042 23: 0; 2043 24: 0; 2044 25: 0; 2045 26: 0; 2046 27: 0; 2047 28: 0; 2048 29: 0; 2049 30: 0
| Difference between book and tax |  | 2020 1: -100.5203; 2021 2: -172.8949; 2022 3: -95.6953; 2023 4: -49.3756; 2024 5: -49.3756; 2025 6: -14.6358; 2026 7: 20.1041; 2027 8: 20.1041; 2028 9: 20.1041; 2029 10: 20.1041; 2030 11: 20.1041; 2031 12: 20.1041; 2032 13: 20.1041; 2033 14: 20.1041; 2034 15: 20.1041; 2035 16: 20.1041; 2036 17: 20.1041; 2037 18: 20.1041; 2038 19: 20.1041; 2039 20: 20.1041; 2040 21: 20.1041; 2041 22: 20.1041; 2042 23: 20.1041; 2043 24: 20.1041; 2044 25: 20.1041; 2045 26: 20.1041; 2046 27: 20.1041; 2047 28: 20.1041; 2048 29: 20.1041; 2049 30: 20.1041
| Tax rate |  | 2020 1: -21.1093; 2021 2: -36.3079; 2022 3: -20.096; 2023 4: -10.3689; 2024 5: -10.3689; 2025 6: -3.0735; 2026 7: 4.2219; 2027 8: 4.2219; 2028 9: 4.2219; 2029 10: 4.2219; 2030 11: 4.2219; 2031 12: 4.2219; 2032 13: 4.2219; 2033 14: 4.2219; 2034 15: 4.2219; 2035 16: 4.2219; 2036 17: 4.2219; 2037 18: 4.2219; 2038 19: 4.2219; 2039 20: 4.2219; 2040 21: 4.2219; 2041 22: 4.2219; 2042 23: 4.2219; 2043 24: 4.2219; 2044 25: 4.2219; 2045 26: 4.2219; 2046 27: 4.2219; 2047 28: 4.2219; 2048 29: 4.2219; 2049 30: 4.2219
Depreciation Tables
|  | 5 | 2020 1: 20%; 2021 2: 32%; 2022 3: 19.2%; 2023 4: 11.52%; 2024 5: 11.52%; 2025 6: 5.76%; 2026 7: 0%; 2027 8: 0%; 2028 9: 0%; 2029 10: 0%; 2030 11: 0%; 2031 12: 0%; 2032 13: 0%; 2033 14: 0%; 2034 15: 0%; 2035 16: 0%; 2036 17: 0%; 2037 18: 0%; 2038 19: 0%; 2039 20: 0%; 2040 21: 0%
|  | 5 | 0: 1; 2020 1: 20%; 2021 2: 32%; 2022 3: 19.2%; 2023 4: 11.52%; 2024 5: 11.52%; 2025 6: 5.76%
|  | 10 | 0: 0; 2020 1: 10%; 2021 2: 18%; 2022 3: 14.4%; 2023 4: 11.52%; 2024 5: 9.22%; 2025 6: 7.37%; 2026 7: 6.55%; 2027 8: 6.55%; 2028 9: 6.56%; 2029 10: 6.55%; 2030 11: 3.28%
|  | 15 | 0: 0; 2020 1: 5%; 2021 2: 9.5%; 2022 3: 8.55%; 2023 4: 7.7%; 2024 5: 6.93%; 2025 6: 6.23%; 2026 7: 5.9%; 2027 8: 5.9%; 2028 9: 5.91%; 2029 10: 5.9%; 2030 11: 5.91%; 2031 12: 5.9%; 2032 13: 5.91%; 2033 14: 5.9%; 2034 15: 5.91%; 2035 16: 2.95%
|  | 20 | 0: 0; 2020 1: 3.75%; 2021 2: 7.219%; 2022 3: 6.677%; 2023 4: 6.177%; 2024 5: 5.713%; 2025 6: 5.285%; 2026 7: 4.888%; 2027 8: 4.522%; 2028 9: 4.462%; 2029 10: 4.461%; 2030 11: 4.462%; 2031 12: 4.461%; 2032 13: 4.462%; 2033 14: 4.461%; 2034 15: 4.462%; 2035 16: 4.461%; 2036 17: 4.462%; 2037 18: 4.461%; 2038 19: 4.462%; 2039 20: 4.461%; 2040 21: 2.231%
Revenue Requirement by vintage year
2012 $000
|  |  |  | 2020 | 2021 | 2022 | 2023 | 2024 | 2025 | 2026 | 2027 | 2028 | 2029 | 2030 | 2031 | 2032 | 2033 | 2034 | 2035 | 2036 | 2037 | 2038 | 2039 | 2040 | 2041 | 2042 | 2043 | 2044 | 2045 | 2046 | 2047 | 2048 | 2049 | 2050 | 2051 | 2052 | 2053 | 2054 | 2055 | 2056 | 2057 | 2058 | 2059 | 2060 | 2061 | 2062 | 2063 | 2064 | 2065 | 2066 | 2067 | 2068 | 2069 | 2070 | 2071 | 2072 | 2073 | 2074 | 2075
|  | 2020 | 0% | 73.2752 | 69.0736 | 64.9156 | 61.874 | 59.251 | 56.942 | 55.2609 | 53.8939 | 52.5268 | 51.1597 | 49.7926 | 48.4256 | 47.0585 | 45.6914 | 44.3243 | 42.9573 | 41.5902 | 40.2231 | 38.856 | 37.489 | 36.1219 | 34.7548 | 33.3877 | 32.0207 | 30.6536 | 29.2865 | 27.9194 | 26.5524 | 25.1853 | 23.8182 | 0 | 0 | 0 | 0 | 0 | 0 | 0 | 0 | 0 | 0 | 0 | 0 | 0 | 0 | 0 | 0 | 0 | 0 | 0 | 0 | 0 | 0 | 0 | 0 | 0 | 0
|  | 2021 | 0% |  | 73.2752 | 69.0736 | 64.9156 | 61.874 | 59.251 | 56.942 | 55.2609 | 53.8939 | 52.5268 | 51.1597 | 49.7926 | 48.4256 | 47.0585 | 45.6914 | 44.3243 | 42.9573 | 41.5902 | 40.2231 | 38.856 | 37.489 | 36.1219 | 34.7548 | 33.3877 | 32.0207 | 30.6536 | 29.2865 | 27.9194 | 26.5524 | 25.1853 | 23.8182 | 0 | 0 | 0 | 0 | 0 | 0 | 0 | 0 | 0 | 0 | 0 | 0 | 0 | 0 | 0 | 0 | 0 | 0 | 0 | 0 | 0 | 0 | 0 | 0 | 0
|  | 2022 | 0% |  |  | 73.2752 | 69.0736 | 64.9156 | 61.874 | 59.251 | 56.942 | 55.2609 | 53.8939 | 52.5268 | 51.1597 | 49.7926 | 48.4256 | 47.0585 | 45.6914 | 44.3243 | 42.9573 | 41.5902 | 40.2231 | 38.856 | 37.489 | 36.1219 | 34.7548 | 33.3877 | 32.0207 | 30.6536 | 29.2865 | 27.9194 | 26.5524 | 25.1853 | 23.8182 | 0 | 0 | 0 | 0 | 0 | 0 | 0 | 0 | 0 | 0 | 0 | 0 | 0 | 0 | 0 | 0 | 0 | 0 | 0 | 0 | 0 | 0 | 0 | 0
|  | 2023 | -9.922% |  |  |  | 66.0045 | 62.2198 | 58.4744 | 55.7346 | 53.3719 | 51.292 | 49.7777 | 48.5463 | 47.3148 | 46.0834 | 44.852 | 43.6206 | 42.3891 | 41.1577 | 39.9263 | 38.6949 | 37.4634 | 36.232 | 35.0006 | 33.7691 | 32.5377 | 31.3063 | 30.0749 | 28.8434 | 27.612 | 26.3806 | 25.1491 | 23.9177 | 22.6863 | 21.4549 | 0 | 0 | 0 | 0 | 0 | 0 | 0 | 0 | 0 | 0 | 0 | 0 | 0 | 0 | 0 | 0 | 0 | 0 | 0 | 0 | 0 | 0 | 0
|  | 2024 | -10.45% |  |  |  |  | 59.1103 | 55.7209 | 52.3667 | 49.913 | 47.7971 | 45.9345 | 44.5784 | 43.4756 | 42.3728 | 41.27 | 40.1672 | 39.0644 | 37.9615 | 36.8587 | 35.7559 | 34.6531 | 33.5503 | 32.4475 | 31.3447 | 30.2419 | 29.1391 | 28.0363 | 26.9335 | 25.8307 | 24.7279 | 23.6251 | 22.5223 | 21.4195 | 20.3167 | 19.2139 | 0 | 0 | 0 | 0 | 0 | 0 | 0 | 0 | 0 | 0 | 0 | 0 | 0 | 0 | 0 | 0 | 0 | 0 | 0 | 0 | 0 | 0
|  | 2025 | -7.468% | [5 empty] | 54.6962 | 51.5599 | 48.4562 | 46.1858 | 44.2278 | 42.5043 | 41.2495 | 40.229 | 39.2086 | 38.1881 | 37.1677 | 36.1472 | 35.1268 | 34.1063 | 33.0859 | 32.0654 | 31.0449 | 30.0245 | 29.004 | 27.9836 | 26.9631 | 25.9427 | 24.9222 | 23.9018 | 22.8813 | 21.8609 | 20.8404 | 19.82 | 18.7995 | 17.7791 | 0 | 0 | 0 | 0 | 0 | 0 | 0 | 0 | 0 | 0 | 0 | 0 | 0 | 0 | 0 | 0 | 0 | 0 | 0 | 0 | 0
|  | 2026 | -2.782% | [6 empty] | 53.1748 | 50.1257 | 47.1083 | 44.9011 | 42.9976 | 41.322 | 40.1021 | 39.11 | 38.1179 | 37.1259 | 36.1338 | 35.1417 | 34.1497 | 33.1576 | 32.1655 | 31.1735 | 30.1814 | 29.1893 | 28.1973 | 27.2052 | 26.2131 | 25.2211 | 24.229 | 23.2369 | 22.2449 | 21.2528 | 20.2607 | 19.2687 | 18.2766 | 17.2845 | 0 | 0 | 0 | 0 | 0 | 0 | 0 | 0 | 0 | 0 | 0 | 0 | 0 | 0 | 0 | 0 | 0 | 0 | 0 | 0
|  | 2027 | -2.821% | [7 empty] | 51.6746 | 48.7116 | 45.7794 | 43.6344 | 41.7846 | 40.1563 | 38.9708 | 38.0067 | 37.0426 | 36.0785 | 35.1144 | 34.1504 | 33.1863 | 32.2222 | 31.2581 | 30.294 | 29.33 | 28.3659 | 27.4018 | 26.4377 | 25.4736 | 24.5096 | 23.5455 | 22.5814 | 21.6173 | 20.6532 | 19.6892 | 18.7251 | 17.761 | 16.7969 | 0 | 0 | 0 | 0 | 0 | 0 | 0 | 0 | 0 | 0 | 0 | 0 | 0 | 0 | 0 | 0 | 0 | 0 | 0
|  | 2028 | -2.862% | [8 empty] | 50.1958 | 47.3176 | 44.4693 | 42.3856 | 40.5888 | 39.0071 | 37.8555 | 36.919 | 35.9825 | 35.046 | 34.1095 | 33.173 | 32.2366 | 31.3001 | 30.3636 | 29.4271 | 28.4906 | 27.5541 | 26.6176 | 25.6811 | 24.7446 | 23.8081 | 22.8717 | 21.9352 | 20.9987 | 20.0622 | 19.1257 | 18.1892 | 17.2527 | 16.3162 | 0 | 0 | 0 | 0 | 0 | 0 | 0 | 0 | 0 | 0 | 0 | 0 | 0 | 0 | 0 | 0 | 0 | 0
|  | 2029 | -2.904% | [9 empty] | 48.7383 | 45.9437 | 43.178 | 41.1549 | 39.4103 | 37.8744 | 36.7563 | 35.847 | 34.9377 | 34.0284 | 33.1191 | 32.2098 | 31.3005 | 30.3912 | 29.4819 | 28.5726 | 27.6633 | 26.754 | 25.8447 | 24.9354 | 24.0261 | 23.1168 | 22.2075 | 21.2982 | 20.3889 | 19.4796 | 18.5704 | 17.6611 | 16.7518 | 15.8425 | 0 | 0 | 0 | 0 | 0 | 0 | 0 | 0 | 0 | 0 | 0 | 0 | 0 | 0 | 0 | 0 | 0
|  | 2030 | -4.542% | [10 empty] | 46.5245 | 43.8568 | 41.2168 | 39.2856 | 37.6202 | 36.1541 | 35.0868 | 34.2188 | 33.3508 | 32.4828 | 31.6148 | 30.7468 | 29.8788 | 29.0108 | 28.1428 | 27.2748 | 26.4068 | 25.5388 | 24.6708 | 23.8028 | 22.9348 | 22.0668 | 21.1988 | 20.3308 | 19.4628 | 18.5948 | 17.7268 | 16.8589 | 15.9909 | 15.1229 | 0 | 0 | 0 | 0 | 0 | 0 | 0 | 0 | 0 | 0 | 0 | 0 | 0 | 0 | 0 | 0
|  | 2031 | -2.99% | [11 empty] | 45.1332 | 42.5453 | 39.9842 | 38.1108 | 36.4951 | 35.0729 | 34.0375 | 33.1955 | 32.3534 | 31.5114 | 30.6693 | 29.8273 | 28.9853 | 28.1432 | 27.3012 | 26.4592 | 25.6171 | 24.7751 | 23.933 | 23.091 | 22.249 | 21.4069 | 20.5649 | 19.7228 | 18.8808 | 18.0388 | 17.1967 | 16.3547 | 15.5127 | 14.6706 | 0 | 0 | 0 | 0 | 0 | 0 | 0 | 0 | 0 | 0 | 0 | 0 | 0 | 0 | 0
|  | 2032 | -2.99% | [12 empty] | 43.7835 | 41.273 | 38.7885 | 36.9711 | 35.4038 | 34.0241 | 33.0196 | 32.2028 | 31.3859 | 30.569 | 29.7522 | 28.9353 | 28.1185 | 27.3016 | 26.4848 | 25.6679 | 24.851 | 24.0342 | 23.2173 | 22.4005 | 21.5836 | 20.7668 | 19.9499 | 19.133 | 18.3162 | 17.4993 | 16.6825 | 15.8656 | 15.0488 | 14.2319 | 0 | 0 | 0 | 0 | 0 | 0 | 0 | 0 | 0 | 0 | 0 | 0 | 0 | 0
|  | 2033 | -2.99% | [13 empty] | 42.4742 | 40.0387 | 37.6285 | 35.8654 | 34.345 | 33.0066 | 32.0322 | 31.2397 | 30.4473 | 29.6549 | 28.8625 | 28.07 | 27.2776 | 26.4852 | 25.6927 | 24.9003 | 24.1079 | 23.3154 | 22.523 | 21.7306 | 20.9382 | 20.1457 | 19.3533 | 18.5609 | 17.7684 | 16.976 | 16.1836 | 15.3912 | 14.5987 | 13.8063 | 0 | 0 | 0 | 0 | 0 | 0 | 0 | 0 | 0 | 0 | 0 | 0 | 0
|  | 2034 | -2.99% | [14 empty] | 41.204 | 38.8414 | 36.5033 | 34.7929 | 33.3179 | 32.0195 | 31.0743 | 30.3055 | 29.5368 | 28.7681 | 27.9993 | 27.2306 | 26.4619 | 25.6931 | 24.9244 | 24.1557 | 23.3869 | 22.6182 | 21.8495 | 21.0807 | 20.312 | 19.5433 | 18.7745 | 18.0058 | 17.2371 | 16.4683 | 15.6996 | 14.9309 | 14.1621 | 13.3934 | 0 | 0 | 0 | 0 | 0 | 0 | 0 | 0 | 0 | 0 | 0 | 0
|  | 2035 | -2.99% | [15 empty] | 39.9718 | 37.6798 | 35.4116 | 33.7524 | 32.3216 | 31.062 | 30.145 | 29.3992 | 28.6535 | 27.9078 | 27.162 | 26.4163 | 25.6705 | 24.9248 | 24.179 | 23.4333 | 22.6876 | 21.9418 | 21.1961 | 20.4503 | 19.7046 | 18.9588 | 18.2131 | 17.4673 | 16.7216 | 15.9759 | 15.2301 | 14.4844 | 13.7386 | 12.9929 | 0 | 0 | 0 | 0 | 0 | 0 | 0 | 0 | 0 | 0 | 0
|  | 2036 | -2.99% | [16 empty] | 38.7765 | 36.553 | 34.3527 | 32.7431 | 31.355 | 30.1331 | 29.2435 | 28.5201 | 27.7966 | 27.0732 | 26.3497 | 25.6263 | 24.9029 | 24.1794 | 23.456 | 22.7325 | 22.0091 | 21.2856 | 20.5622 | 19.8388 | 19.1153 | 18.3919 | 17.6684 | 16.945 | 16.2215 | 15.4981 | 14.7747 | 14.0512 | 13.3278 | 12.6043 | 0 | 0 | 0 | 0 | 0 | 0 | 0 | 0 | 0 | 0
|  | 2037 | -2.99% | [17 empty] | 37.6168 | 35.4599 | 33.3253 | 31.7639 | 30.4173 | 29.232 | 28.369 | 27.6672 | 26.9654 | 26.2636 | 25.5618 | 24.8599 | 24.1581 | 23.4563 | 22.7545 | 22.0527 | 21.3509 | 20.6491 | 19.9473 | 19.2455 | 18.5437 | 17.8419 | 17.1401 | 16.4383 | 15.7364 | 15.0346 | 14.3328 | 13.631 | 12.9292 | 12.2274 | 0 | 0 | 0 | 0 | 0 | 0 | 0 | 0 | 0
|  | 2038 | -2.99% | [18 empty] | 36.4919 | 34.3995 | 32.3288 | 30.814 | 29.5077 | 28.3578 | 27.5206 | 26.8398 | 26.159 | 25.4782 | 24.7973 | 24.1165 | 23.4357 | 22.7549 | 22.0741 | 21.3932 | 20.7124 | 20.0316 | 19.3508 | 18.67 | 17.9891 | 17.3083 | 16.6275 | 15.9467 | 15.2659 | 14.585 | 13.9042 | 13.2234 | 12.5426 | 11.8617 | 0 | 0 | 0 | 0 | 0 | 0 | 0 | 0
|  | 2039 | -2.99% | [19 empty] | 35.4006 | 33.3708 | 31.362 | 29.8925 | 28.6253 | 27.5098 | 26.6976 | 26.0372 | 25.3767 | 24.7162 | 24.0558 | 23.3953 | 22.7349 | 22.0744 | 21.4139 | 20.7535 | 20.093 | 19.4325 | 18.7721 | 18.1116 | 17.4512 | 16.7907 | 16.1302 | 15.4698 | 14.8093 | 14.1489 | 13.4884 | 12.8279 | 12.1675 | 11.507 | 0 | 0 | 0 | 0 | 0 | 0 | 0
|  | 2040 | -2.99% | [20 empty] | 34.342 | 32.3728 | 30.4241 | 28.9986 | 27.7693 | 26.6871 | 25.8992 | 25.2585 | 24.6178 | 23.9771 | 23.3364 | 22.6957 | 22.055 | 21.4143 | 20.7736 | 20.1328 | 19.4921 | 18.8514 | 18.2107 | 17.57 | 16.9293 | 16.2886 | 15.6479 | 15.0072 | 14.3665 | 13.7257 | 13.085 | 12.4443 | 11.8036 | 11.1629 | 0 | 0 | 0 | 0 | 0 | 0
|  | 2041 | -2.99% | [21 empty] | 33.315 | 31.4047 | 29.5143 | 28.1314 | 26.9388 | 25.889 | 25.1247 | 24.5032 | 23.8816 | 23.2601 | 22.6385 | 22.017 | 21.3954 | 20.7739 | 20.1523 | 19.5308 | 18.9092 | 18.2877 | 17.6661 | 17.0446 | 16.423 | 15.8015 | 15.1799 | 14.5584 | 13.9368 | 13.3153 | 12.6937 | 12.0722 | 11.4506 | 10.8291 | 0 | 0 | 0 | 0 | 0
|  | 2042 | -2.99% | [22 empty] | 32.3187 | 30.4656 | 28.6316 | 27.2901 | 26.1332 | 25.1148 | 24.3734 | 23.7704 | 23.1674 | 22.5645 | 21.9615 | 21.3586 | 20.7556 | 20.1526 | 19.5497 | 18.9467 | 18.3437 | 17.7408 | 17.1378 | 16.5349 | 15.9319 | 15.3289 | 14.726 | 14.123 | 13.5201 | 12.9171 | 12.3141 | 11.7112 | 11.1082 | 10.5052 | 0 | 0 | 0 | 0
|  | 2043 | -2.99% | 2043: 31.3522; 2044: 29.5545; 2045: 27.7754; 2046: 26.474; 2047: 25.3517; 2048: 24.3638; 2049: 23.6445; 2050: 23.0596; 2051: 22.4746; 2052: 21.8897; 2053: 21.3048; 2054: 20.7198; 2055: 20.1349; 2056: 19.55; 2057: 18.965; 2058: 18.3801; 2059: 17.7952; 2060: 17.2102; 2061: 16.6253; 2062: 16.0404; 2063: 15.4555; 2064: 14.8705; 2065: 14.2856; 2066: 13.7007; 2067: 13.1157; 2068: 12.5308; 2069: 11.9459; 2070: 11.3609; 2071: 10.776; 2072: 10.1911; 2073: 0; 2074: 0; 2075: 0
|  | 2044 | -2.99% | 2044: 30.4147; 2045: 28.6707; 2046: 26.9448; 2047: 25.6823; 2048: 24.5936; 2049: 23.6352; 2050: 22.9374; 2051: 22.37; 2052: 21.8025; 2053: 21.2351; 2054: 20.6676; 2055: 20.1002; 2056: 19.5328; 2057: 18.9653; 2058: 18.3979; 2059: 17.8305; 2060: 17.263; 2061: 16.6956; 2062: 16.1281; 2063: 15.5607; 2064: 14.9933; 2065: 14.4258; 2066: 13.8584; 2067: 13.291; 2068: 12.7235; 2069: 12.1561; 2070: 11.5886; 2071: 11.0212; 2072: 10.4538; 2073: 9.8863; 2074: 0; 2075: 0
|  | 2045 | -2.99% | 2045: 29.5051; 2046: 27.8133; 2047: 26.139; 2048: 24.9143; 2049: 23.8581; 2050: 22.9284; 2051: 22.2515; 2052: 21.701; 2053: 21.1505; 2054: 20.6001; 2055: 20.0496; 2056: 19.4991; 2057: 18.9486; 2058: 18.3982; 2059: 17.8477; 2060: 17.2972; 2061: 16.7468; 2062: 16.1963; 2063: 15.6458; 2064: 15.0954; 2065: 14.5449; 2066: 13.9944; 2067: 13.444; 2068: 12.8935; 2069: 12.343; 2070: 11.7926; 2071: 11.2421; 2072: 10.6916; 2073: 10.1411; 2074: 9.5907; 2075: 0
|  | 2046 | -2.99% | 2046: 28.6228; 2047: 26.9815; 2048: 25.3573; 2049: 24.1692; 2050: 23.1446; 2051: 22.2427; 2052: 21.586; 2053: 21.052; 2054: 20.518; 2055: 19.984; 2056: 19.45; 2057: 18.916; 2058: 18.382; 2059: 17.848; 2060: 17.314; 2061: 16.78; 2062: 16.246; 2063: 15.712; 2064: 15.1779; 2065: 14.6439; 2066: 14.1099; 2067: 13.5759; 2068: 13.0419; 2069: 12.5079; 2070: 11.9739; 2071: 11.4399; 2072: 10.9059; 2073: 10.3719; 2074: 9.8379; 2075: 9.3039
|  | 2047 | -2.99% | 2047: 27.7668; 2048: 26.1747; 2049: 24.599; 2050: 23.4464; 2051: 22.4525; 2052: 21.5775; 2053: 20.9405; 2054: 20.4225; 2055: 19.9044; 2056: 19.3864; 2057: 18.8684; 2058: 18.3503; 2059: 17.8323; 2060: 17.3142; 2061: 16.7962; 2062: 16.2782; 2063: 15.7601; 2064: 15.2421; 2065: 14.7241; 2066: 14.206; 2067: 13.688; 2068: 13.1699; 2069: 12.6519; 2070: 12.1339; 2071: 11.6158; 2072: 11.0978; 2073: 10.5798; 2074: 10.0617; 2075: 9.5437
|  | 2048 | -2.99% | 2048: 26.9364; 2049: 25.3919; 2050: 23.8634; 2051: 22.7453; 2052: 21.7811; 2053: 20.9323; 2054: 20.3143; 2055: 19.8117; 2056: 19.3092; 2057: 18.8066; 2058: 18.3041; 2059: 17.8016; 2060: 17.299; 2061: 16.7965; 2062: 16.2939; 2063: 15.7914; 2064: 15.2888; 2065: 14.7863; 2066: 14.2837; 2067: 13.7812; 2068: 13.2786; 2069: 12.7761; 2070: 12.2735; 2071: 11.771; 2072: 11.2685; 2073: 10.7659; 2074: 10.2634; 2075: 9.7608
|  | 2049 | -2.99% | 2049: 26.1309; 2050: 24.6326; 2051: 23.1498; 2052: 22.0651; 2053: 21.1297; 2054: 20.3063; 2055: 19.7068; 2056: 19.2193; 2057: 18.7318; 2058: 18.2442; 2059: 17.7567; 2060: 17.2692; 2061: 16.7817; 2062: 16.2942; 2063: 15.8066; 2064: 15.3191; 2065: 14.8316; 2066: 14.3441; 2067: 13.8566; 2068: 13.3691; 2069: 12.8815; 2070: 12.394; 2071: 11.9065; 2072: 11.419; 2073: 10.9315; 2074: 10.444; 2075: 9.9564
|  | 2050 | -2.99% | 2050: 25.3495; 2051: 23.8959; 2052: 22.4575; 2053: 21.4052; 2054: 20.4978; 2055: 19.699; 2056: 19.1175; 2057: 18.6445; 2058: 18.1716; 2059: 17.6986; 2060: 17.2257; 2061: 16.7528; 2062: 16.2798; 2063: 15.8069; 2064: 15.334; 2065: 14.861; 2066: 14.3881; 2067: 13.9151; 2068: 13.4422; 2069: 12.9693; 2070: 12.4963; 2071: 12.0234; 2072: 11.5504; 2073: 11.0775; 2074: 10.6046; 2075: 10.1316
Revenue Requirement by vintage year
2012 $/MW-wk
| Aurora Input |  | Levelized Cost | 2020 | 2021 | 2022 | 2023 | 2024 | 2025 | 2026 | 2027 | 2028 | 2029 | 2030 | 2031 | 2032 | 2033 | 2034 | 2035 | 2036 | 2037 | 2038 | 2039 | 2040 | 2041 | 2042 | 2043 | 2044 | 2045 | 2046 | 2047 | 2048 | 2049 | 2050 | 2051 | 2052 | 2053 | 2054 | 2055 | 2056 | 2057 | 2058 | 2059 | 2060 | 2061 | 2062 | 2063 | 2064 | 2065 | 2066 | 2067 | 2068 | 2069 | 2070 | 2071 | 2072 | 2073 | 2074 | 2075
|  | 2020 | 1892.8743 | 2818.2764 | 2656.6766 | 2496.7541 | 2379.7686 | 2278.8846 | 2190.0766 | 2125.4207 | 2072.8408 | 2020.261 | 1967.6812 | 1915.1014 | 1862.5215 | 1809.9417 | 1757.3619 | 1704.782 | 1652.2022 | 1599.6224 | 1547.0425 | 1494.4627 | 1441.8829 | 1389.303 | 1336.7232 | 1284.1434 | 1231.5636 | 1178.9837 | 1126.4039 | 1073.8241 | 1021.2442 | 968.6644 | 916.0846 | 0 | 0 | 0 | 0 | 0 | 0 | 0 | 0 | 0 | 0 | 0 | 0 | 0 | 0 | 0 | 0 | 0 | 0 | 0 | 0 | 0 | 0 | 0 | 0 | 0 | 0
|  | 2021 | 1892.8743 | 0 | 2818.2764 | 2656.6766 | 2496.7541 | 2379.7686 | 2278.8846 | 2190.0766 | 2125.4207 | 2072.8408 | 2020.261 | 1967.6812 | 1915.1014 | 1862.5215 | 1809.9417 | 1757.3619 | 1704.782 | 1652.2022 | 1599.6224 | 1547.0425 | 1494.4627 | 1441.8829 | 1389.303 | 1336.7232 | 1284.1434 | 1231.5636 | 1178.9837 | 1126.4039 | 1073.8241 | 1021.2442 | 968.6644 | 916.0846 | 0 | 0 | 0 | 0 | 0 | 0 | 0 | 0 | 0 | 0 | 0 | 0 | 0 | 0 | 0 | 0 | 0 | 0 | 0 | 0 | 0 | 0 | 0 | 0 | 0
|  | 2022 | 1892.8743 | 0 | 0 | 2818.2764 | 2656.6766 | 2496.7541 | 2379.7686 | 2278.8846 | 2190.0766 | 2125.4207 | 2072.8408 | 2020.261 | 1967.6812 | 1915.1014 | 1862.5215 | 1809.9417 | 1757.3619 | 1704.782 | 1652.2022 | 1599.6224 | 1547.0425 | 1494.4627 | 1441.8829 | 1389.303 | 1336.7232 | 1284.1434 | 1231.5636 | 1178.9837 | 1126.4039 | 1073.8241 | 1021.2442 | 968.6644 | 916.0846 | 0 | 0 | 0 | 0 | 0 | 0 | 0 | 0 | 0 | 0 | 0 | 0 | 0 | 0 | 0 | 0 | 0 | 0 | 0 | 0 | 0 | 0 | 0 | 0
|  | 2023 | 1705.055 | 0 | 0 | 0 | 2538.6347 | 2393.0695 | 2249.0152 | 2143.6376 | 2052.7637 | 1972.7676 | 1914.5271 | 1867.1645 | 1819.8019 | 1772.4392 | 1725.0766 | 1677.714 | 1630.3514 | 1582.9887 | 1535.6261 | 1488.2635 | 1440.9008 | 1393.5382 | 1346.1756 | 1298.8129 | 1251.4503 | 1204.0877 | 1156.7251 | 1109.3624 | 1061.9998 | 1014.6372 | 967.2745 | 919.9119 | 872.5493 | 825.1866 | 0 | 0 | 0 | 0 | 0 | 0 | 0 | 0 | 0 | 0 | 0 | 0 | 0 | 0 | 0 | 0 | 0 | 0 | 0 | 0 | 0 | 0 | 0
|  | 2024 | 1526.9604 | 0 | 0 | 0 | 0 | 2273.4719 | 2143.1112 | 2014.1034 | 1919.7326 | 1838.3505 | 1766.7101 | 1714.553 | 1672.1374 | 1629.7218 | 1587.3063 | 1544.8907 | 1502.4752 | 1460.0596 | 1417.644 | 1375.2285 | 1332.8129 | 1290.3974 | 1247.9818 | 1205.5663 | 1163.1507 | 1120.7351 | 1078.3196 | 1035.904 | 993.4885 | 951.0729 | 908.6574 | 866.2418 | 823.8262 | 781.4107 | 738.9951 | 0 | 0 | 0 | 0 | 0 | 0 | 0 | 0 | 0 | 0 | 0 | 0 | 0 | 0 | 0 | 0 | 0 | 0 | 0 | 0 | 0 | 0
|  | 2025 | 1412.934 | 0 | 0 | 0 | 0 | 0 | 2103.6995 | 1983.0735 | 1863.6995 | 1776.3758 | 1701.071 | 1634.7804 | 1586.5181 | 1547.2699 | 1508.0217 | 1468.7736 | 1429.5254 | 1390.2773 | 1351.0291 | 1311.7809 | 1272.5328 | 1233.2846 | 1194.0365 | 1154.7883 | 1115.5401 | 1076.292 | 1037.0438 | 997.7957 | 958.5475 | 919.2993 | 880.0512 | 840.803 | 801.5549 | 762.3067 | 723.0585 | 683.8104 | 0 | 0 | 0 | 0 | 0 | 0 | 0 | 0 | 0 | 0 | 0 | 0 | 0 | 0 | 0 | 0 | 0 | 0 | 0 | 0 | 0
|  | 2026 | 1373.632 | 0 | 0 | 0 | 0 | 0 | 0 | 2045.1833 | 1927.9126 | 1811.8591 | 1726.9644 | 1653.7543 | 1589.3076 | 1542.3877 | 1504.2313 | 1466.0748 | 1427.9184 | 1389.7619 | 1351.6055 | 1313.4491 | 1275.2926 | 1237.1362 | 1198.9797 | 1160.8233 | 1122.6669 | 1084.5104 | 1046.354 | 1008.1976 | 970.0411 | 931.8847 | 893.7282 | 855.5718 | 817.4154 | 779.2589 | 741.1025 | 702.946 | 664.7896 | 0 | 0 | 0 | 0 | 0 | 0 | 0 | 0 | 0 | 0 | 0 | 0 | 0 | 0 | 0 | 0 | 0 | 0 | 0 | 0
|  | 2027 | 1334.8804 | 0 | 0 | 0 | 0 | 0 | 0 | 0 | 1987.4864 | 1873.5241 | 1760.7446 | 1678.2448 | 1607.1 | 1544.4715 | 1498.8753 | 1461.7952 | 1424.7152 | 1387.6352 | 1350.5552 | 1313.4752 | 1276.3952 | 1239.3152 | 1202.2352 | 1165.1552 | 1128.0752 | 1090.9952 | 1053.9152 | 1016.8352 | 979.7552 | 942.6752 | 905.5952 | 868.5152 | 831.4352 | 794.3552 | 757.2752 | 720.1952 | 683.1152 | 646.0352 | 0 | 0 | 0 | 0 | 0 | 0 | 0 | 0 | 0 | 0 | 0 | 0 | 0 | 0 | 0 | 0 | 0 | 0 | 0
|  | 2028 | 1296.679 | 0 | 0 | 0 | 0 | 0 | 0 | 0 | 0 | 1930.609 | 1819.908 | 1710.3559 | 1630.2172 | 1561.1084 | 1500.2721 | 1455.9807 | 1419.9619 | 1383.943 | 1347.9242 | 1311.9053 | 1275.8865 | 1239.8676 | 1203.8487 | 1167.8299 | 1131.811 | 1095.7922 | 1059.7733 | 1023.7545 | 987.7356 | 951.7168 | 915.6979 | 879.679 | 843.6602 | 807.6413 | 771.6225 | 735.6036 | 699.5848 | 663.5659 | 627.5471 | 0 | 0 | 0 | 0 | 0 | 0 | 0 | 0 | 0 | 0 | 0 | 0 | 0 | 0 | 0 | 0 | 0 | 0
|  | 2029 | 1259.028 | 0 | 0 | 0 | 0 | 0 | 0 | 0 | 0 | 0 | 1874.5508 | 1767.0642 | 1660.6932 | 1582.8814 | 1515.7793 | 1456.7094 | 1413.7042 | 1378.7312 | 1343.7582 | 1308.7852 | 1273.8122 | 1238.8392 | 1203.8662 | 1168.8932 | 1133.9202 | 1098.9472 | 1063.9742 | 1029.0012 | 994.0282 | 959.0552 | 924.0822 | 889.1092 | 854.1363 | 819.1633 | 784.1903 | 749.2173 | 714.2443 | 679.2713 | 644.2983 | 609.3253 | 0 | 0 | 0 | 0 | 0 | 0 | 0 | 0 | 0 | 0 | 0 | 0 | 0 | 0 | 0 | 0 | 0
|  | 2030 | 1201.8405 | 0 | 0 | 0 | 0 | 0 | 0 | 0 | 0 | 0 | 0 | 1789.4051 | 1686.8007 | 1585.2613 | 1510.9838 | 1446.9296 | 1390.5429 | 1349.491 | 1316.1065 | 1282.7221 | 1249.3376 | 1215.9532 | 1182.5687 | 1149.1843 | 1115.7998 | 1082.4154 | 1049.0309 | 1015.6464 | 982.262 | 948.8775 | 915.4931 | 882.1086 | 848.7242 | 815.3397 | 781.9553 | 748.5708 | 715.1864 | 681.8019 | 648.4175 | 615.033 | 581.6486 | 0 | 0 | 0 | 0 | 0 | 0 | 0 | 0 | 0 | 0 | 0 | 0 | 0 | 0 | 0 | 0
|  | 2031 | 1165.8997 | 0 | 0 | 0 | 0 | 0 | 0 | 0 | 0 | 0 | 0 | 0 | 1735.8933 | 1636.3572 | 1537.8543 | 1465.7981 | 1403.6595 | 1348.9589 | 1309.1347 | 1276.7486 | 1244.3625 | 1211.9764 | 1179.5903 | 1147.2042 | 1114.8181 | 1082.432 | 1050.0459 | 1017.6598 | 985.2737 | 952.8876 | 920.5015 | 888.1154 | 855.7293 | 823.3432 | 790.9571 | 758.571 | 726.1849 | 693.7988 | 661.4127 | 629.0267 | 596.6406 | 564.2545 | 0 | 0 | 0 | 0 | 0 | 0 | 0 | 0 | 0 | 0 | 0 | 0 | 0 | 0 | 0
|  | 2032 | 1131.0337 | 0 | 0 | 0 | 0 | 0 | 0 | 0 | 0 | 0 | 0 | 0 | 0 | 1683.9817 | 1587.4223 | 1491.8651 | 1421.9637 | 1361.6833 | 1308.6185 | 1269.9852 | 1238.5676 | 1207.15 | 1175.7325 | 1144.3149 | 1112.8973 | 1081.4797 | 1050.0621 | 1018.6445 | 987.2269 | 955.8093 | 924.3917 | 892.9741 | 861.5565 | 830.1389 | 798.7213 | 767.3037 | 735.8861 | 704.4685 | 673.0509 | 641.6333 | 610.2157 | 578.7981 | 547.3805 | 0 | 0 | 0 | 0 | 0 | 0 | 0 | 0 | 0 | 0 | 0 | 0 | 0 | 0
|  | 2033 | 1097.2103 | 0 | 0 | 0 | 0 | 0 | 0 | 0 | 0 | 0 | 0 | 0 | 0 | 0 | 1633.6225 | 1539.9507 | 1447.2511 | 1379.4401 | 1320.9624 | 1269.4845 | 1232.0066 | 1201.5285 | 1171.0504 | 1140.5724 | 1110.0943 | 1079.6163 | 1049.1382 | 1018.6601 | 988.1821 | 957.704 | 927.226 | 896.7479 | 866.2698 | 835.7918 | 805.3137 | 774.8357 | 744.3576 | 713.8796 | 683.4015 | 652.9234 | 622.4454 | 591.9673 | 561.4893 | 531.0112 | 0 | 0 | 0 | 0 | 0 | 0 | 0 | 0 | 0 | 0 | 0 | 0 | 0
|  | 2034 | 1064.3984 | 0 | 0 | 0 | 0 | 0 | 0 | 0 | 0 | 0 | 0 | 0 | 0 | 0 | 0 | 1584.7693 | 1493.8987 | 1403.9713 | 1338.1882 | 1281.4592 | 1231.5208 | 1195.1636 | 1165.597 | 1136.0304 | 1106.4638 | 1076.8971 | 1047.3305 | 1017.7639 | 988.1973 | 958.6307 | 929.0641 | 899.4974 | 869.9308 | 840.3642 | 810.7976 | 781.231 | 751.6643 | 722.0977 | 692.5311 | 662.9645 | 633.3979 | 603.8313 | 574.2646 | 544.698 | 515.1314 | 0 | 0 | 0 | 0 | 0 | 0 | 0 | 0 | 0 | 0 | 0 | 0
|  | 2035 | 1032.5678 | 0 | 0 | 0 | 0 | 0 | 0 | 0 | 0 | 0 | 0 | 0 | 0 | 0 | 0 | 0 | 1537.377 | 1449.2239 | 1361.9858 | 1298.1699 | 1243.1374 | 1194.6924 | 1159.4224 | 1130.74 | 1102.0576 | 1073.3751 | 1044.6927 | 1016.0103 | 987.3278 | 958.6454 | 929.963 | 901.2806 | 872.5981 | 843.9157 | 815.2333 | 786.5508 | 757.8684 | 729.186 | 700.5035 | 671.8211 | 643.1387 | 614.4562 | 585.7738 | 557.0914 | 528.4089 | 499.7265 | 0 | 0 | 0 | 0 | 0 | 0 | 0 | 0 | 0 | 0 | 0
|  | 2036 | 1001.689 | 0 | 0 | 0 | 0 | 0 | 0 | 0 | 0 | 0 | 0 | 0 | 0 | 0 | 0 | 0 | 0 | 1491.402 | 1405.8851 | 1321.2558 | 1259.3484 | 1205.9616 | 1158.9653 | 1124.7501 | 1096.9254 | 1069.1007 | 1041.2761 | 1013.4514 | 985.6267 | 957.802 | 929.9773 | 902.1526 | 874.3279 | 846.5032 | 818.6785 | 790.8538 | 763.0292 | 735.2045 | 707.3798 | 679.5551 | 651.7304 | 623.9057 | 596.081 | 568.2563 | 540.4316 | 512.6069 | 484.7823 | 0 | 0 | 0 | 0 | 0 | 0 | 0 | 0 | 0 | 0
|  | 2037 | 971.7337 | 0 | 0 | 0 | 0 | 0 | 0 | 0 | 0 | 0 | 0 | 0 | 0 | 0 | 0 | 0 | 0 | 0 | 1446.8019 | 1363.8424 | 1281.7439 | 1221.6878 | 1169.8975 | 1124.3067 | 1091.1147 | 1064.1221 | 1037.1295 | 1010.1369 | 983.1443 | 956.1517 | 929.1591 | 902.1665 | 875.1739 | 848.1813 | 821.1887 | 794.1961 | 767.2035 | 740.2109 | 713.2183 | 686.2257 | 659.2331 | 632.2405 | 605.2479 | 578.2553 | 551.2627 | 524.2701 | 497.2775 | 470.2849 | 0 | 0 | 0 | 0 | 0 | 0 | 0 | 0 | 0
|  | 2038 | 942.6741 | 0 | 0 | 0 | 0 | 0 | 0 | 0 | 0 | 0 | 0 | 0 | 0 | 0 | 0 | 0 | 0 | 0 | 0 | 1403.5356 | 1323.0569 | 1243.4136 | 1185.1534 | 1134.9119 | 1090.6845 | 1058.4851 | 1032.2997 | 1006.1143 | 979.9289 | 953.7435 | 927.5581 | 901.3727 | 875.1873 | 849.002 | 822.8166 | 796.6312 | 770.4458 | 744.2604 | 718.075 | 691.8896 | 665.7042 | 639.5189 | 613.3335 | 587.1481 | 560.9627 | 534.7773 | 508.5919 | 482.4065 | 456.2211 | 0 | 0 | 0 | 0 | 0 | 0 | 0 | 0
|  | 2039 | 914.4836 | 0 | 0 | 0 | 0 | 0 | 0 | 0 | 0 | 0 | 0 | 0 | 0 | 0 | 0 | 0 | 0 | 0 | 0 | 0 | 1361.5631 | 1283.4911 | 1206.2295 | 1149.7116 | 1100.9726 | 1058.0677 | 1026.8313 | 1001.4289 | 976.0266 | 950.6243 | 925.222 | 899.8197 | 874.4173 | 849.015 | 823.6127 | 798.2104 | 772.8081 | 747.4057 | 722.0034 | 696.6011 | 671.1988 | 645.7965 | 620.3942 | 594.9918 | 569.5895 | 544.1872 | 518.7849 | 493.3826 | 467.9802 | 442.5779 | 0 | 0 | 0 | 0 | 0 | 0 | 0
|  | 2040 | 887.1362 | 0 | 0 | 0 | 0 | 0 | 0 | 0 | 0 | 0 | 0 | 0 | 0 | 0 | 0 | 0 | 0 | 0 | 0 | 0 | 0 | 1320.8458 | 1245.1086 | 1170.1574 | 1115.3297 | 1068.0482 | 1026.4264 | 996.124 | 971.4814 | 946.8387 | 922.196 | 897.5534 | 872.9107 | 848.268 | 823.6254 | 798.9827 | 774.34 | 749.6974 | 725.0547 | 700.412 | 675.7694 | 651.1267 | 626.484 | 601.8414 | 577.1987 | 552.556 | 527.9134 | 503.2707 | 478.628 | 453.9854 | 429.3427 | 0 | 0 | 0 | 0 | 0 | 0 | 0 | 0 | 0 | 0
|  | 2041 | 860.6065 | 0 | 0 | 0 | 0 | 0 | 0 | 0 | 0 | 0 | 0 | 0 | 0 | 0 | 0 | 0 | 0 | 0 | 0 | 0 | 0 | 0 | 1281.3461 | 1207.8738 | 1135.1641 | 1081.9759 | 1036.1084 | 995.7313 | 966.3351 | 942.4294 | 918.5237 | 894.6179 | 870.7122 | 846.8065 | 822.9007 | 798.995 | 775.0893 | 751.1835 | 727.2778 | 703.3721 | 679.4663 | 655.5606 | 631.6549 | 607.7491 | 583.8434 | 559.9377 | 536.0319 | 512.1262 | 488.2205 | 464.3148 | 440.409 | 416.5033 | 0 | 0 | 0 | 0 | 0 | 0 | 0 | 0 | 0
|  | 2042 | 834.8702 | 0 | 0 | 0 | 0 | 0 | 0 | 0 | 0 | 0 | 0 | 0 | 0 | 0 | 0 | 0 | 0 | 0 | 0 | 0 | 0 | 0 | 0 | 1243.0277 | 1171.7525 | 1101.2172 | 1049.6196 | 1005.1237 | 965.9541 | 937.437 | 914.2462 | 891.0554 | 867.8645 | 844.6737 | 821.4829 | 798.292 | 775.1012 | 751.9104 | 728.7195 | 705.5287 | 682.3379 | 659.147 | 635.9562 | 612.7653 | 589.5745 | 566.3837 | 543.1928 | 520.002 | 496.8112 | 473.6203 | 450.4295 | 427.2387 | 404.0478 | 0 | 0 | 0 | 0 | 0 | 0 | 0 | 0
|  | 2043 | 809.9036 | 0 | 0 | 0 | 0 | 0 | 0 | 0 | 0 | 0 | 0 | 0 | 0 | 0 | 0 | 0 | 0 | 0 | 0 | 0 | 0 | 0 | 0 | 0 | 1205.8551 | 1136.7115 | 1068.2855 | 1018.2309 | 975.0657 | 937.0674 | 909.4031 | 886.9058 | 864.4085 | 841.9112 | 819.4139 | 796.9166 | 774.4192 | 751.9219 | 729.4246 | 706.9273 | 684.43 | 661.9327 | 639.4353 | 616.938 | 594.4407 | 571.9434 | 549.4461 | 526.9488 | 504.4514 | 481.9541 | 459.4568 | 436.9595 | 414.4622 | 391.9648 | 0 | 0 | 0 | 0 | 0 | 0 | 0
|  | 2044 | 785.6835 | 0 | 0 | 0 | 0 | 0 | 0 | 0 | 0 | 0 | 0 | 0 | 0 | 0 | 0 | 0 | 0 | 0 | 0 | 0 | 0 | 0 | 0 | 0 | 0 | 1169.7943 | 1102.7183 | 1036.3386 | 987.7809 | 945.9065 | 909.0446 | 882.2076 | 860.3831 | 838.5585 | 816.734 | 794.9094 | 773.0849 | 751.2604 | 729.4358 | 707.6113 | 685.7868 | 663.9622 | 642.1377 | 620.3131 | 598.4886 | 576.6641 | 554.8395 | 533.015 | 511.1904 | 489.3659 | 467.5414 | 445.7168 | 423.8923 | 402.0677 | 380.2432 | 0 | 0 | 0 | 0 | 0 | 0
|  | 2045 | 762.1878 | 0 | 0 | 0 | 0 | 0 | 0 | 0 | 0 | 0 | 0 | 0 | 0 | 0 | 0 | 0 | 0 | 0 | 0 | 0 | 0 | 0 | 0 | 0 | 0 | 0 | 1134.8118 | 1069.7417 | 1005.3471 | 958.2415 | 917.6194 | 881.8598 | 855.8253 | 834.6535 | 813.4816 | 792.3097 | 771.1378 | 749.9659 | 728.7941 | 707.6222 | 686.4503 | 665.2784 | 644.1065 | 622.9347 | 601.7628 | 580.5909 | 559.419 | 538.2471 | 517.0753 | 495.9034 | 474.7315 | 453.5596 | 432.3877 | 411.2159 | 390.044 | 368.8721 | 0 | 0 | 0 | 0 | 0
|  | 2046 | 739.3947 | 0 | 0 | 0 | 0 | 0 | 0 | 0 | 0 | 0 | 0 | 0 | 0 | 0 | 0 | 0 | 0 | 0 | 0 | 0 | 0 | 0 | 0 | 0 | 0 | 0 | 0 | 1100.8754 | 1037.7513 | 975.2823 | 929.5854 | 890.1781 | 855.4879 | 830.232 | 809.6933 | 789.1546 | 768.6158 | 748.0771 | 727.5383 | 706.9996 | 686.4609 | 665.9221 | 645.3834 | 624.8446 | 604.3059 | 583.7672 | 563.2284 | 542.6897 | 522.151 | 501.6122 | 481.0735 | 460.5347 | 439.996 | 419.4573 | 398.9185 | 378.3798 | 357.841 | 0 | 0 | 0 | 0
|  | 2047 | 717.2833 | 0 | 0 | 0 | 0 | 0 | 0 | 0 | 0 | 0 | 0 | 0 | 0 | 0 | 0 | 0 | 0 | 0 | 0 | 0 | 0 | 0 | 0 | 0 | 0 | 0 | 0 | 0 | 1067.9539 | 1006.7175 | 946.1167 | 901.7864 | 863.5575 | 829.9047 | 805.4041 | 785.4796 | 765.555 | 745.6305 | 725.706 | 705.7814 | 685.8569 | 665.9324 | 646.0078 | 626.0833 | 606.1588 | 586.2342 | 566.3097 | 546.3852 | 526.4606 | 506.5361 | 486.6116 | 466.6871 | 446.7625 | 426.838 | 406.9135 | 386.9889 | 367.0644 | 347.1399 | 0 | 0 | 0
|  | 2048 | 695.833 | 0 | 0 | 0 | 0 | 0 | 0 | 0 | 0 | 0 | 0 | 0 | 0 | 0 | 0 | 0 | 0 | 0 | 0 | 0 | 0 | 0 | 0 | 0 | 0 | 0 | 0 | 0 | 0 | 1036.0169 | 976.6118 | 917.8232 | 874.8186 | 837.7329 | 805.0865 | 781.3186 | 761.9899 | 742.6612 | 723.3325 | 704.0038 | 684.6752 | 665.3465 | 646.0178 | 626.6891 | 607.3604 | 588.0317 | 568.703 | 549.3743 | 530.0456 | 510.7169 | 491.3882 | 472.0596 | 452.7309 | 433.4022 | 414.0735 | 394.7448 | 375.4161 | 356.0874 | 336.7587 | 0 | 0
|  | 2049 | 675.0243 | 0 | 0 | 0 | 0 | 0 | 0 | 0 | 0 | 0 | 0 | 0 | 0 | 0 | 0 | 0 | 0 | 0 | 0 | 0 | 0 | 0 | 0 | 0 | 0 | 0 | 0 | 0 | 0 | 0 | 1005.035 | 947.4064 | 890.3759 | 848.6573 | 812.6807 | 781.0106 | 757.9534 | 739.2027 | 720.4521 | 701.7014 | 682.9507 | 664.2001 | 645.4494 | 626.6987 | 607.9481 | 589.1974 | 570.4467 | 551.696 | 532.9454 | 514.1947 | 495.444 | 476.6934 | 457.9427 | 439.192 | 420.4414 | 401.6907 | 382.94 | 364.1893 | 345.4387 | 326.688 | 0
|  | 2050 | 654.8378 | 0 | 0 | 0 | 0 | 0 | 0 | 0 | 0 | 0 | 0 | 0 | 0 | 0 | 0 | 0 | 0 | 0 | 0 | 0 | 0 | 0 | 0 | 0 | 0 | 0 | 0 | 0 | 0 | 0 | 0 | 974.9796 | 919.0744 | 863.7493 | 823.2783 | 788.3776 | 757.6546 | 735.287 | 717.097 | 698.9071 | 680.7171 | 662.5272 | 644.3373 | 626.1473 | 607.9574 | 589.7675 | 571.5775 | 553.3876 | 535.1977 | 517.0077 | 498.8178 | 480.6279 | 462.4379 | 444.248 | 426.0581 | 407.8681 | 389.6782 | 371.4883 | 353.2983 | 335.1084 | 316.9185
|  | Annual Change (%) |  | 0% | 0% | 0% | -9.922% | -10.45% | -7.468% | -2.782% | -2.821% | -2.862% | -2.904% | -4.542% | -2.99% | -2.99% | -2.99% | -2.99% | -2.99% | -2.99% | -2.99% | -2.99% | -2.99% | -2.99% | -2.99% | -2.99% | -2.99% | -2.99% | -2.99% | -2.99% | -2.99% | -2.99% | -2.99% | -2.99% | 0% | 0% | 0% | 0% | 0% | 0% | 0% | 0% | 0% | 0% | 0% | 0% | 0% | 0% | 0% | 0% | 0% | 0% | 0% | 0% | 0% | 0% | 0% | 0% | 0%
|  | Levelized Capital Cost ($/MW-wk) |  | 1892.8743 | 1892.8743 | 1892.8743 | 1705.055 | 1526.9604 | 1412.934 | 1373.632 | 1334.8804 | 1296.679 | 1259.028 | 1201.8405 | 1165.8997 | 1131.0337 | 1097.2103 | 1064.3984 | 1032.5678 | 1001.689 | 971.7337 | 942.6741 | 914.4836 | 887.1362 | 860.6065 | 834.8702 | 809.9036 | 785.6835 | 762.1878 | 739.3947 | 717.2833 | 695.833 | 675.0243 | 654.8378 | 654.8378 | 654.8378 | 654.8378 | 654.8378 | 654.8378 | 654.8378 | 654.8378 | 654.8378 | 654.8378 | 654.8378 | 654.8378 | 654.8378 | 654.8378 | 654.8378 | 654.8378 | 654.8378 | 654.8378 | 654.8378 | 654.8378 | 654.8378 | 654.8378 | 654.8378 | 654.8378 | 654.8378 | 654.8378
|  | Economic Life | 30
|  | check s/b 0 | 0
Revenue Requirement by vintage year
2012 $/MW-wk
| Aurora Input |  | Levelized Cost | 2020 | 2021 | 2022 | 2023 | 2024 | 2025 | 2026 | 2027 | 2028 | 2029 | 2030 | 2031 | 2032 | 2033 | 2034 | 2035 | 2036 | 2037 | 2038 | 2039 | 2040 | 2041 | 2042 | 2043 | 2044 | 2045 | 2046 | Levelized | 2047 | 2048 | 2049 | 2050 | 2051 | 2052 | 2053 | 2054 | 2055 | 2056 | 2057 | 2058 | 2059 | 2060 | 2061 | 2062 | 2063 | 2064 | 2065 | 2066 | 2067 | 2068 | 2069 | 2070 | 2071 | 2072 | 2073 | 2074 | 2075 | 2076 | 2077 | 2078 | 2079
|  | 2020 | 1892.8743 | 2818.2764 | 2656.6766 | 2496.7541 | 2379.7686 | 2278.8846 | 2190.0766 | 2125.4207 | 2072.8408 | 2020.261 | 1967.6812 | 1915.1014 | 1862.5215 | 1809.9417 | 1757.3619 | 1704.782 | 1652.2022 | 1599.6224 | 1547.0425 | 1494.4627 | 1441.8829 | 1389.303 | 1336.7232 | 1284.1434 | 1231.5636 | 1178.9837 | 1126.4039 | 1073.8241 | 970.1397 | 1021.2442 | 968.6644 | 916.0846 | 0 | 0 | 0 | 0 | 0 | 0 | 0 | 0 | 0 | 0 | 0 | 0 | 0 | 0 | 0 | 0 | 0 | 0 | 0 | 0 | 0 | 0 | 0 | 0 | 0 | 0 | 0 | 0 | 0 | 0
|  | 2021 | 1892.8743 |  | 2818.2764 | 2656.6766 | 2496.7541 | 2379.7686 | 2278.8846 | 2190.0766 | 2125.4207 | 2072.8408 | 2020.261 | 1967.6812 | 1915.1014 | 1862.5215 | 1809.9417 | 1757.3619 | 1704.782 | 1652.2022 | 1599.6224 | 1547.0425 | 1494.4627 | 1441.8829 | 1389.303 | 1336.7232 | 1284.1434 | 1231.5636 | 1178.9837 | 1126.4039 | 997.72 | 1073.8241 | 1021.2442 | 968.6644 | 916.0846 | 0 | 0 | 0 | 0 | 0 | 0 | 0 | 0 | 0 | 0 | 0 | 0 | 0 | 0 | 0 | 0 | 0 | 0 | 0 | 0 | 0 | 0 | 0 | 0 | 0 | 0 | 0 | 0 | 0
|  | 2022 | 1892.8743 |  |  | 2818.2764 | 2656.6766 | 2496.7541 | 2379.7686 | 2278.8846 | 2190.0766 | 2125.4207 | 2072.8408 | 2020.261 | 1967.6812 | 1915.1014 | 1862.5215 | 1809.9417 | 1757.3619 | 1704.782 | 1652.2022 | 1599.6224 | 1547.0425 | 1494.4627 | 1441.8829 | 1389.303 | 1336.7232 | 1284.1434 | 1231.5636 | 1178.9837 | 1025.6682 | 1126.4039 | 1073.8241 | 1021.2442 | 968.6644 | 916.0846 | 0 | 0 | 0 | 0 | 0 | 0 | 0 | 0 | 0 | 0 | 0 | 0 | 0 | 0 | 0 | 0 | 0 | 0 | 0 | 0 | 0 | 0 | 0 | 0 | 0 | 0 | 0 | 0
|  | 2023 | 1705.055 |  |  |  | 2538.6347 | 2393.0695 | 2249.0152 | 2143.6376 | 2052.7637 | 1972.7676 | 1914.5271 | 1867.1645 | 1819.8019 | 1772.4392 | 1725.0766 | 1677.714 | 1630.3514 | 1582.9887 | 1535.6261 | 1488.2635 | 1440.9008 | 1393.5382 | 1346.1756 | 1298.8129 | 1251.4503 | 1204.0877 | 1156.7251 | 1109.3624 | 949.4028 | 1061.9998 | 1014.6372 | 967.2745 | 919.9119 | 872.5493 | 825.1866 | 0 | 0 | 0 | 0 | 0 | 0 | 0 | 0 | 0 | 0 | 0 | 0 | 0 | 0 | 0 | 0 | 0 | 0 | 0 | 0 | 0 | 0 | 0 | 0 | 0 | 0 | 0
|  | 2024 | 1526.9604 |  |  |  |  | 2273.4719 | 2143.1112 | 2014.1034 | 1919.7326 | 1838.3505 | 1766.7101 | 1714.553 | 1672.1374 | 1629.7218 | 1587.3063 | 1544.8907 | 1502.4752 | 1460.0596 | 1417.644 | 1375.2285 | 1332.8129 | 1290.3974 | 1247.9818 | 1205.5663 | 1163.1507 | 1120.7351 | 1078.3196 | 1035.904 | 873.3742 | 993.4885 | 951.0729 | 908.6574 | 866.2418 | 823.8262 | 781.4107 | 738.9951 | 0 | 0 | 0 | 0 | 0 | 0 | 0 | 0 | 0 | 0 | 0 | 0 | 0 | 0 | 0 | 0 | 0 | 0 | 0 | 0 | 0 | 0 | 0 | 0 | 0 | 0
|  | 2025 | 1412.934 | [5 empty] | 2103.6995 | 1983.0735 | 1863.6995 | 1776.3758 | 1701.071 | 1634.7804 | 1586.5181 | 1547.2699 | 1508.0217 | 1468.7736 | 1429.5254 | 1390.2773 | 1351.0291 | 1311.7809 | 1272.5328 | 1233.2846 | 1194.0365 | 1154.7883 | 1115.5401 | 1076.292 | 1037.0438 | 997.7957 | 829.8374 | 958.5475 | 919.2993 | 880.0512 | 840.803 | 801.5549 | 762.3067 | 723.0585 | 683.8104 | 0 | 0 | 0 | 0 | 0 | 0 | 0 | 0 | 0 | 0 | 0 | 0 | 0 | 0 | 0 | 0 | 0 | 0 | 0 | 0 | 0 | 0 | 0 | 0 | 0
|  | 2026 | 1373.632 | [6 empty] | 2045.1833 | 1927.9126 | 1811.8591 | 1726.9644 | 1653.7543 | 1589.3076 | 1542.3877 | 1504.2313 | 1466.0748 | 1427.9184 | 1389.7619 | 1351.6055 | 1313.4491 | 1275.2926 | 1237.1362 | 1198.9797 | 1160.8233 | 1122.6669 | 1084.5104 | 1046.354 | 1008.1976 | 828.099 | 970.0411 | 931.8847 | 893.7282 | 855.5718 | 817.4154 | 779.2589 | 741.1025 | 702.946 | 664.7896 | 0 | 0 | 0 | 0 | 0 | 0 | 0 | 0 | 0 | 0 | 0 | 0 | 0 | 0 | 0 | 0 | 0 | 0 | 0 | 0 | 0 | 0 | 0 | 0
|  | 2027 | 1334.8804 | [7 empty] | 1987.4864 | 1873.5241 | 1760.7446 | 1678.2448 | 1607.1 | 1544.4715 | 1498.8753 | 1461.7952 | 1424.7152 | 1387.6352 | 1350.5552 | 1313.4752 | 1276.3952 | 1239.3152 | 1202.2352 | 1165.1552 | 1128.0752 | 1090.9952 | 1053.9152 | 1016.8352 | 825.7361 | 979.7552 | 942.6752 | 905.5952 | 868.5152 | 831.4352 | 794.3552 | 757.2752 | 720.1952 | 683.1152 | 646.0352 | 0 | 0 | 0 | 0 | 0 | 0 | 0 | 0 | 0 | 0 | 0 | 0 | 0 | 0 | 0 | 0 | 0 | 0 | 0 | 0 | 0 | 0 | 0
|  | 2028 | 1296.679 | [8 empty] | 1930.609 | 1819.908 | 1710.3559 | 1630.2172 | 1561.1084 | 1500.2721 | 1455.9807 | 1419.9619 | 1383.943 | 1347.9242 | 1311.9053 | 1275.8865 | 1239.8676 | 1203.8487 | 1167.8299 | 1131.811 | 1095.7922 | 1059.7733 | 1023.7545 | 822.7513 | 987.7356 | 951.7168 | 915.6979 | 879.679 | 843.6602 | 807.6413 | 771.6225 | 735.6036 | 699.5848 | 663.5659 | 627.5471 | 0 | 0 | 0 | 0 | 0 | 0 | 0 | 0 | 0 | 0 | 0 | 0 | 0 | 0 | 0 | 0 | 0 | 0 | 0 | 0 | 0 | 0
|  | 2029 | 1259.028 | [9 empty] | 1874.5508 | 1767.0642 | 1660.6932 | 1582.8814 | 1515.7793 | 1456.7094 | 1413.7042 | 1378.7312 | 1343.7582 | 1308.7852 | 1273.8122 | 1238.8392 | 1203.8662 | 1168.8932 | 1133.9202 | 1098.9472 | 1063.9742 | 1029.0012 | 819.1482 | 994.0282 | 959.0552 | 924.0822 | 889.1092 | 854.1363 | 819.1633 | 784.1903 | 749.2173 | 714.2443 | 679.2713 | 644.2983 | 609.3253 | 0 | 0 | 0 | 0 | 0 | 0 | 0 | 0 | 0 | 0 | 0 | 0 | 0 | 0 | 0 | 0 | 0 | 0 | 0 | 0 | 0
|  | 2030 | 1201.8405 | [10 empty] | 1789.4051 | 1686.8007 | 1585.2613 | 1510.9838 | 1446.9296 | 1390.5429 | 1349.491 | 1316.1065 | 1282.7221 | 1249.3376 | 1215.9532 | 1182.5687 | 1149.1843 | 1115.7998 | 1082.4154 | 1049.0309 | 1015.6464 | 801.5345 | 982.262 | 948.8775 | 915.4931 | 882.1086 | 848.7242 | 815.3397 | 781.9553 | 748.5708 | 715.1864 | 681.8019 | 648.4175 | 615.033 | 581.6486 | 0 | 0 | 0 | 0 | 0 | 0 | 0 | 0 | 0 | 0 | 0 | 0 | 0 | 0 | 0 | 0 | 0 | 0 | 0 | 0
|  | 2031 | 1165.8997 | [11 empty] | 1735.8933 | 1636.3572 | 1537.8543 | 1465.7981 | 1403.6595 | 1348.9589 | 1309.1347 | 1276.7486 | 1244.3625 | 1211.9764 | 1179.5903 | 1147.2042 | 1114.8181 | 1082.432 | 1050.0459 | 1017.6598 | 796.793 | 985.2737 | 952.8876 | 920.5015 | 888.1154 | 855.7293 | 823.3432 | 790.9571 | 758.571 | 726.1849 | 693.7988 | 661.4127 | 629.0267 | 596.6406 | 564.2545 | 0 | 0 | 0 | 0 | 0 | 0 | 0 | 0 | 0 | 0 | 0 | 0 | 0 | 0 | 0 | 0 | 0 | 0 | 0
|  | 2032 | 1131.0337 | [12 empty] | 1683.9817 | 1587.4223 | 1491.8651 | 1421.9637 | 1361.6833 | 1308.6185 | 1269.9852 | 1238.5676 | 1207.15 | 1175.7325 | 1144.3149 | 1112.8973 | 1081.4797 | 1050.0621 | 1018.6445 | 791.8311 | 987.2269 | 955.8093 | 924.3917 | 892.9741 | 861.5565 | 830.1389 | 798.7213 | 767.3037 | 735.8861 | 704.4685 | 673.0509 | 641.6333 | 610.2157 | 578.7981 | 547.3805 | 0 | 0 | 0 | 0 | 0 | 0 | 0 | 0 | 0 | 0 | 0 | 0 | 0 | 0 | 0 | 0 | 0 | 0
|  | 2033 | 1097.2103 | [13 empty] | 1633.6225 | 1539.9507 | 1447.2511 | 1379.4401 | 1320.9624 | 1269.4845 | 1232.0066 | 1201.5285 | 1171.0504 | 1140.5724 | 1110.0943 | 1079.6163 | 1049.1382 | 1018.6601 | 786.659 | 988.1821 | 957.704 | 927.226 | 896.7479 | 866.2698 | 835.7918 | 805.3137 | 774.8357 | 744.3576 | 713.8796 | 683.4015 | 652.9234 | 622.4454 | 591.9673 | 561.4893 | 531.0112 | 0 | 0 | 0 | 0 | 0 | 0 | 0 | 0 | 0 | 0 | 0 | 0 | 0 | 0 | 0 | 0 | 0
|  | 2034 | 1064.3984 | [14 empty] | 1584.7693 | 1493.8987 | 1403.9713 | 1338.1882 | 1281.4592 | 1231.5208 | 1195.1636 | 1165.597 | 1136.0304 | 1106.4638 | 1076.8971 | 1047.3305 | 1017.7639 | 781.2864 | 988.1973 | 958.6307 | 929.0641 | 899.4974 | 869.9308 | 840.3642 | 810.7976 | 781.231 | 751.6643 | 722.0977 | 692.5311 | 662.9645 | 633.3979 | 603.8313 | 574.2646 | 544.698 | 515.1314 | 0 | 0 | 0 | 0 | 0 | 0 | 0 | 0 | 0 | 0 | 0 | 0 | 0 | 0 | 0 | 0
|  | 2035 | 1032.5678 | [15 empty] | 1537.377 | 1449.2239 | 1361.9858 | 1298.1699 | 1243.1374 | 1194.6924 | 1159.4224 | 1130.74 | 1102.0576 | 1073.3751 | 1044.6927 | 1016.0103 | 775.7229 | 987.3278 | 958.6454 | 929.963 | 901.2806 | 872.5981 | 843.9157 | 815.2333 | 786.5508 | 757.8684 | 729.186 | 700.5035 | 671.8211 | 643.1387 | 614.4562 | 585.7738 | 557.0914 | 528.4089 | 499.7265 | 0 | 0 | 0 | 0 | 0 | 0 | 0 | 0 | 0 | 0 | 0 | 0 | 0 | 0 | 0
|  | 2036 | 1001.689 | [16 empty] | 1491.402 | 1405.8851 | 1321.2558 | 1259.3484 | 1205.9616 | 1158.9653 | 1124.7501 | 1096.9254 | 1069.1007 | 1041.2761 | 1013.4514 | 769.9778 | 985.6267 | 957.802 | 929.9773 | 902.1526 | 874.3279 | 846.5032 | 818.6785 | 790.8538 | 763.0292 | 735.2045 | 707.3798 | 679.5551 | 651.7304 | 623.9057 | 596.081 | 568.2563 | 540.4316 | 512.6069 | 484.7823 | 0 | 0 | 0 | 0 | 0 | 0 | 0 | 0 | 0 | 0 | 0 | 0 | 0 | 0
|  | 2037 | 971.7337 | [17 empty] | 1446.8019 | 1363.8424 | 1281.7439 | 1221.6878 | 1169.8975 | 1124.3067 | 1091.1147 | 1064.1221 | 1037.1295 | 1010.1369 | 764.0604 | 983.1443 | 956.1517 | 929.1591 | 902.1665 | 875.1739 | 848.1813 | 821.1887 | 794.1961 | 767.2035 | 740.2109 | 713.2183 | 686.2257 | 659.2331 | 632.2405 | 605.2479 | 578.2553 | 551.2627 | 524.2701 | 497.2775 | 470.2849 | 0 | 0 | 0 | 0 | 0 | 0 | 0 | 0 | 0 | 0 | 0 | 0 | 0
|  | 2038 | 942.6741 | [18 empty] | 1403.5356 | 1323.0569 | 1243.4136 | 1185.1534 | 1134.9119 | 1090.6845 | 1058.4851 | 1032.2997 | 1006.1143 | 757.9795 | 979.9289 | 953.7435 | 927.5581 | 901.3727 | 875.1873 | 849.002 | 822.8166 | 796.6312 | 770.4458 | 744.2604 | 718.075 | 691.8896 | 665.7042 | 639.5189 | 613.3335 | 587.1481 | 560.9627 | 534.7773 | 508.5919 | 482.4065 | 456.2211 | 0 | 0 | 0 | 0 | 0 | 0 | 0 | 0 | 0 | 0 | 0 | 0
|  | 2039 | 914.4836 | [19 empty] | 1361.5631 | 1283.4911 | 1206.2295 | 1149.7116 | 1100.9726 | 1058.0677 | 1026.8313 | 1001.4289 | 751.7439 | 976.0266 | 950.6243 | 925.222 | 899.8197 | 874.4173 | 849.015 | 823.6127 | 798.2104 | 772.8081 | 747.4057 | 722.0034 | 696.6011 | 671.1988 | 645.7965 | 620.3942 | 594.9918 | 569.5895 | 544.1872 | 518.7849 | 493.3826 | 467.9802 | 442.5779 | 0 | 0 | 0 | 0 | 0 | 0 | 0 | 0 | 0 | 0 | 0
|  | 2040 | 887.1362 | [20 empty] | 1320.8458 | 1245.1086 | 1170.1574 | 1115.3297 | 1068.0482 | 1026.4264 | 996.124 | 745.3622 | 971.4814 | 946.8387 | 922.196 | 897.5534 | 872.9107 | 848.268 | 823.6254 | 798.9827 | 774.34 | 749.6974 | 725.0547 | 700.412 | 675.7694 | 651.1267 | 626.484 | 601.8414 | 577.1987 | 552.556 | 527.9134 | 503.2707 | 478.628 | 453.9854 | 429.3427 | 0 | 0 | 0 | 0 | 0 | 0 | 0 | 0 | 0 | 0
|  | 2041 | 860.6065 | [21 empty] | 1281.3461 | 1207.8738 | 1135.1641 | 1081.9759 | 1036.1084 | 995.7313 | 738.8428 | 966.3351 | 942.4294 | 918.5237 | 894.6179 | 870.7122 | 846.8065 | 822.9007 | 798.995 | 775.0893 | 751.1835 | 727.2778 | 703.3721 | 679.4663 | 655.5606 | 631.6549 | 607.7491 | 583.8434 | 559.9377 | 536.0319 | 512.1262 | 488.2205 | 464.3148 | 440.409 | 416.5033 | 0 | 0 | 0 | 0 | 0 | 0 | 0 | 0 | 0
|  | 2042 | 834.8702 | [22 empty] | 1243.0277 | 1171.7525 | 1101.2172 | 1049.6196 | 1005.1237 | 732.5312 | 965.9541 | 937.437 | 914.2462 | 891.0554 | 867.8645 | 844.6737 | 821.4829 | 798.292 | 775.1012 | 751.9104 | 728.7195 | 705.5287 | 682.3379 | 659.147 | 635.9562 | 612.7653 | 589.5745 | 566.3837 | 543.1928 | 520.002 | 496.8112 | 473.6203 | 450.4295 | 427.2387 | 404.0478 | 0 | 0 | 0 | 0 | 0 | 0 | 0 | 0
|  | 2043 | 809.9036 | [23 empty] | 1205.8551 | 1136.7115 | 1068.2855 | 1018.2309 | 727.0109 | 975.0657 | 937.0674 | 909.4031 | 886.9058 | 864.4085 | 841.9112 | 819.4139 | 796.9166 | 774.4192 | 751.9219 | 729.4246 | 706.9273 | 684.43 | 661.9327 | 639.4353 | 616.938 | 594.4407 | 571.9434 | 549.4461 | 526.9488 | 504.4514 | 481.9541 | 459.4568 | 436.9595 | 414.4622 | 391.9648 | 0 | 0 | 0 | 0 | 0 | 0 | 0
|  | 2044 | 785.6835 | [24 empty] | 1169.7943 | 1102.7183 | 1036.3386 | 722.4197 | 987.7809 | 945.9065 | 909.0446 | 882.2076 | 860.3831 | 838.5585 | 816.734 | 794.9094 | 773.0849 | 751.2604 | 729.4358 | 707.6113 | 685.7868 | 663.9622 | 642.1377 | 620.3131 | 598.4886 | 576.6641 | 554.8395 | 533.015 | 511.1904 | 489.3659 | 467.5414 | 445.7168 | 423.8923 | 402.0677 | 380.2432 | 0 | 0 | 0 | 0 | 0 | 0
|  | 2045 | 762.1878 | [25 empty] | 1134.8118 | 1069.7417 | 718.9494 | 1005.3471 | 958.2415 | 917.6194 | 881.8598 | 855.8253 | 834.6535 | 813.4816 | 792.3097 | 771.1378 | 749.9659 | 728.7941 | 707.6222 | 686.4503 | 665.2784 | 644.1065 | 622.9347 | 601.7628 | 580.5909 | 559.419 | 538.2471 | 517.0753 | 495.9034 | 474.7315 | 453.5596 | 432.3877 | 411.2159 | 390.044 | 368.8721 | 0 | 0 | 0 | 0 | 0
|  | 2046 | 739.3947 | [26 empty] | 1100.8754 | 717.3484 | 1037.7513 | 975.2823 | 929.5854 | 890.1781 | 855.4879 | 830.232 | 809.6933 | 789.1546 | 768.6158 | 748.0771 | 727.5383 | 706.9996 | 686.4609 | 665.9221 | 645.3834 | 624.8446 | 604.3059 | 583.7672 | 563.2284 | 542.6897 | 522.151 | 501.6122 | 481.0735 | 460.5347 | 439.996 | 419.4573 | 398.9185 | 378.3798 | 357.841 | 0 | 0 | 0 | 0
|  | 2047 | 717.2833 | [27 empty] | 717.2833 | 1067.9539 | 1006.7175 | 946.1167 | 901.7864 | 863.5575 | 829.9047 | 805.4041 | 785.4796 | 765.555 | 745.6305 | 725.706 | 705.7814 | 685.8569 | 665.9324 | 646.0078 | 626.0833 | 606.1588 | 586.2342 | 566.3097 | 546.3852 | 526.4606 | 506.5361 | 486.6116 | 466.6871 | 446.7625 | 426.838 | 406.9135 | 386.9889 | 367.0644 | 347.1399 | 0 | 0 | 0
|  | 2048 | 695.833 | [27 empty] | 695.833 |  | 1036.0169 | 976.6118 | 917.8232 | 874.8186 | 837.7329 | 805.0865 | 781.3186 | 761.9899 | 742.6612 | 723.3325 | 704.0038 | 684.6752 | 665.3465 | 646.0178 | 626.6891 | 607.3604 | 588.0317 | 568.703 | 549.3743 | 530.0456 | 510.7169 | 491.3882 | 472.0596 | 452.7309 | 433.4022 | 414.0735 | 394.7448 | 375.4161 | 356.0874 | 336.7587 | 0 | 0
|  | 2049 | 675.0243 | [27 empty] | 675.0243 |  |  | 1005.035 | 947.4064 | 890.3759 | 848.6573 | 812.6807 | 781.0106 | 757.9534 | 739.2027 | 720.4521 | 701.7014 | 682.9507 | 664.2001 | 645.4494 | 626.6987 | 607.9481 | 589.1974 | 570.4467 | 551.696 | 532.9454 | 514.1947 | 495.444 | 476.6934 | 457.9427 | 439.192 | 420.4414 | 401.6907 | 382.94 | 364.1893 | 345.4387 | 326.688 | 0
|  | 2050 | 654.8378 | [27 empty] | 654.8378 |  |  |  | 974.9796 | 919.0744 | 863.7493 | 823.2783 | 788.3776 | 757.6546 | 735.287 | 717.097 | 698.9071 | 680.7171 | 662.5272 | 644.3373 | 626.1473 | 607.9574 | 589.7675 | 571.5775 | 553.3876 | 535.1977 | 517.0077 | 498.8178 | 480.6279 | 462.4379 | 444.248 | 426.0581 | 407.8681 | 389.6782 | 371.4883 | 353.2983 | 335.1084 | 316.9185
Replacement Cost Adder
| 2012 $/MW-wk |  |  | 2020 | 2021 | 2022 | 2023 | 2024 | 2025 | 2026 | 2027 | 2028 | 2029 | 2030 | 2031 | 2032 | 2033 | 2034 | 2035 | 2036 | 2037 | 2038 | 2039 | 2040 | 2041 | 2042 | 2043 | 2044 | 2045 | 2046 |  | 2047 | 2048 | 2049 | 2050
| Incentive Cost = |  |  | 15783.5879 | 14009.5511 | 12376.2463 | 10876.3131 | 9502.7043 | 8578.6208 | 8136.5844 | 7714.1877 | 7310.6582 | 6925.251 | 6449.4563 | 6186.8856 | 5933.8035 | 5689.8906 | 5454.838 | 5228.3464 | 5010.1266 | 4799.8982 | 4597.3901 | 4471.1264 | 4348.2871 | 4228.7801 | 4112.516 | 3999.4077 | 3889.3704 | 3782.3215 | 3678.1809 |  | 3576.8702 | 5597.4605 | 5443.171 | 5293.0779
|  |  | Levelized Cost | 2020 | 2021 | 2022 | 2023 | 2024 | 2025 | 2026 | 2027 | 2028 | 2029 | 2030 | 2031 | 2032 | 2033 | 2034 | 2035 | 2036 | 2037 | 2038 | 2039 | 2040 | 2041 | 2042 | 2043 | 2044 | 2045 | 2046 | Levelized | 2047 | 2048 | 2049 | 2050 | 2051 | 2052 | 2053 | 2054 | 2055 | 2056 | 2057 | 2058 | 2059 | 2060 | 2061 | 2062 | 2063 | 2064 | 2065 | 2066 | 2067 | 2068 | 2069 | 2070 | 2071 | 2072 | 2073 | 2074 | 2075 | 2076 | 2077 | 2078 | 2079
|  | 2020 | Levelized Cost | 2818.2764 | 2656.6766 | 2496.7541 | 2379.7686 | 2278.8846 | 2190.0766 | 2125.4207 | 2072.8408 | 2020.261 | 1967.6812 | 8364.5577 | 1862.5215 | 1809.9417 | 1757.3619 | 1704.782 | 1652.2022 | 1599.6224 | 1547.0425 | 1494.4627 | 1441.8829 | 5737.5901 | 1336.7232 | 1284.1434 | 1231.5636 | 1178.9837 | 1126.4039 | 1073.8241 | 970.1397 | 1021.2442 | 968.6644 | 916.0846 | 5293.0779 | 0 | 0 | 0 | 0 | 0 | 0 | 0 | 0 | 0 | 0 | 0 | 0 | 0 | 0 | 0 | 0 | 0 | 0 | 0 | 0 | 0 | 0 | 0 | 0 | 0 | 0 | 0 | 0 | 0
|  | 2021 | 1892.8743 | 0 | 2818.2764 | 2656.6766 | 2496.7541 | 2379.7686 | 2278.8846 | 2190.0766 | 2125.4207 | 2072.8408 | 2020.261 | 1967.6812 | 8101.987 | 1862.5215 | 1809.9417 | 1757.3619 | 1704.782 | 1652.2022 | 1599.6224 | 1547.0425 | 1494.4627 | 1441.8829 | 5618.0831 | 1336.7232 | 1284.1434 | 1231.5636 | 1178.9837 | 1126.4039 | 997.72 | 1073.8241 | 1021.2442 | 968.6644 | 916.0846 | 0 | 0 | 0 | 0 | 0 | 0 | 0 | 0 | 0 | 0 | 0 | 0 | 0 | 0 | 0 | 0 | 0 | 0 | 0 | 0 | 0 | 0 | 0 | 0 | 0 | 0 | 0 | 0 | 0
|  | 2022 | 1892.8743 | 0 | 0 | 2818.2764 | 2656.6766 | 2496.7541 | 2379.7686 | 2278.8846 | 2190.0766 | 2125.4207 | 2072.8408 | 2020.261 | 1967.6812 | 7848.9048 | 1862.5215 | 1809.9417 | 1757.3619 | 1704.782 | 1652.2022 | 1599.6224 | 1547.0425 | 1494.4627 | 1441.8829 | 5501.819 | 1336.7232 | 1284.1434 | 1231.5636 | 1178.9837 | 1025.6682 | 1126.4039 | 1073.8241 | 1021.2442 | 968.6644 | 916.0846 | 0 | 0 | 0 | 0 | 0 | 0 | 0 | 0 | 0 | 0 | 0 | 0 | 0 | 0 | 0 | 0 | 0 | 0 | 0 | 0 | 0 | 0 | 0 | 0 | 0 | 0 | 0 | 0
|  | 2023 | 1892.8743 | 0 | 0 | 0 | 2538.6347 | 2393.0695 | 2249.0152 | 2143.6376 | 2052.7637 | 1972.7676 | 1914.5271 | 1867.1645 | 1819.8019 | 1772.4392 | 7414.9672 | 1677.714 | 1630.3514 | 1582.9887 | 1535.6261 | 1488.2635 | 1440.9008 | 1393.5382 | 1346.1756 | 1298.8129 | 5250.858 | 1204.0877 | 1156.7251 | 1109.3624 | 949.4028 | 1061.9998 | 1014.6372 | 967.2745 | 919.9119 | 872.5493 | 825.1866 | 0 | 0 | 0 | 0 | 0 | 0 | 0 | 0 | 0 | 0 | 0 | 0 | 0 | 0 | 0 | 0 | 0 | 0 | 0 | 0 | 0 | 0 | 0 | 0 | 0 | 0 | 0
|  | 2024 | 1705.055 | 0 | 0 | 0 | 0 | 2273.4719 | 2143.1112 | 2014.1034 | 1919.7326 | 1838.3505 | 1766.7101 | 1714.553 | 1672.1374 | 1629.7218 | 1587.3063 | 6999.7287 | 1502.4752 | 1460.0596 | 1417.644 | 1375.2285 | 1332.8129 | 1290.3974 | 1247.9818 | 1205.5663 | 1163.1507 | 5010.1055 | 1078.3196 | 1035.904 | 873.3742 | 993.4885 | 951.0729 | 908.6574 | 866.2418 | 823.8262 | 781.4107 | 738.9951 | 0 | 0 | 0 | 0 | 0 | 0 | 0 | 0 | 0 | 0 | 0 | 0 | 0 | 0 | 0 | 0 | 0 | 0 | 0 | 0 | 0 | 0 | 0 | 0 | 0 | 0
|  | 2025 | 1526.9604 | 0 | 0 | 0 | 0 | 0 | 2103.6995 | 1983.0735 | 1863.6995 | 1776.3758 | 1701.071 | 1634.7804 | 1586.5181 | 1547.2699 | 1508.0217 | 1468.7736 | 6657.8719 | 1390.2773 | 1351.0291 | 1311.7809 | 1272.5328 | 1233.2846 | 1194.0365 | 1154.7883 | 1115.5401 | 1076.292 | 4819.3654 | 997.7957 | 829.8374 | 958.5475 | 919.2993 | 880.0512 | 840.803 | 801.5549 | 762.3067 | 723.0585 | 683.8104 | 0 | 0 | 0 | 0 | 0 | 0 | 0 | 0 | 0 | 0 | 0 | 0 | 0 | 0 | 0 | 0 | 0 | 0 | 0 | 0 | 0 | 0 | 0 | 0 | 0
|  | 2026 | 1412.934 | 0 | 0 | 0 | 0 | 0 | 0 | 2045.1833 | 1927.9126 | 1811.8591 | 1726.9644 | 1653.7543 | 1589.3076 | 1542.3877 | 1504.2313 | 1466.0748 | 1427.9184 | 6399.8885 | 1351.6055 | 1313.4491 | 1275.2926 | 1237.1362 | 1198.9797 | 1160.8233 | 1122.6669 | 1084.5104 | 1046.354 | 4686.3784 | 828.099 | 970.0411 | 931.8847 | 893.7282 | 855.5718 | 817.4154 | 779.2589 | 741.1025 | 702.946 | 664.7896 | 0 | 0 | 0 | 0 | 0 | 0 | 0 | 0 | 0 | 0 | 0 | 0 | 0 | 0 | 0 | 0 | 0 | 0 | 0 | 0 | 0 | 0 | 0 | 0
|  | 2027 | 1373.632 | 0 | 0 | 0 | 0 | 0 | 0 | 0 | 1987.4864 | 1873.5241 | 1760.7446 | 1678.2448 | 1607.1 | 1544.4715 | 1498.8753 | 1461.7952 | 1424.7152 | 1387.6352 | 6150.4534 | 1313.4752 | 1276.3952 | 1239.3152 | 1202.2352 | 1165.1552 | 1128.0752 | 1090.9952 | 1053.9152 | 1016.8352 | 1254.8888 | 4556.6254 | 942.6752 | 905.5952 | 868.5152 | 831.4352 | 794.3552 | 757.2752 | 720.1952 | 683.1152 | 646.0352 | 0 | 0 | 0 | 0 | 0 | 0 | 0 | 0 | 0 | 0 | 0 | 0 | 0 | 0 | 0 | 0 | 0 | 0 | 0 | 0 | 0 | 0 | 0
|  | 2028 | 1334.8804 | 0 | 0 | 0 | 0 | 0 | 0 | 0 | 0 | 1930.609 | 1819.908 | 1710.3559 | 1630.2172 | 1561.1084 | 1500.2721 | 1455.9807 | 1419.9619 | 1383.943 | 1347.9242 | 5909.2954 | 1275.8865 | 1239.8676 | 1203.8487 | 1167.8299 | 1131.811 | 1095.7922 | 1059.7733 | 1023.7545 | 1419.6403 | 987.7356 | 6549.1773 | 915.6979 | 879.679 | 843.6602 | 807.6413 | 771.6225 | 735.6036 | 699.5848 | 663.5659 | 627.5471 | 0 | 0 | 0 | 0 | 0 | 0 | 0 | 0 | 0 | 0 | 0 | 0 | 0 | 0 | 0 | 0 | 0 | 0 | 0 | 0 | 0 | 0
|  | 2029 | 1296.679 | 0 | 0 | 0 | 0 | 0 | 0 | 0 | 0 | 0 | 1874.5508 | 1767.0642 | 1660.6932 | 1582.8814 | 1515.7793 | 1456.7094 | 1413.7042 | 1378.7312 | 1343.7582 | 1308.7852 | 5744.9386 | 1238.8392 | 1203.8662 | 1168.8932 | 1133.9202 | 1098.9472 | 1063.9742 | 1029.0012 | 1339.2507 | 994.0282 | 959.0552 | 6367.2532 | 889.1092 | 854.1363 | 819.1633 | 784.1903 | 749.2173 | 714.2443 | 679.2713 | 644.2983 | 609.3253 | 0 | 0 | 0 | 0 | 0 | 0 | 0 | 0 | 0 | 0 | 0 | 0 | 0 | 0 | 0 | 0 | 0 | 0 | 0 | 0 | 0
|  | 2030 | 1259.028 | 0 | 0 | 0 | 0 | 0 | 0 | 0 | 0 | 0 | 0 | 1789.4051 | 1686.8007 | 1585.2613 | 1510.9838 | 1446.9296 | 1390.5429 | 1349.491 | 1316.1065 | 1282.7221 | 1249.3376 | 5564.2403 | 1182.5687 | 1149.1843 | 1115.7998 | 1082.4154 | 1049.0309 | 1015.6464 | 1257.8264 | 982.262 | 948.8775 | 915.4931 | 6175.1865 | 848.7242 | 815.3397 | 781.9553 | 748.5708 | 715.1864 | 681.8019 | 648.4175 | 615.033 | 581.6486 | 0 | 0 | 0 | 0 | 0 | 0 | 0 | 0 | 0 | 0 | 0 | 0 | 0 | 0 | 0 | 0 | 0 | 0 | 0 | 0
|  | 2031 | 1201.8405 | 0 | 0 | 0 | 0 | 0 | 0 | 0 | 0 | 0 | 0 | 0 | 1735.8933 | 1636.3572 | 1537.8543 | 1465.7981 | 1403.6595 | 1348.9589 | 1309.1347 | 1276.7486 | 1244.3625 | 1211.9764 | 5408.3704 | 1147.2042 | 1114.8181 | 1082.432 | 1050.0459 | 1017.6598 | 796.793 | 985.2737 | 952.8876 | 920.5015 | 888.1154 | 855.7293 | 823.3432 | 790.9571 | 758.571 | 726.1849 | 693.7988 | 661.4127 | 629.0267 | 596.6406 | 564.2545 | 0 | 0 | 0 | 0 | 0 | 0 | 0 | 0 | 0 | 0 | 0 | 0 | 0 | 0 | 0 | 0 | 0 | 0 | 0
|  | 2032 | 1165.8997 | 0 | 0 | 0 | 0 | 0 | 0 | 0 | 0 | 0 | 0 | 0 | 0 | 1683.9817 | 1587.4223 | 1491.8651 | 1421.9637 | 1361.6833 | 1308.6185 | 1269.9852 | 1238.5676 | 1207.15 | 1175.7325 | 5256.8308 | 1112.8973 | 1081.4797 | 1050.0621 | 1018.6445 | 791.8311 | 987.2269 | 955.8093 | 924.3917 | 892.9741 | 861.5565 | 830.1389 | 798.7213 | 767.3037 | 735.8861 | 704.4685 | 673.0509 | 641.6333 | 610.2157 | 578.7981 | 547.3805 | 0 | 0 | 0 | 0 | 0 | 0 | 0 | 0 | 0 | 0 | 0 | 0 | 0 | 0 | 0 | 0 | 0 | 0
|  | 2033 | 1131.0337 | 0 | 0 | 0 | 0 | 0 | 0 | 0 | 0 | 0 | 0 | 0 | 0 | 0 | 1633.6225 | 1539.9507 | 1447.2511 | 1379.4401 | 1320.9624 | 1269.4845 | 1232.0066 | 1201.5285 | 1171.0504 | 1140.5724 | 5109.502 | 1079.6163 | 1049.1382 | 1018.6601 | 786.659 | 988.1821 | 957.704 | 927.226 | 896.7479 | 866.2698 | 835.7918 | 805.3137 | 774.8357 | 744.3576 | 713.8796 | 683.4015 | 652.9234 | 622.4454 | 591.9673 | 561.4893 | 531.0112 | 0 | 0 | 0 | 0 | 0 | 0 | 0 | 0 | 0 | 0 | 0 | 0 | 0 | 0 | 0 | 0 | 0
|  | 2034 | 1097.2103 | 0 | 0 | 0 | 0 | 0 | 0 | 0 | 0 | 0 | 0 | 0 | 0 | 0 | 0 | 1584.7693 | 1493.8987 | 1403.9713 | 1338.1882 | 1281.4592 | 1231.5208 | 1195.1636 | 1165.597 | 1136.0304 | 1106.4638 | 4966.2675 | 1047.3305 | 1017.7639 | 781.2864 | 988.1973 | 958.6307 | 929.0641 | 899.4974 | 869.9308 | 840.3642 | 810.7976 | 781.231 | 751.6643 | 722.0977 | 692.5311 | 662.9645 | 633.3979 | 603.8313 | 574.2646 | 544.698 | 515.1314 | 0 | 0 | 0 | 0 | 0 | 0 | 0 | 0 | 0 | 0 | 0 | 0 | 0 | 0 | 0 | 0
|  | 2035 | 1064.3984 | 0 | 0 | 0 | 0 | 0 | 0 | 0 | 0 | 0 | 0 | 0 | 0 | 0 | 0 | 0 | 1537.377 | 1449.2239 | 1361.9858 | 1298.1699 | 1243.1374 | 1194.6924 | 1159.4224 | 1130.74 | 1102.0576 | 1073.3751 | 4827.0143 | 1016.0103 | 775.7229 | 987.3278 | 958.6454 | 929.963 | 901.2806 | 872.5981 | 843.9157 | 815.2333 | 786.5508 | 757.8684 | 729.186 | 700.5035 | 671.8211 | 643.1387 | 614.4562 | 585.7738 | 557.0914 | 528.4089 | 499.7265 | 0 | 0 | 0 | 0 | 0 | 0 | 0 | 0 | 0 | 0 | 0 | 0 | 0 | 0 | 0
|  | 2036 | 1032.5678 | 0 | 0 | 0 | 0 | 0 | 0 | 0 | 0 | 0 | 0 | 0 | 0 | 0 | 0 | 0 | 0 | 1491.402 | 1405.8851 | 1321.2558 | 1259.3484 | 1205.9616 | 1158.9653 | 1124.7501 | 1096.9254 | 1069.1007 | 1041.2761 | 4691.6322 | 769.9778 | 985.6267 | 957.802 | 929.9773 | 902.1526 | 874.3279 | 846.5032 | 818.6785 | 790.8538 | 763.0292 | 735.2045 | 707.3798 | 679.5551 | 651.7304 | 623.9057 | 596.081 | 568.2563 | 540.4316 | 512.6069 | 484.7823 | 0 | 0 | 0 | 0 | 0 | 0 | 0 | 0 | 0 | 0 | 0 | 0 | 0 | 0
|  | 2037 | 1001.689 | 0 | 0 | 0 | 0 | 0 | 0 | 0 | 0 | 0 | 0 | 0 | 0 | 0 | 0 | 0 | 0 | 0 | 1446.8019 | 1363.8424 | 1281.7439 | 1221.6878 | 1169.8975 | 1124.3067 | 1091.1147 | 1064.1221 | 1037.1295 | 1010.1369 | 1023.1508 | 4560.0145 | 956.1517 | 929.1591 | 902.1665 | 875.1739 | 848.1813 | 821.1887 | 794.1961 | 767.2035 | 740.2109 | 713.2183 | 686.2257 | 659.2331 | 632.2405 | 605.2479 | 578.2553 | 551.2627 | 524.2701 | 497.2775 | 470.2849 | 0 | 0 | 0 | 0 | 0 | 0 | 0 | 0 | 0 | 0 | 0 | 0 | 0
|  | 2038 | 971.7337 | 0 | 0 | 0 | 0 | 0 | 0 | 0 | 0 | 0 | 0 | 0 | 0 | 0 | 0 | 0 | 0 | 0 | 0 | 1403.5356 | 1323.0569 | 1243.4136 | 1185.1534 | 1134.9119 | 1090.6845 | 1058.4851 | 1032.2997 | 1006.1143 | 1134.9511 | 979.9289 | 6551.204 | 927.5581 | 901.3727 | 875.1873 | 849.002 | 822.8166 | 796.6312 | 770.4458 | 744.2604 | 718.075 | 691.8896 | 665.7042 | 639.5189 | 613.3335 | 587.1481 | 560.9627 | 534.7773 | 508.5919 | 482.4065 | 456.2211 | 0 | 0 | 0 | 0 | 0 | 0 | 0 | 0 | 0 | 0 | 0 | 0
|  | 2039 | 942.6741 | 0 | 0 | 0 | 0 | 0 | 0 | 0 | 0 | 0 | 0 | 0 | 0 | 0 | 0 | 0 | 0 | 0 | 0 | 0 | 1361.5631 | 1283.4911 | 1206.2295 | 1149.7116 | 1100.9726 | 1058.0677 | 1026.8313 | 1001.4289 | 1093.3011 | 976.0266 | 950.6243 | 6368.3929 | 899.8197 | 874.4173 | 849.015 | 823.6127 | 798.2104 | 772.8081 | 747.4057 | 722.0034 | 696.6011 | 671.1988 | 645.7965 | 620.3942 | 594.9918 | 569.5895 | 544.1872 | 518.7849 | 493.3826 | 467.9802 | 442.5779 | 0 | 0 | 0 | 0 | 0 | 0 | 0 | 0 | 0 | 0 | 0
|  | 2040 | 914.4836 | 0 | 0 | 0 | 0 | 0 | 0 | 0 | 0 | 0 | 0 | 0 | 0 | 0 | 0 | 0 | 0 | 0 | 0 | 0 | 0 | 1320.8458 | 1245.1086 | 1170.1574 | 1115.3297 | 1068.0482 | 1026.4264 | 996.124 | 1055.4254 | 971.4814 | 946.8387 | 922.196 | 6190.6313 | 872.9107 | 848.268 | 823.6254 | 798.9827 | 774.34 | 749.6974 | 725.0547 | 700.412 | 675.7694 | 651.1267 | 626.484 | 601.8414 | 577.1987 | 552.556 | 527.9134 | 503.2707 | 478.628 | 453.9854 | 429.3427 | 0 | 0 | 0 | 0 | 0 | 0 | 0 | 0 | 0 | 0
|  | 2041 | 887.1362 | 0 | 0 | 0 | 0 | 0 | 0 | 0 | 0 | 0 | 0 | 0 | 0 | 0 | 0 | 0 | 0 | 0 | 0 | 0 | 0 | 0 | 1281.3461 | 1207.8738 | 1135.1641 | 1081.9759 | 1036.1084 | 995.7313 | 738.8428 | 966.3351 | 942.4294 | 918.5237 | 894.6179 | 870.7122 | 846.8065 | 822.9007 | 798.995 | 775.0893 | 751.1835 | 727.2778 | 703.3721 | 679.4663 | 655.5606 | 631.6549 | 607.7491 | 583.8434 | 559.9377 | 536.0319 | 512.1262 | 488.2205 | 464.3148 | 440.409 | 416.5033 | 0 | 0 | 0 | 0 | 0 | 0 | 0 | 0 | 0
|  | 2042 | 860.6065 | 0 | 0 | 0 | 0 | 0 | 0 | 0 | 0 | 0 | 0 | 0 | 0 | 0 | 0 | 0 | 0 | 0 | 0 | 0 | 0 | 0 | 0 | 1243.0277 | 1171.7525 | 1101.2172 | 1049.6196 | 1005.1237 | 732.5312 | 965.9541 | 937.437 | 914.2462 | 891.0554 | 867.8645 | 844.6737 | 821.4829 | 798.292 | 775.1012 | 751.9104 | 728.7195 | 705.5287 | 682.3379 | 659.147 | 635.9562 | 612.7653 | 589.5745 | 566.3837 | 543.1928 | 520.002 | 496.8112 | 473.6203 | 450.4295 | 427.2387 | 404.0478 | 0 | 0 | 0 | 0 | 0 | 0 | 0 | 0
|  | 2043 | 834.8702 | 0 | 0 | 0 | 0 | 0 | 0 | 0 | 0 | 0 | 0 | 0 | 0 | 0 | 0 | 0 | 0 | 0 | 0 | 0 | 0 | 0 | 0 | 0 | 1205.8551 | 1136.7115 | 1068.2855 | 1018.2309 | 727.0109 | 975.0657 | 937.0674 | 909.4031 | 886.9058 | 864.4085 | 841.9112 | 819.4139 | 796.9166 | 774.4192 | 751.9219 | 729.4246 | 706.9273 | 684.43 | 661.9327 | 639.4353 | 616.938 | 594.4407 | 571.9434 | 549.4461 | 526.9488 | 504.4514 | 481.9541 | 459.4568 | 436.9595 | 414.4622 | 391.9648 | 0 | 0 | 0 | 0 | 0 | 0 | 0
|  | 2044 | 809.9036 | 0 | 0 | 0 | 0 | 0 | 0 | 0 | 0 | 0 | 0 | 0 | 0 | 0 | 0 | 0 | 0 | 0 | 0 | 0 | 0 | 0 | 0 | 0 | 0 | 1169.7943 | 1102.7183 | 1036.3386 | 722.4197 | 987.7809 | 945.9065 | 909.0446 | 882.2076 | 860.3831 | 838.5585 | 816.734 | 794.9094 | 773.0849 | 751.2604 | 729.4358 | 707.6113 | 685.7868 | 663.9622 | 642.1377 | 620.3131 | 598.4886 | 576.6641 | 554.8395 | 533.015 | 511.1904 | 489.3659 | 467.5414 | 445.7168 | 423.8923 | 402.0677 | 380.2432 | 0 | 0 | 0 | 0 | 0 | 0
|  | 2045 | 785.6835 | 0 | 0 | 0 | 0 | 0 | 0 | 0 | 0 | 0 | 0 | 0 | 0 | 0 | 0 | 0 | 0 | 0 | 0 | 0 | 0 | 0 | 0 | 0 | 0 | 0 | 1134.8118 | 1069.7417 | 718.9494 | 1005.3471 | 958.2415 | 917.6194 | 881.8598 | 855.8253 | 834.6535 | 813.4816 | 792.3097 | 771.1378 | 749.9659 | 728.7941 | 707.6222 | 686.4503 | 665.2784 | 644.1065 | 622.9347 | 601.7628 | 580.5909 | 559.419 | 538.2471 | 517.0753 | 495.9034 | 474.7315 | 453.5596 | 432.3877 | 411.2159 | 390.044 | 368.8721 | 0 | 0 | 0 | 0 | 0
|  | 2046 | 762.1878 | 0 | 0 | 0 | 0 | 0 | 0 | 0 | 0 | 0 | 0 | 0 | 0 | 0 | 0 | 0 | 0 | 0 | 0 | 0 | 0 | 0 | 0 | 0 | 0 | 0 | 0 | 1100.8754 | 717.3484 | 1037.7513 | 975.2823 | 929.5854 | 890.1781 | 855.4879 | 830.232 | 809.6933 | 789.1546 | 768.6158 | 748.0771 | 727.5383 | 706.9996 | 686.4609 | 665.9221 | 645.3834 | 624.8446 | 604.3059 | 583.7672 | 563.2284 | 542.6897 | 522.151 | 501.6122 | 481.0735 | 460.5347 | 439.996 | 419.4573 | 398.9185 | 378.3798 | 357.841 | 0 | 0 | 0 | 0
|  | 2047 | 739.3947 | 0 | 0 | 0 | 0 | 0 | 0 | 0 | 0 | 0 | 0 | 0 | 0 | 0 | 0 | 0 | 0 | 0 | 0 | 0 | 0 | 0 | 0 | 0 | 0 | 0 | 0 | 0 | 717.2833 | 1067.9539 | 1006.7175 | 946.1167 | 901.7864 | 863.5575 | 829.9047 | 805.4041 | 785.4796 | 765.555 | 745.6305 | 725.706 | 705.7814 | 685.8569 | 665.9324 | 646.0078 | 626.0833 | 606.1588 | 586.2342 | 566.3097 | 546.3852 | 526.4606 | 506.5361 | 486.6116 | 466.6871 | 446.7625 | 426.838 | 406.9135 | 386.9889 | 367.0644 | 347.1399 | 0 | 0 | 0
|  | 2048 | 717.2833 | 0 | 0 | 0 | 0 | 0 | 0 | 0 | 0 | 0 | 0 | 0 | 0 | 0 | 0 | 0 | 0 | 0 | 0 | 0 | 0 | 0 | 0 | 0 | 0 | 0 | 0 | 0 | 695.833 | 0 | 1036.0169 | 976.6118 | 917.8232 | 874.8186 | 837.7329 | 805.0865 | 781.3186 | 761.9899 | 742.6612 | 723.3325 | 704.0038 | 684.6752 | 665.3465 | 646.0178 | 626.6891 | 607.3604 | 588.0317 | 568.703 | 549.3743 | 530.0456 | 510.7169 | 491.3882 | 472.0596 | 452.7309 | 433.4022 | 414.0735 | 394.7448 | 375.4161 | 356.0874 | 336.7587 | 0 | 0
|  | 2049 | 695.833 | 0 | 0 | 0 | 0 | 0 | 0 | 0 | 0 | 0 | 0 | 0 | 0 | 0 | 0 | 0 | 0 | 0 | 0 | 0 | 0 | 0 | 0 | 0 | 0 | 0 | 0 | 0 | 675.0243 | 0 | 0 | 1005.035 | 947.4064 | 890.3759 | 848.6573 | 812.6807 | 781.0106 | 757.9534 | 739.2027 | 720.4521 | 701.7014 | 682.9507 | 664.2001 | 645.4494 | 626.6987 | 607.9481 | 589.1974 | 570.4467 | 551.696 | 532.9454 | 514.1947 | 495.444 | 476.6934 | 457.9427 | 439.192 | 420.4414 | 401.6907 | 382.94 | 364.1893 | 345.4387 | 326.688 | 0
|  | 2050 | 675.0243 | 0 | 0 | 0 | 0 | 0 | 0 | 0 | 0 | 0 | 0 | 0 | 0 | 0 | 0 | 0 | 0 | 0 | 0 | 0 | 0 | 0 | 0 | 0 | 0 | 0 | 0 | 0 | 654.8378 | 0 | 0 | 0 | 974.9796 | 919.0744 | 863.7493 | 823.2783 | 788.3776 | 757.6546 | 735.287 | 717.097 | 698.9071 | 680.7171 | 662.5272 | 644.3373 | 626.1473 | 607.9574 | 589.7675 | 571.5775 | 553.3876 | 535.1977 | 517.0077 | 498.8178 | 480.6279 | 462.4379 | 444.248 | 426.0581 | 407.8681 | 389.6782 | 371.4883 | 353.2983 | 335.1084 | 316.9185

## PSE Substation Battery
PSE Substation Battery FINANCIALS
($ 1000s Unless Otherwise Indicated)
| Calendar Year of Fin. Close |  |  | 2020 | 2021 | 2022 | 2023 | 2024 | 2025 | 2026 | 2027 | 2028 | 2029 | 2030 | 2031 | 2032 | 2033 | 2034 | 2035 | 2036 | 2037 | 2038 | 2039 | 2040 | 2041 | 2042 | 2043 | 2044 | 2045 | 2046 | 2047 | 2048 | 2049 | 2050 | 2051 | 2052 | 2053 | 2054 | 2055 | 2056 | 2057 | 2058 | 2059 | 2060 | 2061 | 2062 | 2063 | 2064 | 2065 | 2066 | 2067 | 2068 | 2069 | 2070 | 2071 | 2072 | 2073 | 2074 | 2075
| Operating Year |  | 0 | 1 | 2 | 3 | 4 | 5 | 6 | 7 | 8 | 9 | 10 | 11 | 12 | 13 | 14 | 15 | 16 | 17 | 18 | 19 | 20 | 21 | 22 | 23 | 24 | 25 | 26 | 27 | 28 | 29 | 30 | 31 | 32 | 33 | 34 | 35 | 36 | 37 | 38 | 39 | 40 | 41 | 42 | 43 | 44 | 45 | 46 | 47 | 48 | 49 | 50 | 51 | 52 | 53 | 54 | 55 | 56
| Calendar Year | Capital Invest.
| 2020 | 914.9152
| Gross plant |  | 2020 1: 914.9152; 2021 2: 914.9152; 2022 3: 914.9152; 2023 4: 914.9152; 2024 5: 914.9152; 2025 6: 914.9152; 2026 7: 914.9152; 2027 8: 914.9152; 2028 9: 914.9152; 2029 10: 914.9152; 2030 11: 914.9152; 2031 12: 914.9152; 2032 13: 914.9152; 2033 14: 914.9152; 2034 15: 914.9152; 2035 16: 914.9152; 2036 17: 914.9152; 2037 18: 914.9152; 2038 19: 914.9152; 2039 20: 914.9152; 2040 21: 914.9152; 2041 22: 914.9152; 2042 23: 914.9152; 2043 24: 914.9152; 2044 25: 914.9152; 2045 26: 914.9152; 2046 27: 914.9152; 2047 28: 914.9152; 2048 29: 914.9152; 2049 30: 914.9152
| Accumulated Depreciation |  | 2020 1: 30.4972; 2021 2: 60.9943; 2022 3: 91.4915; 2023 4: 121.9887; 2024 5: 152.4859; 2025 6: 182.983; 2026 7: 213.4802; 2027 8: 243.9774; 2028 9: 274.4746; 2029 10: 304.9717; 2030 11: 335.4689; 2031 12: 365.9661; 2032 13: 396.4632; 2033 14: 426.9604; 2034 15: 457.4576; 2035 16: 487.9548; 2036 17: 518.4519; 2037 18: 548.9491; 2038 19: 579.4463; 2039 20: 609.9435; 2040 21: 640.4406; 2041 22: 670.9378; 2042 23: 701.435; 2043 24: 731.9321; 2044 25: 762.4293; 2045 26: 792.9265; 2046 27: 823.4237; 2047 28: 853.9208; 2048 29: 884.418; 2049 30: 914.9152
| Net book value |  | 2020 1: 884.418; 2021 2: 853.9208; 2022 3: 823.4237; 2023 4: 792.9265; 2024 5: 762.4293; 2025 6: 731.9321; 2026 7: 701.435; 2027 8: 670.9378; 2028 9: 640.4406; 2029 10: 609.9435; 2030 11: 579.4463; 2031 12: 548.9491; 2032 13: 518.4519; 2033 14: 487.9548; 2034 15: 457.4576; 2035 16: 426.9604; 2036 17: 396.4632; 2037 18: 365.9661; 2038 19: 335.4689; 2039 20: 304.9717; 2040 21: 274.4746; 2041 22: 243.9774; 2042 23: 213.4802; 2043 24: 182.983; 2044 25: 152.4859; 2045 26: 121.9887; 2046 27: 91.4915; 2047 28: 60.9943; 2048 29: 30.4972; 2049 30: 0
| Accumulated deferred income tax |  | 2020 1: -32.022; 2021 2: -87.0999; 2022 3: -117.5849; 2023 4: -133.3141; 2024 5: -149.0433; 2025 6: -153.7058; 2026 7: -147.3013; 2027 8: -140.8969; 2028 9: -134.4925; 2029 10: -128.0881; 2030 11: -121.6837; 2031 12: -115.2793; 2032 13: -108.8749; 2033 14: -102.4705; 2034 15: -96.0661; 2035 16: -89.6617; 2036 17: -83.2573; 2037 18: -76.8529; 2038 19: -70.4485; 2039 20: -64.0441; 2040 21: -57.6397; 2041 22: -51.2353; 2042 23: -44.8308; 2043 24: -38.4264; 2044 25: -32.022; 2045 26: -25.6176; 2046 27: -19.2132; 2047 28: -12.8088; 2048 29: -6.4044; 2049 30: -3.7303e-14
| Rate Base |  | 2020 1: 852.396; 2021 2: 766.8209; 2022 3: 705.8388; 2023 4: 659.6124; 2024 5: 613.386; 2025 6: 578.2264; 2026 7: 554.1336; 2027 8: 530.0409; 2028 9: 505.9481; 2029 10: 481.8553; 2030 11: 457.7626; 2031 12: 433.6698; 2032 13: 409.577; 2033 14: 385.4843; 2034 15: 361.3915; 2035 16: 337.2987; 2036 17: 313.206; 2037 18: 289.1132; 2038 19: 265.0204; 2039 20: 240.9277; 2040 21: 216.8349; 2041 22: 192.7421; 2042 23: 168.6494; 2043 24: 144.5566; 2044 25: 120.4638; 2045 26: 96.3711; 2046 27: 72.2783; 2047 28: 48.1855; 2048 29: 24.0928; 2049 30: -3.7303e-14
| Average rate base |  | 2020 1: 883.6556; 2021 2: 809.6084; 2022 3: 736.3298; 2023 4: 682.7256; 2024 5: 636.4992; 2025 6: 595.8062; 2026 7: 566.18; 2027 8: 542.0872; 2028 9: 517.9945; 2029 10: 493.9017; 2030 11: 469.8089; 2031 12: 445.7162; 2032 13: 421.6234; 2033 14: 397.5306; 2034 15: 373.4379; 2035 16: 349.3451; 2036 17: 325.2523; 2037 18: 301.1596; 2038 19: 277.0668; 2039 20: 252.974; 2040 21: 228.8813; 2041 22: 204.7885; 2042 23: 180.6957; 2043 24: 156.603; 2044 25: 132.5102; 2045 26: 108.4174; 2046 27: 84.3247; 2047 28: 60.2319; 2048 29: 36.1391; 2049 30: 12.0464
| Pre-tax Return | 0.086076 | 2020 1: 76.0615; 2021 2: 69.6878; 2022 3: 63.3803; 2023 4: 58.7663; 2024 5: 54.7873; 2025 6: 51.2846; 2026 7: 48.7345; 2027 8: 46.6607; 2028 9: 44.5869; 2029 10: 42.5131; 2030 11: 40.4393; 2031 12: 38.3654; 2032 13: 36.2916; 2033 14: 34.2178; 2034 15: 32.144; 2035 16: 30.0702; 2036 17: 27.9964; 2037 18: 25.9226; 2038 19: 23.8488; 2039 20: 21.775; 2040 21: 19.7012; 2041 22: 17.6274; 2042 23: 15.5536; 2043 24: 13.4798; 2044 25: 11.4059; 2045 26: 9.3321; 2046 27: 7.2583; 2047 28: 5.1845; 2048 29: 3.1107; 2049 30: 1.0369
| Book Depreciation |  | 2020 1: 30.4972; 2021 2: 30.4972; 2022 3: 30.4972; 2023 4: 30.4972; 2024 5: 30.4972; 2025 6: 30.4972; 2026 7: 30.4972; 2027 8: 30.4972; 2028 9: 30.4972; 2029 10: 30.4972; 2030 11: 30.4972; 2031 12: 30.4972; 2032 13: 30.4972; 2033 14: 30.4972; 2034 15: 30.4972; 2035 16: 30.4972; 2036 17: 30.4972; 2037 18: 30.4972; 2038 19: 30.4972; 2039 20: 30.4972; 2040 21: 30.4972; 2041 22: 30.4972; 2042 23: 30.4972; 2043 24: 30.4972; 2044 25: 30.4972; 2045 26: 30.4972; 2046 27: 30.4972; 2047 28: 30.4972; 2048 29: 30.4972; 2049 30: 30.4972
| Insurance |  | 2020 1: 0.43824; 2021 2: 0.43824; 2022 3: 0.43824; 2023 4: 0.43824; 2024 5: 0.43824; 2025 6: 0.43824; 2026 7: 0.43824; 2027 8: 0.43824; 2028 9: 0.43824; 2029 10: 0.43824; 2030 11: 0.43824; 2031 12: 0.43824; 2032 13: 0.43824; 2033 14: 0.43824; 2034 15: 0.43824; 2035 16: 0.43824; 2036 17: 0.43824; 2037 18: 0.43824; 2038 19: 0.43824; 2039 20: 0.43824; 2040 21: 0.43824; 2041 22: 0.43824; 2042 23: 0.43824; 2043 24: 0.43824; 2044 25: 0.43824; 2045 26: 0.43824; 2046 27: 0.43824; 2047 28: 0.43824; 2048 29: 0.43824; 2049 30: 0.43824
| Property Taxes |  | 2020 1: 4.1591; 2021 2: 4.1591; 2022 3: 4.1591; 2023 4: 4.1591; 2024 5: 4.1591; 2025 6: 4.1591; 2026 7: 4.1591; 2027 8: 4.1591; 2028 9: 4.1591; 2029 10: 4.1591; 2030 11: 4.1591; 2031 12: 4.1591; 2032 13: 4.1591; 2033 14: 4.1591; 2034 15: 4.1591; 2035 16: 4.1591; 2036 17: 4.1591; 2037 18: 4.1591; 2038 19: 4.1591; 2039 20: 4.1591; 2040 21: 4.1591; 2041 22: 4.1591; 2042 23: 4.1591; 2043 24: 4.1591; 2044 25: 4.1591; 2045 26: 4.1591; 2046 27: 4.1591; 2047 28: 4.1591; 2048 29: 4.1591; 2049 30: 4.1591
| Revenue Requirement |  | 2020 1: 111.156; 2021 2: 104.7823; 2022 3: 98.4748; 2023 4: 93.8608; 2024 5: 89.8818; 2025 6: 86.3791; 2026 7: 83.829; 2027 8: 81.7552; 2028 9: 79.6814; 2029 10: 77.6076; 2030 11: 75.5338; 2031 12: 73.4599; 2032 13: 71.3861; 2033 14: 69.3123; 2034 15: 67.2385; 2035 16: 65.1647; 2036 17: 63.0909; 2037 18: 61.0171; 2038 19: 58.9433; 2039 20: 56.8695; 2040 21: 54.7957; 2041 22: 52.7219; 2042 23: 50.6481; 2043 24: 48.5743; 2044 25: 46.5004; 2045 26: 44.4266; 2046 27: 42.3528; 2047 28: 40.279; 2048 29: 38.2052; 2049 30: 36.1314
| Book Depreciation |  | 2020 1: 30.4972; 2021 2: 30.4972; 2022 3: 30.4972; 2023 4: 30.4972; 2024 5: 30.4972; 2025 6: 30.4972; 2026 7: 30.4972; 2027 8: 30.4972; 2028 9: 30.4972; 2029 10: 30.4972; 2030 11: 30.4972; 2031 12: 30.4972; 2032 13: 30.4972; 2033 14: 30.4972; 2034 15: 30.4972; 2035 16: 30.4972; 2036 17: 30.4972; 2037 18: 30.4972; 2038 19: 30.4972; 2039 20: 30.4972; 2040 21: 30.4972; 2041 22: 30.4972; 2042 23: 30.4972; 2043 24: 30.4972; 2044 25: 30.4972; 2045 26: 30.4972; 2046 27: 30.4972; 2047 28: 30.4972; 2048 29: 30.4972; 2049 30: 30.4972
| Tax Depreciation |  | 2020 1: 182.983; 2021 2: 292.7729; 2022 3: 175.6637; 2023 4: 105.3982; 2024 5: 105.3982; 2025 6: 52.6991; 2026 7: 0; 2027 8: 0; 2028 9: 0; 2029 10: 0; 2030 11: 0; 2031 12: 0; 2032 13: 0; 2033 14: 0; 2034 15: 0; 2035 16: 0; 2036 17: 0; 2037 18: 0; 2038 19: 0; 2039 20: 0; 2040 21: 0; 2041 22: 0; 2042 23: 0; 2043 24: 0; 2044 25: 0; 2045 26: 0; 2046 27: 0; 2047 28: 0; 2048 29: 0; 2049 30: 0
| Difference between book and tax |  | 2020 1: -152.4859; 2021 2: -262.2757; 2022 3: -145.1665; 2023 4: -74.9011; 2024 5: -74.9011; 2025 6: -22.2019; 2026 7: 30.4972; 2027 8: 30.4972; 2028 9: 30.4972; 2029 10: 30.4972; 2030 11: 30.4972; 2031 12: 30.4972; 2032 13: 30.4972; 2033 14: 30.4972; 2034 15: 30.4972; 2035 16: 30.4972; 2036 17: 30.4972; 2037 18: 30.4972; 2038 19: 30.4972; 2039 20: 30.4972; 2040 21: 30.4972; 2041 22: 30.4972; 2042 23: 30.4972; 2043 24: 30.4972; 2044 25: 30.4972; 2045 26: 30.4972; 2046 27: 30.4972; 2047 28: 30.4972; 2048 29: 30.4972; 2049 30: 30.4972
| Tax rate |  | 2020 1: -32.022; 2021 2: -55.0779; 2022 3: -30.485; 2023 4: -15.7292; 2024 5: -15.7292; 2025 6: -4.6624; 2026 7: 6.4044; 2027 8: 6.4044; 2028 9: 6.4044; 2029 10: 6.4044; 2030 11: 6.4044; 2031 12: 6.4044; 2032 13: 6.4044; 2033 14: 6.4044; 2034 15: 6.4044; 2035 16: 6.4044; 2036 17: 6.4044; 2037 18: 6.4044; 2038 19: 6.4044; 2039 20: 6.4044; 2040 21: 6.4044; 2041 22: 6.4044; 2042 23: 6.4044; 2043 24: 6.4044; 2044 25: 6.4044; 2045 26: 6.4044; 2046 27: 6.4044; 2047 28: 6.4044; 2048 29: 6.4044; 2049 30: 6.4044
Depreciation Tables
|  | 5 | 2020 1: 20%; 2021 2: 32%; 2022 3: 19.2%; 2023 4: 11.52%; 2024 5: 11.52%; 2025 6: 5.76%; 2026 7: 0%; 2027 8: 0%; 2028 9: 0%; 2029 10: 0%; 2030 11: 0%; 2031 12: 0%; 2032 13: 0%; 2033 14: 0%; 2034 15: 0%; 2035 16: 0%; 2036 17: 0%; 2037 18: 0%; 2038 19: 0%; 2039 20: 0%; 2040 21: 0%
|  | 5 | 0: 1; 2020 1: 20%; 2021 2: 32%; 2022 3: 19.2%; 2023 4: 11.52%; 2024 5: 11.52%; 2025 6: 5.76%
|  | 10 | 0: 0; 2020 1: 10%; 2021 2: 18%; 2022 3: 14.4%; 2023 4: 11.52%; 2024 5: 9.22%; 2025 6: 7.37%; 2026 7: 6.55%; 2027 8: 6.55%; 2028 9: 6.56%; 2029 10: 6.55%; 2030 11: 3.28%
|  | 15 | 0: 0; 2020 1: 5%; 2021 2: 9.5%; 2022 3: 8.55%; 2023 4: 7.7%; 2024 5: 6.93%; 2025 6: 6.23%; 2026 7: 5.9%; 2027 8: 5.9%; 2028 9: 5.91%; 2029 10: 5.9%; 2030 11: 5.91%; 2031 12: 5.9%; 2032 13: 5.91%; 2033 14: 5.9%; 2034 15: 5.91%; 2035 16: 2.95%
|  | 20 | 0: 0; 2020 1: 3.75%; 2021 2: 7.219%; 2022 3: 6.677%; 2023 4: 6.177%; 2024 5: 5.713%; 2025 6: 5.285%; 2026 7: 4.888%; 2027 8: 4.522%; 2028 9: 4.462%; 2029 10: 4.461%; 2030 11: 4.462%; 2031 12: 4.461%; 2032 13: 4.462%; 2033 14: 4.461%; 2034 15: 4.462%; 2035 16: 4.461%; 2036 17: 4.462%; 2037 18: 4.461%; 2038 19: 4.462%; 2039 20: 4.461%; 2040 21: 2.231%
Revenue Requirement by vintage year
2012 $000
|  |  |  | 2020 | 2021 | 2022 | 2023 | 2024 | 2025 | 2026 | 2027 | 2028 | 2029 | 2030 | 2031 | 2032 | 2033 | 2034 | 2035 | 2036 | 2037 | 2038 | 2039 | 2040 | 2041 | 2042 | 2043 | 2044 | 2045 | 2046 | 2047 | 2048 | 2049 | 2050 | 2051 | 2052 | 2053 | 2054 | 2055 | 2056 | 2057 | 2058 | 2059 | 2060 | 2061 | 2062 | 2063 | 2064 | 2065 | 2066 | 2067 | 2068 | 2069 | 2070 | 2071 | 2072 | 2073 | 2074 | 2075
|  | 2020 | 0% | 111.156 | 104.7823 | 98.4748 | 93.8608 | 89.8818 | 86.3791 | 83.829 | 81.7552 | 79.6814 | 77.6076 | 75.5338 | 73.4599 | 71.3861 | 69.3123 | 67.2385 | 65.1647 | 63.0909 | 61.0171 | 58.9433 | 56.8695 | 54.7957 | 52.7219 | 50.6481 | 48.5743 | 46.5004 | 44.4266 | 42.3528 | 40.279 | 38.2052 | 36.1314 | 0 | 0 | 0 | 0 | 0 | 0 | 0 | 0 | 0 | 0 | 0 | 0 | 0 | 0 | 0 | 0 | 0 | 0 | 0 | 0 | 0 | 0 | 0 | 0 | 0 | 0
|  | 2021 | 0% |  | 111.156 | 104.7823 | 98.4748 | 93.8608 | 89.8818 | 86.3791 | 83.829 | 81.7552 | 79.6814 | 77.6076 | 75.5338 | 73.4599 | 71.3861 | 69.3123 | 67.2385 | 65.1647 | 63.0909 | 61.0171 | 58.9433 | 56.8695 | 54.7957 | 52.7219 | 50.6481 | 48.5743 | 46.5004 | 44.4266 | 42.3528 | 40.279 | 38.2052 | 36.1314 | 0 | 0 | 0 | 0 | 0 | 0 | 0 | 0 | 0 | 0 | 0 | 0 | 0 | 0 | 0 | 0 | 0 | 0 | 0 | 0 | 0 | 0 | 0 | 0 | 0
|  | 2022 | 0% |  |  | 111.156 | 104.7823 | 98.4748 | 93.8608 | 89.8818 | 86.3791 | 83.829 | 81.7552 | 79.6814 | 77.6076 | 75.5338 | 73.4599 | 71.3861 | 69.3123 | 67.2385 | 65.1647 | 63.0909 | 61.0171 | 58.9433 | 56.8695 | 54.7957 | 52.7219 | 50.6481 | 48.5743 | 46.5004 | 44.4266 | 42.3528 | 40.279 | 38.2052 | 36.1314 | 0 | 0 | 0 | 0 | 0 | 0 | 0 | 0 | 0 | 0 | 0 | 0 | 0 | 0 | 0 | 0 | 0 | 0 | 0 | 0 | 0 | 0 | 0 | 0
|  | 2023 | -9.355% |  |  |  | 100.7577 | 94.9803 | 89.2628 | 85.0804 | 81.4736 | 78.2986 | 75.9871 | 74.1072 | 72.2274 | 70.3476 | 68.4678 | 66.588 | 64.7082 | 62.8284 | 60.9486 | 59.0688 | 57.189 | 55.3091 | 53.4293 | 51.5495 | 49.6697 | 47.7899 | 45.9101 | 44.0303 | 42.1505 | 40.2707 | 38.3909 | 36.5111 | 34.6312 | 32.7514 | 0 | 0 | 0 | 0 | 0 | 0 | 0 | 0 | 0 | 0 | 0 | 0 | 0 | 0 | 0 | 0 | 0 | 0 | 0 | 0 | 0 | 0 | 0
|  | 2024 | -9.786% |  |  |  |  | 90.8978 | 85.6857 | 80.5278 | 76.7546 | 73.5008 | 70.6365 | 68.5512 | 66.8553 | 65.1594 | 63.4636 | 61.7677 | 60.0719 | 58.376 | 56.6802 | 54.9843 | 53.2885 | 51.5926 | 49.8967 | 48.2009 | 46.505 | 44.8092 | 43.1133 | 41.4175 | 39.7216 | 38.0257 | 36.3299 | 34.634 | 32.9382 | 31.2423 | 29.5465 | 0 | 0 | 0 | 0 | 0 | 0 | 0 | 0 | 0 | 0 | 0 | 0 | 0 | 0 | 0 | 0 | 0 | 0 | 0 | 0 | 0 | 0
|  | 2025 | -6.945% | [5 empty] | 84.585 | 79.7349 | 74.9351 | 71.424 | 68.3962 | 65.7308 | 63.7903 | 62.2122 | 60.6341 | 59.056 | 57.478 | 55.8999 | 54.3218 | 52.7437 | 51.1656 | 49.5876 | 48.0095 | 46.4314 | 44.8533 | 43.2752 | 41.6972 | 40.1191 | 38.541 | 36.9629 | 35.3848 | 33.8068 | 32.2287 | 30.6506 | 29.0725 | 27.4945 | 0 | 0 | 0 | 0 | 0 | 0 | 0 | 0 | 0 | 0 | 0 | 0 | 0 | 0 | 0 | 0 | 0 | 0 | 0 | 0 | 0
|  | 2026 | -2.572% | [6 empty] | 82.4091 | 77.6837 | 73.0075 | 69.5867 | 66.6367 | 64.0399 | 62.1493 | 60.6118 | 59.0743 | 57.5369 | 55.9994 | 54.4619 | 52.9244 | 51.3869 | 49.8494 | 48.312 | 46.7745 | 45.237 | 43.6995 | 42.162 | 40.6245 | 39.0871 | 37.5496 | 36.0121 | 34.4746 | 32.9371 | 31.3996 | 29.8621 | 28.3247 | 26.7872 | 0 | 0 | 0 | 0 | 0 | 0 | 0 | 0 | 0 | 0 | 0 | 0 | 0 | 0 | 0 | 0 | 0 | 0 | 0 | 0
|  | 2027 | -2.603% | [7 empty] | 80.2637 | 75.6613 | 71.1068 | 67.7751 | 64.9019 | 62.3727 | 60.5313 | 59.0339 | 57.5364 | 56.039 | 54.5415 | 53.044 | 51.5466 | 50.0491 | 48.5517 | 47.0542 | 45.5568 | 44.0593 | 42.5618 | 41.0644 | 39.5669 | 38.0695 | 36.572 | 35.0746 | 33.5771 | 32.0796 | 30.5822 | 29.0847 | 27.5873 | 26.0898 | 0 | 0 | 0 | 0 | 0 | 0 | 0 | 0 | 0 | 0 | 0 | 0 | 0 | 0 | 0 | 0 | 0 | 0 | 0
|  | 2028 | -2.635% | [8 empty] | 78.1487 | 73.6677 | 69.2331 | 65.9892 | 63.1918 | 60.7292 | 58.9363 | 57.4783 | 56.0203 | 54.5623 | 53.1043 | 51.6463 | 50.1883 | 48.7303 | 47.2723 | 45.8143 | 44.3563 | 42.8983 | 41.4403 | 39.9823 | 38.5243 | 37.0663 | 35.6083 | 34.1503 | 32.6923 | 31.2343 | 29.7763 | 28.3183 | 26.8603 | 25.4023 | 0 | 0 | 0 | 0 | 0 | 0 | 0 | 0 | 0 | 0 | 0 | 0 | 0 | 0 | 0 | 0 | 0 | 0
|  | 2029 | -2.667% | [9 empty] | 76.0642 | 71.7027 | 67.3865 | 64.2291 | 61.5062 | 59.1093 | 57.3643 | 55.9452 | 54.5261 | 53.107 | 51.6879 | 50.2688 | 48.8496 | 47.4305 | 46.0114 | 44.5923 | 43.1732 | 41.7541 | 40.335 | 38.9159 | 37.4968 | 36.0777 | 34.6585 | 33.2394 | 31.8203 | 30.4012 | 28.9821 | 27.563 | 26.1439 | 24.7248 | 0 | 0 | 0 | 0 | 0 | 0 | 0 | 0 | 0 | 0 | 0 | 0 | 0 | 0 | 0 | 0 | 0
|  | 2030 | -4.162% | [10 empty] | 72.8981 | 68.7182 | 64.5816 | 61.5556 | 58.9461 | 56.649 | 54.9766 | 53.6165 | 52.2565 | 50.8965 | 49.5364 | 48.1764 | 46.8163 | 45.4563 | 44.0963 | 42.7362 | 41.3762 | 40.0161 | 38.6561 | 37.2961 | 35.936 | 34.576 | 33.2159 | 31.8559 | 30.4958 | 29.1358 | 27.7758 | 26.4157 | 25.0557 | 23.6956 | 0 | 0 | 0 | 0 | 0 | 0 | 0 | 0 | 0 | 0 | 0 | 0 | 0 | 0 | 0 | 0
|  | 2031 | -2.74% | [11 empty] | 70.9004 | 66.835 | 62.8118 | 59.8687 | 57.3307 | 55.0966 | 53.47 | 52.1472 | 50.8245 | 49.5017 | 48.1789 | 46.8561 | 45.5334 | 44.2106 | 42.8878 | 41.5651 | 40.2423 | 38.9195 | 37.5968 | 36.274 | 34.9512 | 33.6284 | 32.3057 | 30.9829 | 29.6601 | 28.3374 | 27.0146 | 25.6918 | 24.369 | 23.0463 | 0 | 0 | 0 | 0 | 0 | 0 | 0 | 0 | 0 | 0 | 0 | 0 | 0 | 0 | 0
|  | 2032 | -2.74% | [12 empty] | 68.9575 | 65.0034 | 61.0905 | 58.2281 | 55.7596 | 53.5867 | 52.0047 | 50.7182 | 49.4316 | 48.1451 | 46.8586 | 45.5721 | 44.2856 | 42.999 | 41.7125 | 40.426 | 39.1395 | 37.853 | 36.5664 | 35.2799 | 33.9934 | 32.7069 | 31.4204 | 30.1338 | 28.8473 | 27.5608 | 26.2743 | 24.9878 | 23.7012 | 22.4147 | 0 | 0 | 0 | 0 | 0 | 0 | 0 | 0 | 0 | 0 | 0 | 0 | 0 | 0
|  | 2033 | -2.74% | [13 empty] | 67.0677 | 63.2221 | 59.4163 | 56.6324 | 54.2316 | 52.1182 | 50.5795 | 49.3283 | 48.077 | 46.8257 | 45.5745 | 44.3232 | 43.072 | 41.8207 | 40.5694 | 39.3182 | 38.0669 | 36.8156 | 35.5644 | 34.3131 | 33.0618 | 31.8106 | 30.5593 | 29.308 | 28.0568 | 26.8055 | 25.5542 | 24.303 | 23.0517 | 21.8005 | 0 | 0 | 0 | 0 | 0 | 0 | 0 | 0 | 0 | 0 | 0 | 0 | 0
|  | 2034 | -2.74% | [14 empty] | 65.2298 | 61.4895 | 57.7881 | 55.0804 | 52.7454 | 50.6899 | 49.1934 | 47.9765 | 46.7595 | 45.5425 | 44.3255 | 43.1086 | 41.8916 | 40.6746 | 39.4577 | 38.2407 | 37.0237 | 35.8067 | 34.5898 | 33.3728 | 32.1558 | 30.9388 | 29.7219 | 28.5049 | 27.2879 | 26.0709 | 24.854 | 23.637 | 22.42 | 21.203 | 0 | 0 | 0 | 0 | 0 | 0 | 0 | 0 | 0 | 0 | 0 | 0
|  | 2035 | -2.74% | [15 empty] | 63.4422 | 59.8044 | 56.2044 | 53.571 | 51.3 | 49.3008 | 47.8453 | 46.6617 | 45.4781 | 44.2945 | 43.1108 | 41.9272 | 40.7436 | 39.56 | 38.3763 | 37.1927 | 36.0091 | 34.8255 | 33.6418 | 32.4582 | 31.2746 | 30.091 | 28.9073 | 27.7237 | 26.5401 | 25.3565 | 24.1729 | 22.9892 | 21.8056 | 20.622 | 0 | 0 | 0 | 0 | 0 | 0 | 0 | 0 | 0 | 0 | 0
|  | 2036 | -2.74% | [16 empty] | 61.7036 | 58.1655 | 54.6642 | 52.1029 | 49.8941 | 47.9498 | 46.5342 | 45.383 | 44.2318 | 43.0806 | 41.9294 | 40.7782 | 39.627 | 38.4759 | 37.3247 | 36.1735 | 35.0223 | 33.8711 | 32.7199 | 31.5687 | 30.4175 | 29.2664 | 28.1152 | 26.964 | 25.8128 | 24.6616 | 23.5104 | 22.3592 | 21.208 | 20.0568 | 0 | 0 | 0 | 0 | 0 | 0 | 0 | 0 | 0 | 0
|  | 2037 | -2.74% | [17 empty] | 60.0127 | 56.5716 | 53.1662 | 50.6751 | 48.5268 | 46.6357 | 45.2589 | 44.1393 | 43.0197 | 41.9 | 40.7804 | 39.6607 | 38.5411 | 37.4215 | 36.3018 | 35.1822 | 34.0625 | 32.9429 | 31.8233 | 30.7036 | 29.584 | 28.4643 | 27.3447 | 26.225 | 25.1054 | 23.9858 | 22.8661 | 21.7465 | 20.6268 | 19.5072 | 0 | 0 | 0 | 0 | 0 | 0 | 0 | 0 | 0
|  | 2038 | -2.74% | [18 empty] | 58.3681 | 55.0213 | 51.7092 | 49.2863 | 47.197 | 45.3577 | 44.0187 | 42.9297 | 41.8407 | 40.7518 | 39.6628 | 38.5739 | 37.4849 | 36.3959 | 35.307 | 34.218 | 33.1291 | 32.0401 | 30.9512 | 29.8622 | 28.7732 | 27.6843 | 26.5953 | 25.5064 | 24.4174 | 23.3285 | 22.2395 | 21.1505 | 20.0616 | 18.9726 | 0 | 0 | 0 | 0 | 0 | 0 | 0 | 0
|  | 2039 | -2.74% | [19 empty] | 56.7686 | 53.5134 | 50.2921 | 47.9357 | 45.9036 | 44.1147 | 42.8124 | 41.7532 | 40.6941 | 39.635 | 38.5759 | 37.5168 | 36.4577 | 35.3985 | 34.3394 | 33.2803 | 32.2212 | 31.1621 | 30.103 | 29.0439 | 27.9847 | 26.9256 | 25.8665 | 24.8074 | 23.7483 | 22.6892 | 21.63 | 20.5709 | 19.5118 | 18.4527 | 0 | 0 | 0 | 0 | 0 | 0 | 0
|  | 2040 | -2.74% | [20 empty] | 55.2129 | 52.047 | 48.9139 | 46.622 | 44.6456 | 42.9058 | 41.6391 | 40.609 | 39.5789 | 38.5488 | 37.5188 | 36.4887 | 35.4586 | 34.4285 | 33.3984 | 32.3683 | 31.3382 | 30.3081 | 29.278 | 28.2479 | 27.2178 | 26.1877 | 25.1577 | 24.1276 | 23.0975 | 22.0674 | 21.0373 | 20.0072 | 18.9771 | 17.947 | 0 | 0 | 0 | 0 | 0 | 0
|  | 2041 | -2.74% | [21 empty] | 53.6998 | 50.6206 | 47.5735 | 45.3444 | 43.4221 | 41.73 | 40.498 | 39.4962 | 38.4943 | 37.4924 | 36.4906 | 35.4887 | 34.4869 | 33.485 | 32.4831 | 31.4813 | 30.4794 | 29.4775 | 28.4757 | 27.4738 | 26.472 | 25.4701 | 24.4682 | 23.4664 | 22.4645 | 21.4626 | 20.4608 | 19.4589 | 18.4571 | 17.4552 | 0 | 0 | 0 | 0 | 0
|  | 2042 | -2.74% | [22 empty] | 52.2282 | 49.2334 | 46.2697 | 44.1018 | 42.2322 | 40.5864 | 39.3882 | 38.4138 | 37.4394 | 36.465 | 35.4906 | 34.5162 | 33.5418 | 32.5674 | 31.593 | 30.6185 | 29.6441 | 28.6697 | 27.6953 | 26.7209 | 25.7465 | 24.7721 | 23.7977 | 22.8233 | 21.8489 | 20.8745 | 19.9001 | 18.9257 | 17.9513 | 16.9768 | 0 | 0 | 0 | 0
|  | 2043 | -2.74% | 2043: 50.7969; 2044: 47.8842; 2045: 45.0018; 2046: 42.8932; 2047: 41.0749; 2048: 39.4742; 2049: 38.3088; 2050: 37.3611; 2051: 36.4134; 2052: 35.4657; 2053: 34.518; 2054: 33.5703; 2055: 32.6226; 2056: 31.6749; 2057: 30.7272; 2058: 29.7795; 2059: 28.8318; 2060: 27.8841; 2061: 26.9364; 2062: 25.9886; 2063: 25.0409; 2064: 24.0932; 2065: 23.1455; 2066: 22.1978; 2067: 21.2501; 2068: 20.3024; 2069: 19.3547; 2070: 18.407; 2071: 17.4593; 2072: 16.5116; 2073: 0; 2074: 0; 2075: 0
|  | 2044 | -2.74% | 2044: 49.4049; 2045: 46.572; 2046: 43.7685; 2047: 41.7177; 2048: 39.9492; 2049: 38.3924; 2050: 37.259; 2051: 36.3373; 2052: 35.4155; 2053: 34.4938; 2054: 33.5721; 2055: 32.6503; 2056: 31.7286; 2057: 30.8069; 2058: 29.8851; 2059: 28.9634; 2060: 28.0417; 2061: 27.1199; 2062: 26.1982; 2063: 25.2765; 2064: 24.3547; 2065: 23.433; 2066: 22.5113; 2067: 21.5895; 2068: 20.6678; 2069: 19.7461; 2070: 18.8243; 2071: 17.9026; 2072: 16.9809; 2073: 16.0591; 2074: 0; 2075: 0
|  | 2045 | -2.74% | 2045: 48.051; 2046: 45.2957; 2047: 42.5691; 2048: 40.5745; 2049: 38.8545; 2050: 37.3403; 2051: 36.2379; 2052: 35.3415; 2053: 34.445; 2054: 33.5485; 2055: 32.652; 2056: 31.7556; 2057: 30.8591; 2058: 29.9626; 2059: 29.0661; 2060: 28.1697; 2061: 27.2732; 2062: 26.3767; 2063: 25.4802; 2064: 24.5838; 2065: 23.6873; 2066: 22.7908; 2067: 21.8943; 2068: 20.9979; 2069: 20.1014; 2070: 19.2049; 2071: 18.3085; 2072: 17.412; 2073: 16.5155; 2074: 15.619; 2075: 0
|  | 2046 | -2.74% | 2046: 46.7342; 2047: 44.0544; 2048: 41.4025; 2049: 39.4626; 2050: 37.7897; 2051: 36.317; 2052: 35.2449; 2053: 34.373; 2054: 33.501; 2055: 32.6291; 2056: 31.7572; 2057: 30.8853; 2058: 30.0134; 2059: 29.1415; 2060: 28.2696; 2061: 27.3977; 2062: 26.5258; 2063: 25.6539; 2064: 24.782; 2065: 23.9101; 2066: 23.0382; 2067: 22.1663; 2068: 21.2943; 2069: 20.4224; 2070: 19.5505; 2071: 18.6786; 2072: 17.8067; 2073: 16.9348; 2074: 16.0629; 2075: 15.191
|  | 2047 | -2.74% | 2047: 45.4534; 2048: 42.8471; 2049: 40.2679; 2050: 38.3811; 2051: 36.7541; 2052: 35.3218; 2053: 34.279; 2054: 33.431; 2055: 32.583; 2056: 31.735; 2057: 30.8869; 2058: 30.0389; 2059: 29.1909; 2060: 28.3429; 2061: 27.4949; 2062: 26.6469; 2063: 25.7989; 2064: 24.9509; 2065: 24.1028; 2066: 23.2548; 2067: 22.4068; 2068: 21.5588; 2069: 20.7108; 2070: 19.8628; 2071: 19.0148; 2072: 18.1668; 2073: 17.3187; 2074: 16.4707; 2075: 15.6227
|  | 2048 | -2.74% | 2048: 44.2078; 2049: 41.673; 2050: 39.1644; 2051: 37.3293; 2052: 35.7469; 2053: 34.3538; 2054: 33.3396; 2055: 32.5148; 2056: 31.6901; 2057: 30.8653; 2058: 30.0405; 2059: 29.2157; 2060: 28.391; 2061: 27.5662; 2062: 26.7414; 2063: 25.9166; 2064: 25.0919; 2065: 24.2671; 2066: 23.4423; 2067: 22.6176; 2068: 21.7928; 2069: 20.968; 2070: 20.1432; 2071: 19.3185; 2072: 18.4937; 2073: 17.6689; 2074: 16.8441; 2075: 16.0194
|  | 2049 | -2.74% | 2049: 42.9963; 2050: 40.5309; 2051: 38.0911; 2052: 36.3064; 2053: 34.7672; 2054: 33.4124; 2055: 32.426; 2056: 31.6238; 2057: 30.8216; 2058: 30.0194; 2059: 29.2173; 2060: 28.4151; 2061: 27.6129; 2062: 26.8108; 2063: 26.0086; 2064: 25.2064; 2065: 24.4042; 2066: 23.6021; 2067: 22.7999; 2068: 21.9977; 2069: 21.1956; 2070: 20.3934; 2071: 19.5912; 2072: 18.789; 2073: 17.9869; 2074: 17.1847; 2075: 16.3825
|  | 2050 | -2.74% | 2050: 41.8181; 2051: 39.4202; 2052: 37.0473; 2053: 35.3114; 2054: 33.8145; 2055: 32.4967; 2056: 31.5374; 2057: 30.7572; 2058: 29.977; 2059: 29.1968; 2060: 28.4166; 2061: 27.6364; 2062: 26.8562; 2063: 26.076; 2064: 25.2958; 2065: 24.5157; 2066: 23.7355; 2067: 22.9553; 2068: 22.1751; 2069: 21.3949; 2070: 20.6147; 2071: 19.8345; 2072: 19.0543; 2073: 18.2741; 2074: 17.494; 2075: 16.7138
Revenue Requirement by vintage year
2012 $/MW-wk
| Aurora Input |  | Levelized Cost | 2020 | 2021 | 2022 | 2023 | 2024 | 2025 | 2026 | 2027 | 2028 | 2029 | 2030 | 2031 | 2032 | 2033 | 2034 | 2035 | 2036 | 2037 | 2038 | 2039 | 2040 | 2041 | 2042 | 2043 | 2044 | 2045 | 2046 | 2047 | 2048 | 2049 | 2050 | 2051 | 2052 | 2053 | 2054 | 2055 | 2056 | 2057 | 2058 | 2059 | 2060 | 2061 | 2062 | 2063 | 2064 | 2065 | 2066 | 2067 | 2068 | 2069 | 2070 | 2071 | 2072 | 2073 | 2074 | 2075
|  | 2020 | 1435.7133 | 2137.6153 | 2015.0446 | 1893.746 | 1805.0145 | 1728.4957 | 1661.1363 | 1612.0959 | 1572.215 | 1532.334 | 1492.4531 | 1452.5722 | 1412.6913 | 1372.8104 | 1332.9295 | 1293.0485 | 1253.1676 | 1213.2867 | 1173.4058 | 1133.5249 | 1093.6439 | 1053.763 | 1013.8821 | 974.0012 | 934.1203 | 894.2394 | 854.3584 | 814.4775 | 774.5966 | 734.7157 | 694.8348 | 0 | 0 | 0 | 0 | 0 | 0 | 0 | 0 | 0 | 0 | 0 | 0 | 0 | 0 | 0 | 0 | 0 | 0 | 0 | 0 | 0 | 0 | 0 | 0 | 0 | 0
|  | 2021 | 1435.7133 | 0 | 2137.6153 | 2015.0446 | 1893.746 | 1805.0145 | 1728.4957 | 1661.1363 | 1612.0959 | 1572.215 | 1532.334 | 1492.4531 | 1452.5722 | 1412.6913 | 1372.8104 | 1332.9295 | 1293.0485 | 1253.1676 | 1213.2867 | 1173.4058 | 1133.5249 | 1093.6439 | 1053.763 | 1013.8821 | 974.0012 | 934.1203 | 894.2394 | 854.3584 | 814.4775 | 774.5966 | 734.7157 | 694.8348 | 0 | 0 | 0 | 0 | 0 | 0 | 0 | 0 | 0 | 0 | 0 | 0 | 0 | 0 | 0 | 0 | 0 | 0 | 0 | 0 | 0 | 0 | 0 | 0 | 0
|  | 2022 | 1435.7133 | 0 | 0 | 2137.6153 | 2015.0446 | 1893.746 | 1805.0145 | 1728.4957 | 1661.1363 | 1612.0959 | 1572.215 | 1532.334 | 1492.4531 | 1452.5722 | 1412.6913 | 1372.8104 | 1332.9295 | 1293.0485 | 1253.1676 | 1213.2867 | 1173.4058 | 1133.5249 | 1093.6439 | 1053.763 | 1013.8821 | 974.0012 | 934.1203 | 894.2394 | 854.3584 | 814.4775 | 774.5966 | 734.7157 | 694.8348 | 0 | 0 | 0 | 0 | 0 | 0 | 0 | 0 | 0 | 0 | 0 | 0 | 0 | 0 | 0 | 0 | 0 | 0 | 0 | 0 | 0 | 0 | 0 | 0
|  | 2023 | 1301.407 | 0 | 0 | 0 | 1937.6484 | 1826.5437 | 1716.5923 | 1636.1613 | 1566.8005 | 1505.7424 | 1461.2896 | 1425.1394 | 1388.9892 | 1352.839 | 1316.6888 | 1280.5386 | 1244.3884 | 1208.2382 | 1172.0881 | 1135.9379 | 1099.7877 | 1063.6375 | 1027.4873 | 991.3371 | 955.1869 | 919.0367 | 882.8866 | 846.7364 | 810.5862 | 774.436 | 738.2858 | 702.1356 | 665.9854 | 629.8352 | 0 | 0 | 0 | 0 | 0 | 0 | 0 | 0 | 0 | 0 | 0 | 0 | 0 | 0 | 0 | 0 | 0 | 0 | 0 | 0 | 0 | 0 | 0
|  | 2024 | 1174.0547 | 0 | 0 | 0 | 0 | 1748.0351 | 1647.8028 | 1548.6109 | 1476.0507 | 1413.4774 | 1358.3943 | 1318.2915 | 1285.6789 | 1253.0663 | 1220.4536 | 1187.841 | 1155.2284 | 1122.6158 | 1090.0031 | 1057.3905 | 1024.7779 | 992.1653 | 959.5526 | 926.94 | 894.3274 | 861.7148 | 829.1022 | 796.4895 | 763.8769 | 731.2643 | 698.6517 | 666.039 | 633.4264 | 600.8138 | 568.2012 | 0 | 0 | 0 | 0 | 0 | 0 | 0 | 0 | 0 | 0 | 0 | 0 | 0 | 0 | 0 | 0 | 0 | 0 | 0 | 0 | 0 | 0
|  | 2025 | 1092.5164 | 0 | 0 | 0 | 0 | 0 | 1626.6338 | 1533.3627 | 1441.0597 | 1373.5388 | 1315.3112 | 1264.0536 | 1226.736 | 1196.3883 | 1166.0406 | 1135.693 | 1105.3453 | 1074.9976 | 1044.6499 | 1014.3023 | 983.9546 | 953.6069 | 923.2593 | 892.9116 | 862.5639 | 832.2162 | 801.8686 | 771.5209 | 741.1732 | 710.8256 | 680.4779 | 650.1302 | 619.7825 | 589.4349 | 559.0872 | 528.7395 | 0 | 0 | 0 | 0 | 0 | 0 | 0 | 0 | 0 | 0 | 0 | 0 | 0 | 0 | 0 | 0 | 0 | 0 | 0 | 0 | 0
|  | 2026 | 1064.4122 | 0 | 0 | 0 | 0 | 0 | 0 | 1584.7898 | 1493.9181 | 1403.9895 | 1338.2056 | 1281.4758 | 1231.5368 | 1195.1791 | 1165.6121 | 1136.0451 | 1106.4781 | 1076.9111 | 1047.3441 | 1017.7771 | 988.2101 | 958.6431 | 929.0761 | 899.5091 | 869.9421 | 840.3751 | 810.8081 | 781.2411 | 751.6741 | 722.1071 | 692.5401 | 662.9731 | 633.4061 | 603.8391 | 574.2721 | 544.7051 | 515.1381 | 0 | 0 | 0 | 0 | 0 | 0 | 0 | 0 | 0 | 0 | 0 | 0 | 0 | 0 | 0 | 0 | 0 | 0 | 0 | 0
|  | 2027 | 1036.7016 | 0 | 0 | 0 | 0 | 0 | 0 | 0 | 1543.5318 | 1455.0258 | 1367.4384 | 1303.367 | 1248.1142 | 1199.4753 | 1164.0641 | 1135.2669 | 1106.4696 | 1077.6723 | 1048.8751 | 1020.0778 | 991.2806 | 962.4833 | 933.686 | 904.8888 | 876.0915 | 847.2942 | 818.497 | 789.6997 | 760.9025 | 732.1052 | 703.3079 | 674.5107 | 645.7134 | 616.9162 | 588.1189 | 559.3216 | 530.5244 | 501.7271 | 0 | 0 | 0 | 0 | 0 | 0 | 0 | 0 | 0 | 0 | 0 | 0 | 0 | 0 | 0 | 0 | 0 | 0 | 0
|  | 2028 | 1009.3845 | 0 | 0 | 0 | 0 | 0 | 0 | 0 | 0 | 1502.8597 | 1416.6858 | 1331.4064 | 1269.0233 | 1215.2264 | 1167.8691 | 1133.391 | 1105.3525 | 1077.3141 | 1049.2756 | 1021.2372 | 993.1987 | 965.1603 | 937.1218 | 909.0834 | 881.0449 | 853.0065 | 824.968 | 796.9296 | 768.8911 | 740.8527 | 712.8142 | 684.7758 | 656.7373 | 628.6989 | 600.6604 | 572.6219 | 544.5835 | 516.545 | 488.5066 | 0 | 0 | 0 | 0 | 0 | 0 | 0 | 0 | 0 | 0 | 0 | 0 | 0 | 0 | 0 | 0 | 0 | 0
|  | 2029 | 982.4609 | 0 | 0 | 0 | 0 | 0 | 0 | 0 | 0 | 0 | 1462.7735 | 1378.8982 | 1295.8934 | 1235.1743 | 1182.8123 | 1136.7182 | 1103.1598 | 1075.8692 | 1048.5786 | 1021.288 | 993.9975 | 966.7069 | 939.4163 | 912.1257 | 884.8351 | 857.5446 | 830.254 | 802.9634 | 775.6728 | 748.3823 | 721.0917 | 693.8011 | 666.5105 | 639.22 | 611.9294 | 584.6388 | 557.3482 | 530.0577 | 502.7671 | 475.4765 | 0 | 0 | 0 | 0 | 0 | 0 | 0 | 0 | 0 | 0 | 0 | 0 | 0 | 0 | 0 | 0 | 0
|  | 2030 | 941.5671 | 0 | 0 | 0 | 0 | 0 | 0 | 0 | 0 | 0 | 0 | 1401.8873 | 1321.5032 | 1241.9534 | 1183.7616 | 1133.5791 | 1089.4036 | 1057.242 | 1031.0874 | 1004.9327 | 978.7781 | 952.6235 | 926.4688 | 900.3142 | 874.1596 | 848.0049 | 821.8503 | 795.6956 | 769.541 | 743.3864 | 717.2317 | 691.0771 | 664.9225 | 638.7678 | 612.6132 | 586.4586 | 560.3039 | 534.1493 | 507.9946 | 481.84 | 455.6854 | 0 | 0 | 0 | 0 | 0 | 0 | 0 | 0 | 0 | 0 | 0 | 0 | 0 | 0 | 0 | 0
|  | 2031 | 915.7642 | 0 | 0 | 0 | 0 | 0 | 0 | 0 | 0 | 0 | 0 | 0 | 1363.4697 | 1285.2884 | 1207.9186 | 1151.3215 | 1102.5143 | 1059.5493 | 1028.2691 | 1002.8312 | 977.3933 | 951.9554 | 926.5176 | 901.0797 | 875.6418 | 850.2039 | 824.766 | 799.3281 | 773.8902 | 748.4523 | 723.0144 | 697.5766 | 672.1387 | 646.7008 | 621.2629 | 595.825 | 570.3871 | 544.9492 | 519.5113 | 494.0734 | 468.6355 | 443.1977 | 0 | 0 | 0 | 0 | 0 | 0 | 0 | 0 | 0 | 0 | 0 | 0 | 0 | 0 | 0
|  | 2032 | 890.6684 | 0 | 0 | 0 | 0 | 0 | 0 | 0 | 0 | 0 | 0 | 0 | 0 | 1326.1048 | 1250.0661 | 1174.8165 | 1119.7704 | 1072.3007 | 1030.5132 | 1000.0902 | 975.3494 | 950.6086 | 925.8678 | 901.1271 | 876.3863 | 851.6455 | 826.9047 | 802.1639 | 777.4231 | 752.6824 | 727.9416 | 703.2008 | 678.46 | 653.7192 | 628.9784 | 604.2377 | 579.4969 | 554.7561 | 530.0153 | 505.2745 | 480.5337 | 455.793 | 431.0522 | 0 | 0 | 0 | 0 | 0 | 0 | 0 | 0 | 0 | 0 | 0 | 0 | 0 | 0
|  | 2033 | 866.2603 | 0 | 0 | 0 | 0 | 0 | 0 | 0 | 0 | 0 | 0 | 0 | 0 | 0 | 1289.7639 | 1215.8089 | 1142.6215 | 1089.084 | 1042.9151 | 1002.2728 | 972.6835 | 948.6207 | 924.5579 | 900.4951 | 876.4324 | 852.3696 | 828.3068 | 804.244 | 780.1812 | 756.1185 | 732.0557 | 707.9929 | 683.9301 | 659.8673 | 635.8045 | 611.7418 | 587.679 | 563.6162 | 539.5534 | 515.4906 | 491.4279 | 467.3651 | 443.3023 | 419.2395 | 0 | 0 | 0 | 0 | 0 | 0 | 0 | 0 | 0 | 0 | 0 | 0 | 0
|  | 2034 | 842.5211 | 0 | 0 | 0 | 0 | 0 | 0 | 0 | 0 | 0 | 0 | 0 | 0 | 0 | 0 | 1254.4189 | 1182.4906 | 1111.3089 | 1059.2385 | 1014.3348 | 974.8063 | 946.0278 | 922.6245 | 899.2211 | 875.8178 | 852.4144 | 829.011 | 805.6077 | 782.2043 | 758.801 | 735.3976 | 711.9942 | 688.5909 | 665.1875 | 641.7842 | 618.3808 | 594.9774 | 571.5741 | 548.1707 | 524.7674 | 501.364 | 477.9607 | 454.5573 | 431.1539 | 407.7506 | 0 | 0 | 0 | 0 | 0 | 0 | 0 | 0 | 0 | 0 | 0 | 0
|  | 2035 | 819.4324 | 0 | 0 | 0 | 0 | 0 | 0 | 0 | 0 | 0 | 0 | 0 | 0 | 0 | 0 | 0 | 1220.0425 | 1150.0854 | 1080.8543 | 1030.2109 | 986.5378 | 948.0924 | 920.1027 | 897.3407 | 874.5787 | 851.8166 | 829.0546 | 806.2926 | 783.5306 | 760.7686 | 738.0066 | 715.2446 | 692.4826 | 669.7206 | 646.9586 | 624.1966 | 601.4346 | 578.6725 | 555.9105 | 533.1485 | 510.3865 | 487.6245 | 464.8625 | 442.1005 | 419.3385 | 396.5765 | 0 | 0 | 0 | 0 | 0 | 0 | 0 | 0 | 0 | 0 | 0
|  | 2036 | 796.9765 | 0 | 0 | 0 | 0 | 0 | 0 | 0 | 0 | 0 | 0 | 0 | 0 | 0 | 0 | 0 | 0 | 1186.6082 | 1118.5682 | 1051.2343 | 1001.9787 | 959.5025 | 922.1107 | 894.888 | 872.7497 | 850.6115 | 828.4733 | 806.335 | 784.1968 | 762.0586 | 739.9203 | 717.7821 | 695.6439 | 673.5056 | 651.3674 | 629.2292 | 607.0909 | 584.9527 | 562.8145 | 540.6762 | 518.538 | 496.3998 | 474.2615 | 452.1233 | 429.9851 | 407.8468 | 385.7086 | 0 | 0 | 0 | 0 | 0 | 0 | 0 | 0 | 0 | 0
|  | 2037 | 775.136 | 0 | 0 | 0 | 0 | 0 | 0 | 0 | 0 | 0 | 0 | 0 | 0 | 0 | 0 | 0 | 0 | 0 | 1154.0901 | 1087.9147 | 1022.4261 | 974.5203 | 933.208 | 896.841 | 870.3642 | 848.8327 | 827.3011 | 805.7696 | 784.238 | 762.7065 | 741.1749 | 719.6434 | 698.1118 | 676.5803 | 655.0487 | 633.5172 | 611.9856 | 590.4541 | 568.9225 | 547.391 | 525.8594 | 504.3279 | 482.7963 | 461.2648 | 439.7332 | 418.2017 | 396.6701 | 375.1386 | 0 | 0 | 0 | 0 | 0 | 0 | 0 | 0 | 0
|  | 2038 | 753.894 | 0 | 0 | 0 | 0 | 0 | 0 | 0 | 0 | 0 | 0 | 0 | 0 | 0 | 0 | 0 | 0 | 0 | 0 | 1122.4632 | 1058.1012 | 994.4073 | 947.8143 | 907.6342 | 872.2637 | 846.5126 | 825.5711 | 804.6296 | 783.6881 | 762.7466 | 741.8051 | 720.8636 | 699.9221 | 678.9806 | 658.0391 | 637.0976 | 616.1561 | 595.2146 | 574.2731 | 553.3316 | 532.3901 | 511.4486 | 490.5071 | 469.5657 | 448.6242 | 427.6827 | 406.7412 | 385.7997 | 364.8582 | 0 | 0 | 0 | 0 | 0 | 0 | 0 | 0
|  | 2039 | 733.2341 | 0 | 0 | 0 | 0 | 0 | 0 | 0 | 0 | 0 | 0 | 0 | 0 | 0 | 0 | 0 | 0 | 0 | 0 | 0 | 1091.7029 | 1029.1048 | 967.1563 | 921.8402 | 882.7612 | 848.36 | 823.3145 | 802.9469 | 782.5793 | 762.2117 | 741.8441 | 721.4765 | 701.1089 | 680.7413 | 660.3737 | 640.0061 | 619.6384 | 599.2708 | 578.9032 | 558.5356 | 538.168 | 517.8004 | 497.4328 | 477.0652 | 456.6976 | 436.33 | 415.9623 | 395.5947 | 375.2271 | 354.8595 | 0 | 0 | 0 | 0 | 0 | 0 | 0
|  | 2040 | 713.1404 | 0 | 0 | 0 | 0 | 0 | 0 | 0 | 0 | 0 | 0 | 0 | 0 | 0 | 0 | 0 | 0 | 0 | 0 | 0 | 0 | 1061.7856 | 1000.9029 | 940.6521 | 896.5778 | 858.5698 | 825.1113 | 800.7522 | 780.9428 | 761.1333 | 741.3239 | 721.5144 | 701.705 | 681.8955 | 662.0861 | 642.2766 | 622.4672 | 602.6577 | 582.8483 | 563.0388 | 543.2294 | 523.4199 | 503.6105 | 483.801 | 463.9916 | 444.1821 | 424.3727 | 404.5632 | 384.7538 | 364.9443 | 345.1349 | 0 | 0 | 0 | 0 | 0 | 0 | 0 | 0 | 0 | 0
|  | 2041 | 693.5973 | 0 | 0 | 0 | 0 | 0 | 0 | 0 | 0 | 0 | 0 | 0 | 0 | 0 | 0 | 0 | 0 | 0 | 0 | 0 | 0 | 0 | 1032.6882 | 973.4739 | 914.8743 | 872.0078 | 835.0413 | 802.4998 | 778.8082 | 759.5417 | 740.2751 | 721.0085 | 701.7419 | 682.4753 | 663.2087 | 643.9421 | 624.6755 | 605.4089 | 586.1424 | 566.8758 | 547.6092 | 528.3426 | 509.076 | 489.8094 | 470.5428 | 451.2762 | 432.0096 | 412.7431 | 393.4765 | 374.2099 | 354.9433 | 335.6767 | 0 | 0 | 0 | 0 | 0 | 0 | 0 | 0 | 0
|  | 2042 | 674.5898 | 0 | 0 | 0 | 0 | 0 | 0 | 0 | 0 | 0 | 0 | 0 | 0 | 0 | 0 | 0 | 0 | 0 | 0 | 0 | 0 | 0 | 0 | 1004.3882 | 946.7966 | 889.8028 | 848.1111 | 812.1576 | 780.5079 | 757.4656 | 738.727 | 719.9884 | 701.2498 | 682.5112 | 663.7726 | 645.034 | 626.2954 | 607.5568 | 588.8182 | 570.0796 | 551.341 | 532.6024 | 513.8638 | 495.1252 | 476.3866 | 457.648 | 438.9094 | 420.1708 | 401.4322 | 382.6936 | 363.9549 | 345.2163 | 326.4777 | 0 | 0 | 0 | 0 | 0 | 0 | 0 | 0
|  | 2043 | 656.1032 | 0 | 0 | 0 | 0 | 0 | 0 | 0 | 0 | 0 | 0 | 0 | 0 | 0 | 0 | 0 | 0 | 0 | 0 | 0 | 0 | 0 | 0 | 0 | 976.8637 | 920.8504 | 865.4185 | 824.8693 | 789.9011 | 759.1187 | 736.7078 | 718.4827 | 700.2577 | 682.0326 | 663.8075 | 645.5824 | 627.3573 | 609.1322 | 590.9072 | 572.6821 | 554.457 | 536.2319 | 518.0068 | 499.7817 | 481.5566 | 463.3316 | 445.1065 | 426.8814 | 408.6563 | 390.4312 | 372.2061 | 353.981 | 335.756 | 317.5309 | 0 | 0 | 0 | 0 | 0 | 0 | 0
|  | 2044 | 638.1232 | 0 | 0 | 0 | 0 | 0 | 0 | 0 | 0 | 0 | 0 | 0 | 0 | 0 | 0 | 0 | 0 | 0 | 0 | 0 | 0 | 0 | 0 | 0 | 0 | 950.0935 | 895.6152 | 841.7023 | 802.2644 | 768.2545 | 738.3156 | 716.5189 | 698.7933 | 681.0676 | 663.342 | 645.6164 | 627.8907 | 610.1651 | 592.4394 | 574.7138 | 556.9882 | 539.2625 | 521.5369 | 503.8112 | 486.0856 | 468.3599 | 450.6343 | 432.9087 | 415.183 | 397.4574 | 379.7317 | 362.0061 | 344.2805 | 326.5548 | 308.8292 | 0 | 0 | 0 | 0 | 0 | 0
|  | 2045 | 620.6359 | 0 | 0 | 0 | 0 | 0 | 0 | 0 | 0 | 0 | 0 | 0 | 0 | 0 | 0 | 0 | 0 | 0 | 0 | 0 | 0 | 0 | 0 | 0 | 0 | 0 | 924.0569 | 871.0716 | 818.6361 | 780.2789 | 747.201 | 718.0827 | 696.8833 | 679.6434 | 662.4035 | 645.1636 | 627.9237 | 610.6839 | 593.444 | 576.2041 | 558.9642 | 541.7243 | 524.4844 | 507.2446 | 490.0047 | 472.7648 | 455.5249 | 438.285 | 421.0451 | 403.8053 | 386.5654 | 369.3255 | 352.0856 | 334.8457 | 317.6058 | 300.366 | 0 | 0 | 0 | 0 | 0
|  | 2046 | 603.6279 | 0 | 0 | 0 | 0 | 0 | 0 | 0 | 0 | 0 | 0 | 0 | 0 | 0 | 0 | 0 | 0 | 0 | 0 | 0 | 0 | 0 | 0 | 0 | 0 | 0 | 0 | 898.7338 | 847.2005 | 796.202 | 758.896 | 726.7246 | 698.4041 | 677.7857 | 661.0183 | 644.2508 | 627.4834 | 610.716 | 593.9485 | 577.1811 | 560.4137 | 543.6462 | 526.8788 | 510.1113 | 493.3439 | 476.5765 | 459.809 | 443.0416 | 426.2742 | 409.5067 | 392.7393 | 375.9718 | 359.2044 | 342.437 | 325.6695 | 308.9021 | 292.1347 | 0 | 0 | 0 | 0
|  | 2047 | 587.0859 | 0 | 0 | 0 | 0 | 0 | 0 | 0 | 0 | 0 | 0 | 0 | 0 | 0 | 0 | 0 | 0 | 0 | 0 | 0 | 0 | 0 | 0 | 0 | 0 | 0 | 0 | 0 | 874.1047 | 823.9836 | 774.3827 | 738.099 | 706.8092 | 679.2649 | 659.2115 | 642.9036 | 626.5956 | 610.2877 | 593.9798 | 577.6718 | 561.3639 | 545.0559 | 528.748 | 512.4401 | 496.1321 | 479.8242 | 463.5163 | 447.2083 | 430.9004 | 414.5924 | 398.2845 | 381.9766 | 365.6686 | 349.3607 | 333.0527 | 316.7448 | 300.4369 | 284.1289 | 0 | 0 | 0
|  | 2048 | 570.9973 | 0 | 0 | 0 | 0 | 0 | 0 | 0 | 0 | 0 | 0 | 0 | 0 | 0 | 0 | 0 | 0 | 0 | 0 | 0 | 0 | 0 | 0 | 0 | 0 | 0 | 0 | 0 | 0 | 850.1506 | 801.403 | 753.1614 | 717.872 | 687.4397 | 660.6502 | 641.1463 | 625.2853 | 609.4243 | 593.5632 | 577.7022 | 561.8412 | 545.9801 | 530.1191 | 514.2581 | 498.397 | 482.536 | 466.675 | 450.8139 | 434.9529 | 419.0919 | 403.2309 | 387.3698 | 371.5088 | 355.6478 | 339.7867 | 323.9257 | 308.0647 | 292.2036 | 276.3426 | 0 | 0
|  | 2049 | 555.3495 | 0 | 0 | 0 | 0 | 0 | 0 | 0 | 0 | 0 | 0 | 0 | 0 | 0 | 0 | 0 | 0 | 0 | 0 | 0 | 0 | 0 | 0 | 0 | 0 | 0 | 0 | 0 | 0 | 0 | 826.8528 | 779.4412 | 732.5215 | 698.1992 | 668.6009 | 642.5456 | 623.5762 | 608.1498 | 592.7235 | 577.2971 | 561.8707 | 546.4443 | 531.018 | 515.5916 | 500.1652 | 484.7389 | 469.3125 | 453.8861 | 438.4597 | 423.0334 | 407.607 | 392.1806 | 376.7542 | 361.3279 | 345.9015 | 330.4751 | 315.0488 | 299.6224 | 284.196 | 268.7696 | 0
|  | 2050 | 540.1306 | 0 | 0 | 0 | 0 | 0 | 0 | 0 | 0 | 0 | 0 | 0 | 0 | 0 | 0 | 0 | 0 | 0 | 0 | 0 | 0 | 0 | 0 | 0 | 0 | 0 | 0 | 0 | 0 | 0 | 0 | 804.1936 | 758.0812 | 712.4474 | 679.0656 | 650.2784 | 624.9371 | 606.4876 | 591.484 | 576.4803 | 561.4767 | 546.4731 | 531.4695 | 516.4658 | 501.4622 | 486.4586 | 471.455 | 456.4513 | 441.4477 | 426.4441 | 411.4405 | 396.4368 | 381.4332 | 366.4296 | 351.426 | 336.4223 | 321.4187 | 306.4151 | 291.4115 | 276.4078 | 261.4042
|  | Annual Change (%) |  | 0% | 0% | 0% | -9.355% | -9.786% | -6.945% | -2.572% | -2.603% | -2.635% | -2.667% | -4.162% | -2.74% | -2.74% | -2.74% | -2.74% | -2.74% | -2.74% | -2.74% | -2.74% | -2.74% | -2.74% | -2.74% | -2.74% | -2.74% | -2.74% | -2.74% | -2.74% | -2.74% | -2.74% | -2.74% | -2.74% | 0% | 0% | 0% | 0% | 0% | 0% | 0% | 0% | 0% | 0% | 0% | 0% | 0% | 0% | 0% | 0% | 0% | 0% | 0% | 0% | 0% | 0% | 0% | 0% | 0%
|  | Levelized Capital Cost ($/MW-wk) |  | 1435.7133 | 1435.7133 | 1435.7133 | 1301.407 | 1174.0547 | 1092.5164 | 1064.4122 | 1036.7016 | 1009.3845 | 982.4609 | 941.5671 | 915.7642 | 890.6684 | 866.2603 | 842.5211 | 819.4324 | 796.9765 | 775.136 | 753.894 | 733.2341 | 713.1404 | 693.5973 | 674.5898 | 656.1032 | 638.1232 | 620.6359 | 603.6279 | 587.0859 | 570.9973 | 555.3495 | 540.1306 | 540.1306 | 540.1306 | 540.1306 | 540.1306 | 540.1306 | 540.1306 | 540.1306 | 540.1306 | 540.1306 | 540.1306 | 540.1306 | 540.1306 | 540.1306 | 540.1306 | 540.1306 | 540.1306 | 540.1306 | 540.1306 | 540.1306 | 540.1306 | 540.1306 | 540.1306 | 540.1306 | 540.1306 | 540.1306
|  | Economic Life | 30
|  | check s/b 0 | 0
Revenue Requirement by vintage year
2012 $/MW-wk
| Aurora Input |  | Levelized Cost | 2020 | 2021 | 2022 | 2023 | 2024 | 2025 | 2026 | 2027 | 2028 | 2029 | 2030 | 2031 | 2032 | 2033 | 2034 | 2035 | 2036 | 2037 | 2038 | 2039 | 2040 | 2041 | 2042 | 2043 | 2044 | 2045 | 2046 | Levelized | 2047 | 2048 | 2049 | 2050 | 2051 | 2052 | 2053 | 2054 | 2055 | 2056 | 2057 | 2058 | 2059 | 2060 | 2061 | 2062 | 2063 | 2064 | 2065 | 2066 | 2067 | 2068 | 2069 | 2070 | 2071 | 2072 | 2073 | 2074 | 2075 | 2076 | 2077 | 2078 | 2079
|  | 2020 | 1435.7133 | 2137.6153 | 2015.0446 | 1893.746 | 1805.0145 | 1728.4957 | 1661.1363 | 1612.0959 | 1572.215 | 1532.334 | 1492.4531 | 1452.5722 | 1412.6913 | 1372.8104 | 1332.9295 | 1293.0485 | 1253.1676 | 1213.2867 | 1173.4058 | 1133.5249 | 1093.6439 | 1053.763 | 1013.8821 | 974.0012 | 934.1203 | 894.2394 | 854.3584 | 814.4775 | 735.8347 | 774.5966 | 734.7157 | 694.8348 | 0 | 0 | 0 | 0 | 0 | 0 | 0 | 0 | 0 | 0 | 0 | 0 | 0 | 0 | 0 | 0 | 0 | 0 | 0 | 0 | 0 | 0 | 0 | 0 | 0 | 0 | 0 | 0 | 0 | 0
|  | 2021 | 1435.7133 |  | 2137.6153 | 2015.0446 | 1893.746 | 1805.0145 | 1728.4957 | 1661.1363 | 1612.0959 | 1572.215 | 1532.334 | 1492.4531 | 1452.5722 | 1412.6913 | 1372.8104 | 1332.9295 | 1293.0485 | 1253.1676 | 1213.2867 | 1173.4058 | 1133.5249 | 1093.6439 | 1053.763 | 1013.8821 | 974.0012 | 934.1203 | 894.2394 | 854.3584 | 756.7539 | 814.4775 | 774.5966 | 734.7157 | 694.8348 | 0 | 0 | 0 | 0 | 0 | 0 | 0 | 0 | 0 | 0 | 0 | 0 | 0 | 0 | 0 | 0 | 0 | 0 | 0 | 0 | 0 | 0 | 0 | 0 | 0 | 0 | 0 | 0 | 0
|  | 2022 | 1435.7133 |  |  | 2137.6153 | 2015.0446 | 1893.746 | 1805.0145 | 1728.4957 | 1661.1363 | 1612.0959 | 1572.215 | 1532.334 | 1492.4531 | 1452.5722 | 1412.6913 | 1372.8104 | 1332.9295 | 1293.0485 | 1253.1676 | 1213.2867 | 1173.4058 | 1133.5249 | 1093.6439 | 1053.763 | 1013.8821 | 974.0012 | 934.1203 | 894.2394 | 777.9521 | 854.3584 | 814.4775 | 774.5966 | 734.7157 | 694.8348 | 0 | 0 | 0 | 0 | 0 | 0 | 0 | 0 | 0 | 0 | 0 | 0 | 0 | 0 | 0 | 0 | 0 | 0 | 0 | 0 | 0 | 0 | 0 | 0 | 0 | 0 | 0 | 0
|  | 2023 | 1301.407 |  |  |  | 1937.6484 | 1826.5437 | 1716.5923 | 1636.1613 | 1566.8005 | 1505.7424 | 1461.2896 | 1425.1394 | 1388.9892 | 1352.839 | 1316.6888 | 1280.5386 | 1244.3884 | 1208.2382 | 1172.0881 | 1135.9379 | 1099.7877 | 1063.6375 | 1027.4873 | 991.3371 | 955.1869 | 919.0367 | 882.8866 | 846.7364 | 724.6449 | 810.5862 | 774.436 | 738.2858 | 702.1356 | 665.9854 | 629.8352 | 0 | 0 | 0 | 0 | 0 | 0 | 0 | 0 | 0 | 0 | 0 | 0 | 0 | 0 | 0 | 0 | 0 | 0 | 0 | 0 | 0 | 0 | 0 | 0 | 0 | 0 | 0
|  | 2024 | 1174.0547 |  |  |  |  | 1748.0351 | 1647.8028 | 1548.6109 | 1476.0507 | 1413.4774 | 1358.3943 | 1318.2915 | 1285.6789 | 1253.0663 | 1220.4536 | 1187.841 | 1155.2284 | 1122.6158 | 1090.0031 | 1057.3905 | 1024.7779 | 992.1653 | 959.5526 | 926.94 | 894.3274 | 861.7148 | 829.1022 | 796.4895 | 671.5231 | 763.8769 | 731.2643 | 698.6517 | 666.039 | 633.4264 | 600.8138 | 568.2012 | 0 | 0 | 0 | 0 | 0 | 0 | 0 | 0 | 0 | 0 | 0 | 0 | 0 | 0 | 0 | 0 | 0 | 0 | 0 | 0 | 0 | 0 | 0 | 0 | 0 | 0
|  | 2025 | 1092.5164 | [5 empty] | 1626.6338 | 1533.3627 | 1441.0597 | 1373.5388 | 1315.3112 | 1264.0536 | 1226.736 | 1196.3883 | 1166.0406 | 1135.693 | 1105.3453 | 1074.9976 | 1044.6499 | 1014.3023 | 983.9546 | 953.6069 | 923.2593 | 892.9116 | 862.5639 | 832.2162 | 801.8686 | 771.5209 | 641.6513 | 741.1732 | 710.8256 | 680.4779 | 650.1302 | 619.7825 | 589.4349 | 559.0872 | 528.7395 | 0 | 0 | 0 | 0 | 0 | 0 | 0 | 0 | 0 | 0 | 0 | 0 | 0 | 0 | 0 | 0 | 0 | 0 | 0 | 0 | 0 | 0 | 0 | 0 | 0
|  | 2026 | 1064.4122 | [6 empty] | 1584.7898 | 1493.9181 | 1403.9895 | 1338.2056 | 1281.4758 | 1231.5368 | 1195.1791 | 1165.6121 | 1136.0451 | 1106.4781 | 1076.9111 | 1047.3441 | 1017.7771 | 988.2101 | 958.6431 | 929.0761 | 899.5091 | 869.9421 | 840.3751 | 810.8081 | 781.2411 | 641.6848 | 751.6741 | 722.1071 | 692.5401 | 662.9731 | 633.4061 | 603.8391 | 574.2721 | 544.7051 | 515.1381 | 0 | 0 | 0 | 0 | 0 | 0 | 0 | 0 | 0 | 0 | 0 | 0 | 0 | 0 | 0 | 0 | 0 | 0 | 0 | 0 | 0 | 0 | 0 | 0
|  | 2027 | 1036.7016 | [7 empty] | 1543.5318 | 1455.0258 | 1367.4384 | 1303.367 | 1248.1142 | 1199.4753 | 1164.0641 | 1135.2669 | 1106.4696 | 1077.6723 | 1048.8751 | 1020.0778 | 991.2806 | 962.4833 | 933.686 | 904.8888 | 876.0915 | 847.2942 | 818.497 | 789.6997 | 641.2874 | 760.9025 | 732.1052 | 703.3079 | 674.5107 | 645.7134 | 616.9162 | 588.1189 | 559.3216 | 530.5244 | 501.7271 | 0 | 0 | 0 | 0 | 0 | 0 | 0 | 0 | 0 | 0 | 0 | 0 | 0 | 0 | 0 | 0 | 0 | 0 | 0 | 0 | 0 | 0 | 0
|  | 2028 | 1009.3845 | [8 empty] | 1502.8597 | 1416.6858 | 1331.4064 | 1269.0233 | 1215.2264 | 1167.8691 | 1133.391 | 1105.3525 | 1077.3141 | 1049.2756 | 1021.2372 | 993.1987 | 965.1603 | 937.1218 | 909.0834 | 881.0449 | 853.0065 | 824.968 | 796.9296 | 640.461 | 768.8911 | 740.8527 | 712.8142 | 684.7758 | 656.7373 | 628.6989 | 600.6604 | 572.6219 | 544.5835 | 516.545 | 488.5066 | 0 | 0 | 0 | 0 | 0 | 0 | 0 | 0 | 0 | 0 | 0 | 0 | 0 | 0 | 0 | 0 | 0 | 0 | 0 | 0 | 0 | 0
|  | 2029 | 982.4609 | [9 empty] | 1462.7735 | 1378.8982 | 1295.8934 | 1235.1743 | 1182.8123 | 1136.7182 | 1103.1598 | 1075.8692 | 1048.5786 | 1021.288 | 993.9975 | 966.7069 | 939.4163 | 912.1257 | 884.8351 | 857.5446 | 830.254 | 802.9634 | 639.2082 | 775.6728 | 748.3823 | 721.0917 | 693.8011 | 666.5105 | 639.22 | 611.9294 | 584.6388 | 557.3482 | 530.0577 | 502.7671 | 475.4765 | 0 | 0 | 0 | 0 | 0 | 0 | 0 | 0 | 0 | 0 | 0 | 0 | 0 | 0 | 0 | 0 | 0 | 0 | 0 | 0 | 0
|  | 2030 | 941.5671 | [10 empty] | 1401.8873 | 1321.5032 | 1241.9534 | 1183.7616 | 1133.5791 | 1089.4036 | 1057.242 | 1031.0874 | 1004.9327 | 978.7781 | 952.6235 | 926.4688 | 900.3142 | 874.1596 | 848.0049 | 821.8503 | 795.6956 | 627.9523 | 769.541 | 743.3864 | 717.2317 | 691.0771 | 664.9225 | 638.7678 | 612.6132 | 586.4586 | 560.3039 | 534.1493 | 507.9946 | 481.84 | 455.6854 | 0 | 0 | 0 | 0 | 0 | 0 | 0 | 0 | 0 | 0 | 0 | 0 | 0 | 0 | 0 | 0 | 0 | 0 | 0 | 0
|  | 2031 | 915.7642 | [11 empty] | 1363.4697 | 1285.2884 | 1207.9186 | 1151.3215 | 1102.5143 | 1059.5493 | 1028.2691 | 1002.8312 | 977.3933 | 951.9554 | 926.5176 | 901.0797 | 875.6418 | 850.2039 | 824.766 | 799.3281 | 625.8467 | 773.8902 | 748.4523 | 723.0144 | 697.5766 | 672.1387 | 646.7008 | 621.2629 | 595.825 | 570.3871 | 544.9492 | 519.5113 | 494.0734 | 468.6355 | 443.1977 | 0 | 0 | 0 | 0 | 0 | 0 | 0 | 0 | 0 | 0 | 0 | 0 | 0 | 0 | 0 | 0 | 0 | 0 | 0
|  | 2032 | 890.6684 | [12 empty] | 1326.1048 | 1250.0661 | 1174.8165 | 1119.7704 | 1072.3007 | 1030.5132 | 1000.0902 | 975.3494 | 950.6086 | 925.8678 | 901.1271 | 876.3863 | 851.6455 | 826.9047 | 802.1639 | 623.5526 | 777.4231 | 752.6824 | 727.9416 | 703.2008 | 678.46 | 653.7192 | 628.9784 | 604.2377 | 579.4969 | 554.7561 | 530.0153 | 505.2745 | 480.5337 | 455.793 | 431.0522 | 0 | 0 | 0 | 0 | 0 | 0 | 0 | 0 | 0 | 0 | 0 | 0 | 0 | 0 | 0 | 0 | 0 | 0
|  | 2033 | 866.2603 | [13 empty] | 1289.7639 | 1215.8089 | 1142.6215 | 1089.084 | 1042.9151 | 1002.2728 | 972.6835 | 948.6207 | 924.5579 | 900.4951 | 876.4324 | 852.3696 | 828.3068 | 804.244 | 621.0764 | 780.1812 | 756.1185 | 732.0557 | 707.9929 | 683.9301 | 659.8673 | 635.8045 | 611.7418 | 587.679 | 563.6162 | 539.5534 | 515.4906 | 491.4279 | 467.3651 | 443.3023 | 419.2395 | 0 | 0 | 0 | 0 | 0 | 0 | 0 | 0 | 0 | 0 | 0 | 0 | 0 | 0 | 0 | 0 | 0
|  | 2034 | 842.5211 | [14 empty] | 1254.4189 | 1182.4906 | 1111.3089 | 1059.2385 | 1014.3348 | 974.8063 | 946.0278 | 922.6245 | 899.2211 | 875.8178 | 852.4144 | 829.011 | 805.6077 | 618.4247 | 782.2043 | 758.801 | 735.3976 | 711.9942 | 688.5909 | 665.1875 | 641.7842 | 618.3808 | 594.9774 | 571.5741 | 548.1707 | 524.7674 | 501.364 | 477.9607 | 454.5573 | 431.1539 | 407.7506 | 0 | 0 | 0 | 0 | 0 | 0 | 0 | 0 | 0 | 0 | 0 | 0 | 0 | 0 | 0 | 0
|  | 2035 | 819.4324 | [15 empty] | 1220.0425 | 1150.0854 | 1080.8543 | 1030.2109 | 986.5378 | 948.0924 | 920.1027 | 897.3407 | 874.5787 | 851.8166 | 829.0546 | 806.2926 | 615.6037 | 783.5306 | 760.7686 | 738.0066 | 715.2446 | 692.4826 | 669.7206 | 646.9586 | 624.1966 | 601.4346 | 578.6725 | 555.9105 | 533.1485 | 510.3865 | 487.6245 | 464.8625 | 442.1005 | 419.3385 | 396.5765 | 0 | 0 | 0 | 0 | 0 | 0 | 0 | 0 | 0 | 0 | 0 | 0 | 0 | 0 | 0
|  | 2036 | 796.9765 | [16 empty] | 1186.6082 | 1118.5682 | 1051.2343 | 1001.9787 | 959.5025 | 922.1107 | 894.888 | 872.7497 | 850.6115 | 828.4733 | 806.335 | 612.6195 | 784.1968 | 762.0586 | 739.9203 | 717.7821 | 695.6439 | 673.5056 | 651.3674 | 629.2292 | 607.0909 | 584.9527 | 562.8145 | 540.6762 | 518.538 | 496.3998 | 474.2615 | 452.1233 | 429.9851 | 407.8468 | 385.7086 | 0 | 0 | 0 | 0 | 0 | 0 | 0 | 0 | 0 | 0 | 0 | 0 | 0 | 0
|  | 2037 | 775.136 | [17 empty] | 1154.0901 | 1087.9147 | 1022.4261 | 974.5203 | 933.208 | 896.841 | 870.3642 | 848.8327 | 827.3011 | 805.7696 | 609.4784 | 784.238 | 762.7065 | 741.1749 | 719.6434 | 698.1118 | 676.5803 | 655.0487 | 633.5172 | 611.9856 | 590.4541 | 568.9225 | 547.391 | 525.8594 | 504.3279 | 482.7963 | 461.2648 | 439.7332 | 418.2017 | 396.6701 | 375.1386 | 0 | 0 | 0 | 0 | 0 | 0 | 0 | 0 | 0 | 0 | 0 | 0 | 0
|  | 2038 | 753.894 | [18 empty] | 1122.4632 | 1058.1012 | 994.4073 | 947.8143 | 907.6342 | 872.2637 | 846.5126 | 825.5711 | 804.6296 | 606.1863 | 783.6881 | 762.7466 | 741.8051 | 720.8636 | 699.9221 | 678.9806 | 658.0391 | 637.0976 | 616.1561 | 595.2146 | 574.2731 | 553.3316 | 532.3901 | 511.4486 | 490.5071 | 469.5657 | 448.6242 | 427.6827 | 406.7412 | 385.7997 | 364.8582 | 0 | 0 | 0 | 0 | 0 | 0 | 0 | 0 | 0 | 0 | 0 | 0
|  | 2039 | 733.2341 | [19 empty] | 1091.7029 | 1029.1048 | 967.1563 | 921.8402 | 882.7612 | 848.36 | 823.3145 | 802.9469 | 602.7492 | 782.5793 | 762.2117 | 741.8441 | 721.4765 | 701.1089 | 680.7413 | 660.3737 | 640.0061 | 619.6384 | 599.2708 | 578.9032 | 558.5356 | 538.168 | 517.8004 | 497.4328 | 477.0652 | 456.6976 | 436.33 | 415.9623 | 395.5947 | 375.2271 | 354.8595 | 0 | 0 | 0 | 0 | 0 | 0 | 0 | 0 | 0 | 0 | 0
|  | 2040 | 713.1404 | [20 empty] | 1061.7856 | 1000.9029 | 940.6521 | 896.5778 | 858.5698 | 825.1113 | 800.7522 | 599.1729 | 780.9428 | 761.1333 | 741.3239 | 721.5144 | 701.705 | 681.8955 | 662.0861 | 642.2766 | 622.4672 | 602.6577 | 582.8483 | 563.0388 | 543.2294 | 523.4199 | 503.6105 | 483.801 | 463.9916 | 444.1821 | 424.3727 | 404.5632 | 384.7538 | 364.9443 | 345.1349 | 0 | 0 | 0 | 0 | 0 | 0 | 0 | 0 | 0 | 0
|  | 2041 | 693.5973 | [21 empty] | 1032.6882 | 973.4739 | 914.8743 | 872.0078 | 835.0413 | 802.4998 | 595.4631 | 778.8082 | 759.5417 | 740.2751 | 721.0085 | 701.7419 | 682.4753 | 663.2087 | 643.9421 | 624.6755 | 605.4089 | 586.1424 | 566.8758 | 547.6092 | 528.3426 | 509.076 | 489.8094 | 470.5428 | 451.2762 | 432.0096 | 412.7431 | 393.4765 | 374.2099 | 354.9433 | 335.6767 | 0 | 0 | 0 | 0 | 0 | 0 | 0 | 0 | 0
|  | 2042 | 674.5898 | [22 empty] | 1004.3882 | 946.7966 | 889.8028 | 848.1111 | 812.1576 | 591.8981 | 780.5079 | 757.4656 | 738.727 | 719.9884 | 701.2498 | 682.5112 | 663.7726 | 645.034 | 626.2954 | 607.5568 | 588.8182 | 570.0796 | 551.341 | 532.6024 | 513.8638 | 495.1252 | 476.3866 | 457.648 | 438.9094 | 420.1708 | 401.4322 | 382.6936 | 363.9549 | 345.2163 | 326.4777 | 0 | 0 | 0 | 0 | 0 | 0 | 0 | 0
|  | 2043 | 656.1032 | [23 empty] | 976.8637 | 920.8504 | 865.4185 | 824.8693 | 588.9518 | 789.9011 | 759.1187 | 736.7078 | 718.4827 | 700.2577 | 682.0326 | 663.8075 | 645.5824 | 627.3573 | 609.1322 | 590.9072 | 572.6821 | 554.457 | 536.2319 | 518.0068 | 499.7817 | 481.5566 | 463.3316 | 445.1065 | 426.8814 | 408.6563 | 390.4312 | 372.2061 | 353.981 | 335.756 | 317.5309 | 0 | 0 | 0 | 0 | 0 | 0 | 0
|  | 2044 | 638.1232 | [24 empty] | 950.0935 | 895.6152 | 841.7023 | 586.7411 | 802.2644 | 768.2545 | 738.3156 | 716.5189 | 698.7933 | 681.0676 | 663.342 | 645.6164 | 627.8907 | 610.1651 | 592.4394 | 574.7138 | 556.9882 | 539.2625 | 521.5369 | 503.8112 | 486.0856 | 468.3599 | 450.6343 | 432.9087 | 415.183 | 397.4574 | 379.7317 | 362.0061 | 344.2805 | 326.5548 | 308.8292 | 0 | 0 | 0 | 0 | 0 | 0
|  | 2045 | 620.6359 | [25 empty] | 924.0569 | 871.0716 | 585.4277 | 818.6361 | 780.2789 | 747.201 | 718.0827 | 696.8833 | 679.6434 | 662.4035 | 645.1636 | 627.9237 | 610.6839 | 593.444 | 576.2041 | 558.9642 | 541.7243 | 524.4844 | 507.2446 | 490.0047 | 472.7648 | 455.5249 | 438.285 | 421.0451 | 403.8053 | 386.5654 | 369.3255 | 352.0856 | 334.8457 | 317.6058 | 300.366 | 0 | 0 | 0 | 0 | 0
|  | 2046 | 603.6279 | [26 empty] | 898.7338 | 585.6296 | 847.2005 | 796.202 | 758.896 | 726.7246 | 698.4041 | 677.7857 | 661.0183 | 644.2508 | 627.4834 | 610.716 | 593.9485 | 577.1811 | 560.4137 | 543.6462 | 526.8788 | 510.1113 | 493.3439 | 476.5765 | 459.809 | 443.0416 | 426.2742 | 409.5067 | 392.7393 | 375.9718 | 359.2044 | 342.437 | 325.6695 | 308.9021 | 292.1347 | 0 | 0 | 0 | 0
|  | 2047 | 587.0859 | [27 empty] | 587.0859 | 874.1047 | 823.9836 | 774.3827 | 738.099 | 706.8092 | 679.2649 | 659.2115 | 642.9036 | 626.5956 | 610.2877 | 593.9798 | 577.6718 | 561.3639 | 545.0559 | 528.748 | 512.4401 | 496.1321 | 479.8242 | 463.5163 | 447.2083 | 430.9004 | 414.5924 | 398.2845 | 381.9766 | 365.6686 | 349.3607 | 333.0527 | 316.7448 | 300.4369 | 284.1289 | 0 | 0 | 0
|  | 2048 | 570.9973 | [27 empty] | 570.9973 |  | 850.1506 | 801.403 | 753.1614 | 717.872 | 687.4397 | 660.6502 | 641.1463 | 625.2853 | 609.4243 | 593.5632 | 577.7022 | 561.8412 | 545.9801 | 530.1191 | 514.2581 | 498.397 | 482.536 | 466.675 | 450.8139 | 434.9529 | 419.0919 | 403.2309 | 387.3698 | 371.5088 | 355.6478 | 339.7867 | 323.9257 | 308.0647 | 292.2036 | 276.3426 | 0 | 0
|  | 2049 | 555.3495 | [27 empty] | 555.3495 |  |  | 826.8528 | 779.4412 | 732.5215 | 698.1992 | 668.6009 | 642.5456 | 623.5762 | 608.1498 | 592.7235 | 577.2971 | 561.8707 | 546.4443 | 531.018 | 515.5916 | 500.1652 | 484.7389 | 469.3125 | 453.8861 | 438.4597 | 423.0334 | 407.607 | 392.1806 | 376.7542 | 361.3279 | 345.9015 | 330.4751 | 315.0488 | 299.6224 | 284.196 | 268.7696 | 0
|  | 2050 | 540.1306 | [27 empty] | 540.1306 |  |  |  | 804.1936 | 758.0812 | 712.4474 | 679.0656 | 650.2784 | 624.9371 | 606.4876 | 591.484 | 576.4803 | 561.4767 | 546.4731 | 531.4695 | 516.4658 | 501.4622 | 486.4586 | 471.455 | 456.4513 | 441.4477 | 426.4441 | 411.4405 | 396.4368 | 381.4332 | 366.4296 | 351.426 | 336.4223 | 321.4187 | 306.4151 | 291.4115 | 276.4078 | 261.4042
Replacement Cost Adder
| 2012 $/MW-wk |  |  | 2020 | 2021 | 2022 | 2023 | 2024 | 2025 | 2026 | 2027 | 2028 | 2029 | 2030 | 2031 | 2032 | 2033 | 2034 | 2035 | 2036 | 2037 | 2038 | 2039 | 2040 | 2041 | 2042 | 2043 | 2044 | 2045 | 2046 |  | 2047 | 2048 | 2049 | 2050
| Incentive Cost = |  |  | 11030.3036 | 9790.5243 | 8649.0952 | 7600.8723 | 6640.9307 | 5995.1382 | 5686.2227 | 5391.0323 | 5109.0272 | 4839.6868 | 4507.1793 | 4323.6828 | 4146.8172 | 3976.3596 | 3812.0939 | 3653.8111 | 3501.3089 | 3354.3916 | 3212.8695 | 3124.6306 | 3038.7848 | 2955.2677 | 2874.017 | 2794.9717 | 2718.0725 | 2643.2618 | 2570.4835 |  | 2499.6829 | 2430.8068 | 2363.8036 | 2298.6227
|  |  | Levelized Cost | 2020 | 2021 | 2022 | 2023 | 2024 | 2025 | 2026 | 2027 | 2028 | 2029 | 2030 | 2031 | 2032 | 2033 | 2034 | 2035 | 2036 | 2037 | 2038 | 2039 | 2040 | 2041 | 2042 | 2043 | 2044 | 2045 | 2046 | Levelized | 2047 | 2048 | 2049 | 2050 | 2051 | 2052 | 2053 | 2054 | 2055 | 2056 | 2057 | 2058 | 2059 | 2060 | 2061 | 2062 | 2063 | 2064 | 2065 | 2066 | 2067 | 2068 | 2069 | 2070 | 2071 | 2072 | 2073 | 2074 | 2075 | 2076 | 2077 | 2078 | 2079
|  | 2020 | Levelized Cost | 2137.6153 | 2015.0446 | 1893.746 | 1805.0145 | 1728.4957 | 1661.1363 | 1612.0959 | 1572.215 | 1532.334 | 1492.4531 | 5959.7515 | 1412.6913 | 1372.8104 | 1332.9295 | 1293.0485 | 1253.1676 | 1213.2867 | 1173.4058 | 1133.5249 | 1093.6439 | 4092.5478 | 1013.8821 | 974.0012 | 934.1203 | 894.2394 | 854.3584 | 814.4775 | 735.8347 | 774.5966 | 734.7157 | 694.8348 | 2298.6227 | 0 | 0 | 0 | 0 | 0 | 0 | 0 | 0 | 0 | 0 | 0 | 0 | 0 | 0 | 0 | 0 | 0 | 0 | 0 | 0 | 0 | 0 | 0 | 0 | 0 | 0 | 0 | 0 | 0
|  | 2021 | 1435.7133 | 0 | 2137.6153 | 2015.0446 | 1893.746 | 1805.0145 | 1728.4957 | 1661.1363 | 1612.0959 | 1572.215 | 1532.334 | 1492.4531 | 5776.255 | 1412.6913 | 1372.8104 | 1332.9295 | 1293.0485 | 1253.1676 | 1213.2867 | 1173.4058 | 1133.5249 | 1093.6439 | 4009.0308 | 1013.8821 | 974.0012 | 934.1203 | 894.2394 | 854.3584 | 756.7539 | 814.4775 | 774.5966 | 734.7157 | 694.8348 | 0 | 0 | 0 | 0 | 0 | 0 | 0 | 0 | 0 | 0 | 0 | 0 | 0 | 0 | 0 | 0 | 0 | 0 | 0 | 0 | 0 | 0 | 0 | 0 | 0 | 0 | 0 | 0 | 0
|  | 2022 | 1435.7133 | 0 | 0 | 2137.6153 | 2015.0446 | 1893.746 | 1805.0145 | 1728.4957 | 1661.1363 | 1612.0959 | 1572.215 | 1532.334 | 1492.4531 | 5599.3894 | 1412.6913 | 1372.8104 | 1332.9295 | 1293.0485 | 1253.1676 | 1213.2867 | 1173.4058 | 1133.5249 | 1093.6439 | 3927.78 | 1013.8821 | 974.0012 | 934.1203 | 894.2394 | 777.9521 | 854.3584 | 814.4775 | 774.5966 | 734.7157 | 694.8348 | 0 | 0 | 0 | 0 | 0 | 0 | 0 | 0 | 0 | 0 | 0 | 0 | 0 | 0 | 0 | 0 | 0 | 0 | 0 | 0 | 0 | 0 | 0 | 0 | 0 | 0 | 0 | 0
|  | 2023 | 1435.7133 | 0 | 0 | 0 | 1937.6484 | 1826.5437 | 1716.5923 | 1636.1613 | 1566.8005 | 1505.7424 | 1461.2896 | 1425.1394 | 1388.9892 | 1352.839 | 5293.0484 | 1280.5386 | 1244.3884 | 1208.2382 | 1172.0881 | 1135.9379 | 1099.7877 | 1063.6375 | 1027.4873 | 991.3371 | 3750.1586 | 919.0367 | 882.8866 | 846.7364 | 724.6449 | 810.5862 | 774.436 | 738.2858 | 702.1356 | 665.9854 | 629.8352 | 0 | 0 | 0 | 0 | 0 | 0 | 0 | 0 | 0 | 0 | 0 | 0 | 0 | 0 | 0 | 0 | 0 | 0 | 0 | 0 | 0 | 0 | 0 | 0 | 0 | 0 | 0
|  | 2024 | 1301.407 | 0 | 0 | 0 | 0 | 1748.0351 | 1647.8028 | 1548.6109 | 1476.0507 | 1413.4774 | 1358.3943 | 1318.2915 | 1285.6789 | 1253.0663 | 1220.4536 | 4999.9349 | 1155.2284 | 1122.6158 | 1090.0031 | 1057.3905 | 1024.7779 | 992.1653 | 959.5526 | 926.94 | 894.3274 | 3579.7873 | 829.1022 | 796.4895 | 671.5231 | 763.8769 | 731.2643 | 698.6517 | 666.039 | 633.4264 | 600.8138 | 568.2012 | 0 | 0 | 0 | 0 | 0 | 0 | 0 | 0 | 0 | 0 | 0 | 0 | 0 | 0 | 0 | 0 | 0 | 0 | 0 | 0 | 0 | 0 | 0 | 0 | 0 | 0
|  | 2025 | 1174.0547 | 0 | 0 | 0 | 0 | 0 | 1626.6338 | 1533.3627 | 1441.0597 | 1373.5388 | 1315.3112 | 1264.0536 | 1226.736 | 1196.3883 | 1166.0406 | 1135.693 | 4759.1564 | 1074.9976 | 1044.6499 | 1014.3023 | 983.9546 | 953.6069 | 923.2593 | 892.9116 | 862.5639 | 832.2162 | 3445.1304 | 771.5209 | 641.6513 | 741.1732 | 710.8256 | 680.4779 | 650.1302 | 619.7825 | 589.4349 | 559.0872 | 528.7395 | 0 | 0 | 0 | 0 | 0 | 0 | 0 | 0 | 0 | 0 | 0 | 0 | 0 | 0 | 0 | 0 | 0 | 0 | 0 | 0 | 0 | 0 | 0 | 0 | 0
|  | 2026 | 1092.5164 | 0 | 0 | 0 | 0 | 0 | 0 | 1584.7898 | 1493.9181 | 1403.9895 | 1338.2056 | 1281.4758 | 1231.5368 | 1195.1791 | 1165.6121 | 1136.0451 | 1106.4781 | 4578.22 | 1047.3441 | 1017.7771 | 988.2101 | 958.6431 | 929.0761 | 899.5091 | 869.9421 | 840.3751 | 810.8081 | 3351.7246 | 641.6848 | 751.6741 | 722.1071 | 692.5401 | 662.9731 | 633.4061 | 603.8391 | 574.2721 | 544.7051 | 515.1381 | 0 | 0 | 0 | 0 | 0 | 0 | 0 | 0 | 0 | 0 | 0 | 0 | 0 | 0 | 0 | 0 | 0 | 0 | 0 | 0 | 0 | 0 | 0 | 0
|  | 2027 | 1064.4122 | 0 | 0 | 0 | 0 | 0 | 0 | 0 | 1543.5318 | 1455.0258 | 1367.4384 | 1303.367 | 1248.1142 | 1199.4753 | 1164.0641 | 1135.2669 | 1106.4696 | 1077.6723 | 4403.2666 | 1020.0778 | 991.2806 | 962.4833 | 933.686 | 904.8888 | 876.0915 | 847.2942 | 818.497 | 789.6997 | 941.1992 | 3260.5853 | 732.1052 | 703.3079 | 674.5107 | 645.7134 | 616.9162 | 588.1189 | 559.3216 | 530.5244 | 501.7271 | 0 | 0 | 0 | 0 | 0 | 0 | 0 | 0 | 0 | 0 | 0 | 0 | 0 | 0 | 0 | 0 | 0 | 0 | 0 | 0 | 0 | 0 | 0
|  | 2028 | 1036.7016 | 0 | 0 | 0 | 0 | 0 | 0 | 0 | 0 | 1502.8597 | 1416.6858 | 1331.4064 | 1269.0233 | 1215.2264 | 1167.8691 | 1133.391 | 1105.3525 | 1077.3141 | 1049.2756 | 4234.1067 | 993.1987 | 965.1603 | 937.1218 | 909.0834 | 881.0449 | 853.0065 | 824.968 | 796.9296 | 899.6718 | 768.8911 | 3171.6595 | 712.8142 | 684.7758 | 656.7373 | 628.6989 | 600.6604 | 572.6219 | 544.5835 | 516.545 | 488.5066 | 0 | 0 | 0 | 0 | 0 | 0 | 0 | 0 | 0 | 0 | 0 | 0 | 0 | 0 | 0 | 0 | 0 | 0 | 0 | 0 | 0 | 0
|  | 2029 | 1009.3845 | 0 | 0 | 0 | 0 | 0 | 0 | 0 | 0 | 0 | 1462.7735 | 1378.8982 | 1295.8934 | 1235.1743 | 1182.8123 | 1136.7182 | 1103.1598 | 1075.8692 | 1048.5786 | 1021.288 | 4118.6281 | 966.7069 | 939.4163 | 912.1257 | 884.8351 | 857.5446 | 830.254 | 802.9634 | 865.0729 | 775.6728 | 748.3823 | 3084.8953 | 693.8011 | 666.5105 | 639.22 | 611.9294 | 584.6388 | 557.3482 | 530.0577 | 502.7671 | 475.4765 | 0 | 0 | 0 | 0 | 0 | 0 | 0 | 0 | 0 | 0 | 0 | 0 | 0 | 0 | 0 | 0 | 0 | 0 | 0 | 0 | 0
|  | 2030 | 982.4609 | 0 | 0 | 0 | 0 | 0 | 0 | 0 | 0 | 0 | 0 | 1401.8873 | 1321.5032 | 1241.9534 | 1183.7616 | 1133.5791 | 1089.4036 | 1057.242 | 1031.0874 | 1004.9327 | 978.7781 | 3991.4083 | 926.4688 | 900.3142 | 874.1596 | 848.0049 | 821.8503 | 795.6956 | 826.106 | 769.541 | 743.3864 | 717.2317 | 2989.6998 | 664.9225 | 638.7678 | 612.6132 | 586.4586 | 560.3039 | 534.1493 | 507.9946 | 481.84 | 455.6854 | 0 | 0 | 0 | 0 | 0 | 0 | 0 | 0 | 0 | 0 | 0 | 0 | 0 | 0 | 0 | 0 | 0 | 0 | 0 | 0
|  | 2031 | 941.5671 | 0 | 0 | 0 | 0 | 0 | 0 | 0 | 0 | 0 | 0 | 0 | 1363.4697 | 1285.2884 | 1207.9186 | 1151.3215 | 1102.5143 | 1059.5493 | 1028.2691 | 1002.8312 | 977.3933 | 951.9554 | 3881.7853 | 901.0797 | 875.6418 | 850.2039 | 824.766 | 799.3281 | 625.8467 | 773.8902 | 748.4523 | 723.0144 | 697.5766 | 672.1387 | 646.7008 | 621.2629 | 595.825 | 570.3871 | 544.9492 | 519.5113 | 494.0734 | 468.6355 | 443.1977 | 0 | 0 | 0 | 0 | 0 | 0 | 0 | 0 | 0 | 0 | 0 | 0 | 0 | 0 | 0 | 0 | 0 | 0 | 0
|  | 2032 | 915.7642 | 0 | 0 | 0 | 0 | 0 | 0 | 0 | 0 | 0 | 0 | 0 | 0 | 1326.1048 | 1250.0661 | 1174.8165 | 1119.7704 | 1072.3007 | 1030.5132 | 1000.0902 | 975.3494 | 950.6086 | 925.8678 | 3775.144 | 876.3863 | 851.6455 | 826.9047 | 802.1639 | 623.5526 | 777.4231 | 752.6824 | 727.9416 | 703.2008 | 678.46 | 653.7192 | 628.9784 | 604.2377 | 579.4969 | 554.7561 | 530.0153 | 505.2745 | 480.5337 | 455.793 | 431.0522 | 0 | 0 | 0 | 0 | 0 | 0 | 0 | 0 | 0 | 0 | 0 | 0 | 0 | 0 | 0 | 0 | 0 | 0
|  | 2033 | 890.6684 | 0 | 0 | 0 | 0 | 0 | 0 | 0 | 0 | 0 | 0 | 0 | 0 | 0 | 1289.7639 | 1215.8089 | 1142.6215 | 1089.084 | 1042.9151 | 1002.2728 | 972.6835 | 948.6207 | 924.5579 | 900.4951 | 3671.404 | 852.3696 | 828.3068 | 804.244 | 621.0764 | 780.1812 | 756.1185 | 732.0557 | 707.9929 | 683.9301 | 659.8673 | 635.8045 | 611.7418 | 587.679 | 563.6162 | 539.5534 | 515.4906 | 491.4279 | 467.3651 | 443.3023 | 419.2395 | 0 | 0 | 0 | 0 | 0 | 0 | 0 | 0 | 0 | 0 | 0 | 0 | 0 | 0 | 0 | 0 | 0
|  | 2034 | 866.2603 | 0 | 0 | 0 | 0 | 0 | 0 | 0 | 0 | 0 | 0 | 0 | 0 | 0 | 0 | 1254.4189 | 1182.4906 | 1111.3089 | 1059.2385 | 1014.3348 | 974.8063 | 946.0278 | 922.6245 | 899.2211 | 875.8178 | 3570.4869 | 829.011 | 805.6077 | 618.4247 | 782.2043 | 758.801 | 735.3976 | 711.9942 | 688.5909 | 665.1875 | 641.7842 | 618.3808 | 594.9774 | 571.5741 | 548.1707 | 524.7674 | 501.364 | 477.9607 | 454.5573 | 431.1539 | 407.7506 | 0 | 0 | 0 | 0 | 0 | 0 | 0 | 0 | 0 | 0 | 0 | 0 | 0 | 0 | 0 | 0
|  | 2035 | 842.5211 | 0 | 0 | 0 | 0 | 0 | 0 | 0 | 0 | 0 | 0 | 0 | 0 | 0 | 0 | 0 | 1220.0425 | 1150.0854 | 1080.8543 | 1030.2109 | 986.5378 | 948.0924 | 920.1027 | 897.3407 | 874.5787 | 851.8166 | 3472.3164 | 806.2926 | 615.6037 | 783.5306 | 760.7686 | 738.0066 | 715.2446 | 692.4826 | 669.7206 | 646.9586 | 624.1966 | 601.4346 | 578.6725 | 555.9105 | 533.1485 | 510.3865 | 487.6245 | 464.8625 | 442.1005 | 419.3385 | 396.5765 | 0 | 0 | 0 | 0 | 0 | 0 | 0 | 0 | 0 | 0 | 0 | 0 | 0 | 0 | 0
|  | 2036 | 819.4324 | 0 | 0 | 0 | 0 | 0 | 0 | 0 | 0 | 0 | 0 | 0 | 0 | 0 | 0 | 0 | 0 | 1186.6082 | 1118.5682 | 1051.2343 | 1001.9787 | 959.5025 | 922.1107 | 894.888 | 872.7497 | 850.6115 | 828.4733 | 3376.8185 | 612.6195 | 784.1968 | 762.0586 | 739.9203 | 717.7821 | 695.6439 | 673.5056 | 651.3674 | 629.2292 | 607.0909 | 584.9527 | 562.8145 | 540.6762 | 518.538 | 496.3998 | 474.2615 | 452.1233 | 429.9851 | 407.8468 | 385.7086 | 0 | 0 | 0 | 0 | 0 | 0 | 0 | 0 | 0 | 0 | 0 | 0 | 0 | 0
|  | 2037 | 796.9765 | 0 | 0 | 0 | 0 | 0 | 0 | 0 | 0 | 0 | 0 | 0 | 0 | 0 | 0 | 0 | 0 | 0 | 1154.0901 | 1087.9147 | 1022.4261 | 974.5203 | 933.208 | 896.841 | 870.3642 | 848.8327 | 827.3011 | 805.7696 | 790.5428 | 3283.9209 | 762.7065 | 741.1749 | 719.6434 | 698.1118 | 676.5803 | 655.0487 | 633.5172 | 611.9856 | 590.4541 | 568.9225 | 547.391 | 525.8594 | 504.3279 | 482.7963 | 461.2648 | 439.7332 | 418.2017 | 396.6701 | 375.1386 | 0 | 0 | 0 | 0 | 0 | 0 | 0 | 0 | 0 | 0 | 0 | 0 | 0
|  | 2038 | 775.136 | 0 | 0 | 0 | 0 | 0 | 0 | 0 | 0 | 0 | 0 | 0 | 0 | 0 | 0 | 0 | 0 | 0 | 0 | 1122.4632 | 1058.1012 | 994.4073 | 947.8143 | 907.6342 | 872.2637 | 846.5126 | 825.5711 | 804.6296 | 769.8936 | 783.6881 | 3193.5534 | 741.8051 | 720.8636 | 699.9221 | 678.9806 | 658.0391 | 637.0976 | 616.1561 | 595.2146 | 574.2731 | 553.3316 | 532.3901 | 511.4486 | 490.5071 | 469.5657 | 448.6242 | 427.6827 | 406.7412 | 385.7997 | 364.8582 | 0 | 0 | 0 | 0 | 0 | 0 | 0 | 0 | 0 | 0 | 0 | 0
|  | 2039 | 753.894 | 0 | 0 | 0 | 0 | 0 | 0 | 0 | 0 | 0 | 0 | 0 | 0 | 0 | 0 | 0 | 0 | 0 | 0 | 0 | 1091.7029 | 1029.1048 | 967.1563 | 921.8402 | 882.7612 | 848.36 | 823.3145 | 802.9469 | 751.0771 | 782.5793 | 762.2117 | 3105.6477 | 721.4765 | 701.1089 | 680.7413 | 660.3737 | 640.0061 | 619.6384 | 599.2708 | 578.9032 | 558.5356 | 538.168 | 517.8004 | 497.4328 | 477.0652 | 456.6976 | 436.33 | 415.9623 | 395.5947 | 375.2271 | 354.8595 | 0 | 0 | 0 | 0 | 0 | 0 | 0 | 0 | 0 | 0 | 0
|  | 2040 | 733.2341 | 0 | 0 | 0 | 0 | 0 | 0 | 0 | 0 | 0 | 0 | 0 | 0 | 0 | 0 | 0 | 0 | 0 | 0 | 0 | 0 | 1061.7856 | 1000.9029 | 940.6521 | 896.5778 | 858.5698 | 825.1113 | 800.7522 | 733.8239 | 780.9428 | 761.1333 | 741.3239 | 3020.1372 | 701.705 | 681.8955 | 662.0861 | 642.2766 | 622.4672 | 602.6577 | 582.8483 | 563.0388 | 543.2294 | 523.4199 | 503.6105 | 483.801 | 463.9916 | 444.1821 | 424.3727 | 404.5632 | 384.7538 | 364.9443 | 345.1349 | 0 | 0 | 0 | 0 | 0 | 0 | 0 | 0 | 0 | 0
|  | 2041 | 713.1404 | 0 | 0 | 0 | 0 | 0 | 0 | 0 | 0 | 0 | 0 | 0 | 0 | 0 | 0 | 0 | 0 | 0 | 0 | 0 | 0 | 0 | 1032.6882 | 973.4739 | 914.8743 | 872.0078 | 835.0413 | 802.4998 | 595.4631 | 778.8082 | 759.5417 | 740.2751 | 721.0085 | 701.7419 | 682.4753 | 663.2087 | 643.9421 | 624.6755 | 605.4089 | 586.1424 | 566.8758 | 547.6092 | 528.3426 | 509.076 | 489.8094 | 470.5428 | 451.2762 | 432.0096 | 412.7431 | 393.4765 | 374.2099 | 354.9433 | 335.6767 | 0 | 0 | 0 | 0 | 0 | 0 | 0 | 0 | 0
|  | 2042 | 693.5973 | 0 | 0 | 0 | 0 | 0 | 0 | 0 | 0 | 0 | 0 | 0 | 0 | 0 | 0 | 0 | 0 | 0 | 0 | 0 | 0 | 0 | 0 | 1004.3882 | 946.7966 | 889.8028 | 848.1111 | 812.1576 | 591.8981 | 780.5079 | 757.4656 | 738.727 | 719.9884 | 701.2498 | 682.5112 | 663.7726 | 645.034 | 626.2954 | 607.5568 | 588.8182 | 570.0796 | 551.341 | 532.6024 | 513.8638 | 495.1252 | 476.3866 | 457.648 | 438.9094 | 420.1708 | 401.4322 | 382.6936 | 363.9549 | 345.2163 | 326.4777 | 0 | 0 | 0 | 0 | 0 | 0 | 0 | 0
|  | 2043 | 674.5898 | 0 | 0 | 0 | 0 | 0 | 0 | 0 | 0 | 0 | 0 | 0 | 0 | 0 | 0 | 0 | 0 | 0 | 0 | 0 | 0 | 0 | 0 | 0 | 976.8637 | 920.8504 | 865.4185 | 824.8693 | 588.9518 | 789.9011 | 759.1187 | 736.7078 | 718.4827 | 700.2577 | 682.0326 | 663.8075 | 645.5824 | 627.3573 | 609.1322 | 590.9072 | 572.6821 | 554.457 | 536.2319 | 518.0068 | 499.7817 | 481.5566 | 463.3316 | 445.1065 | 426.8814 | 408.6563 | 390.4312 | 372.2061 | 353.981 | 335.756 | 317.5309 | 0 | 0 | 0 | 0 | 0 | 0 | 0
|  | 2044 | 656.1032 | 0 | 0 | 0 | 0 | 0 | 0 | 0 | 0 | 0 | 0 | 0 | 0 | 0 | 0 | 0 | 0 | 0 | 0 | 0 | 0 | 0 | 0 | 0 | 0 | 950.0935 | 895.6152 | 841.7023 | 586.7411 | 802.2644 | 768.2545 | 738.3156 | 716.5189 | 698.7933 | 681.0676 | 663.342 | 645.6164 | 627.8907 | 610.1651 | 592.4394 | 574.7138 | 556.9882 | 539.2625 | 521.5369 | 503.8112 | 486.0856 | 468.3599 | 450.6343 | 432.9087 | 415.183 | 397.4574 | 379.7317 | 362.0061 | 344.2805 | 326.5548 | 308.8292 | 0 | 0 | 0 | 0 | 0 | 0
|  | 2045 | 638.1232 | 0 | 0 | 0 | 0 | 0 | 0 | 0 | 0 | 0 | 0 | 0 | 0 | 0 | 0 | 0 | 0 | 0 | 0 | 0 | 0 | 0 | 0 | 0 | 0 | 0 | 924.0569 | 871.0716 | 585.4277 | 818.6361 | 780.2789 | 747.201 | 718.0827 | 696.8833 | 679.6434 | 662.4035 | 645.1636 | 627.9237 | 610.6839 | 593.444 | 576.2041 | 558.9642 | 541.7243 | 524.4844 | 507.2446 | 490.0047 | 472.7648 | 455.5249 | 438.285 | 421.0451 | 403.8053 | 386.5654 | 369.3255 | 352.0856 | 334.8457 | 317.6058 | 300.366 | 0 | 0 | 0 | 0 | 0
|  | 2046 | 620.6359 | 0 | 0 | 0 | 0 | 0 | 0 | 0 | 0 | 0 | 0 | 0 | 0 | 0 | 0 | 0 | 0 | 0 | 0 | 0 | 0 | 0 | 0 | 0 | 0 | 0 | 0 | 898.7338 | 585.6296 | 847.2005 | 796.202 | 758.896 | 726.7246 | 698.4041 | 677.7857 | 661.0183 | 644.2508 | 627.4834 | 610.716 | 593.9485 | 577.1811 | 560.4137 | 543.6462 | 526.8788 | 510.1113 | 493.3439 | 476.5765 | 459.809 | 443.0416 | 426.2742 | 409.5067 | 392.7393 | 375.9718 | 359.2044 | 342.437 | 325.6695 | 308.9021 | 292.1347 | 0 | 0 | 0 | 0
|  | 2047 | 603.6279 | 0 | 0 | 0 | 0 | 0 | 0 | 0 | 0 | 0 | 0 | 0 | 0 | 0 | 0 | 0 | 0 | 0 | 0 | 0 | 0 | 0 | 0 | 0 | 0 | 0 | 0 | 0 | 587.0859 | 874.1047 | 823.9836 | 774.3827 | 738.099 | 706.8092 | 679.2649 | 659.2115 | 642.9036 | 626.5956 | 610.2877 | 593.9798 | 577.6718 | 561.3639 | 545.0559 | 528.748 | 512.4401 | 496.1321 | 479.8242 | 463.5163 | 447.2083 | 430.9004 | 414.5924 | 398.2845 | 381.9766 | 365.6686 | 349.3607 | 333.0527 | 316.7448 | 300.4369 | 284.1289 | 0 | 0 | 0
|  | 2048 | 587.0859 | 0 | 0 | 0 | 0 | 0 | 0 | 0 | 0 | 0 | 0 | 0 | 0 | 0 | 0 | 0 | 0 | 0 | 0 | 0 | 0 | 0 | 0 | 0 | 0 | 0 | 0 | 0 | 570.9973 | 0 | 850.1506 | 801.403 | 753.1614 | 717.872 | 687.4397 | 660.6502 | 641.1463 | 625.2853 | 609.4243 | 593.5632 | 577.7022 | 561.8412 | 545.9801 | 530.1191 | 514.2581 | 498.397 | 482.536 | 466.675 | 450.8139 | 434.9529 | 419.0919 | 403.2309 | 387.3698 | 371.5088 | 355.6478 | 339.7867 | 323.9257 | 308.0647 | 292.2036 | 276.3426 | 0 | 0
|  | 2049 | 570.9973 | 0 | 0 | 0 | 0 | 0 | 0 | 0 | 0 | 0 | 0 | 0 | 0 | 0 | 0 | 0 | 0 | 0 | 0 | 0 | 0 | 0 | 0 | 0 | 0 | 0 | 0 | 0 | 555.3495 | 0 | 0 | 826.8528 | 779.4412 | 732.5215 | 698.1992 | 668.6009 | 642.5456 | 623.5762 | 608.1498 | 592.7235 | 577.2971 | 561.8707 | 546.4443 | 531.018 | 515.5916 | 500.1652 | 484.7389 | 469.3125 | 453.8861 | 438.4597 | 423.0334 | 407.607 | 392.1806 | 376.7542 | 361.3279 | 345.9015 | 330.4751 | 315.0488 | 299.6224 | 284.196 | 268.7696 | 0
|  | 2050 | 555.3495 | 0 | 0 | 0 | 0 | 0 | 0 | 0 | 0 | 0 | 0 | 0 | 0 | 0 | 0 | 0 | 0 | 0 | 0 | 0 | 0 | 0 | 0 | 0 | 0 | 0 | 0 | 0 | 540.1306 | 0 | 0 | 0 | 804.1936 | 758.0812 | 712.4474 | 679.0656 | 650.2784 | 624.9371 | 606.4876 | 591.484 | 576.4803 | 561.4767 | 546.4731 | 531.4695 | 516.4658 | 501.4622 | 486.4586 | 471.455 | 456.4513 | 441.4477 | 426.4441 | 411.4405 | 396.4368 | 381.4332 | 366.4296 | 351.426 | 336.4223 | 321.4187 | 306.4151 | 291.4115 | 276.4078 | 261.4042

## PSE Utility-Scale D Battery
PSE Utility-Scale Distributed Battery Stations FINANCIALS
($ 1000s Unless Otherwise Indicated)
| Calendar Year of Fin. Close |  |  | 2020 | 2021 | 2022 | 2023 | 2024 | 2025 | 2026 | 2027 | 2028 | 2029 | 2030 | 2031 | 2032 | 2033 | 2034 | 2035 | 2036 | 2037 | 2038 | 2039 | 2040 | 2041 | 2042 | 2043 | 2044 | 2045 | 2046 | 2047 | 2048 | 2049 | 2050 | 2051 | 2052 | 2053 | 2054 | 2055 | 2056 | 2057 | 2058 | 2059 | 2060 | 2061 | 2062 | 2063 | 2064 | 2065 | 2066 | 2067 | 2068 | 2069 | 2070 | 2071 | 2072 | 2073 | 2074 | 2075
| Operating Year |  | 0 | 1 | 2 | 3 | 4 | 5 | 6 | 7 | 8 | 9 | 10 | 11 | 12 | 13 | 14 | 15 | 16 | 17 | 18 | 19 | 20 | 21 | 22 | 23 | 24 | 25 | 26 | 27 | 28 | 29 | 30 | 31 | 32 | 33 | 34 | 35 | 36 | 37 | 38 | 39 | 40 | 41 | 42 | 43 | 44 | 45 | 46 | 47 | 48 | 49 | 50 | 51 | 52 | 53 | 54 | 55 | 56
| Calendar Year | Capital Invest.
| 2020 | 933.6015
| Gross plant |  | 2020 1: 933.6015; 2021 2: 933.6015; 2022 3: 933.6015; 2023 4: 933.6015; 2024 5: 933.6015; 2025 6: 933.6015; 2026 7: 933.6015; 2027 8: 933.6015; 2028 9: 933.6015; 2029 10: 933.6015; 2030 11: 933.6015; 2031 12: 933.6015; 2032 13: 933.6015; 2033 14: 933.6015; 2034 15: 933.6015; 2035 16: 933.6015; 2036 17: 933.6015; 2037 18: 933.6015; 2038 19: 933.6015; 2039 20: 933.6015; 2040 21: 933.6015; 2041 22: 933.6015; 2042 23: 933.6015; 2043 24: 933.6015; 2044 25: 933.6015; 2045 26: 933.6015; 2046 27: 933.6015; 2047 28: 933.6015; 2048 29: 933.6015; 2049 30: 933.6015
| Accumulated Depreciation |  | 2020 1: 31.12; 2021 2: 62.2401; 2022 3: 93.3601; 2023 4: 124.4802; 2024 5: 155.6002; 2025 6: 186.7203; 2026 7: 217.8403; 2027 8: 248.9604; 2028 9: 280.0804; 2029 10: 311.2005; 2030 11: 342.3205; 2031 12: 373.4406; 2032 13: 404.5606; 2033 14: 435.6807; 2034 15: 466.8007; 2035 16: 497.9208; 2036 17: 529.0408; 2037 18: 560.1609; 2038 19: 591.2809; 2039 20: 622.401; 2040 21: 653.521; 2041 22: 684.6411; 2042 23: 715.7611; 2043 24: 746.8812; 2044 25: 778.0012; 2045 26: 809.1213; 2046 27: 840.2413; 2047 28: 871.3614; 2048 29: 902.4814; 2049 30: 933.6015
| Net book value |  | 2020 1: 902.4814; 2021 2: 871.3614; 2022 3: 840.2413; 2023 4: 809.1213; 2024 5: 778.0012; 2025 6: 746.8812; 2026 7: 715.7611; 2027 8: 684.6411; 2028 9: 653.521; 2029 10: 622.401; 2030 11: 591.2809; 2031 12: 560.1609; 2032 13: 529.0408; 2033 14: 497.9208; 2034 15: 466.8007; 2035 16: 435.6807; 2036 17: 404.5606; 2037 18: 373.4406; 2038 19: 342.3205; 2039 20: 311.2005; 2040 21: 280.0804; 2041 22: 248.9604; 2042 23: 217.8403; 2043 24: 186.7203; 2044 25: 155.6002; 2045 26: 124.4802; 2046 27: 93.3601; 2047 28: 62.2401; 2048 29: 31.12; 2049 30: 0
| Accumulated deferred income tax |  | 2020 1: -32.6761; 2021 2: -88.8789; 2022 3: -119.9865; 2023 4: -136.0369; 2024 5: -152.0874; 2025 6: -156.845; 2026 7: -150.3098; 2027 8: -143.7746; 2028 9: -137.2394; 2029 10: -130.7042; 2030 11: -124.169; 2031 12: -117.6338; 2032 13: -111.0986; 2033 14: -104.5634; 2034 15: -98.0282; 2035 16: -91.4929; 2036 17: -84.9577; 2037 18: -78.4225; 2038 19: -71.8873; 2039 20: -65.3521; 2040 21: -58.8169; 2041 22: -52.2817; 2042 23: -45.7465; 2043 24: -39.2113; 2044 25: -32.6761; 2045 26: -26.1408; 2046 27: -19.6056; 2047 28: -13.0704; 2048 29: -6.5352; 2049 30: 5.862e-14
| Rate Base |  | 2020 1: 869.8054; 2021 2: 782.4825; 2022 3: 720.2548; 2023 4: 673.0843; 2024 5: 625.9138; 2025 6: 590.0361; 2026 7: 565.4513; 2027 8: 540.8664; 2028 9: 516.2816; 2029 10: 491.6968; 2030 11: 467.1119; 2031 12: 442.5271; 2032 13: 417.9422; 2033 14: 393.3574; 2034 15: 368.7726; 2035 16: 344.1877; 2036 17: 319.6029; 2037 18: 295.0181; 2038 19: 270.4332; 2039 20: 245.8484; 2040 21: 221.2635; 2041 22: 196.6787; 2042 23: 172.0939; 2043 24: 147.509; 2044 25: 122.9242; 2045 26: 98.3394; 2046 27: 73.7545; 2047 28: 49.1697; 2048 29: 24.5848; 2049 30: 5.862e-14
| Average rate base |  | 2020 1: 901.7034; 2021 2: 826.1439; 2022 3: 751.3687; 2023 4: 696.6696; 2024 5: 649.4991; 2025 6: 607.975; 2026 7: 577.7437; 2027 8: 553.1589; 2028 9: 528.574; 2029 10: 503.9892; 2030 11: 479.4043; 2031 12: 454.8195; 2032 13: 430.2347; 2033 14: 405.6498; 2034 15: 381.065; 2035 16: 356.4802; 2036 17: 331.8953; 2037 18: 307.3105; 2038 19: 282.7256; 2039 20: 258.1408; 2040 21: 233.556; 2041 22: 208.9711; 2042 23: 184.3863; 2043 24: 159.8014; 2044 25: 135.2166; 2045 26: 110.6318; 2046 27: 86.0469; 2047 28: 61.4621; 2048 29: 36.8773; 2049 30: 12.2924
| Pre-tax Return | 0.086076 | 2020 1: 77.615; 2021 2: 71.1111; 2022 3: 64.6748; 2023 4: 59.9665; 2024 5: 55.9062; 2025 6: 52.332; 2026 7: 49.7298; 2027 8: 47.6137; 2028 9: 45.4975; 2029 10: 43.3813; 2030 11: 41.2652; 2031 12: 39.149; 2032 13: 37.0329; 2033 14: 34.9167; 2034 15: 32.8005; 2035 16: 30.6844; 2036 17: 28.5682; 2037 18: 26.452; 2038 19: 24.3359; 2039 20: 22.2197; 2040 21: 20.1036; 2041 22: 17.9874; 2042 23: 15.8712; 2043 24: 13.7551; 2044 25: 11.6389; 2045 26: 9.5227; 2046 27: 7.4066; 2047 28: 5.2904; 2048 29: 3.1742; 2049 30: 1.0581
| Book Depreciation |  | 2020 1: 31.12; 2021 2: 31.12; 2022 3: 31.12; 2023 4: 31.12; 2024 5: 31.12; 2025 6: 31.12; 2026 7: 31.12; 2027 8: 31.12; 2028 9: 31.12; 2029 10: 31.12; 2030 11: 31.12; 2031 12: 31.12; 2032 13: 31.12; 2033 14: 31.12; 2034 15: 31.12; 2035 16: 31.12; 2036 17: 31.12; 2037 18: 31.12; 2038 19: 31.12; 2039 20: 31.12; 2040 21: 31.12; 2041 22: 31.12; 2042 23: 31.12; 2043 24: 31.12; 2044 25: 31.12; 2045 26: 31.12; 2046 27: 31.12; 2047 28: 31.12; 2048 29: 31.12; 2049 30: 31.12
| Insurance |  | 2020 1: 0.4472; 2021 2: 0.4472; 2022 3: 0.4472; 2023 4: 0.4472; 2024 5: 0.4472; 2025 6: 0.4472; 2026 7: 0.4472; 2027 8: 0.4472; 2028 9: 0.4472; 2029 10: 0.4472; 2030 11: 0.4472; 2031 12: 0.4472; 2032 13: 0.4472; 2033 14: 0.4472; 2034 15: 0.4472; 2035 16: 0.4472; 2036 17: 0.4472; 2037 18: 0.4472; 2038 19: 0.4472; 2039 20: 0.4472; 2040 21: 0.4472; 2041 22: 0.4472; 2042 23: 0.4472; 2043 24: 0.4472; 2044 25: 0.4472; 2045 26: 0.4472; 2046 27: 0.4472; 2047 28: 0.4472; 2048 29: 0.4472; 2049 30: 0.4472
| Property Taxes |  | 2020 1: 4.244; 2021 2: 4.244; 2022 3: 4.244; 2023 4: 4.244; 2024 5: 4.244; 2025 6: 4.244; 2026 7: 4.244; 2027 8: 4.244; 2028 9: 4.244; 2029 10: 4.244; 2030 11: 4.244; 2031 12: 4.244; 2032 13: 4.244; 2033 14: 4.244; 2034 15: 4.244; 2035 16: 4.244; 2036 17: 4.244; 2037 18: 4.244; 2038 19: 4.244; 2039 20: 4.244; 2040 21: 4.244; 2041 22: 4.244; 2042 23: 4.244; 2043 24: 4.244; 2044 25: 4.244; 2045 26: 4.244; 2046 27: 4.244; 2047 28: 4.244; 2048 29: 4.244; 2049 30: 4.244
| Revenue Requirement |  | 2020 1: 113.4263; 2021 2: 106.9224; 2022 3: 100.486; 2023 4: 95.7778; 2024 5: 91.7175; 2025 6: 88.1433; 2026 7: 85.5411; 2027 8: 83.4249; 2028 9: 81.3088; 2029 10: 79.1926; 2030 11: 77.0765; 2031 12: 74.9603; 2032 13: 72.8441; 2033 14: 70.728; 2034 15: 68.6118; 2035 16: 66.4956; 2036 17: 64.3795; 2037 18: 62.2633; 2038 19: 60.1472; 2039 20: 58.031; 2040 21: 55.9148; 2041 22: 53.7987; 2042 23: 51.6825; 2043 24: 49.5663; 2044 25: 47.4502; 2045 26: 45.334; 2046 27: 43.2178; 2047 28: 41.1017; 2048 29: 38.9855; 2049 30: 36.8694
| Book Depreciation |  | 2020 1: 31.12; 2021 2: 31.12; 2022 3: 31.12; 2023 4: 31.12; 2024 5: 31.12; 2025 6: 31.12; 2026 7: 31.12; 2027 8: 31.12; 2028 9: 31.12; 2029 10: 31.12; 2030 11: 31.12; 2031 12: 31.12; 2032 13: 31.12; 2033 14: 31.12; 2034 15: 31.12; 2035 16: 31.12; 2036 17: 31.12; 2037 18: 31.12; 2038 19: 31.12; 2039 20: 31.12; 2040 21: 31.12; 2041 22: 31.12; 2042 23: 31.12; 2043 24: 31.12; 2044 25: 31.12; 2045 26: 31.12; 2046 27: 31.12; 2047 28: 31.12; 2048 29: 31.12; 2049 30: 31.12
| Tax Depreciation |  | 2020 1: 186.7203; 2021 2: 298.7525; 2022 3: 179.2515; 2023 4: 107.5509; 2024 5: 107.5509; 2025 6: 53.7754; 2026 7: 0; 2027 8: 0; 2028 9: 0; 2029 10: 0; 2030 11: 0; 2031 12: 0; 2032 13: 0; 2033 14: 0; 2034 15: 0; 2035 16: 0; 2036 17: 0; 2037 18: 0; 2038 19: 0; 2039 20: 0; 2040 21: 0; 2041 22: 0; 2042 23: 0; 2043 24: 0; 2044 25: 0; 2045 26: 0; 2046 27: 0; 2047 28: 0; 2048 29: 0; 2049 30: 0
| Difference between book and tax |  | 2020 1: -155.6002; 2021 2: -267.6324; 2022 3: -148.1314; 2023 4: -76.4308; 2024 5: -76.4308; 2025 6: -22.6554; 2026 7: 31.12; 2027 8: 31.12; 2028 9: 31.12; 2029 10: 31.12; 2030 11: 31.12; 2031 12: 31.12; 2032 13: 31.12; 2033 14: 31.12; 2034 15: 31.12; 2035 16: 31.12; 2036 17: 31.12; 2037 18: 31.12; 2038 19: 31.12; 2039 20: 31.12; 2040 21: 31.12; 2041 22: 31.12; 2042 23: 31.12; 2043 24: 31.12; 2044 25: 31.12; 2045 26: 31.12; 2046 27: 31.12; 2047 28: 31.12; 2048 29: 31.12; 2049 30: 31.12
| Tax rate |  | 2020 1: -32.6761; 2021 2: -56.2028; 2022 3: -31.1076; 2023 4: -16.0505; 2024 5: -16.0505; 2025 6: -4.7576; 2026 7: 6.5352; 2027 8: 6.5352; 2028 9: 6.5352; 2029 10: 6.5352; 2030 11: 6.5352; 2031 12: 6.5352; 2032 13: 6.5352; 2033 14: 6.5352; 2034 15: 6.5352; 2035 16: 6.5352; 2036 17: 6.5352; 2037 18: 6.5352; 2038 19: 6.5352; 2039 20: 6.5352; 2040 21: 6.5352; 2041 22: 6.5352; 2042 23: 6.5352; 2043 24: 6.5352; 2044 25: 6.5352; 2045 26: 6.5352; 2046 27: 6.5352; 2047 28: 6.5352; 2048 29: 6.5352; 2049 30: 6.5352
Depreciation Tables
|  | 5 | 2020 1: 20%; 2021 2: 32%; 2022 3: 19.2%; 2023 4: 11.52%; 2024 5: 11.52%; 2025 6: 5.76%; 2026 7: 0%; 2027 8: 0%; 2028 9: 0%; 2029 10: 0%; 2030 11: 0%; 2031 12: 0%; 2032 13: 0%; 2033 14: 0%; 2034 15: 0%; 2035 16: 0%; 2036 17: 0%; 2037 18: 0%; 2038 19: 0%; 2039 20: 0%; 2040 21: 0%
|  | 5 | 0: 1; 2020 1: 20%; 2021 2: 32%; 2022 3: 19.2%; 2023 4: 11.52%; 2024 5: 11.52%; 2025 6: 5.76%
|  | 10 | 0: 0; 2020 1: 10%; 2021 2: 18%; 2022 3: 14.4%; 2023 4: 11.52%; 2024 5: 9.22%; 2025 6: 7.37%; 2026 7: 6.55%; 2027 8: 6.55%; 2028 9: 6.56%; 2029 10: 6.55%; 2030 11: 3.28%
|  | 15 | 0: 0; 2020 1: 5%; 2021 2: 9.5%; 2022 3: 8.55%; 2023 4: 7.7%; 2024 5: 6.93%; 2025 6: 6.23%; 2026 7: 5.9%; 2027 8: 5.9%; 2028 9: 5.91%; 2029 10: 5.9%; 2030 11: 5.91%; 2031 12: 5.9%; 2032 13: 5.91%; 2033 14: 5.9%; 2034 15: 5.91%; 2035 16: 2.95%
|  | 20 | 0: 0; 2020 1: 3.75%; 2021 2: 7.219%; 2022 3: 6.677%; 2023 4: 6.177%; 2024 5: 5.713%; 2025 6: 5.285%; 2026 7: 4.888%; 2027 8: 4.522%; 2028 9: 4.462%; 2029 10: 4.461%; 2030 11: 4.462%; 2031 12: 4.461%; 2032 13: 4.462%; 2033 14: 4.461%; 2034 15: 4.462%; 2035 16: 4.461%; 2036 17: 4.462%; 2037 18: 4.461%; 2038 19: 4.462%; 2039 20: 4.461%; 2040 21: 2.231%
Revenue Requirement by vintage year
2012 $000
|  |  |  | 2020 | 2021 | 2022 | 2023 | 2024 | 2025 | 2026 | 2027 | 2028 | 2029 | 2030 | 2031 | 2032 | 2033 | 2034 | 2035 | 2036 | 2037 | 2038 | 2039 | 2040 | 2041 | 2042 | 2043 | 2044 | 2045 | 2046 | 2047 | 2048 | 2049 | 2050 | 2051 | 2052 | 2053 | 2054 | 2055 | 2056 | 2057 | 2058 | 2059 | 2060 | 2061 | 2062 | 2063 | 2064 | 2065 | 2066 | 2067 | 2068 | 2069 | 2070 | 2071 | 2072 | 2073 | 2074 | 2075
|  | 2020 | 0% | 113.4263 | 106.9224 | 100.486 | 95.7778 | 91.7175 | 88.1433 | 85.5411 | 83.4249 | 81.3088 | 79.1926 | 77.0765 | 74.9603 | 72.8441 | 70.728 | 68.6118 | 66.4956 | 64.3795 | 62.2633 | 60.1472 | 58.031 | 55.9148 | 53.7987 | 51.6825 | 49.5663 | 47.4502 | 45.334 | 43.2178 | 41.1017 | 38.9855 | 36.8694 | 0 | 0 | 0 | 0 | 0 | 0 | 0 | 0 | 0 | 0 | 0 | 0 | 0 | 0 | 0 | 0 | 0 | 0 | 0 | 0 | 0 | 0 | 0 | 0 | 0 | 0
|  | 2021 | 0% |  | 113.4263 | 106.9224 | 100.486 | 95.7778 | 91.7175 | 88.1433 | 85.5411 | 83.4249 | 81.3088 | 79.1926 | 77.0765 | 74.9603 | 72.8441 | 70.728 | 68.6118 | 66.4956 | 64.3795 | 62.2633 | 60.1472 | 58.031 | 55.9148 | 53.7987 | 51.6825 | 49.5663 | 47.4502 | 45.334 | 43.2178 | 41.1017 | 38.9855 | 36.8694 | 0 | 0 | 0 | 0 | 0 | 0 | 0 | 0 | 0 | 0 | 0 | 0 | 0 | 0 | 0 | 0 | 0 | 0 | 0 | 0 | 0 | 0 | 0 | 0 | 0
|  | 2022 | 0% |  |  | 113.4263 | 106.9224 | 100.486 | 95.7778 | 91.7175 | 88.1433 | 85.5411 | 83.4249 | 81.3088 | 79.1926 | 77.0765 | 74.9603 | 72.8441 | 70.728 | 68.6118 | 66.4956 | 64.3795 | 62.2633 | 60.1472 | 58.031 | 55.9148 | 53.7987 | 51.6825 | 49.5663 | 47.4502 | 45.334 | 43.2178 | 41.1017 | 38.9855 | 36.8694 | 0 | 0 | 0 | 0 | 0 | 0 | 0 | 0 | 0 | 0 | 0 | 0 | 0 | 0 | 0 | 0 | 0 | 0 | 0 | 0 | 0 | 0 | 0 | 0
|  | 2023 | -9.275% |  |  |  | 102.9059 | 97.0053 | 91.1659 | 86.8943 | 83.2107 | 79.9679 | 77.6071 | 75.6872 | 73.7673 | 71.8475 | 69.9276 | 68.0077 | 66.0878 | 64.1679 | 62.248 | 60.3281 | 58.4082 | 56.4884 | 54.5685 | 52.6486 | 50.7287 | 48.8088 | 46.8889 | 44.969 | 43.0491 | 41.1292 | 39.2094 | 37.2895 | 35.3696 | 33.4497 | 0 | 0 | 0 | 0 | 0 | 0 | 0 | 0 | 0 | 0 | 0 | 0 | 0 | 0 | 0 | 0 | 0 | 0 | 0 | 0 | 0 | 0 | 0
|  | 2024 | -9.694% |  |  |  |  | 92.9302 | 87.6016 | 82.3283 | 78.4708 | 75.1443 | 72.2159 | 70.0839 | 68.3501 | 66.6164 | 64.8826 | 63.1488 | 61.415 | 59.6813 | 57.9475 | 56.2137 | 54.4799 | 52.7462 | 51.0124 | 49.2786 | 47.5448 | 45.8111 | 44.0773 | 42.3435 | 40.6097 | 38.876 | 37.1422 | 35.4084 | 33.6746 | 31.9409 | 30.2071 | 0 | 0 | 0 | 0 | 0 | 0 | 0 | 0 | 0 | 0 | 0 | 0 | 0 | 0 | 0 | 0 | 0 | 0 | 0 | 0 | 0 | 0
|  | 2025 | -6.873% | [5 empty] | 86.5433 | 81.5809 | 76.67 | 73.0776 | 69.9797 | 67.2526 | 65.2671 | 63.6525 | 62.0379 | 60.4233 | 58.8087 | 57.1941 | 55.5794 | 53.9648 | 52.3502 | 50.7356 | 49.121 | 47.5064 | 45.8918 | 44.2771 | 42.6625 | 41.0479 | 39.4333 | 37.8187 | 36.2041 | 34.5895 | 32.9748 | 31.3602 | 29.7456 | 28.131 | 0 | 0 | 0 | 0 | 0 | 0 | 0 | 0 | 0 | 0 | 0 | 0 | 0 | 0 | 0 | 0 | 0 | 0 | 0 | 0 | 0
|  | 2026 | -2.544% | [6 empty] | 84.3418 | 79.5057 | 74.7197 | 71.2187 | 68.1996 | 65.5418 | 63.6069 | 62.0334 | 60.4598 | 58.8863 | 57.3127 | 55.7392 | 54.1657 | 52.5921 | 51.0186 | 49.445 | 47.8715 | 46.2979 | 44.7244 | 43.1509 | 41.5773 | 40.0038 | 38.4302 | 36.8567 | 35.2831 | 33.7096 | 32.1361 | 30.5625 | 28.989 | 27.4154 | 0 | 0 | 0 | 0 | 0 | 0 | 0 | 0 | 0 | 0 | 0 | 0 | 0 | 0 | 0 | 0 | 0 | 0 | 0 | 0
|  | 2027 | -2.574% | [7 empty] | 82.1712 | 77.4595 | 72.7967 | 69.3858 | 66.4444 | 63.8551 | 61.9699 | 60.4369 | 58.9038 | 57.3708 | 55.8377 | 54.3047 | 52.7717 | 51.2386 | 49.7056 | 48.1725 | 46.6395 | 45.1064 | 43.5734 | 42.0403 | 40.5073 | 38.9742 | 37.4412 | 35.9081 | 34.3751 | 32.8421 | 31.309 | 29.776 | 28.2429 | 26.7099 | 0 | 0 | 0 | 0 | 0 | 0 | 0 | 0 | 0 | 0 | 0 | 0 | 0 | 0 | 0 | 0 | 0 | 0 | 0
|  | 2028 | -2.604% | [8 empty] | 80.0314 | 75.4424 | 70.9011 | 67.579 | 64.7142 | 62.1923 | 60.3562 | 58.8631 | 57.37 | 55.8768 | 54.3837 | 52.8906 | 51.3975 | 49.9043 | 48.4112 | 46.9181 | 45.425 | 43.9318 | 42.4387 | 40.9456 | 39.4525 | 37.9593 | 36.4662 | 34.9731 | 33.48 | 31.9868 | 30.4937 | 29.0006 | 27.5075 | 26.0143 | 0 | 0 | 0 | 0 | 0 | 0 | 0 | 0 | 0 | 0 | 0 | 0 | 0 | 0 | 0 | 0 | 0 | 0
|  | 2029 | -2.635% | [9 empty] | 77.9225 | 73.4544 | 69.0327 | 65.7982 | 63.0088 | 60.5534 | 58.7657 | 57.3119 | 55.8582 | 54.4044 | 52.9506 | 51.4968 | 50.043 | 48.5893 | 47.1355 | 45.6817 | 44.2279 | 42.7742 | 41.3204 | 39.8666 | 38.4128 | 36.959 | 35.5053 | 34.0515 | 32.5977 | 31.1439 | 29.6901 | 28.2364 | 26.7826 | 25.3288 | 0 | 0 | 0 | 0 | 0 | 0 | 0 | 0 | 0 | 0 | 0 | 0 | 0 | 0 | 0 | 0 | 0
|  | 2030 | -4.111% | [10 empty] | 74.7192 | 70.4348 | 66.1949 | 63.0933 | 60.4187 | 58.0641 | 56.35 | 54.956 | 53.5619 | 52.1679 | 50.7739 | 49.3799 | 47.9859 | 46.5919 | 45.1978 | 43.8038 | 42.4098 | 41.0158 | 39.6218 | 38.2278 | 36.8337 | 35.4397 | 34.0457 | 32.6517 | 31.2577 | 29.8637 | 28.4696 | 27.0756 | 25.6816 | 24.2876 | 0 | 0 | 0 | 0 | 0 | 0 | 0 | 0 | 0 | 0 | 0 | 0 | 0 | 0 | 0 | 0
|  | 2031 | -2.706% | [11 empty] | 72.697 | 68.5285 | 64.4034 | 61.3857 | 58.7834 | 56.4927 | 54.8249 | 53.4686 | 52.1123 | 50.756 | 49.3997 | 48.0434 | 46.6871 | 45.3309 | 43.9746 | 42.6183 | 41.262 | 39.9057 | 38.5494 | 37.1931 | 35.8368 | 34.4806 | 33.1243 | 31.768 | 30.4117 | 29.0554 | 27.6991 | 26.3428 | 24.9865 | 23.6302 | 0 | 0 | 0 | 0 | 0 | 0 | 0 | 0 | 0 | 0 | 0 | 0 | 0 | 0 | 0
|  | 2032 | -2.706% | [12 empty] | 70.7294 | 66.6738 | 62.6603 | 59.7243 | 57.1925 | 54.9637 | 53.341 | 52.0215 | 50.7019 | 49.3823 | 48.0627 | 46.7431 | 45.4236 | 44.104 | 42.7844 | 41.4648 | 40.1452 | 38.8257 | 37.5061 | 36.1865 | 34.8669 | 33.5473 | 32.2278 | 30.9082 | 29.5886 | 28.269 | 26.9494 | 25.6299 | 24.3103 | 22.9907 | 0 | 0 | 0 | 0 | 0 | 0 | 0 | 0 | 0 | 0 | 0 | 0 | 0 | 0
|  | 2033 | -2.706% | [13 empty] | 68.8152 | 64.8693 | 60.9644 | 58.1079 | 55.6446 | 53.4761 | 51.8974 | 50.6135 | 49.3296 | 48.0458 | 46.7619 | 45.4781 | 44.1942 | 42.9103 | 41.6265 | 40.3426 | 39.0587 | 37.7749 | 36.491 | 35.2071 | 33.9233 | 32.6394 | 31.3555 | 30.0717 | 28.7878 | 27.5039 | 26.2201 | 24.9362 | 23.6523 | 22.3685 | 0 | 0 | 0 | 0 | 0 | 0 | 0 | 0 | 0 | 0 | 0 | 0 | 0
|  | 2034 | -2.706% | [14 empty] | 66.9527 | 63.1136 | 59.3144 | 56.5352 | 54.1386 | 52.0288 | 50.4928 | 49.2437 | 47.9946 | 46.7454 | 45.4963 | 44.2472 | 42.9981 | 41.749 | 40.4998 | 39.2507 | 38.0016 | 36.7525 | 35.5034 | 34.2542 | 33.0051 | 31.756 | 30.5069 | 29.2578 | 28.0087 | 26.7595 | 25.5104 | 24.2613 | 23.0122 | 21.7631 | 0 | 0 | 0 | 0 | 0 | 0 | 0 | 0 | 0 | 0 | 0 | 0
|  | 2035 | -2.706% | [15 empty] | 65.1406 | 61.4055 | 57.7091 | 55.0051 | 52.6733 | 50.6206 | 49.1262 | 47.9109 | 46.6956 | 45.4803 | 44.265 | 43.0497 | 41.8343 | 40.619 | 39.4037 | 38.1884 | 36.9731 | 35.7578 | 34.5425 | 33.3272 | 32.1119 | 30.8965 | 29.6812 | 28.4659 | 27.2506 | 26.0353 | 24.82 | 23.6047 | 22.3894 | 21.1741 | 0 | 0 | 0 | 0 | 0 | 0 | 0 | 0 | 0 | 0 | 0
|  | 2036 | -2.706% | [16 empty] | 63.3776 | 59.7435 | 56.1472 | 53.5164 | 51.2477 | 49.2506 | 47.7966 | 46.6142 | 45.4318 | 44.2494 | 43.0669 | 41.8845 | 40.7021 | 39.5197 | 38.3373 | 37.1549 | 35.9724 | 34.79 | 33.6076 | 32.4252 | 31.2428 | 30.0603 | 28.8779 | 27.6955 | 26.5131 | 25.3307 | 24.1482 | 22.9658 | 21.7834 | 20.601 | 0 | 0 | 0 | 0 | 0 | 0 | 0 | 0 | 0 | 0
|  | 2037 | -2.706% | [17 empty] | 61.6623 | 58.1266 | 54.6276 | 52.068 | 49.8607 | 47.9177 | 46.503 | 45.3526 | 44.2022 | 43.0518 | 41.9013 | 40.7509 | 39.6005 | 38.4501 | 37.2997 | 36.1493 | 34.9988 | 33.8484 | 32.698 | 31.5476 | 30.3972 | 29.2468 | 28.0963 | 26.9459 | 25.7955 | 24.6451 | 23.4947 | 22.3443 | 21.1938 | 20.0434 | 0 | 0 | 0 | 0 | 0 | 0 | 0 | 0 | 0
|  | 2038 | -2.706% | [18 empty] | 59.9934 | 56.5534 | 53.1491 | 50.6588 | 48.5113 | 46.6208 | 45.2444 | 44.1251 | 43.0059 | 41.8866 | 40.7673 | 39.648 | 38.5287 | 37.4095 | 36.2902 | 35.1709 | 34.0516 | 32.9323 | 31.813 | 30.6938 | 29.5745 | 28.4552 | 27.3359 | 26.2166 | 25.0974 | 23.9781 | 22.8588 | 21.7395 | 20.6202 | 19.5009 | 0 | 0 | 0 | 0 | 0 | 0 | 0 | 0
|  | 2039 | -2.706% | [19 empty] | 58.3697 | 55.0228 | 51.7106 | 49.2877 | 47.1983 | 45.359 | 44.0199 | 42.9309 | 41.8419 | 40.7529 | 39.6639 | 38.575 | 37.486 | 36.397 | 35.308 | 34.219 | 33.13 | 32.041 | 30.952 | 29.863 | 28.7741 | 27.6851 | 26.5961 | 25.5071 | 24.4181 | 23.3291 | 22.2401 | 21.1511 | 20.0621 | 18.9732 | 0 | 0 | 0 | 0 | 0 | 0 | 0
|  | 2040 | -2.706% | [20 empty] | 56.79 | 53.5336 | 50.3111 | 47.9538 | 45.9209 | 44.1314 | 42.8285 | 41.769 | 40.7095 | 39.65 | 38.5904 | 37.5309 | 36.4714 | 35.4119 | 34.3524 | 33.2929 | 32.2334 | 31.1738 | 30.1143 | 29.0548 | 27.9953 | 26.9358 | 25.8763 | 24.8167 | 23.7572 | 22.6977 | 21.6382 | 20.5787 | 19.5192 | 18.4597 | 0 | 0 | 0 | 0 | 0 | 0
|  | 2041 | -2.706% | [21 empty] | 55.253 | 52.0848 | 48.9494 | 46.6559 | 44.6781 | 42.937 | 41.6694 | 40.6385 | 39.6077 | 38.5768 | 37.546 | 36.5152 | 35.4843 | 34.4535 | 33.4226 | 32.3918 | 31.361 | 30.3301 | 29.2993 | 28.2684 | 27.2376 | 26.2068 | 25.1759 | 24.1451 | 23.1142 | 22.0834 | 21.0526 | 20.0217 | 18.9909 | 17.96 | 0 | 0 | 0 | 0 | 0
|  | 2042 | -2.706% | [22 empty] | 53.7575 | 50.6751 | 47.6246 | 45.3932 | 43.4689 | 41.7749 | 40.5416 | 39.5386 | 38.5357 | 37.5328 | 36.5298 | 35.5269 | 34.5239 | 33.521 | 32.5181 | 31.5151 | 30.5122 | 29.5092 | 28.5063 | 27.5034 | 26.5004 | 25.4975 | 24.4945 | 23.4916 | 22.4887 | 21.4857 | 20.4828 | 19.4798 | 18.4769 | 17.474 | 0 | 0 | 0 | 0
|  | 2043 | -2.706% | 2043: 52.3026; 2044: 49.3036; 2045: 46.3357; 2046: 44.1646; 2047: 42.2924; 2048: 40.6442; 2049: 39.4443; 2050: 38.4685; 2051: 37.4927; 2052: 36.517; 2053: 35.5412; 2054: 34.5654; 2055: 33.5896; 2056: 32.6138; 2057: 31.638; 2058: 30.6622; 2059: 29.6864; 2060: 28.7106; 2061: 27.7348; 2062: 26.759; 2063: 25.7832; 2064: 24.8074; 2065: 23.8316; 2066: 22.8558; 2067: 21.88; 2068: 20.9042; 2069: 19.9284; 2070: 18.9526; 2071: 17.9768; 2072: 17.001; 2073: 0; 2074: 0; 2075: 0
|  | 2044 | -2.706% | 2044: 50.8871; 2045: 47.9692; 2046: 45.0816; 2047: 42.9693; 2048: 41.1477; 2049: 39.5442; 2050: 38.3768; 2051: 37.4274; 2052: 36.478; 2053: 35.5286; 2054: 34.5792; 2055: 33.6299; 2056: 32.6805; 2057: 31.7311; 2058: 30.7817; 2059: 29.8323; 2060: 28.8829; 2061: 27.9335; 2062: 26.9842; 2063: 26.0348; 2064: 25.0854; 2065: 24.136; 2066: 23.1866; 2067: 22.2372; 2068: 21.2878; 2069: 20.3385; 2070: 19.3891; 2071: 18.4397; 2072: 17.4903; 2073: 16.5409; 2074: 0; 2075: 0
|  | 2045 | -2.706% | 2045: 49.5098; 2046: 46.6709; 2047: 43.8615; 2048: 41.8064; 2049: 40.0341; 2050: 38.474; 2051: 37.3381; 2052: 36.4144; 2053: 35.4907; 2054: 34.5671; 2055: 33.6434; 2056: 32.7197; 2057: 31.796; 2058: 30.8723; 2059: 29.9486; 2060: 29.0249; 2061: 28.1012; 2062: 27.1775; 2063: 26.2538; 2064: 25.3301; 2065: 24.4065; 2066: 23.4828; 2067: 22.5591; 2068: 21.6354; 2069: 20.7117; 2070: 19.788; 2071: 18.8643; 2072: 17.9406; 2073: 17.0169; 2074: 16.0932; 2075: 0
|  | 2046 | -2.706% | 2046: 48.1698; 2047: 45.4078; 2048: 42.6744; 2049: 40.6749; 2050: 38.9506; 2051: 37.4327; 2052: 36.3276; 2053: 35.4289; 2054: 34.5302; 2055: 33.6315; 2056: 32.7328; 2057: 31.8341; 2058: 30.9354; 2059: 30.0367; 2060: 29.138; 2061: 28.2394; 2062: 27.3407; 2063: 26.442; 2064: 25.5433; 2065: 24.6446; 2066: 23.7459; 2067: 22.8472; 2068: 21.9485; 2069: 21.0498; 2070: 20.1511; 2071: 19.2524; 2072: 18.3537; 2073: 17.4551; 2074: 16.5564; 2075: 15.6577
|  | 2047 | -2.706% | 2047: 46.8661; 2048: 44.1788; 2049: 41.5194; 2050: 39.574; 2051: 37.8964; 2052: 36.4196; 2053: 35.3444; 2054: 34.47; 2055: 33.5956; 2056: 32.7213; 2057: 31.8469; 2058: 30.9725; 2059: 30.0982; 2060: 29.2238; 2061: 28.3494; 2062: 27.4751; 2063: 26.6007; 2064: 25.7263; 2065: 24.852; 2066: 23.9776; 2067: 23.1032; 2068: 22.2288; 2069: 21.3545; 2070: 20.4801; 2071: 19.6057; 2072: 18.7314; 2073: 17.857; 2074: 16.9826; 2075: 16.1083
|  | 2048 | -2.706% | 2048: 45.5977; 2049: 42.9831; 2050: 40.3957; 2051: 38.503; 2052: 36.8707; 2053: 35.4339; 2054: 34.3878; 2055: 33.5371; 2056: 32.6864; 2057: 31.8357; 2058: 30.985; 2059: 30.1343; 2060: 29.2836; 2061: 28.4329; 2062: 27.5822; 2063: 26.7315; 2064: 25.8808; 2065: 25.03; 2066: 24.1793; 2067: 23.3286; 2068: 22.4779; 2069: 21.6272; 2070: 20.7765; 2071: 19.9258; 2072: 19.0751; 2073: 18.2244; 2074: 17.3737; 2075: 16.523
|  | 2049 | -2.706% | 2049: 44.3636; 2050: 41.8198; 2051: 39.3024; 2052: 37.4609; 2053: 35.8728; 2054: 34.4749; 2055: 33.4571; 2056: 32.6294; 2057: 31.8017; 2058: 30.9741; 2059: 30.1464; 2060: 29.3187; 2061: 28.491; 2062: 27.6633; 2063: 26.8357; 2064: 26.008; 2065: 25.1803; 2066: 24.3526; 2067: 23.5249; 2068: 22.6973; 2069: 21.8696; 2070: 21.0419; 2071: 20.2142; 2072: 19.3865; 2073: 18.5589; 2074: 17.7312; 2075: 16.9035
|  | 2050 | -2.706% | 2050: 43.1629; 2051: 40.688; 2052: 38.2387; 2053: 36.447; 2054: 34.9019; 2055: 33.5418; 2056: 32.5516; 2057: 31.7463; 2058: 30.941; 2059: 30.1357; 2060: 29.3305; 2061: 28.5252; 2062: 27.7199; 2063: 26.9146; 2064: 26.1094; 2065: 25.3041; 2066: 24.4988; 2067: 23.6935; 2068: 22.8882; 2069: 22.083; 2070: 21.2777; 2071: 20.4724; 2072: 19.6671; 2073: 18.8618; 2074: 18.0566; 2075: 17.2513
Revenue Requirement by vintage year
2012 $/MW-wk
| Aurora Input |  | Levelized Cost | 2020 | 2021 | 2022 | 2023 | 2024 | 2025 | 2026 | 2027 | 2028 | 2029 | 2030 | 2031 | 2032 | 2033 | 2034 | 2035 | 2036 | 2037 | 2038 | 2039 | 2040 | 2041 | 2042 | 2043 | 2044 | 2045 | 2046 | 2047 | 2048 | 2049 | 2050 | 2051 | 2052 | 2053 | 2054 | 2055 | 2056 | 2057 | 2058 | 2059 | 2060 | 2061 | 2062 | 2063 | 2064 | 2065 | 2066 | 2067 | 2068 | 2069 | 2070 | 2071 | 2072 | 2073 | 2074 | 2075
|  | 2020 | 1465.0364 | 2181.2741 | 2056.2 | 1932.424 | 1841.8802 | 1763.7985 | 1695.0634 | 1645.0214 | 1604.3259 | 1563.6305 | 1522.9351 | 1482.2396 | 1441.5442 | 1400.8487 | 1360.1533 | 1319.4578 | 1278.7624 | 1238.0669 | 1197.3715 | 1156.676 | 1115.9806 | 1075.2851 | 1034.5897 | 993.8942 | 953.1988 | 912.5033 | 871.8079 | 831.1124 | 790.417 | 749.7215 | 709.0261 | 0 | 0 | 0 | 0 | 0 | 0 | 0 | 0 | 0 | 0 | 0 | 0 | 0 | 0 | 0 | 0 | 0 | 0 | 0 | 0 | 0 | 0 | 0 | 0 | 0 | 0
|  | 2021 | 1465.0364 | 0 | 2181.2741 | 2056.2 | 1932.424 | 1841.8802 | 1763.7985 | 1695.0634 | 1645.0214 | 1604.3259 | 1563.6305 | 1522.9351 | 1482.2396 | 1441.5442 | 1400.8487 | 1360.1533 | 1319.4578 | 1278.7624 | 1238.0669 | 1197.3715 | 1156.676 | 1115.9806 | 1075.2851 | 1034.5897 | 993.8942 | 953.1988 | 912.5033 | 871.8079 | 831.1124 | 790.417 | 749.7215 | 709.0261 | 0 | 0 | 0 | 0 | 0 | 0 | 0 | 0 | 0 | 0 | 0 | 0 | 0 | 0 | 0 | 0 | 0 | 0 | 0 | 0 | 0 | 0 | 0 | 0 | 0
|  | 2022 | 1465.0364 | 0 | 0 | 2181.2741 | 2056.2 | 1932.424 | 1841.8802 | 1763.7985 | 1695.0634 | 1645.0214 | 1604.3259 | 1563.6305 | 1522.9351 | 1482.2396 | 1441.5442 | 1400.8487 | 1360.1533 | 1319.4578 | 1278.7624 | 1238.0669 | 1197.3715 | 1156.676 | 1115.9806 | 1075.2851 | 1034.5897 | 993.8942 | 953.1988 | 912.5033 | 871.8079 | 831.1124 | 790.417 | 749.7215 | 709.0261 | 0 | 0 | 0 | 0 | 0 | 0 | 0 | 0 | 0 | 0 | 0 | 0 | 0 | 0 | 0 | 0 | 0 | 0 | 0 | 0 | 0 | 0 | 0 | 0
|  | 2023 | 1329.1533 | 0 | 0 | 0 | 1978.9594 | 1865.486 | 1753.1903 | 1671.0446 | 1600.205 | 1537.8451 | 1492.4445 | 1455.5236 | 1418.6027 | 1381.6818 | 1344.7609 | 1307.8399 | 1270.919 | 1233.9981 | 1197.0772 | 1160.1563 | 1123.2354 | 1086.3144 | 1049.3935 | 1012.4726 | 975.5517 | 938.6308 | 901.7099 | 864.7889 | 827.868 | 790.9471 | 754.0262 | 717.1053 | 680.1844 | 643.2634 | 0 | 0 | 0 | 0 | 0 | 0 | 0 | 0 | 0 | 0 | 0 | 0 | 0 | 0 | 0 | 0 | 0 | 0 | 0 | 0 | 0 | 0 | 0
|  | 2024 | 1200.3057 | 0 | 0 | 0 | 0 | 1787.1199 | 1684.6466 | 1583.2368 | 1509.0542 | 1445.0818 | 1388.767 | 1347.7676 | 1314.4258 | 1281.0839 | 1247.7421 | 1214.4003 | 1181.0585 | 1147.7167 | 1114.3748 | 1081.033 | 1047.6912 | 1014.3494 | 981.0076 | 947.6658 | 914.3239 | 880.9821 | 847.6403 | 814.2985 | 780.9567 | 747.6148 | 714.273 | 680.9312 | 647.5894 | 614.2476 | 580.9057 | 0 | 0 | 0 | 0 | 0 | 0 | 0 | 0 | 0 | 0 | 0 | 0 | 0 | 0 | 0 | 0 | 0 | 0 | 0 | 0 | 0 | 0
|  | 2025 | 1117.8101 | 0 | 0 | 0 | 0 | 0 | 1664.2933 | 1568.8628 | 1474.4228 | 1405.3387 | 1345.7631 | 1293.3188 | 1255.1371 | 1224.0869 | 1193.0366 | 1161.9863 | 1130.936 | 1099.8858 | 1068.8355 | 1037.7852 | 1006.7349 | 975.6847 | 944.6344 | 913.5841 | 882.5338 | 851.4836 | 820.4333 | 789.383 | 758.3327 | 727.2825 | 696.2322 | 665.1819 | 634.1316 | 603.0813 | 572.0311 | 540.9808 | 0 | 0 | 0 | 0 | 0 | 0 | 0 | 0 | 0 | 0 | 0 | 0 | 0 | 0 | 0 | 0 | 0 | 0 | 0 | 0 | 0
|  | 2026 | 1089.376 | 0 | 0 | 0 | 0 | 0 | 0 | 1621.9581 | 1528.9551 | 1436.9174 | 1369.5906 | 1311.5304 | 1260.4202 | 1223.2098 | 1192.9493 | 1162.6889 | 1132.4285 | 1102.168 | 1071.9076 | 1041.6471 | 1011.3867 | 981.1263 | 950.8658 | 920.6054 | 890.3449 | 860.0845 | 829.8241 | 799.5636 | 769.3032 | 739.0428 | 708.7823 | 678.5219 | 648.2614 | 618.001 | 587.7406 | 557.4801 | 527.2197 | 0 | 0 | 0 | 0 | 0 | 0 | 0 | 0 | 0 | 0 | 0 | 0 | 0 | 0 | 0 | 0 | 0 | 0 | 0 | 0
|  | 2027 | 1061.34 | 0 | 0 | 0 | 0 | 0 | 0 | 0 | 1580.2157 | 1489.6062 | 1399.9372 | 1334.3431 | 1277.7771 | 1227.9822 | 1191.7295 | 1162.2478 | 1132.7662 | 1103.2845 | 1073.8028 | 1044.3212 | 1014.8395 | 985.3578 | 955.8762 | 926.3945 | 896.9129 | 867.4312 | 837.9495 | 808.4679 | 778.9862 | 749.5045 | 720.0229 | 690.5412 | 661.0596 | 631.5779 | 602.0962 | 572.6146 | 543.1329 | 513.6513 | 0 | 0 | 0 | 0 | 0 | 0 | 0 | 0 | 0 | 0 | 0 | 0 | 0 | 0 | 0 | 0 | 0 | 0 | 0
|  | 2028 | 1033.7022 | 0 | 0 | 0 | 0 | 0 | 0 | 0 | 0 | 1539.0661 | 1450.8161 | 1363.4821 | 1299.5961 | 1244.5032 | 1196.0049 | 1160.6962 | 1131.9823 | 1103.2683 | 1074.5544 | 1045.8405 | 1017.1265 | 988.4126 | 959.6986 | 930.9847 | 902.2707 | 873.5568 | 844.8428 | 816.1289 | 787.415 | 758.701 | 729.9871 | 701.2731 | 672.5592 | 643.8452 | 615.1313 | 586.4173 | 557.7034 | 528.9895 | 500.2755 | 0 | 0 | 0 | 0 | 0 | 0 | 0 | 0 | 0 | 0 | 0 | 0 | 0 | 0 | 0 | 0 | 0 | 0
|  | 2029 | 1006.4625 | 0 | 0 | 0 | 0 | 0 | 0 | 0 | 0 | 0 | 1498.5092 | 1412.5848 | 1327.5522 | 1265.3497 | 1211.7085 | 1164.4883 | 1130.1101 | 1102.1528 | 1074.1955 | 1046.2382 | 1018.2809 | 990.3236 | 962.3663 | 934.409 | 906.4518 | 878.4945 | 850.5372 | 822.5799 | 794.6226 | 766.6653 | 738.708 | 710.7508 | 682.7935 | 654.8362 | 626.8789 | 598.9216 | 570.9643 | 543.007 | 515.0497 | 487.0925 | 0 | 0 | 0 | 0 | 0 | 0 | 0 | 0 | 0 | 0 | 0 | 0 | 0 | 0 | 0 | 0 | 0
|  | 2030 | 965.0886 | 0 | 0 | 0 | 0 | 0 | 0 | 0 | 0 | 0 | 0 | 1436.9082 | 1354.5159 | 1272.9789 | 1213.3334 | 1161.8973 | 1116.6183 | 1083.6532 | 1056.8452 | 1030.0372 | 1003.2292 | 976.4212 | 949.6132 | 922.8052 | 895.9971 | 869.1891 | 842.3811 | 815.5731 | 788.7651 | 761.9571 | 735.1491 | 708.3411 | 681.533 | 654.725 | 627.917 | 601.109 | 574.301 | 547.493 | 520.685 | 493.877 | 467.0689 | 0 | 0 | 0 | 0 | 0 | 0 | 0 | 0 | 0 | 0 | 0 | 0 | 0 | 0 | 0 | 0
|  | 2031 | 938.9687 | 0 | 0 | 0 | 0 | 0 | 0 | 0 | 0 | 0 | 0 | 0 | 1398.0186 | 1317.8563 | 1238.526 | 1180.4948 | 1130.4508 | 1086.3972 | 1054.3244 | 1028.2419 | 1002.1595 | 976.077 | 949.9946 | 923.9121 | 897.8296 | 871.7472 | 845.6647 | 819.5823 | 793.4998 | 767.4173 | 741.3349 | 715.2524 | 689.17 | 663.0875 | 637.005 | 610.9226 | 584.8401 | 558.7577 | 532.6752 | 506.5927 | 480.5103 | 454.4278 | 0 | 0 | 0 | 0 | 0 | 0 | 0 | 0 | 0 | 0 | 0 | 0 | 0 | 0 | 0
|  | 2032 | 913.5557 | 0 | 0 | 0 | 0 | 0 | 0 | 0 | 0 | 0 | 0 | 0 | 0 | 1360.1815 | 1282.1888 | 1205.0055 | 1148.545 | 1099.8554 | 1056.9941 | 1025.7893 | 1000.4128 | 975.0362 | 949.6597 | 924.2832 | 898.9066 | 873.5301 | 848.1535 | 822.777 | 797.4004 | 772.0239 | 746.6474 | 721.2708 | 695.8943 | 670.5177 | 645.1412 | 619.7646 | 594.3881 | 569.0116 | 543.635 | 518.2585 | 492.8819 | 467.5054 | 442.1288 | 0 | 0 | 0 | 0 | 0 | 0 | 0 | 0 | 0 | 0 | 0 | 0 | 0 | 0
|  | 2033 | 888.8305 | 0 | 0 | 0 | 0 | 0 | 0 | 0 | 0 | 0 | 0 | 0 | 0 | 0 | 1323.3685 | 1247.4866 | 1172.3923 | 1117.4599 | 1070.0881 | 1028.3868 | 998.0266 | 973.3368 | 948.6471 | 923.9574 | 899.2676 | 874.5779 | 849.8882 | 825.1984 | 800.5087 | 775.819 | 751.1292 | 726.4395 | 701.7498 | 677.06 | 652.3703 | 627.6806 | 602.9908 | 578.3011 | 553.6114 | 528.9217 | 504.2319 | 479.5422 | 454.8525 | 430.1627 | 0 | 0 | 0 | 0 | 0 | 0 | 0 | 0 | 0 | 0 | 0 | 0 | 0
|  | 2034 | 864.7745 | 0 | 0 | 0 | 0 | 0 | 0 | 0 | 0 | 0 | 0 | 0 | 0 | 0 | 0 | 1287.5518 | 1213.7237 | 1140.6618 | 1087.2161 | 1041.1264 | 1000.5537 | 971.0152 | 946.9937 | 922.9722 | 898.9507 | 874.9292 | 850.9076 | 826.8861 | 802.8646 | 778.8431 | 754.8216 | 730.8001 | 706.7786 | 682.7571 | 658.7356 | 634.7141 | 610.6925 | 586.671 | 562.6495 | 538.628 | 514.6065 | 490.585 | 466.5635 | 442.542 | 418.5205 | 0 | 0 | 0 | 0 | 0 | 0 | 0 | 0 | 0 | 0 | 0 | 0
|  | 2035 | 841.3696 | 0 | 0 | 0 | 0 | 0 | 0 | 0 | 0 | 0 | 0 | 0 | 0 | 0 | 0 | 0 | 1252.7045 | 1180.8745 | 1109.79 | 1057.7908 | 1012.9485 | 973.474 | 944.7349 | 921.3635 | 897.9921 | 874.6208 | 851.2494 | 827.878 | 804.5066 | 781.1353 | 757.7639 | 734.3925 | 711.0212 | 687.6498 | 664.2784 | 640.907 | 617.5357 | 594.1643 | 570.7929 | 547.4215 | 524.0502 | 500.6788 | 477.3074 | 453.936 | 430.5647 | 407.1933 | 0 | 0 | 0 | 0 | 0 | 0 | 0 | 0 | 0 | 0 | 0
|  | 2036 | 818.5981 | 0 | 0 | 0 | 0 | 0 | 0 | 0 | 0 | 0 | 0 | 0 | 0 | 0 | 0 | 0 | 0 | 1218.8003 | 1148.9144 | 1079.7538 | 1029.1619 | 985.5333 | 947.1271 | 919.1658 | 896.427 | 873.6882 | 850.9493 | 828.2105 | 805.4717 | 782.7328 | 759.994 | 737.2552 | 714.5164 | 691.7775 | 669.0387 | 646.2999 | 623.561 | 600.8222 | 578.0834 | 555.3445 | 532.6057 | 509.8669 | 487.128 | 464.3892 | 441.6504 | 418.9115 | 396.1727 | 0 | 0 | 0 | 0 | 0 | 0 | 0 | 0 | 0 | 0
|  | 2037 | 796.4429 | 0 | 0 | 0 | 0 | 0 | 0 | 0 | 0 | 0 | 0 | 0 | 0 | 0 | 0 | 0 | 0 | 0 | 1185.8138 | 1117.8193 | 1050.5305 | 1001.3079 | 958.8601 | 921.4933 | 894.2888 | 872.1654 | 850.042 | 827.9186 | 805.7952 | 783.6718 | 761.5484 | 739.4249 | 717.3015 | 695.1781 | 673.0547 | 650.9313 | 628.8079 | 606.6845 | 584.5611 | 562.4377 | 540.3142 | 518.1908 | 496.0674 | 473.944 | 451.8206 | 429.6972 | 407.5738 | 385.4504 | 0 | 0 | 0 | 0 | 0 | 0 | 0 | 0 | 0
|  | 2038 | 774.8874 | 0 | 0 | 0 | 0 | 0 | 0 | 0 | 0 | 0 | 0 | 0 | 0 | 0 | 0 | 0 | 0 | 0 | 0 | 1153.72 | 1087.5658 | 1022.0981 | 974.2077 | 932.9087 | 896.5533 | 870.0851 | 848.5604 | 827.0358 | 805.5112 | 783.9865 | 762.4619 | 740.9372 | 719.4126 | 697.8879 | 676.3633 | 654.8386 | 633.314 | 611.7893 | 590.2647 | 568.7401 | 547.2154 | 525.6908 | 504.1661 | 482.6415 | 461.1168 | 439.5922 | 418.0675 | 396.5429 | 375.0182 | 0 | 0 | 0 | 0 | 0 | 0 | 0 | 0
|  | 2039 | 753.9152 | 0 | 0 | 0 | 0 | 0 | 0 | 0 | 0 | 0 | 0 | 0 | 0 | 0 | 0 | 0 | 0 | 0 | 0 | 0 | 1122.4948 | 1058.131 | 994.4353 | 947.841 | 907.6598 | 872.2883 | 846.5364 | 825.5943 | 804.6523 | 783.7102 | 762.7681 | 741.826 | 720.8839 | 699.9418 | 678.9997 | 658.0577 | 637.1156 | 616.1735 | 595.2314 | 574.2893 | 553.3472 | 532.4051 | 511.4631 | 490.521 | 469.5789 | 448.6368 | 427.6947 | 406.7526 | 385.8105 | 364.8685 | 0 | 0 | 0 | 0 | 0 | 0 | 0
|  | 2040 | 733.5107 | 0 | 0 | 0 | 0 | 0 | 0 | 0 | 0 | 0 | 0 | 0 | 0 | 0 | 0 | 0 | 0 | 0 | 0 | 0 | 0 | 1092.1147 | 1029.4929 | 967.5211 | 922.1879 | 883.0941 | 848.68 | 823.6251 | 803.2498 | 782.8745 | 762.4992 | 742.1239 | 721.7486 | 701.3734 | 680.9981 | 660.6228 | 640.2475 | 619.8722 | 599.4969 | 579.1216 | 558.7463 | 538.371 | 517.9957 | 497.6204 | 477.2451 | 456.8698 | 436.4945 | 416.1193 | 395.744 | 375.3687 | 354.9934 | 0 | 0 | 0 | 0 | 0 | 0 | 0 | 0 | 0 | 0
|  | 2041 | 713.6584 | 0 | 0 | 0 | 0 | 0 | 0 | 0 | 0 | 0 | 0 | 0 | 0 | 0 | 0 | 0 | 0 | 0 | 0 | 0 | 0 | 0 | 1062.5569 | 1001.6299 | 941.3354 | 897.2291 | 859.1934 | 825.7107 | 801.3339 | 781.51 | 761.6862 | 741.8624 | 722.0385 | 702.2147 | 682.3908 | 662.567 | 642.7432 | 622.9193 | 603.0955 | 583.2716 | 563.4478 | 543.624 | 523.8001 | 503.9763 | 484.1524 | 464.3286 | 444.5048 | 424.6809 | 404.8571 | 385.0332 | 365.2094 | 345.3856 | 0 | 0 | 0 | 0 | 0 | 0 | 0 | 0 | 0
|  | 2042 | 694.3434 | 0 | 0 | 0 | 0 | 0 | 0 | 0 | 0 | 0 | 0 | 0 | 0 | 0 | 0 | 0 | 0 | 0 | 0 | 0 | 0 | 0 | 0 | 1033.799 | 974.521 | 915.8583 | 872.9458 | 835.9395 | 803.363 | 779.6459 | 760.3586 | 741.0713 | 721.784 | 702.4967 | 683.2094 | 663.9221 | 644.6348 | 625.3475 | 606.0601 | 586.7728 | 567.4855 | 548.1982 | 528.9109 | 509.6236 | 490.3363 | 471.049 | 451.7616 | 432.4743 | 413.187 | 393.8997 | 374.6124 | 355.3251 | 336.0378 | 0 | 0 | 0 | 0 | 0 | 0 | 0 | 0
|  | 2043 | 675.5511 | 0 | 0 | 0 | 0 | 0 | 0 | 0 | 0 | 0 | 0 | 0 | 0 | 0 | 0 | 0 | 0 | 0 | 0 | 0 | 0 | 0 | 0 | 0 | 1005.8195 | 948.1458 | 891.0708 | 849.3197 | 813.315 | 781.6202 | 758.545 | 739.7797 | 721.0144 | 702.2491 | 683.4838 | 664.7185 | 645.9532 | 627.1879 | 608.4226 | 589.6573 | 570.892 | 552.1266 | 533.3613 | 514.596 | 495.8307 | 477.0654 | 458.3001 | 439.5348 | 420.7695 | 402.0042 | 383.2389 | 364.4736 | 345.7083 | 326.943 | 0 | 0 | 0 | 0 | 0 | 0 | 0
|  | 2044 | 657.2675 | 0 | 0 | 0 | 0 | 0 | 0 | 0 | 0 | 0 | 0 | 0 | 0 | 0 | 0 | 0 | 0 | 0 | 0 | 0 | 0 | 0 | 0 | 0 | 0 | 978.5972 | 922.4845 | 866.9542 | 826.333 | 791.3028 | 760.4658 | 738.0151 | 719.7577 | 701.5003 | 683.2429 | 664.9854 | 646.728 | 628.4706 | 610.2132 | 591.9557 | 573.6983 | 555.4409 | 537.1835 | 518.926 | 500.6686 | 482.4112 | 464.1538 | 445.8963 | 427.6389 | 409.3815 | 391.124 | 372.8666 | 354.6092 | 336.3518 | 318.0943 | 0 | 0 | 0 | 0 | 0 | 0
|  | 2045 | 639.4787 | 0 | 0 | 0 | 0 | 0 | 0 | 0 | 0 | 0 | 0 | 0 | 0 | 0 | 0 | 0 | 0 | 0 | 0 | 0 | 0 | 0 | 0 | 0 | 0 | 0 | 952.1117 | 897.5176 | 843.4903 | 803.9685 | 769.8864 | 739.8839 | 718.0409 | 700.2776 | 682.5143 | 664.7511 | 646.9878 | 629.2245 | 611.4612 | 593.6979 | 575.9346 | 558.1713 | 540.408 | 522.6447 | 504.8814 | 487.1181 | 469.3548 | 451.5915 | 433.8282 | 416.0649 | 398.3017 | 380.5384 | 362.7751 | 345.0118 | 327.2485 | 309.4852 | 0 | 0 | 0 | 0 | 0
|  | 2046 | 622.1713 | 0 | 0 | 0 | 0 | 0 | 0 | 0 | 0 | 0 | 0 | 0 | 0 | 0 | 0 | 0 | 0 | 0 | 0 | 0 | 0 | 0 | 0 | 0 | 0 | 0 | 0 | 926.343 | 873.2265 | 820.6614 | 782.2093 | 749.0496 | 719.8591 | 698.6073 | 681.3248 | 664.0422 | 646.7597 | 629.4772 | 612.1946 | 594.9121 | 577.6296 | 560.347 | 543.0645 | 525.782 | 508.4994 | 491.2169 | 473.9344 | 456.6518 | 439.3693 | 422.0868 | 404.8042 | 387.5217 | 370.2392 | 352.9566 | 335.6741 | 318.3916 | 301.109 | 0 | 0 | 0 | 0
|  | 2047 | 605.3324 | 0 | 0 | 0 | 0 | 0 | 0 | 0 | 0 | 0 | 0 | 0 | 0 | 0 | 0 | 0 | 0 | 0 | 0 | 0 | 0 | 0 | 0 | 0 | 0 | 0 | 0 | 0 | 901.2717 | 849.5928 | 798.4504 | 761.0389 | 728.7767 | 700.3763 | 679.6997 | 662.8849 | 646.0701 | 629.2553 | 612.4405 | 595.6257 | 578.8109 | 561.9962 | 545.1814 | 528.3666 | 511.5518 | 494.737 | 477.9222 | 461.1074 | 444.2927 | 427.4779 | 410.6631 | 393.8483 | 377.0335 | 360.2187 | 343.4039 | 326.5892 | 309.7744 | 292.9596 | 0 | 0 | 0
|  | 2048 | 588.9492 | 0 | 0 | 0 | 0 | 0 | 0 | 0 | 0 | 0 | 0 | 0 | 0 | 0 | 0 | 0 | 0 | 0 | 0 | 0 | 0 | 0 | 0 | 0 | 0 | 0 | 0 | 0 | 0 | 876.879 | 826.5988 | 776.8405 | 740.4416 | 709.0525 | 681.4208 | 661.3037 | 644.944 | 628.5843 | 612.2246 | 595.8649 | 579.5053 | 563.1456 | 546.7859 | 530.4262 | 514.0665 | 497.7068 | 481.3471 | 464.9874 | 448.6277 | 432.268 | 415.9083 | 399.5486 | 383.1889 | 366.8292 | 350.4695 | 334.1098 | 317.7501 | 301.3904 | 285.0307 | 0 | 0
|  | 2049 | 573.0094 | 0 | 0 | 0 | 0 | 0 | 0 | 0 | 0 | 0 | 0 | 0 | 0 | 0 | 0 | 0 | 0 | 0 | 0 | 0 | 0 | 0 | 0 | 0 | 0 | 0 | 0 | 0 | 0 | 0 | 853.1464 | 804.2271 | 755.8155 | 720.4017 | 689.8622 | 662.9783 | 643.4057 | 627.4888 | 611.5718 | 595.6549 | 579.738 | 563.8211 | 547.9041 | 531.9872 | 516.0703 | 500.1534 | 484.2364 | 468.3195 | 452.4026 | 436.4857 | 420.5687 | 404.6518 | 388.7349 | 372.818 | 356.901 | 340.9841 | 325.0672 | 309.1503 | 293.2333 | 277.3164 | 0
|  | 2050 | 557.501 | 0 | 0 | 0 | 0 | 0 | 0 | 0 | 0 | 0 | 0 | 0 | 0 | 0 | 0 | 0 | 0 | 0 | 0 | 0 | 0 | 0 | 0 | 0 | 0 | 0 | 0 | 0 | 0 | 0 | 0 | 830.0562 | 782.4609 | 735.3595 | 700.9042 | 671.1912 | 645.0349 | 625.9921 | 610.5059 | 595.0198 | 579.5337 | 564.0475 | 548.5614 | 533.0752 | 517.5891 | 502.103 | 486.6168 | 471.1307 | 455.6446 | 440.1584 | 424.6723 | 409.1861 | 393.7 | 378.2139 | 362.7277 | 347.2416 | 331.7555 | 316.2693 | 300.7832 | 285.297 | 269.8109
|  | Annual Change (%) |  | 0% | 0% | 0% | -9.275% | -9.694% | -6.873% | -2.544% | -2.574% | -2.604% | -2.635% | -4.111% | -2.706% | -2.706% | -2.706% | -2.706% | -2.706% | -2.706% | -2.706% | -2.706% | -2.706% | -2.706% | -2.706% | -2.706% | -2.706% | -2.706% | -2.706% | -2.706% | -2.706% | -2.706% | -2.706% | -2.706% | 0% | 0% | 0% | 0% | 0% | 0% | 0% | 0% | 0% | 0% | 0% | 0% | 0% | 0% | 0% | 0% | 0% | 0% | 0% | 0% | 0% | 0% | 0% | 0% | 0%
|  | Levelized Capital Cost ($/MW-wk) |  | 1465.0364 | 1465.0364 | 1465.0364 | 1329.1533 | 1200.3057 | 1117.8101 | 1089.376 | 1061.34 | 1033.7022 | 1006.4625 | 965.0886 | 938.9687 | 913.5557 | 888.8305 | 864.7745 | 841.3696 | 818.5981 | 796.4429 | 774.8874 | 753.9152 | 733.5107 | 713.6584 | 694.3434 | 675.5511 | 657.2675 | 639.4787 | 622.1713 | 605.3324 | 588.9492 | 573.0094 | 557.501 | 557.501 | 557.501 | 557.501 | 557.501 | 557.501 | 557.501 | 557.501 | 557.501 | 557.501 | 557.501 | 557.501 | 557.501 | 557.501 | 557.501 | 557.501 | 557.501 | 557.501 | 557.501 | 557.501 | 557.501 | 557.501 | 557.501 | 557.501 | 557.501 | 557.501
|  | Economic Life | 30
|  | check s/b 0 | 0
Revenue Requirement by vintage year
2012 $/MW-wk
| Aurora Input |  | Levelized Cost | 2020 | 2021 | 2022 | 2023 | 2024 | 2025 | 2026 | 2027 | 2028 | 2029 | 2030 | 2031 | 2032 | 2033 | 2034 | 2035 | 2036 | 2037 | 2038 | 2039 | 2040 | 2041 | 2042 | 2043 | 2044 | 2045 | 2046 | Levelized | 2047 | 2048 | 2049 | 2050 | 2051 | 2052 | 2053 | 2054 | 2055 | 2056 | 2057 | 2058 | 2059 | 2060 | 2061 | 2062 | 2063 | 2064 | 2065 | 2066 | 2067 | 2068 | 2069 | 2070 | 2071 | 2072 | 2073 | 2074 | 2075 | 2076 | 2077 | 2078 | 2079
|  | 2020 | 1465.0364 | 2181.2741 | 2056.2 | 1932.424 | 1841.8802 | 1763.7985 | 1695.0634 | 1645.0214 | 1604.3259 | 1563.6305 | 1522.9351 | 1482.2396 | 1441.5442 | 1400.8487 | 1360.1533 | 1319.4578 | 1278.7624 | 1238.0669 | 1197.3715 | 1156.676 | 1115.9806 | 1075.2851 | 1034.5897 | 993.8942 | 953.1988 | 912.5033 | 871.8079 | 831.1124 | 750.8634 | 790.417 | 749.7215 | 709.0261 | 0 | 0 | 0 | 0 | 0 | 0 | 0 | 0 | 0 | 0 | 0 | 0 | 0 | 0 | 0 | 0 | 0 | 0 | 0 | 0 | 0 | 0 | 0 | 0 | 0 | 0 | 0 | 0 | 0 | 0
|  | 2021 | 1465.0364 |  | 2181.2741 | 2056.2 | 1932.424 | 1841.8802 | 1763.7985 | 1695.0634 | 1645.0214 | 1604.3259 | 1563.6305 | 1522.9351 | 1482.2396 | 1441.5442 | 1400.8487 | 1360.1533 | 1319.4578 | 1278.7624 | 1238.0669 | 1197.3715 | 1156.676 | 1115.9806 | 1075.2851 | 1034.5897 | 993.8942 | 953.1988 | 912.5033 | 871.8079 | 772.2098 | 831.1124 | 790.417 | 749.7215 | 709.0261 | 0 | 0 | 0 | 0 | 0 | 0 | 0 | 0 | 0 | 0 | 0 | 0 | 0 | 0 | 0 | 0 | 0 | 0 | 0 | 0 | 0 | 0 | 0 | 0 | 0 | 0 | 0 | 0 | 0
|  | 2022 | 1465.0364 |  |  | 2181.2741 | 2056.2 | 1932.424 | 1841.8802 | 1763.7985 | 1695.0634 | 1645.0214 | 1604.3259 | 1563.6305 | 1522.9351 | 1482.2396 | 1441.5442 | 1400.8487 | 1360.1533 | 1319.4578 | 1278.7624 | 1238.0669 | 1197.3715 | 1156.676 | 1115.9806 | 1075.2851 | 1034.5897 | 993.8942 | 953.1988 | 912.5033 | 793.841 | 871.8079 | 831.1124 | 790.417 | 749.7215 | 709.0261 | 0 | 0 | 0 | 0 | 0 | 0 | 0 | 0 | 0 | 0 | 0 | 0 | 0 | 0 | 0 | 0 | 0 | 0 | 0 | 0 | 0 | 0 | 0 | 0 | 0 | 0 | 0 | 0
|  | 2023 | 1329.1533 |  |  |  | 1978.9594 | 1865.486 | 1753.1903 | 1671.0446 | 1600.205 | 1537.8451 | 1492.4445 | 1455.5236 | 1418.6027 | 1381.6818 | 1344.7609 | 1307.8399 | 1270.919 | 1233.9981 | 1197.0772 | 1160.1563 | 1123.2354 | 1086.3144 | 1049.3935 | 1012.4726 | 975.5517 | 938.6308 | 901.7099 | 864.7889 | 740.0945 | 827.868 | 790.9471 | 754.0262 | 717.1053 | 680.1844 | 643.2634 | 0 | 0 | 0 | 0 | 0 | 0 | 0 | 0 | 0 | 0 | 0 | 0 | 0 | 0 | 0 | 0 | 0 | 0 | 0 | 0 | 0 | 0 | 0 | 0 | 0 | 0 | 0
|  | 2024 | 1200.3057 |  |  |  |  | 1787.1199 | 1684.6466 | 1583.2368 | 1509.0542 | 1445.0818 | 1388.767 | 1347.7676 | 1314.4258 | 1281.0839 | 1247.7421 | 1214.4003 | 1181.0585 | 1147.7167 | 1114.3748 | 1081.033 | 1047.6912 | 1014.3494 | 981.0076 | 947.6658 | 914.3239 | 880.9821 | 847.6403 | 814.2985 | 686.5378 | 780.9567 | 747.6148 | 714.273 | 680.9312 | 647.5894 | 614.2476 | 580.9057 | 0 | 0 | 0 | 0 | 0 | 0 | 0 | 0 | 0 | 0 | 0 | 0 | 0 | 0 | 0 | 0 | 0 | 0 | 0 | 0 | 0 | 0 | 0 | 0 | 0 | 0
|  | 2025 | 1117.8101 | [5 empty] | 1664.2933 | 1568.8628 | 1474.4228 | 1405.3387 | 1345.7631 | 1293.3188 | 1255.1371 | 1224.0869 | 1193.0366 | 1161.9863 | 1130.936 | 1099.8858 | 1068.8355 | 1037.7852 | 1006.7349 | 975.6847 | 944.6344 | 913.5841 | 882.5338 | 851.4836 | 820.4333 | 789.383 | 656.5067 | 758.3327 | 727.2825 | 696.2322 | 665.1819 | 634.1316 | 603.0813 | 572.0311 | 540.9808 | 0 | 0 | 0 | 0 | 0 | 0 | 0 | 0 | 0 | 0 | 0 | 0 | 0 | 0 | 0 | 0 | 0 | 0 | 0 | 0 | 0 | 0 | 0 | 0 | 0
|  | 2026 | 1089.376 | [6 empty] | 1621.9581 | 1528.9551 | 1436.9174 | 1369.5906 | 1311.5304 | 1260.4202 | 1223.2098 | 1192.9493 | 1162.6889 | 1132.4285 | 1102.168 | 1071.9076 | 1041.6471 | 1011.3867 | 981.1263 | 950.8658 | 920.6054 | 890.3449 | 860.0845 | 829.8241 | 799.5636 | 656.7343 | 769.3032 | 739.0428 | 708.7823 | 678.5219 | 648.2614 | 618.001 | 587.7406 | 557.4801 | 527.2197 | 0 | 0 | 0 | 0 | 0 | 0 | 0 | 0 | 0 | 0 | 0 | 0 | 0 | 0 | 0 | 0 | 0 | 0 | 0 | 0 | 0 | 0 | 0 | 0
|  | 2027 | 1061.34 | [7 empty] | 1580.2157 | 1489.6062 | 1399.9372 | 1334.3431 | 1277.7771 | 1227.9822 | 1191.7295 | 1162.2478 | 1132.7662 | 1103.2845 | 1073.8028 | 1044.3212 | 1014.8395 | 985.3578 | 955.8762 | 926.3945 | 896.9129 | 867.4312 | 837.9495 | 808.4679 | 656.5283 | 778.9862 | 749.5045 | 720.0229 | 690.5412 | 661.0596 | 631.5779 | 602.0962 | 572.6146 | 543.1329 | 513.6513 | 0 | 0 | 0 | 0 | 0 | 0 | 0 | 0 | 0 | 0 | 0 | 0 | 0 | 0 | 0 | 0 | 0 | 0 | 0 | 0 | 0 | 0 | 0
|  | 2028 | 1033.7022 | [8 empty] | 1539.0661 | 1450.8161 | 1363.4821 | 1299.5961 | 1244.5032 | 1196.0049 | 1160.6962 | 1131.9823 | 1103.2683 | 1074.5544 | 1045.8405 | 1017.1265 | 988.4126 | 959.6986 | 930.9847 | 902.2707 | 873.5568 | 844.8428 | 816.1289 | 655.8908 | 787.415 | 758.701 | 729.9871 | 701.2731 | 672.5592 | 643.8452 | 615.1313 | 586.4173 | 557.7034 | 528.9895 | 500.2755 | 0 | 0 | 0 | 0 | 0 | 0 | 0 | 0 | 0 | 0 | 0 | 0 | 0 | 0 | 0 | 0 | 0 | 0 | 0 | 0 | 0 | 0
|  | 2029 | 1006.4625 | [9 empty] | 1498.5092 | 1412.5848 | 1327.5522 | 1265.3497 | 1211.7085 | 1164.4883 | 1130.1101 | 1102.1528 | 1074.1955 | 1046.2382 | 1018.2809 | 990.3236 | 962.3663 | 934.409 | 906.4518 | 878.4945 | 850.5372 | 822.5799 | 654.8241 | 794.6226 | 766.6653 | 738.708 | 710.7508 | 682.7935 | 654.8362 | 626.8789 | 598.9216 | 570.9643 | 543.007 | 515.0497 | 487.0925 | 0 | 0 | 0 | 0 | 0 | 0 | 0 | 0 | 0 | 0 | 0 | 0 | 0 | 0 | 0 | 0 | 0 | 0 | 0 | 0 | 0
|  | 2030 | 965.0886 | [10 empty] | 1436.9082 | 1354.5159 | 1272.9789 | 1213.3334 | 1161.8973 | 1116.6183 | 1083.6532 | 1056.8452 | 1030.0372 | 1003.2292 | 976.4212 | 949.6132 | 922.8052 | 895.9971 | 869.1891 | 842.3811 | 815.5731 | 643.6393 | 788.7651 | 761.9571 | 735.1491 | 708.3411 | 681.533 | 654.725 | 627.917 | 601.109 | 574.301 | 547.493 | 520.685 | 493.877 | 467.0689 | 0 | 0 | 0 | 0 | 0 | 0 | 0 | 0 | 0 | 0 | 0 | 0 | 0 | 0 | 0 | 0 | 0 | 0 | 0 | 0
|  | 2031 | 938.9687 | [11 empty] | 1398.0186 | 1317.8563 | 1238.526 | 1180.4948 | 1130.4508 | 1086.3972 | 1054.3244 | 1028.2419 | 1002.1595 | 976.077 | 949.9946 | 923.9121 | 897.8296 | 871.7472 | 845.6647 | 819.5823 | 641.705 | 793.4998 | 767.4173 | 741.3349 | 715.2524 | 689.17 | 663.0875 | 637.005 | 610.9226 | 584.8401 | 558.7577 | 532.6752 | 506.5927 | 480.5103 | 454.4278 | 0 | 0 | 0 | 0 | 0 | 0 | 0 | 0 | 0 | 0 | 0 | 0 | 0 | 0 | 0 | 0 | 0 | 0 | 0
|  | 2032 | 913.5557 | [12 empty] | 1360.1815 | 1282.1888 | 1205.0055 | 1148.545 | 1099.8554 | 1056.9941 | 1025.7893 | 1000.4128 | 975.0362 | 949.6597 | 924.2832 | 898.9066 | 873.5301 | 848.1535 | 822.777 | 639.5759 | 797.4004 | 772.0239 | 746.6474 | 721.2708 | 695.8943 | 670.5177 | 645.1412 | 619.7646 | 594.3881 | 569.0116 | 543.635 | 518.2585 | 492.8819 | 467.5054 | 442.1288 | 0 | 0 | 0 | 0 | 0 | 0 | 0 | 0 | 0 | 0 | 0 | 0 | 0 | 0 | 0 | 0 | 0 | 0
|  | 2033 | 888.8305 | [13 empty] | 1323.3685 | 1247.4866 | 1172.3923 | 1117.4599 | 1070.0881 | 1028.3868 | 998.0266 | 973.3368 | 948.6471 | 923.9574 | 899.2676 | 874.5779 | 849.8882 | 825.1984 | 637.2585 | 800.5087 | 775.819 | 751.1292 | 726.4395 | 701.7498 | 677.06 | 652.3703 | 627.6806 | 602.9908 | 578.3011 | 553.6114 | 528.9217 | 504.2319 | 479.5422 | 454.8525 | 430.1627 | 0 | 0 | 0 | 0 | 0 | 0 | 0 | 0 | 0 | 0 | 0 | 0 | 0 | 0 | 0 | 0 | 0
|  | 2034 | 864.7745 | [14 empty] | 1287.5518 | 1213.7237 | 1140.6618 | 1087.2161 | 1041.1264 | 1000.5537 | 971.0152 | 946.9937 | 922.9722 | 898.9507 | 874.9292 | 850.9076 | 826.8861 | 634.7591 | 802.8646 | 778.8431 | 754.8216 | 730.8001 | 706.7786 | 682.7571 | 658.7356 | 634.7141 | 610.6925 | 586.671 | 562.6495 | 538.628 | 514.6065 | 490.585 | 466.5635 | 442.542 | 418.5205 | 0 | 0 | 0 | 0 | 0 | 0 | 0 | 0 | 0 | 0 | 0 | 0 | 0 | 0 | 0 | 0
|  | 2035 | 841.3696 | [15 empty] | 1252.7045 | 1180.8745 | 1109.79 | 1057.7908 | 1012.9485 | 973.474 | 944.7349 | 921.3635 | 897.9921 | 874.6208 | 851.2494 | 827.878 | 632.0841 | 804.5066 | 781.1353 | 757.7639 | 734.3925 | 711.0212 | 687.6498 | 664.2784 | 640.907 | 617.5357 | 594.1643 | 570.7929 | 547.4215 | 524.0502 | 500.6788 | 477.3074 | 453.936 | 430.5647 | 407.1933 | 0 | 0 | 0 | 0 | 0 | 0 | 0 | 0 | 0 | 0 | 0 | 0 | 0 | 0 | 0
|  | 2036 | 818.5981 | [16 empty] | 1218.8003 | 1148.9144 | 1079.7538 | 1029.1619 | 985.5333 | 947.1271 | 919.1658 | 896.427 | 873.6882 | 850.9493 | 828.2105 | 629.2396 | 805.4717 | 782.7328 | 759.994 | 737.2552 | 714.5164 | 691.7775 | 669.0387 | 646.2999 | 623.561 | 600.8222 | 578.0834 | 555.3445 | 532.6057 | 509.8669 | 487.128 | 464.3892 | 441.6504 | 418.9115 | 396.1727 | 0 | 0 | 0 | 0 | 0 | 0 | 0 | 0 | 0 | 0 | 0 | 0 | 0 | 0
|  | 2037 | 796.4429 | [17 empty] | 1185.8138 | 1117.8193 | 1050.5305 | 1001.3079 | 958.8601 | 921.4933 | 894.2888 | 872.1654 | 850.042 | 827.9186 | 626.2318 | 805.7952 | 783.6718 | 761.5484 | 739.4249 | 717.3015 | 695.1781 | 673.0547 | 650.9313 | 628.8079 | 606.6845 | 584.5611 | 562.4377 | 540.3142 | 518.1908 | 496.0674 | 473.944 | 451.8206 | 429.6972 | 407.5738 | 385.4504 | 0 | 0 | 0 | 0 | 0 | 0 | 0 | 0 | 0 | 0 | 0 | 0 | 0
|  | 2038 | 774.8874 | [18 empty] | 1153.72 | 1087.5658 | 1022.0981 | 974.2077 | 932.9087 | 896.5533 | 870.0851 | 848.5604 | 827.0358 | 623.0666 | 805.5112 | 783.9865 | 762.4619 | 740.9372 | 719.4126 | 697.8879 | 676.3633 | 654.8386 | 633.314 | 611.7893 | 590.2647 | 568.7401 | 547.2154 | 525.6908 | 504.1661 | 482.6415 | 461.1168 | 439.5922 | 418.0675 | 396.5429 | 375.0182 | 0 | 0 | 0 | 0 | 0 | 0 | 0 | 0 | 0 | 0 | 0 | 0
|  | 2039 | 753.9152 | [19 empty] | 1122.4948 | 1058.131 | 994.4353 | 947.841 | 907.6598 | 872.2883 | 846.5364 | 825.5943 | 619.7499 | 804.6523 | 783.7102 | 762.7681 | 741.826 | 720.8839 | 699.9418 | 678.9997 | 658.0577 | 637.1156 | 616.1735 | 595.2314 | 574.2893 | 553.3472 | 532.4051 | 511.4631 | 490.521 | 469.5789 | 448.6368 | 427.6947 | 406.7526 | 385.8105 | 364.8685 | 0 | 0 | 0 | 0 | 0 | 0 | 0 | 0 | 0 | 0 | 0
|  | 2040 | 733.5107 | [20 empty] | 1092.1147 | 1029.4929 | 967.5211 | 922.1879 | 883.0941 | 848.68 | 823.6251 | 616.2878 | 803.2498 | 782.8745 | 762.4992 | 742.1239 | 721.7486 | 701.3734 | 680.9981 | 660.6228 | 640.2475 | 619.8722 | 599.4969 | 579.1216 | 558.7463 | 538.371 | 517.9957 | 497.6204 | 477.2451 | 456.8698 | 436.4945 | 416.1193 | 395.744 | 375.3687 | 354.9934 | 0 | 0 | 0 | 0 | 0 | 0 | 0 | 0 | 0 | 0
|  | 2041 | 713.6584 | [21 empty] | 1062.5569 | 1001.6299 | 941.3354 | 897.2291 | 859.1934 | 825.7107 | 612.6858 | 801.3339 | 781.51 | 761.6862 | 741.8624 | 722.0385 | 702.2147 | 682.3908 | 662.567 | 642.7432 | 622.9193 | 603.0955 | 583.2716 | 563.4478 | 543.624 | 523.8001 | 503.9763 | 484.1524 | 464.3286 | 444.5048 | 424.6809 | 404.8571 | 385.0332 | 365.2094 | 345.3856 | 0 | 0 | 0 | 0 | 0 | 0 | 0 | 0 | 0
|  | 2042 | 694.3434 | [22 empty] | 1033.799 | 974.521 | 915.8583 | 872.9458 | 835.9395 | 609.2302 | 803.363 | 779.6459 | 760.3586 | 741.0713 | 721.784 | 702.4967 | 683.2094 | 663.9221 | 644.6348 | 625.3475 | 606.0601 | 586.7728 | 567.4855 | 548.1982 | 528.9109 | 509.6236 | 490.3363 | 471.049 | 451.7616 | 432.4743 | 413.187 | 393.8997 | 374.6124 | 355.3251 | 336.0378 | 0 | 0 | 0 | 0 | 0 | 0 | 0 | 0
|  | 2043 | 675.5511 | [23 empty] | 1005.8195 | 948.1458 | 891.0708 | 849.3197 | 606.4092 | 813.315 | 781.6202 | 758.545 | 739.7797 | 721.0144 | 702.2491 | 683.4838 | 664.7185 | 645.9532 | 627.1879 | 608.4226 | 589.6573 | 570.892 | 552.1266 | 533.3613 | 514.596 | 495.8307 | 477.0654 | 458.3001 | 439.5348 | 420.7695 | 402.0042 | 383.2389 | 364.4736 | 345.7083 | 326.943 | 0 | 0 | 0 | 0 | 0 | 0 | 0
|  | 2044 | 657.2675 | [24 empty] | 978.5972 | 922.4845 | 866.9542 | 604.3438 | 826.333 | 791.3028 | 760.4658 | 738.0151 | 719.7577 | 701.5003 | 683.2429 | 664.9854 | 646.728 | 628.4706 | 610.2132 | 591.9557 | 573.6983 | 555.4409 | 537.1835 | 518.926 | 500.6686 | 482.4112 | 464.1538 | 445.8963 | 427.6389 | 409.3815 | 391.124 | 372.8666 | 354.6092 | 336.3518 | 318.0943 | 0 | 0 | 0 | 0 | 0 | 0
|  | 2045 | 639.4787 | [25 empty] | 952.1117 | 897.5176 | 603.2015 | 843.4903 | 803.9685 | 769.8864 | 739.8839 | 718.0409 | 700.2776 | 682.5143 | 664.7511 | 646.9878 | 629.2245 | 611.4612 | 593.6979 | 575.9346 | 558.1713 | 540.408 | 522.6447 | 504.8814 | 487.1181 | 469.3548 | 451.5915 | 433.8282 | 416.0649 | 398.3017 | 380.5384 | 362.7751 | 345.0118 | 327.2485 | 309.4852 | 0 | 0 | 0 | 0 | 0
|  | 2046 | 622.1713 | [26 empty] | 926.343 | 603.6202 | 873.2265 | 820.6614 | 782.2093 | 749.0496 | 719.8591 | 698.6073 | 681.3248 | 664.0422 | 646.7597 | 629.4772 | 612.1946 | 594.9121 | 577.6296 | 560.347 | 543.0645 | 525.782 | 508.4994 | 491.2169 | 473.9344 | 456.6518 | 439.3693 | 422.0868 | 404.8042 | 387.5217 | 370.2392 | 352.9566 | 335.6741 | 318.3916 | 301.109 | 0 | 0 | 0 | 0
|  | 2047 | 605.3324 | [27 empty] | 605.3324 | 901.2717 | 849.5928 | 798.4504 | 761.0389 | 728.7767 | 700.3763 | 679.6997 | 662.8849 | 646.0701 | 629.2553 | 612.4405 | 595.6257 | 578.8109 | 561.9962 | 545.1814 | 528.3666 | 511.5518 | 494.737 | 477.9222 | 461.1074 | 444.2927 | 427.4779 | 410.6631 | 393.8483 | 377.0335 | 360.2187 | 343.4039 | 326.5892 | 309.7744 | 292.9596 | 0 | 0 | 0
|  | 2048 | 588.9492 | [27 empty] | 588.9492 |  | 876.879 | 826.5988 | 776.8405 | 740.4416 | 709.0525 | 681.4208 | 661.3037 | 644.944 | 628.5843 | 612.2246 | 595.8649 | 579.5053 | 563.1456 | 546.7859 | 530.4262 | 514.0665 | 497.7068 | 481.3471 | 464.9874 | 448.6277 | 432.268 | 415.9083 | 399.5486 | 383.1889 | 366.8292 | 350.4695 | 334.1098 | 317.7501 | 301.3904 | 285.0307 | 0 | 0
|  | 2049 | 573.0094 | [27 empty] | 573.0094 |  |  | 853.1464 | 804.2271 | 755.8155 | 720.4017 | 689.8622 | 662.9783 | 643.4057 | 627.4888 | 611.5718 | 595.6549 | 579.738 | 563.8211 | 547.9041 | 531.9872 | 516.0703 | 500.1534 | 484.2364 | 468.3195 | 452.4026 | 436.4857 | 420.5687 | 404.6518 | 388.7349 | 372.818 | 356.901 | 340.9841 | 325.0672 | 309.1503 | 293.2333 | 277.3164 | 0
|  | 2050 | 557.501 | [27 empty] | 557.501 |  |  |  | 830.0562 | 782.4609 | 735.3595 | 700.9042 | 671.1912 | 645.0349 | 625.9921 | 610.5059 | 595.0198 | 579.5337 | 564.0475 | 548.5614 | 533.0752 | 517.5891 | 502.103 | 486.6168 | 471.1307 | 455.6446 | 440.1584 | 424.6723 | 409.1861 | 393.7 | 378.2139 | 362.7277 | 347.2416 | 331.7555 | 316.2693 | 300.7832 | 285.297 | 269.8109
Replacement Cost Adder
| 2012 $/MW-wk |  |  | 2020 | 2021 | 2022 | 2023 | 2024 | 2025 | 2026 | 2027 | 2028 | 2029 | 2030 | 2031 | 2032 | 2033 | 2034 | 2035 | 2036 | 2037 | 2038 | 2039 | 2040 | 2041 | 2042 | 2043 | 2044 | 2045 | 2046 |  | 2047 | 2048 | 2049 | 2050
| Incentive Cost = |  |  | 18594.2213 | 16504.2761 | 14580.1236 | 12813.0926 | 11194.8809 | 10106.2429 | 9585.4917 | 9087.8775 | 8612.4902 | 8158.4524 | 7597.9314 | 7288.6039 | 6990.4546 | 6703.1074 | 6426.1982 | 6159.3746 | 5902.2957 | 5654.6312 | 5416.0619 | 5267.3141 | 5122.6003 | 4981.8123 | 4844.8447 | 4711.5948 | 4581.9628 | 4455.8515 | 4333.1662 |  | 4213.8148 | 4097.7077 | 3984.7577 | 3874.8797
|  |  | Levelized Cost | 2020 | 2021 | 2022 | 2023 | 2024 | 2025 | 2026 | 2027 | 2028 | 2029 | 2030 | 2031 | 2032 | 2033 | 2034 | 2035 | 2036 | 2037 | 2038 | 2039 | 2040 | 2041 | 2042 | 2043 | 2044 | 2045 | 2046 | Levelized | 2047 | 2048 | 2049 | 2050 | 2051 | 2052 | 2053 | 2054 | 2055 | 2056 | 2057 | 2058 | 2059 | 2060 | 2061 | 2062 | 2063 | 2064 | 2065 | 2066 | 2067 | 2068 | 2069 | 2070 | 2071 | 2072 | 2073 | 2074 | 2075 | 2076 | 2077 | 2078 | 2079
|  | 2020 | Levelized Cost | 2181.2741 | 2056.2 | 1932.424 | 1841.8802 | 1763.7985 | 1695.0634 | 1645.0214 | 1604.3259 | 1563.6305 | 1522.9351 | 9080.171 | 1441.5442 | 1400.8487 | 1360.1533 | 1319.4578 | 1278.7624 | 1238.0669 | 1197.3715 | 1156.676 | 1115.9806 | 6197.8854 | 1034.5897 | 993.8942 | 953.1988 | 912.5033 | 871.8079 | 831.1124 | 750.8634 | 790.417 | 749.7215 | 709.0261 | 3874.8797 | 0 | 0 | 0 | 0 | 0 | 0 | 0 | 0 | 0 | 0 | 0 | 0 | 0 | 0 | 0 | 0 | 0 | 0 | 0 | 0 | 0 | 0 | 0 | 0 | 0 | 0 | 0 | 0 | 0
|  | 2021 | 1465.0364 | 0 | 2181.2741 | 2056.2 | 1932.424 | 1841.8802 | 1763.7985 | 1695.0634 | 1645.0214 | 1604.3259 | 1563.6305 | 1522.9351 | 8770.8435 | 1441.5442 | 1400.8487 | 1360.1533 | 1319.4578 | 1278.7624 | 1238.0669 | 1197.3715 | 1156.676 | 1115.9806 | 6057.0975 | 1034.5897 | 993.8942 | 953.1988 | 912.5033 | 871.8079 | 772.2098 | 831.1124 | 790.417 | 749.7215 | 709.0261 | 0 | 0 | 0 | 0 | 0 | 0 | 0 | 0 | 0 | 0 | 0 | 0 | 0 | 0 | 0 | 0 | 0 | 0 | 0 | 0 | 0 | 0 | 0 | 0 | 0 | 0 | 0 | 0 | 0
|  | 2022 | 1465.0364 | 0 | 0 | 2181.2741 | 2056.2 | 1932.424 | 1841.8802 | 1763.7985 | 1695.0634 | 1645.0214 | 1604.3259 | 1563.6305 | 1522.9351 | 8472.6942 | 1441.5442 | 1400.8487 | 1360.1533 | 1319.4578 | 1278.7624 | 1238.0669 | 1197.3715 | 1156.676 | 1115.9806 | 5920.1298 | 1034.5897 | 993.8942 | 953.1988 | 912.5033 | 793.841 | 871.8079 | 831.1124 | 790.417 | 749.7215 | 709.0261 | 0 | 0 | 0 | 0 | 0 | 0 | 0 | 0 | 0 | 0 | 0 | 0 | 0 | 0 | 0 | 0 | 0 | 0 | 0 | 0 | 0 | 0 | 0 | 0 | 0 | 0 | 0 | 0
|  | 2023 | 1465.0364 | 0 | 0 | 0 | 1978.9594 | 1865.486 | 1753.1903 | 1671.0446 | 1600.205 | 1537.8451 | 1492.4445 | 1455.5236 | 1418.6027 | 1381.6818 | 8047.8683 | 1307.8399 | 1270.919 | 1233.9981 | 1197.0772 | 1160.1563 | 1123.2354 | 1086.3144 | 1049.3935 | 1012.4726 | 5687.1465 | 938.6308 | 901.7099 | 864.7889 | 740.0945 | 827.868 | 790.9471 | 754.0262 | 717.1053 | 680.1844 | 643.2634 | 0 | 0 | 0 | 0 | 0 | 0 | 0 | 0 | 0 | 0 | 0 | 0 | 0 | 0 | 0 | 0 | 0 | 0 | 0 | 0 | 0 | 0 | 0 | 0 | 0 | 0 | 0
|  | 2024 | 1329.1533 | 0 | 0 | 0 | 0 | 1787.1199 | 1684.6466 | 1583.2368 | 1509.0542 | 1445.0818 | 1388.767 | 1347.7676 | 1314.4258 | 1281.0839 | 1247.7421 | 7640.5985 | 1181.0585 | 1147.7167 | 1114.3748 | 1081.033 | 1047.6912 | 1014.3494 | 981.0076 | 947.6658 | 914.3239 | 5462.945 | 847.6403 | 814.2985 | 686.5378 | 780.9567 | 747.6148 | 714.273 | 680.9312 | 647.5894 | 614.2476 | 580.9057 | 0 | 0 | 0 | 0 | 0 | 0 | 0 | 0 | 0 | 0 | 0 | 0 | 0 | 0 | 0 | 0 | 0 | 0 | 0 | 0 | 0 | 0 | 0 | 0 | 0 | 0
|  | 2025 | 1200.3057 | 0 | 0 | 0 | 0 | 0 | 1664.2933 | 1568.8628 | 1474.4228 | 1405.3387 | 1345.7631 | 1293.3188 | 1255.1371 | 1224.0869 | 1193.0366 | 1161.9863 | 7290.3107 | 1099.8858 | 1068.8355 | 1037.7852 | 1006.7349 | 975.6847 | 944.6344 | 913.5841 | 882.5338 | 851.4836 | 5276.2848 | 789.383 | 656.5067 | 758.3327 | 727.2825 | 696.2322 | 665.1819 | 634.1316 | 603.0813 | 572.0311 | 540.9808 | 0 | 0 | 0 | 0 | 0 | 0 | 0 | 0 | 0 | 0 | 0 | 0 | 0 | 0 | 0 | 0 | 0 | 0 | 0 | 0 | 0 | 0 | 0 | 0 | 0
|  | 2026 | 1117.8101 | 0 | 0 | 0 | 0 | 0 | 0 | 1621.9581 | 1528.9551 | 1436.9174 | 1369.5906 | 1311.5304 | 1260.4202 | 1223.2098 | 1192.9493 | 1162.6889 | 1132.4285 | 7004.4637 | 1071.9076 | 1041.6471 | 1011.3867 | 981.1263 | 950.8658 | 920.6054 | 890.3449 | 860.0845 | 829.8241 | 5132.7298 | 656.7343 | 769.3032 | 739.0428 | 708.7823 | 678.5219 | 648.2614 | 618.001 | 587.7406 | 557.4801 | 527.2197 | 0 | 0 | 0 | 0 | 0 | 0 | 0 | 0 | 0 | 0 | 0 | 0 | 0 | 0 | 0 | 0 | 0 | 0 | 0 | 0 | 0 | 0 | 0 | 0
|  | 2027 | 1089.376 | 0 | 0 | 0 | 0 | 0 | 0 | 0 | 1580.2157 | 1489.6062 | 1399.9372 | 1334.3431 | 1277.7771 | 1227.9822 | 1191.7295 | 1162.2478 | 1132.7662 | 1103.2845 | 6728.434 | 1044.3212 | 1014.8395 | 985.3578 | 955.8762 | 926.3945 | 896.9129 | 867.4312 | 837.9495 | 808.4679 | 1162.1017 | 4992.801 | 749.5045 | 720.0229 | 690.5412 | 661.0596 | 631.5779 | 602.0962 | 572.6146 | 543.1329 | 513.6513 | 0 | 0 | 0 | 0 | 0 | 0 | 0 | 0 | 0 | 0 | 0 | 0 | 0 | 0 | 0 | 0 | 0 | 0 | 0 | 0 | 0 | 0 | 0
|  | 2028 | 1061.34 | 0 | 0 | 0 | 0 | 0 | 0 | 0 | 0 | 1539.0661 | 1450.8161 | 1363.4821 | 1299.5961 | 1244.5032 | 1196.0049 | 1160.6962 | 1131.9823 | 1103.2683 | 1074.5544 | 6461.9023 | 1017.1265 | 988.4126 | 959.6986 | 930.9847 | 902.2707 | 873.5568 | 844.8428 | 816.1289 | 1092.8526 | 787.415 | 4856.4087 | 729.9871 | 701.2731 | 672.5592 | 643.8452 | 615.1313 | 586.4173 | 557.7034 | 528.9895 | 500.2755 | 0 | 0 | 0 | 0 | 0 | 0 | 0 | 0 | 0 | 0 | 0 | 0 | 0 | 0 | 0 | 0 | 0 | 0 | 0 | 0 | 0 | 0
|  | 2029 | 1033.7022 | 0 | 0 | 0 | 0 | 0 | 0 | 0 | 0 | 0 | 1498.5092 | 1412.5848 | 1327.5522 | 1265.3497 | 1211.7085 | 1164.4883 | 1130.1101 | 1102.1528 | 1074.1955 | 1046.2382 | 6285.595 | 990.3236 | 962.3663 | 934.409 | 906.4518 | 878.4945 | 850.5372 | 822.5799 | 1035.5732 | 794.6226 | 766.6653 | 4723.4657 | 710.7508 | 682.7935 | 654.8362 | 626.8789 | 598.9216 | 570.9643 | 543.007 | 515.0497 | 487.0925 | 0 | 0 | 0 | 0 | 0 | 0 | 0 | 0 | 0 | 0 | 0 | 0 | 0 | 0 | 0 | 0 | 0 | 0 | 0 | 0 | 0
|  | 2030 | 1006.4625 | 0 | 0 | 0 | 0 | 0 | 0 | 0 | 0 | 0 | 0 | 1436.9082 | 1354.5159 | 1272.9789 | 1213.3334 | 1161.8973 | 1116.6183 | 1083.6532 | 1056.8452 | 1030.0372 | 1003.2292 | 6099.0215 | 949.6132 | 922.8052 | 895.9971 | 869.1891 | 842.3811 | 815.5731 | 977.6749 | 788.7651 | 761.9571 | 735.1491 | 4583.2208 | 681.533 | 654.725 | 627.917 | 601.109 | 574.301 | 547.493 | 520.685 | 493.877 | 467.0689 | 0 | 0 | 0 | 0 | 0 | 0 | 0 | 0 | 0 | 0 | 0 | 0 | 0 | 0 | 0 | 0 | 0 | 0 | 0 | 0
|  | 2031 | 965.0886 | 0 | 0 | 0 | 0 | 0 | 0 | 0 | 0 | 0 | 0 | 0 | 1398.0186 | 1317.8563 | 1238.526 | 1180.4948 | 1130.4508 | 1086.3972 | 1054.3244 | 1028.2419 | 1002.1595 | 976.077 | 5931.8069 | 923.9121 | 897.8296 | 871.7472 | 845.6647 | 819.5823 | 641.705 | 793.4998 | 767.4173 | 741.3349 | 715.2524 | 689.17 | 663.0875 | 637.005 | 610.9226 | 584.8401 | 558.7577 | 532.6752 | 506.5927 | 480.5103 | 454.4278 | 0 | 0 | 0 | 0 | 0 | 0 | 0 | 0 | 0 | 0 | 0 | 0 | 0 | 0 | 0 | 0 | 0 | 0 | 0
|  | 2032 | 938.9687 | 0 | 0 | 0 | 0 | 0 | 0 | 0 | 0 | 0 | 0 | 0 | 0 | 1360.1815 | 1282.1888 | 1205.0055 | 1148.545 | 1099.8554 | 1056.9941 | 1025.7893 | 1000.4128 | 975.0362 | 949.6597 | 5769.1279 | 898.9066 | 873.5301 | 848.1535 | 822.777 | 639.5759 | 797.4004 | 772.0239 | 746.6474 | 721.2708 | 695.8943 | 670.5177 | 645.1412 | 619.7646 | 594.3881 | 569.0116 | 543.635 | 518.2585 | 492.8819 | 467.5054 | 442.1288 | 0 | 0 | 0 | 0 | 0 | 0 | 0 | 0 | 0 | 0 | 0 | 0 | 0 | 0 | 0 | 0 | 0 | 0
|  | 2033 | 913.5557 | 0 | 0 | 0 | 0 | 0 | 0 | 0 | 0 | 0 | 0 | 0 | 0 | 0 | 1323.3685 | 1247.4866 | 1172.3923 | 1117.4599 | 1070.0881 | 1028.3868 | 998.0266 | 973.3368 | 948.6471 | 923.9574 | 5610.8625 | 874.5779 | 849.8882 | 825.1984 | 637.2585 | 800.5087 | 775.819 | 751.1292 | 726.4395 | 701.7498 | 677.06 | 652.3703 | 627.6806 | 602.9908 | 578.3011 | 553.6114 | 528.9217 | 504.2319 | 479.5422 | 454.8525 | 430.1627 | 0 | 0 | 0 | 0 | 0 | 0 | 0 | 0 | 0 | 0 | 0 | 0 | 0 | 0 | 0 | 0 | 0
|  | 2034 | 888.8305 | 0 | 0 | 0 | 0 | 0 | 0 | 0 | 0 | 0 | 0 | 0 | 0 | 0 | 0 | 1287.5518 | 1213.7237 | 1140.6618 | 1087.2161 | 1041.1264 | 1000.5537 | 971.0152 | 946.9937 | 922.9722 | 898.9507 | 5456.892 | 850.9076 | 826.8861 | 634.7591 | 802.8646 | 778.8431 | 754.8216 | 730.8001 | 706.7786 | 682.7571 | 658.7356 | 634.7141 | 610.6925 | 586.671 | 562.6495 | 538.628 | 514.6065 | 490.585 | 466.5635 | 442.542 | 418.5205 | 0 | 0 | 0 | 0 | 0 | 0 | 0 | 0 | 0 | 0 | 0 | 0 | 0 | 0 | 0 | 0
|  | 2035 | 864.7745 | 0 | 0 | 0 | 0 | 0 | 0 | 0 | 0 | 0 | 0 | 0 | 0 | 0 | 0 | 0 | 1252.7045 | 1180.8745 | 1109.79 | 1057.7908 | 1012.9485 | 973.474 | 944.7349 | 921.3635 | 897.9921 | 874.6208 | 5307.1009 | 827.878 | 632.0841 | 804.5066 | 781.1353 | 757.7639 | 734.3925 | 711.0212 | 687.6498 | 664.2784 | 640.907 | 617.5357 | 594.1643 | 570.7929 | 547.4215 | 524.0502 | 500.6788 | 477.3074 | 453.936 | 430.5647 | 407.1933 | 0 | 0 | 0 | 0 | 0 | 0 | 0 | 0 | 0 | 0 | 0 | 0 | 0 | 0 | 0
|  | 2036 | 841.3696 | 0 | 0 | 0 | 0 | 0 | 0 | 0 | 0 | 0 | 0 | 0 | 0 | 0 | 0 | 0 | 0 | 1218.8003 | 1148.9144 | 1079.7538 | 1029.1619 | 985.5333 | 947.1271 | 919.1658 | 896.427 | 873.6882 | 850.9493 | 5161.3767 | 629.2396 | 805.4717 | 782.7328 | 759.994 | 737.2552 | 714.5164 | 691.7775 | 669.0387 | 646.2999 | 623.561 | 600.8222 | 578.0834 | 555.3445 | 532.6057 | 509.8669 | 487.128 | 464.3892 | 441.6504 | 418.9115 | 396.1727 | 0 | 0 | 0 | 0 | 0 | 0 | 0 | 0 | 0 | 0 | 0 | 0 | 0 | 0
|  | 2037 | 818.5981 | 0 | 0 | 0 | 0 | 0 | 0 | 0 | 0 | 0 | 0 | 0 | 0 | 0 | 0 | 0 | 0 | 0 | 1185.8138 | 1117.8193 | 1050.5305 | 1001.3079 | 958.8601 | 921.4933 | 894.2888 | 872.1654 | 850.042 | 827.9186 | 931.4592 | 5019.61 | 783.6718 | 761.5484 | 739.4249 | 717.3015 | 695.1781 | 673.0547 | 650.9313 | 628.8079 | 606.6845 | 584.5611 | 562.4377 | 540.3142 | 518.1908 | 496.0674 | 473.944 | 451.8206 | 429.6972 | 407.5738 | 385.4504 | 0 | 0 | 0 | 0 | 0 | 0 | 0 | 0 | 0 | 0 | 0 | 0 | 0
|  | 2038 | 796.4429 | 0 | 0 | 0 | 0 | 0 | 0 | 0 | 0 | 0 | 0 | 0 | 0 | 0 | 0 | 0 | 0 | 0 | 0 | 1153.72 | 1087.5658 | 1022.0981 | 974.2077 | 932.9087 | 896.5533 | 870.0851 | 848.5604 | 827.0358 | 899.0345 | 805.5112 | 4881.6942 | 762.4619 | 740.9372 | 719.4126 | 697.8879 | 676.3633 | 654.8386 | 633.314 | 611.7893 | 590.2647 | 568.7401 | 547.2154 | 525.6908 | 504.1661 | 482.6415 | 461.1168 | 439.5922 | 418.0675 | 396.5429 | 375.0182 | 0 | 0 | 0 | 0 | 0 | 0 | 0 | 0 | 0 | 0 | 0 | 0
|  | 2039 | 774.8874 | 0 | 0 | 0 | 0 | 0 | 0 | 0 | 0 | 0 | 0 | 0 | 0 | 0 | 0 | 0 | 0 | 0 | 0 | 0 | 1122.4948 | 1058.131 | 994.4353 | 947.841 | 907.6598 | 872.2883 | 846.5364 | 825.5943 | 869.7921 | 804.6523 | 783.7102 | 4747.5258 | 741.826 | 720.8839 | 699.9418 | 678.9997 | 658.0577 | 637.1156 | 616.1735 | 595.2314 | 574.2893 | 553.3472 | 532.4051 | 511.4631 | 490.521 | 469.5789 | 448.6368 | 427.6947 | 406.7526 | 385.8105 | 364.8685 | 0 | 0 | 0 | 0 | 0 | 0 | 0 | 0 | 0 | 0 | 0
|  | 2040 | 753.9152 | 0 | 0 | 0 | 0 | 0 | 0 | 0 | 0 | 0 | 0 | 0 | 0 | 0 | 0 | 0 | 0 | 0 | 0 | 0 | 0 | 1092.1147 | 1029.4929 | 967.5211 | 922.1879 | 883.0941 | 848.68 | 823.6251 | 843.2743 | 803.2498 | 782.8745 | 762.4992 | 4617.0036 | 721.7486 | 701.3734 | 680.9981 | 660.6228 | 640.2475 | 619.8722 | 599.4969 | 579.1216 | 558.7463 | 538.371 | 517.9957 | 497.6204 | 477.2451 | 456.8698 | 436.4945 | 416.1193 | 395.744 | 375.3687 | 354.9934 | 0 | 0 | 0 | 0 | 0 | 0 | 0 | 0 | 0 | 0
|  | 2041 | 733.5107 | 0 | 0 | 0 | 0 | 0 | 0 | 0 | 0 | 0 | 0 | 0 | 0 | 0 | 0 | 0 | 0 | 0 | 0 | 0 | 0 | 0 | 1062.5569 | 1001.6299 | 941.3354 | 897.2291 | 859.1934 | 825.7107 | 612.6858 | 801.3339 | 781.51 | 761.6862 | 741.8624 | 722.0385 | 702.2147 | 682.3908 | 662.567 | 642.7432 | 622.9193 | 603.0955 | 583.2716 | 563.4478 | 543.624 | 523.8001 | 503.9763 | 484.1524 | 464.3286 | 444.5048 | 424.6809 | 404.8571 | 385.0332 | 365.2094 | 345.3856 | 0 | 0 | 0 | 0 | 0 | 0 | 0 | 0 | 0
|  | 2042 | 713.6584 | 0 | 0 | 0 | 0 | 0 | 0 | 0 | 0 | 0 | 0 | 0 | 0 | 0 | 0 | 0 | 0 | 0 | 0 | 0 | 0 | 0 | 0 | 1033.799 | 974.521 | 915.8583 | 872.9458 | 835.9395 | 609.2302 | 803.363 | 779.6459 | 760.3586 | 741.0713 | 721.784 | 702.4967 | 683.2094 | 663.9221 | 644.6348 | 625.3475 | 606.0601 | 586.7728 | 567.4855 | 548.1982 | 528.9109 | 509.6236 | 490.3363 | 471.049 | 451.7616 | 432.4743 | 413.187 | 393.8997 | 374.6124 | 355.3251 | 336.0378 | 0 | 0 | 0 | 0 | 0 | 0 | 0 | 0
|  | 2043 | 694.3434 | 0 | 0 | 0 | 0 | 0 | 0 | 0 | 0 | 0 | 0 | 0 | 0 | 0 | 0 | 0 | 0 | 0 | 0 | 0 | 0 | 0 | 0 | 0 | 1005.8195 | 948.1458 | 891.0708 | 849.3197 | 606.4092 | 813.315 | 781.6202 | 758.545 | 739.7797 | 721.0144 | 702.2491 | 683.4838 | 664.7185 | 645.9532 | 627.1879 | 608.4226 | 589.6573 | 570.892 | 552.1266 | 533.3613 | 514.596 | 495.8307 | 477.0654 | 458.3001 | 439.5348 | 420.7695 | 402.0042 | 383.2389 | 364.4736 | 345.7083 | 326.943 | 0 | 0 | 0 | 0 | 0 | 0 | 0
|  | 2044 | 675.5511 | 0 | 0 | 0 | 0 | 0 | 0 | 0 | 0 | 0 | 0 | 0 | 0 | 0 | 0 | 0 | 0 | 0 | 0 | 0 | 0 | 0 | 0 | 0 | 0 | 978.5972 | 922.4845 | 866.9542 | 604.3438 | 826.333 | 791.3028 | 760.4658 | 738.0151 | 719.7577 | 701.5003 | 683.2429 | 664.9854 | 646.728 | 628.4706 | 610.2132 | 591.9557 | 573.6983 | 555.4409 | 537.1835 | 518.926 | 500.6686 | 482.4112 | 464.1538 | 445.8963 | 427.6389 | 409.3815 | 391.124 | 372.8666 | 354.6092 | 336.3518 | 318.0943 | 0 | 0 | 0 | 0 | 0 | 0
|  | 2045 | 657.2675 | 0 | 0 | 0 | 0 | 0 | 0 | 0 | 0 | 0 | 0 | 0 | 0 | 0 | 0 | 0 | 0 | 0 | 0 | 0 | 0 | 0 | 0 | 0 | 0 | 0 | 952.1117 | 897.5176 | 603.2015 | 843.4903 | 803.9685 | 769.8864 | 739.8839 | 718.0409 | 700.2776 | 682.5143 | 664.7511 | 646.9878 | 629.2245 | 611.4612 | 593.6979 | 575.9346 | 558.1713 | 540.408 | 522.6447 | 504.8814 | 487.1181 | 469.3548 | 451.5915 | 433.8282 | 416.0649 | 398.3017 | 380.5384 | 362.7751 | 345.0118 | 327.2485 | 309.4852 | 0 | 0 | 0 | 0 | 0
|  | 2046 | 639.4787 | 0 | 0 | 0 | 0 | 0 | 0 | 0 | 0 | 0 | 0 | 0 | 0 | 0 | 0 | 0 | 0 | 0 | 0 | 0 | 0 | 0 | 0 | 0 | 0 | 0 | 0 | 926.343 | 603.6202 | 873.2265 | 820.6614 | 782.2093 | 749.0496 | 719.8591 | 698.6073 | 681.3248 | 664.0422 | 646.7597 | 629.4772 | 612.1946 | 594.9121 | 577.6296 | 560.347 | 543.0645 | 525.782 | 508.4994 | 491.2169 | 473.9344 | 456.6518 | 439.3693 | 422.0868 | 404.8042 | 387.5217 | 370.2392 | 352.9566 | 335.6741 | 318.3916 | 301.109 | 0 | 0 | 0 | 0
|  | 2047 | 622.1713 | 0 | 0 | 0 | 0 | 0 | 0 | 0 | 0 | 0 | 0 | 0 | 0 | 0 | 0 | 0 | 0 | 0 | 0 | 0 | 0 | 0 | 0 | 0 | 0 | 0 | 0 | 0 | 605.3324 | 901.2717 | 849.5928 | 798.4504 | 761.0389 | 728.7767 | 700.3763 | 679.6997 | 662.8849 | 646.0701 | 629.2553 | 612.4405 | 595.6257 | 578.8109 | 561.9962 | 545.1814 | 528.3666 | 511.5518 | 494.737 | 477.9222 | 461.1074 | 444.2927 | 427.4779 | 410.6631 | 393.8483 | 377.0335 | 360.2187 | 343.4039 | 326.5892 | 309.7744 | 292.9596 | 0 | 0 | 0
|  | 2048 | 605.3324 | 0 | 0 | 0 | 0 | 0 | 0 | 0 | 0 | 0 | 0 | 0 | 0 | 0 | 0 | 0 | 0 | 0 | 0 | 0 | 0 | 0 | 0 | 0 | 0 | 0 | 0 | 0 | 588.9492 | 0 | 876.879 | 826.5988 | 776.8405 | 740.4416 | 709.0525 | 681.4208 | 661.3037 | 644.944 | 628.5843 | 612.2246 | 595.8649 | 579.5053 | 563.1456 | 546.7859 | 530.4262 | 514.0665 | 497.7068 | 481.3471 | 464.9874 | 448.6277 | 432.268 | 415.9083 | 399.5486 | 383.1889 | 366.8292 | 350.4695 | 334.1098 | 317.7501 | 301.3904 | 285.0307 | 0 | 0
|  | 2049 | 588.9492 | 0 | 0 | 0 | 0 | 0 | 0 | 0 | 0 | 0 | 0 | 0 | 0 | 0 | 0 | 0 | 0 | 0 | 0 | 0 | 0 | 0 | 0 | 0 | 0 | 0 | 0 | 0 | 573.0094 | 0 | 0 | 853.1464 | 804.2271 | 755.8155 | 720.4017 | 689.8622 | 662.9783 | 643.4057 | 627.4888 | 611.5718 | 595.6549 | 579.738 | 563.8211 | 547.9041 | 531.9872 | 516.0703 | 500.1534 | 484.2364 | 468.3195 | 452.4026 | 436.4857 | 420.5687 | 404.6518 | 388.7349 | 372.818 | 356.901 | 340.9841 | 325.0672 | 309.1503 | 293.2333 | 277.3164 | 0
|  | 2050 | 573.0094 | 0 | 0 | 0 | 0 | 0 | 0 | 0 | 0 | 0 | 0 | 0 | 0 | 0 | 0 | 0 | 0 | 0 | 0 | 0 | 0 | 0 | 0 | 0 | 0 | 0 | 0 | 0 | 557.501 | 0 | 0 | 0 | 830.0562 | 782.4609 | 735.3595 | 700.9042 | 671.1912 | 645.0349 | 625.9921 | 610.5059 | 595.0198 | 579.5337 | 564.0475 | 548.5614 | 533.0752 | 517.5891 | 502.103 | 486.6168 | 471.1307 | 455.6446 | 440.1584 | 424.6723 | 409.1861 | 393.7 | 378.2139 | 362.7277 | 347.2416 | 331.7555 | 316.2693 | 300.7832 | 285.297 | 269.8109

## R PSE Battery Leasing - Low Inc
Residential PSE Battery Leasing - Low Income FINANCIALS
($ 1000s Unless Otherwise Indicated)
| Calendar Year of Fin. Close |  |  | 2020 | 2021 | 2022 | 2023 | 2024 | 2025 | 2026 | 2027 | 2028 | 2029 | 2030 | 2031 | 2032 | 2033 | 2034 | 2035 | 2036 | 2037 | 2038 | 2039 | 2040 | 2041 | 2042 | 2043 | 2044 | 2045 | 2046 | 2047 | 2048 | 2049 | 2050 | 2051 | 2052 | 2053 | 2054 | 2055 | 2056 | 2057 | 2058 | 2059 | 2060 | 2061 | 2062 | 2063 | 2064 | 2065 | 2066 | 2067 | 2068 | 2069 | 2070 | 2071 | 2072 | 2073 | 2074 | 2075
| Operating Year |  | 0 | 1 | 2 | 3 | 4 | 5 | 6 | 7 | 8 | 9 | 10 | 11 | 12 | 13 | 14 | 15 | 16 | 17 | 18 | 19 | 20 | 21 | 22 | 23 | 24 | 25 | 26 | 27 | 28 | 29 | 30 | 31 | 32 | 33 | 34 | 35 | 36 | 37 | 38 | 39 | 40 | 41 | 42 | 43 | 44 | 45 | 46 | 47 | 48 | 49 | 50 | 51 | 52 | 53 | 54 | 55 | 56
| Calendar Year | Capital Invest.
| 2020 | 258.481
| Gross plant |  | 2020 1: 258.481; 2021 2: 258.481; 2022 3: 258.481; 2023 4: 258.481; 2024 5: 258.481; 2025 6: 258.481; 2026 7: 258.481; 2027 8: 258.481; 2028 9: 258.481; 2029 10: 258.481; 2030 11: 258.481; 2031 12: 258.481; 2032 13: 258.481; 2033 14: 258.481; 2034 15: 258.481; 2035 16: 258.481; 2036 17: 258.481; 2037 18: 258.481; 2038 19: 258.481; 2039 20: 258.481; 2040 21: 258.481; 2041 22: 258.481; 2042 23: 258.481; 2043 24: 258.481; 2044 25: 258.481; 2045 26: 258.481; 2046 27: 258.481; 2047 28: 258.481; 2048 29: 258.481; 2049 30: 258.481
| Accumulated Depreciation |  | 2020 1: 8.616; 2021 2: 17.2321; 2022 3: 25.8481; 2023 4: 34.4641; 2024 5: 43.0802; 2025 6: 51.6962; 2026 7: 60.3122; 2027 8: 68.9283; 2028 9: 77.5443; 2029 10: 86.1603; 2030 11: 94.7764; 2031 12: 103.3924; 2032 13: 112.0085; 2033 14: 120.6245; 2034 15: 129.2405; 2035 16: 137.8566; 2036 17: 146.4726; 2037 18: 155.0886; 2038 19: 163.7047; 2039 20: 172.3207; 2040 21: 180.9367; 2041 22: 189.5528; 2042 23: 198.1688; 2043 24: 206.7848; 2044 25: 215.4009; 2045 26: 224.0169; 2046 27: 232.6329; 2047 28: 241.249; 2048 29: 249.865; 2049 30: 258.481
| Net book value |  | 2020 1: 249.865; 2021 2: 241.249; 2022 3: 232.6329; 2023 4: 224.0169; 2024 5: 215.4009; 2025 6: 206.7848; 2026 7: 198.1688; 2027 8: 189.5528; 2028 9: 180.9367; 2029 10: 172.3207; 2030 11: 163.7047; 2031 12: 155.0886; 2032 13: 146.4726; 2033 14: 137.8566; 2034 15: 129.2405; 2035 16: 120.6245; 2036 17: 112.0085; 2037 18: 103.3924; 2038 19: 94.7764; 2039 20: 86.1603; 2040 21: 77.5443; 2041 22: 68.9283; 2042 23: 60.3122; 2043 24: 51.6962; 2044 25: 43.0802; 2045 26: 34.4641; 2046 27: 25.8481; 2047 28: 17.2321; 2048 29: 8.616; 2049 30: 0
| Accumulated deferred income tax |  | 2020 1: -9.0468; 2021 2: -24.6074; 2022 3: -33.22; 2023 4: -37.6638; 2024 5: -42.1076; 2025 6: -43.4248; 2026 7: -41.6154; 2027 8: -39.8061; 2028 9: -37.9967; 2029 10: -36.1873; 2030 11: -34.378; 2031 12: -32.5686; 2032 13: -30.7592; 2033 14: -28.9499; 2034 15: -27.1405; 2035 16: -25.3311; 2036 17: -23.5218; 2037 18: -21.7124; 2038 19: -19.903; 2039 20: -18.0937; 2040 21: -16.2843; 2041 22: -14.4749; 2042 23: -12.6656; 2043 24: -10.8562; 2044 25: -9.0468; 2045 26: -7.2375; 2046 27: -5.4281; 2047 28: -3.6187; 2048 29: -1.8094; 2049 30: 6.6613e-15
| Rate Base |  | 2020 1: 240.8182; 2021 2: 216.6416; 2022 3: 199.413; 2023 4: 186.3531; 2024 5: 173.2933; 2025 6: 163.36; 2026 7: 156.5534; 2027 8: 149.7467; 2028 9: 142.94; 2029 10: 136.1334; 2030 11: 129.3267; 2031 12: 122.52; 2032 13: 115.7133; 2033 14: 108.9067; 2034 15: 102.1; 2035 16: 95.2933; 2036 17: 88.4867; 2037 18: 81.68; 2038 19: 74.8733; 2039 20: 68.0667; 2040 21: 61.26; 2041 22: 54.4533; 2042 23: 47.6467; 2043 24: 40.84; 2044 25: 34.0333; 2045 26: 27.2267; 2046 27: 20.42; 2047 28: 13.6133; 2048 29: 6.8067; 2049 30: 6.6613e-15
| Average rate base |  | 2020 1: 249.6496; 2021 2: 228.7299; 2022 3: 208.0273; 2023 4: 192.883; 2024 5: 179.8232; 2025 6: 168.3266; 2026 7: 159.9567; 2027 8: 153.15; 2028 9: 146.3434; 2029 10: 139.5367; 2030 11: 132.73; 2031 12: 125.9233; 2032 13: 119.1167; 2033 14: 112.31; 2034 15: 105.5033; 2035 16: 98.6967; 2036 17: 91.89; 2037 18: 85.0833; 2038 19: 78.2767; 2039 20: 71.47; 2040 21: 64.6633; 2041 22: 57.8567; 2042 23: 51.05; 2043 24: 44.2433; 2044 25: 37.4367; 2045 26: 30.63; 2046 27: 23.8233; 2047 28: 17.0167; 2048 29: 10.21; 2049 30: 3.4033
| Pre-tax Return | 0.086076 | 2020 1: 21.4888; 2021 2: 19.6881; 2022 3: 17.9061; 2023 4: 16.6026; 2024 5: 15.4785; 2025 6: 14.4889; 2026 7: 13.7684; 2027 8: 13.1825; 2028 9: 12.5966; 2029 10: 12.0108; 2030 11: 11.4249; 2031 12: 10.839; 2032 13: 10.2531; 2033 14: 9.6672; 2034 15: 9.0813; 2035 16: 8.4954; 2036 17: 7.9095; 2037 18: 7.3236; 2038 19: 6.7377; 2039 20: 6.1518; 2040 21: 5.566; 2041 22: 4.9801; 2042 23: 4.3942; 2043 24: 3.8083; 2044 25: 3.2224; 2045 26: 2.6365; 2046 27: 2.0506; 2047 28: 1.4647; 2048 29: 0.87884; 2049 30: 0.29295
| Book Depreciation |  | 2020 1: 8.616; 2021 2: 8.616; 2022 3: 8.616; 2023 4: 8.616; 2024 5: 8.616; 2025 6: 8.616; 2026 7: 8.616; 2027 8: 8.616; 2028 9: 8.616; 2029 10: 8.616; 2030 11: 8.616; 2031 12: 8.616; 2032 13: 8.616; 2033 14: 8.616; 2034 15: 8.616; 2035 16: 8.616; 2036 17: 8.616; 2037 18: 8.616; 2038 19: 8.616; 2039 20: 8.616; 2040 21: 8.616; 2041 22: 8.616; 2042 23: 8.616; 2043 24: 8.616; 2044 25: 8.616; 2045 26: 8.616; 2046 27: 8.616; 2047 28: 8.616; 2048 29: 8.616; 2049 30: 8.616
| Insurance |  | 2020 1: 0.12381; 2021 2: 0.12381; 2022 3: 0.12381; 2023 4: 0.12381; 2024 5: 0.12381; 2025 6: 0.12381; 2026 7: 0.12381; 2027 8: 0.12381; 2028 9: 0.12381; 2029 10: 0.12381; 2030 11: 0.12381; 2031 12: 0.12381; 2032 13: 0.12381; 2033 14: 0.12381; 2034 15: 0.12381; 2035 16: 0.12381; 2036 17: 0.12381; 2037 18: 0.12381; 2038 19: 0.12381; 2039 20: 0.12381; 2040 21: 0.12381; 2041 22: 0.12381; 2042 23: 0.12381; 2043 24: 0.12381; 2044 25: 0.12381; 2045 26: 0.12381; 2046 27: 0.12381; 2047 28: 0.12381; 2048 29: 0.12381; 2049 30: 0.12381
| Property Taxes |  | 2020 1: 1.175; 2021 2: 1.175; 2022 3: 1.175; 2023 4: 1.175; 2024 5: 1.175; 2025 6: 1.175; 2026 7: 1.175; 2027 8: 1.175; 2028 9: 1.175; 2029 10: 1.175; 2030 11: 1.175; 2031 12: 1.175; 2032 13: 1.175; 2033 14: 1.175; 2034 15: 1.175; 2035 16: 1.175; 2036 17: 1.175; 2037 18: 1.175; 2038 19: 1.175; 2039 20: 1.175; 2040 21: 1.175; 2041 22: 1.175; 2042 23: 1.175; 2043 24: 1.175; 2044 25: 1.175; 2045 26: 1.175; 2046 27: 1.175; 2047 28: 1.175; 2048 29: 1.175; 2049 30: 1.175
| Revenue Requirement |  | 2020 1: 31.4037; 2021 2: 29.603; 2022 3: 27.821; 2023 4: 26.5175; 2024 5: 25.3933; 2025 6: 24.4037; 2026 7: 23.6833; 2027 8: 23.0974; 2028 9: 22.5115; 2029 10: 21.9256; 2030 11: 21.3397; 2031 12: 20.7538; 2032 13: 20.168; 2033 14: 19.5821; 2034 15: 18.9962; 2035 16: 18.4103; 2036 17: 17.8244; 2037 18: 17.2385; 2038 19: 16.6526; 2039 20: 16.0667; 2040 21: 15.4808; 2041 22: 14.8949; 2042 23: 14.309; 2043 24: 13.7232; 2044 25: 13.1373; 2045 26: 12.5514; 2046 27: 11.9655; 2047 28: 11.3796; 2048 29: 10.7937; 2049 30: 10.2078
| Book Depreciation |  | 2020 1: 8.616; 2021 2: 8.616; 2022 3: 8.616; 2023 4: 8.616; 2024 5: 8.616; 2025 6: 8.616; 2026 7: 8.616; 2027 8: 8.616; 2028 9: 8.616; 2029 10: 8.616; 2030 11: 8.616; 2031 12: 8.616; 2032 13: 8.616; 2033 14: 8.616; 2034 15: 8.616; 2035 16: 8.616; 2036 17: 8.616; 2037 18: 8.616; 2038 19: 8.616; 2039 20: 8.616; 2040 21: 8.616; 2041 22: 8.616; 2042 23: 8.616; 2043 24: 8.616; 2044 25: 8.616; 2045 26: 8.616; 2046 27: 8.616; 2047 28: 8.616; 2048 29: 8.616; 2049 30: 8.616
| Tax Depreciation |  | 2020 1: 51.6962; 2021 2: 82.7139; 2022 3: 49.6284; 2023 4: 29.777; 2024 5: 29.777; 2025 6: 14.8885; 2026 7: 0; 2027 8: 0; 2028 9: 0; 2029 10: 0; 2030 11: 0; 2031 12: 0; 2032 13: 0; 2033 14: 0; 2034 15: 0; 2035 16: 0; 2036 17: 0; 2037 18: 0; 2038 19: 0; 2039 20: 0; 2040 21: 0; 2041 22: 0; 2042 23: 0; 2043 24: 0; 2044 25: 0; 2045 26: 0; 2046 27: 0; 2047 28: 0; 2048 29: 0; 2049 30: 0
| Difference between book and tax |  | 2020 1: -43.0802; 2021 2: -74.0979; 2022 3: -41.0123; 2023 4: -21.161; 2024 5: -21.161; 2025 6: -6.2725; 2026 7: 8.616; 2027 8: 8.616; 2028 9: 8.616; 2029 10: 8.616; 2030 11: 8.616; 2031 12: 8.616; 2032 13: 8.616; 2033 14: 8.616; 2034 15: 8.616; 2035 16: 8.616; 2036 17: 8.616; 2037 18: 8.616; 2038 19: 8.616; 2039 20: 8.616; 2040 21: 8.616; 2041 22: 8.616; 2042 23: 8.616; 2043 24: 8.616; 2044 25: 8.616; 2045 26: 8.616; 2046 27: 8.616; 2047 28: 8.616; 2048 29: 8.616; 2049 30: 8.616
| Tax rate |  | 2020 1: -9.0468; 2021 2: -15.5606; 2022 3: -8.6126; 2023 4: -4.4438; 2024 5: -4.4438; 2025 6: -1.3172; 2026 7: 1.8094; 2027 8: 1.8094; 2028 9: 1.8094; 2029 10: 1.8094; 2030 11: 1.8094; 2031 12: 1.8094; 2032 13: 1.8094; 2033 14: 1.8094; 2034 15: 1.8094; 2035 16: 1.8094; 2036 17: 1.8094; 2037 18: 1.8094; 2038 19: 1.8094; 2039 20: 1.8094; 2040 21: 1.8094; 2041 22: 1.8094; 2042 23: 1.8094; 2043 24: 1.8094; 2044 25: 1.8094; 2045 26: 1.8094; 2046 27: 1.8094; 2047 28: 1.8094; 2048 29: 1.8094; 2049 30: 1.8094
Depreciation Tables
|  | 5 | 2020 1: 20%; 2021 2: 32%; 2022 3: 19.2%; 2023 4: 11.52%; 2024 5: 11.52%; 2025 6: 5.76%; 2026 7: 0%; 2027 8: 0%; 2028 9: 0%; 2029 10: 0%; 2030 11: 0%; 2031 12: 0%; 2032 13: 0%; 2033 14: 0%; 2034 15: 0%; 2035 16: 0%; 2036 17: 0%; 2037 18: 0%; 2038 19: 0%; 2039 20: 0%; 2040 21: 0%
|  | 5 | 0: 1; 2020 1: 20%; 2021 2: 32%; 2022 3: 19.2%; 2023 4: 11.52%; 2024 5: 11.52%; 2025 6: 5.76%
|  | 10 | 0: 0; 2020 1: 10%; 2021 2: 18%; 2022 3: 14.4%; 2023 4: 11.52%; 2024 5: 9.22%; 2025 6: 7.37%; 2026 7: 6.55%; 2027 8: 6.55%; 2028 9: 6.56%; 2029 10: 6.55%; 2030 11: 3.28%
|  | 15 | 0: 0; 2020 1: 5%; 2021 2: 9.5%; 2022 3: 8.55%; 2023 4: 7.7%; 2024 5: 6.93%; 2025 6: 6.23%; 2026 7: 5.9%; 2027 8: 5.9%; 2028 9: 5.91%; 2029 10: 5.9%; 2030 11: 5.91%; 2031 12: 5.9%; 2032 13: 5.91%; 2033 14: 5.9%; 2034 15: 5.91%; 2035 16: 2.95%
|  | 20 | 0: 0; 2020 1: 3.75%; 2021 2: 7.219%; 2022 3: 6.677%; 2023 4: 6.177%; 2024 5: 5.713%; 2025 6: 5.285%; 2026 7: 4.888%; 2027 8: 4.522%; 2028 9: 4.462%; 2029 10: 4.461%; 2030 11: 4.462%; 2031 12: 4.461%; 2032 13: 4.462%; 2033 14: 4.461%; 2034 15: 4.462%; 2035 16: 4.461%; 2036 17: 4.462%; 2037 18: 4.461%; 2038 19: 4.462%; 2039 20: 4.461%; 2040 21: 2.231%
Revenue Requirement by vintage year
2012 $000
|  |  |  | 2020 | 2021 | 2022 | 2023 | 2024 | 2025 | 2026 | 2027 | 2028 | 2029 | 2030 | 2031 | 2032 | 2033 | 2034 | 2035 | 2036 | 2037 | 2038 | 2039 | 2040 | 2041 | 2042 | 2043 | 2044 | 2045 | 2046 | 2047 | 2048 | 2049 | 2050 | 2051 | 2052 | 2053 | 2054 | 2055 | 2056 | 2057 | 2058 | 2059 | 2060 | 2061 | 2062 | 2063 | 2064 | 2065 | 2066 | 2067 | 2068 | 2069 | 2070 | 2071 | 2072 | 2073 | 2074 | 2075
|  | 2020 | 0% | 31.4037 | 29.603 | 27.821 | 26.5175 | 25.3933 | 24.4037 | 23.6833 | 23.0974 | 22.5115 | 21.9256 | 21.3397 | 20.7538 | 20.168 | 19.5821 | 18.9962 | 18.4103 | 17.8244 | 17.2385 | 16.6526 | 16.0667 | 15.4808 | 14.8949 | 14.309 | 13.7232 | 13.1373 | 12.5514 | 11.9655 | 11.3796 | 10.7937 | 10.2078 | 0 | 0 | 0 | 0 | 0 | 0 | 0 | 0 | 0 | 0 | 0 | 0 | 0 | 0 | 0 | 0 | 0 | 0 | 0 | 0 | 0 | 0 | 0 | 0 | 0 | 0
|  | 2021 | 0% |  | 31.4037 | 29.603 | 27.821 | 26.5175 | 25.3933 | 24.4037 | 23.6833 | 23.0974 | 22.5115 | 21.9256 | 21.3397 | 20.7538 | 20.168 | 19.5821 | 18.9962 | 18.4103 | 17.8244 | 17.2385 | 16.6526 | 16.0667 | 15.4808 | 14.8949 | 14.309 | 13.7232 | 13.1373 | 12.5514 | 11.9655 | 11.3796 | 10.7937 | 10.2078 | 0 | 0 | 0 | 0 | 0 | 0 | 0 | 0 | 0 | 0 | 0 | 0 | 0 | 0 | 0 | 0 | 0 | 0 | 0 | 0 | 0 | 0 | 0 | 0 | 0
|  | 2022 | 0% |  |  | 31.4037 | 29.603 | 27.821 | 26.5175 | 25.3933 | 24.4037 | 23.6833 | 23.0974 | 22.5115 | 21.9256 | 21.3397 | 20.7538 | 20.168 | 19.5821 | 18.9962 | 18.4103 | 17.8244 | 17.2385 | 16.6526 | 16.0667 | 15.4808 | 14.8949 | 14.309 | 13.7232 | 13.1373 | 12.5514 | 11.9655 | 11.3796 | 10.7937 | 10.2078 | 0 | 0 | 0 | 0 | 0 | 0 | 0 | 0 | 0 | 0 | 0 | 0 | 0 | 0 | 0 | 0 | 0 | 0 | 0 | 0 | 0 | 0 | 0 | 0
|  | 2023 | -9.326% |  |  |  | 28.4749 | 26.8421 | 25.2263 | 24.0444 | 23.0251 | 22.1278 | 21.4745 | 20.9433 | 20.412 | 19.8808 | 19.3495 | 18.8183 | 18.287 | 17.7558 | 17.2245 | 16.6933 | 16.162 | 15.6308 | 15.0995 | 14.5683 | 14.037 | 13.5058 | 12.9745 | 12.4433 | 11.912 | 11.3808 | 10.8495 | 10.3183 | 9.787 | 9.2558 | 0 | 0 | 0 | 0 | 0 | 0 | 0 | 0 | 0 | 0 | 0 | 0 | 0 | 0 | 0 | 0 | 0 | 0 | 0 | 0 | 0 | 0 | 0
|  | 2024 | -9.753% |  |  |  |  | 25.6977 | 24.2242 | 22.766 | 21.6993 | 20.7794 | 19.9696 | 19.3801 | 18.9007 | 18.4212 | 17.9418 | 17.4623 | 16.9829 | 16.5035 | 16.024 | 15.5446 | 15.0652 | 14.5857 | 14.1063 | 13.6269 | 13.1474 | 12.668 | 12.1886 | 11.7091 | 11.2297 | 10.7503 | 10.2708 | 9.7914 | 9.3119 | 8.8325 | 8.3531 | 0 | 0 | 0 | 0 | 0 | 0 | 0 | 0 | 0 | 0 | 0 | 0 | 0 | 0 | 0 | 0 | 0 | 0 | 0 | 0 | 0 | 0
|  | 2025 | -6.919% | [5 empty] | 23.9196 | 22.5481 | 21.1907 | 20.1979 | 19.3416 | 18.5879 | 18.0391 | 17.5929 | 17.1466 | 16.7003 | 16.2541 | 15.8078 | 15.3616 | 14.9153 | 14.469 | 14.0228 | 13.5765 | 13.1302 | 12.684 | 12.2377 | 11.7915 | 11.3452 | 10.8989 | 10.4527 | 10.0064 | 9.5601 | 9.1139 | 8.6676 | 8.2214 | 7.7751 | 0 | 0 | 0 | 0 | 0 | 0 | 0 | 0 | 0 | 0 | 0 | 0 | 0 | 0 | 0 | 0 | 0 | 0 | 0 | 0 | 0
|  | 2026 | -2.562% | [6 empty] | 23.3067 | 21.9703 | 20.6478 | 19.6803 | 18.846 | 18.1116 | 17.5769 | 17.1421 | 16.7073 | 16.2724 | 15.8376 | 15.4028 | 14.968 | 14.5331 | 14.0983 | 13.6635 | 13.2286 | 12.7938 | 12.359 | 11.9242 | 11.4893 | 11.0545 | 10.6197 | 10.1849 | 9.75 | 9.3152 | 8.8804 | 8.4455 | 8.0107 | 7.5759 | 0 | 0 | 0 | 0 | 0 | 0 | 0 | 0 | 0 | 0 | 0 | 0 | 0 | 0 | 0 | 0 | 0 | 0 | 0 | 0
|  | 2027 | -2.593% | [7 empty] | 22.7025 | 21.4007 | 20.1125 | 19.1701 | 18.3574 | 17.642 | 17.1212 | 16.6976 | 16.2741 | 15.8505 | 15.427 | 15.0034 | 14.5799 | 14.1563 | 13.7328 | 13.3092 | 12.8857 | 12.4621 | 12.0386 | 11.615 | 11.1914 | 10.7679 | 10.3443 | 9.9208 | 9.4972 | 9.0737 | 8.6501 | 8.2266 | 7.803 | 7.3795 | 0 | 0 | 0 | 0 | 0 | 0 | 0 | 0 | 0 | 0 | 0 | 0 | 0 | 0 | 0 | 0 | 0 | 0 | 0
|  | 2028 | -2.624% | [8 empty] | 22.1068 | 20.8392 | 19.5847 | 18.6671 | 17.8757 | 17.1791 | 16.6719 | 16.2595 | 15.8471 | 15.4346 | 15.0222 | 14.6097 | 14.1973 | 13.7849 | 13.3724 | 12.96 | 12.5475 | 12.1351 | 11.7227 | 11.3102 | 10.8978 | 10.4853 | 10.0729 | 9.6605 | 9.248 | 8.8356 | 8.4231 | 8.0107 | 7.5983 | 7.1858 | 0 | 0 | 0 | 0 | 0 | 0 | 0 | 0 | 0 | 0 | 0 | 0 | 0 | 0 | 0 | 0 | 0 | 0
|  | 2029 | -2.656% | [9 empty] | 21.5196 | 20.2857 | 19.0646 | 18.1713 | 17.401 | 16.7229 | 16.2292 | 15.8277 | 15.4262 | 15.0247 | 14.6232 | 14.2217 | 13.8202 | 13.4188 | 13.0173 | 12.6158 | 12.2143 | 11.8128 | 11.4113 | 11.0098 | 10.6084 | 10.2069 | 9.8054 | 9.4039 | 9.0024 | 8.6009 | 8.1994 | 7.798 | 7.3965 | 6.995 | 0 | 0 | 0 | 0 | 0 | 0 | 0 | 0 | 0 | 0 | 0 | 0 | 0 | 0 | 0 | 0 | 0
|  | 2030 | -4.144% | [10 empty] | 20.6279 | 19.4451 | 18.2745 | 17.4183 | 16.6799 | 16.0299 | 15.5566 | 15.1718 | 14.7869 | 14.4021 | 14.0172 | 13.6324 | 13.2475 | 12.8627 | 12.4778 | 12.093 | 11.7081 | 11.3233 | 10.9384 | 10.5536 | 10.1688 | 9.7839 | 9.3991 | 9.0142 | 8.6294 | 8.2445 | 7.8597 | 7.4748 | 7.09 | 6.7051 | 0 | 0 | 0 | 0 | 0 | 0 | 0 | 0 | 0 | 0 | 0 | 0 | 0 | 0 | 0 | 0
|  | 2031 | -2.728% | [11 empty] | 20.0651 | 18.9145 | 17.776 | 16.9431 | 16.2248 | 15.5925 | 15.1322 | 14.7578 | 14.3835 | 14.0092 | 13.6348 | 13.2605 | 12.8861 | 12.5118 | 12.1374 | 11.7631 | 11.3887 | 11.0144 | 10.64 | 10.2657 | 9.8913 | 9.517 | 9.1426 | 8.7683 | 8.3939 | 8.0196 | 7.6452 | 7.2709 | 6.8965 | 6.5222 | 0 | 0 | 0 | 0 | 0 | 0 | 0 | 0 | 0 | 0 | 0 | 0 | 0 | 0 | 0
|  | 2032 | -2.728% | [12 empty] | 19.5176 | 18.3985 | 17.291 | 16.4808 | 15.7821 | 15.1671 | 14.7193 | 14.3552 | 13.9911 | 13.6269 | 13.2628 | 12.8987 | 12.5345 | 12.1704 | 11.8063 | 11.4421 | 11.078 | 10.7139 | 10.3497 | 9.9856 | 9.6214 | 9.2573 | 8.8932 | 8.529 | 8.1649 | 7.8008 | 7.4366 | 7.0725 | 6.7084 | 6.3442 | 0 | 0 | 0 | 0 | 0 | 0 | 0 | 0 | 0 | 0 | 0 | 0 | 0 | 0
|  | 2033 | -2.728% | [13 empty] | 18.9851 | 17.8965 | 16.8192 | 16.0312 | 15.3516 | 14.7533 | 14.3178 | 13.9636 | 13.6094 | 13.2552 | 12.901 | 12.5468 | 12.1926 | 11.8384 | 11.4842 | 11.1299 | 10.7757 | 10.4215 | 10.0673 | 9.7131 | 9.3589 | 9.0047 | 8.6505 | 8.2963 | 7.9421 | 7.5879 | 7.2337 | 6.8795 | 6.5253 | 6.1711 | 0 | 0 | 0 | 0 | 0 | 0 | 0 | 0 | 0 | 0 | 0 | 0 | 0
|  | 2034 | -2.728% | [14 empty] | 18.4672 | 17.4083 | 16.3603 | 15.5938 | 14.9327 | 14.3508 | 13.9271 | 13.5826 | 13.238 | 12.8935 | 12.549 | 12.2044 | 11.8599 | 11.5154 | 11.1708 | 10.8263 | 10.4818 | 10.1372 | 9.7927 | 9.4481 | 9.1036 | 8.7591 | 8.4145 | 8.07 | 7.7255 | 7.3809 | 7.0364 | 6.6918 | 6.3473 | 6.0028 | 0 | 0 | 0 | 0 | 0 | 0 | 0 | 0 | 0 | 0 | 0 | 0
|  | 2035 | -2.728% | [15 empty] | 17.9633 | 16.9333 | 15.914 | 15.1683 | 14.5253 | 13.9593 | 13.5471 | 13.212 | 12.8769 | 12.5417 | 12.2066 | 11.8715 | 11.5363 | 11.2012 | 10.8661 | 10.5309 | 10.1958 | 9.8606 | 9.5255 | 9.1904 | 8.8552 | 8.5201 | 8.185 | 7.8498 | 7.5147 | 7.1795 | 6.8444 | 6.5093 | 6.1741 | 5.839 | 0 | 0 | 0 | 0 | 0 | 0 | 0 | 0 | 0 | 0 | 0
|  | 2036 | -2.728% | [16 empty] | 17.4732 | 16.4713 | 15.4798 | 14.7545 | 14.129 | 13.5784 | 13.1775 | 12.8515 | 12.5256 | 12.1996 | 11.8736 | 11.5476 | 11.2216 | 10.8956 | 10.5696 | 10.2436 | 9.9176 | 9.5916 | 9.2656 | 8.9396 | 8.6136 | 8.2876 | 7.9616 | 7.6357 | 7.3097 | 6.9837 | 6.6577 | 6.3317 | 6.0057 | 5.6797 | 0 | 0 | 0 | 0 | 0 | 0 | 0 | 0 | 0 | 0
|  | 2037 | -2.728% | [17 empty] | 16.9965 | 16.0219 | 15.0575 | 14.3519 | 13.7435 | 13.2079 | 12.818 | 12.5009 | 12.1838 | 11.8667 | 11.5496 | 11.2325 | 10.9154 | 10.5983 | 10.2812 | 9.9641 | 9.647 | 9.3299 | 9.0128 | 8.6957 | 8.3786 | 8.0615 | 7.7444 | 7.4273 | 7.1102 | 6.7931 | 6.476 | 6.1589 | 5.8418 | 5.5247 | 0 | 0 | 0 | 0 | 0 | 0 | 0 | 0 | 0
|  | 2038 | -2.728% | [18 empty] | 16.5328 | 15.5848 | 14.6466 | 13.9604 | 13.3686 | 12.8476 | 12.4683 | 12.1599 | 11.8514 | 11.543 | 11.2345 | 10.9261 | 10.6176 | 10.3092 | 10.0007 | 9.6923 | 9.3838 | 9.0754 | 8.7669 | 8.4585 | 8.15 | 7.8416 | 7.5331 | 7.2247 | 6.9162 | 6.6078 | 6.2993 | 5.9909 | 5.6825 | 5.374 | 0 | 0 | 0 | 0 | 0 | 0 | 0 | 0
|  | 2039 | -2.728% | [19 empty] | 16.0817 | 15.1596 | 14.247 | 13.5795 | 13.0038 | 12.4971 | 12.1281 | 11.8281 | 11.5281 | 11.228 | 10.928 | 10.628 | 10.3279 | 10.0279 | 9.7279 | 9.4278 | 9.1278 | 8.8278 | 8.5277 | 8.2277 | 7.9277 | 7.6276 | 7.3276 | 7.0276 | 6.7275 | 6.4275 | 6.1275 | 5.8274 | 5.5274 | 5.2274 | 0 | 0 | 0 | 0 | 0 | 0 | 0
|  | 2040 | -2.728% | [20 empty] | 15.643 | 14.746 | 13.8583 | 13.209 | 12.649 | 12.1561 | 11.7972 | 11.5054 | 11.2135 | 10.9217 | 10.6298 | 10.338 | 10.0462 | 9.7543 | 9.4625 | 9.1706 | 8.8788 | 8.5869 | 8.2951 | 8.0032 | 7.7114 | 7.4195 | 7.1277 | 6.8358 | 6.544 | 6.2522 | 5.9603 | 5.6685 | 5.3766 | 5.0848 | 0 | 0 | 0 | 0 | 0 | 0
|  | 2041 | -2.728% | [21 empty] | 15.2162 | 14.3437 | 13.4802 | 12.8486 | 12.3039 | 11.8245 | 11.4754 | 11.1915 | 10.9076 | 10.6237 | 10.3398 | 10.0559 | 9.7721 | 9.4882 | 9.2043 | 8.9204 | 8.6365 | 8.3526 | 8.0688 | 7.7849 | 7.501 | 7.2171 | 6.9332 | 6.6493 | 6.3655 | 6.0816 | 5.7977 | 5.5138 | 5.2299 | 4.946 | 0 | 0 | 0 | 0 | 0
|  | 2042 | -2.728% | [22 empty] | 14.801 | 13.9523 | 13.1125 | 12.4981 | 11.9682 | 11.5018 | 11.1623 | 10.8861 | 10.61 | 10.3339 | 10.0577 | 9.7816 | 9.5055 | 9.2293 | 8.9532 | 8.677 | 8.4009 | 8.1248 | 7.8486 | 7.5725 | 7.2963 | 7.0202 | 6.7441 | 6.4679 | 6.1918 | 5.9156 | 5.6395 | 5.3634 | 5.0872 | 4.8111 | 0 | 0 | 0 | 0
|  | 2043 | -2.728% | 2043: 14.3972; 2044: 13.5717; 2045: 12.7547; 2046: 12.1571; 2047: 11.6417; 2048: 11.188; 2049: 10.8577; 2050: 10.5891; 2051: 10.3205; 2052: 10.0519; 2053: 9.7833; 2054: 9.5147; 2055: 9.2461; 2056: 8.9775; 2057: 8.7089; 2058: 8.4403; 2059: 8.1717; 2060: 7.9031; 2061: 7.6345; 2062: 7.3659; 2063: 7.0973; 2064: 6.8287; 2065: 6.5601; 2066: 6.2915; 2067: 6.0229; 2068: 5.7543; 2069: 5.4856; 2070: 5.217; 2071: 4.9484; 2072: 4.6798; 2073: 0; 2074: 0; 2075: 0
|  | 2044 | -2.728% | 2044: 14.0044; 2045: 13.2014; 2046: 12.4067; 2047: 11.8254; 2048: 11.3241; 2049: 10.8828; 2050: 10.5615; 2051: 10.3002; 2052: 10.039; 2053: 9.7777; 2054: 9.5164; 2055: 9.2551; 2056: 8.9939; 2057: 8.7326; 2058: 8.4713; 2059: 8.21; 2060: 7.9487; 2061: 7.6875; 2062: 7.4262; 2063: 7.1649; 2064: 6.9036; 2065: 6.6424; 2066: 6.3811; 2067: 6.1198; 2068: 5.8585; 2069: 5.5973; 2070: 5.336; 2071: 5.0747; 2072: 4.8134; 2073: 4.5522; 2074: 0; 2075: 0
|  | 2045 | -2.728% | 2045: 13.6223; 2046: 12.8412; 2047: 12.0682; 2048: 11.5028; 2049: 11.0151; 2050: 10.5859; 2051: 10.2734; 2052: 10.0192; 2053: 9.7651; 2054: 9.5109; 2055: 9.2568; 2056: 9.0026; 2057: 8.7485; 2058: 8.4943; 2059: 8.2402; 2060: 7.986; 2061: 7.7319; 2062: 7.4777; 2063: 7.2236; 2064: 6.9694; 2065: 6.7153; 2066: 6.4611; 2067: 6.207; 2068: 5.9528; 2069: 5.6987; 2070: 5.4445; 2071: 5.1904; 2072: 4.9363; 2073: 4.6821; 2074: 4.428; 2075: 0
|  | 2046 | -2.728% | 2046: 13.2507; 2047: 12.4909; 2048: 11.739; 2049: 11.1889; 2050: 10.7146; 2051: 10.2971; 2052: 9.9931; 2053: 9.7459; 2054: 9.4986; 2055: 9.2514; 2056: 9.0042; 2057: 8.757; 2058: 8.5098; 2059: 8.2626; 2060: 8.0154; 2061: 7.7681; 2062: 7.5209; 2063: 7.2737; 2064: 7.0265; 2065: 6.7793; 2066: 6.5321; 2067: 6.2849; 2068: 6.0376; 2069: 5.7904; 2070: 5.5432; 2071: 5.296; 2072: 5.0488; 2073: 4.8016; 2074: 4.5544; 2075: 4.3071
|  | 2047 | -2.728% | 2047: 12.8891; 2048: 12.1501; 2049: 11.4187; 2050: 10.8837; 2051: 10.4223; 2052: 10.0161; 2053: 9.7204; 2054: 9.48; 2055: 9.2395; 2056: 8.999; 2057: 8.7586; 2058: 8.5181; 2059: 8.2776; 2060: 8.0371; 2061: 7.7967; 2062: 7.5562; 2063: 7.3157; 2064: 7.0753; 2065: 6.8348; 2066: 6.5943; 2067: 6.3539; 2068: 6.1134; 2069: 5.8729; 2070: 5.6324; 2071: 5.392; 2072: 5.1515; 2073: 4.911; 2074: 4.6706; 2075: 4.4301
|  | 2048 | -2.728% | 2048: 12.5375; 2049: 11.8186; 2050: 11.1072; 2051: 10.5867; 2052: 10.1379; 2053: 9.7429; 2054: 9.4552; 2055: 9.2213; 2056: 8.9874; 2057: 8.7535; 2058: 8.5196; 2059: 8.2857; 2060: 8.0518; 2061: 7.8179; 2062: 7.584; 2063: 7.35; 2064: 7.1161; 2065: 6.8822; 2066: 6.6483; 2067: 6.4144; 2068: 6.1805; 2069: 5.9466; 2070: 5.7127; 2071: 5.4788; 2072: 5.2449; 2073: 5.011; 2074: 4.7771; 2075: 4.5431
|  | 2049 | -2.728% | 2049: 12.1954; 2050: 11.4961; 2051: 10.8041; 2052: 10.2979; 2053: 9.8613; 2054: 9.477; 2055: 9.1973; 2056: 8.9697; 2057: 8.7422; 2058: 8.5147; 2059: 8.2871; 2060: 8.0596; 2061: 7.8321; 2062: 7.6046; 2063: 7.377; 2064: 7.1495; 2065: 6.922; 2066: 6.6945; 2067: 6.4669; 2068: 6.2394; 2069: 6.0119; 2070: 5.7844; 2071: 5.5568; 2072: 5.3293; 2073: 5.1018; 2074: 4.8742; 2075: 4.6467
|  | 2050 | -2.728% | 2050: 11.8627; 2051: 11.1825; 2052: 10.5093; 2053: 10.0169; 2054: 9.5923; 2055: 9.2185; 2056: 8.9463; 2057: 8.725; 2058: 8.5037; 2059: 8.2824; 2060: 8.0611; 2061: 7.8397; 2062: 7.6184; 2063: 7.3971; 2064: 7.1758; 2065: 6.9545; 2066: 6.7331; 2067: 6.5118; 2068: 6.2905; 2069: 6.0692; 2070: 5.8479; 2071: 5.6265; 2072: 5.4052; 2073: 5.1839; 2074: 4.9626; 2075: 4.7413
Revenue Requirement by vintage year
2012 $/MW-wk
| Aurora Input |  | Levelized Cost | 2020 | 2021 | 2022 | 2023 | 2024 | 2025 | 2026 | 2027 | 2028 | 2029 | 2030 | 2031 | 2032 | 2033 | 2034 | 2035 | 2036 | 2037 | 2038 | 2039 | 2040 | 2041 | 2042 | 2043 | 2044 | 2045 | 2046 | 2047 | 2048 | 2049 | 2050 | 2051 | 2052 | 2053 | 2054 | 2055 | 2056 | 2057 | 2058 | 2059 | 2060 | 2061 | 2062 | 2063 | 2064 | 2065 | 2066 | 2067 | 2068 | 2069 | 2070 | 2071 | 2072 | 2073 | 2074 | 2075
|  | 2020 | 4056.1649 | 6039.1723 | 5692.8866 | 5350.1949 | 5099.5114 | 4883.331 | 4693.0278 | 4554.4793 | 4441.8081 | 4329.1369 | 4216.4656 | 4103.7944 | 3991.1232 | 3878.452 | 3765.7807 | 3653.1095 | 3540.4383 | 3427.7671 | 3315.0958 | 3202.4246 | 3089.7534 | 2977.0822 | 2864.4109 | 2751.7397 | 2639.0685 | 2526.3973 | 2413.726 | 2301.0548 | 2188.3836 | 2075.7124 | 1963.0411 | 0 | 0 | 0 | 0 | 0 | 0 | 0 | 0 | 0 | 0 | 0 | 0 | 0 | 0 | 0 | 0 | 0 | 0 | 0 | 0 | 0 | 0 | 0 | 0 | 0 | 0
|  | 2021 | 4056.1649 | 0 | 6039.1723 | 5692.8866 | 5350.1949 | 5099.5114 | 4883.331 | 4693.0278 | 4554.4793 | 4441.8081 | 4329.1369 | 4216.4656 | 4103.7944 | 3991.1232 | 3878.452 | 3765.7807 | 3653.1095 | 3540.4383 | 3427.7671 | 3315.0958 | 3202.4246 | 3089.7534 | 2977.0822 | 2864.4109 | 2751.7397 | 2639.0685 | 2526.3973 | 2413.726 | 2301.0548 | 2188.3836 | 2075.7124 | 1963.0411 | 0 | 0 | 0 | 0 | 0 | 0 | 0 | 0 | 0 | 0 | 0 | 0 | 0 | 0 | 0 | 0 | 0 | 0 | 0 | 0 | 0 | 0 | 0 | 0 | 0
|  | 2022 | 4056.1649 | 0 | 0 | 6039.1723 | 5692.8866 | 5350.1949 | 5099.5114 | 4883.331 | 4693.0278 | 4554.4793 | 4441.8081 | 4329.1369 | 4216.4656 | 4103.7944 | 3991.1232 | 3878.452 | 3765.7807 | 3653.1095 | 3540.4383 | 3427.7671 | 3315.0958 | 3202.4246 | 3089.7534 | 2977.0822 | 2864.4109 | 2751.7397 | 2639.0685 | 2526.3973 | 2413.726 | 2301.0548 | 2188.3836 | 2075.7124 | 1963.0411 | 0 | 0 | 0 | 0 | 0 | 0 | 0 | 0 | 0 | 0 | 0 | 0 | 0 | 0 | 0 | 0 | 0 | 0 | 0 | 0 | 0 | 0 | 0 | 0
|  | 2023 | 3677.8733 | 0 | 0 | 0 | 5475.9388 | 5161.9488 | 4851.2177 | 4623.9138 | 4427.8951 | 4255.3403 | 4129.7132 | 4027.5501 | 3925.387 | 3823.2239 | 3721.0607 | 3618.8976 | 3516.7345 | 3414.5714 | 3312.4082 | 3210.2451 | 3108.082 | 3005.9188 | 2903.7557 | 2801.5926 | 2699.4295 | 2597.2663 | 2495.1032 | 2392.9401 | 2290.777 | 2188.6138 | 2086.4507 | 1984.2876 | 1882.1244 | 1779.9613 | 0 | 0 | 0 | 0 | 0 | 0 | 0 | 0 | 0 | 0 | 0 | 0 | 0 | 0 | 0 | 0 | 0 | 0 | 0 | 0 | 0 | 0 | 0
|  | 2024 | 3319.1684 | 0 | 0 | 0 | 0 | 4941.8676 | 4658.5012 | 4378.0759 | 4172.9411 | 3996.0402 | 3840.3147 | 3726.9401 | 3634.741 | 3542.5419 | 3450.3428 | 3358.1437 | 3265.9446 | 3173.7455 | 3081.5464 | 2989.3473 | 2897.1482 | 2804.9491 | 2712.75 | 2620.5509 | 2528.3518 | 2436.1527 | 2343.9536 | 2251.7545 | 2159.5554 | 2067.3563 | 1975.1572 | 1882.9581 | 1790.759 | 1698.5599 | 1606.3608 | 0 | 0 | 0 | 0 | 0 | 0 | 0 | 0 | 0 | 0 | 0 | 0 | 0 | 0 | 0 | 0 | 0 | 0 | 0 | 0 | 0 | 0
|  | 2025 | 3089.505 | 0 | 0 | 0 | 0 | 0 | 4599.9247 | 4336.1653 | 4075.1435 | 3884.2026 | 3719.542 | 3574.5916 | 3469.0618 | 3383.2422 | 3297.4227 | 3211.6031 | 3125.7835 | 3039.964 | 2954.1444 | 2868.3248 | 2782.5053 | 2696.6857 | 2610.8661 | 2525.0466 | 2439.227 | 2353.4074 | 2267.5879 | 2181.7683 | 2095.9487 | 2010.1292 | 1924.3096 | 1838.49 | 1752.6705 | 1666.8509 | 1581.0313 | 1495.2118 | 0 | 0 | 0 | 0 | 0 | 0 | 0 | 0 | 0 | 0 | 0 | 0 | 0 | 0 | 0 | 0 | 0 | 0 | 0 | 0 | 0
|  | 2026 | 3010.3459 | 0 | 0 | 0 | 0 | 0 | 0 | 4482.0657 | 4225.0643 | 3970.7304 | 3784.6817 | 3624.2401 | 3483.0036 | 3380.1777 | 3296.557 | 3212.9363 | 3129.3156 | 3045.6949 | 2962.0742 | 2878.4535 | 2794.8328 | 2711.2121 | 2627.5914 | 2543.9707 | 2460.35 | 2376.7293 | 2293.1086 | 2209.4879 | 2125.8672 | 2042.2464 | 1958.6257 | 1875.005 | 1791.3843 | 1707.7636 | 1624.1429 | 1540.5222 | 1456.9015 | 0 | 0 | 0 | 0 | 0 | 0 | 0 | 0 | 0 | 0 | 0 | 0 | 0 | 0 | 0 | 0 | 0 | 0 | 0 | 0
|  | 2027 | 2932.2951 | 0 | 0 | 0 | 0 | 0 | 0 | 0 | 4365.857 | 4115.519 | 3867.7793 | 3686.5544 | 3530.2726 | 3392.6981 | 3292.5382 | 3211.0855 | 3129.6329 | 3048.1803 | 2966.7277 | 2885.275 | 2803.8224 | 2722.3698 | 2640.9171 | 2559.4645 | 2478.0119 | 2396.5593 | 2315.1066 | 2233.654 | 2152.2014 | 2070.7488 | 1989.2961 | 1907.8435 | 1826.3909 | 1744.9382 | 1663.4856 | 1582.033 | 1500.5804 | 1419.1277 | 0 | 0 | 0 | 0 | 0 | 0 | 0 | 0 | 0 | 0 | 0 | 0 | 0 | 0 | 0 | 0 | 0 | 0 | 0
|  | 2028 | 2855.3528 | 0 | 0 | 0 | 0 | 0 | 0 | 0 | 0 | 4251.2986 | 4007.5294 | 3766.2903 | 3589.8207 | 3437.6396 | 3303.675 | 3206.1432 | 3126.8279 | 3047.5126 | 2968.1972 | 2888.8819 | 2809.5665 | 2730.2512 | 2650.9358 | 2571.6205 | 2492.3052 | 2412.9898 | 2333.6745 | 2254.3591 | 2175.0438 | 2095.7284 | 2016.4131 | 1937.0978 | 1857.7824 | 1778.4671 | 1699.1517 | 1619.8364 | 1540.521 | 1461.2057 | 1381.8904 | 0 | 0 | 0 | 0 | 0 | 0 | 0 | 0 | 0 | 0 | 0 | 0 | 0 | 0 | 0 | 0 | 0 | 0
|  | 2029 | 2779.519 | 0 | 0 | 0 | 0 | 0 | 0 | 0 | 0 | 0 | 4138.3905 | 3901.0954 | 3666.2633 | 3494.4804 | 3346.3411 | 3215.9344 | 3120.9929 | 3043.7841 | 2966.5752 | 2889.3664 | 2812.1575 | 2734.9487 | 2657.7398 | 2580.531 | 2503.3221 | 2426.1133 | 2348.9044 | 2271.6956 | 2194.4867 | 2117.2779 | 2040.0691 | 1962.8602 | 1885.6514 | 1808.4425 | 1731.2337 | 1654.0248 | 1576.816 | 1499.6071 | 1422.3983 | 1345.1894 | 0 | 0 | 0 | 0 | 0 | 0 | 0 | 0 | 0 | 0 | 0 | 0 | 0 | 0 | 0 | 0 | 0
|  | 2030 | 2664.3362 | 0 | 0 | 0 | 0 | 0 | 0 | 0 | 0 | 0 | 0 | 3966.8963 | 3739.4347 | 3514.334 | 3349.6698 | 3207.6693 | 3082.6666 | 2991.6595 | 2917.6502 | 2843.6408 | 2769.6315 | 2695.6222 | 2621.6129 | 2547.6035 | 2473.5942 | 2399.5849 | 2325.5756 | 2251.5662 | 2177.5569 | 2103.5476 | 2029.5383 | 1955.5289 | 1881.5196 | 1807.5103 | 1733.501 | 1659.4916 | 1585.4823 | 1511.473 | 1437.4637 | 1363.4543 | 1289.445 | 0 | 0 | 0 | 0 | 0 | 0 | 0 | 0 | 0 | 0 | 0 | 0 | 0 | 0 | 0 | 0
|  | 2031 | 2591.6449 | 0 | 0 | 0 | 0 | 0 | 0 | 0 | 0 | 0 | 0 | 0 | 3858.6671 | 3637.4114 | 3418.4521 | 3258.2804 | 3120.1542 | 2998.5619 | 2910.0378 | 2838.0476 | 2766.0575 | 2694.0674 | 2622.0773 | 2550.0872 | 2478.097 | 2406.1069 | 2334.1168 | 2262.1267 | 2190.1366 | 2118.1464 | 2046.1563 | 1974.1662 | 1902.1761 | 1830.1859 | 1758.1958 | 1686.2057 | 1614.2156 | 1542.2255 | 1470.2353 | 1398.2452 | 1326.2551 | 1254.265 | 0 | 0 | 0 | 0 | 0 | 0 | 0 | 0 | 0 | 0 | 0 | 0 | 0 | 0 | 0
|  | 2032 | 2520.9368 | 0 | 0 | 0 | 0 | 0 | 0 | 0 | 0 | 0 | 0 | 0 | 0 | 3753.3907 | 3538.1715 | 3325.1861 | 3169.3844 | 3035.0267 | 2916.7519 | 2830.6429 | 2760.6169 | 2690.5909 | 2620.5649 | 2550.5389 | 2480.5129 | 2410.4869 | 2340.4609 | 2270.4349 | 2200.4089 | 2130.3829 | 2060.3568 | 1990.3308 | 1920.3048 | 1850.2788 | 1780.2528 | 1710.2268 | 1640.2008 | 1570.1748 | 1500.1488 | 1430.1228 | 1360.0968 | 1290.0708 | 1220.0447 | 0 | 0 | 0 | 0 | 0 | 0 | 0 | 0 | 0 | 0 | 0 | 0 | 0 | 0
|  | 2033 | 2452.1578 | 0 | 0 | 0 | 0 | 0 | 0 | 0 | 0 | 0 | 0 | 0 | 0 | 0 | 3650.9866 | 3441.6393 | 3234.4648 | 3082.9138 | 2952.2218 | 2837.1739 | 2753.4142 | 2685.2988 | 2617.1833 | 2549.0678 | 2480.9523 | 2412.8368 | 2344.7214 | 2276.6059 | 2208.4904 | 2140.3749 | 2072.2594 | 2004.1439 | 1936.0285 | 1867.913 | 1799.7975 | 1731.682 | 1663.5665 | 1595.451 | 1527.3356 | 1459.2201 | 1391.1046 | 1322.9891 | 1254.8736 | 1186.7582 | 0 | 0 | 0 | 0 | 0 | 0 | 0 | 0 | 0 | 0 | 0 | 0 | 0
|  | 2034 | 2385.2554 | 0 | 0 | 0 | 0 | 0 | 0 | 0 | 0 | 0 | 0 | 0 | 0 | 0 | 0 | 3551.3764 | 3347.7407 | 3146.2186 | 2998.8024 | 2871.676 | 2759.767 | 2678.2926 | 2612.0355 | 2545.7784 | 2479.5213 | 2413.2643 | 2347.0072 | 2280.7501 | 2214.493 | 2148.2359 | 2081.9789 | 2015.7218 | 1949.4647 | 1883.2076 | 1816.9505 | 1750.6935 | 1684.4364 | 1618.1793 | 1551.9222 | 1485.6651 | 1419.408 | 1353.151 | 1286.8939 | 1220.6368 | 1154.3797 | 0 | 0 | 0 | 0 | 0 | 0 | 0 | 0 | 0 | 0 | 0 | 0
|  | 2035 | 2320.1782 | 0 | 0 | 0 | 0 | 0 | 0 | 0 | 0 | 0 | 0 | 0 | 0 | 0 | 0 | 0 | 3454.4839 | 3256.404 | 3060.38 | 2916.9858 | 2793.3278 | 2684.472 | 2605.2205 | 2540.7711 | 2476.3217 | 2411.8723 | 2347.423 | 2282.9736 | 2218.5242 | 2154.0748 | 2089.6254 | 2025.176 | 1960.7267 | 1896.2773 | 1831.8279 | 1767.3785 | 1702.9291 | 1638.4797 | 1574.0304 | 1509.581 | 1445.1316 | 1380.6822 | 1316.2328 | 1251.7834 | 1187.3341 | 1122.8847 | 0 | 0 | 0 | 0 | 0 | 0 | 0 | 0 | 0 | 0 | 0
|  | 2036 | 2256.8766 | 0 | 0 | 0 | 0 | 0 | 0 | 0 | 0 | 0 | 0 | 0 | 0 | 0 | 0 | 0 | 0 | 3360.2349 | 3167.5592 | 2976.8834 | 2837.4014 | 2717.1172 | 2611.2313 | 2534.142 | 2471.451 | 2408.76 | 2346.069 | 2283.378 | 2220.687 | 2157.996 | 2095.305 | 2032.614 | 1969.923 | 1907.232 | 1844.541 | 1781.85 | 1719.159 | 1656.4679 | 1593.7769 | 1531.0859 | 1468.3949 | 1405.7039 | 1343.0129 | 1280.3219 | 1217.6309 | 1154.9399 | 1092.2489 | 0 | 0 | 0 | 0 | 0 | 0 | 0 | 0 | 0 | 0
|  | 2037 | 2195.302 | 0 | 0 | 0 | 0 | 0 | 0 | 0 | 0 | 0 | 0 | 0 | 0 | 0 | 0 | 0 | 0 | 0 | 3268.5573 | 3081.1384 | 2895.6648 | 2759.9883 | 2642.9859 | 2539.9889 | 2465.0028 | 2404.0222 | 2343.0416 | 2282.061 | 2221.0804 | 2160.0998 | 2099.1192 | 2038.1386 | 1977.158 | 1916.1774 | 1855.1968 | 1794.2162 | 1733.2356 | 1672.255 | 1611.2744 | 1550.2938 | 1489.3132 | 1428.3326 | 1367.352 | 1306.3714 | 1245.3908 | 1184.4102 | 1123.4296 | 1062.449 | 0 | 0 | 0 | 0 | 0 | 0 | 0 | 0 | 0
|  | 2038 | 2135.4074 | 0 | 0 | 0 | 0 | 0 | 0 | 0 | 0 | 0 | 0 | 0 | 0 | 0 | 0 | 0 | 0 | 0 | 0 | 3179.3809 | 2997.0754 | 2816.6621 | 2684.6873 | 2570.877 | 2470.6901 | 2397.7499 | 2338.433 | 2279.1162 | 2219.7993 | 2160.4824 | 2101.1656 | 2041.8487 | 1982.5319 | 1923.215 | 1863.8981 | 1804.5813 | 1745.2644 | 1685.9476 | 1626.6307 | 1567.3138 | 1507.997 | 1448.6801 | 1389.3633 | 1330.0464 | 1270.7295 | 1211.4127 | 1152.0958 | 1092.7789 | 1033.4621 | 0 | 0 | 0 | 0 | 0 | 0 | 0 | 0
|  | 2039 | 2077.1469 | 0 | 0 | 0 | 0 | 0 | 0 | 0 | 0 | 0 | 0 | 0 | 0 | 0 | 0 | 0 | 0 | 0 | 0 | 0 | 3092.6376 | 2915.306 | 2739.8148 | 2611.4407 | 2500.7356 | 2403.282 | 2332.3319 | 2274.6333 | 2216.9348 | 2159.2363 | 2101.5378 | 2043.8393 | 1986.1408 | 1928.4423 | 1870.7437 | 1813.0452 | 1755.3467 | 1697.6482 | 1639.9497 | 1582.2512 | 1524.5527 | 1466.8542 | 1409.1556 | 1351.4571 | 1293.7586 | 1236.0601 | 1178.3616 | 1120.6631 | 1062.9646 | 1005.266 | 0 | 0 | 0 | 0 | 0 | 0 | 0
|  | 2040 | 2020.4759 | 0 | 0 | 0 | 0 | 0 | 0 | 0 | 0 | 0 | 0 | 0 | 0 | 0 | 0 | 0 | 0 | 0 | 0 | 0 | 0 | 3008.2609 | 2835.7674 | 2665.0642 | 2540.1926 | 2432.5078 | 2337.7131 | 2268.6986 | 2212.5743 | 2156.45 | 2100.3257 | 2044.2014 | 1988.077 | 1931.9527 | 1875.8284 | 1819.7041 | 1763.5798 | 1707.4554 | 1651.3311 | 1595.2068 | 1539.0825 | 1482.9582 | 1426.8338 | 1370.7095 | 1314.5852 | 1258.4609 | 1202.3366 | 1146.2122 | 1090.0879 | 1033.9636 | 977.8393 | 0 | 0 | 0 | 0 | 0 | 0 | 0 | 0 | 0 | 0
|  | 2041 | 1965.3511 | 0 | 0 | 0 | 0 | 0 | 0 | 0 | 0 | 0 | 0 | 0 | 0 | 0 | 0 | 0 | 0 | 0 | 0 | 0 | 0 | 0 | 2926.1862 | 2758.3989 | 2592.353 | 2470.8883 | 2366.1414 | 2273.933 | 2206.8015 | 2152.2084 | 2097.6154 | 2043.0223 | 1988.4292 | 1933.8361 | 1879.2431 | 1824.65 | 1770.0569 | 1715.4638 | 1660.8708 | 1606.2777 | 1551.6846 | 1497.0915 | 1442.4985 | 1387.9054 | 1333.3123 | 1278.7192 | 1224.1262 | 1169.5331 | 1114.94 | 1060.3469 | 1005.7539 | 951.1608 | 0 | 0 | 0 | 0 | 0 | 0 | 0 | 0 | 0
|  | 2042 | 1911.7302 | 0 | 0 | 0 | 0 | 0 | 0 | 0 | 0 | 0 | 0 | 0 | 0 | 0 | 0 | 0 | 0 | 0 | 0 | 0 | 0 | 0 | 0 | 2846.3508 | 2683.1412 | 2521.6256 | 2403.4748 | 2301.5858 | 2211.8931 | 2146.5931 | 2093.4895 | 2040.3859 | 1987.2823 | 1934.1787 | 1881.0751 | 1827.9715 | 1774.8679 | 1721.7643 | 1668.6607 | 1615.5571 | 1562.4535 | 1509.3499 | 1456.2463 | 1403.1427 | 1350.039 | 1296.9354 | 1243.8318 | 1190.7282 | 1137.6246 | 1084.521 | 1031.4174 | 978.3138 | 925.2102 | 0 | 0 | 0 | 0 | 0 | 0 | 0 | 0
|  | 2043 | 1859.5723 | 0 | 0 | 0 | 0 | 0 | 0 | 0 | 0 | 0 | 0 | 0 | 0 | 0 | 0 | 0 | 0 | 0 | 0 | 0 | 0 | 0 | 0 | 0 | 2768.6936 | 2609.9368 | 2452.8279 | 2337.9006 | 2238.7914 | 2151.5458 | 2088.0275 | 2036.3727 | 1984.7179 | 1933.0631 | 1881.4083 | 1829.7536 | 1778.0988 | 1726.444 | 1674.7892 | 1623.1345 | 1571.4797 | 1519.8249 | 1468.1701 | 1416.5154 | 1364.8606 | 1313.2058 | 1261.551 | 1209.8963 | 1158.2415 | 1106.5867 | 1054.9319 | 1003.2771 | 951.6224 | 899.9676 | 0 | 0 | 0 | 0 | 0 | 0 | 0
|  | 2044 | 1808.8374 | 0 | 0 | 0 | 0 | 0 | 0 | 0 | 0 | 0 | 0 | 0 | 0 | 0 | 0 | 0 | 0 | 0 | 0 | 0 | 0 | 0 | 0 | 0 | 0 | 2693.155 | 2538.7297 | 2385.9071 | 2274.1154 | 2177.7102 | 2092.845 | 2031.0596 | 1980.8141 | 1930.5687 | 1880.3232 | 1830.0777 | 1779.8322 | 1729.5868 | 1679.3413 | 1629.0958 | 1578.8503 | 1528.6049 | 1478.3594 | 1428.1139 | 1377.8684 | 1327.623 | 1277.3775 | 1227.132 | 1176.8865 | 1126.6411 | 1076.3956 | 1026.1501 | 975.9046 | 925.6592 | 875.4137 | 0 | 0 | 0 | 0 | 0 | 0
|  | 2045 | 1759.4867 | 0 | 0 | 0 | 0 | 0 | 0 | 0 | 0 | 0 | 0 | 0 | 0 | 0 | 0 | 0 | 0 | 0 | 0 | 0 | 0 | 0 | 0 | 0 | 0 | 0 | 2619.6774 | 2469.4653 | 2320.8122 | 2212.0705 | 2118.2956 | 2035.7457 | 1975.646 | 1926.7714 | 1877.8968 | 1829.0222 | 1780.1475 | 1731.2729 | 1682.3983 | 1633.5237 | 1584.649 | 1535.7744 | 1486.8998 | 1438.0252 | 1389.1505 | 1340.2759 | 1291.4013 | 1242.5267 | 1193.6521 | 1144.7774 | 1095.9028 | 1047.0282 | 998.1536 | 949.2789 | 900.4043 | 851.5297 | 0 | 0 | 0 | 0 | 0
|  | 2046 | 1711.4825 | 0 | 0 | 0 | 0 | 0 | 0 | 0 | 0 | 0 | 0 | 0 | 0 | 0 | 0 | 0 | 0 | 0 | 0 | 0 | 0 | 0 | 0 | 0 | 0 | 0 | 0 | 2548.2045 | 2402.0907 | 2257.4933 | 2151.7184 | 2060.5019 | 1980.2043 | 1921.7443 | 1874.2031 | 1826.6619 | 1779.1208 | 1731.5796 | 1684.0384 | 1636.4973 | 1588.9561 | 1541.4149 | 1493.8737 | 1446.3326 | 1398.7914 | 1351.2502 | 1303.7091 | 1256.1679 | 1208.6267 | 1161.0855 | 1113.5444 | 1066.0032 | 1018.462 | 970.9209 | 923.3797 | 875.8385 | 828.2973 | 0 | 0 | 0 | 0
|  | 2047 | 1664.788 | 0 | 0 | 0 | 0 | 0 | 0 | 0 | 0 | 0 | 0 | 0 | 0 | 0 | 0 | 0 | 0 | 0 | 0 | 0 | 0 | 0 | 0 | 0 | 0 | 0 | 0 | 0 | 2478.6816 | 2336.5542 | 2195.9019 | 2093.0129 | 2004.2851 | 1926.1782 | 1869.3132 | 1823.0691 | 1776.825 | 1730.5809 | 1684.3368 | 1638.0927 | 1591.8486 | 1545.6044 | 1499.3603 | 1453.1162 | 1406.8721 | 1360.628 | 1314.3839 | 1268.1398 | 1221.8957 | 1175.6516 | 1129.4075 | 1083.1634 | 1036.9193 | 990.6752 | 944.4311 | 898.187 | 851.9429 | 805.6988 | 0 | 0 | 0
|  | 2048 | 1619.3674 | 0 | 0 | 0 | 0 | 0 | 0 | 0 | 0 | 0 | 0 | 0 | 0 | 0 | 0 | 0 | 0 | 0 | 0 | 0 | 0 | 0 | 0 | 0 | 0 | 0 | 0 | 0 | 0 | 2411.0555 | 2272.8058 | 2135.9909 | 2035.909 | 1949.602 | 1873.6261 | 1818.3125 | 1773.3301 | 1728.3477 | 1683.3653 | 1638.3828 | 1593.4004 | 1548.418 | 1503.4356 | 1458.4532 | 1413.4707 | 1368.4883 | 1323.5059 | 1278.5235 | 1233.5411 | 1188.5586 | 1143.5762 | 1098.5938 | 1053.6114 | 1008.629 | 963.6465 | 918.6641 | 873.6817 | 828.6993 | 783.7169 | 0 | 0
|  | 2049 | 1575.186 | 0 | 0 | 0 | 0 | 0 | 0 | 0 | 0 | 0 | 0 | 0 | 0 | 0 | 0 | 0 | 0 | 0 | 0 | 0 | 0 | 0 | 0 | 0 | 0 | 0 | 0 | 0 | 0 | 0 | 2345.2745 | 2210.7966 | 2077.7145 | 1980.3631 | 1896.4108 | 1822.5078 | 1768.7033 | 1724.9482 | 1681.193 | 1637.4378 | 1593.6827 | 1549.9275 | 1506.1724 | 1462.4172 | 1418.662 | 1374.9069 | 1331.1517 | 1287.3966 | 1243.6414 | 1199.8862 | 1156.1311 | 1112.3759 | 1068.6208 | 1024.8656 | 981.1105 | 937.3553 | 893.6001 | 849.845 | 806.0898 | 762.3347 | 0
|  | 2050 | 1532.2101 | 0 | 0 | 0 | 0 | 0 | 0 | 0 | 0 | 0 | 0 | 0 | 0 | 0 | 0 | 0 | 0 | 0 | 0 | 0 | 0 | 0 | 0 | 0 | 0 | 0 | 0 | 0 | 0 | 0 | 0 | 2281.2881 | 2150.4792 | 2021.028 | 1926.3327 | 1844.6708 | 1772.7841 | 1720.4476 | 1677.8862 | 1635.3249 | 1592.7635 | 1550.2021 | 1507.6407 | 1465.0793 | 1422.5179 | 1379.9566 | 1337.3952 | 1294.8338 | 1252.2724 | 1209.711 | 1167.1496 | 1124.5883 | 1082.0269 | 1039.4655 | 996.9041 | 954.3427 | 911.7813 | 869.22 | 826.6586 | 784.0972 | 741.5358
|  | Annual Change (%) |  | 0% | 0% | 0% | -9.326% | -9.753% | -6.919% | -2.562% | -2.593% | -2.624% | -2.656% | -4.144% | -2.728% | -2.728% | -2.728% | -2.728% | -2.728% | -2.728% | -2.728% | -2.728% | -2.728% | -2.728% | -2.728% | -2.728% | -2.728% | -2.728% | -2.728% | -2.728% | -2.728% | -2.728% | -2.728% | -2.728% | 0% | 0% | 0% | 0% | 0% | 0% | 0% | 0% | 0% | 0% | 0% | 0% | 0% | 0% | 0% | 0% | 0% | 0% | 0% | 0% | 0% | 0% | 0% | 0% | 0%
|  | Levelized Capital Cost ($/MW-wk) |  | 4056.1649 | 4056.1649 | 4056.1649 | 3677.8733 | 3319.1684 | 3089.505 | 3010.3459 | 2932.2951 | 2855.3528 | 2779.519 | 2664.3362 | 2591.6449 | 2520.9368 | 2452.1578 | 2385.2554 | 2320.1782 | 2256.8766 | 2195.302 | 2135.4074 | 2077.1469 | 2020.4759 | 1965.3511 | 1911.7302 | 1859.5723 | 1808.8374 | 1759.4867 | 1711.4825 | 1664.788 | 1619.3674 | 1575.186 | 1532.2101 | 1532.2101 | 1532.2101 | 1532.2101 | 1532.2101 | 1532.2101 | 1532.2101 | 1532.2101 | 1532.2101 | 1532.2101 | 1532.2101 | 1532.2101 | 1532.2101 | 1532.2101 | 1532.2101 | 1532.2101 | 1532.2101 | 1532.2101 | 1532.2101 | 1532.2101 | 1532.2101 | 1532.2101 | 1532.2101 | 1532.2101 | 1532.2101 | 1532.2101
|  | Economic Life | 30
|  | check s/b 0 | 0
Revenue Requirement by vintage year
2012 $/MW-wk
| Aurora Input |  | Levelized Cost | 2020 | 2021 | 2022 | 2023 | 2024 | 2025 | 2026 | 2027 | 2028 | 2029 | 2030 | 2031 | 2032 | 2033 | 2034 | 2035 | 2036 | 2037 | 2038 | 2039 | 2040 | 2041 | 2042 | 2043 | 2044 | 2045 | 2046 | Levelized | 2047 | 2048 | 2049 | 2050 | 2051 | 2052 | 2053 | 2054 | 2055 | 2056 | 2057 | 2058 | 2059 | 2060 | 2061 | 2062 | 2063 | 2064 | 2065 | 2066 | 2067 | 2068 | 2069 | 2070 | 2071 | 2072 | 2073 | 2074 | 2075 | 2076 | 2077 | 2078 | 2079
|  | 2020 | 4056.1649 | 6039.1723 | 5692.8866 | 5350.1949 | 5099.5114 | 4883.331 | 4693.0278 | 4554.4793 | 4441.8081 | 4329.1369 | 4216.4656 | 4103.7944 | 3991.1232 | 3878.452 | 3765.7807 | 3653.1095 | 3540.4383 | 3427.7671 | 3315.0958 | 3202.4246 | 3089.7534 | 2977.0822 | 2864.4109 | 2751.7397 | 2639.0685 | 2526.3973 | 2413.726 | 2301.0548 | 2078.8738 | 2188.3836 | 2075.7124 | 1963.0411 | 0 | 0 | 0 | 0 | 0 | 0 | 0 | 0 | 0 | 0 | 0 | 0 | 0 | 0 | 0 | 0 | 0 | 0 | 0 | 0 | 0 | 0 | 0 | 0 | 0 | 0 | 0 | 0 | 0 | 0
|  | 2021 | 4056.1649 |  | 6039.1723 | 5692.8866 | 5350.1949 | 5099.5114 | 4883.331 | 4693.0278 | 4554.4793 | 4441.8081 | 4329.1369 | 4216.4656 | 4103.7944 | 3991.1232 | 3878.452 | 3765.7807 | 3653.1095 | 3540.4383 | 3427.7671 | 3315.0958 | 3202.4246 | 3089.7534 | 2977.0822 | 2864.4109 | 2751.7397 | 2639.0685 | 2526.3973 | 2413.726 | 2137.9745 | 2301.0548 | 2188.3836 | 2075.7124 | 1963.0411 | 0 | 0 | 0 | 0 | 0 | 0 | 0 | 0 | 0 | 0 | 0 | 0 | 0 | 0 | 0 | 0 | 0 | 0 | 0 | 0 | 0 | 0 | 0 | 0 | 0 | 0 | 0 | 0 | 0
|  | 2022 | 4056.1649 |  |  | 6039.1723 | 5692.8866 | 5350.1949 | 5099.5114 | 4883.331 | 4693.0278 | 4554.4793 | 4441.8081 | 4329.1369 | 4216.4656 | 4103.7944 | 3991.1232 | 3878.452 | 3765.7807 | 3653.1095 | 3540.4383 | 3427.7671 | 3315.0958 | 3202.4246 | 3089.7534 | 2977.0822 | 2864.4109 | 2751.7397 | 2639.0685 | 2526.3973 | 2197.8635 | 2413.726 | 2301.0548 | 2188.3836 | 2075.7124 | 1963.0411 | 0 | 0 | 0 | 0 | 0 | 0 | 0 | 0 | 0 | 0 | 0 | 0 | 0 | 0 | 0 | 0 | 0 | 0 | 0 | 0 | 0 | 0 | 0 | 0 | 0 | 0 | 0 | 0
|  | 2023 | 3677.8733 |  |  |  | 5475.9388 | 5161.9488 | 4851.2177 | 4623.9138 | 4427.8951 | 4255.3403 | 4129.7132 | 4027.5501 | 3925.387 | 3823.2239 | 3721.0607 | 3618.8976 | 3516.7345 | 3414.5714 | 3312.4082 | 3210.2451 | 3108.082 | 3005.9188 | 2903.7557 | 2801.5926 | 2699.4295 | 2597.2663 | 2495.1032 | 2392.9401 | 2047.9006 | 2290.777 | 2188.6138 | 2086.4507 | 1984.2876 | 1882.1244 | 1779.9613 | 0 | 0 | 0 | 0 | 0 | 0 | 0 | 0 | 0 | 0 | 0 | 0 | 0 | 0 | 0 | 0 | 0 | 0 | 0 | 0 | 0 | 0 | 0 | 0 | 0 | 0 | 0
|  | 2024 | 3319.1684 |  |  |  |  | 4941.8676 | 4658.5012 | 4378.0759 | 4172.9411 | 3996.0402 | 3840.3147 | 3726.9401 | 3634.741 | 3542.5419 | 3450.3428 | 3358.1437 | 3265.9446 | 3173.7455 | 3081.5464 | 2989.3473 | 2897.1482 | 2804.9491 | 2712.75 | 2620.5509 | 2528.3518 | 2436.1527 | 2343.9536 | 2251.7545 | 1898.4619 | 2159.5554 | 2067.3563 | 1975.1572 | 1882.9581 | 1790.759 | 1698.5599 | 1606.3608 | 0 | 0 | 0 | 0 | 0 | 0 | 0 | 0 | 0 | 0 | 0 | 0 | 0 | 0 | 0 | 0 | 0 | 0 | 0 | 0 | 0 | 0 | 0 | 0 | 0 | 0
|  | 2025 | 3089.505 | [5 empty] | 4599.9247 | 4336.1653 | 4075.1435 | 3884.2026 | 3719.542 | 3574.5916 | 3469.0618 | 3383.2422 | 3297.4227 | 3211.6031 | 3125.7835 | 3039.964 | 2954.1444 | 2868.3248 | 2782.5053 | 2696.6857 | 2610.8661 | 2525.0466 | 2439.227 | 2353.4074 | 2267.5879 | 2181.7683 | 1814.5127 | 2095.9487 | 2010.1292 | 1924.3096 | 1838.49 | 1752.6705 | 1666.8509 | 1581.0313 | 1495.2118 | 0 | 0 | 0 | 0 | 0 | 0 | 0 | 0 | 0 | 0 | 0 | 0 | 0 | 0 | 0 | 0 | 0 | 0 | 0 | 0 | 0 | 0 | 0 | 0 | 0
|  | 2026 | 3010.3459 | [6 empty] | 4482.0657 | 4225.0643 | 3970.7304 | 3784.6817 | 3624.2401 | 3483.0036 | 3380.1777 | 3296.557 | 3212.9363 | 3129.3156 | 3045.6949 | 2962.0742 | 2878.4535 | 2794.8328 | 2711.2121 | 2627.5914 | 2543.9707 | 2460.35 | 2376.7293 | 2293.1086 | 2209.4879 | 1814.7979 | 2125.8672 | 2042.2464 | 1958.6257 | 1875.005 | 1791.3843 | 1707.7636 | 1624.1429 | 1540.5222 | 1456.9015 | 0 | 0 | 0 | 0 | 0 | 0 | 0 | 0 | 0 | 0 | 0 | 0 | 0 | 0 | 0 | 0 | 0 | 0 | 0 | 0 | 0 | 0 | 0 | 0
|  | 2027 | 2932.2951 | [7 empty] | 4365.857 | 4115.519 | 3867.7793 | 3686.5544 | 3530.2726 | 3392.6981 | 3292.5382 | 3211.0855 | 3129.6329 | 3048.1803 | 2966.7277 | 2885.275 | 2803.8224 | 2722.3698 | 2640.9171 | 2559.4645 | 2478.0119 | 2396.5593 | 2315.1066 | 2233.654 | 1813.8718 | 2152.2014 | 2070.7488 | 1989.2961 | 1907.8435 | 1826.3909 | 1744.9382 | 1663.4856 | 1582.033 | 1500.5804 | 1419.1277 | 0 | 0 | 0 | 0 | 0 | 0 | 0 | 0 | 0 | 0 | 0 | 0 | 0 | 0 | 0 | 0 | 0 | 0 | 0 | 0 | 0 | 0 | 0
|  | 2028 | 2855.3528 | [8 empty] | 4251.2986 | 4007.5294 | 3766.2903 | 3589.8207 | 3437.6396 | 3303.675 | 3206.1432 | 3126.8279 | 3047.5126 | 2968.1972 | 2888.8819 | 2809.5665 | 2730.2512 | 2650.9358 | 2571.6205 | 2492.3052 | 2412.9898 | 2333.6745 | 2254.3591 | 1811.74 | 2175.0438 | 2095.7284 | 2016.4131 | 1937.0978 | 1857.7824 | 1778.4671 | 1699.1517 | 1619.8364 | 1540.521 | 1461.2057 | 1381.8904 | 0 | 0 | 0 | 0 | 0 | 0 | 0 | 0 | 0 | 0 | 0 | 0 | 0 | 0 | 0 | 0 | 0 | 0 | 0 | 0 | 0 | 0
|  | 2029 | 2779.519 | [9 empty] | 4138.3905 | 3901.0954 | 3666.2633 | 3494.4804 | 3346.3411 | 3215.9344 | 3120.9929 | 3043.7841 | 2966.5752 | 2889.3664 | 2812.1575 | 2734.9487 | 2657.7398 | 2580.531 | 2503.3221 | 2426.1133 | 2348.9044 | 2271.6956 | 1808.4093 | 2194.4867 | 2117.2779 | 2040.0691 | 1962.8602 | 1885.6514 | 1808.4425 | 1731.2337 | 1654.0248 | 1576.816 | 1499.6071 | 1422.3983 | 1345.1894 | 0 | 0 | 0 | 0 | 0 | 0 | 0 | 0 | 0 | 0 | 0 | 0 | 0 | 0 | 0 | 0 | 0 | 0 | 0 | 0 | 0
|  | 2030 | 2664.3362 | [10 empty] | 3966.8963 | 3739.4347 | 3514.334 | 3349.6698 | 3207.6693 | 3082.6666 | 2991.6595 | 2917.6502 | 2843.6408 | 2769.6315 | 2695.6222 | 2621.6129 | 2547.6035 | 2473.5942 | 2399.5849 | 2325.5756 | 2251.5662 | 1776.9058 | 2177.5569 | 2103.5476 | 2029.5383 | 1955.5289 | 1881.5196 | 1807.5103 | 1733.501 | 1659.4916 | 1585.4823 | 1511.473 | 1437.4637 | 1363.4543 | 1289.445 | 0 | 0 | 0 | 0 | 0 | 0 | 0 | 0 | 0 | 0 | 0 | 0 | 0 | 0 | 0 | 0 | 0 | 0 | 0 | 0
|  | 2031 | 2591.6449 | [11 empty] | 3858.6671 | 3637.4114 | 3418.4521 | 3258.2804 | 3120.1542 | 2998.5619 | 2910.0378 | 2838.0476 | 2766.0575 | 2694.0674 | 2622.0773 | 2550.0872 | 2478.097 | 2406.1069 | 2334.1168 | 2262.1267 | 1771.1681 | 2190.1366 | 2118.1464 | 2046.1563 | 1974.1662 | 1902.1761 | 1830.1859 | 1758.1958 | 1686.2057 | 1614.2156 | 1542.2255 | 1470.2353 | 1398.2452 | 1326.2551 | 1254.265 | 0 | 0 | 0 | 0 | 0 | 0 | 0 | 0 | 0 | 0 | 0 | 0 | 0 | 0 | 0 | 0 | 0 | 0 | 0
|  | 2032 | 2520.9368 | [12 empty] | 3753.3907 | 3538.1715 | 3325.1861 | 3169.3844 | 3035.0267 | 2916.7519 | 2830.6429 | 2760.6169 | 2690.5909 | 2620.5649 | 2550.5389 | 2480.5129 | 2410.4869 | 2340.4609 | 2270.4349 | 1764.8955 | 2200.4089 | 2130.3829 | 2060.3568 | 1990.3308 | 1920.3048 | 1850.2788 | 1780.2528 | 1710.2268 | 1640.2008 | 1570.1748 | 1500.1488 | 1430.1228 | 1360.0968 | 1290.0708 | 1220.0447 | 0 | 0 | 0 | 0 | 0 | 0 | 0 | 0 | 0 | 0 | 0 | 0 | 0 | 0 | 0 | 0 | 0 | 0
|  | 2033 | 2452.1578 | [13 empty] | 3650.9866 | 3441.6393 | 3234.4648 | 3082.9138 | 2952.2218 | 2837.1739 | 2753.4142 | 2685.2988 | 2617.1833 | 2549.0678 | 2480.9523 | 2412.8368 | 2344.7214 | 2276.6059 | 1758.1061 | 2208.4904 | 2140.3749 | 2072.2594 | 2004.1439 | 1936.0285 | 1867.913 | 1799.7975 | 1731.682 | 1663.5665 | 1595.451 | 1527.3356 | 1459.2201 | 1391.1046 | 1322.9891 | 1254.8736 | 1186.7582 | 0 | 0 | 0 | 0 | 0 | 0 | 0 | 0 | 0 | 0 | 0 | 0 | 0 | 0 | 0 | 0 | 0
|  | 2034 | 2385.2554 | [14 empty] | 3551.3764 | 3347.7407 | 3146.2186 | 2998.8024 | 2871.676 | 2759.767 | 2678.2926 | 2612.0355 | 2545.7784 | 2479.5213 | 2413.2643 | 2347.0072 | 2280.7501 | 1750.8178 | 2214.493 | 2148.2359 | 2081.9789 | 2015.7218 | 1949.4647 | 1883.2076 | 1816.9505 | 1750.6935 | 1684.4364 | 1618.1793 | 1551.9222 | 1485.6651 | 1419.408 | 1353.151 | 1286.8939 | 1220.6368 | 1154.3797 | 0 | 0 | 0 | 0 | 0 | 0 | 0 | 0 | 0 | 0 | 0 | 0 | 0 | 0 | 0 | 0
|  | 2035 | 2320.1782 | [15 empty] | 3454.4839 | 3256.404 | 3060.38 | 2916.9858 | 2793.3278 | 2684.472 | 2605.2205 | 2540.7711 | 2476.3217 | 2411.8723 | 2347.423 | 2282.9736 | 1743.0482 | 2218.5242 | 2154.0748 | 2089.6254 | 2025.176 | 1960.7267 | 1896.2773 | 1831.8279 | 1767.3785 | 1702.9291 | 1638.4797 | 1574.0304 | 1509.581 | 1445.1316 | 1380.6822 | 1316.2328 | 1251.7834 | 1187.3341 | 1122.8847 | 0 | 0 | 0 | 0 | 0 | 0 | 0 | 0 | 0 | 0 | 0 | 0 | 0 | 0 | 0
|  | 2036 | 2256.8766 | [16 empty] | 3360.2349 | 3167.5592 | 2976.8834 | 2837.4014 | 2717.1172 | 2611.2313 | 2534.142 | 2471.451 | 2408.76 | 2346.069 | 2283.378 | 1734.8148 | 2220.687 | 2157.996 | 2095.305 | 2032.614 | 1969.923 | 1907.232 | 1844.541 | 1781.85 | 1719.159 | 1656.4679 | 1593.7769 | 1531.0859 | 1468.3949 | 1405.7039 | 1343.0129 | 1280.3219 | 1217.6309 | 1154.9399 | 1092.2489 | 0 | 0 | 0 | 0 | 0 | 0 | 0 | 0 | 0 | 0 | 0 | 0 | 0 | 0
|  | 2037 | 2195.302 | [17 empty] | 3268.5573 | 3081.1384 | 2895.6648 | 2759.9883 | 2642.9859 | 2539.9889 | 2465.0028 | 2404.0222 | 2343.0416 | 2282.061 | 1726.1348 | 2221.0804 | 2160.0998 | 2099.1192 | 2038.1386 | 1977.158 | 1916.1774 | 1855.1968 | 1794.2162 | 1733.2356 | 1672.255 | 1611.2744 | 1550.2938 | 1489.3132 | 1428.3326 | 1367.352 | 1306.3714 | 1245.3908 | 1184.4102 | 1123.4296 | 1062.449 | 0 | 0 | 0 | 0 | 0 | 0 | 0 | 0 | 0 | 0 | 0 | 0 | 0
|  | 2038 | 2135.4074 | [18 empty] | 3179.3809 | 2997.0754 | 2816.6621 | 2684.6873 | 2570.877 | 2470.6901 | 2397.7499 | 2338.433 | 2279.1162 | 1717.0249 | 2219.7993 | 2160.4824 | 2101.1656 | 2041.8487 | 1982.5319 | 1923.215 | 1863.8981 | 1804.5813 | 1745.2644 | 1685.9476 | 1626.6307 | 1567.3138 | 1507.997 | 1448.6801 | 1389.3633 | 1330.0464 | 1270.7295 | 1211.4127 | 1152.0958 | 1092.7789 | 1033.4621 | 0 | 0 | 0 | 0 | 0 | 0 | 0 | 0 | 0 | 0 | 0 | 0
|  | 2039 | 2077.1469 | [19 empty] | 3092.6376 | 2915.306 | 2739.8148 | 2611.4407 | 2500.7356 | 2403.282 | 2332.3319 | 2274.6333 | 1707.5019 | 2216.9348 | 2159.2363 | 2101.5378 | 2043.8393 | 1986.1408 | 1928.4423 | 1870.7437 | 1813.0452 | 1755.3467 | 1697.6482 | 1639.9497 | 1582.2512 | 1524.5527 | 1466.8542 | 1409.1556 | 1351.4571 | 1293.7586 | 1236.0601 | 1178.3616 | 1120.6631 | 1062.9646 | 1005.266 | 0 | 0 | 0 | 0 | 0 | 0 | 0 | 0 | 0 | 0 | 0
|  | 2040 | 2020.4759 | [20 empty] | 3008.2609 | 2835.7674 | 2665.0642 | 2540.1926 | 2432.5078 | 2337.7131 | 2268.6986 | 1697.5821 | 2212.5743 | 2156.45 | 2100.3257 | 2044.2014 | 1988.077 | 1931.9527 | 1875.8284 | 1819.7041 | 1763.5798 | 1707.4554 | 1651.3311 | 1595.2068 | 1539.0825 | 1482.9582 | 1426.8338 | 1370.7095 | 1314.5852 | 1258.4609 | 1202.3366 | 1146.2122 | 1090.0879 | 1033.9636 | 977.8393 | 0 | 0 | 0 | 0 | 0 | 0 | 0 | 0 | 0 | 0
|  | 2041 | 1965.3511 | [21 empty] | 2926.1862 | 2758.3989 | 2592.353 | 2470.8883 | 2366.1414 | 2273.933 | 1687.2816 | 2206.8015 | 2152.2084 | 2097.6154 | 2043.0223 | 1988.4292 | 1933.8361 | 1879.2431 | 1824.65 | 1770.0569 | 1715.4638 | 1660.8708 | 1606.2777 | 1551.6846 | 1497.0915 | 1442.4985 | 1387.9054 | 1333.3123 | 1278.7192 | 1224.1262 | 1169.5331 | 1114.94 | 1060.3469 | 1005.7539 | 951.1608 | 0 | 0 | 0 | 0 | 0 | 0 | 0 | 0 | 0
|  | 2042 | 1911.7302 | [22 empty] | 2846.3508 | 2683.1412 | 2521.6256 | 2403.4748 | 2301.5858 | 1677.3888 | 2211.8931 | 2146.5931 | 2093.4895 | 2040.3859 | 1987.2823 | 1934.1787 | 1881.0751 | 1827.9715 | 1774.8679 | 1721.7643 | 1668.6607 | 1615.5571 | 1562.4535 | 1509.3499 | 1456.2463 | 1403.1427 | 1350.039 | 1296.9354 | 1243.8318 | 1190.7282 | 1137.6246 | 1084.521 | 1031.4174 | 978.3138 | 925.2102 | 0 | 0 | 0 | 0 | 0 | 0 | 0 | 0
|  | 2043 | 1859.5723 | [23 empty] | 2768.6936 | 2609.9368 | 2452.8279 | 2337.9006 | 1669.2472 | 2238.7914 | 2151.5458 | 2088.0275 | 2036.3727 | 1984.7179 | 1933.0631 | 1881.4083 | 1829.7536 | 1778.0988 | 1726.444 | 1674.7892 | 1623.1345 | 1571.4797 | 1519.8249 | 1468.1701 | 1416.5154 | 1364.8606 | 1313.2058 | 1261.551 | 1209.8963 | 1158.2415 | 1106.5867 | 1054.9319 | 1003.2771 | 951.6224 | 899.9676 | 0 | 0 | 0 | 0 | 0 | 0 | 0
|  | 2044 | 1808.8374 | [24 empty] | 2693.155 | 2538.7297 | 2385.9071 | 1663.1885 | 2274.1154 | 2177.7102 | 2092.845 | 2031.0596 | 1980.8141 | 1930.5687 | 1880.3232 | 1830.0777 | 1779.8322 | 1729.5868 | 1679.3413 | 1629.0958 | 1578.8503 | 1528.6049 | 1478.3594 | 1428.1139 | 1377.8684 | 1327.623 | 1277.3775 | 1227.132 | 1176.8865 | 1126.6411 | 1076.3956 | 1026.1501 | 975.9046 | 925.6592 | 875.4137 | 0 | 0 | 0 | 0 | 0 | 0
|  | 2045 | 1759.4867 | [25 empty] | 2619.6774 | 2469.4653 | 1659.6723 | 2320.8122 | 2212.0705 | 2118.2956 | 2035.7457 | 1975.646 | 1926.7714 | 1877.8968 | 1829.0222 | 1780.1475 | 1731.2729 | 1682.3983 | 1633.5237 | 1584.649 | 1535.7744 | 1486.8998 | 1438.0252 | 1389.1505 | 1340.2759 | 1291.4013 | 1242.5267 | 1193.6521 | 1144.7774 | 1095.9028 | 1047.0282 | 998.1536 | 949.2789 | 900.4043 | 851.5297 | 0 | 0 | 0 | 0 | 0
|  | 2046 | 1711.4825 | [26 empty] | 2548.2045 | 1660.4517 | 2402.0907 | 2257.4933 | 2151.7184 | 2060.5019 | 1980.2043 | 1921.7443 | 1874.2031 | 1826.6619 | 1779.1208 | 1731.5796 | 1684.0384 | 1636.4973 | 1588.9561 | 1541.4149 | 1493.8737 | 1446.3326 | 1398.7914 | 1351.2502 | 1303.7091 | 1256.1679 | 1208.6267 | 1161.0855 | 1113.5444 | 1066.0032 | 1018.462 | 970.9209 | 923.3797 | 875.8385 | 828.2973 | 0 | 0 | 0 | 0
|  | 2047 | 1664.788 | [27 empty] | 1664.788 | 2478.6816 | 2336.5542 | 2195.9019 | 2093.0129 | 2004.2851 | 1926.1782 | 1869.3132 | 1823.0691 | 1776.825 | 1730.5809 | 1684.3368 | 1638.0927 | 1591.8486 | 1545.6044 | 1499.3603 | 1453.1162 | 1406.8721 | 1360.628 | 1314.3839 | 1268.1398 | 1221.8957 | 1175.6516 | 1129.4075 | 1083.1634 | 1036.9193 | 990.6752 | 944.4311 | 898.187 | 851.9429 | 805.6988 | 0 | 0 | 0
|  | 2048 | 1619.3674 | [27 empty] | 1619.3674 |  | 2411.0555 | 2272.8058 | 2135.9909 | 2035.909 | 1949.602 | 1873.6261 | 1818.3125 | 1773.3301 | 1728.3477 | 1683.3653 | 1638.3828 | 1593.4004 | 1548.418 | 1503.4356 | 1458.4532 | 1413.4707 | 1368.4883 | 1323.5059 | 1278.5235 | 1233.5411 | 1188.5586 | 1143.5762 | 1098.5938 | 1053.6114 | 1008.629 | 963.6465 | 918.6641 | 873.6817 | 828.6993 | 783.7169 | 0 | 0
|  | 2049 | 1575.186 | [27 empty] | 1575.186 |  |  | 2345.2745 | 2210.7966 | 2077.7145 | 1980.3631 | 1896.4108 | 1822.5078 | 1768.7033 | 1724.9482 | 1681.193 | 1637.4378 | 1593.6827 | 1549.9275 | 1506.1724 | 1462.4172 | 1418.662 | 1374.9069 | 1331.1517 | 1287.3966 | 1243.6414 | 1199.8862 | 1156.1311 | 1112.3759 | 1068.6208 | 1024.8656 | 981.1105 | 937.3553 | 893.6001 | 849.845 | 806.0898 | 762.3347 | 0
|  | 2050 | 1532.2101 | [27 empty] | 1532.2101 |  |  |  | 2281.2881 | 2150.4792 | 2021.028 | 1926.3327 | 1844.6708 | 1772.7841 | 1720.4476 | 1677.8862 | 1635.3249 | 1592.7635 | 1550.2021 | 1507.6407 | 1465.0793 | 1422.5179 | 1379.9566 | 1337.3952 | 1294.8338 | 1252.2724 | 1209.711 | 1167.1496 | 1124.5883 | 1082.0269 | 1039.4655 | 996.9041 | 954.3427 | 911.7813 | 869.22 | 826.6586 | 784.0972 | 741.5358
Replacement Cost Adder
| 2012 $/MW-wk |  |  | 2020 | 2021 | 2022 | 2023 | 2024 | 2025 | 2026 | 2027 | 2028 | 2029 | 2030 | 2031 | 2032 | 2033 | 2034 | 2035 | 2036 | 2037 | 2038 | 2039 | 2040 | 2041 | 2042 | 2043 | 2044 | 2045 | 2046 |  | 2047 | 2048 | 2049 | 2050
| Incentive Cost = |  |  | 37880.611 | 33622.9226 | 29702.9911 | 26103.1515 | 22806.4903 | 20588.6898 | 19527.8025 | 18514.0506 | 17545.5797 | 16620.6025 | 15478.6952 | 14848.5255 | 14241.1284 | 13655.7374 | 13091.6111 | 12548.0315 | 12024.3038 | 11519.7556 | 11033.7362 | 10730.7035 | 10435.889 | 10149.0722 | 9870.0384 | 9598.5784 | 9334.4889 | 9077.5717 | 8827.6341 |  | 8584.4885 | 8347.9523 | 8117.8476 | 5293.0779
|  |  | Levelized Cost | 2020 | 2021 | 2022 | 2023 | 2024 | 2025 | 2026 | 2027 | 2028 | 2029 | 2030 | 2031 | 2032 | 2033 | 2034 | 2035 | 2036 | 2037 | 2038 | 2039 | 2040 | 2041 | 2042 | 2043 | 2044 | 2045 | 2046 | Levelized | 2047 | 2048 | 2049 | 2050 | 2051 | 2052 | 2053 | 2054 | 2055 | 2056 | 2057 | 2058 | 2059 | 2060 | 2061 | 2062 | 2063 | 2064 | 2065 | 2066 | 2067 | 2068 | 2069 | 2070 | 2071 | 2072 | 2073 | 2074 | 2075 | 2076 | 2077 | 2078 | 2079
|  | 2020 | Levelized Cost | 6039.1723 | 5692.8866 | 5350.1949 | 5099.5114 | 4883.331 | 4693.0278 | 4554.4793 | 4441.8081 | 4329.1369 | 4216.4656 | 19582.4896 | 3991.1232 | 3878.452 | 3765.7807 | 3653.1095 | 3540.4383 | 3427.7671 | 3315.0958 | 3202.4246 | 3089.7534 | 13412.9712 | 2864.4109 | 2751.7397 | 2639.0685 | 2526.3973 | 2413.726 | 2301.0548 | 2078.8738 | 2188.3836 | 2075.7124 | 1963.0411 | 5293.0779 | 0 | 0 | 0 | 0 | 0 | 0 | 0 | 0 | 0 | 0 | 0 | 0 | 0 | 0 | 0 | 0 | 0 | 0 | 0 | 0 | 0 | 0 | 0 | 0 | 0 | 0 | 0 | 0 | 0
|  | 2021 | 4056.1649 | 0 | 6039.1723 | 5692.8866 | 5350.1949 | 5099.5114 | 4883.331 | 4693.0278 | 4554.4793 | 4441.8081 | 4329.1369 | 4216.4656 | 18952.3199 | 3991.1232 | 3878.452 | 3765.7807 | 3653.1095 | 3540.4383 | 3427.7671 | 3315.0958 | 3202.4246 | 3089.7534 | 13126.1544 | 2864.4109 | 2751.7397 | 2639.0685 | 2526.3973 | 2413.726 | 2137.9745 | 2301.0548 | 2188.3836 | 2075.7124 | 1963.0411 | 0 | 0 | 0 | 0 | 0 | 0 | 0 | 0 | 0 | 0 | 0 | 0 | 0 | 0 | 0 | 0 | 0 | 0 | 0 | 0 | 0 | 0 | 0 | 0 | 0 | 0 | 0 | 0 | 0
|  | 2022 | 4056.1649 | 0 | 0 | 6039.1723 | 5692.8866 | 5350.1949 | 5099.5114 | 4883.331 | 4693.0278 | 4554.4793 | 4441.8081 | 4329.1369 | 4216.4656 | 18344.9228 | 3991.1232 | 3878.452 | 3765.7807 | 3653.1095 | 3540.4383 | 3427.7671 | 3315.0958 | 3202.4246 | 3089.7534 | 12847.1206 | 2864.4109 | 2751.7397 | 2639.0685 | 2526.3973 | 2197.8635 | 2413.726 | 2301.0548 | 2188.3836 | 2075.7124 | 1963.0411 | 0 | 0 | 0 | 0 | 0 | 0 | 0 | 0 | 0 | 0 | 0 | 0 | 0 | 0 | 0 | 0 | 0 | 0 | 0 | 0 | 0 | 0 | 0 | 0 | 0 | 0 | 0 | 0
|  | 2023 | 4056.1649 | 0 | 0 | 0 | 5475.9388 | 5161.9488 | 4851.2177 | 4623.9138 | 4427.8951 | 4255.3403 | 4129.7132 | 4027.5501 | 3925.387 | 3823.2239 | 17376.7982 | 3618.8976 | 3516.7345 | 3414.5714 | 3312.4082 | 3210.2451 | 3108.082 | 3005.9188 | 2903.7557 | 2801.5926 | 12298.0079 | 2597.2663 | 2495.1032 | 2392.9401 | 2047.9006 | 2290.777 | 2188.6138 | 2086.4507 | 1984.2876 | 1882.1244 | 1779.9613 | 0 | 0 | 0 | 0 | 0 | 0 | 0 | 0 | 0 | 0 | 0 | 0 | 0 | 0 | 0 | 0 | 0 | 0 | 0 | 0 | 0 | 0 | 0 | 0 | 0 | 0 | 0
|  | 2024 | 3677.8733 | 0 | 0 | 0 | 0 | 4941.8676 | 4658.5012 | 4378.0759 | 4172.9411 | 3996.0402 | 3840.3147 | 3726.9401 | 3634.741 | 3542.5419 | 3450.3428 | 16449.7548 | 3265.9446 | 3173.7455 | 3081.5464 | 2989.3473 | 2897.1482 | 2804.9491 | 2712.75 | 2620.5509 | 2528.3518 | 11770.6416 | 2343.9536 | 2251.7545 | 1898.4619 | 2159.5554 | 2067.3563 | 1975.1572 | 1882.9581 | 1790.759 | 1698.5599 | 1606.3608 | 0 | 0 | 0 | 0 | 0 | 0 | 0 | 0 | 0 | 0 | 0 | 0 | 0 | 0 | 0 | 0 | 0 | 0 | 0 | 0 | 0 | 0 | 0 | 0 | 0 | 0
|  | 2025 | 3319.1684 | 0 | 0 | 0 | 0 | 0 | 4599.9247 | 4336.1653 | 4075.1435 | 3884.2026 | 3719.542 | 3574.5916 | 3469.0618 | 3383.2422 | 3297.4227 | 3211.6031 | 15673.815 | 3039.964 | 2954.1444 | 2868.3248 | 2782.5053 | 2696.6857 | 2610.8661 | 2525.0466 | 2439.227 | 2353.4074 | 11345.1596 | 2181.7683 | 1814.5127 | 2095.9487 | 2010.1292 | 1924.3096 | 1838.49 | 1752.6705 | 1666.8509 | 1581.0313 | 1495.2118 | 0 | 0 | 0 | 0 | 0 | 0 | 0 | 0 | 0 | 0 | 0 | 0 | 0 | 0 | 0 | 0 | 0 | 0 | 0 | 0 | 0 | 0 | 0 | 0 | 0
|  | 2026 | 3089.505 | 0 | 0 | 0 | 0 | 0 | 0 | 4482.0657 | 4225.0643 | 3970.7304 | 3784.6817 | 3624.2401 | 3483.0036 | 3380.1777 | 3296.557 | 3212.9363 | 3129.3156 | 15069.9987 | 2962.0742 | 2878.4535 | 2794.8328 | 2711.2121 | 2627.5914 | 2543.9707 | 2460.35 | 2376.7293 | 2293.1086 | 11037.122 | 1814.7979 | 2125.8672 | 2042.2464 | 1958.6257 | 1875.005 | 1791.3843 | 1707.7636 | 1624.1429 | 1540.5222 | 1456.9015 | 0 | 0 | 0 | 0 | 0 | 0 | 0 | 0 | 0 | 0 | 0 | 0 | 0 | 0 | 0 | 0 | 0 | 0 | 0 | 0 | 0 | 0 | 0 | 0
|  | 2027 | 3010.3459 | 0 | 0 | 0 | 0 | 0 | 0 | 0 | 4365.857 | 4115.519 | 3867.7793 | 3686.5544 | 3530.2726 | 3392.6981 | 3292.5382 | 3211.0855 | 3129.6329 | 3048.1803 | 14486.4833 | 2885.275 | 2803.8224 | 2722.3698 | 2640.9171 | 2559.4645 | 2478.0119 | 2396.5593 | 2315.1066 | 2233.654 | 2843.8384 | 10736.6899 | 2070.7488 | 1989.2961 | 1907.8435 | 1826.3909 | 1744.9382 | 1663.4856 | 1582.033 | 1500.5804 | 1419.1277 | 0 | 0 | 0 | 0 | 0 | 0 | 0 | 0 | 0 | 0 | 0 | 0 | 0 | 0 | 0 | 0 | 0 | 0 | 0 | 0 | 0 | 0 | 0
|  | 2028 | 2932.2951 | 0 | 0 | 0 | 0 | 0 | 0 | 0 | 0 | 4251.2986 | 4007.5294 | 3766.2903 | 3589.8207 | 3437.6396 | 3303.675 | 3206.1432 | 3126.8279 | 3047.5126 | 2968.1972 | 13922.6181 | 2809.5665 | 2730.2512 | 2650.9358 | 2571.6205 | 2492.3052 | 2412.9898 | 2333.6745 | 2254.3591 | 2701.9295 | 2175.0438 | 10443.6807 | 2016.4131 | 1937.0978 | 1857.7824 | 1778.4671 | 1699.1517 | 1619.8364 | 1540.521 | 1461.2057 | 1381.8904 | 0 | 0 | 0 | 0 | 0 | 0 | 0 | 0 | 0 | 0 | 0 | 0 | 0 | 0 | 0 | 0 | 0 | 0 | 0 | 0 | 0 | 0
|  | 2029 | 2855.3528 | 0 | 0 | 0 | 0 | 0 | 0 | 0 | 0 | 0 | 4138.3905 | 3901.0954 | 3666.2633 | 3494.4804 | 3346.3411 | 3215.9344 | 3120.9929 | 3043.7841 | 2966.5752 | 2889.3664 | 13542.861 | 2734.9487 | 2657.7398 | 2580.531 | 2503.3221 | 2426.1133 | 2348.9044 | 2271.6956 | 2584.0808 | 2194.4867 | 2117.2779 | 10157.9167 | 1962.8602 | 1885.6514 | 1808.4425 | 1731.2337 | 1654.0248 | 1576.816 | 1499.6071 | 1422.3983 | 1345.1894 | 0 | 0 | 0 | 0 | 0 | 0 | 0 | 0 | 0 | 0 | 0 | 0 | 0 | 0 | 0 | 0 | 0 | 0 | 0 | 0 | 0
|  | 2030 | 2779.519 | 0 | 0 | 0 | 0 | 0 | 0 | 0 | 0 | 0 | 0 | 3966.8963 | 3739.4347 | 3514.334 | 3349.6698 | 3207.6693 | 3082.6666 | 2991.6595 | 2917.6502 | 2843.6408 | 2769.6315 | 13131.5112 | 2621.6129 | 2547.6035 | 2473.5942 | 2399.5849 | 2325.5756 | 2251.5662 | 2233.1977 | 2177.5569 | 2103.5476 | 2029.5383 | 7248.6068 | 1881.5196 | 1807.5103 | 1733.501 | 1659.4916 | 1585.4823 | 1511.473 | 1437.4637 | 1363.4543 | 1289.445 | 0 | 0 | 0 | 0 | 0 | 0 | 0 | 0 | 0 | 0 | 0 | 0 | 0 | 0 | 0 | 0 | 0 | 0 | 0 | 0
|  | 2031 | 2664.3362 | 0 | 0 | 0 | 0 | 0 | 0 | 0 | 0 | 0 | 0 | 0 | 3858.6671 | 3637.4114 | 3418.4521 | 3258.2804 | 3120.1542 | 2998.5619 | 2910.0378 | 2838.0476 | 2766.0575 | 2694.0674 | 12771.1495 | 2550.0872 | 2478.097 | 2406.1069 | 2334.1168 | 2262.1267 | 1771.1681 | 2190.1366 | 2118.1464 | 2046.1563 | 1974.1662 | 1902.1761 | 1830.1859 | 1758.1958 | 1686.2057 | 1614.2156 | 1542.2255 | 1470.2353 | 1398.2452 | 1326.2551 | 1254.265 | 0 | 0 | 0 | 0 | 0 | 0 | 0 | 0 | 0 | 0 | 0 | 0 | 0 | 0 | 0 | 0 | 0 | 0 | 0
|  | 2032 | 2591.6449 | 0 | 0 | 0 | 0 | 0 | 0 | 0 | 0 | 0 | 0 | 0 | 0 | 3753.3907 | 3538.1715 | 3325.1861 | 3169.3844 | 3035.0267 | 2916.7519 | 2830.6429 | 2760.6169 | 2690.5909 | 2620.5649 | 12420.5773 | 2480.5129 | 2410.4869 | 2340.4609 | 2270.4349 | 1764.8955 | 2200.4089 | 2130.3829 | 2060.3568 | 1990.3308 | 1920.3048 | 1850.2788 | 1780.2528 | 1710.2268 | 1640.2008 | 1570.1748 | 1500.1488 | 1430.1228 | 1360.0968 | 1290.0708 | 1220.0447 | 0 | 0 | 0 | 0 | 0 | 0 | 0 | 0 | 0 | 0 | 0 | 0 | 0 | 0 | 0 | 0 | 0 | 0
|  | 2033 | 2520.9368 | 0 | 0 | 0 | 0 | 0 | 0 | 0 | 0 | 0 | 0 | 0 | 0 | 0 | 3650.9866 | 3441.6393 | 3234.4648 | 3082.9138 | 2952.2218 | 2837.1739 | 2753.4142 | 2685.2988 | 2617.1833 | 2549.0678 | 12079.5307 | 2412.8368 | 2344.7214 | 2276.6059 | 1758.1061 | 2208.4904 | 2140.3749 | 2072.2594 | 2004.1439 | 1936.0285 | 1867.913 | 1799.7975 | 1731.682 | 1663.5665 | 1595.451 | 1527.3356 | 1459.2201 | 1391.1046 | 1322.9891 | 1254.8736 | 1186.7582 | 0 | 0 | 0 | 0 | 0 | 0 | 0 | 0 | 0 | 0 | 0 | 0 | 0 | 0 | 0 | 0 | 0
|  | 2034 | 2452.1578 | 0 | 0 | 0 | 0 | 0 | 0 | 0 | 0 | 0 | 0 | 0 | 0 | 0 | 0 | 3551.3764 | 3347.7407 | 3146.2186 | 2998.8024 | 2871.676 | 2759.767 | 2678.2926 | 2612.0355 | 2545.7784 | 2479.5213 | 11747.7531 | 2347.0072 | 2280.7501 | 1750.8178 | 2214.493 | 2148.2359 | 2081.9789 | 2015.7218 | 1949.4647 | 1883.2076 | 1816.9505 | 1750.6935 | 1684.4364 | 1618.1793 | 1551.9222 | 1485.6651 | 1419.408 | 1353.151 | 1286.8939 | 1220.6368 | 1154.3797 | 0 | 0 | 0 | 0 | 0 | 0 | 0 | 0 | 0 | 0 | 0 | 0 | 0 | 0 | 0 | 0
|  | 2035 | 2385.2554 | 0 | 0 | 0 | 0 | 0 | 0 | 0 | 0 | 0 | 0 | 0 | 0 | 0 | 0 | 0 | 3454.4839 | 3256.404 | 3060.38 | 2916.9858 | 2793.3278 | 2684.472 | 2605.2205 | 2540.7711 | 2476.3217 | 2411.8723 | 11424.9947 | 2282.9736 | 1743.0482 | 2218.5242 | 2154.0748 | 2089.6254 | 2025.176 | 1960.7267 | 1896.2773 | 1831.8279 | 1767.3785 | 1702.9291 | 1638.4797 | 1574.0304 | 1509.581 | 1445.1316 | 1380.6822 | 1316.2328 | 1251.7834 | 1187.3341 | 1122.8847 | 0 | 0 | 0 | 0 | 0 | 0 | 0 | 0 | 0 | 0 | 0 | 0 | 0 | 0 | 0
|  | 2036 | 2320.1782 | 0 | 0 | 0 | 0 | 0 | 0 | 0 | 0 | 0 | 0 | 0 | 0 | 0 | 0 | 0 | 0 | 3360.2349 | 3167.5592 | 2976.8834 | 2837.4014 | 2717.1172 | 2611.2313 | 2534.142 | 2471.451 | 2408.76 | 2346.069 | 11111.0121 | 1734.8148 | 2220.687 | 2157.996 | 2095.305 | 2032.614 | 1969.923 | 1907.232 | 1844.541 | 1781.85 | 1719.159 | 1656.4679 | 1593.7769 | 1531.0859 | 1468.3949 | 1405.7039 | 1343.0129 | 1280.3219 | 1217.6309 | 1154.9399 | 1092.2489 | 0 | 0 | 0 | 0 | 0 | 0 | 0 | 0 | 0 | 0 | 0 | 0 | 0 | 0
|  | 2037 | 2256.8766 | 0 | 0 | 0 | 0 | 0 | 0 | 0 | 0 | 0 | 0 | 0 | 0 | 0 | 0 | 0 | 0 | 0 | 3268.5573 | 3081.1384 | 2895.6648 | 2759.9883 | 2642.9859 | 2539.9889 | 2465.0028 | 2404.0222 | 2343.0416 | 2282.061 | 2347.9517 | 10805.5689 | 2160.0998 | 2099.1192 | 2038.1386 | 1977.158 | 1916.1774 | 1855.1968 | 1794.2162 | 1733.2356 | 1672.255 | 1611.2744 | 1550.2938 | 1489.3132 | 1428.3326 | 1367.352 | 1306.3714 | 1245.3908 | 1184.4102 | 1123.4296 | 1062.449 | 0 | 0 | 0 | 0 | 0 | 0 | 0 | 0 | 0 | 0 | 0 | 0 | 0
|  | 2038 | 2195.302 | 0 | 0 | 0 | 0 | 0 | 0 | 0 | 0 | 0 | 0 | 0 | 0 | 0 | 0 | 0 | 0 | 0 | 0 | 3179.3809 | 2997.0754 | 2816.6621 | 2684.6873 | 2570.877 | 2470.6901 | 2397.7499 | 2338.433 | 2279.1162 | 2279.2337 | 2219.7993 | 10508.4347 | 2101.1656 | 2041.8487 | 1982.5319 | 1923.215 | 1863.8981 | 1804.5813 | 1745.2644 | 1685.9476 | 1626.6307 | 1567.3138 | 1507.997 | 1448.6801 | 1389.3633 | 1330.0464 | 1270.7295 | 1211.4127 | 1152.0958 | 1092.7789 | 1033.4621 | 0 | 0 | 0 | 0 | 0 | 0 | 0 | 0 | 0 | 0 | 0 | 0
|  | 2039 | 2135.4074 | 0 | 0 | 0 | 0 | 0 | 0 | 0 | 0 | 0 | 0 | 0 | 0 | 0 | 0 | 0 | 0 | 0 | 0 | 0 | 3092.6376 | 2915.306 | 2739.8148 | 2611.4407 | 2500.7356 | 2403.282 | 2332.3319 | 2274.6333 | 2216.8941 | 2216.9348 | 2159.2363 | 10219.3854 | 2043.8393 | 1986.1408 | 1928.4423 | 1870.7437 | 1813.0452 | 1755.3467 | 1697.6482 | 1639.9497 | 1582.2512 | 1524.5527 | 1466.8542 | 1409.1556 | 1351.4571 | 1293.7586 | 1236.0601 | 1178.3616 | 1120.6631 | 1062.9646 | 1005.266 | 0 | 0 | 0 | 0 | 0 | 0 | 0 | 0 | 0 | 0 | 0
|  | 2040 | 2077.1469 | 0 | 0 | 0 | 0 | 0 | 0 | 0 | 0 | 0 | 0 | 0 | 0 | 0 | 0 | 0 | 0 | 0 | 0 | 0 | 0 | 3008.2609 | 2835.7674 | 2665.0642 | 2540.1926 | 2432.5078 | 2337.7131 | 2268.6986 | 2007.6452 | 2212.5743 | 2156.45 | 2100.3257 | 7337.2792 | 1988.077 | 1931.9527 | 1875.8284 | 1819.7041 | 1763.5798 | 1707.4554 | 1651.3311 | 1595.2068 | 1539.0825 | 1482.9582 | 1426.8338 | 1370.7095 | 1314.5852 | 1258.4609 | 1202.3366 | 1146.2122 | 1090.0879 | 1033.9636 | 977.8393 | 0 | 0 | 0 | 0 | 0 | 0 | 0 | 0 | 0 | 0
|  | 2041 | 2020.4759 | 0 | 0 | 0 | 0 | 0 | 0 | 0 | 0 | 0 | 0 | 0 | 0 | 0 | 0 | 0 | 0 | 0 | 0 | 0 | 0 | 0 | 2926.1862 | 2758.3989 | 2592.353 | 2470.8883 | 2366.1414 | 2273.933 | 1687.2816 | 2206.8015 | 2152.2084 | 2097.6154 | 2043.0223 | 1988.4292 | 1933.8361 | 1879.2431 | 1824.65 | 1770.0569 | 1715.4638 | 1660.8708 | 1606.2777 | 1551.6846 | 1497.0915 | 1442.4985 | 1387.9054 | 1333.3123 | 1278.7192 | 1224.1262 | 1169.5331 | 1114.94 | 1060.3469 | 1005.7539 | 951.1608 | 0 | 0 | 0 | 0 | 0 | 0 | 0 | 0 | 0
|  | 2042 | 1965.3511 | 0 | 0 | 0 | 0 | 0 | 0 | 0 | 0 | 0 | 0 | 0 | 0 | 0 | 0 | 0 | 0 | 0 | 0 | 0 | 0 | 0 | 0 | 2846.3508 | 2683.1412 | 2521.6256 | 2403.4748 | 2301.5858 | 1677.3888 | 2211.8931 | 2146.5931 | 2093.4895 | 2040.3859 | 1987.2823 | 1934.1787 | 1881.0751 | 1827.9715 | 1774.8679 | 1721.7643 | 1668.6607 | 1615.5571 | 1562.4535 | 1509.3499 | 1456.2463 | 1403.1427 | 1350.039 | 1296.9354 | 1243.8318 | 1190.7282 | 1137.6246 | 1084.521 | 1031.4174 | 978.3138 | 925.2102 | 0 | 0 | 0 | 0 | 0 | 0 | 0 | 0
|  | 2043 | 1911.7302 | 0 | 0 | 0 | 0 | 0 | 0 | 0 | 0 | 0 | 0 | 0 | 0 | 0 | 0 | 0 | 0 | 0 | 0 | 0 | 0 | 0 | 0 | 0 | 2768.6936 | 2609.9368 | 2452.8279 | 2337.9006 | 1669.2472 | 2238.7914 | 2151.5458 | 2088.0275 | 2036.3727 | 1984.7179 | 1933.0631 | 1881.4083 | 1829.7536 | 1778.0988 | 1726.444 | 1674.7892 | 1623.1345 | 1571.4797 | 1519.8249 | 1468.1701 | 1416.5154 | 1364.8606 | 1313.2058 | 1261.551 | 1209.8963 | 1158.2415 | 1106.5867 | 1054.9319 | 1003.2771 | 951.6224 | 899.9676 | 0 | 0 | 0 | 0 | 0 | 0 | 0
|  | 2044 | 1859.5723 | 0 | 0 | 0 | 0 | 0 | 0 | 0 | 0 | 0 | 0 | 0 | 0 | 0 | 0 | 0 | 0 | 0 | 0 | 0 | 0 | 0 | 0 | 0 | 0 | 2693.155 | 2538.7297 | 2385.9071 | 1663.1885 | 2274.1154 | 2177.7102 | 2092.845 | 2031.0596 | 1980.8141 | 1930.5687 | 1880.3232 | 1830.0777 | 1779.8322 | 1729.5868 | 1679.3413 | 1629.0958 | 1578.8503 | 1528.6049 | 1478.3594 | 1428.1139 | 1377.8684 | 1327.623 | 1277.3775 | 1227.132 | 1176.8865 | 1126.6411 | 1076.3956 | 1026.1501 | 975.9046 | 925.6592 | 875.4137 | 0 | 0 | 0 | 0 | 0 | 0
|  | 2045 | 1808.8374 | 0 | 0 | 0 | 0 | 0 | 0 | 0 | 0 | 0 | 0 | 0 | 0 | 0 | 0 | 0 | 0 | 0 | 0 | 0 | 0 | 0 | 0 | 0 | 0 | 0 | 2619.6774 | 2469.4653 | 1659.6723 | 2320.8122 | 2212.0705 | 2118.2956 | 2035.7457 | 1975.646 | 1926.7714 | 1877.8968 | 1829.0222 | 1780.1475 | 1731.2729 | 1682.3983 | 1633.5237 | 1584.649 | 1535.7744 | 1486.8998 | 1438.0252 | 1389.1505 | 1340.2759 | 1291.4013 | 1242.5267 | 1193.6521 | 1144.7774 | 1095.9028 | 1047.0282 | 998.1536 | 949.2789 | 900.4043 | 851.5297 | 0 | 0 | 0 | 0 | 0
|  | 2046 | 1759.4867 | 0 | 0 | 0 | 0 | 0 | 0 | 0 | 0 | 0 | 0 | 0 | 0 | 0 | 0 | 0 | 0 | 0 | 0 | 0 | 0 | 0 | 0 | 0 | 0 | 0 | 0 | 2548.2045 | 1660.4517 | 2402.0907 | 2257.4933 | 2151.7184 | 2060.5019 | 1980.2043 | 1921.7443 | 1874.2031 | 1826.6619 | 1779.1208 | 1731.5796 | 1684.0384 | 1636.4973 | 1588.9561 | 1541.4149 | 1493.8737 | 1446.3326 | 1398.7914 | 1351.2502 | 1303.7091 | 1256.1679 | 1208.6267 | 1161.0855 | 1113.5444 | 1066.0032 | 1018.462 | 970.9209 | 923.3797 | 875.8385 | 828.2973 | 0 | 0 | 0 | 0
|  | 2047 | 1711.4825 | 0 | 0 | 0 | 0 | 0 | 0 | 0 | 0 | 0 | 0 | 0 | 0 | 0 | 0 | 0 | 0 | 0 | 0 | 0 | 0 | 0 | 0 | 0 | 0 | 0 | 0 | 0 | 1664.788 | 2478.6816 | 2336.5542 | 2195.9019 | 2093.0129 | 2004.2851 | 1926.1782 | 1869.3132 | 1823.0691 | 1776.825 | 1730.5809 | 1684.3368 | 1638.0927 | 1591.8486 | 1545.6044 | 1499.3603 | 1453.1162 | 1406.8721 | 1360.628 | 1314.3839 | 1268.1398 | 1221.8957 | 1175.6516 | 1129.4075 | 1083.1634 | 1036.9193 | 990.6752 | 944.4311 | 898.187 | 851.9429 | 805.6988 | 0 | 0 | 0
|  | 2048 | 1664.788 | 0 | 0 | 0 | 0 | 0 | 0 | 0 | 0 | 0 | 0 | 0 | 0 | 0 | 0 | 0 | 0 | 0 | 0 | 0 | 0 | 0 | 0 | 0 | 0 | 0 | 0 | 0 | 1619.3674 | 0 | 2411.0555 | 2272.8058 | 2135.9909 | 2035.909 | 1949.602 | 1873.6261 | 1818.3125 | 1773.3301 | 1728.3477 | 1683.3653 | 1638.3828 | 1593.4004 | 1548.418 | 1503.4356 | 1458.4532 | 1413.4707 | 1368.4883 | 1323.5059 | 1278.5235 | 1233.5411 | 1188.5586 | 1143.5762 | 1098.5938 | 1053.6114 | 1008.629 | 963.6465 | 918.6641 | 873.6817 | 828.6993 | 783.7169 | 0 | 0
|  | 2049 | 1619.3674 | 0 | 0 | 0 | 0 | 0 | 0 | 0 | 0 | 0 | 0 | 0 | 0 | 0 | 0 | 0 | 0 | 0 | 0 | 0 | 0 | 0 | 0 | 0 | 0 | 0 | 0 | 0 | 1575.186 | 0 | 0 | 2345.2745 | 2210.7966 | 2077.7145 | 1980.3631 | 1896.4108 | 1822.5078 | 1768.7033 | 1724.9482 | 1681.193 | 1637.4378 | 1593.6827 | 1549.9275 | 1506.1724 | 1462.4172 | 1418.662 | 1374.9069 | 1331.1517 | 1287.3966 | 1243.6414 | 1199.8862 | 1156.1311 | 1112.3759 | 1068.6208 | 1024.8656 | 981.1105 | 937.3553 | 893.6001 | 849.845 | 806.0898 | 762.3347 | 0
|  | 2050 | 1575.186 | 0 | 0 | 0 | 0 | 0 | 0 | 0 | 0 | 0 | 0 | 0 | 0 | 0 | 0 | 0 | 0 | 0 | 0 | 0 | 0 | 0 | 0 | 0 | 0 | 0 | 0 | 0 | 1532.2101 | 0 | 0 | 0 | 2281.2881 | 2150.4792 | 2021.028 | 1926.3327 | 1844.6708 | 1772.7841 | 1720.4476 | 1677.8862 | 1635.3249 | 1592.7635 | 1550.2021 | 1507.6407 | 1465.0793 | 1422.5179 | 1379.9566 | 1337.3952 | 1294.8338 | 1252.2724 | 1209.711 | 1167.1496 | 1124.5883 | 1082.0269 | 1039.4655 | 996.9041 | 954.3427 | 911.7813 | 869.22 | 826.6586 | 784.0972 | 741.5358

## 3rd Party Customer Sited PPA
3rd Party Customer Sited PPA FINANCIALS
($ 1000s Unless Otherwise Indicated)
| Calendar Year of Fin. Close |  |  | 2020 | 2021 | 2022 | 2023 | 2024 | 2025 | 2026 | 2027 | 2028 | 2029 | 2030 | 2031 | 2032 | 2033 | 2034 | 2035 | 2036 | 2037 | 2038 | 2039 | 2040 | 2041 | 2042 | 2043 | 2044 | 2045 | 2046 | 2047 | 2048 | 2049 | 2050 | 2051 | 2052 | 2053 | 2054 | 2055 | 2056 | 2057 | 2058 | 2059 | 2060 | 2061 | 2062 | 2063 | 2064 | 2065 | 2066 | 2067 | 2068 | 2069 | 2070 | 2071 | 2072 | 2073 | 2074 | 2075
| Operating Year |  | 0 | 1 | 2 | 3 | 4 | 5 | 6 | 7 | 8 | 9 | 10 | 11 | 12 | 13 | 14 | 15 | 16 | 17 | 18 | 19 | 20 | 21 | 22 | 23 | 24 | 25 | 26 | 27 | 28 | 29 | 30 | 31 | 32 | 33 | 34 | 35 | 36 | 37 | 38 | 39 | 40 | 41 | 42 | 43 | 44 | 45 | 46 | 47 | 48 | 49 | 50 | 51 | 52 | 53 | 54 | 55 | 56
| Calendar Year | Capital Invest.
| 2020 | 0
| Gross plant |  | 2020 1: 0; 2021 2: 0; 2022 3: 0; 2023 4: 0; 2024 5: 0; 2025 6: 0; 2026 7: 0; 2027 8: 0; 2028 9: 0; 2029 10: 0; 2030 11: 0; 2031 12: 0; 2032 13: 0; 2033 14: 0; 2034 15: 0; 2035 16: 0; 2036 17: 0; 2037 18: 0; 2038 19: 0; 2039 20: 0; 2040 21: 0; 2041 22: 0; 2042 23: 0; 2043 24: 0; 2044 25: 0; 2045 26: 0; 2046 27: 0; 2047 28: 0; 2048 29: 0; 2049 30: 0
| Accumulated Depreciation |  | 2020 1: 0; 2021 2: 0; 2022 3: 0; 2023 4: 0; 2024 5: 0; 2025 6: 0; 2026 7: 0; 2027 8: 0; 2028 9: 0; 2029 10: 0; 2030 11: 0; 2031 12: 0; 2032 13: 0; 2033 14: 0; 2034 15: 0; 2035 16: 0; 2036 17: 0; 2037 18: 0; 2038 19: 0; 2039 20: 0; 2040 21: 0; 2041 22: 0; 2042 23: 0; 2043 24: 0; 2044 25: 0; 2045 26: 0; 2046 27: 0; 2047 28: 0; 2048 29: 0; 2049 30: 0
| Net book value |  | 2020 1: 0; 2021 2: 0; 2022 3: 0; 2023 4: 0; 2024 5: 0; 2025 6: 0; 2026 7: 0; 2027 8: 0; 2028 9: 0; 2029 10: 0; 2030 11: 0; 2031 12: 0; 2032 13: 0; 2033 14: 0; 2034 15: 0; 2035 16: 0; 2036 17: 0; 2037 18: 0; 2038 19: 0; 2039 20: 0; 2040 21: 0; 2041 22: 0; 2042 23: 0; 2043 24: 0; 2044 25: 0; 2045 26: 0; 2046 27: 0; 2047 28: 0; 2048 29: 0; 2049 30: 0
| Accumulated deferred income tax |  | 2020 1: 0; 2021 2: 0; 2022 3: 0; 2023 4: 0; 2024 5: 0; 2025 6: 0; 2026 7: 0; 2027 8: 0; 2028 9: 0; 2029 10: 0; 2030 11: 0; 2031 12: 0; 2032 13: 0; 2033 14: 0; 2034 15: 0; 2035 16: 0; 2036 17: 0; 2037 18: 0; 2038 19: 0; 2039 20: 0; 2040 21: 0; 2041 22: 0; 2042 23: 0; 2043 24: 0; 2044 25: 0; 2045 26: 0; 2046 27: 0; 2047 28: 0; 2048 29: 0; 2049 30: 0
| Rate Base |  | 2020 1: 0; 2021 2: 0; 2022 3: 0; 2023 4: 0; 2024 5: 0; 2025 6: 0; 2026 7: 0; 2027 8: 0; 2028 9: 0; 2029 10: 0; 2030 11: 0; 2031 12: 0; 2032 13: 0; 2033 14: 0; 2034 15: 0; 2035 16: 0; 2036 17: 0; 2037 18: 0; 2038 19: 0; 2039 20: 0; 2040 21: 0; 2041 22: 0; 2042 23: 0; 2043 24: 0; 2044 25: 0; 2045 26: 0; 2046 27: 0; 2047 28: 0; 2048 29: 0; 2049 30: 0
| Average rate base |  | 2020 1: 0; 2021 2: 0; 2022 3: 0; 2023 4: 0; 2024 5: 0; 2025 6: 0; 2026 7: 0; 2027 8: 0; 2028 9: 0; 2029 10: 0; 2030 11: 0; 2031 12: 0; 2032 13: 0; 2033 14: 0; 2034 15: 0; 2035 16: 0; 2036 17: 0; 2037 18: 0; 2038 19: 0; 2039 20: 0; 2040 21: 0; 2041 22: 0; 2042 23: 0; 2043 24: 0; 2044 25: 0; 2045 26: 0; 2046 27: 0; 2047 28: 0; 2048 29: 0; 2049 30: 0
| Pre-tax Return | 0.086076 | 2020 1: 0; 2021 2: 0; 2022 3: 0; 2023 4: 0; 2024 5: 0; 2025 6: 0; 2026 7: 0; 2027 8: 0; 2028 9: 0; 2029 10: 0; 2030 11: 0; 2031 12: 0; 2032 13: 0; 2033 14: 0; 2034 15: 0; 2035 16: 0; 2036 17: 0; 2037 18: 0; 2038 19: 0; 2039 20: 0; 2040 21: 0; 2041 22: 0; 2042 23: 0; 2043 24: 0; 2044 25: 0; 2045 26: 0; 2046 27: 0; 2047 28: 0; 2048 29: 0; 2049 30: 0
| Book Depreciation |  | 2020 1: 0; 2021 2: 0; 2022 3: 0; 2023 4: 0; 2024 5: 0; 2025 6: 0; 2026 7: 0; 2027 8: 0; 2028 9: 0; 2029 10: 0; 2030 11: 0; 2031 12: 0; 2032 13: 0; 2033 14: 0; 2034 15: 0; 2035 16: 0; 2036 17: 0; 2037 18: 0; 2038 19: 0; 2039 20: 0; 2040 21: 0; 2041 22: 0; 2042 23: 0; 2043 24: 0; 2044 25: 0; 2045 26: 0; 2046 27: 0; 2047 28: 0; 2048 29: 0; 2049 30: 0
| Insurance |  | 2020 1: 0; 2021 2: 0; 2022 3: 0; 2023 4: 0; 2024 5: 0; 2025 6: 0; 2026 7: 0; 2027 8: 0; 2028 9: 0; 2029 10: 0; 2030 11: 0; 2031 12: 0; 2032 13: 0; 2033 14: 0; 2034 15: 0; 2035 16: 0; 2036 17: 0; 2037 18: 0; 2038 19: 0; 2039 20: 0; 2040 21: 0; 2041 22: 0; 2042 23: 0; 2043 24: 0; 2044 25: 0; 2045 26: 0; 2046 27: 0; 2047 28: 0; 2048 29: 0; 2049 30: 0
| Property Taxes |  | 2020 1: 0; 2021 2: 0; 2022 3: 0; 2023 4: 0; 2024 5: 0; 2025 6: 0; 2026 7: 0; 2027 8: 0; 2028 9: 0; 2029 10: 0; 2030 11: 0; 2031 12: 0; 2032 13: 0; 2033 14: 0; 2034 15: 0; 2035 16: 0; 2036 17: 0; 2037 18: 0; 2038 19: 0; 2039 20: 0; 2040 21: 0; 2041 22: 0; 2042 23: 0; 2043 24: 0; 2044 25: 0; 2045 26: 0; 2046 27: 0; 2047 28: 0; 2048 29: 0; 2049 30: 0
| Revenue Requirement |  | 2020 1: 0; 2021 2: 0; 2022 3: 0; 2023 4: 0; 2024 5: 0; 2025 6: 0; 2026 7: 0; 2027 8: 0; 2028 9: 0; 2029 10: 0; 2030 11: 0; 2031 12: 0; 2032 13: 0; 2033 14: 0; 2034 15: 0; 2035 16: 0; 2036 17: 0; 2037 18: 0; 2038 19: 0; 2039 20: 0; 2040 21: 0; 2041 22: 0; 2042 23: 0; 2043 24: 0; 2044 25: 0; 2045 26: 0; 2046 27: 0; 2047 28: 0; 2048 29: 0; 2049 30: 0
| Book Depreciation |  | 2020 1: 0; 2021 2: 0; 2022 3: 0; 2023 4: 0; 2024 5: 0; 2025 6: 0; 2026 7: 0; 2027 8: 0; 2028 9: 0; 2029 10: 0; 2030 11: 0; 2031 12: 0; 2032 13: 0; 2033 14: 0; 2034 15: 0; 2035 16: 0; 2036 17: 0; 2037 18: 0; 2038 19: 0; 2039 20: 0; 2040 21: 0; 2041 22: 0; 2042 23: 0; 2043 24: 0; 2044 25: 0; 2045 26: 0; 2046 27: 0; 2047 28: 0; 2048 29: 0; 2049 30: 0
| Tax Depreciation |  | 2020 1: 0; 2021 2: 0; 2022 3: 0; 2023 4: 0; 2024 5: 0; 2025 6: 0; 2026 7: 0; 2027 8: 0; 2028 9: 0; 2029 10: 0; 2030 11: 0; 2031 12: 0; 2032 13: 0; 2033 14: 0; 2034 15: 0; 2035 16: 0; 2036 17: 0; 2037 18: 0; 2038 19: 0; 2039 20: 0; 2040 21: 0; 2041 22: 0; 2042 23: 0; 2043 24: 0; 2044 25: 0; 2045 26: 0; 2046 27: 0; 2047 28: 0; 2048 29: 0; 2049 30: 0
| Difference between book and tax |  | 2020 1: 0; 2021 2: 0; 2022 3: 0; 2023 4: 0; 2024 5: 0; 2025 6: 0; 2026 7: 0; 2027 8: 0; 2028 9: 0; 2029 10: 0; 2030 11: 0; 2031 12: 0; 2032 13: 0; 2033 14: 0; 2034 15: 0; 2035 16: 0; 2036 17: 0; 2037 18: 0; 2038 19: 0; 2039 20: 0; 2040 21: 0; 2041 22: 0; 2042 23: 0; 2043 24: 0; 2044 25: 0; 2045 26: 0; 2046 27: 0; 2047 28: 0; 2048 29: 0; 2049 30: 0
| Tax rate |  | 2020 1: 0; 2021 2: 0; 2022 3: 0; 2023 4: 0; 2024 5: 0; 2025 6: 0; 2026 7: 0; 2027 8: 0; 2028 9: 0; 2029 10: 0; 2030 11: 0; 2031 12: 0; 2032 13: 0; 2033 14: 0; 2034 15: 0; 2035 16: 0; 2036 17: 0; 2037 18: 0; 2038 19: 0; 2039 20: 0; 2040 21: 0; 2041 22: 0; 2042 23: 0; 2043 24: 0; 2044 25: 0; 2045 26: 0; 2046 27: 0; 2047 28: 0; 2048 29: 0; 2049 30: 0
Depreciation Tables
|  | 5 | 2020 1: 20%; 2021 2: 32%; 2022 3: 19.2%; 2023 4: 11.52%; 2024 5: 11.52%; 2025 6: 5.76%; 2026 7: 0%; 2027 8: 0%; 2028 9: 0%; 2029 10: 0%; 2030 11: 0%; 2031 12: 0%; 2032 13: 0%; 2033 14: 0%; 2034 15: 0%; 2035 16: 0%; 2036 17: 0%; 2037 18: 0%; 2038 19: 0%; 2039 20: 0%; 2040 21: 0%
|  | 5 | 0: 1; 2020 1: 20%; 2021 2: 32%; 2022 3: 19.2%; 2023 4: 11.52%; 2024 5: 11.52%; 2025 6: 5.76%
|  | 10 | 0: 0; 2020 1: 10%; 2021 2: 18%; 2022 3: 14.4%; 2023 4: 11.52%; 2024 5: 9.22%; 2025 6: 7.37%; 2026 7: 6.55%; 2027 8: 6.55%; 2028 9: 6.56%; 2029 10: 6.55%; 2030 11: 3.28%
|  | 15 | 0: 0; 2020 1: 5%; 2021 2: 9.5%; 2022 3: 8.55%; 2023 4: 7.7%; 2024 5: 6.93%; 2025 6: 6.23%; 2026 7: 5.9%; 2027 8: 5.9%; 2028 9: 5.91%; 2029 10: 5.9%; 2030 11: 5.91%; 2031 12: 5.9%; 2032 13: 5.91%; 2033 14: 5.9%; 2034 15: 5.91%; 2035 16: 2.95%
|  | 20 | 0: 0; 2020 1: 3.75%; 2021 2: 7.219%; 2022 3: 6.677%; 2023 4: 6.177%; 2024 5: 5.713%; 2025 6: 5.285%; 2026 7: 4.888%; 2027 8: 4.522%; 2028 9: 4.462%; 2029 10: 4.461%; 2030 11: 4.462%; 2031 12: 4.461%; 2032 13: 4.462%; 2033 14: 4.461%; 2034 15: 4.462%; 2035 16: 4.461%; 2036 17: 4.462%; 2037 18: 4.461%; 2038 19: 4.462%; 2039 20: 4.461%; 2040 21: 2.231%
Revenue Requirement by vintage year
2012 $000
|  |  |  | 2020 | 2021 | 2022 | 2023 | 2024 | 2025 | 2026 | 2027 | 2028 | 2029 | 2030 | 2031 | 2032 | 2033 | 2034 | 2035 | 2036 | 2037 | 2038 | 2039 | 2040 | 2041 | 2042 | 2043 | 2044 | 2045 | 2046 | 2047 | 2048 | 2049 | 2050 | 2051 | 2052 | 2053 | 2054 | 2055 | 2056 | 2057 | 2058 | 2059 | 2060 | 2061 | 2062 | 2063 | 2064 | 2065 | 2066 | 2067 | 2068 | 2069 | 2070 | 2071 | 2072 | 2073 | 2074 | 2075
|  | 2020 | 0% | 0 | 0 | 0 | 0 | 0 | 0 | 0 | 0 | 0 | 0 | 0 | 0 | 0 | 0 | 0 | 0 | 0 | 0 | 0 | 0 | 0 | 0 | 0 | 0 | 0 | 0 | 0 | 0 | 0 | 0 | 0 | 0 | 0 | 0 | 0 | 0 | 0 | 0 | 0 | 0 | 0 | 0 | 0 | 0 | 0 | 0 | 0 | 0 | 0 | 0 | 0 | 0 | 0 | 0 | 0 | 0
|  | 2021 | 0% |  | 0 | 0 | 0 | 0 | 0 | 0 | 0 | 0 | 0 | 0 | 0 | 0 | 0 | 0 | 0 | 0 | 0 | 0 | 0 | 0 | 0 | 0 | 0 | 0 | 0 | 0 | 0 | 0 | 0 | 0 | 0 | 0 | 0 | 0 | 0 | 0 | 0 | 0 | 0 | 0 | 0 | 0 | 0 | 0 | 0 | 0 | 0 | 0 | 0 | 0 | 0 | 0 | 0 | 0 | 0
|  | 2022 | 0% |  |  | 0 | 0 | 0 | 0 | 0 | 0 | 0 | 0 | 0 | 0 | 0 | 0 | 0 | 0 | 0 | 0 | 0 | 0 | 0 | 0 | 0 | 0 | 0 | 0 | 0 | 0 | 0 | 0 | 0 | 0 | 0 | 0 | 0 | 0 | 0 | 0 | 0 | 0 | 0 | 0 | 0 | 0 | 0 | 0 | 0 | 0 | 0 | 0 | 0 | 0 | 0 | 0 | 0 | 0
|  | 2023 | -9.326% |  |  |  | 0 | 0 | 0 | 0 | 0 | 0 | 0 | 0 | 0 | 0 | 0 | 0 | 0 | 0 | 0 | 0 | 0 | 0 | 0 | 0 | 0 | 0 | 0 | 0 | 0 | 0 | 0 | 0 | 0 | 0 | 0 | 0 | 0 | 0 | 0 | 0 | 0 | 0 | 0 | 0 | 0 | 0 | 0 | 0 | 0 | 0 | 0 | 0 | 0 | 0 | 0 | 0 | 0
|  | 2024 | -9.753% |  |  |  |  | 0 | 0 | 0 | 0 | 0 | 0 | 0 | 0 | 0 | 0 | 0 | 0 | 0 | 0 | 0 | 0 | 0 | 0 | 0 | 0 | 0 | 0 | 0 | 0 | 0 | 0 | 0 | 0 | 0 | 0 | 0 | 0 | 0 | 0 | 0 | 0 | 0 | 0 | 0 | 0 | 0 | 0 | 0 | 0 | 0 | 0 | 0 | 0 | 0 | 0 | 0 | 0
|  | 2025 | -6.919% | [5 empty] | 0 | 0 | 0 | 0 | 0 | 0 | 0 | 0 | 0 | 0 | 0 | 0 | 0 | 0 | 0 | 0 | 0 | 0 | 0 | 0 | 0 | 0 | 0 | 0 | 0 | 0 | 0 | 0 | 0 | 0 | 0 | 0 | 0 | 0 | 0 | 0 | 0 | 0 | 0 | 0 | 0 | 0 | 0 | 0 | 0 | 0 | 0 | 0 | 0 | 0 | 0
|  | 2026 | -2.562% | [6 empty] | 0 | 0 | 0 | 0 | 0 | 0 | 0 | 0 | 0 | 0 | 0 | 0 | 0 | 0 | 0 | 0 | 0 | 0 | 0 | 0 | 0 | 0 | 0 | 0 | 0 | 0 | 0 | 0 | 0 | 0 | 0 | 0 | 0 | 0 | 0 | 0 | 0 | 0 | 0 | 0 | 0 | 0 | 0 | 0 | 0 | 0 | 0 | 0 | 0 | 0
|  | 2027 | -2.593% | [7 empty] | 0 | 0 | 0 | 0 | 0 | 0 | 0 | 0 | 0 | 0 | 0 | 0 | 0 | 0 | 0 | 0 | 0 | 0 | 0 | 0 | 0 | 0 | 0 | 0 | 0 | 0 | 0 | 0 | 0 | 0 | 0 | 0 | 0 | 0 | 0 | 0 | 0 | 0 | 0 | 0 | 0 | 0 | 0 | 0 | 0 | 0 | 0 | 0 | 0
|  | 2028 | -2.624% | [8 empty] | 0 | 0 | 0 | 0 | 0 | 0 | 0 | 0 | 0 | 0 | 0 | 0 | 0 | 0 | 0 | 0 | 0 | 0 | 0 | 0 | 0 | 0 | 0 | 0 | 0 | 0 | 0 | 0 | 0 | 0 | 0 | 0 | 0 | 0 | 0 | 0 | 0 | 0 | 0 | 0 | 0 | 0 | 0 | 0 | 0 | 0 | 0 | 0
|  | 2029 | -2.656% | [9 empty] | 0 | 0 | 0 | 0 | 0 | 0 | 0 | 0 | 0 | 0 | 0 | 0 | 0 | 0 | 0 | 0 | 0 | 0 | 0 | 0 | 0 | 0 | 0 | 0 | 0 | 0 | 0 | 0 | 0 | 0 | 0 | 0 | 0 | 0 | 0 | 0 | 0 | 0 | 0 | 0 | 0 | 0 | 0 | 0 | 0 | 0 | 0
|  | 2030 | -4.144% | [10 empty] | 0 | 0 | 0 | 0 | 0 | 0 | 0 | 0 | 0 | 0 | 0 | 0 | 0 | 0 | 0 | 0 | 0 | 0 | 0 | 0 | 0 | 0 | 0 | 0 | 0 | 0 | 0 | 0 | 0 | 0 | 0 | 0 | 0 | 0 | 0 | 0 | 0 | 0 | 0 | 0 | 0 | 0 | 0 | 0 | 0 | 0
|  | 2031 | -2.728% | [11 empty] | 0 | 0 | 0 | 0 | 0 | 0 | 0 | 0 | 0 | 0 | 0 | 0 | 0 | 0 | 0 | 0 | 0 | 0 | 0 | 0 | 0 | 0 | 0 | 0 | 0 | 0 | 0 | 0 | 0 | 0 | 0 | 0 | 0 | 0 | 0 | 0 | 0 | 0 | 0 | 0 | 0 | 0 | 0 | 0 | 0
|  | 2032 | -2.728% | [12 empty] | 0 | 0 | 0 | 0 | 0 | 0 | 0 | 0 | 0 | 0 | 0 | 0 | 0 | 0 | 0 | 0 | 0 | 0 | 0 | 0 | 0 | 0 | 0 | 0 | 0 | 0 | 0 | 0 | 0 | 0 | 0 | 0 | 0 | 0 | 0 | 0 | 0 | 0 | 0 | 0 | 0 | 0 | 0 | 0
|  | 2033 | -2.728% | [13 empty] | 0 | 0 | 0 | 0 | 0 | 0 | 0 | 0 | 0 | 0 | 0 | 0 | 0 | 0 | 0 | 0 | 0 | 0 | 0 | 0 | 0 | 0 | 0 | 0 | 0 | 0 | 0 | 0 | 0 | 0 | 0 | 0 | 0 | 0 | 0 | 0 | 0 | 0 | 0 | 0 | 0 | 0 | 0
|  | 2034 | -2.728% | [14 empty] | 0 | 0 | 0 | 0 | 0 | 0 | 0 | 0 | 0 | 0 | 0 | 0 | 0 | 0 | 0 | 0 | 0 | 0 | 0 | 0 | 0 | 0 | 0 | 0 | 0 | 0 | 0 | 0 | 0 | 0 | 0 | 0 | 0 | 0 | 0 | 0 | 0 | 0 | 0 | 0 | 0 | 0
|  | 2035 | -2.728% | [15 empty] | 0 | 0 | 0 | 0 | 0 | 0 | 0 | 0 | 0 | 0 | 0 | 0 | 0 | 0 | 0 | 0 | 0 | 0 | 0 | 0 | 0 | 0 | 0 | 0 | 0 | 0 | 0 | 0 | 0 | 0 | 0 | 0 | 0 | 0 | 0 | 0 | 0 | 0 | 0 | 0 | 0
|  | 2036 | -2.728% | [16 empty] | 0 | 0 | 0 | 0 | 0 | 0 | 0 | 0 | 0 | 0 | 0 | 0 | 0 | 0 | 0 | 0 | 0 | 0 | 0 | 0 | 0 | 0 | 0 | 0 | 0 | 0 | 0 | 0 | 0 | 0 | 0 | 0 | 0 | 0 | 0 | 0 | 0 | 0 | 0 | 0
|  | 2037 | -2.728% | [17 empty] | 0 | 0 | 0 | 0 | 0 | 0 | 0 | 0 | 0 | 0 | 0 | 0 | 0 | 0 | 0 | 0 | 0 | 0 | 0 | 0 | 0 | 0 | 0 | 0 | 0 | 0 | 0 | 0 | 0 | 0 | 0 | 0 | 0 | 0 | 0 | 0 | 0 | 0 | 0
|  | 2038 | -2.728% | [18 empty] | 0 | 0 | 0 | 0 | 0 | 0 | 0 | 0 | 0 | 0 | 0 | 0 | 0 | 0 | 0 | 0 | 0 | 0 | 0 | 0 | 0 | 0 | 0 | 0 | 0 | 0 | 0 | 0 | 0 | 0 | 0 | 0 | 0 | 0 | 0 | 0 | 0 | 0
|  | 2039 | -2.728% | [19 empty] | 0 | 0 | 0 | 0 | 0 | 0 | 0 | 0 | 0 | 0 | 0 | 0 | 0 | 0 | 0 | 0 | 0 | 0 | 0 | 0 | 0 | 0 | 0 | 0 | 0 | 0 | 0 | 0 | 0 | 0 | 0 | 0 | 0 | 0 | 0 | 0 | 0
|  | 2040 | -2.728% | [20 empty] | 0 | 0 | 0 | 0 | 0 | 0 | 0 | 0 | 0 | 0 | 0 | 0 | 0 | 0 | 0 | 0 | 0 | 0 | 0 | 0 | 0 | 0 | 0 | 0 | 0 | 0 | 0 | 0 | 0 | 0 | 0 | 0 | 0 | 0 | 0 | 0
|  | 2041 | -2.728% | [21 empty] | 0 | 0 | 0 | 0 | 0 | 0 | 0 | 0 | 0 | 0 | 0 | 0 | 0 | 0 | 0 | 0 | 0 | 0 | 0 | 0 | 0 | 0 | 0 | 0 | 0 | 0 | 0 | 0 | 0 | 0 | 0 | 0 | 0 | 0 | 0
|  | 2042 | -2.728% | [22 empty] | 0 | 0 | 0 | 0 | 0 | 0 | 0 | 0 | 0 | 0 | 0 | 0 | 0 | 0 | 0 | 0 | 0 | 0 | 0 | 0 | 0 | 0 | 0 | 0 | 0 | 0 | 0 | 0 | 0 | 0 | 0 | 0 | 0 | 0
|  | 2043 | -2.728% | 2043: 0; 2044: 0; 2045: 0; 2046: 0; 2047: 0; 2048: 0; 2049: 0; 2050: 0; 2051: 0; 2052: 0; 2053: 0; 2054: 0; 2055: 0; 2056: 0; 2057: 0; 2058: 0; 2059: 0; 2060: 0; 2061: 0; 2062: 0; 2063: 0; 2064: 0; 2065: 0; 2066: 0; 2067: 0; 2068: 0; 2069: 0; 2070: 0; 2071: 0; 2072: 0; 2073: 0; 2074: 0; 2075: 0
|  | 2044 | -2.728% | 2044: 0; 2045: 0; 2046: 0; 2047: 0; 2048: 0; 2049: 0; 2050: 0; 2051: 0; 2052: 0; 2053: 0; 2054: 0; 2055: 0; 2056: 0; 2057: 0; 2058: 0; 2059: 0; 2060: 0; 2061: 0; 2062: 0; 2063: 0; 2064: 0; 2065: 0; 2066: 0; 2067: 0; 2068: 0; 2069: 0; 2070: 0; 2071: 0; 2072: 0; 2073: 0; 2074: 0; 2075: 0
|  | 2045 | -2.728% | 2045: 0; 2046: 0; 2047: 0; 2048: 0; 2049: 0; 2050: 0; 2051: 0; 2052: 0; 2053: 0; 2054: 0; 2055: 0; 2056: 0; 2057: 0; 2058: 0; 2059: 0; 2060: 0; 2061: 0; 2062: 0; 2063: 0; 2064: 0; 2065: 0; 2066: 0; 2067: 0; 2068: 0; 2069: 0; 2070: 0; 2071: 0; 2072: 0; 2073: 0; 2074: 0; 2075: 0
|  | 2046 | -2.728% | 2046: 0; 2047: 0; 2048: 0; 2049: 0; 2050: 0; 2051: 0; 2052: 0; 2053: 0; 2054: 0; 2055: 0; 2056: 0; 2057: 0; 2058: 0; 2059: 0; 2060: 0; 2061: 0; 2062: 0; 2063: 0; 2064: 0; 2065: 0; 2066: 0; 2067: 0; 2068: 0; 2069: 0; 2070: 0; 2071: 0; 2072: 0; 2073: 0; 2074: 0; 2075: 0
|  | 2047 | -2.728% | 2047: 0; 2048: 0; 2049: 0; 2050: 0; 2051: 0; 2052: 0; 2053: 0; 2054: 0; 2055: 0; 2056: 0; 2057: 0; 2058: 0; 2059: 0; 2060: 0; 2061: 0; 2062: 0; 2063: 0; 2064: 0; 2065: 0; 2066: 0; 2067: 0; 2068: 0; 2069: 0; 2070: 0; 2071: 0; 2072: 0; 2073: 0; 2074: 0; 2075: 0
|  | 2048 | -2.728% | 2048: 0; 2049: 0; 2050: 0; 2051: 0; 2052: 0; 2053: 0; 2054: 0; 2055: 0; 2056: 0; 2057: 0; 2058: 0; 2059: 0; 2060: 0; 2061: 0; 2062: 0; 2063: 0; 2064: 0; 2065: 0; 2066: 0; 2067: 0; 2068: 0; 2069: 0; 2070: 0; 2071: 0; 2072: 0; 2073: 0; 2074: 0; 2075: 0
|  | 2049 | -2.728% | 2049: 0; 2050: 0; 2051: 0; 2052: 0; 2053: 0; 2054: 0; 2055: 0; 2056: 0; 2057: 0; 2058: 0; 2059: 0; 2060: 0; 2061: 0; 2062: 0; 2063: 0; 2064: 0; 2065: 0; 2066: 0; 2067: 0; 2068: 0; 2069: 0; 2070: 0; 2071: 0; 2072: 0; 2073: 0; 2074: 0; 2075: 0
|  | 2050 | -2.728% | 2050: 0; 2051: 0; 2052: 0; 2053: 0; 2054: 0; 2055: 0; 2056: 0; 2057: 0; 2058: 0; 2059: 0; 2060: 0; 2061: 0; 2062: 0; 2063: 0; 2064: 0; 2065: 0; 2066: 0; 2067: 0; 2068: 0; 2069: 0; 2070: 0; 2071: 0; 2072: 0; 2073: 0; 2074: 0; 2075: 0
Revenue Requirement by vintage year
2012 $/MW-wk
| Aurora Input |  | Levelized Cost | 2020 | 2021 | 2022 | 2023 | 2024 | 2025 | 2026 | 2027 | 2028 | 2029 | 2030 | 2031 | 2032 | 2033 | 2034 | 2035 | 2036 | 2037 | 2038 | 2039 | 2040 | 2041 | 2042 | 2043 | 2044 | 2045 | 2046 | 2047 | 2048 | 2049 | 2050 | 2051 | 2052 | 2053 | 2054 | 2055 | 2056 | 2057 | 2058 | 2059 | 2060 | 2061 | 2062 | 2063 | 2064 | 2065 | 2066 | 2067 | 2068 | 2069 | 2070 | 2071 | 2072 | 2073 | 2074 | 2075
|  | 2020 | 0 | 0 | 0 | 0 | 0 | 0 | 0 | 0 | 0 | 0 | 0 | 0 | 0 | 0 | 0 | 0 | 0 | 0 | 0 | 0 | 0 | 0 | 0 | 0 | 0 | 0 | 0 | 0 | 0 | 0 | 0 | 0 | 0 | 0 | 0 | 0 | 0 | 0 | 0 | 0 | 0 | 0 | 0 | 0 | 0 | 0 | 0 | 0 | 0 | 0 | 0 | 0 | 0 | 0 | 0 | 0 | 0
|  | 2021 | 0 | 0 | 0 | 0 | 0 | 0 | 0 | 0 | 0 | 0 | 0 | 0 | 0 | 0 | 0 | 0 | 0 | 0 | 0 | 0 | 0 | 0 | 0 | 0 | 0 | 0 | 0 | 0 | 0 | 0 | 0 | 0 | 0 | 0 | 0 | 0 | 0 | 0 | 0 | 0 | 0 | 0 | 0 | 0 | 0 | 0 | 0 | 0 | 0 | 0 | 0 | 0 | 0 | 0 | 0 | 0 | 0
|  | 2022 | 0 | 0 | 0 | 0 | 0 | 0 | 0 | 0 | 0 | 0 | 0 | 0 | 0 | 0 | 0 | 0 | 0 | 0 | 0 | 0 | 0 | 0 | 0 | 0 | 0 | 0 | 0 | 0 | 0 | 0 | 0 | 0 | 0 | 0 | 0 | 0 | 0 | 0 | 0 | 0 | 0 | 0 | 0 | 0 | 0 | 0 | 0 | 0 | 0 | 0 | 0 | 0 | 0 | 0 | 0 | 0 | 0
|  | 2023 | 0 | 0 | 0 | 0 | 0 | 0 | 0 | 0 | 0 | 0 | 0 | 0 | 0 | 0 | 0 | 0 | 0 | 0 | 0 | 0 | 0 | 0 | 0 | 0 | 0 | 0 | 0 | 0 | 0 | 0 | 0 | 0 | 0 | 0 | 0 | 0 | 0 | 0 | 0 | 0 | 0 | 0 | 0 | 0 | 0 | 0 | 0 | 0 | 0 | 0 | 0 | 0 | 0 | 0 | 0 | 0 | 0
|  | 2024 | 0 | 0 | 0 | 0 | 0 | 0 | 0 | 0 | 0 | 0 | 0 | 0 | 0 | 0 | 0 | 0 | 0 | 0 | 0 | 0 | 0 | 0 | 0 | 0 | 0 | 0 | 0 | 0 | 0 | 0 | 0 | 0 | 0 | 0 | 0 | 0 | 0 | 0 | 0 | 0 | 0 | 0 | 0 | 0 | 0 | 0 | 0 | 0 | 0 | 0 | 0 | 0 | 0 | 0 | 0 | 0 | 0
|  | 2025 | 0 | 0 | 0 | 0 | 0 | 0 | 0 | 0 | 0 | 0 | 0 | 0 | 0 | 0 | 0 | 0 | 0 | 0 | 0 | 0 | 0 | 0 | 0 | 0 | 0 | 0 | 0 | 0 | 0 | 0 | 0 | 0 | 0 | 0 | 0 | 0 | 0 | 0 | 0 | 0 | 0 | 0 | 0 | 0 | 0 | 0 | 0 | 0 | 0 | 0 | 0 | 0 | 0 | 0 | 0 | 0 | 0
|  | 2026 | 0 | 0 | 0 | 0 | 0 | 0 | 0 | 0 | 0 | 0 | 0 | 0 | 0 | 0 | 0 | 0 | 0 | 0 | 0 | 0 | 0 | 0 | 0 | 0 | 0 | 0 | 0 | 0 | 0 | 0 | 0 | 0 | 0 | 0 | 0 | 0 | 0 | 0 | 0 | 0 | 0 | 0 | 0 | 0 | 0 | 0 | 0 | 0 | 0 | 0 | 0 | 0 | 0 | 0 | 0 | 0 | 0
|  | 2027 | 0 | 0 | 0 | 0 | 0 | 0 | 0 | 0 | 0 | 0 | 0 | 0 | 0 | 0 | 0 | 0 | 0 | 0 | 0 | 0 | 0 | 0 | 0 | 0 | 0 | 0 | 0 | 0 | 0 | 0 | 0 | 0 | 0 | 0 | 0 | 0 | 0 | 0 | 0 | 0 | 0 | 0 | 0 | 0 | 0 | 0 | 0 | 0 | 0 | 0 | 0 | 0 | 0 | 0 | 0 | 0 | 0
|  | 2028 | 0 | 0 | 0 | 0 | 0 | 0 | 0 | 0 | 0 | 0 | 0 | 0 | 0 | 0 | 0 | 0 | 0 | 0 | 0 | 0 | 0 | 0 | 0 | 0 | 0 | 0 | 0 | 0 | 0 | 0 | 0 | 0 | 0 | 0 | 0 | 0 | 0 | 0 | 0 | 0 | 0 | 0 | 0 | 0 | 0 | 0 | 0 | 0 | 0 | 0 | 0 | 0 | 0 | 0 | 0 | 0 | 0
|  | 2029 | 0 | 0 | 0 | 0 | 0 | 0 | 0 | 0 | 0 | 0 | 0 | 0 | 0 | 0 | 0 | 0 | 0 | 0 | 0 | 0 | 0 | 0 | 0 | 0 | 0 | 0 | 0 | 0 | 0 | 0 | 0 | 0 | 0 | 0 | 0 | 0 | 0 | 0 | 0 | 0 | 0 | 0 | 0 | 0 | 0 | 0 | 0 | 0 | 0 | 0 | 0 | 0 | 0 | 0 | 0 | 0 | 0
|  | 2030 | 0 | 0 | 0 | 0 | 0 | 0 | 0 | 0 | 0 | 0 | 0 | 0 | 0 | 0 | 0 | 0 | 0 | 0 | 0 | 0 | 0 | 0 | 0 | 0 | 0 | 0 | 0 | 0 | 0 | 0 | 0 | 0 | 0 | 0 | 0 | 0 | 0 | 0 | 0 | 0 | 0 | 0 | 0 | 0 | 0 | 0 | 0 | 0 | 0 | 0 | 0 | 0 | 0 | 0 | 0 | 0 | 0
|  | 2031 | 0 | 0 | 0 | 0 | 0 | 0 | 0 | 0 | 0 | 0 | 0 | 0 | 0 | 0 | 0 | 0 | 0 | 0 | 0 | 0 | 0 | 0 | 0 | 0 | 0 | 0 | 0 | 0 | 0 | 0 | 0 | 0 | 0 | 0 | 0 | 0 | 0 | 0 | 0 | 0 | 0 | 0 | 0 | 0 | 0 | 0 | 0 | 0 | 0 | 0 | 0 | 0 | 0 | 0 | 0 | 0 | 0
|  | 2032 | 0 | 0 | 0 | 0 | 0 | 0 | 0 | 0 | 0 | 0 | 0 | 0 | 0 | 0 | 0 | 0 | 0 | 0 | 0 | 0 | 0 | 0 | 0 | 0 | 0 | 0 | 0 | 0 | 0 | 0 | 0 | 0 | 0 | 0 | 0 | 0 | 0 | 0 | 0 | 0 | 0 | 0 | 0 | 0 | 0 | 0 | 0 | 0 | 0 | 0 | 0 | 0 | 0 | 0 | 0 | 0 | 0
|  | 2033 | 0 | 0 | 0 | 0 | 0 | 0 | 0 | 0 | 0 | 0 | 0 | 0 | 0 | 0 | 0 | 0 | 0 | 0 | 0 | 0 | 0 | 0 | 0 | 0 | 0 | 0 | 0 | 0 | 0 | 0 | 0 | 0 | 0 | 0 | 0 | 0 | 0 | 0 | 0 | 0 | 0 | 0 | 0 | 0 | 0 | 0 | 0 | 0 | 0 | 0 | 0 | 0 | 0 | 0 | 0 | 0 | 0
|  | 2034 | 0 | 0 | 0 | 0 | 0 | 0 | 0 | 0 | 0 | 0 | 0 | 0 | 0 | 0 | 0 | 0 | 0 | 0 | 0 | 0 | 0 | 0 | 0 | 0 | 0 | 0 | 0 | 0 | 0 | 0 | 0 | 0 | 0 | 0 | 0 | 0 | 0 | 0 | 0 | 0 | 0 | 0 | 0 | 0 | 0 | 0 | 0 | 0 | 0 | 0 | 0 | 0 | 0 | 0 | 0 | 0 | 0
|  | 2035 | 0 | 0 | 0 | 0 | 0 | 0 | 0 | 0 | 0 | 0 | 0 | 0 | 0 | 0 | 0 | 0 | 0 | 0 | 0 | 0 | 0 | 0 | 0 | 0 | 0 | 0 | 0 | 0 | 0 | 0 | 0 | 0 | 0 | 0 | 0 | 0 | 0 | 0 | 0 | 0 | 0 | 0 | 0 | 0 | 0 | 0 | 0 | 0 | 0 | 0 | 0 | 0 | 0 | 0 | 0 | 0 | 0
|  | 2036 | 0 | 0 | 0 | 0 | 0 | 0 | 0 | 0 | 0 | 0 | 0 | 0 | 0 | 0 | 0 | 0 | 0 | 0 | 0 | 0 | 0 | 0 | 0 | 0 | 0 | 0 | 0 | 0 | 0 | 0 | 0 | 0 | 0 | 0 | 0 | 0 | 0 | 0 | 0 | 0 | 0 | 0 | 0 | 0 | 0 | 0 | 0 | 0 | 0 | 0 | 0 | 0 | 0 | 0 | 0 | 0 | 0
|  | 2037 | 0 | 0 | 0 | 0 | 0 | 0 | 0 | 0 | 0 | 0 | 0 | 0 | 0 | 0 | 0 | 0 | 0 | 0 | 0 | 0 | 0 | 0 | 0 | 0 | 0 | 0 | 0 | 0 | 0 | 0 | 0 | 0 | 0 | 0 | 0 | 0 | 0 | 0 | 0 | 0 | 0 | 0 | 0 | 0 | 0 | 0 | 0 | 0 | 0 | 0 | 0 | 0 | 0 | 0 | 0 | 0 | 0
|  | 2038 | 0 | 0 | 0 | 0 | 0 | 0 | 0 | 0 | 0 | 0 | 0 | 0 | 0 | 0 | 0 | 0 | 0 | 0 | 0 | 0 | 0 | 0 | 0 | 0 | 0 | 0 | 0 | 0 | 0 | 0 | 0 | 0 | 0 | 0 | 0 | 0 | 0 | 0 | 0 | 0 | 0 | 0 | 0 | 0 | 0 | 0 | 0 | 0 | 0 | 0 | 0 | 0 | 0 | 0 | 0 | 0 | 0
|  | 2039 | 0 | 0 | 0 | 0 | 0 | 0 | 0 | 0 | 0 | 0 | 0 | 0 | 0 | 0 | 0 | 0 | 0 | 0 | 0 | 0 | 0 | 0 | 0 | 0 | 0 | 0 | 0 | 0 | 0 | 0 | 0 | 0 | 0 | 0 | 0 | 0 | 0 | 0 | 0 | 0 | 0 | 0 | 0 | 0 | 0 | 0 | 0 | 0 | 0 | 0 | 0 | 0 | 0 | 0 | 0 | 0 | 0
|  | 2040 | 0 | 0 | 0 | 0 | 0 | 0 | 0 | 0 | 0 | 0 | 0 | 0 | 0 | 0 | 0 | 0 | 0 | 0 | 0 | 0 | 0 | 0 | 0 | 0 | 0 | 0 | 0 | 0 | 0 | 0 | 0 | 0 | 0 | 0 | 0 | 0 | 0 | 0 | 0 | 0 | 0 | 0 | 0 | 0 | 0 | 0 | 0 | 0 | 0 | 0 | 0 | 0 | 0 | 0 | 0 | 0 | 0 | 0 | 0 | 0 | 0
|  | 2041 | 0 | 0 | 0 | 0 | 0 | 0 | 0 | 0 | 0 | 0 | 0 | 0 | 0 | 0 | 0 | 0 | 0 | 0 | 0 | 0 | 0 | 0 | 0 | 0 | 0 | 0 | 0 | 0 | 0 | 0 | 0 | 0 | 0 | 0 | 0 | 0 | 0 | 0 | 0 | 0 | 0 | 0 | 0 | 0 | 0 | 0 | 0 | 0 | 0 | 0 | 0 | 0 | 0 | 0 | 0 | 0 | 0 | 0 | 0 | 0 | 0
|  | 2042 | 0 | 0 | 0 | 0 | 0 | 0 | 0 | 0 | 0 | 0 | 0 | 0 | 0 | 0 | 0 | 0 | 0 | 0 | 0 | 0 | 0 | 0 | 0 | 0 | 0 | 0 | 0 | 0 | 0 | 0 | 0 | 0 | 0 | 0 | 0 | 0 | 0 | 0 | 0 | 0 | 0 | 0 | 0 | 0 | 0 | 0 | 0 | 0 | 0 | 0 | 0 | 0 | 0 | 0 | 0 | 0 | 0 | 0 | 0 | 0 | 0
|  | 2043 | 0 | 0 | 0 | 0 | 0 | 0 | 0 | 0 | 0 | 0 | 0 | 0 | 0 | 0 | 0 | 0 | 0 | 0 | 0 | 0 | 0 | 0 | 0 | 0 | 0 | 0 | 0 | 0 | 0 | 0 | 0 | 0 | 0 | 0 | 0 | 0 | 0 | 0 | 0 | 0 | 0 | 0 | 0 | 0 | 0 | 0 | 0 | 0 | 0 | 0 | 0 | 0 | 0 | 0 | 0 | 0 | 0 | 0 | 0 | 0 | 0
|  | 2044 | 0 | 0 | 0 | 0 | 0 | 0 | 0 | 0 | 0 | 0 | 0 | 0 | 0 | 0 | 0 | 0 | 0 | 0 | 0 | 0 | 0 | 0 | 0 | 0 | 0 | 0 | 0 | 0 | 0 | 0 | 0 | 0 | 0 | 0 | 0 | 0 | 0 | 0 | 0 | 0 | 0 | 0 | 0 | 0 | 0 | 0 | 0 | 0 | 0 | 0 | 0 | 0 | 0 | 0 | 0 | 0 | 0 | 0 | 0 | 0 | 0
|  | 2045 | 0 | 0 | 0 | 0 | 0 | 0 | 0 | 0 | 0 | 0 | 0 | 0 | 0 | 0 | 0 | 0 | 0 | 0 | 0 | 0 | 0 | 0 | 0 | 0 | 0 | 0 | 0 | 0 | 0 | 0 | 0 | 0 | 0 | 0 | 0 | 0 | 0 | 0 | 0 | 0 | 0 | 0 | 0 | 0 | 0 | 0 | 0 | 0 | 0 | 0 | 0 | 0 | 0 | 0 | 0 | 0 | 0 | 0 | 0 | 0 | 0
|  | 2046 | 0 | 0 | 0 | 0 | 0 | 0 | 0 | 0 | 0 | 0 | 0 | 0 | 0 | 0 | 0 | 0 | 0 | 0 | 0 | 0 | 0 | 0 | 0 | 0 | 0 | 0 | 0 | 0 | 0 | 0 | 0 | 0 | 0 | 0 | 0 | 0 | 0 | 0 | 0 | 0 | 0 | 0 | 0 | 0 | 0 | 0 | 0 | 0 | 0 | 0 | 0 | 0 | 0 | 0 | 0 | 0 | 0 | 0 | 0 | 0 | 0
|  | 2047 | 0 | 0 | 0 | 0 | 0 | 0 | 0 | 0 | 0 | 0 | 0 | 0 | 0 | 0 | 0 | 0 | 0 | 0 | 0 | 0 | 0 | 0 | 0 | 0 | 0 | 0 | 0 | 0 | 0 | 0 | 0 | 0 | 0 | 0 | 0 | 0 | 0 | 0 | 0 | 0 | 0 | 0 | 0 | 0 | 0 | 0 | 0 | 0 | 0 | 0 | 0 | 0 | 0 | 0 | 0 | 0 | 0 | 0 | 0 | 0 | 0
|  | 2048 | 0 | 0 | 0 | 0 | 0 | 0 | 0 | 0 | 0 | 0 | 0 | 0 | 0 | 0 | 0 | 0 | 0 | 0 | 0 | 0 | 0 | 0 | 0 | 0 | 0 | 0 | 0 | 0 | 0 | 0 | 0 | 0 | 0 | 0 | 0 | 0 | 0 | 0 | 0 | 0 | 0 | 0 | 0 | 0 | 0 | 0 | 0 | 0 | 0 | 0 | 0 | 0 | 0 | 0 | 0 | 0 | 0 | 0 | 0 | 0 | 0
|  | 2049 | 0 | 0 | 0 | 0 | 0 | 0 | 0 | 0 | 0 | 0 | 0 | 0 | 0 | 0 | 0 | 0 | 0 | 0 | 0 | 0 | 0 | 0 | 0 | 0 | 0 | 0 | 0 | 0 | 0 | 0 | 0 | 0 | 0 | 0 | 0 | 0 | 0 | 0 | 0 | 0 | 0 | 0 | 0 | 0 | 0 | 0 | 0 | 0 | 0 | 0 | 0 | 0 | 0 | 0 | 0 | 0 | 0 | 0 | 0 | 0 | 0
|  | 2050 | 0 | 0 | 0 | 0 | 0 | 0 | 0 | 0 | 0 | 0 | 0 | 0 | 0 | 0 | 0 | 0 | 0 | 0 | 0 | 0 | 0 | 0 | 0 | 0 | 0 | 0 | 0 | 0 | 0 | 0 | 0 | 0 | 0 | 0 | 0 | 0 | 0 | 0 | 0 | 0 | 0 | 0 | 0 | 0 | 0 | 0 | 0 | 0 | 0 | 0 | 0 | 0 | 0 | 0 | 0 | 0 | 0 | 0 | 0 | 0 | 0
|  | Annual Change (%) |  | 0% | 0% | 0% | -9.326% | -9.753% | -6.919% | -2.562% | -2.593% | -2.624% | -2.656% | -4.144% | -2.728% | -2.728% | -2.728% | -2.728% | -2.728% | -2.728% | -2.728% | -2.728% | -2.728% | -2.728% | -2.728% | -2.728% | -2.728% | -2.728% | -2.728% | -2.728% | -2.728% | -2.728% | -2.728% | -2.728% | 0% | 0% | 0% | 0% | 0% | 0% | 0% | 0% | 0% | 0% | 0% | 0% | 0% | 0% | 0% | 0% | 0% | 0% | 0% | 0% | 0% | 0% | 0% | 0% | 0%
|  | Levelized Capital Cost ($/MW-wk) |  | 0 | 0 | 0 | 0 | 0 | 0 | 0 | 0 | 0 | 0 | 0 | 0 | 0 | 0 | 0 | 0 | 0 | 0 | 0 | 0 | 0 | 0 | 0 | 0 | 0 | 0 | 0 | 0 | 0 | 0 | 0 | 0 | 0 | 0 | 0 | 0 | 0 | 0 | 0 | 0 | 0 | 0 | 0 | 0 | 0 | 0 | 0 | 0 | 0 | 0 | 0 | 0 | 0 | 0 | 0 | 0
|  | Economic Life | 30
|  | check s/b 0 | 0
Revenue Requirement by vintage year
2012 $/MW-wk
| Aurora Input |  | Levelized Cost | 2020 | 2021 | 2022 | 2023 | 2024 | 2025 | 2026 | 2027 | 2028 | 2029 | 2030 | 2031 | 2032 | 2033 | 2034 | 2035 | 2036 | 2037 | 2038 | 2039 | 2040 | 2041 | 2042 | 2043 | 2044 | 2045 | 2046 | Levelized | 2047 | 2048 | 2049 | 2050 | 2051 | 2052 | 2053 | 2054 | 2055 | 2056 | 2057 | 2058 | 2059 | 2060 | 2061 | 2062 | 2063 | 2064 | 2065 | 2066 | 2067 | 2068 | 2069 | 2070 | 2071 | 2072 | 2073 | 2074 | 2075 | 2076 | 2077 | 2078 | 2079
|  | 2020 | 0 | 0 | 0 | 0 | 0 | 0 | 0 | 0 | 0 | 0 | 0 | 0 | 0 | 0 | 0 | 0 | 0 | 0 | 0 | 0 | 0 | 0 | 0 | 0 | 0 | 0 | 0 | 0 | 0 | 0 | 0 | 0 | 0 | 0 | 0 | 0 | 0 | 0 | 0 | 0 | 0 | 0 | 0 | 0 | 0 | 0 | 0 | 0 | 0 | 0 | 0 | 0 | 0 | 0 | 0 | 0 | 0 | 0 | 0 | 0 | 0 | 0
|  | 2021 | 0 |  | 0 | 0 | 0 | 0 | 0 | 0 | 0 | 0 | 0 | 0 | 0 | 0 | 0 | 0 | 0 | 0 | 0 | 0 | 0 | 0 | 0 | 0 | 0 | 0 | 0 | 0 | 0 | 0 | 0 | 0 | 0 | 0 | 0 | 0 | 0 | 0 | 0 | 0 | 0 | 0 | 0 | 0 | 0 | 0 | 0 | 0 | 0 | 0 | 0 | 0 | 0 | 0 | 0 | 0 | 0 | 0 | 0 | 0 | 0 | 0
|  | 2022 | 0 |  |  | 0 | 0 | 0 | 0 | 0 | 0 | 0 | 0 | 0 | 0 | 0 | 0 | 0 | 0 | 0 | 0 | 0 | 0 | 0 | 0 | 0 | 0 | 0 | 0 | 0 | 0 | 0 | 0 | 0 | 0 | 0 | 0 | 0 | 0 | 0 | 0 | 0 | 0 | 0 | 0 | 0 | 0 | 0 | 0 | 0 | 0 | 0 | 0 | 0 | 0 | 0 | 0 | 0 | 0 | 0 | 0 | 0 | 0 | 0
|  | 2023 | 0 |  |  |  | 0 | 0 | 0 | 0 | 0 | 0 | 0 | 0 | 0 | 0 | 0 | 0 | 0 | 0 | 0 | 0 | 0 | 0 | 0 | 0 | 0 | 0 | 0 | 0 | 0 | 0 | 0 | 0 | 0 | 0 | 0 | 0 | 0 | 0 | 0 | 0 | 0 | 0 | 0 | 0 | 0 | 0 | 0 | 0 | 0 | 0 | 0 | 0 | 0 | 0 | 0 | 0 | 0 | 0 | 0 | 0 | 0 | 0
|  | 2024 | 0 |  |  |  |  | 0 | 0 | 0 | 0 | 0 | 0 | 0 | 0 | 0 | 0 | 0 | 0 | 0 | 0 | 0 | 0 | 0 | 0 | 0 | 0 | 0 | 0 | 0 | 0 | 0 | 0 | 0 | 0 | 0 | 0 | 0 | 0 | 0 | 0 | 0 | 0 | 0 | 0 | 0 | 0 | 0 | 0 | 0 | 0 | 0 | 0 | 0 | 0 | 0 | 0 | 0 | 0 | 0 | 0 | 0 | 0 | 0
|  | 2025 | 0 | [5 empty] | 0 | 0 | 0 | 0 | 0 | 0 | 0 | 0 | 0 | 0 | 0 | 0 | 0 | 0 | 0 | 0 | 0 | 0 | 0 | 0 | 0 | 0 | 0 | 0 | 0 | 0 | 0 | 0 | 0 | 0 | 0 | 0 | 0 | 0 | 0 | 0 | 0 | 0 | 0 | 0 | 0 | 0 | 0 | 0 | 0 | 0 | 0 | 0 | 0 | 0 | 0 | 0 | 0 | 0 | 0 | 0
|  | 2026 | 0 | [6 empty] | 0 | 0 | 0 | 0 | 0 | 0 | 0 | 0 | 0 | 0 | 0 | 0 | 0 | 0 | 0 | 0 | 0 | 0 | 0 | 0 | 0 | 0 | 0 | 0 | 0 | 0 | 0 | 0 | 0 | 0 | 0 | 0 | 0 | 0 | 0 | 0 | 0 | 0 | 0 | 0 | 0 | 0 | 0 | 0 | 0 | 0 | 0 | 0 | 0 | 0 | 0 | 0 | 0 | 0 | 0
|  | 2027 | 0 | [7 empty] | 0 | 0 | 0 | 0 | 0 | 0 | 0 | 0 | 0 | 0 | 0 | 0 | 0 | 0 | 0 | 0 | 0 | 0 | 0 | 0 | 0 | 0 | 0 | 0 | 0 | 0 | 0 | 0 | 0 | 0 | 0 | 0 | 0 | 0 | 0 | 0 | 0 | 0 | 0 | 0 | 0 | 0 | 0 | 0 | 0 | 0 | 0 | 0 | 0 | 0 | 0 | 0 | 0 | 0
|  | 2028 | 0 | [8 empty] | 0 | 0 | 0 | 0 | 0 | 0 | 0 | 0 | 0 | 0 | 0 | 0 | 0 | 0 | 0 | 0 | 0 | 0 | 0 | 0 | 0 | 0 | 0 | 0 | 0 | 0 | 0 | 0 | 0 | 0 | 0 | 0 | 0 | 0 | 0 | 0 | 0 | 0 | 0 | 0 | 0 | 0 | 0 | 0 | 0 | 0 | 0 | 0 | 0 | 0 | 0 | 0 | 0
|  | 2029 | 0 | [9 empty] | 0 | 0 | 0 | 0 | 0 | 0 | 0 | 0 | 0 | 0 | 0 | 0 | 0 | 0 | 0 | 0 | 0 | 0 | 0 | 0 | 0 | 0 | 0 | 0 | 0 | 0 | 0 | 0 | 0 | 0 | 0 | 0 | 0 | 0 | 0 | 0 | 0 | 0 | 0 | 0 | 0 | 0 | 0 | 0 | 0 | 0 | 0 | 0 | 0 | 0 | 0 | 0
|  | 2030 | 0 | [10 empty] | 0 | 0 | 0 | 0 | 0 | 0 | 0 | 0 | 0 | 0 | 0 | 0 | 0 | 0 | 0 | 0 | 0 | 0 | 0 | 0 | 0 | 0 | 0 | 0 | 0 | 0 | 0 | 0 | 0 | 0 | 0 | 0 | 0 | 0 | 0 | 0 | 0 | 0 | 0 | 0 | 0 | 0 | 0 | 0 | 0 | 0 | 0 | 0 | 0 | 0 | 0
|  | 2031 | 0 | [11 empty] | 0 | 0 | 0 | 0 | 0 | 0 | 0 | 0 | 0 | 0 | 0 | 0 | 0 | 0 | 0 | 0 | 0 | 0 | 0 | 0 | 0 | 0 | 0 | 0 | 0 | 0 | 0 | 0 | 0 | 0 | 0 | 0 | 0 | 0 | 0 | 0 | 0 | 0 | 0 | 0 | 0 | 0 | 0 | 0 | 0 | 0 | 0 | 0 | 0 | 0
|  | 2032 | 0 | [12 empty] | 0 | 0 | 0 | 0 | 0 | 0 | 0 | 0 | 0 | 0 | 0 | 0 | 0 | 0 | 0 | 0 | 0 | 0 | 0 | 0 | 0 | 0 | 0 | 0 | 0 | 0 | 0 | 0 | 0 | 0 | 0 | 0 | 0 | 0 | 0 | 0 | 0 | 0 | 0 | 0 | 0 | 0 | 0 | 0 | 0 | 0 | 0 | 0 | 0
|  | 2033 | 0 | [13 empty] | 0 | 0 | 0 | 0 | 0 | 0 | 0 | 0 | 0 | 0 | 0 | 0 | 0 | 0 | 0 | 0 | 0 | 0 | 0 | 0 | 0 | 0 | 0 | 0 | 0 | 0 | 0 | 0 | 0 | 0 | 0 | 0 | 0 | 0 | 0 | 0 | 0 | 0 | 0 | 0 | 0 | 0 | 0 | 0 | 0 | 0 | 0 | 0
|  | 2034 | 0 | [14 empty] | 0 | 0 | 0 | 0 | 0 | 0 | 0 | 0 | 0 | 0 | 0 | 0 | 0 | 0 | 0 | 0 | 0 | 0 | 0 | 0 | 0 | 0 | 0 | 0 | 0 | 0 | 0 | 0 | 0 | 0 | 0 | 0 | 0 | 0 | 0 | 0 | 0 | 0 | 0 | 0 | 0 | 0 | 0 | 0 | 0 | 0 | 0
|  | 2035 | 0 | [15 empty] | 0 | 0 | 0 | 0 | 0 | 0 | 0 | 0 | 0 | 0 | 0 | 0 | 0 | 0 | 0 | 0 | 0 | 0 | 0 | 0 | 0 | 0 | 0 | 0 | 0 | 0 | 0 | 0 | 0 | 0 | 0 | 0 | 0 | 0 | 0 | 0 | 0 | 0 | 0 | 0 | 0 | 0 | 0 | 0 | 0 | 0
|  | 2036 | 0 | [16 empty] | 0 | 0 | 0 | 0 | 0 | 0 | 0 | 0 | 0 | 0 | 0 | 0 | 0 | 0 | 0 | 0 | 0 | 0 | 0 | 0 | 0 | 0 | 0 | 0 | 0 | 0 | 0 | 0 | 0 | 0 | 0 | 0 | 0 | 0 | 0 | 0 | 0 | 0 | 0 | 0 | 0 | 0 | 0 | 0 | 0
|  | 2037 | 0 | [17 empty] | 0 | 0 | 0 | 0 | 0 | 0 | 0 | 0 | 0 | 0 | 0 | 0 | 0 | 0 | 0 | 0 | 0 | 0 | 0 | 0 | 0 | 0 | 0 | 0 | 0 | 0 | 0 | 0 | 0 | 0 | 0 | 0 | 0 | 0 | 0 | 0 | 0 | 0 | 0 | 0 | 0 | 0 | 0 | 0
|  | 2038 | 0 | [18 empty] | 0 | 0 | 0 | 0 | 0 | 0 | 0 | 0 | 0 | 0 | 0 | 0 | 0 | 0 | 0 | 0 | 0 | 0 | 0 | 0 | 0 | 0 | 0 | 0 | 0 | 0 | 0 | 0 | 0 | 0 | 0 | 0 | 0 | 0 | 0 | 0 | 0 | 0 | 0 | 0 | 0 | 0 | 0
|  | 2039 | 0 | [19 empty] | 0 | 0 | 0 | 0 | 0 | 0 | 0 | 0 | 0 | 0 | 0 | 0 | 0 | 0 | 0 | 0 | 0 | 0 | 0 | 0 | 0 | 0 | 0 | 0 | 0 | 0 | 0 | 0 | 0 | 0 | 0 | 0 | 0 | 0 | 0 | 0 | 0 | 0 | 0 | 0 | 0 | 0
|  | 2040 | 0 | [20 empty] | 0 | 0 | 0 | 0 | 0 | 0 | 0 | 0 | 0 | 0 | 0 | 0 | 0 | 0 | 0 | 0 | 0 | 0 | 0 | 0 | 0 | 0 | 0 | 0 | 0 | 0 | 0 | 0 | 0 | 0 | 0 | 0 | 0 | 0 | 0 | 0 | 0 | 0 | 0 | 0 | 0
|  | 2041 | 0 | [21 empty] | 0 | 0 | 0 | 0 | 0 | 0 | 0 | 0 | 0 | 0 | 0 | 0 | 0 | 0 | 0 | 0 | 0 | 0 | 0 | 0 | 0 | 0 | 0 | 0 | 0 | 0 | 0 | 0 | 0 | 0 | 0 | 0 | 0 | 0 | 0 | 0 | 0 | 0 | 0 | 0
|  | 2042 | 0 | [22 empty] | 0 | 0 | 0 | 0 | 0 | 0 | 0 | 0 | 0 | 0 | 0 | 0 | 0 | 0 | 0 | 0 | 0 | 0 | 0 | 0 | 0 | 0 | 0 | 0 | 0 | 0 | 0 | 0 | 0 | 0 | 0 | 0 | 0 | 0 | 0 | 0 | 0 | 0 | 0
|  | 2043 | 0 | [23 empty] | 0 | 0 | 0 | 0 | 0 | 0 | 0 | 0 | 0 | 0 | 0 | 0 | 0 | 0 | 0 | 0 | 0 | 0 | 0 | 0 | 0 | 0 | 0 | 0 | 0 | 0 | 0 | 0 | 0 | 0 | 0 | 0 | 0 | 0 | 0 | 0 | 0 | 0
|  | 2044 | 0 | [24 empty] | 0 | 0 | 0 | 0 | 0 | 0 | 0 | 0 | 0 | 0 | 0 | 0 | 0 | 0 | 0 | 0 | 0 | 0 | 0 | 0 | 0 | 0 | 0 | 0 | 0 | 0 | 0 | 0 | 0 | 0 | 0 | 0 | 0 | 0 | 0 | 0 | 0
|  | 2045 | 0 | [25 empty] | 0 | 0 | 0 | 0 | 0 | 0 | 0 | 0 | 0 | 0 | 0 | 0 | 0 | 0 | 0 | 0 | 0 | 0 | 0 | 0 | 0 | 0 | 0 | 0 | 0 | 0 | 0 | 0 | 0 | 0 | 0 | 0 | 0 | 0 | 0 | 0
|  | 2046 | 0 | [26 empty] | 0 | 0 | 0 | 0 | 0 | 0 | 0 | 0 | 0 | 0 | 0 | 0 | 0 | 0 | 0 | 0 | 0 | 0 | 0 | 0 | 0 | 0 | 0 | 0 | 0 | 0 | 0 | 0 | 0 | 0 | 0 | 0 | 0 | 0 | 0
|  | 2047 | 0 | [27 empty] | 0 | 0 | 0 | 0 | 0 | 0 | 0 | 0 | 0 | 0 | 0 | 0 | 0 | 0 | 0 | 0 | 0 | 0 | 0 | 0 | 0 | 0 | 0 | 0 | 0 | 0 | 0 | 0 | 0 | 0 | 0 | 0 | 0 | 0
|  | 2048 | 0 | [27 empty] | 0 |  | 0 | 0 | 0 | 0 | 0 | 0 | 0 | 0 | 0 | 0 | 0 | 0 | 0 | 0 | 0 | 0 | 0 | 0 | 0 | 0 | 0 | 0 | 0 | 0 | 0 | 0 | 0 | 0 | 0 | 0 | 0 | 0
|  | 2049 | 0 | [27 empty] | 0 |  |  | 0 | 0 | 0 | 0 | 0 | 0 | 0 | 0 | 0 | 0 | 0 | 0 | 0 | 0 | 0 | 0 | 0 | 0 | 0 | 0 | 0 | 0 | 0 | 0 | 0 | 0 | 0 | 0 | 0 | 0 | 0
|  | 2050 | 0 | [27 empty] | 0 |  |  |  | 0 | 0 | 0 | 0 | 0 | 0 | 0 | 0 | 0 | 0 | 0 | 0 | 0 | 0 | 0 | 0 | 0 | 0 | 0 | 0 | 0 | 0 | 0 | 0 | 0 | 0 | 0 | 0 | 0 | 0
Replacement Cost Adder
| 2012 $/MW-wk |  |  | 2020 | 2021 | 2022 | 2023 | 2024 | 2025 | 2026 | 2027 | 2028 | 2029 | 2030 | 2031 | 2032 | 2033 | 2034 | 2035 | 2036 | 2037 | 2038 | 2039 | 2040 | 2041 | 2042 | 2043 | 2044 | 2045 | 2046 |  | 2047 | 2048 | 2049 | 2050
| Incentive Cost = |  |  | 25399.6688 | 22544.8079 | 19916.4195 | 17502.6587 | 15292.1847 | 13805.1074 | 13093.7623 | 12414.0224 | 11764.6443 | 11144.4295 | 10378.759 | 9956.2183 | 9548.9469 | 9156.4312 | 8778.1738 | 8413.6933 | 8062.524 | 7724.2149 | 7398.3296 | 7195.1404 | 6997.4617 | 6805.1456 | 6618.0481 | 6436.0291 | 6258.952 | 6086.6842 | 5919.0963 |  | 5756.0625 | 5597.4605 | 5443.171 | 5293.0779
|  |  | Levelized Cost | 2020 | 2021 | 2022 | 2023 | 2024 | 2025 | 2026 | 2027 | 2028 | 2029 | 2030 | 2031 | 2032 | 2033 | 2034 | 2035 | 2036 | 2037 | 2038 | 2039 | 2040 | 2041 | 2042 | 2043 | 2044 | 2045 | 2046 | Levelized | 2047 | 2048 | 2049 | 2050 | 2051 | 2052 | 2053 | 2054 | 2055 | 2056 | 2057 | 2058 | 2059 | 2060 | 2061 | 2062 | 2063 | 2064 | 2065 | 2066 | 2067 | 2068 | 2069 | 2070 | 2071 | 2072 | 2073 | 2074 | 2075 | 2076 | 2077 | 2078 | 2079
|  | 2020 | Levelized Cost | 0 | 0 | 0 | 0 | 0 | 0 | 0 | 0 | 0 | 0 | 10378.759 | 0 | 0 | 0 | 0 | 0 | 0 | 0 | 0 | 0 | 6997.4617 | 0 | 0 | 0 | 0 | 0 | 0 | 0 | 0 | 0 | 0 | 5293.0779 | 0 | 0 | 0 | 0 | 0 | 0 | 0 | 0 | 0 | 0 | 0 | 0 | 0 | 0 | 0 | 0 | 0 | 0 | 0 | 0 | 0 | 0 | 0 | 0 | 0 | 0 | 0 | 0 | 0
|  | 2021 | 0 | 0 | 0 | 0 | 0 | 0 | 0 | 0 | 0 | 0 | 0 | 0 | 9956.2183 | 0 | 0 | 0 | 0 | 0 | 0 | 0 | 0 | 0 | 6805.1456 | 0 | 0 | 0 | 0 | 0 | 0 | 0 | 0 | 0 | 0 | 0 | 0 | 0 | 0 | 0 | 0 | 0 | 0 | 0 | 0 | 0 | 0 | 0 | 0 | 0 | 0 | 0 | 0 | 0 | 0 | 0 | 0 | 0 | 0 | 0 | 0 | 0 | 0 | 0
|  | 2022 | 0 | 0 | 0 | 0 | 0 | 0 | 0 | 0 | 0 | 0 | 0 | 0 | 0 | 9548.9469 | 0 | 0 | 0 | 0 | 0 | 0 | 0 | 0 | 0 | 6618.0481 | 0 | 0 | 0 | 0 | 0 | 0 | 0 | 0 | 0 | 0 | 0 | 0 | 0 | 0 | 0 | 0 | 0 | 0 | 0 | 0 | 0 | 0 | 0 | 0 | 0 | 0 | 0 | 0 | 0 | 0 | 0 | 0 | 0 | 0 | 0 | 0 | 0 | 0
|  | 2023 | 0 | 0 | 0 | 0 | 0 | 0 | 0 | 0 | 0 | 0 | 0 | 0 | 0 | 0 | 9156.4312 | 0 | 0 | 0 | 0 | 0 | 0 | 0 | 0 | 0 | 6436.0291 | 0 | 0 | 0 | 0 | 0 | 0 | 0 | 0 | 0 | 0 | 0 | 0 | 0 | 0 | 0 | 0 | 0 | 0 | 0 | 0 | 0 | 0 | 0 | 0 | 0 | 0 | 0 | 0 | 0 | 0 | 0 | 0 | 0 | 0 | 0 | 0 | 0
|  | 2024 | 0 | 0 | 0 | 0 | 0 | 0 | 0 | 0 | 0 | 0 | 0 | 0 | 0 | 0 | 0 | 8778.1738 | 0 | 0 | 0 | 0 | 0 | 0 | 0 | 0 | 0 | 6258.952 | 0 | 0 | 0 | 0 | 0 | 0 | 0 | 0 | 0 | 0 | 0 | 0 | 0 | 0 | 0 | 0 | 0 | 0 | 0 | 0 | 0 | 0 | 0 | 0 | 0 | 0 | 0 | 0 | 0 | 0 | 0 | 0 | 0 | 0 | 0 | 0
|  | 2025 | 0 | 0 | 0 | 0 | 0 | 0 | 0 | 0 | 0 | 0 | 0 | 0 | 0 | 0 | 0 | 0 | 8413.6933 | 0 | 0 | 0 | 0 | 0 | 0 | 0 | 0 | 0 | 6086.6842 | 0 | 0 | 0 | 0 | 0 | 0 | 0 | 0 | 0 | 0 | 0 | 0 | 0 | 0 | 0 | 0 | 0 | 0 | 0 | 0 | 0 | 0 | 0 | 0 | 0 | 0 | 0 | 0 | 0 | 0 | 0 | 0 | 0 | 0 | 0
|  | 2026 | 0 | 0 | 0 | 0 | 0 | 0 | 0 | 0 | 0 | 0 | 0 | 0 | 0 | 0 | 0 | 0 | 0 | 8062.524 | 0 | 0 | 0 | 0 | 0 | 0 | 0 | 0 | 0 | 5919.0963 | 0 | 0 | 0 | 0 | 0 | 0 | 0 | 0 | 0 | 0 | 0 | 0 | 0 | 0 | 0 | 0 | 0 | 0 | 0 | 0 | 0 | 0 | 0 | 0 | 0 | 0 | 0 | 0 | 0 | 0 | 0 | 0 | 0 | 0
|  | 2027 | 0 | 0 | 0 | 0 | 0 | 0 | 0 | 0 | 0 | 0 | 0 | 0 | 0 | 0 | 0 | 0 | 0 | 0 | 7724.2149 | 0 | 0 | 0 | 0 | 0 | 0 | 0 | 0 | 0 | 690.6122 | 5756.0625 | 0 | 0 | 0 | 0 | 0 | 0 | 0 | 0 | 0 | 0 | 0 | 0 | 0 | 0 | 0 | 0 | 0 | 0 | 0 | 0 | 0 | 0 | 0 | 0 | 0 | 0 | 0 | 0 | 0 | 0 | 0 | 0
|  | 2028 | 0 | 0 | 0 | 0 | 0 | 0 | 0 | 0 | 0 | 0 | 0 | 0 | 0 | 0 | 0 | 0 | 0 | 0 | 0 | 7398.3296 | 0 | 0 | 0 | 0 | 0 | 0 | 0 | 0 | 596.889 | 0 | 5597.4605 | 0 | 0 | 0 | 0 | 0 | 0 | 0 | 0 | 0 | 0 | 0 | 0 | 0 | 0 | 0 | 0 | 0 | 0 | 0 | 0 | 0 | 0 | 0 | 0 | 0 | 0 | 0 | 0 | 0 | 0 | 0
|  | 2029 | 0 | 0 | 0 | 0 | 0 | 0 | 0 | 0 | 0 | 0 | 0 | 0 | 0 | 0 | 0 | 0 | 0 | 0 | 0 | 0 | 7195.1404 | 0 | 0 | 0 | 0 | 0 | 0 | 0 | 520.1025 | 0 | 0 | 5443.171 | 0 | 0 | 0 | 0 | 0 | 0 | 0 | 0 | 0 | 0 | 0 | 0 | 0 | 0 | 0 | 0 | 0 | 0 | 0 | 0 | 0 | 0 | 0 | 0 | 0 | 0 | 0 | 0 | 0 | 0
|  | 2030 | 0 | 0 | 0 | 0 | 0 | 0 | 0 | 0 | 0 | 0 | 0 | 0 | 0 | 0 | 0 | 0 | 0 | 0 | 0 | 0 | 0 | 6997.4617 | 0 | 0 | 0 | 0 | 0 | 0 | 456.2919 | 0 | 0 | 0 | 5293.0779 | 0 | 0 | 0 | 0 | 0 | 0 | 0 | 0 | 0 | 0 | 0 | 0 | 0 | 0 | 0 | 0 | 0 | 0 | 0 | 0 | 0 | 0 | 0 | 0 | 0 | 0 | 0 | 0 | 0
|  | 2031 | 0 | 0 | 0 | 0 | 0 | 0 | 0 | 0 | 0 | 0 | 0 | 0 | 0 | 0 | 0 | 0 | 0 | 0 | 0 | 0 | 0 | 0 | 6805.1456 | 0 | 0 | 0 | 0 | 0 | 0 | 0 | 0 | 0 | 0 | 0 | 0 | 0 | 0 | 0 | 0 | 0 | 0 | 0 | 0 | 0 | 0 | 0 | 0 | 0 | 0 | 0 | 0 | 0 | 0 | 0 | 0 | 0 | 0 | 0 | 0 | 0 | 0 | 0
|  | 2032 | 0 | 0 | 0 | 0 | 0 | 0 | 0 | 0 | 0 | 0 | 0 | 0 | 0 | 0 | 0 | 0 | 0 | 0 | 0 | 0 | 0 | 0 | 0 | 6618.0481 | 0 | 0 | 0 | 0 | 0 | 0 | 0 | 0 | 0 | 0 | 0 | 0 | 0 | 0 | 0 | 0 | 0 | 0 | 0 | 0 | 0 | 0 | 0 | 0 | 0 | 0 | 0 | 0 | 0 | 0 | 0 | 0 | 0 | 0 | 0 | 0 | 0 | 0
|  | 2033 | 0 | 0 | 0 | 0 | 0 | 0 | 0 | 0 | 0 | 0 | 0 | 0 | 0 | 0 | 0 | 0 | 0 | 0 | 0 | 0 | 0 | 0 | 0 | 0 | 6436.0291 | 0 | 0 | 0 | 0 | 0 | 0 | 0 | 0 | 0 | 0 | 0 | 0 | 0 | 0 | 0 | 0 | 0 | 0 | 0 | 0 | 0 | 0 | 0 | 0 | 0 | 0 | 0 | 0 | 0 | 0 | 0 | 0 | 0 | 0 | 0 | 0 | 0
|  | 2034 | 0 | 0 | 0 | 0 | 0 | 0 | 0 | 0 | 0 | 0 | 0 | 0 | 0 | 0 | 0 | 0 | 0 | 0 | 0 | 0 | 0 | 0 | 0 | 0 | 0 | 6258.952 | 0 | 0 | 0 | 0 | 0 | 0 | 0 | 0 | 0 | 0 | 0 | 0 | 0 | 0 | 0 | 0 | 0 | 0 | 0 | 0 | 0 | 0 | 0 | 0 | 0 | 0 | 0 | 0 | 0 | 0 | 0 | 0 | 0 | 0 | 0 | 0
|  | 2035 | 0 | 0 | 0 | 0 | 0 | 0 | 0 | 0 | 0 | 0 | 0 | 0 | 0 | 0 | 0 | 0 | 0 | 0 | 0 | 0 | 0 | 0 | 0 | 0 | 0 | 0 | 6086.6842 | 0 | 0 | 0 | 0 | 0 | 0 | 0 | 0 | 0 | 0 | 0 | 0 | 0 | 0 | 0 | 0 | 0 | 0 | 0 | 0 | 0 | 0 | 0 | 0 | 0 | 0 | 0 | 0 | 0 | 0 | 0 | 0 | 0 | 0 | 0
|  | 2036 | 0 | 0 | 0 | 0 | 0 | 0 | 0 | 0 | 0 | 0 | 0 | 0 | 0 | 0 | 0 | 0 | 0 | 0 | 0 | 0 | 0 | 0 | 0 | 0 | 0 | 0 | 0 | 5919.0963 | 0 | 0 | 0 | 0 | 0 | 0 | 0 | 0 | 0 | 0 | 0 | 0 | 0 | 0 | 0 | 0 | 0 | 0 | 0 | 0 | 0 | 0 | 0 | 0 | 0 | 0 | 0 | 0 | 0 | 0 | 0 | 0 | 0 | 0
|  | 2037 | 0 | 0 | 0 | 0 | 0 | 0 | 0 | 0 | 0 | 0 | 0 | 0 | 0 | 0 | 0 | 0 | 0 | 0 | 0 | 0 | 0 | 0 | 0 | 0 | 0 | 0 | 0 | 0 | 416.9401 | 5756.0625 | 0 | 0 | 0 | 0 | 0 | 0 | 0 | 0 | 0 | 0 | 0 | 0 | 0 | 0 | 0 | 0 | 0 | 0 | 0 | 0 | 0 | 0 | 0 | 0 | 0 | 0 | 0 | 0 | 0 | 0 | 0 | 0
|  | 2038 | 0 | 0 | 0 | 0 | 0 | 0 | 0 | 0 | 0 | 0 | 0 | 0 | 0 | 0 | 0 | 0 | 0 | 0 | 0 | 0 | 0 | 0 | 0 | 0 | 0 | 0 | 0 | 0 | 376.9717 | 0 | 5597.4605 | 0 | 0 | 0 | 0 | 0 | 0 | 0 | 0 | 0 | 0 | 0 | 0 | 0 | 0 | 0 | 0 | 0 | 0 | 0 | 0 | 0 | 0 | 0 | 0 | 0 | 0 | 0 | 0 | 0 | 0 | 0
|  | 2039 | 0 | 0 | 0 | 0 | 0 | 0 | 0 | 0 | 0 | 0 | 0 | 0 | 0 | 0 | 0 | 0 | 0 | 0 | 0 | 0 | 0 | 0 | 0 | 0 | 0 | 0 | 0 | 0 | 341.5571 | 0 | 0 | 5443.171 | 0 | 0 | 0 | 0 | 0 | 0 | 0 | 0 | 0 | 0 | 0 | 0 | 0 | 0 | 0 | 0 | 0 | 0 | 0 | 0 | 0 | 0 | 0 | 0 | 0 | 0 | 0 | 0 | 0 | 0
|  | 2040 | 0 | 0 | 0 | 0 | 0 | 0 | 0 | 0 | 0 | 0 | 0 | 0 | 0 | 0 | 0 | 0 | 0 | 0 | 0 | 0 | 0 | 0 | 0 | 0 | 0 | 0 | 0 | 0 | 310.0632 | 0 | 0 | 0 | 5293.0779 | 0 | 0 | 0 | 0 | 0 | 0 | 0 | 0 | 0 | 0 | 0 | 0 | 0 | 0 | 0 | 0 | 0 | 0 | 0 | 0 | 0 | 0 | 0 | 0 | 0 | 0 | 0 | 0 | 0
|  | 2041 | 0 | 0 | 0 | 0 | 0 | 0 | 0 | 0 | 0 | 0 | 0 | 0 | 0 | 0 | 0 | 0 | 0 | 0 | 0 | 0 | 0 | 0 | 0 | 0 | 0 | 0 | 0 | 0 | 0 | 0 | 0 | 0 | 0 | 0 | 0 | 0 | 0 | 0 | 0 | 0 | 0 | 0 | 0 | 0 | 0 | 0 | 0 | 0 | 0 | 0 | 0 | 0 | 0 | 0 | 0 | 0 | 0 | 0 | 0 | 0 | 0 | 0
|  | 2042 | 0 | 0 | 0 | 0 | 0 | 0 | 0 | 0 | 0 | 0 | 0 | 0 | 0 | 0 | 0 | 0 | 0 | 0 | 0 | 0 | 0 | 0 | 0 | 0 | 0 | 0 | 0 | 0 | 0 | 0 | 0 | 0 | 0 | 0 | 0 | 0 | 0 | 0 | 0 | 0 | 0 | 0 | 0 | 0 | 0 | 0 | 0 | 0 | 0 | 0 | 0 | 0 | 0 | 0 | 0 | 0 | 0 | 0 | 0 | 0 | 0 | 0
|  | 2043 | 0 | 0 | 0 | 0 | 0 | 0 | 0 | 0 | 0 | 0 | 0 | 0 | 0 | 0 | 0 | 0 | 0 | 0 | 0 | 0 | 0 | 0 | 0 | 0 | 0 | 0 | 0 | 0 | 0 | 0 | 0 | 0 | 0 | 0 | 0 | 0 | 0 | 0 | 0 | 0 | 0 | 0 | 0 | 0 | 0 | 0 | 0 | 0 | 0 | 0 | 0 | 0 | 0 | 0 | 0 | 0 | 0 | 0 | 0 | 0 | 0 | 0
|  | 2044 | 0 | 0 | 0 | 0 | 0 | 0 | 0 | 0 | 0 | 0 | 0 | 0 | 0 | 0 | 0 | 0 | 0 | 0 | 0 | 0 | 0 | 0 | 0 | 0 | 0 | 0 | 0 | 0 | 0 | 0 | 0 | 0 | 0 | 0 | 0 | 0 | 0 | 0 | 0 | 0 | 0 | 0 | 0 | 0 | 0 | 0 | 0 | 0 | 0 | 0 | 0 | 0 | 0 | 0 | 0 | 0 | 0 | 0 | 0 | 0 | 0 | 0
|  | 2045 | 0 | 0 | 0 | 0 | 0 | 0 | 0 | 0 | 0 | 0 | 0 | 0 | 0 | 0 | 0 | 0 | 0 | 0 | 0 | 0 | 0 | 0 | 0 | 0 | 0 | 0 | 0 | 0 | 0 | 0 | 0 | 0 | 0 | 0 | 0 | 0 | 0 | 0 | 0 | 0 | 0 | 0 | 0 | 0 | 0 | 0 | 0 | 0 | 0 | 0 | 0 | 0 | 0 | 0 | 0 | 0 | 0 | 0 | 0 | 0 | 0 | 0
|  | 2046 | 0 | 0 | 0 | 0 | 0 | 0 | 0 | 0 | 0 | 0 | 0 | 0 | 0 | 0 | 0 | 0 | 0 | 0 | 0 | 0 | 0 | 0 | 0 | 0 | 0 | 0 | 0 | 0 | 0 | 0 | 0 | 0 | 0 | 0 | 0 | 0 | 0 | 0 | 0 | 0 | 0 | 0 | 0 | 0 | 0 | 0 | 0 | 0 | 0 | 0 | 0 | 0 | 0 | 0 | 0 | 0 | 0 | 0 | 0 | 0 | 0 | 0
|  | 2047 | 0 | 0 | 0 | 0 | 0 | 0 | 0 | 0 | 0 | 0 | 0 | 0 | 0 | 0 | 0 | 0 | 0 | 0 | 0 | 0 | 0 | 0 | 0 | 0 | 0 | 0 | 0 | 0 | 0 | 0 | 0 | 0 | 0 | 0 | 0 | 0 | 0 | 0 | 0 | 0 | 0 | 0 | 0 | 0 | 0 | 0 | 0 | 0 | 0 | 0 | 0 | 0 | 0 | 0 | 0 | 0 | 0 | 0 | 0 | 0 | 0 | 0
|  | 2048 | 0 | 0 | 0 | 0 | 0 | 0 | 0 | 0 | 0 | 0 | 0 | 0 | 0 | 0 | 0 | 0 | 0 | 0 | 0 | 0 | 0 | 0 | 0 | 0 | 0 | 0 | 0 | 0 | 0 | 0 | 0 | 0 | 0 | 0 | 0 | 0 | 0 | 0 | 0 | 0 | 0 | 0 | 0 | 0 | 0 | 0 | 0 | 0 | 0 | 0 | 0 | 0 | 0 | 0 | 0 | 0 | 0 | 0 | 0 | 0 | 0 | 0
|  | 2049 | 0 | 0 | 0 | 0 | 0 | 0 | 0 | 0 | 0 | 0 | 0 | 0 | 0 | 0 | 0 | 0 | 0 | 0 | 0 | 0 | 0 | 0 | 0 | 0 | 0 | 0 | 0 | 0 | 0 | 0 | 0 | 0 | 0 | 0 | 0 | 0 | 0 | 0 | 0 | 0 | 0 | 0 | 0 | 0 | 0 | 0 | 0 | 0 | 0 | 0 | 0 | 0 | 0 | 0 | 0 | 0 | 0 | 0 | 0 | 0 | 0 | 0
|  | 2050 | 0 | 0 | 0 | 0 | 0 | 0 | 0 | 0 | 0 | 0 | 0 | 0 | 0 | 0 | 0 | 0 | 0 | 0 | 0 | 0 | 0 | 0 | 0 | 0 | 0 | 0 | 0 | 0 | 0 | 0 | 0 | 0 | 0 | 0 | 0 | 0 | 0 | 0 | 0 | 0 | 0 | 0 | 0 | 0 | 0 | 0 | 0 | 0 | 0 | 0 | 0 | 0 | 0 | 0 | 0 | 0 | 0 | 0 | 0 | 0 | 0 | 0

## 3rd Party Utility Scale PPA
3rd Party Utility Scale PPA FINANCIALS
($ 1000s Unless Otherwise Indicated)
| Calendar Year of Fin. Close |  |  | 2020 | 2021 | 2022 | 2023 | 2024 | 2025 | 2026 | 2027 | 2028 | 2029 | 2030 | 2031 | 2032 | 2033 | 2034 | 2035 | 2036 | 2037 | 2038 | 2039 | 2040 | 2041 | 2042 | 2043 | 2044 | 2045 | 2046 | 2047 | 2048 | 2049 | 2050 | 2051 | 2052 | 2053 | 2054 | 2055 | 2056 | 2057 | 2058 | 2059 | 2060 | 2061 | 2062 | 2063 | 2064 | 2065 | 2066 | 2067 | 2068 | 2069 | 2070 | 2071 | 2072 | 2073 | 2074 | 2075
| Operating Year |  | 0 | 1 | 2 | 3 | 4 | 5 | 6 | 7 | 8 | 9 | 10 | 11 | 12 | 13 | 14 | 15 | 16 | 17 | 18 | 19 | 20 | 21 | 22 | 23 | 24 | 25 | 26 | 27 | 28 | 29 | 30 | 31 | 32 | 33 | 34 | 35 | 36 | 37 | 38 | 39 | 40 | 41 | 42 | 43 | 44 | 45 | 46 | 47 | 48 | 49 | 50 | 51 | 52 | 53 | 54 | 55 | 56
| Calendar Year | Capital Invest.
| 2020 | 0
| Gross plant |  | 2020 1: 0; 2021 2: 0; 2022 3: 0; 2023 4: 0; 2024 5: 0; 2025 6: 0; 2026 7: 0; 2027 8: 0; 2028 9: 0; 2029 10: 0; 2030 11: 0; 2031 12: 0; 2032 13: 0; 2033 14: 0; 2034 15: 0; 2035 16: 0; 2036 17: 0; 2037 18: 0; 2038 19: 0; 2039 20: 0; 2040 21: 0; 2041 22: 0; 2042 23: 0; 2043 24: 0; 2044 25: 0; 2045 26: 0; 2046 27: 0; 2047 28: 0; 2048 29: 0; 2049 30: 0
| Accumulated Depreciation |  | 2020 1: 0; 2021 2: 0; 2022 3: 0; 2023 4: 0; 2024 5: 0; 2025 6: 0; 2026 7: 0; 2027 8: 0; 2028 9: 0; 2029 10: 0; 2030 11: 0; 2031 12: 0; 2032 13: 0; 2033 14: 0; 2034 15: 0; 2035 16: 0; 2036 17: 0; 2037 18: 0; 2038 19: 0; 2039 20: 0; 2040 21: 0; 2041 22: 0; 2042 23: 0; 2043 24: 0; 2044 25: 0; 2045 26: 0; 2046 27: 0; 2047 28: 0; 2048 29: 0; 2049 30: 0
| Net book value |  | 2020 1: 0; 2021 2: 0; 2022 3: 0; 2023 4: 0; 2024 5: 0; 2025 6: 0; 2026 7: 0; 2027 8: 0; 2028 9: 0; 2029 10: 0; 2030 11: 0; 2031 12: 0; 2032 13: 0; 2033 14: 0; 2034 15: 0; 2035 16: 0; 2036 17: 0; 2037 18: 0; 2038 19: 0; 2039 20: 0; 2040 21: 0; 2041 22: 0; 2042 23: 0; 2043 24: 0; 2044 25: 0; 2045 26: 0; 2046 27: 0; 2047 28: 0; 2048 29: 0; 2049 30: 0
| Accumulated deferred income tax |  | 2020 1: 0; 2021 2: 0; 2022 3: 0; 2023 4: 0; 2024 5: 0; 2025 6: 0; 2026 7: 0; 2027 8: 0; 2028 9: 0; 2029 10: 0; 2030 11: 0; 2031 12: 0; 2032 13: 0; 2033 14: 0; 2034 15: 0; 2035 16: 0; 2036 17: 0; 2037 18: 0; 2038 19: 0; 2039 20: 0; 2040 21: 0; 2041 22: 0; 2042 23: 0; 2043 24: 0; 2044 25: 0; 2045 26: 0; 2046 27: 0; 2047 28: 0; 2048 29: 0; 2049 30: 0
| Rate Base |  | 2020 1: 0; 2021 2: 0; 2022 3: 0; 2023 4: 0; 2024 5: 0; 2025 6: 0; 2026 7: 0; 2027 8: 0; 2028 9: 0; 2029 10: 0; 2030 11: 0; 2031 12: 0; 2032 13: 0; 2033 14: 0; 2034 15: 0; 2035 16: 0; 2036 17: 0; 2037 18: 0; 2038 19: 0; 2039 20: 0; 2040 21: 0; 2041 22: 0; 2042 23: 0; 2043 24: 0; 2044 25: 0; 2045 26: 0; 2046 27: 0; 2047 28: 0; 2048 29: 0; 2049 30: 0
| Average rate base |  | 2020 1: 0; 2021 2: 0; 2022 3: 0; 2023 4: 0; 2024 5: 0; 2025 6: 0; 2026 7: 0; 2027 8: 0; 2028 9: 0; 2029 10: 0; 2030 11: 0; 2031 12: 0; 2032 13: 0; 2033 14: 0; 2034 15: 0; 2035 16: 0; 2036 17: 0; 2037 18: 0; 2038 19: 0; 2039 20: 0; 2040 21: 0; 2041 22: 0; 2042 23: 0; 2043 24: 0; 2044 25: 0; 2045 26: 0; 2046 27: 0; 2047 28: 0; 2048 29: 0; 2049 30: 0
| Pre-tax Return | 0.086076 | 2020 1: 0; 2021 2: 0; 2022 3: 0; 2023 4: 0; 2024 5: 0; 2025 6: 0; 2026 7: 0; 2027 8: 0; 2028 9: 0; 2029 10: 0; 2030 11: 0; 2031 12: 0; 2032 13: 0; 2033 14: 0; 2034 15: 0; 2035 16: 0; 2036 17: 0; 2037 18: 0; 2038 19: 0; 2039 20: 0; 2040 21: 0; 2041 22: 0; 2042 23: 0; 2043 24: 0; 2044 25: 0; 2045 26: 0; 2046 27: 0; 2047 28: 0; 2048 29: 0; 2049 30: 0
| Book Depreciation |  | 2020 1: 0; 2021 2: 0; 2022 3: 0; 2023 4: 0; 2024 5: 0; 2025 6: 0; 2026 7: 0; 2027 8: 0; 2028 9: 0; 2029 10: 0; 2030 11: 0; 2031 12: 0; 2032 13: 0; 2033 14: 0; 2034 15: 0; 2035 16: 0; 2036 17: 0; 2037 18: 0; 2038 19: 0; 2039 20: 0; 2040 21: 0; 2041 22: 0; 2042 23: 0; 2043 24: 0; 2044 25: 0; 2045 26: 0; 2046 27: 0; 2047 28: 0; 2048 29: 0; 2049 30: 0
| Insurance |  | 2020 1: 0; 2021 2: 0; 2022 3: 0; 2023 4: 0; 2024 5: 0; 2025 6: 0; 2026 7: 0; 2027 8: 0; 2028 9: 0; 2029 10: 0; 2030 11: 0; 2031 12: 0; 2032 13: 0; 2033 14: 0; 2034 15: 0; 2035 16: 0; 2036 17: 0; 2037 18: 0; 2038 19: 0; 2039 20: 0; 2040 21: 0; 2041 22: 0; 2042 23: 0; 2043 24: 0; 2044 25: 0; 2045 26: 0; 2046 27: 0; 2047 28: 0; 2048 29: 0; 2049 30: 0
| Property Taxes |  | 2020 1: 0; 2021 2: 0; 2022 3: 0; 2023 4: 0; 2024 5: 0; 2025 6: 0; 2026 7: 0; 2027 8: 0; 2028 9: 0; 2029 10: 0; 2030 11: 0; 2031 12: 0; 2032 13: 0; 2033 14: 0; 2034 15: 0; 2035 16: 0; 2036 17: 0; 2037 18: 0; 2038 19: 0; 2039 20: 0; 2040 21: 0; 2041 22: 0; 2042 23: 0; 2043 24: 0; 2044 25: 0; 2045 26: 0; 2046 27: 0; 2047 28: 0; 2048 29: 0; 2049 30: 0
| Revenue Requirement |  | 2020 1: 0; 2021 2: 0; 2022 3: 0; 2023 4: 0; 2024 5: 0; 2025 6: 0; 2026 7: 0; 2027 8: 0; 2028 9: 0; 2029 10: 0; 2030 11: 0; 2031 12: 0; 2032 13: 0; 2033 14: 0; 2034 15: 0; 2035 16: 0; 2036 17: 0; 2037 18: 0; 2038 19: 0; 2039 20: 0; 2040 21: 0; 2041 22: 0; 2042 23: 0; 2043 24: 0; 2044 25: 0; 2045 26: 0; 2046 27: 0; 2047 28: 0; 2048 29: 0; 2049 30: 0
| Book Depreciation |  | 2020 1: 0; 2021 2: 0; 2022 3: 0; 2023 4: 0; 2024 5: 0; 2025 6: 0; 2026 7: 0; 2027 8: 0; 2028 9: 0; 2029 10: 0; 2030 11: 0; 2031 12: 0; 2032 13: 0; 2033 14: 0; 2034 15: 0; 2035 16: 0; 2036 17: 0; 2037 18: 0; 2038 19: 0; 2039 20: 0; 2040 21: 0; 2041 22: 0; 2042 23: 0; 2043 24: 0; 2044 25: 0; 2045 26: 0; 2046 27: 0; 2047 28: 0; 2048 29: 0; 2049 30: 0
| Tax Depreciation |  | 2020 1: 0; 2021 2: 0; 2022 3: 0; 2023 4: 0; 2024 5: 0; 2025 6: 0; 2026 7: 0; 2027 8: 0; 2028 9: 0; 2029 10: 0; 2030 11: 0; 2031 12: 0; 2032 13: 0; 2033 14: 0; 2034 15: 0; 2035 16: 0; 2036 17: 0; 2037 18: 0; 2038 19: 0; 2039 20: 0; 2040 21: 0; 2041 22: 0; 2042 23: 0; 2043 24: 0; 2044 25: 0; 2045 26: 0; 2046 27: 0; 2047 28: 0; 2048 29: 0; 2049 30: 0
| Difference between book and tax |  | 2020 1: 0; 2021 2: 0; 2022 3: 0; 2023 4: 0; 2024 5: 0; 2025 6: 0; 2026 7: 0; 2027 8: 0; 2028 9: 0; 2029 10: 0; 2030 11: 0; 2031 12: 0; 2032 13: 0; 2033 14: 0; 2034 15: 0; 2035 16: 0; 2036 17: 0; 2037 18: 0; 2038 19: 0; 2039 20: 0; 2040 21: 0; 2041 22: 0; 2042 23: 0; 2043 24: 0; 2044 25: 0; 2045 26: 0; 2046 27: 0; 2047 28: 0; 2048 29: 0; 2049 30: 0
| Tax rate |  | 2020 1: 0; 2021 2: 0; 2022 3: 0; 2023 4: 0; 2024 5: 0; 2025 6: 0; 2026 7: 0; 2027 8: 0; 2028 9: 0; 2029 10: 0; 2030 11: 0; 2031 12: 0; 2032 13: 0; 2033 14: 0; 2034 15: 0; 2035 16: 0; 2036 17: 0; 2037 18: 0; 2038 19: 0; 2039 20: 0; 2040 21: 0; 2041 22: 0; 2042 23: 0; 2043 24: 0; 2044 25: 0; 2045 26: 0; 2046 27: 0; 2047 28: 0; 2048 29: 0; 2049 30: 0
Depreciation Tables
|  | 5 | 2020 1: 20%; 2021 2: 32%; 2022 3: 19.2%; 2023 4: 11.52%; 2024 5: 11.52%; 2025 6: 5.76%; 2026 7: 0%; 2027 8: 0%; 2028 9: 0%; 2029 10: 0%; 2030 11: 0%; 2031 12: 0%; 2032 13: 0%; 2033 14: 0%; 2034 15: 0%; 2035 16: 0%; 2036 17: 0%; 2037 18: 0%; 2038 19: 0%; 2039 20: 0%; 2040 21: 0%
|  | 5 | 0: 1; 2020 1: 20%; 2021 2: 32%; 2022 3: 19.2%; 2023 4: 11.52%; 2024 5: 11.52%; 2025 6: 5.76%
|  | 10 | 0: 0; 2020 1: 10%; 2021 2: 18%; 2022 3: 14.4%; 2023 4: 11.52%; 2024 5: 9.22%; 2025 6: 7.37%; 2026 7: 6.55%; 2027 8: 6.55%; 2028 9: 6.56%; 2029 10: 6.55%; 2030 11: 3.28%
|  | 15 | 0: 0; 2020 1: 5%; 2021 2: 9.5%; 2022 3: 8.55%; 2023 4: 7.7%; 2024 5: 6.93%; 2025 6: 6.23%; 2026 7: 5.9%; 2027 8: 5.9%; 2028 9: 5.91%; 2029 10: 5.9%; 2030 11: 5.91%; 2031 12: 5.9%; 2032 13: 5.91%; 2033 14: 5.9%; 2034 15: 5.91%; 2035 16: 2.95%
|  | 20 | 0: 0; 2020 1: 3.75%; 2021 2: 7.219%; 2022 3: 6.677%; 2023 4: 6.177%; 2024 5: 5.713%; 2025 6: 5.285%; 2026 7: 4.888%; 2027 8: 4.522%; 2028 9: 4.462%; 2029 10: 4.461%; 2030 11: 4.462%; 2031 12: 4.461%; 2032 13: 4.462%; 2033 14: 4.461%; 2034 15: 4.462%; 2035 16: 4.461%; 2036 17: 4.462%; 2037 18: 4.461%; 2038 19: 4.462%; 2039 20: 4.461%; 2040 21: 2.231%
Revenue Requirement by vintage year
2012 $000
|  |  |  | 2020 | 2021 | 2022 | 2023 | 2024 | 2025 | 2026 | 2027 | 2028 | 2029 | 2030 | 2031 | 2032 | 2033 | 2034 | 2035 | 2036 | 2037 | 2038 | 2039 | 2040 | 2041 | 2042 | 2043 | 2044 | 2045 | 2046 | 2047 | 2048 | 2049 | 2050 | 2051 | 2052 | 2053 | 2054 | 2055 | 2056 | 2057 | 2058 | 2059 | 2060 | 2061 | 2062 | 2063 | 2064 | 2065 | 2066 | 2067 | 2068 | 2069 | 2070 | 2071 | 2072 | 2073 | 2074 | 2075
|  | 2020 | 0% | 0 | 0 | 0 | 0 | 0 | 0 | 0 | 0 | 0 | 0 | 0 | 0 | 0 | 0 | 0 | 0 | 0 | 0 | 0 | 0 | 0 | 0 | 0 | 0 | 0 | 0 | 0 | 0 | 0 | 0 | 0 | 0 | 0 | 0 | 0 | 0 | 0 | 0 | 0 | 0 | 0 | 0 | 0 | 0 | 0 | 0 | 0 | 0 | 0 | 0 | 0 | 0 | 0 | 0 | 0 | 0
|  | 2021 | 0% |  | 0 | 0 | 0 | 0 | 0 | 0 | 0 | 0 | 0 | 0 | 0 | 0 | 0 | 0 | 0 | 0 | 0 | 0 | 0 | 0 | 0 | 0 | 0 | 0 | 0 | 0 | 0 | 0 | 0 | 0 | 0 | 0 | 0 | 0 | 0 | 0 | 0 | 0 | 0 | 0 | 0 | 0 | 0 | 0 | 0 | 0 | 0 | 0 | 0 | 0 | 0 | 0 | 0 | 0 | 0
|  | 2022 | 0% |  |  | 0 | 0 | 0 | 0 | 0 | 0 | 0 | 0 | 0 | 0 | 0 | 0 | 0 | 0 | 0 | 0 | 0 | 0 | 0 | 0 | 0 | 0 | 0 | 0 | 0 | 0 | 0 | 0 | 0 | 0 | 0 | 0 | 0 | 0 | 0 | 0 | 0 | 0 | 0 | 0 | 0 | 0 | 0 | 0 | 0 | 0 | 0 | 0 | 0 | 0 | 0 | 0 | 0 | 0
|  | 2023 | -9.326% |  |  |  | 0 | 0 | 0 | 0 | 0 | 0 | 0 | 0 | 0 | 0 | 0 | 0 | 0 | 0 | 0 | 0 | 0 | 0 | 0 | 0 | 0 | 0 | 0 | 0 | 0 | 0 | 0 | 0 | 0 | 0 | 0 | 0 | 0 | 0 | 0 | 0 | 0 | 0 | 0 | 0 | 0 | 0 | 0 | 0 | 0 | 0 | 0 | 0 | 0 | 0 | 0 | 0 | 0
|  | 2024 | -9.753% |  |  |  |  | 0 | 0 | 0 | 0 | 0 | 0 | 0 | 0 | 0 | 0 | 0 | 0 | 0 | 0 | 0 | 0 | 0 | 0 | 0 | 0 | 0 | 0 | 0 | 0 | 0 | 0 | 0 | 0 | 0 | 0 | 0 | 0 | 0 | 0 | 0 | 0 | 0 | 0 | 0 | 0 | 0 | 0 | 0 | 0 | 0 | 0 | 0 | 0 | 0 | 0 | 0 | 0
|  | 2025 | -6.919% | [5 empty] | 0 | 0 | 0 | 0 | 0 | 0 | 0 | 0 | 0 | 0 | 0 | 0 | 0 | 0 | 0 | 0 | 0 | 0 | 0 | 0 | 0 | 0 | 0 | 0 | 0 | 0 | 0 | 0 | 0 | 0 | 0 | 0 | 0 | 0 | 0 | 0 | 0 | 0 | 0 | 0 | 0 | 0 | 0 | 0 | 0 | 0 | 0 | 0 | 0 | 0 | 0
|  | 2026 | -2.562% | [6 empty] | 0 | 0 | 0 | 0 | 0 | 0 | 0 | 0 | 0 | 0 | 0 | 0 | 0 | 0 | 0 | 0 | 0 | 0 | 0 | 0 | 0 | 0 | 0 | 0 | 0 | 0 | 0 | 0 | 0 | 0 | 0 | 0 | 0 | 0 | 0 | 0 | 0 | 0 | 0 | 0 | 0 | 0 | 0 | 0 | 0 | 0 | 0 | 0 | 0 | 0
|  | 2027 | -2.593% | [7 empty] | 0 | 0 | 0 | 0 | 0 | 0 | 0 | 0 | 0 | 0 | 0 | 0 | 0 | 0 | 0 | 0 | 0 | 0 | 0 | 0 | 0 | 0 | 0 | 0 | 0 | 0 | 0 | 0 | 0 | 0 | 0 | 0 | 0 | 0 | 0 | 0 | 0 | 0 | 0 | 0 | 0 | 0 | 0 | 0 | 0 | 0 | 0 | 0 | 0
|  | 2028 | -2.624% | [8 empty] | 0 | 0 | 0 | 0 | 0 | 0 | 0 | 0 | 0 | 0 | 0 | 0 | 0 | 0 | 0 | 0 | 0 | 0 | 0 | 0 | 0 | 0 | 0 | 0 | 0 | 0 | 0 | 0 | 0 | 0 | 0 | 0 | 0 | 0 | 0 | 0 | 0 | 0 | 0 | 0 | 0 | 0 | 0 | 0 | 0 | 0 | 0 | 0
|  | 2029 | -2.656% | [9 empty] | 0 | 0 | 0 | 0 | 0 | 0 | 0 | 0 | 0 | 0 | 0 | 0 | 0 | 0 | 0 | 0 | 0 | 0 | 0 | 0 | 0 | 0 | 0 | 0 | 0 | 0 | 0 | 0 | 0 | 0 | 0 | 0 | 0 | 0 | 0 | 0 | 0 | 0 | 0 | 0 | 0 | 0 | 0 | 0 | 0 | 0 | 0
|  | 2030 | -4.144% | [10 empty] | 0 | 0 | 0 | 0 | 0 | 0 | 0 | 0 | 0 | 0 | 0 | 0 | 0 | 0 | 0 | 0 | 0 | 0 | 0 | 0 | 0 | 0 | 0 | 0 | 0 | 0 | 0 | 0 | 0 | 0 | 0 | 0 | 0 | 0 | 0 | 0 | 0 | 0 | 0 | 0 | 0 | 0 | 0 | 0 | 0 | 0
|  | 2031 | -2.728% | [11 empty] | 0 | 0 | 0 | 0 | 0 | 0 | 0 | 0 | 0 | 0 | 0 | 0 | 0 | 0 | 0 | 0 | 0 | 0 | 0 | 0 | 0 | 0 | 0 | 0 | 0 | 0 | 0 | 0 | 0 | 0 | 0 | 0 | 0 | 0 | 0 | 0 | 0 | 0 | 0 | 0 | 0 | 0 | 0 | 0 | 0
|  | 2032 | -2.728% | [12 empty] | 0 | 0 | 0 | 0 | 0 | 0 | 0 | 0 | 0 | 0 | 0 | 0 | 0 | 0 | 0 | 0 | 0 | 0 | 0 | 0 | 0 | 0 | 0 | 0 | 0 | 0 | 0 | 0 | 0 | 0 | 0 | 0 | 0 | 0 | 0 | 0 | 0 | 0 | 0 | 0 | 0 | 0 | 0 | 0
|  | 2033 | -2.728% | [13 empty] | 0 | 0 | 0 | 0 | 0 | 0 | 0 | 0 | 0 | 0 | 0 | 0 | 0 | 0 | 0 | 0 | 0 | 0 | 0 | 0 | 0 | 0 | 0 | 0 | 0 | 0 | 0 | 0 | 0 | 0 | 0 | 0 | 0 | 0 | 0 | 0 | 0 | 0 | 0 | 0 | 0 | 0 | 0
|  | 2034 | -2.728% | [14 empty] | 0 | 0 | 0 | 0 | 0 | 0 | 0 | 0 | 0 | 0 | 0 | 0 | 0 | 0 | 0 | 0 | 0 | 0 | 0 | 0 | 0 | 0 | 0 | 0 | 0 | 0 | 0 | 0 | 0 | 0 | 0 | 0 | 0 | 0 | 0 | 0 | 0 | 0 | 0 | 0 | 0 | 0
|  | 2035 | -2.728% | [15 empty] | 0 | 0 | 0 | 0 | 0 | 0 | 0 | 0 | 0 | 0 | 0 | 0 | 0 | 0 | 0 | 0 | 0 | 0 | 0 | 0 | 0 | 0 | 0 | 0 | 0 | 0 | 0 | 0 | 0 | 0 | 0 | 0 | 0 | 0 | 0 | 0 | 0 | 0 | 0 | 0 | 0
|  | 2036 | -2.728% | [16 empty] | 0 | 0 | 0 | 0 | 0 | 0 | 0 | 0 | 0 | 0 | 0 | 0 | 0 | 0 | 0 | 0 | 0 | 0 | 0 | 0 | 0 | 0 | 0 | 0 | 0 | 0 | 0 | 0 | 0 | 0 | 0 | 0 | 0 | 0 | 0 | 0 | 0 | 0 | 0 | 0
|  | 2037 | -2.728% | [17 empty] | 0 | 0 | 0 | 0 | 0 | 0 | 0 | 0 | 0 | 0 | 0 | 0 | 0 | 0 | 0 | 0 | 0 | 0 | 0 | 0 | 0 | 0 | 0 | 0 | 0 | 0 | 0 | 0 | 0 | 0 | 0 | 0 | 0 | 0 | 0 | 0 | 0 | 0 | 0
|  | 2038 | -2.728% | [18 empty] | 0 | 0 | 0 | 0 | 0 | 0 | 0 | 0 | 0 | 0 | 0 | 0 | 0 | 0 | 0 | 0 | 0 | 0 | 0 | 0 | 0 | 0 | 0 | 0 | 0 | 0 | 0 | 0 | 0 | 0 | 0 | 0 | 0 | 0 | 0 | 0 | 0 | 0
|  | 2039 | -2.728% | [19 empty] | 0 | 0 | 0 | 0 | 0 | 0 | 0 | 0 | 0 | 0 | 0 | 0 | 0 | 0 | 0 | 0 | 0 | 0 | 0 | 0 | 0 | 0 | 0 | 0 | 0 | 0 | 0 | 0 | 0 | 0 | 0 | 0 | 0 | 0 | 0 | 0 | 0
|  | 2040 | -2.728% | [20 empty] | 0 | 0 | 0 | 0 | 0 | 0 | 0 | 0 | 0 | 0 | 0 | 0 | 0 | 0 | 0 | 0 | 0 | 0 | 0 | 0 | 0 | 0 | 0 | 0 | 0 | 0 | 0 | 0 | 0 | 0 | 0 | 0 | 0 | 0 | 0 | 0
|  | 2041 | -2.728% | [21 empty] | 0 | 0 | 0 | 0 | 0 | 0 | 0 | 0 | 0 | 0 | 0 | 0 | 0 | 0 | 0 | 0 | 0 | 0 | 0 | 0 | 0 | 0 | 0 | 0 | 0 | 0 | 0 | 0 | 0 | 0 | 0 | 0 | 0 | 0 | 0
|  | 2042 | -2.728% | [22 empty] | 0 | 0 | 0 | 0 | 0 | 0 | 0 | 0 | 0 | 0 | 0 | 0 | 0 | 0 | 0 | 0 | 0 | 0 | 0 | 0 | 0 | 0 | 0 | 0 | 0 | 0 | 0 | 0 | 0 | 0 | 0 | 0 | 0 | 0
|  | 2043 | -2.728% | 2043: 0; 2044: 0; 2045: 0; 2046: 0; 2047: 0; 2048: 0; 2049: 0; 2050: 0; 2051: 0; 2052: 0; 2053: 0; 2054: 0; 2055: 0; 2056: 0; 2057: 0; 2058: 0; 2059: 0; 2060: 0; 2061: 0; 2062: 0; 2063: 0; 2064: 0; 2065: 0; 2066: 0; 2067: 0; 2068: 0; 2069: 0; 2070: 0; 2071: 0; 2072: 0; 2073: 0; 2074: 0; 2075: 0
|  | 2044 | -2.728% | 2044: 0; 2045: 0; 2046: 0; 2047: 0; 2048: 0; 2049: 0; 2050: 0; 2051: 0; 2052: 0; 2053: 0; 2054: 0; 2055: 0; 2056: 0; 2057: 0; 2058: 0; 2059: 0; 2060: 0; 2061: 0; 2062: 0; 2063: 0; 2064: 0; 2065: 0; 2066: 0; 2067: 0; 2068: 0; 2069: 0; 2070: 0; 2071: 0; 2072: 0; 2073: 0; 2074: 0; 2075: 0
|  | 2045 | -2.728% | 2045: 0; 2046: 0; 2047: 0; 2048: 0; 2049: 0; 2050: 0; 2051: 0; 2052: 0; 2053: 0; 2054: 0; 2055: 0; 2056: 0; 2057: 0; 2058: 0; 2059: 0; 2060: 0; 2061: 0; 2062: 0; 2063: 0; 2064: 0; 2065: 0; 2066: 0; 2067: 0; 2068: 0; 2069: 0; 2070: 0; 2071: 0; 2072: 0; 2073: 0; 2074: 0; 2075: 0
|  | 2046 | -2.728% | 2046: 0; 2047: 0; 2048: 0; 2049: 0; 2050: 0; 2051: 0; 2052: 0; 2053: 0; 2054: 0; 2055: 0; 2056: 0; 2057: 0; 2058: 0; 2059: 0; 2060: 0; 2061: 0; 2062: 0; 2063: 0; 2064: 0; 2065: 0; 2066: 0; 2067: 0; 2068: 0; 2069: 0; 2070: 0; 2071: 0; 2072: 0; 2073: 0; 2074: 0; 2075: 0
|  | 2047 | -2.728% | 2047: 0; 2048: 0; 2049: 0; 2050: 0; 2051: 0; 2052: 0; 2053: 0; 2054: 0; 2055: 0; 2056: 0; 2057: 0; 2058: 0; 2059: 0; 2060: 0; 2061: 0; 2062: 0; 2063: 0; 2064: 0; 2065: 0; 2066: 0; 2067: 0; 2068: 0; 2069: 0; 2070: 0; 2071: 0; 2072: 0; 2073: 0; 2074: 0; 2075: 0
|  | 2048 | -2.728% | 2048: 0; 2049: 0; 2050: 0; 2051: 0; 2052: 0; 2053: 0; 2054: 0; 2055: 0; 2056: 0; 2057: 0; 2058: 0; 2059: 0; 2060: 0; 2061: 0; 2062: 0; 2063: 0; 2064: 0; 2065: 0; 2066: 0; 2067: 0; 2068: 0; 2069: 0; 2070: 0; 2071: 0; 2072: 0; 2073: 0; 2074: 0; 2075: 0
|  | 2049 | -2.728% | 2049: 0; 2050: 0; 2051: 0; 2052: 0; 2053: 0; 2054: 0; 2055: 0; 2056: 0; 2057: 0; 2058: 0; 2059: 0; 2060: 0; 2061: 0; 2062: 0; 2063: 0; 2064: 0; 2065: 0; 2066: 0; 2067: 0; 2068: 0; 2069: 0; 2070: 0; 2071: 0; 2072: 0; 2073: 0; 2074: 0; 2075: 0
|  | 2050 | -2.728% | 2050: 0; 2051: 0; 2052: 0; 2053: 0; 2054: 0; 2055: 0; 2056: 0; 2057: 0; 2058: 0; 2059: 0; 2060: 0; 2061: 0; 2062: 0; 2063: 0; 2064: 0; 2065: 0; 2066: 0; 2067: 0; 2068: 0; 2069: 0; 2070: 0; 2071: 0; 2072: 0; 2073: 0; 2074: 0; 2075: 0
Revenue Requirement by vintage year
2012 $/MW-wk
| Aurora Input |  | Levelized Cost | 2020 | 2021 | 2022 | 2023 | 2024 | 2025 | 2026 | 2027 | 2028 | 2029 | 2030 | 2031 | 2032 | 2033 | 2034 | 2035 | 2036 | 2037 | 2038 | 2039 | 2040 | 2041 | 2042 | 2043 | 2044 | 2045 | 2046 | 2047 | 2048 | 2049 | 2050 | 2051 | 2052 | 2053 | 2054 | 2055 | 2056 | 2057 | 2058 | 2059 | 2060 | 2061 | 2062 | 2063 | 2064 | 2065 | 2066 | 2067 | 2068 | 2069 | 2070 | 2071 | 2072 | 2073 | 2074 | 2075
|  | 2020 | 0 | 0 | 0 | 0 | 0 | 0 | 0 | 0 | 0 | 0 | 0 | 0 | 0 | 0 | 0 | 0 | 0 | 0 | 0 | 0 | 0 | 0 | 0 | 0 | 0 | 0 | 0 | 0 | 0 | 0 | 0 | 0 | 0 | 0 | 0 | 0 | 0 | 0 | 0 | 0 | 0 | 0 | 0 | 0 | 0 | 0 | 0 | 0 | 0 | 0 | 0 | 0 | 0 | 0 | 0 | 0 | 0
|  | 2021 | 0 | 0 | 0 | 0 | 0 | 0 | 0 | 0 | 0 | 0 | 0 | 0 | 0 | 0 | 0 | 0 | 0 | 0 | 0 | 0 | 0 | 0 | 0 | 0 | 0 | 0 | 0 | 0 | 0 | 0 | 0 | 0 | 0 | 0 | 0 | 0 | 0 | 0 | 0 | 0 | 0 | 0 | 0 | 0 | 0 | 0 | 0 | 0 | 0 | 0 | 0 | 0 | 0 | 0 | 0 | 0 | 0
|  | 2022 | 0 | 0 | 0 | 0 | 0 | 0 | 0 | 0 | 0 | 0 | 0 | 0 | 0 | 0 | 0 | 0 | 0 | 0 | 0 | 0 | 0 | 0 | 0 | 0 | 0 | 0 | 0 | 0 | 0 | 0 | 0 | 0 | 0 | 0 | 0 | 0 | 0 | 0 | 0 | 0 | 0 | 0 | 0 | 0 | 0 | 0 | 0 | 0 | 0 | 0 | 0 | 0 | 0 | 0 | 0 | 0 | 0
|  | 2023 | 0 | 0 | 0 | 0 | 0 | 0 | 0 | 0 | 0 | 0 | 0 | 0 | 0 | 0 | 0 | 0 | 0 | 0 | 0 | 0 | 0 | 0 | 0 | 0 | 0 | 0 | 0 | 0 | 0 | 0 | 0 | 0 | 0 | 0 | 0 | 0 | 0 | 0 | 0 | 0 | 0 | 0 | 0 | 0 | 0 | 0 | 0 | 0 | 0 | 0 | 0 | 0 | 0 | 0 | 0 | 0 | 0
|  | 2024 | 0 | 0 | 0 | 0 | 0 | 0 | 0 | 0 | 0 | 0 | 0 | 0 | 0 | 0 | 0 | 0 | 0 | 0 | 0 | 0 | 0 | 0 | 0 | 0 | 0 | 0 | 0 | 0 | 0 | 0 | 0 | 0 | 0 | 0 | 0 | 0 | 0 | 0 | 0 | 0 | 0 | 0 | 0 | 0 | 0 | 0 | 0 | 0 | 0 | 0 | 0 | 0 | 0 | 0 | 0 | 0 | 0
|  | 2025 | 0 | 0 | 0 | 0 | 0 | 0 | 0 | 0 | 0 | 0 | 0 | 0 | 0 | 0 | 0 | 0 | 0 | 0 | 0 | 0 | 0 | 0 | 0 | 0 | 0 | 0 | 0 | 0 | 0 | 0 | 0 | 0 | 0 | 0 | 0 | 0 | 0 | 0 | 0 | 0 | 0 | 0 | 0 | 0 | 0 | 0 | 0 | 0 | 0 | 0 | 0 | 0 | 0 | 0 | 0 | 0 | 0
|  | 2026 | 0 | 0 | 0 | 0 | 0 | 0 | 0 | 0 | 0 | 0 | 0 | 0 | 0 | 0 | 0 | 0 | 0 | 0 | 0 | 0 | 0 | 0 | 0 | 0 | 0 | 0 | 0 | 0 | 0 | 0 | 0 | 0 | 0 | 0 | 0 | 0 | 0 | 0 | 0 | 0 | 0 | 0 | 0 | 0 | 0 | 0 | 0 | 0 | 0 | 0 | 0 | 0 | 0 | 0 | 0 | 0 | 0
|  | 2027 | 0 | 0 | 0 | 0 | 0 | 0 | 0 | 0 | 0 | 0 | 0 | 0 | 0 | 0 | 0 | 0 | 0 | 0 | 0 | 0 | 0 | 0 | 0 | 0 | 0 | 0 | 0 | 0 | 0 | 0 | 0 | 0 | 0 | 0 | 0 | 0 | 0 | 0 | 0 | 0 | 0 | 0 | 0 | 0 | 0 | 0 | 0 | 0 | 0 | 0 | 0 | 0 | 0 | 0 | 0 | 0 | 0
|  | 2028 | 0 | 0 | 0 | 0 | 0 | 0 | 0 | 0 | 0 | 0 | 0 | 0 | 0 | 0 | 0 | 0 | 0 | 0 | 0 | 0 | 0 | 0 | 0 | 0 | 0 | 0 | 0 | 0 | 0 | 0 | 0 | 0 | 0 | 0 | 0 | 0 | 0 | 0 | 0 | 0 | 0 | 0 | 0 | 0 | 0 | 0 | 0 | 0 | 0 | 0 | 0 | 0 | 0 | 0 | 0 | 0 | 0
|  | 2029 | 0 | 0 | 0 | 0 | 0 | 0 | 0 | 0 | 0 | 0 | 0 | 0 | 0 | 0 | 0 | 0 | 0 | 0 | 0 | 0 | 0 | 0 | 0 | 0 | 0 | 0 | 0 | 0 | 0 | 0 | 0 | 0 | 0 | 0 | 0 | 0 | 0 | 0 | 0 | 0 | 0 | 0 | 0 | 0 | 0 | 0 | 0 | 0 | 0 | 0 | 0 | 0 | 0 | 0 | 0 | 0 | 0
|  | 2030 | 0 | 0 | 0 | 0 | 0 | 0 | 0 | 0 | 0 | 0 | 0 | 0 | 0 | 0 | 0 | 0 | 0 | 0 | 0 | 0 | 0 | 0 | 0 | 0 | 0 | 0 | 0 | 0 | 0 | 0 | 0 | 0 | 0 | 0 | 0 | 0 | 0 | 0 | 0 | 0 | 0 | 0 | 0 | 0 | 0 | 0 | 0 | 0 | 0 | 0 | 0 | 0 | 0 | 0 | 0 | 0 | 0
|  | 2031 | 0 | 0 | 0 | 0 | 0 | 0 | 0 | 0 | 0 | 0 | 0 | 0 | 0 | 0 | 0 | 0 | 0 | 0 | 0 | 0 | 0 | 0 | 0 | 0 | 0 | 0 | 0 | 0 | 0 | 0 | 0 | 0 | 0 | 0 | 0 | 0 | 0 | 0 | 0 | 0 | 0 | 0 | 0 | 0 | 0 | 0 | 0 | 0 | 0 | 0 | 0 | 0 | 0 | 0 | 0 | 0 | 0
|  | 2032 | 0 | 0 | 0 | 0 | 0 | 0 | 0 | 0 | 0 | 0 | 0 | 0 | 0 | 0 | 0 | 0 | 0 | 0 | 0 | 0 | 0 | 0 | 0 | 0 | 0 | 0 | 0 | 0 | 0 | 0 | 0 | 0 | 0 | 0 | 0 | 0 | 0 | 0 | 0 | 0 | 0 | 0 | 0 | 0 | 0 | 0 | 0 | 0 | 0 | 0 | 0 | 0 | 0 | 0 | 0 | 0 | 0
|  | 2033 | 0 | 0 | 0 | 0 | 0 | 0 | 0 | 0 | 0 | 0 | 0 | 0 | 0 | 0 | 0 | 0 | 0 | 0 | 0 | 0 | 0 | 0 | 0 | 0 | 0 | 0 | 0 | 0 | 0 | 0 | 0 | 0 | 0 | 0 | 0 | 0 | 0 | 0 | 0 | 0 | 0 | 0 | 0 | 0 | 0 | 0 | 0 | 0 | 0 | 0 | 0 | 0 | 0 | 0 | 0 | 0 | 0
|  | 2034 | 0 | 0 | 0 | 0 | 0 | 0 | 0 | 0 | 0 | 0 | 0 | 0 | 0 | 0 | 0 | 0 | 0 | 0 | 0 | 0 | 0 | 0 | 0 | 0 | 0 | 0 | 0 | 0 | 0 | 0 | 0 | 0 | 0 | 0 | 0 | 0 | 0 | 0 | 0 | 0 | 0 | 0 | 0 | 0 | 0 | 0 | 0 | 0 | 0 | 0 | 0 | 0 | 0 | 0 | 0 | 0 | 0
|  | 2035 | 0 | 0 | 0 | 0 | 0 | 0 | 0 | 0 | 0 | 0 | 0 | 0 | 0 | 0 | 0 | 0 | 0 | 0 | 0 | 0 | 0 | 0 | 0 | 0 | 0 | 0 | 0 | 0 | 0 | 0 | 0 | 0 | 0 | 0 | 0 | 0 | 0 | 0 | 0 | 0 | 0 | 0 | 0 | 0 | 0 | 0 | 0 | 0 | 0 | 0 | 0 | 0 | 0 | 0 | 0 | 0 | 0
|  | 2036 | 0 | 0 | 0 | 0 | 0 | 0 | 0 | 0 | 0 | 0 | 0 | 0 | 0 | 0 | 0 | 0 | 0 | 0 | 0 | 0 | 0 | 0 | 0 | 0 | 0 | 0 | 0 | 0 | 0 | 0 | 0 | 0 | 0 | 0 | 0 | 0 | 0 | 0 | 0 | 0 | 0 | 0 | 0 | 0 | 0 | 0 | 0 | 0 | 0 | 0 | 0 | 0 | 0 | 0 | 0 | 0 | 0
|  | 2037 | 0 | 0 | 0 | 0 | 0 | 0 | 0 | 0 | 0 | 0 | 0 | 0 | 0 | 0 | 0 | 0 | 0 | 0 | 0 | 0 | 0 | 0 | 0 | 0 | 0 | 0 | 0 | 0 | 0 | 0 | 0 | 0 | 0 | 0 | 0 | 0 | 0 | 0 | 0 | 0 | 0 | 0 | 0 | 0 | 0 | 0 | 0 | 0 | 0 | 0 | 0 | 0 | 0 | 0 | 0 | 0 | 0
|  | 2038 | 0 | 0 | 0 | 0 | 0 | 0 | 0 | 0 | 0 | 0 | 0 | 0 | 0 | 0 | 0 | 0 | 0 | 0 | 0 | 0 | 0 | 0 | 0 | 0 | 0 | 0 | 0 | 0 | 0 | 0 | 0 | 0 | 0 | 0 | 0 | 0 | 0 | 0 | 0 | 0 | 0 | 0 | 0 | 0 | 0 | 0 | 0 | 0 | 0 | 0 | 0 | 0 | 0 | 0 | 0 | 0 | 0
|  | 2039 | 0 | 0 | 0 | 0 | 0 | 0 | 0 | 0 | 0 | 0 | 0 | 0 | 0 | 0 | 0 | 0 | 0 | 0 | 0 | 0 | 0 | 0 | 0 | 0 | 0 | 0 | 0 | 0 | 0 | 0 | 0 | 0 | 0 | 0 | 0 | 0 | 0 | 0 | 0 | 0 | 0 | 0 | 0 | 0 | 0 | 0 | 0 | 0 | 0 | 0 | 0 | 0 | 0 | 0 | 0 | 0 | 0
|  | 2040 | 0 | 0 | 0 | 0 | 0 | 0 | 0 | 0 | 0 | 0 | 0 | 0 | 0 | 0 | 0 | 0 | 0 | 0 | 0 | 0 | 0 | 0 | 0 | 0 | 0 | 0 | 0 | 0 | 0 | 0 | 0 | 0 | 0 | 0 | 0 | 0 | 0 | 0 | 0 | 0 | 0 | 0 | 0 | 0 | 0 | 0 | 0 | 0 | 0 | 0 | 0 | 0 | 0 | 0 | 0 | 0 | 0 | 0 | 0 | 0 | 0
|  | 2041 | 0 | 0 | 0 | 0 | 0 | 0 | 0 | 0 | 0 | 0 | 0 | 0 | 0 | 0 | 0 | 0 | 0 | 0 | 0 | 0 | 0 | 0 | 0 | 0 | 0 | 0 | 0 | 0 | 0 | 0 | 0 | 0 | 0 | 0 | 0 | 0 | 0 | 0 | 0 | 0 | 0 | 0 | 0 | 0 | 0 | 0 | 0 | 0 | 0 | 0 | 0 | 0 | 0 | 0 | 0 | 0 | 0 | 0 | 0 | 0 | 0
|  | 2042 | 0 | 0 | 0 | 0 | 0 | 0 | 0 | 0 | 0 | 0 | 0 | 0 | 0 | 0 | 0 | 0 | 0 | 0 | 0 | 0 | 0 | 0 | 0 | 0 | 0 | 0 | 0 | 0 | 0 | 0 | 0 | 0 | 0 | 0 | 0 | 0 | 0 | 0 | 0 | 0 | 0 | 0 | 0 | 0 | 0 | 0 | 0 | 0 | 0 | 0 | 0 | 0 | 0 | 0 | 0 | 0 | 0 | 0 | 0 | 0 | 0
|  | 2043 | 0 | 0 | 0 | 0 | 0 | 0 | 0 | 0 | 0 | 0 | 0 | 0 | 0 | 0 | 0 | 0 | 0 | 0 | 0 | 0 | 0 | 0 | 0 | 0 | 0 | 0 | 0 | 0 | 0 | 0 | 0 | 0 | 0 | 0 | 0 | 0 | 0 | 0 | 0 | 0 | 0 | 0 | 0 | 0 | 0 | 0 | 0 | 0 | 0 | 0 | 0 | 0 | 0 | 0 | 0 | 0 | 0 | 0 | 0 | 0 | 0
|  | 2044 | 0 | 0 | 0 | 0 | 0 | 0 | 0 | 0 | 0 | 0 | 0 | 0 | 0 | 0 | 0 | 0 | 0 | 0 | 0 | 0 | 0 | 0 | 0 | 0 | 0 | 0 | 0 | 0 | 0 | 0 | 0 | 0 | 0 | 0 | 0 | 0 | 0 | 0 | 0 | 0 | 0 | 0 | 0 | 0 | 0 | 0 | 0 | 0 | 0 | 0 | 0 | 0 | 0 | 0 | 0 | 0 | 0 | 0 | 0 | 0 | 0
|  | 2045 | 0 | 0 | 0 | 0 | 0 | 0 | 0 | 0 | 0 | 0 | 0 | 0 | 0 | 0 | 0 | 0 | 0 | 0 | 0 | 0 | 0 | 0 | 0 | 0 | 0 | 0 | 0 | 0 | 0 | 0 | 0 | 0 | 0 | 0 | 0 | 0 | 0 | 0 | 0 | 0 | 0 | 0 | 0 | 0 | 0 | 0 | 0 | 0 | 0 | 0 | 0 | 0 | 0 | 0 | 0 | 0 | 0 | 0 | 0 | 0 | 0
|  | 2046 | 0 | 0 | 0 | 0 | 0 | 0 | 0 | 0 | 0 | 0 | 0 | 0 | 0 | 0 | 0 | 0 | 0 | 0 | 0 | 0 | 0 | 0 | 0 | 0 | 0 | 0 | 0 | 0 | 0 | 0 | 0 | 0 | 0 | 0 | 0 | 0 | 0 | 0 | 0 | 0 | 0 | 0 | 0 | 0 | 0 | 0 | 0 | 0 | 0 | 0 | 0 | 0 | 0 | 0 | 0 | 0 | 0 | 0 | 0 | 0 | 0
|  | 2047 | 0 | 0 | 0 | 0 | 0 | 0 | 0 | 0 | 0 | 0 | 0 | 0 | 0 | 0 | 0 | 0 | 0 | 0 | 0 | 0 | 0 | 0 | 0 | 0 | 0 | 0 | 0 | 0 | 0 | 0 | 0 | 0 | 0 | 0 | 0 | 0 | 0 | 0 | 0 | 0 | 0 | 0 | 0 | 0 | 0 | 0 | 0 | 0 | 0 | 0 | 0 | 0 | 0 | 0 | 0 | 0 | 0 | 0 | 0 | 0 | 0
|  | 2048 | 0 | 0 | 0 | 0 | 0 | 0 | 0 | 0 | 0 | 0 | 0 | 0 | 0 | 0 | 0 | 0 | 0 | 0 | 0 | 0 | 0 | 0 | 0 | 0 | 0 | 0 | 0 | 0 | 0 | 0 | 0 | 0 | 0 | 0 | 0 | 0 | 0 | 0 | 0 | 0 | 0 | 0 | 0 | 0 | 0 | 0 | 0 | 0 | 0 | 0 | 0 | 0 | 0 | 0 | 0 | 0 | 0 | 0 | 0 | 0 | 0
|  | 2049 | 0 | 0 | 0 | 0 | 0 | 0 | 0 | 0 | 0 | 0 | 0 | 0 | 0 | 0 | 0 | 0 | 0 | 0 | 0 | 0 | 0 | 0 | 0 | 0 | 0 | 0 | 0 | 0 | 0 | 0 | 0 | 0 | 0 | 0 | 0 | 0 | 0 | 0 | 0 | 0 | 0 | 0 | 0 | 0 | 0 | 0 | 0 | 0 | 0 | 0 | 0 | 0 | 0 | 0 | 0 | 0 | 0 | 0 | 0 | 0 | 0
|  | 2050 | 0 | 0 | 0 | 0 | 0 | 0 | 0 | 0 | 0 | 0 | 0 | 0 | 0 | 0 | 0 | 0 | 0 | 0 | 0 | 0 | 0 | 0 | 0 | 0 | 0 | 0 | 0 | 0 | 0 | 0 | 0 | 0 | 0 | 0 | 0 | 0 | 0 | 0 | 0 | 0 | 0 | 0 | 0 | 0 | 0 | 0 | 0 | 0 | 0 | 0 | 0 | 0 | 0 | 0 | 0 | 0 | 0 | 0 | 0 | 0 | 0
|  | Annual Change (%) |  | 0% | 0% | 0% | -9.326% | -9.753% | -6.919% | -2.562% | -2.593% | -2.624% | -2.656% | -4.144% | -2.728% | -2.728% | -2.728% | -2.728% | -2.728% | -2.728% | -2.728% | -2.728% | -2.728% | -2.728% | -2.728% | -2.728% | -2.728% | -2.728% | -2.728% | -2.728% | -2.728% | -2.728% | -2.728% | -2.728% | 0% | 0% | 0% | 0% | 0% | 0% | 0% | 0% | 0% | 0% | 0% | 0% | 0% | 0% | 0% | 0% | 0% | 0% | 0% | 0% | 0% | 0% | 0% | 0% | 0%
|  | Levelized Capital Cost ($/MW-wk) |  | 0 | 0 | 0 | 0 | 0 | 0 | 0 | 0 | 0 | 0 | 0 | 0 | 0 | 0 | 0 | 0 | 0 | 0 | 0 | 0 | 0 | 0 | 0 | 0 | 0 | 0 | 0 | 0 | 0 | 0 | 0 | 0 | 0 | 0 | 0 | 0 | 0 | 0 | 0 | 0 | 0 | 0 | 0 | 0 | 0 | 0 | 0 | 0 | 0 | 0 | 0 | 0 | 0 | 0 | 0 | 0
|  | Economic Life | 30
|  | check s/b 0 | 0
Revenue Requirement by vintage year
2012 $/MW-wk
| Aurora Input |  | Levelized Cost | 2020 | 2021 | 2022 | 2023 | 2024 | 2025 | 2026 | 2027 | 2028 | 2029 | 2030 | 2031 | 2032 | 2033 | 2034 | 2035 | 2036 | 2037 | 2038 | 2039 | 2040 | 2041 | 2042 | 2043 | 2044 | 2045 | 2046 | Levelized | 2047 | 2048 | 2049 | 2050 | 2051 | 2052 | 2053 | 2054 | 2055 | 2056 | 2057 | 2058 | 2059 | 2060 | 2061 | 2062 | 2063 | 2064 | 2065 | 2066 | 2067 | 2068 | 2069 | 2070 | 2071 | 2072 | 2073 | 2074 | 2075 | 2076 | 2077 | 2078 | 2079
|  | 2020 | 0 | 0 | 0 | 0 | 0 | 0 | 0 | 0 | 0 | 0 | 0 | 0 | 0 | 0 | 0 | 0 | 0 | 0 | 0 | 0 | 0 | 0 | 0 | 0 | 0 | 0 | 0 | 0 | 0 | 0 | 0 | 0 | 0 | 0 | 0 | 0 | 0 | 0 | 0 | 0 | 0 | 0 | 0 | 0 | 0 | 0 | 0 | 0 | 0 | 0 | 0 | 0 | 0 | 0 | 0 | 0 | 0 | 0 | 0 | 0 | 0 | 0
|  | 2021 | 0 |  | 0 | 0 | 0 | 0 | 0 | 0 | 0 | 0 | 0 | 0 | 0 | 0 | 0 | 0 | 0 | 0 | 0 | 0 | 0 | 0 | 0 | 0 | 0 | 0 | 0 | 0 | 0 | 0 | 0 | 0 | 0 | 0 | 0 | 0 | 0 | 0 | 0 | 0 | 0 | 0 | 0 | 0 | 0 | 0 | 0 | 0 | 0 | 0 | 0 | 0 | 0 | 0 | 0 | 0 | 0 | 0 | 0 | 0 | 0 | 0
|  | 2022 | 0 |  |  | 0 | 0 | 0 | 0 | 0 | 0 | 0 | 0 | 0 | 0 | 0 | 0 | 0 | 0 | 0 | 0 | 0 | 0 | 0 | 0 | 0 | 0 | 0 | 0 | 0 | 0 | 0 | 0 | 0 | 0 | 0 | 0 | 0 | 0 | 0 | 0 | 0 | 0 | 0 | 0 | 0 | 0 | 0 | 0 | 0 | 0 | 0 | 0 | 0 | 0 | 0 | 0 | 0 | 0 | 0 | 0 | 0 | 0 | 0
|  | 2023 | 0 |  |  |  | 0 | 0 | 0 | 0 | 0 | 0 | 0 | 0 | 0 | 0 | 0 | 0 | 0 | 0 | 0 | 0 | 0 | 0 | 0 | 0 | 0 | 0 | 0 | 0 | 0 | 0 | 0 | 0 | 0 | 0 | 0 | 0 | 0 | 0 | 0 | 0 | 0 | 0 | 0 | 0 | 0 | 0 | 0 | 0 | 0 | 0 | 0 | 0 | 0 | 0 | 0 | 0 | 0 | 0 | 0 | 0 | 0 | 0
|  | 2024 | 0 |  |  |  |  | 0 | 0 | 0 | 0 | 0 | 0 | 0 | 0 | 0 | 0 | 0 | 0 | 0 | 0 | 0 | 0 | 0 | 0 | 0 | 0 | 0 | 0 | 0 | 0 | 0 | 0 | 0 | 0 | 0 | 0 | 0 | 0 | 0 | 0 | 0 | 0 | 0 | 0 | 0 | 0 | 0 | 0 | 0 | 0 | 0 | 0 | 0 | 0 | 0 | 0 | 0 | 0 | 0 | 0 | 0 | 0 | 0
|  | 2025 | 0 | [5 empty] | 0 | 0 | 0 | 0 | 0 | 0 | 0 | 0 | 0 | 0 | 0 | 0 | 0 | 0 | 0 | 0 | 0 | 0 | 0 | 0 | 0 | 0 | 0 | 0 | 0 | 0 | 0 | 0 | 0 | 0 | 0 | 0 | 0 | 0 | 0 | 0 | 0 | 0 | 0 | 0 | 0 | 0 | 0 | 0 | 0 | 0 | 0 | 0 | 0 | 0 | 0 | 0 | 0 | 0 | 0 | 0
|  | 2026 | 0 | [6 empty] | 0 | 0 | 0 | 0 | 0 | 0 | 0 | 0 | 0 | 0 | 0 | 0 | 0 | 0 | 0 | 0 | 0 | 0 | 0 | 0 | 0 | 0 | 0 | 0 | 0 | 0 | 0 | 0 | 0 | 0 | 0 | 0 | 0 | 0 | 0 | 0 | 0 | 0 | 0 | 0 | 0 | 0 | 0 | 0 | 0 | 0 | 0 | 0 | 0 | 0 | 0 | 0 | 0 | 0 | 0
|  | 2027 | 0 | [7 empty] | 0 | 0 | 0 | 0 | 0 | 0 | 0 | 0 | 0 | 0 | 0 | 0 | 0 | 0 | 0 | 0 | 0 | 0 | 0 | 0 | 0 | 0 | 0 | 0 | 0 | 0 | 0 | 0 | 0 | 0 | 0 | 0 | 0 | 0 | 0 | 0 | 0 | 0 | 0 | 0 | 0 | 0 | 0 | 0 | 0 | 0 | 0 | 0 | 0 | 0 | 0 | 0 | 0 | 0
|  | 2028 | 0 | [8 empty] | 0 | 0 | 0 | 0 | 0 | 0 | 0 | 0 | 0 | 0 | 0 | 0 | 0 | 0 | 0 | 0 | 0 | 0 | 0 | 0 | 0 | 0 | 0 | 0 | 0 | 0 | 0 | 0 | 0 | 0 | 0 | 0 | 0 | 0 | 0 | 0 | 0 | 0 | 0 | 0 | 0 | 0 | 0 | 0 | 0 | 0 | 0 | 0 | 0 | 0 | 0 | 0 | 0
|  | 2029 | 0 | [9 empty] | 0 | 0 | 0 | 0 | 0 | 0 | 0 | 0 | 0 | 0 | 0 | 0 | 0 | 0 | 0 | 0 | 0 | 0 | 0 | 0 | 0 | 0 | 0 | 0 | 0 | 0 | 0 | 0 | 0 | 0 | 0 | 0 | 0 | 0 | 0 | 0 | 0 | 0 | 0 | 0 | 0 | 0 | 0 | 0 | 0 | 0 | 0 | 0 | 0 | 0 | 0 | 0
|  | 2030 | 0 | [10 empty] | 0 | 0 | 0 | 0 | 0 | 0 | 0 | 0 | 0 | 0 | 0 | 0 | 0 | 0 | 0 | 0 | 0 | 0 | 0 | 0 | 0 | 0 | 0 | 0 | 0 | 0 | 0 | 0 | 0 | 0 | 0 | 0 | 0 | 0 | 0 | 0 | 0 | 0 | 0 | 0 | 0 | 0 | 0 | 0 | 0 | 0 | 0 | 0 | 0 | 0 | 0
|  | 2031 | 0 | [11 empty] | 0 | 0 | 0 | 0 | 0 | 0 | 0 | 0 | 0 | 0 | 0 | 0 | 0 | 0 | 0 | 0 | 0 | 0 | 0 | 0 | 0 | 0 | 0 | 0 | 0 | 0 | 0 | 0 | 0 | 0 | 0 | 0 | 0 | 0 | 0 | 0 | 0 | 0 | 0 | 0 | 0 | 0 | 0 | 0 | 0 | 0 | 0 | 0 | 0 | 0
|  | 2032 | 0 | [12 empty] | 0 | 0 | 0 | 0 | 0 | 0 | 0 | 0 | 0 | 0 | 0 | 0 | 0 | 0 | 0 | 0 | 0 | 0 | 0 | 0 | 0 | 0 | 0 | 0 | 0 | 0 | 0 | 0 | 0 | 0 | 0 | 0 | 0 | 0 | 0 | 0 | 0 | 0 | 0 | 0 | 0 | 0 | 0 | 0 | 0 | 0 | 0 | 0 | 0
|  | 2033 | 0 | [13 empty] | 0 | 0 | 0 | 0 | 0 | 0 | 0 | 0 | 0 | 0 | 0 | 0 | 0 | 0 | 0 | 0 | 0 | 0 | 0 | 0 | 0 | 0 | 0 | 0 | 0 | 0 | 0 | 0 | 0 | 0 | 0 | 0 | 0 | 0 | 0 | 0 | 0 | 0 | 0 | 0 | 0 | 0 | 0 | 0 | 0 | 0 | 0 | 0
|  | 2034 | 0 | [14 empty] | 0 | 0 | 0 | 0 | 0 | 0 | 0 | 0 | 0 | 0 | 0 | 0 | 0 | 0 | 0 | 0 | 0 | 0 | 0 | 0 | 0 | 0 | 0 | 0 | 0 | 0 | 0 | 0 | 0 | 0 | 0 | 0 | 0 | 0 | 0 | 0 | 0 | 0 | 0 | 0 | 0 | 0 | 0 | 0 | 0 | 0 | 0
|  | 2035 | 0 | [15 empty] | 0 | 0 | 0 | 0 | 0 | 0 | 0 | 0 | 0 | 0 | 0 | 0 | 0 | 0 | 0 | 0 | 0 | 0 | 0 | 0 | 0 | 0 | 0 | 0 | 0 | 0 | 0 | 0 | 0 | 0 | 0 | 0 | 0 | 0 | 0 | 0 | 0 | 0 | 0 | 0 | 0 | 0 | 0 | 0 | 0 | 0
|  | 2036 | 0 | [16 empty] | 0 | 0 | 0 | 0 | 0 | 0 | 0 | 0 | 0 | 0 | 0 | 0 | 0 | 0 | 0 | 0 | 0 | 0 | 0 | 0 | 0 | 0 | 0 | 0 | 0 | 0 | 0 | 0 | 0 | 0 | 0 | 0 | 0 | 0 | 0 | 0 | 0 | 0 | 0 | 0 | 0 | 0 | 0 | 0 | 0
|  | 2037 | 0 | [17 empty] | 0 | 0 | 0 | 0 | 0 | 0 | 0 | 0 | 0 | 0 | 0 | 0 | 0 | 0 | 0 | 0 | 0 | 0 | 0 | 0 | 0 | 0 | 0 | 0 | 0 | 0 | 0 | 0 | 0 | 0 | 0 | 0 | 0 | 0 | 0 | 0 | 0 | 0 | 0 | 0 | 0 | 0 | 0 | 0
|  | 2038 | 0 | [18 empty] | 0 | 0 | 0 | 0 | 0 | 0 | 0 | 0 | 0 | 0 | 0 | 0 | 0 | 0 | 0 | 0 | 0 | 0 | 0 | 0 | 0 | 0 | 0 | 0 | 0 | 0 | 0 | 0 | 0 | 0 | 0 | 0 | 0 | 0 | 0 | 0 | 0 | 0 | 0 | 0 | 0 | 0 | 0
|  | 2039 | 0 | [19 empty] | 0 | 0 | 0 | 0 | 0 | 0 | 0 | 0 | 0 | 0 | 0 | 0 | 0 | 0 | 0 | 0 | 0 | 0 | 0 | 0 | 0 | 0 | 0 | 0 | 0 | 0 | 0 | 0 | 0 | 0 | 0 | 0 | 0 | 0 | 0 | 0 | 0 | 0 | 0 | 0 | 0 | 0
|  | 2040 | 0 | [20 empty] | 0 | 0 | 0 | 0 | 0 | 0 | 0 | 0 | 0 | 0 | 0 | 0 | 0 | 0 | 0 | 0 | 0 | 0 | 0 | 0 | 0 | 0 | 0 | 0 | 0 | 0 | 0 | 0 | 0 | 0 | 0 | 0 | 0 | 0 | 0 | 0 | 0 | 0 | 0 | 0 | 0
|  | 2041 | 0 | [21 empty] | 0 | 0 | 0 | 0 | 0 | 0 | 0 | 0 | 0 | 0 | 0 | 0 | 0 | 0 | 0 | 0 | 0 | 0 | 0 | 0 | 0 | 0 | 0 | 0 | 0 | 0 | 0 | 0 | 0 | 0 | 0 | 0 | 0 | 0 | 0 | 0 | 0 | 0 | 0 | 0
|  | 2042 | 0 | [22 empty] | 0 | 0 | 0 | 0 | 0 | 0 | 0 | 0 | 0 | 0 | 0 | 0 | 0 | 0 | 0 | 0 | 0 | 0 | 0 | 0 | 0 | 0 | 0 | 0 | 0 | 0 | 0 | 0 | 0 | 0 | 0 | 0 | 0 | 0 | 0 | 0 | 0 | 0 | 0
|  | 2043 | 0 | [23 empty] | 0 | 0 | 0 | 0 | 0 | 0 | 0 | 0 | 0 | 0 | 0 | 0 | 0 | 0 | 0 | 0 | 0 | 0 | 0 | 0 | 0 | 0 | 0 | 0 | 0 | 0 | 0 | 0 | 0 | 0 | 0 | 0 | 0 | 0 | 0 | 0 | 0 | 0
|  | 2044 | 0 | [24 empty] | 0 | 0 | 0 | 0 | 0 | 0 | 0 | 0 | 0 | 0 | 0 | 0 | 0 | 0 | 0 | 0 | 0 | 0 | 0 | 0 | 0 | 0 | 0 | 0 | 0 | 0 | 0 | 0 | 0 | 0 | 0 | 0 | 0 | 0 | 0 | 0 | 0
|  | 2045 | 0 | [25 empty] | 0 | 0 | 0 | 0 | 0 | 0 | 0 | 0 | 0 | 0 | 0 | 0 | 0 | 0 | 0 | 0 | 0 | 0 | 0 | 0 | 0 | 0 | 0 | 0 | 0 | 0 | 0 | 0 | 0 | 0 | 0 | 0 | 0 | 0 | 0 | 0
|  | 2046 | 0 | [26 empty] | 0 | 0 | 0 | 0 | 0 | 0 | 0 | 0 | 0 | 0 | 0 | 0 | 0 | 0 | 0 | 0 | 0 | 0 | 0 | 0 | 0 | 0 | 0 | 0 | 0 | 0 | 0 | 0 | 0 | 0 | 0 | 0 | 0 | 0 | 0
|  | 2047 | 0 | [27 empty] | 0 | 0 | 0 | 0 | 0 | 0 | 0 | 0 | 0 | 0 | 0 | 0 | 0 | 0 | 0 | 0 | 0 | 0 | 0 | 0 | 0 | 0 | 0 | 0 | 0 | 0 | 0 | 0 | 0 | 0 | 0 | 0 | 0 | 0
|  | 2048 | 0 | [27 empty] | 0 |  | 0 | 0 | 0 | 0 | 0 | 0 | 0 | 0 | 0 | 0 | 0 | 0 | 0 | 0 | 0 | 0 | 0 | 0 | 0 | 0 | 0 | 0 | 0 | 0 | 0 | 0 | 0 | 0 | 0 | 0 | 0 | 0
|  | 2049 | 0 | [27 empty] | 0 |  |  | 0 | 0 | 0 | 0 | 0 | 0 | 0 | 0 | 0 | 0 | 0 | 0 | 0 | 0 | 0 | 0 | 0 | 0 | 0 | 0 | 0 | 0 | 0 | 0 | 0 | 0 | 0 | 0 | 0 | 0 | 0
|  | 2050 | 0 | [27 empty] | 0 |  |  |  | 0 | 0 | 0 | 0 | 0 | 0 | 0 | 0 | 0 | 0 | 0 | 0 | 0 | 0 | 0 | 0 | 0 | 0 | 0 | 0 | 0 | 0 | 0 | 0 | 0 | 0 | 0 | 0 | 0 | 0
Replacement Cost Adder
| 2012 $/MW-wk |  |  | 2020 | 2021 | 2022 | 2023 | 2024 | 2025 | 2026 | 2027 | 2028 | 2029 | 2030 | 2031 | 2032 | 2033 | 2034 | 2035 | 2036 | 2037 | 2038 | 2039 | 2040 | 2041 | 2042 | 2043 | 2044 | 2045 | 2046 |  | 2047 | 2048 | 2049 | 2050
| Incentive Cost = |  |  | 39700.5687 | 35238.3215 | 31130.0586 | 27357.2662 | 23902.2183 | 21577.8646 | 20466.0074 | 19403.5502 | 18388.5496 | 17419.1322 | 16222.3624 | 15561.9166 | 14925.3373 | 14311.8215 | 13720.5919 | 13150.8963 | 12602.0063 | 12073.2173 | 11563.8473 | 11246.2555 | 10937.2768 | 10636.6801 | 10344.2401 | 10059.738 | 9782.9604 | 9513.6997 | 9251.754 |  | 5756.0625 | 5597.4605 | 5443.171 | 5293.0779
|  |  | Levelized Cost | 2020 | 2021 | 2022 | 2023 | 2024 | 2025 | 2026 | 2027 | 2028 | 2029 | 2030 | 2031 | 2032 | 2033 | 2034 | 2035 | 2036 | 2037 | 2038 | 2039 | 2040 | 2041 | 2042 | 2043 | 2044 | 2045 | 2046 | Levelized | 2047 | 2048 | 2049 | 2050 | 2051 | 2052 | 2053 | 2054 | 2055 | 2056 | 2057 | 2058 | 2059 | 2060 | 2061 | 2062 | 2063 | 2064 | 2065 | 2066 | 2067 | 2068 | 2069 | 2070 | 2071 | 2072 | 2073 | 2074 | 2075 | 2076 | 2077 | 2078 | 2079
|  | 2020 | Levelized Cost | 0 | 0 | 0 | 0 | 0 | 0 | 0 | 0 | 0 | 0 | 16222.3624 | 0 | 0 | 0 | 0 | 0 | 0 | 0 | 0 | 0 | 10937.2768 | 0 | 0 | 0 | 0 | 0 | 0 | 0 | 0 | 0 | 0 | 5293.0779 | 0 | 0 | 0 | 0 | 0 | 0 | 0 | 0 | 0 | 0 | 0 | 0 | 0 | 0 | 0 | 0 | 0 | 0 | 0 | 0 | 0 | 0 | 0 | 0 | 0 | 0 | 0 | 0 | 0
|  | 2021 | 0 | 0 | 0 | 0 | 0 | 0 | 0 | 0 | 0 | 0 | 0 | 0 | 15561.9166 | 0 | 0 | 0 | 0 | 0 | 0 | 0 | 0 | 0 | 10636.6801 | 0 | 0 | 0 | 0 | 0 | 0 | 0 | 0 | 0 | 0 | 0 | 0 | 0 | 0 | 0 | 0 | 0 | 0 | 0 | 0 | 0 | 0 | 0 | 0 | 0 | 0 | 0 | 0 | 0 | 0 | 0 | 0 | 0 | 0 | 0 | 0 | 0 | 0 | 0
|  | 2022 | 0 | 0 | 0 | 0 | 0 | 0 | 0 | 0 | 0 | 0 | 0 | 0 | 0 | 14925.3373 | 0 | 0 | 0 | 0 | 0 | 0 | 0 | 0 | 0 | 10344.2401 | 0 | 0 | 0 | 0 | 0 | 0 | 0 | 0 | 0 | 0 | 0 | 0 | 0 | 0 | 0 | 0 | 0 | 0 | 0 | 0 | 0 | 0 | 0 | 0 | 0 | 0 | 0 | 0 | 0 | 0 | 0 | 0 | 0 | 0 | 0 | 0 | 0 | 0
|  | 2023 | 0 | 0 | 0 | 0 | 0 | 0 | 0 | 0 | 0 | 0 | 0 | 0 | 0 | 0 | 14311.8215 | 0 | 0 | 0 | 0 | 0 | 0 | 0 | 0 | 0 | 10059.738 | 0 | 0 | 0 | 0 | 0 | 0 | 0 | 0 | 0 | 0 | 0 | 0 | 0 | 0 | 0 | 0 | 0 | 0 | 0 | 0 | 0 | 0 | 0 | 0 | 0 | 0 | 0 | 0 | 0 | 0 | 0 | 0 | 0 | 0 | 0 | 0 | 0
|  | 2024 | 0 | 0 | 0 | 0 | 0 | 0 | 0 | 0 | 0 | 0 | 0 | 0 | 0 | 0 | 0 | 13720.5919 | 0 | 0 | 0 | 0 | 0 | 0 | 0 | 0 | 0 | 9782.9604 | 0 | 0 | 0 | 0 | 0 | 0 | 0 | 0 | 0 | 0 | 0 | 0 | 0 | 0 | 0 | 0 | 0 | 0 | 0 | 0 | 0 | 0 | 0 | 0 | 0 | 0 | 0 | 0 | 0 | 0 | 0 | 0 | 0 | 0 | 0 | 0
|  | 2025 | 0 | 0 | 0 | 0 | 0 | 0 | 0 | 0 | 0 | 0 | 0 | 0 | 0 | 0 | 0 | 0 | 13150.8963 | 0 | 0 | 0 | 0 | 0 | 0 | 0 | 0 | 0 | 9513.6997 | 0 | 0 | 0 | 0 | 0 | 0 | 0 | 0 | 0 | 0 | 0 | 0 | 0 | 0 | 0 | 0 | 0 | 0 | 0 | 0 | 0 | 0 | 0 | 0 | 0 | 0 | 0 | 0 | 0 | 0 | 0 | 0 | 0 | 0 | 0
|  | 2026 | 0 | 0 | 0 | 0 | 0 | 0 | 0 | 0 | 0 | 0 | 0 | 0 | 0 | 0 | 0 | 0 | 0 | 12602.0063 | 0 | 0 | 0 | 0 | 0 | 0 | 0 | 0 | 0 | 9251.754 | 0 | 0 | 0 | 0 | 0 | 0 | 0 | 0 | 0 | 0 | 0 | 0 | 0 | 0 | 0 | 0 | 0 | 0 | 0 | 0 | 0 | 0 | 0 | 0 | 0 | 0 | 0 | 0 | 0 | 0 | 0 | 0 | 0 | 0
|  | 2027 | 0 | 0 | 0 | 0 | 0 | 0 | 0 | 0 | 0 | 0 | 0 | 0 | 0 | 0 | 0 | 0 | 0 | 0 | 12073.2173 | 0 | 0 | 0 | 0 | 0 | 0 | 0 | 0 | 0 | 690.6122 | 5756.0625 | 0 | 0 | 0 | 0 | 0 | 0 | 0 | 0 | 0 | 0 | 0 | 0 | 0 | 0 | 0 | 0 | 0 | 0 | 0 | 0 | 0 | 0 | 0 | 0 | 0 | 0 | 0 | 0 | 0 | 0 | 0 | 0
|  | 2028 | 0 | 0 | 0 | 0 | 0 | 0 | 0 | 0 | 0 | 0 | 0 | 0 | 0 | 0 | 0 | 0 | 0 | 0 | 0 | 11563.8473 | 0 | 0 | 0 | 0 | 0 | 0 | 0 | 0 | 596.889 | 0 | 5597.4605 | 0 | 0 | 0 | 0 | 0 | 0 | 0 | 0 | 0 | 0 | 0 | 0 | 0 | 0 | 0 | 0 | 0 | 0 | 0 | 0 | 0 | 0 | 0 | 0 | 0 | 0 | 0 | 0 | 0 | 0 | 0
|  | 2029 | 0 | 0 | 0 | 0 | 0 | 0 | 0 | 0 | 0 | 0 | 0 | 0 | 0 | 0 | 0 | 0 | 0 | 0 | 0 | 0 | 11246.2555 | 0 | 0 | 0 | 0 | 0 | 0 | 0 | 520.1025 | 0 | 0 | 5443.171 | 0 | 0 | 0 | 0 | 0 | 0 | 0 | 0 | 0 | 0 | 0 | 0 | 0 | 0 | 0 | 0 | 0 | 0 | 0 | 0 | 0 | 0 | 0 | 0 | 0 | 0 | 0 | 0 | 0 | 0
|  | 2030 | 0 | 0 | 0 | 0 | 0 | 0 | 0 | 0 | 0 | 0 | 0 | 0 | 0 | 0 | 0 | 0 | 0 | 0 | 0 | 0 | 0 | 10937.2768 | 0 | 0 | 0 | 0 | 0 | 0 | 456.2919 | 0 | 0 | 0 | 5293.0779 | 0 | 0 | 0 | 0 | 0 | 0 | 0 | 0 | 0 | 0 | 0 | 0 | 0 | 0 | 0 | 0 | 0 | 0 | 0 | 0 | 0 | 0 | 0 | 0 | 0 | 0 | 0 | 0 | 0
|  | 2031 | 0 | 0 | 0 | 0 | 0 | 0 | 0 | 0 | 0 | 0 | 0 | 0 | 0 | 0 | 0 | 0 | 0 | 0 | 0 | 0 | 0 | 0 | 10636.6801 | 0 | 0 | 0 | 0 | 0 | 0 | 0 | 0 | 0 | 0 | 0 | 0 | 0 | 0 | 0 | 0 | 0 | 0 | 0 | 0 | 0 | 0 | 0 | 0 | 0 | 0 | 0 | 0 | 0 | 0 | 0 | 0 | 0 | 0 | 0 | 0 | 0 | 0 | 0
|  | 2032 | 0 | 0 | 0 | 0 | 0 | 0 | 0 | 0 | 0 | 0 | 0 | 0 | 0 | 0 | 0 | 0 | 0 | 0 | 0 | 0 | 0 | 0 | 0 | 10344.2401 | 0 | 0 | 0 | 0 | 0 | 0 | 0 | 0 | 0 | 0 | 0 | 0 | 0 | 0 | 0 | 0 | 0 | 0 | 0 | 0 | 0 | 0 | 0 | 0 | 0 | 0 | 0 | 0 | 0 | 0 | 0 | 0 | 0 | 0 | 0 | 0 | 0 | 0
|  | 2033 | 0 | 0 | 0 | 0 | 0 | 0 | 0 | 0 | 0 | 0 | 0 | 0 | 0 | 0 | 0 | 0 | 0 | 0 | 0 | 0 | 0 | 0 | 0 | 0 | 10059.738 | 0 | 0 | 0 | 0 | 0 | 0 | 0 | 0 | 0 | 0 | 0 | 0 | 0 | 0 | 0 | 0 | 0 | 0 | 0 | 0 | 0 | 0 | 0 | 0 | 0 | 0 | 0 | 0 | 0 | 0 | 0 | 0 | 0 | 0 | 0 | 0 | 0
|  | 2034 | 0 | 0 | 0 | 0 | 0 | 0 | 0 | 0 | 0 | 0 | 0 | 0 | 0 | 0 | 0 | 0 | 0 | 0 | 0 | 0 | 0 | 0 | 0 | 0 | 0 | 9782.9604 | 0 | 0 | 0 | 0 | 0 | 0 | 0 | 0 | 0 | 0 | 0 | 0 | 0 | 0 | 0 | 0 | 0 | 0 | 0 | 0 | 0 | 0 | 0 | 0 | 0 | 0 | 0 | 0 | 0 | 0 | 0 | 0 | 0 | 0 | 0 | 0
|  | 2035 | 0 | 0 | 0 | 0 | 0 | 0 | 0 | 0 | 0 | 0 | 0 | 0 | 0 | 0 | 0 | 0 | 0 | 0 | 0 | 0 | 0 | 0 | 0 | 0 | 0 | 0 | 9513.6997 | 0 | 0 | 0 | 0 | 0 | 0 | 0 | 0 | 0 | 0 | 0 | 0 | 0 | 0 | 0 | 0 | 0 | 0 | 0 | 0 | 0 | 0 | 0 | 0 | 0 | 0 | 0 | 0 | 0 | 0 | 0 | 0 | 0 | 0 | 0
|  | 2036 | 0 | 0 | 0 | 0 | 0 | 0 | 0 | 0 | 0 | 0 | 0 | 0 | 0 | 0 | 0 | 0 | 0 | 0 | 0 | 0 | 0 | 0 | 0 | 0 | 0 | 0 | 0 | 9251.754 | 0 | 0 | 0 | 0 | 0 | 0 | 0 | 0 | 0 | 0 | 0 | 0 | 0 | 0 | 0 | 0 | 0 | 0 | 0 | 0 | 0 | 0 | 0 | 0 | 0 | 0 | 0 | 0 | 0 | 0 | 0 | 0 | 0 | 0
|  | 2037 | 0 | 0 | 0 | 0 | 0 | 0 | 0 | 0 | 0 | 0 | 0 | 0 | 0 | 0 | 0 | 0 | 0 | 0 | 0 | 0 | 0 | 0 | 0 | 0 | 0 | 0 | 0 | 0 | 416.9401 | 5756.0625 | 0 | 0 | 0 | 0 | 0 | 0 | 0 | 0 | 0 | 0 | 0 | 0 | 0 | 0 | 0 | 0 | 0 | 0 | 0 | 0 | 0 | 0 | 0 | 0 | 0 | 0 | 0 | 0 | 0 | 0 | 0 | 0
|  | 2038 | 0 | 0 | 0 | 0 | 0 | 0 | 0 | 0 | 0 | 0 | 0 | 0 | 0 | 0 | 0 | 0 | 0 | 0 | 0 | 0 | 0 | 0 | 0 | 0 | 0 | 0 | 0 | 0 | 376.9717 | 0 | 5597.4605 | 0 | 0 | 0 | 0 | 0 | 0 | 0 | 0 | 0 | 0 | 0 | 0 | 0 | 0 | 0 | 0 | 0 | 0 | 0 | 0 | 0 | 0 | 0 | 0 | 0 | 0 | 0 | 0 | 0 | 0 | 0
|  | 2039 | 0 | 0 | 0 | 0 | 0 | 0 | 0 | 0 | 0 | 0 | 0 | 0 | 0 | 0 | 0 | 0 | 0 | 0 | 0 | 0 | 0 | 0 | 0 | 0 | 0 | 0 | 0 | 0 | 341.5571 | 0 | 0 | 5443.171 | 0 | 0 | 0 | 0 | 0 | 0 | 0 | 0 | 0 | 0 | 0 | 0 | 0 | 0 | 0 | 0 | 0 | 0 | 0 | 0 | 0 | 0 | 0 | 0 | 0 | 0 | 0 | 0 | 0 | 0
|  | 2040 | 0 | 0 | 0 | 0 | 0 | 0 | 0 | 0 | 0 | 0 | 0 | 0 | 0 | 0 | 0 | 0 | 0 | 0 | 0 | 0 | 0 | 0 | 0 | 0 | 0 | 0 | 0 | 0 | 310.0632 | 0 | 0 | 0 | 5293.0779 | 0 | 0 | 0 | 0 | 0 | 0 | 0 | 0 | 0 | 0 | 0 | 0 | 0 | 0 | 0 | 0 | 0 | 0 | 0 | 0 | 0 | 0 | 0 | 0 | 0 | 0 | 0 | 0 | 0
|  | 2041 | 0 | 0 | 0 | 0 | 0 | 0 | 0 | 0 | 0 | 0 | 0 | 0 | 0 | 0 | 0 | 0 | 0 | 0 | 0 | 0 | 0 | 0 | 0 | 0 | 0 | 0 | 0 | 0 | 0 | 0 | 0 | 0 | 0 | 0 | 0 | 0 | 0 | 0 | 0 | 0 | 0 | 0 | 0 | 0 | 0 | 0 | 0 | 0 | 0 | 0 | 0 | 0 | 0 | 0 | 0 | 0 | 0 | 0 | 0 | 0 | 0 | 0
|  | 2042 | 0 | 0 | 0 | 0 | 0 | 0 | 0 | 0 | 0 | 0 | 0 | 0 | 0 | 0 | 0 | 0 | 0 | 0 | 0 | 0 | 0 | 0 | 0 | 0 | 0 | 0 | 0 | 0 | 0 | 0 | 0 | 0 | 0 | 0 | 0 | 0 | 0 | 0 | 0 | 0 | 0 | 0 | 0 | 0 | 0 | 0 | 0 | 0 | 0 | 0 | 0 | 0 | 0 | 0 | 0 | 0 | 0 | 0 | 0 | 0 | 0 | 0
|  | 2043 | 0 | 0 | 0 | 0 | 0 | 0 | 0 | 0 | 0 | 0 | 0 | 0 | 0 | 0 | 0 | 0 | 0 | 0 | 0 | 0 | 0 | 0 | 0 | 0 | 0 | 0 | 0 | 0 | 0 | 0 | 0 | 0 | 0 | 0 | 0 | 0 | 0 | 0 | 0 | 0 | 0 | 0 | 0 | 0 | 0 | 0 | 0 | 0 | 0 | 0 | 0 | 0 | 0 | 0 | 0 | 0 | 0 | 0 | 0 | 0 | 0 | 0
|  | 2044 | 0 | 0 | 0 | 0 | 0 | 0 | 0 | 0 | 0 | 0 | 0 | 0 | 0 | 0 | 0 | 0 | 0 | 0 | 0 | 0 | 0 | 0 | 0 | 0 | 0 | 0 | 0 | 0 | 0 | 0 | 0 | 0 | 0 | 0 | 0 | 0 | 0 | 0 | 0 | 0 | 0 | 0 | 0 | 0 | 0 | 0 | 0 | 0 | 0 | 0 | 0 | 0 | 0 | 0 | 0 | 0 | 0 | 0 | 0 | 0 | 0 | 0
|  | 2045 | 0 | 0 | 0 | 0 | 0 | 0 | 0 | 0 | 0 | 0 | 0 | 0 | 0 | 0 | 0 | 0 | 0 | 0 | 0 | 0 | 0 | 0 | 0 | 0 | 0 | 0 | 0 | 0 | 0 | 0 | 0 | 0 | 0 | 0 | 0 | 0 | 0 | 0 | 0 | 0 | 0 | 0 | 0 | 0 | 0 | 0 | 0 | 0 | 0 | 0 | 0 | 0 | 0 | 0 | 0 | 0 | 0 | 0 | 0 | 0 | 0 | 0
|  | 2046 | 0 | 0 | 0 | 0 | 0 | 0 | 0 | 0 | 0 | 0 | 0 | 0 | 0 | 0 | 0 | 0 | 0 | 0 | 0 | 0 | 0 | 0 | 0 | 0 | 0 | 0 | 0 | 0 | 0 | 0 | 0 | 0 | 0 | 0 | 0 | 0 | 0 | 0 | 0 | 0 | 0 | 0 | 0 | 0 | 0 | 0 | 0 | 0 | 0 | 0 | 0 | 0 | 0 | 0 | 0 | 0 | 0 | 0 | 0 | 0 | 0 | 0
|  | 2047 | 0 | 0 | 0 | 0 | 0 | 0 | 0 | 0 | 0 | 0 | 0 | 0 | 0 | 0 | 0 | 0 | 0 | 0 | 0 | 0 | 0 | 0 | 0 | 0 | 0 | 0 | 0 | 0 | 0 | 0 | 0 | 0 | 0 | 0 | 0 | 0 | 0 | 0 | 0 | 0 | 0 | 0 | 0 | 0 | 0 | 0 | 0 | 0 | 0 | 0 | 0 | 0 | 0 | 0 | 0 | 0 | 0 | 0 | 0 | 0 | 0 | 0
|  | 2048 | 0 | 0 | 0 | 0 | 0 | 0 | 0 | 0 | 0 | 0 | 0 | 0 | 0 | 0 | 0 | 0 | 0 | 0 | 0 | 0 | 0 | 0 | 0 | 0 | 0 | 0 | 0 | 0 | 0 | 0 | 0 | 0 | 0 | 0 | 0 | 0 | 0 | 0 | 0 | 0 | 0 | 0 | 0 | 0 | 0 | 0 | 0 | 0 | 0 | 0 | 0 | 0 | 0 | 0 | 0 | 0 | 0 | 0 | 0 | 0 | 0 | 0
|  | 2049 | 0 | 0 | 0 | 0 | 0 | 0 | 0 | 0 | 0 | 0 | 0 | 0 | 0 | 0 | 0 | 0 | 0 | 0 | 0 | 0 | 0 | 0 | 0 | 0 | 0 | 0 | 0 | 0 | 0 | 0 | 0 | 0 | 0 | 0 | 0 | 0 | 0 | 0 | 0 | 0 | 0 | 0 | 0 | 0 | 0 | 0 | 0 | 0 | 0 | 0 | 0 | 0 | 0 | 0 | 0 | 0 | 0 | 0 | 0 | 0 | 0 | 0
|  | 2050 | 0 | 0 | 0 | 0 | 0 | 0 | 0 | 0 | 0 | 0 | 0 | 0 | 0 | 0 | 0 | 0 | 0 | 0 | 0 | 0 | 0 | 0 | 0 | 0 | 0 | 0 | 0 | 0 | 0 | 0 | 0 | 0 | 0 | 0 | 0 | 0 | 0 | 0 | 0 | 0 | 0 | 0 | 0 | 0 | 0 | 0 | 0 | 0 | 0 | 0 | 0 | 0 | 0 | 0 | 0 | 0 | 0 | 0 | 0 | 0 | 0 | 0

## C&I RoofSolarLease ITC20-23 30%
Solar FINANCIALS
($ 1000s Unless Otherwise Indicated)
| Calendar Year of Fin. Close |  |  | 2020 | 2021 | 2022 | 2023 | 2024 | 2025 | 2026 | 2027 | 2028 | 2029 | 2030 | 2031 | 2032 | 2033 | 2034 | 2035 | 2036 | 2037 | 2038 | 2039 | 2040 | 2041 | 2042 | 2043 | 2044 | 2045 | 2046 | 2047 | 2048 | 2049
| Operating Year |  | 0 | 1 | 2 | 3 | 4 | 5 | 6 | 7 | 8 | 9 | 10 | 11 | 12 | 13 | 14 | 15 | 16 | 17 | 18 | 19 | 20 | 21 | 22 | 23 | 24 | 25 | 26 | 27 | 28 | 29 | 30
| Calendar Year | Capital Invest.
| 2020 | 816.3792
| Gross plant |  |  | 816.3792 | 816.3792 | 816.3792 | 816.3792 | 816.3792 | 816.3792 | 816.3792 | 816.3792 | 816.3792 | 816.3792 | 816.3792 | 816.3792 | 816.3792 | 816.3792 | 816.3792 | 816.3792 | 816.3792 | 816.3792 | 816.3792 | 816.3792 | 816.3792 | 816.3792 | 816.3792 | 816.3792 | 816.3792 | 816.3792 | 816.3792 | 816.3792 | 816.3792 | 816.3792
| Accumulated Depreciation |  |  | 27.2126 | 54.4253 | 81.6379 | 108.8506 | 136.0632 | 163.2758 | 190.4885 | 217.7011 | 244.9138 | 272.1264 | 299.339 | 326.5517 | 353.7643 | 380.977 | 408.1896 | 435.4022 | 462.6149 | 489.8275 | 517.0402 | 544.2528 | 571.4654 | 598.6781 | 625.8907 | 653.1034 | 680.316 | 707.5286 | 734.7413 | 761.9539 | 789.1666 | 816.3792
| Net book value |  |  | 789.1666 | 761.9539 | 734.7413 | 707.5286 | 680.316 | 653.1034 | 625.8907 | 598.6781 | 571.4654 | 544.2528 | 517.0402 | 489.8275 | 462.6149 | 435.4022 | 408.1896 | 380.977 | 353.7643 | 326.5517 | 299.339 | 272.1264 | 244.9138 | 217.7011 | 190.4885 | 163.2758 | 136.0632 | 108.8506 | 81.6379 | 54.4253 | 27.2126 | 0
| ITC |  |  | 0 | 0 | 0 | 0 | 0 | 0 | 0 | 0 | 0 | 0 | 0 | 0 | 0 | 0 | 0 | 0 | 0 | 0 | 0 | 0 | 12.2457 | 24.4914 | 36.7371 | 48.9828 | 61.2284 | 73.4741 | 85.7198 | 97.9655 | 110.2112 | 122.4569
| Accumulated deferred income tax |  |  | -24.2873 | -66.0614 | -89.1829 | -101.1128 | -113.0427 | -116.5789 | -111.7215 | -106.864 | -102.0066 | -97.1491 | -92.2917 | -87.4342 | -82.5768 | -77.7193 | -72.8618 | -68.0044 | -63.1469 | -58.2895 | -53.432 | -48.5746 | -43.7171 | -38.8596 | -34.0022 | -29.1447 | -24.2873 | -19.4298 | -14.5724 | -9.7149 | -4.8575 | 8.8818e-15
| Rate Base |  |  | 764.8793 | 695.8925 | 645.5584 | 606.4158 | 567.2733 | 536.5244 | 514.1692 | 491.814 | 469.4589 | 447.1037 | 424.7485 | 402.3933 | 380.0381 | 357.6829 | 335.3278 | 312.9726 | 290.6174 | 268.2622 | 245.907 | 223.5518 | 213.4423 | 203.3328 | 193.2234 | 183.1139 | 173.0044 | 162.8949 | 152.7854 | 142.6759 | 132.5664 | 122.4569
| Average rate base |  |  | 790.6292 | 730.3859 | 670.7254 | 625.9871 | 586.8446 | 551.8988 | 525.3468 | 502.9916 | 480.6365 | 458.2813 | 435.9261 | 413.5709 | 391.2157 | 368.8605 | 346.5053 | 324.1502 | 301.795 | 279.4398 | 257.0846 | 234.7294 | 218.4971 | 208.3876 | 198.2781 | 188.1686 | 178.0591 | 167.9496 | 157.8401 | 147.7306 | 137.6211 | 127.5116
| Pre-tax Return | 0.086076 |  | 68.0542 | 62.8687 | 57.7333 | 53.8824 | 50.5132 | 47.5052 | 45.2197 | 43.2955 | 41.3712 | 39.447 | 37.5228 | 35.5985 | 33.6743 | 31.75 | 29.8258 | 27.9015 | 25.9773 | 24.053 | 22.1288 | 20.2046 | 18.8073 | 17.9372 | 17.067 | 16.1968 | 15.3266 | 14.4564 | 13.5862 | 12.7161 | 11.8459 | 10.9757
| Book Depreciation |  |  | 27.2126 | 27.2126 | 27.2126 | 27.2126 | 27.2126 | 27.2126 | 27.2126 | 27.2126 | 27.2126 | 27.2126 | 27.2126 | 27.2126 | 27.2126 | 27.2126 | 27.2126 | 27.2126 | 27.2126 | 27.2126 | 27.2126 | 27.2126 | 27.2126 | 27.2126 | 27.2126 | 27.2126 | 27.2126 | 27.2126 | 27.2126 | 27.2126 | 27.2126 | 27.2126
| Insurance |  |  | 0.39105 | 0.39105 | 0.39105 | 0.39105 | 0.39105 | 0.39105 | 0.39105 | 0.39105 | 0.39105 | 0.39105 | 0.39105 | 0.39105 | 0.39105 | 0.39105 | 0.39105 | 0.39105 | 0.39105 | 0.39105 | 0.39105 | 0.39105 | 0.39105 | 0.39105 | 0.39105 | 0.39105 | 0.39105 | 0.39105 | 0.39105 | 0.39105 | 0.39105 | 0.39105
| ITC Amort - Grossed for Taxes |  |  | -15.5009 | -15.5009 | -15.5009 | -15.5009 | -15.5009 | -15.5009 | -15.5009 | -15.5009 | -15.5009 | -15.5009 | -15.5009 | -15.5009 | -15.5009 | -15.5009 | -15.5009 | -15.5009 | -15.5009 | -15.5009 | -15.5009 | -15.5009 | -15.5009 | -15.5009 | -15.5009 | -15.5009 | -15.5009 | -15.5009 | -15.5009 | -15.5009 | -15.5009 | -15.5009
| Property Taxes |  |  | 3.7112 | 3.7112 | 3.7112 | 3.7112 | 3.7112 | 3.7112 | 3.7112 | 3.7112 | 3.7112 | 3.7112 | 3.7112 | 3.7112 | 3.7112 | 3.7112 | 3.7112 | 3.7112 | 3.7112 | 3.7112 | 3.7112 | 3.7112 | 3.7112 | 3.7112 | 3.7112 | 3.7112 | 3.7112 | 3.7112 | 3.7112 | 3.7112 | 3.7112 | 3.7112
| Revenue Requirement |  |  | 83.8681 | 78.6826 | 73.5473 | 69.6964 | 66.3272 | 63.3192 | 61.0337 | 59.1095 | 57.1852 | 55.261 | 53.3367 | 51.4125 | 49.4882 | 47.564 | 45.6397 | 43.7155 | 41.7913 | 39.867 | 37.9428 | 36.0185 | 34.6213 | 33.7511 | 32.8809 | 32.0108 | 31.1406 | 30.2704 | 29.4002 | 28.53 | 27.6598 | 26.7897
| Book Depreciation |  |  | 27.2126 | 27.2126 | 27.2126 | 27.2126 | 27.2126 | 27.2126 | 27.2126 | 27.2126 | 27.2126 | 27.2126 | 27.2126 | 27.2126 | 27.2126 | 27.2126 | 27.2126 | 27.2126 | 27.2126 | 27.2126 | 27.2126 | 27.2126 | 27.2126 | 27.2126 | 27.2126 | 27.2126 | 27.2126 | 27.2126 | 27.2126 | 27.2126 | 27.2126 | 27.2126
| Tax Depreciation |  |  | 163.2758 | 261.2413 | 156.7448 | 94.0469 | 94.0469 | 47.0234 | 0 | 0 | 0 | 0 | 0 | 0 | 0 | 0 | 0 | 0 | 0 | 0 | 0 | 0 | 0 | 0 | 0 | 0 | 0 | 0 | 0 | 0 | 0 | 0
| Difference between book and tax |  |  | -136.0632 | -234.0287 | -129.5322 | -66.8342 | -66.8342 | -19.8108 | 27.2126 | 27.2126 | 27.2126 | 27.2126 | 27.2126 | 27.2126 | 27.2126 | 27.2126 | 27.2126 | 27.2126 | 27.2126 | 27.2126 | 27.2126 | 27.2126 | 27.2126 | 27.2126 | 27.2126 | 27.2126 | 27.2126 | 27.2126 | 27.2126 | 27.2126 | 27.2126 | 27.2126
| Tax rate |  |  | -28.5733 | -49.146 | -27.2018 | -14.0352 | -14.0352 | -4.1603 | 5.7147 | 5.7147 | 5.7147 | 5.7147 | 5.7147 | 5.7147 | 5.7147 | 5.7147 | 5.7147 | 5.7147 | 5.7147 | 5.7147 | 5.7147 | 5.7147 | 5.7147 | 5.7147 | 5.7147 | 5.7147 | 5.7147 | 5.7147 | 5.7147 | 5.7147 | 5.7147 | 5.7147
Depreciation Tables
|  | 5 |  | 20% | 32% | 19.2% | 11.52% | 11.52% | 5.76% | 0% | 0% | 0% | 0% | 0% | 0% | 0% | 0% | 0% | 0% | 0% | 0% | 0% | 0% | 0%
|  | 5 | 0: 1; 2020 1: 20%; 2021 2: 32%; 2022 3: 19.2%; 2023 4: 11.52%; 2024 5: 11.52%; 2025 6: 5.76%
|  | 10 | 0: 0; 2020 1: 10%; 2021 2: 18%; 2022 3: 14.4%; 2023 4: 11.52%; 2024 5: 9.22%; 2025 6: 7.37%; 2026 7: 6.55%; 2027 8: 6.55%; 2028 9: 6.56%; 2029 10: 6.55%; 2030 11: 3.28%
|  | 15 | 0: 0; 2020 1: 5%; 2021 2: 9.5%; 2022 3: 8.55%; 2023 4: 7.7%; 2024 5: 6.93%; 2025 6: 6.23%; 2026 7: 5.9%; 2027 8: 5.9%; 2028 9: 5.91%; 2029 10: 5.9%; 2030 11: 5.91%; 2031 12: 5.9%; 2032 13: 5.91%; 2033 14: 5.9%; 2034 15: 5.91%; 2035 16: 2.95%
|  | 20 | 0 | 3.75% | 7.219% | 6.677% | 6.177% | 5.713% | 5.285% | 4.888% | 4.522% | 4.462% | 4.461% | 4.462% | 4.461% | 4.462% | 4.461% | 4.462% | 4.461% | 4.462% | 4.461% | 4.462% | 4.461% | 2.231%
Revenue Requirement by vintage year
2012 $000
|  |  |  | 2020 | 2021 | 2022 | 2023 | 2024 | 2025 | 2026 | 2027 | 2028 | 2029 | 2030 | 2031 | 2032 | 2033 | 2034 | 2035 | 2036 | 2037 | 2038 | 2039 | 2040 | 2041 | 2042 | 2043 | 2044 | 2045 | 2046 | 2047 | 2048 | 2049 | 2050 | 2051 | 2052 | 2053 | 2054 | 2055 | 2056 | 2057 | 2058 | 2059 | 2060 | 2061 | 2062 | 2063 | 2064 | 2065 | 2066 | 2067 | 2068 | 2069 | 2070 | 2071 | 2072 | 2073 | 2074 | 2075
|  | 2020 | 0% | 83.8681 | 78.6826 | 73.5473 | 69.6964 | 66.3272 | 63.3192 | 61.0337 | 59.1095 | 57.1852 | 55.261 | 53.3367 | 51.4125 | 49.4882 | 47.564 | 45.6397 | 43.7155 | 41.7913 | 39.867 | 37.9428 | 36.0185 | 34.6213 | 33.7511 | 32.8809 | 32.0108 | 31.1406 | 30.2704 | 29.4002 | 28.53 | 27.6598 | 26.7897 | 0 | 0 | 0 | 0 | 0 | 0 | 0 | 0 | 0 | 0 | 0 | 0 | 0 | 0 | 0 | 0 | 0 | 0 | 0 | 0 | 0 | 0 | 0 | 0 | 0 | 0
|  | 2021 | 0% |  | 83.8681 | 78.6826 | 73.5473 | 69.6964 | 66.3272 | 63.3192 | 61.0337 | 59.1095 | 57.1852 | 55.261 | 53.3367 | 51.4125 | 49.4882 | 47.564 | 45.6397 | 43.7155 | 41.7913 | 39.867 | 37.9428 | 36.0185 | 34.6213 | 33.7511 | 32.8809 | 32.0108 | 31.1406 | 30.2704 | 29.4002 | 28.53 | 27.6598 | 26.7897 | 0 | 0 | 0 | 0 | 0 | 0 | 0 | 0 | 0 | 0 | 0 | 0 | 0 | 0 | 0 | 0 | 0 | 0 | 0 | 0 | 0 | 0 | 0 | 0 | 0
|  | 2022 | 0% |  |  | 83.8681 | 78.6826 | 73.5473 | 69.6964 | 66.3272 | 63.3192 | 61.0337 | 59.1095 | 57.1852 | 55.261 | 53.3367 | 51.4125 | 49.4882 | 47.564 | 45.6397 | 43.7155 | 41.7913 | 39.867 | 37.9428 | 36.0185 | 34.6213 | 33.7511 | 32.8809 | 32.0108 | 31.1406 | 30.2704 | 29.4002 | 28.53 | 27.6598 | 26.7897 | 0 | 0 | 0 | 0 | 0 | 0 | 0 | 0 | 0 | 0 | 0 | 0 | 0 | 0 | 0 | 0 | 0 | 0 | 0 | 0 | 0 | 0 | 0 | 0
|  | 2023 | 0% |  |  |  | 83.8681 | 78.6826 | 73.5473 | 69.6964 | 66.3272 | 63.3192 | 61.0337 | 59.1095 | 57.1852 | 55.261 | 53.3367 | 51.4125 | 49.4882 | 47.564 | 45.6397 | 43.7155 | 41.7913 | 39.867 | 37.9428 | 36.0185 | 34.6213 | 33.7511 | 32.8809 | 32.0108 | 31.1406 | 30.2704 | 29.4002 | 28.53 | 27.6598 | 26.7897 | 0 | 0 | 0 | 0 | 0 | 0 | 0 | 0 | 0 | 0 | 0 | 0 | 0 | 0 | 0 | 0 | 0 | 0 | 0 | 0 | 0 | 0 | 0
|  | 2024 | 0% |  |  |  |  | 83.8681 | 78.6826 | 73.5473 | 69.6964 | 66.3272 | 63.3192 | 61.0337 | 59.1095 | 57.1852 | 55.261 | 53.3367 | 51.4125 | 49.4882 | 47.564 | 45.6397 | 43.7155 | 41.7913 | 39.867 | 37.9428 | 36.0185 | 34.6213 | 33.7511 | 32.8809 | 32.0108 | 31.1406 | 30.2704 | 29.4002 | 28.53 | 27.6598 | 26.7897 | 0 | 0 | 0 | 0 | 0 | 0 | 0 | 0 | 0 | 0 | 0 | 0 | 0 | 0 | 0 | 0 | 0 | 0 | 0 | 0 | 0 | 0
|  | 2025 | 0% | [5 empty] | 83.8681 | 78.6826 | 73.5473 | 69.6964 | 66.3272 | 63.3192 | 61.0337 | 59.1095 | 57.1852 | 55.261 | 53.3367 | 51.4125 | 49.4882 | 47.564 | 45.6397 | 43.7155 | 41.7913 | 39.867 | 37.9428 | 36.0185 | 34.6213 | 33.7511 | 32.8809 | 32.0108 | 31.1406 | 30.2704 | 29.4002 | 28.53 | 27.6598 | 26.7897 | 0 | 0 | 0 | 0 | 0 | 0 | 0 | 0 | 0 | 0 | 0 | 0 | 0 | 0 | 0 | 0 | 0 | 0 | 0 | 0 | 0
|  | 2026 | 0% | [6 empty] | 83.8681 | 78.6826 | 73.5473 | 69.6964 | 66.3272 | 63.3192 | 61.0337 | 59.1095 | 57.1852 | 55.261 | 53.3367 | 51.4125 | 49.4882 | 47.564 | 45.6397 | 43.7155 | 41.7913 | 39.867 | 37.9428 | 36.0185 | 34.6213 | 33.7511 | 32.8809 | 32.0108 | 31.1406 | 30.2704 | 29.4002 | 28.53 | 27.6598 | 26.7897 | 0 | 0 | 0 | 0 | 0 | 0 | 0 | 0 | 0 | 0 | 0 | 0 | 0 | 0 | 0 | 0 | 0 | 0 | 0 | 0
|  | 2027 | 0% | [7 empty] | 83.8681 | 78.6826 | 73.5473 | 69.6964 | 66.3272 | 63.3192 | 61.0337 | 59.1095 | 57.1852 | 55.261 | 53.3367 | 51.4125 | 49.4882 | 47.564 | 45.6397 | 43.7155 | 41.7913 | 39.867 | 37.9428 | 36.0185 | 34.6213 | 33.7511 | 32.8809 | 32.0108 | 31.1406 | 30.2704 | 29.4002 | 28.53 | 27.6598 | 26.7897 | 0 | 0 | 0 | 0 | 0 | 0 | 0 | 0 | 0 | 0 | 0 | 0 | 0 | 0 | 0 | 0 | 0 | 0 | 0
|  | 2028 | 0% | [8 empty] | 83.8681 | 78.6826 | 73.5473 | 69.6964 | 66.3272 | 63.3192 | 61.0337 | 59.1095 | 57.1852 | 55.261 | 53.3367 | 51.4125 | 49.4882 | 47.564 | 45.6397 | 43.7155 | 41.7913 | 39.867 | 37.9428 | 36.0185 | 34.6213 | 33.7511 | 32.8809 | 32.0108 | 31.1406 | 30.2704 | 29.4002 | 28.53 | 27.6598 | 26.7897 | 0 | 0 | 0 | 0 | 0 | 0 | 0 | 0 | 0 | 0 | 0 | 0 | 0 | 0 | 0 | 0 | 0 | 0
|  | 2029 | 0% | [9 empty] | 83.8681 | 78.6826 | 73.5473 | 69.6964 | 66.3272 | 63.3192 | 61.0337 | 59.1095 | 57.1852 | 55.261 | 53.3367 | 51.4125 | 49.4882 | 47.564 | 45.6397 | 43.7155 | 41.7913 | 39.867 | 37.9428 | 36.0185 | 34.6213 | 33.7511 | 32.8809 | 32.0108 | 31.1406 | 30.2704 | 29.4002 | 28.53 | 27.6598 | 26.7897 | 0 | 0 | 0 | 0 | 0 | 0 | 0 | 0 | 0 | 0 | 0 | 0 | 0 | 0 | 0 | 0 | 0
|  | 2030 | 0% | [10 empty] | 83.8681 | 78.6826 | 73.5473 | 69.6964 | 66.3272 | 63.3192 | 61.0337 | 59.1095 | 57.1852 | 55.261 | 53.3367 | 51.4125 | 49.4882 | 47.564 | 45.6397 | 43.7155 | 41.7913 | 39.867 | 37.9428 | 36.0185 | 34.6213 | 33.7511 | 32.8809 | 32.0108 | 31.1406 | 30.2704 | 29.4002 | 28.53 | 27.6598 | 26.7897 | 0 | 0 | 0 | 0 | 0 | 0 | 0 | 0 | 0 | 0 | 0 | 0 | 0 | 0 | 0 | 0
|  | 2031 | 0% | [11 empty] | 83.8681 | 78.6826 | 73.5473 | 69.6964 | 66.3272 | 63.3192 | 61.0337 | 59.1095 | 57.1852 | 55.261 | 53.3367 | 51.4125 | 49.4882 | 47.564 | 45.6397 | 43.7155 | 41.7913 | 39.867 | 37.9428 | 36.0185 | 34.6213 | 33.7511 | 32.8809 | 32.0108 | 31.1406 | 30.2704 | 29.4002 | 28.53 | 27.6598 | 26.7897 | 0 | 0 | 0 | 0 | 0 | 0 | 0 | 0 | 0 | 0 | 0 | 0 | 0 | 0 | 0
|  | 2032 | 0% | [12 empty] | 83.8681 | 78.6826 | 73.5473 | 69.6964 | 66.3272 | 63.3192 | 61.0337 | 59.1095 | 57.1852 | 55.261 | 53.3367 | 51.4125 | 49.4882 | 47.564 | 45.6397 | 43.7155 | 41.7913 | 39.867 | 37.9428 | 36.0185 | 34.6213 | 33.7511 | 32.8809 | 32.0108 | 31.1406 | 30.2704 | 29.4002 | 28.53 | 27.6598 | 26.7897 | 0 | 0 | 0 | 0 | 0 | 0 | 0 | 0 | 0 | 0 | 0 | 0 | 0 | 0
|  | 2033 | 0% | [13 empty] | 83.8681 | 78.6826 | 73.5473 | 69.6964 | 66.3272 | 63.3192 | 61.0337 | 59.1095 | 57.1852 | 55.261 | 53.3367 | 51.4125 | 49.4882 | 47.564 | 45.6397 | 43.7155 | 41.7913 | 39.867 | 37.9428 | 36.0185 | 34.6213 | 33.7511 | 32.8809 | 32.0108 | 31.1406 | 30.2704 | 29.4002 | 28.53 | 27.6598 | 26.7897 | 0 | 0 | 0 | 0 | 0 | 0 | 0 | 0 | 0 | 0 | 0 | 0 | 0
|  | 2034 | 0% | [14 empty] | 83.8681 | 78.6826 | 73.5473 | 69.6964 | 66.3272 | 63.3192 | 61.0337 | 59.1095 | 57.1852 | 55.261 | 53.3367 | 51.4125 | 49.4882 | 47.564 | 45.6397 | 43.7155 | 41.7913 | 39.867 | 37.9428 | 36.0185 | 34.6213 | 33.7511 | 32.8809 | 32.0108 | 31.1406 | 30.2704 | 29.4002 | 28.53 | 27.6598 | 26.7897 | 0 | 0 | 0 | 0 | 0 | 0 | 0 | 0 | 0 | 0 | 0 | 0
|  | 2035 | 0% | [15 empty] | 83.8681 | 78.6826 | 73.5473 | 69.6964 | 66.3272 | 63.3192 | 61.0337 | 59.1095 | 57.1852 | 55.261 | 53.3367 | 51.4125 | 49.4882 | 47.564 | 45.6397 | 43.7155 | 41.7913 | 39.867 | 37.9428 | 36.0185 | 34.6213 | 33.7511 | 32.8809 | 32.0108 | 31.1406 | 30.2704 | 29.4002 | 28.53 | 27.6598 | 26.7897 | 0 | 0 | 0 | 0 | 0 | 0 | 0 | 0 | 0 | 0 | 0
|  | 2036 | 0% | [16 empty] | 83.8681 | 78.6826 | 73.5473 | 69.6964 | 66.3272 | 63.3192 | 61.0337 | 59.1095 | 57.1852 | 55.261 | 53.3367 | 51.4125 | 49.4882 | 47.564 | 45.6397 | 43.7155 | 41.7913 | 39.867 | 37.9428 | 36.0185 | 34.6213 | 33.7511 | 32.8809 | 32.0108 | 31.1406 | 30.2704 | 29.4002 | 28.53 | 27.6598 | 26.7897 | 0 | 0 | 0 | 0 | 0 | 0 | 0 | 0 | 0 | 0
|  | 2037 | 0% | [17 empty] | 83.8681 | 78.6826 | 73.5473 | 69.6964 | 66.3272 | 63.3192 | 61.0337 | 59.1095 | 57.1852 | 55.261 | 53.3367 | 51.4125 | 49.4882 | 47.564 | 45.6397 | 43.7155 | 41.7913 | 39.867 | 37.9428 | 36.0185 | 34.6213 | 33.7511 | 32.8809 | 32.0108 | 31.1406 | 30.2704 | 29.4002 | 28.53 | 27.6598 | 26.7897 | 0 | 0 | 0 | 0 | 0 | 0 | 0 | 0 | 0
|  | 2038 | 0% | [18 empty] | 83.8681 | 78.6826 | 73.5473 | 69.6964 | 66.3272 | 63.3192 | 61.0337 | 59.1095 | 57.1852 | 55.261 | 53.3367 | 51.4125 | 49.4882 | 47.564 | 45.6397 | 43.7155 | 41.7913 | 39.867 | 37.9428 | 36.0185 | 34.6213 | 33.7511 | 32.8809 | 32.0108 | 31.1406 | 30.2704 | 29.4002 | 28.53 | 27.6598 | 26.7897 | 0 | 0 | 0 | 0 | 0 | 0 | 0 | 0
|  | 2039 | 0% | [19 empty] | 83.8681 | 78.6826 | 73.5473 | 69.6964 | 66.3272 | 63.3192 | 61.0337 | 59.1095 | 57.1852 | 55.261 | 53.3367 | 51.4125 | 49.4882 | 47.564 | 45.6397 | 43.7155 | 41.7913 | 39.867 | 37.9428 | 36.0185 | 34.6213 | 33.7511 | 32.8809 | 32.0108 | 31.1406 | 30.2704 | 29.4002 | 28.53 | 27.6598 | 26.7897 | 0 | 0 | 0 | 0 | 0 | 0 | 0
Revenue Requirement by vintage year
2012 $/MW-wk
| Aurora Input |  | Levelized Cost | 2020 | 2021 | 2022 | 2023 | 2024 | 2025 | 2026 | 2027 | 2028 | 2029 | 2030 | 2031 | 2032 | 2033 | 2034 | 2035 | 2036 | 2037 | 2038 | 2039 | 2040 | 2041 | 2042 | 2043 | 2044 | 2045 | 2046 | 2047 | 2048 | 2049 | 2050 | 2051 | 2052 | 2053 | 2054 | 2055 | 2056 | 2057 | 2058 | 2059 | 2060 | 2061 | 2062 | 2063 | 2064 | 2065 | 2066 | 2067 | 2068 | 2069 | 2070 | 2071 | 2072 | 2073 | 2074 | 2075
|  | 2020 | 2556.8765 | 4032.1217 | 3782.8187 | 3535.9278 | 3350.7886 | 3188.8063 | 3044.1916 | 2934.3123 | 2841.8006 | 2749.2889 | 2656.7771 | 2564.2654 | 2471.7537 | 2379.242 | 2286.7303 | 2194.2186 | 2101.7068 | 2009.1951 | 1916.6834 | 1824.1717 | 1731.66 | 1664.4862 | 1622.6504 | 1580.8147 | 1538.9789 | 1497.1431 | 1455.3073 | 1413.4715 | 1371.6357 | 1329.7999 | 1287.9641 | 0 | 0 | 0 | 0 | 0 | 0 | 0 | 0 | 0 | 0 | 0 | 0 | 0 | 0 | 0 | 0 | 0 | 0 | 0 | 0 | 0 | 0 | 0 | 0 | 0 | 0
|  | 2021 | 2556.8765 |  | 4032.1217 | 3782.8187 | 3535.9278 | 3350.7886 | 3188.8063 | 3044.1916 | 2934.3123 | 2841.8006 | 2749.2889 | 2656.7771 | 2564.2654 | 2471.7537 | 2379.242 | 2286.7303 | 2194.2186 | 2101.7068 | 2009.1951 | 1916.6834 | 1824.1717 | 1731.66 | 1664.4862 | 1622.6504 | 1580.8147 | 1538.9789 | 1497.1431 | 1455.3073 | 1413.4715 | 1371.6357 | 1329.7999 | 1287.9641 | 0 | 0 | 0 | 0 | 0 | 0 | 0 | 0 | 0 | 0 | 0 | 0 | 0 | 0 | 0 | 0 | 0 | 0 | 0 | 0 | 0 | 0 | 0 | 0 | 0
|  | 2022 | 2556.8765 |  |  | 4032.1217 | 3782.8187 | 3535.9278 | 3350.7886 | 3188.8063 | 3044.1916 | 2934.3123 | 2841.8006 | 2749.2889 | 2656.7771 | 2564.2654 | 2471.7537 | 2379.242 | 2286.7303 | 2194.2186 | 2101.7068 | 2009.1951 | 1916.6834 | 1824.1717 | 1731.66 | 1664.4862 | 1622.6504 | 1580.8147 | 1538.9789 | 1497.1431 | 1455.3073 | 1413.4715 | 1371.6357 | 1329.7999 | 1287.9641 | 0 | 0 | 0 | 0 | 0 | 0 | 0 | 0 | 0 | 0 | 0 | 0 | 0 | 0 | 0 | 0 | 0 | 0 | 0 | 0 | 0 | 0 | 0 | 0
|  | 2023 | 2556.8765 |  |  |  | 4032.1217 | 3782.8187 | 3535.9278 | 3350.7886 | 3188.8063 | 3044.1916 | 2934.3123 | 2841.8006 | 2749.2889 | 2656.7771 | 2564.2654 | 2471.7537 | 2379.242 | 2286.7303 | 2194.2186 | 2101.7068 | 2009.1951 | 1916.6834 | 1824.1717 | 1731.66 | 1664.4862 | 1622.6504 | 1580.8147 | 1538.9789 | 1497.1431 | 1455.3073 | 1413.4715 | 1371.6357 | 1329.7999 | 1287.9641 | 0 | 0 | 0 | 0 | 0 | 0 | 0 | 0 | 0 | 0 | 0 | 0 | 0 | 0 | 0 | 0 | 0 | 0 | 0 | 0 | 0 | 0 | 0
|  | 2024 | 2556.8765 |  |  |  |  | 4032.1217 | 3782.8187 | 3535.9278 | 3350.7886 | 3188.8063 | 3044.1916 | 2934.3123 | 2841.8006 | 2749.2889 | 2656.7771 | 2564.2654 | 2471.7537 | 2379.242 | 2286.7303 | 2194.2186 | 2101.7068 | 2009.1951 | 1916.6834 | 1824.1717 | 1731.66 | 1664.4862 | 1622.6504 | 1580.8147 | 1538.9789 | 1497.1431 | 1455.3073 | 1413.4715 | 1371.6357 | 1329.7999 | 1287.9641 | 0 | 0 | 0 | 0 | 0 | 0 | 0 | 0 | 0 | 0 | 0 | 0 | 0 | 0 | 0 | 0 | 0 | 0 | 0 | 0 | 0 | 0
|  | 2025 | 2556.8765 | [5 empty] | 4032.1217 | 3782.8187 | 3535.9278 | 3350.7886 | 3188.8063 | 3044.1916 | 2934.3123 | 2841.8006 | 2749.2889 | 2656.7771 | 2564.2654 | 2471.7537 | 2379.242 | 2286.7303 | 2194.2186 | 2101.7068 | 2009.1951 | 1916.6834 | 1824.1717 | 1731.66 | 1664.4862 | 1622.6504 | 1580.8147 | 1538.9789 | 1497.1431 | 1455.3073 | 1413.4715 | 1371.6357 | 1329.7999 | 1287.9641 | 0 | 0 | 0 | 0 | 0 | 0 | 0 | 0 | 0 | 0 | 0 | 0 | 0 | 0 | 0 | 0 | 0 | 0 | 0 | 0 | 0
|  | 2026 | 2556.8765 | [6 empty] | 4032.1217 | 3782.8187 | 3535.9278 | 3350.7886 | 3188.8063 | 3044.1916 | 2934.3123 | 2841.8006 | 2749.2889 | 2656.7771 | 2564.2654 | 2471.7537 | 2379.242 | 2286.7303 | 2194.2186 | 2101.7068 | 2009.1951 | 1916.6834 | 1824.1717 | 1731.66 | 1664.4862 | 1622.6504 | 1580.8147 | 1538.9789 | 1497.1431 | 1455.3073 | 1413.4715 | 1371.6357 | 1329.7999 | 1287.9641 | 0 | 0 | 0 | 0 | 0 | 0 | 0 | 0 | 0 | 0 | 0 | 0 | 0 | 0 | 0 | 0 | 0 | 0 | 0 | 0
|  | 2027 | 2556.8765 | [7 empty] | 4032.1217 | 3782.8187 | 3535.9278 | 3350.7886 | 3188.8063 | 3044.1916 | 2934.3123 | 2841.8006 | 2749.2889 | 2656.7771 | 2564.2654 | 2471.7537 | 2379.242 | 2286.7303 | 2194.2186 | 2101.7068 | 2009.1951 | 1916.6834 | 1824.1717 | 1731.66 | 1664.4862 | 1622.6504 | 1580.8147 | 1538.9789 | 1497.1431 | 1455.3073 | 1413.4715 | 1371.6357 | 1329.7999 | 1287.9641 | 0 | 0 | 0 | 0 | 0 | 0 | 0 | 0 | 0 | 0 | 0 | 0 | 0 | 0 | 0 | 0 | 0 | 0 | 0
|  | 2028 | 2556.8765 | [8 empty] | 4032.1217 | 3782.8187 | 3535.9278 | 3350.7886 | 3188.8063 | 3044.1916 | 2934.3123 | 2841.8006 | 2749.2889 | 2656.7771 | 2564.2654 | 2471.7537 | 2379.242 | 2286.7303 | 2194.2186 | 2101.7068 | 2009.1951 | 1916.6834 | 1824.1717 | 1731.66 | 1664.4862 | 1622.6504 | 1580.8147 | 1538.9789 | 1497.1431 | 1455.3073 | 1413.4715 | 1371.6357 | 1329.7999 | 1287.9641 | 0 | 0 | 0 | 0 | 0 | 0 | 0 | 0 | 0 | 0 | 0 | 0 | 0 | 0 | 0 | 0 | 0 | 0
|  | 2029 | 2556.8765 | [9 empty] | 4032.1217 | 3782.8187 | 3535.9278 | 3350.7886 | 3188.8063 | 3044.1916 | 2934.3123 | 2841.8006 | 2749.2889 | 2656.7771 | 2564.2654 | 2471.7537 | 2379.242 | 2286.7303 | 2194.2186 | 2101.7068 | 2009.1951 | 1916.6834 | 1824.1717 | 1731.66 | 1664.4862 | 1622.6504 | 1580.8147 | 1538.9789 | 1497.1431 | 1455.3073 | 1413.4715 | 1371.6357 | 1329.7999 | 1287.9641 | 0 | 0 | 0 | 0 | 0 | 0 | 0 | 0 | 0 | 0 | 0 | 0 | 0 | 0 | 0 | 0 | 0
|  | 2030 | 2556.8765 | [10 empty] | 4032.1217 | 3782.8187 | 3535.9278 | 3350.7886 | 3188.8063 | 3044.1916 | 2934.3123 | 2841.8006 | 2749.2889 | 2656.7771 | 2564.2654 | 2471.7537 | 2379.242 | 2286.7303 | 2194.2186 | 2101.7068 | 2009.1951 | 1916.6834 | 1824.1717 | 1731.66 | 1664.4862 | 1622.6504 | 1580.8147 | 1538.9789 | 1497.1431 | 1455.3073 | 1413.4715 | 1371.6357 | 1329.7999 | 1287.9641 | 0 | 0 | 0 | 0 | 0 | 0 | 0 | 0 | 0 | 0 | 0 | 0 | 0 | 0 | 0 | 0
|  | 2031 | 2556.8765 | [11 empty] | 4032.1217 | 3782.8187 | 3535.9278 | 3350.7886 | 3188.8063 | 3044.1916 | 2934.3123 | 2841.8006 | 2749.2889 | 2656.7771 | 2564.2654 | 2471.7537 | 2379.242 | 2286.7303 | 2194.2186 | 2101.7068 | 2009.1951 | 1916.6834 | 1824.1717 | 1731.66 | 1664.4862 | 1622.6504 | 1580.8147 | 1538.9789 | 1497.1431 | 1455.3073 | 1413.4715 | 1371.6357 | 1329.7999 | 1287.9641 | 0 | 0 | 0 | 0 | 0 | 0 | 0 | 0 | 0 | 0 | 0 | 0 | 0 | 0 | 0
|  | 2032 | 2556.8765 | [12 empty] | 4032.1217 | 3782.8187 | 3535.9278 | 3350.7886 | 3188.8063 | 3044.1916 | 2934.3123 | 2841.8006 | 2749.2889 | 2656.7771 | 2564.2654 | 2471.7537 | 2379.242 | 2286.7303 | 2194.2186 | 2101.7068 | 2009.1951 | 1916.6834 | 1824.1717 | 1731.66 | 1664.4862 | 1622.6504 | 1580.8147 | 1538.9789 | 1497.1431 | 1455.3073 | 1413.4715 | 1371.6357 | 1329.7999 | 1287.9641 | 0 | 0 | 0 | 0 | 0 | 0 | 0 | 0 | 0 | 0 | 0 | 0 | 0 | 0
|  | 2033 | 2556.8765 | [13 empty] | 4032.1217 | 3782.8187 | 3535.9278 | 3350.7886 | 3188.8063 | 3044.1916 | 2934.3123 | 2841.8006 | 2749.2889 | 2656.7771 | 2564.2654 | 2471.7537 | 2379.242 | 2286.7303 | 2194.2186 | 2101.7068 | 2009.1951 | 1916.6834 | 1824.1717 | 1731.66 | 1664.4862 | 1622.6504 | 1580.8147 | 1538.9789 | 1497.1431 | 1455.3073 | 1413.4715 | 1371.6357 | 1329.7999 | 1287.9641 | 0 | 0 | 0 | 0 | 0 | 0 | 0 | 0 | 0 | 0 | 0 | 0 | 0
|  | 2034 | 2556.8765 | [14 empty] | 4032.1217 | 3782.8187 | 3535.9278 | 3350.7886 | 3188.8063 | 3044.1916 | 2934.3123 | 2841.8006 | 2749.2889 | 2656.7771 | 2564.2654 | 2471.7537 | 2379.242 | 2286.7303 | 2194.2186 | 2101.7068 | 2009.1951 | 1916.6834 | 1824.1717 | 1731.66 | 1664.4862 | 1622.6504 | 1580.8147 | 1538.9789 | 1497.1431 | 1455.3073 | 1413.4715 | 1371.6357 | 1329.7999 | 1287.9641 | 0 | 0 | 0 | 0 | 0 | 0 | 0 | 0 | 0 | 0 | 0 | 0
|  | 2035 | 2556.8765 | [15 empty] | 4032.1217 | 3782.8187 | 3535.9278 | 3350.7886 | 3188.8063 | 3044.1916 | 2934.3123 | 2841.8006 | 2749.2889 | 2656.7771 | 2564.2654 | 2471.7537 | 2379.242 | 2286.7303 | 2194.2186 | 2101.7068 | 2009.1951 | 1916.6834 | 1824.1717 | 1731.66 | 1664.4862 | 1622.6504 | 1580.8147 | 1538.9789 | 1497.1431 | 1455.3073 | 1413.4715 | 1371.6357 | 1329.7999 | 1287.9641 | 0 | 0 | 0 | 0 | 0 | 0 | 0 | 0 | 0 | 0 | 0
|  | 2036 | 2556.8765 | [16 empty] | 4032.1217 | 3782.8187 | 3535.9278 | 3350.7886 | 3188.8063 | 3044.1916 | 2934.3123 | 2841.8006 | 2749.2889 | 2656.7771 | 2564.2654 | 2471.7537 | 2379.242 | 2286.7303 | 2194.2186 | 2101.7068 | 2009.1951 | 1916.6834 | 1824.1717 | 1731.66 | 1664.4862 | 1622.6504 | 1580.8147 | 1538.9789 | 1497.1431 | 1455.3073 | 1413.4715 | 1371.6357 | 1329.7999 | 1287.9641 | 0 | 0 | 0 | 0 | 0 | 0 | 0 | 0 | 0 | 0
|  | 2037 | 2556.8765 | [17 empty] | 4032.1217 | 3782.8187 | 3535.9278 | 3350.7886 | 3188.8063 | 3044.1916 | 2934.3123 | 2841.8006 | 2749.2889 | 2656.7771 | 2564.2654 | 2471.7537 | 2379.242 | 2286.7303 | 2194.2186 | 2101.7068 | 2009.1951 | 1916.6834 | 1824.1717 | 1731.66 | 1664.4862 | 1622.6504 | 1580.8147 | 1538.9789 | 1497.1431 | 1455.3073 | 1413.4715 | 1371.6357 | 1329.7999 | 1287.9641 | 0 | 0 | 0 | 0 | 0 | 0 | 0 | 0 | 0
|  | 2038 | 2556.8765 | [18 empty] | 4032.1217 | 3782.8187 | 3535.9278 | 3350.7886 | 3188.8063 | 3044.1916 | 2934.3123 | 2841.8006 | 2749.2889 | 2656.7771 | 2564.2654 | 2471.7537 | 2379.242 | 2286.7303 | 2194.2186 | 2101.7068 | 2009.1951 | 1916.6834 | 1824.1717 | 1731.66 | 1664.4862 | 1622.6504 | 1580.8147 | 1538.9789 | 1497.1431 | 1455.3073 | 1413.4715 | 1371.6357 | 1329.7999 | 1287.9641 | 0 | 0 | 0 | 0 | 0 | 0 | 0 | 0
|  | 2039 | 2556.8765 | [19 empty] | 4032.1217 | 3782.8187 | 3535.9278 | 3350.7886 | 3188.8063 | 3044.1916 | 2934.3123 | 2841.8006 | 2749.2889 | 2656.7771 | 2564.2654 | 2471.7537 | 2379.242 | 2286.7303 | 2194.2186 | 2101.7068 | 2009.1951 | 1916.6834 | 1824.1717 | 1731.66 | 1664.4862 | 1622.6504 | 1580.8147 | 1538.9789 | 1497.1431 | 1455.3073 | 1413.4715 | 1371.6357 | 1329.7999 | 1287.9641 | 0 | 0 | 0 | 0 | 0 | 0 | 0
Annual Change (%) | bar: 2020 to 2075
|  | Levelized Capital Cost ($/MW-wk) |  | 2556.8765 | 2556.8765 | 2556.8765 | 2556.8765 | 2556.8765 | 2556.8765 | 2556.8765 | 2556.8765 | 2556.8765 | 2556.8765 | 2556.8765 | 2556.8765 | 2556.8765 | 2556.8765 | 2556.8765 | 2556.8765 | 2556.8765 | 2556.8765 | 2556.8765 | 2556.8765 | 2556.8765 | 2556.8765 | 2556.8765 | 2556.8765 | 2556.8765 | 2556.8765 | 2556.8765 | 2556.8765 | 2556.8765 | 2556.8765 | 2556.8765 | 2556.8765 | 2556.8765 | 2556.8765 | 2556.8765 | 2556.8765 | 2556.8765 | 2556.8765 | 2556.8765 | 2556.8765 | 2556.8765 | 2556.8765 | 2556.8765 | 2556.8765 | 2556.8765 | 2556.8765 | 2556.8765 | 2556.8765 | 2556.8765 | 2556.8765 | 2556.8765 | 2556.8765 | 2556.8765 | 2556.8765 | 2556.8765 | 2556.8765
|  | Economic Life | 30
|  | check s/b 0 | 0
itc
|  |  |  | 30% | 30% | 30% | 30% | 26% | 22% | 10% | 10% | 10% | 10% | 10% | 10% | 10% | 10% | 10% | 10% | 10% | 10% | 10% | 10% | 10% | 10% | 10% | 10% | 10% | 10% | 10% | 10% | 10% | 10% | 10% | 10% | 10% | 10% | 10% | 10% | 10% | 10% | 10% | 10% | 10% | 10% | 10% | 10% | 10% | 10% | 10% | 10% | 10% | 10% | 10% | 10% | 10% | 10% | 10% | 10%
ITC
| Revenue Requirement by vintage year | 0 | 0 | 0 | 0 | 0 | 0 | 0 | 0 | 0 | 0 | 0 | 0 | 0 | 0 | 0 | 0 | 0 | 0 | 0 | 0 | 0 | 0 | 0 | 0 | 0 | 0 | 0 | 0 | 0 |  | 0 | 0 | 0 | 0 | 0 | 0 | 0 | 0 | 0 | 0 | 0 | 0 | 0 | 0 | 0 | 0 | 0 | 0 | 0 | 0 | 0 | 0 | 0 | 0 | 0 | 0 | 0 | 0 | 0
| 2012 $/MW-wk | 0 | 0 | 0 | 0 | 0 | 0 | 0 | 0 | 0 | 0 | 0 | 0 | 0 | 0 | 0 | 0 | 0 | 0 | 0 | 0 | 0 | 0 | 0 | 0 | 0 | 0 | 0 | 0 | 0 |  | 0 | 0 | 0 | 0 | 0 | 0 | 0 | 0 | 0 | 0 | 0 | 0 | 0 | 0 | 0 | 0 | 0 | 0 | 0 | 0 | 0 | 0 | 0 | 0 | 0 | 0 | 0 | 0 | 0
| Aurora Input | 0 | Levelized Cost | 2020 | 2021 | 2022 | 2023 | 2024 | 2025 | 2026 | 2027 | 2028 | 2029 | 2030 | 2031 | 2032 | 2033 | 2034 | 2035 | 2036 | 2037 | 2038 | 2039 | 2040 | 2041 | 2042 | 2043 | 2044 | 2045 | 2046 | Levelized | 2047 | 2048 | 2049 | 2050 | 2051 | 2052 | 2053 | 2054 | 2055 | 2056 | 2057 | 2058 | 2059 | 2060 | 2061 | 2062 | 2063 | 2064 | 2065 | 2066 | 2067 | 2068 | 2069 | 2070 | 2071 | 2072 | 2073 | 2074 | 2075
| 0 | 2020 | 2556.8765 | 4032.1217 | 3782.8187 | 3535.9278 | 3350.7886 | 3188.8063 | 3044.1916 | 2934.3123 | 2841.8006 | 2749.2889 | 2656.7771 | 2564.2654 | 2471.7537 | 2379.242 | 2286.7303 | 2194.2186 | 2101.7068 | 2009.1951 | 1916.6834 | 1824.1717 | 1731.66 | 1664.4862 | 1622.6504 | 1580.8147 | 1538.9789 | 1497.1431 | 1455.3073 | 1413.4715 | 1330.9738 | 1371.6357 | 1329.7999 | 1287.9641 | 0 | 0 | 0 | 0 | 0 | 0 | 0 | 0 | 0 | 0 | 0 | 0 | 0 | 0 | 0 | 0 | 0 | 0 | 0 | 0 | 0 | 0 | 0 | 0 | 0 | 0
| 0 | 2021 | 2556.8765 | 0 | 4032.1217 | 3782.8187 | 3535.9278 | 3350.7886 | 3188.8063 | 3044.1916 | 2934.3123 | 2841.8006 | 2749.2889 | 2656.7771 | 2564.2654 | 2471.7537 | 2379.242 | 2286.7303 | 2194.2186 | 2101.7068 | 2009.1951 | 1916.6834 | 1824.1717 | 1731.66 | 1664.4862 | 1622.6504 | 1580.8147 | 1538.9789 | 1497.1431 | 1455.3073 | 1352.9184 | 1413.4715 | 1371.6357 | 1329.7999 | 1287.9641 | 0 | 0 | 0 | 0 | 0 | 0 | 0 | 0 | 0 | 0 | 0 | 0 | 0 | 0 | 0 | 0 | 0 | 0 | 0 | 0 | 0 | 0 | 0 | 0 | 0
| 0 | 2022 | 2556.8765 | 0 | 0 | 4032.1217 | 3782.8187 | 3535.9278 | 3350.7886 | 3188.8063 | 3044.1916 | 2934.3123 | 2841.8006 | 2749.2889 | 2656.7771 | 2564.2654 | 2471.7537 | 2379.242 | 2286.7303 | 2194.2186 | 2101.7068 | 2009.1951 | 1916.6834 | 1824.1717 | 1731.66 | 1664.4862 | 1622.6504 | 1580.8147 | 1538.9789 | 1497.1431 | 1375.1557 | 1455.3073 | 1413.4715 | 1371.6357 | 1329.7999 | 1287.9641 | 0 | 0 | 0 | 0 | 0 | 0 | 0 | 0 | 0 | 0 | 0 | 0 | 0 | 0 | 0 | 0 | 0 | 0 | 0 | 0 | 0 | 0 | 0 | 0
| 0 | 2023 | 2556.8765 | 0 | 0 | 0 | 4032.1217 | 3782.8187 | 3535.9278 | 3350.7886 | 3188.8063 | 3044.1916 | 2934.3123 | 2841.8006 | 2749.2889 | 2656.7771 | 2564.2654 | 2471.7537 | 2379.242 | 2286.7303 | 2194.2186 | 2101.7068 | 2009.1951 | 1916.6834 | 1824.1717 | 1731.66 | 1664.4862 | 1622.6504 | 1580.8147 | 1538.9789 | 1397.6852 | 1497.1431 | 1455.3073 | 1413.4715 | 1371.6357 | 1329.7999 | 1287.9641 | 0 | 0 | 0 | 0 | 0 | 0 | 0 | 0 | 0 | 0 | 0 | 0 | 0 | 0 | 0 | 0 | 0 | 0 | 0 | 0 | 0 | 0 | 0
| 0 | 2024 | 2556.8765 | 0 | 0 | 0 | 0 | 4032.1217 | 3782.8187 | 3535.9278 | 3350.7886 | 3188.8063 | 3044.1916 | 2934.3123 | 2841.8006 | 2749.2889 | 2656.7771 | 2564.2654 | 2471.7537 | 2379.242 | 2286.7303 | 2194.2186 | 2101.7068 | 2009.1951 | 1916.6834 | 1824.1717 | 1731.66 | 1664.4862 | 1622.6504 | 1580.8147 | 1420.5065 | 1538.9789 | 1497.1431 | 1455.3073 | 1413.4715 | 1371.6357 | 1329.7999 | 1287.9641 | 0 | 0 | 0 | 0 | 0 | 0 | 0 | 0 | 0 | 0 | 0 | 0 | 0 | 0 | 0 | 0 | 0 | 0 | 0 | 0 | 0 | 0
| 0 | 2025 | 2556.8765 | 0 | 0 | 0 | 0 | 0 | 4032.1217 | 3782.8187 | 3535.9278 | 3350.7886 | 3188.8063 | 3044.1916 | 2934.3123 | 2841.8006 | 2749.2889 | 2656.7771 | 2564.2654 | 2471.7537 | 2379.242 | 2286.7303 | 2194.2186 | 2101.7068 | 2009.1951 | 1916.6834 | 1824.1717 | 1731.66 | 1664.4862 | 1622.6504 | 1443.6187 | 1580.8147 | 1538.9789 | 1497.1431 | 1455.3073 | 1413.4715 | 1371.6357 | 1329.7999 | 1287.9641 | 0 | 0 | 0 | 0 | 0 | 0 | 0 | 0 | 0 | 0 | 0 | 0 | 0 | 0 | 0 | 0 | 0 | 0 | 0 | 0 | 0
| 0 | 2026 | 2556.8765 | 0 | 0 | 0 | 0 | 0 | 0 | 4032.1217 | 3782.8187 | 3535.9278 | 3350.7886 | 3188.8063 | 3044.1916 | 2934.3123 | 2841.8006 | 2749.2889 | 2656.7771 | 2564.2654 | 2471.7537 | 2379.242 | 2286.7303 | 2194.2186 | 2101.7068 | 2009.1951 | 1916.6834 | 1824.1717 | 1731.66 | 1664.4862 | 1467.0212 | 1622.6504 | 1580.8147 | 1538.9789 | 1497.1431 | 1455.3073 | 1413.4715 | 1371.6357 | 1329.7999 | 1287.9641 | 0 | 0 | 0 | 0 | 0 | 0 | 0 | 0 | 0 | 0 | 0 | 0 | 0 | 0 | 0 | 0 | 0 | 0 | 0 | 0
| 0 | 2027 | 2556.8765 | 0 | 0 | 0 | 0 | 0 | 0 | 0 | 4032.1217 | 3782.8187 | 3535.9278 | 3350.7886 | 3188.8063 | 3044.1916 | 2934.3123 | 2841.8006 | 2749.2889 | 2656.7771 | 2564.2654 | 2471.7537 | 2379.242 | 2286.7303 | 2194.2186 | 2101.7068 | 2009.1951 | 1916.6834 | 1824.1717 | 1731.66 | 1490.713 | 1664.4862 | 1622.6504 | 1580.8147 | 1538.9789 | 1497.1431 | 1455.3073 | 1413.4715 | 1371.6357 | 1329.7999 | 1287.9641 | 0 | 0 | 0 | 0 | 0 | 0 | 0 | 0 | 0 | 0 | 0 | 0 | 0 | 0 | 0 | 0 | 0 | 0 | 0
| 0 | 2028 | 2556.8765 | 0 | 0 | 0 | 0 | 0 | 0 | 0 | 0 | 4032.1217 | 3782.8187 | 3535.9278 | 3350.7886 | 3188.8063 | 3044.1916 | 2934.3123 | 2841.8006 | 2749.2889 | 2656.7771 | 2564.2654 | 2471.7537 | 2379.242 | 2286.7303 | 2194.2186 | 2101.7068 | 2009.1951 | 1916.6834 | 1824.1717 | 1517.5114 | 1731.66 | 1664.4862 | 1622.6504 | 1580.8147 | 1538.9789 | 1497.1431 | 1455.3073 | 1413.4715 | 1371.6357 | 1329.7999 | 1287.9641 | 0 | 0 | 0 | 0 | 0 | 0 | 0 | 0 | 0 | 0 | 0 | 0 | 0 | 0 | 0 | 0 | 0 | 0
| 0 | 2029 | 2556.8765 | 0 | 0 | 0 | 0 | 0 | 0 | 0 | 0 | 0 | 4032.1217 | 3782.8187 | 3535.9278 | 3350.7886 | 3188.8063 | 3044.1916 | 2934.3123 | 2841.8006 | 2749.2889 | 2656.7771 | 2564.2654 | 2471.7537 | 2379.242 | 2286.7303 | 2194.2186 | 2101.7068 | 2009.1951 | 1916.6834 | 1549.3873 | 1824.1717 | 1731.66 | 1664.4862 | 1622.6504 | 1580.8147 | 1538.9789 | 1497.1431 | 1455.3073 | 1413.4715 | 1371.6357 | 1329.7999 | 1287.9641 | 0 | 0 | 0 | 0 | 0 | 0 | 0 | 0 | 0 | 0 | 0 | 0 | 0 | 0 | 0 | 0 | 0
| 0 | 2030 | 2556.8765 | 0 | 0 | 0 | 0 | 0 | 0 | 0 | 0 | 0 | 0 | 4032.1217 | 3782.8187 | 3535.9278 | 3350.7886 | 3188.8063 | 3044.1916 | 2934.3123 | 2841.8006 | 2749.2889 | 2656.7771 | 2564.2654 | 2471.7537 | 2379.242 | 2286.7303 | 2194.2186 | 2101.7068 | 2009.1951 | 1585.3129 | 1916.6834 | 1824.1717 | 1731.66 | 1664.4862 | 1622.6504 | 1580.8147 | 1538.9789 | 1497.1431 | 1455.3073 | 1413.4715 | 1371.6357 | 1329.7999 | 1287.9641 | 0 | 0 | 0 | 0 | 0 | 0 | 0 | 0 | 0 | 0 | 0 | 0 | 0 | 0 | 0 | 0
| 0 | 2031 | 2556.8765 | 0 | 0 | 0 | 0 | 0 | 0 | 0 | 0 | 0 | 0 | 0 | 4032.1217 | 3782.8187 | 3535.9278 | 3350.7886 | 3188.8063 | 3044.1916 | 2934.3123 | 2841.8006 | 2749.2889 | 2656.7771 | 2564.2654 | 2471.7537 | 2379.242 | 2286.7303 | 2194.2186 | 2101.7068 | 1624.5529 | 2009.1951 | 1916.6834 | 1824.1717 | 1731.66 | 1664.4862 | 1622.6504 | 1580.8147 | 1538.9789 | 1497.1431 | 1455.3073 | 1413.4715 | 1371.6357 | 1329.7999 | 1287.9641 | 0 | 0 | 0 | 0 | 0 | 0 | 0 | 0 | 0 | 0 | 0 | 0 | 0 | 0 | 0
| 0 | 2032 | 2556.8765 | 0 | 0 | 0 | 0 | 0 | 0 | 0 | 0 | 0 | 0 | 0 | 0 | 4032.1217 | 3782.8187 | 3535.9278 | 3350.7886 | 3188.8063 | 3044.1916 | 2934.3123 | 2841.8006 | 2749.2889 | 2656.7771 | 2564.2654 | 2471.7537 | 2379.242 | 2286.7303 | 2194.2186 | 1666.5671 | 2101.7068 | 2009.1951 | 1916.6834 | 1824.1717 | 1731.66 | 1664.4862 | 1622.6504 | 1580.8147 | 1538.9789 | 1497.1431 | 1455.3073 | 1413.4715 | 1371.6357 | 1329.7999 | 1287.9641 | 0 | 0 | 0 | 0 | 0 | 0 | 0 | 0 | 0 | 0 | 0 | 0 | 0 | 0
| 0 | 2033 | 2556.8765 | 0 | 0 | 0 | 0 | 0 | 0 | 0 | 0 | 0 | 0 | 0 | 0 | 0 | 4032.1217 | 3782.8187 | 3535.9278 | 3350.7886 | 3188.8063 | 3044.1916 | 2934.3123 | 2841.8006 | 2749.2889 | 2656.7771 | 2564.2654 | 2471.7537 | 2379.242 | 2286.7303 | 1710.9496 | 2194.2186 | 2101.7068 | 2009.1951 | 1916.6834 | 1824.1717 | 1731.66 | 1664.4862 | 1622.6504 | 1580.8147 | 1538.9789 | 1497.1431 | 1455.3073 | 1413.4715 | 1371.6357 | 1329.7999 | 1287.9641 | 0 | 0 | 0 | 0 | 0 | 0 | 0 | 0 | 0 | 0 | 0 | 0 | 0
| 0 | 2034 | 2556.8765 | 0 | 0 | 0 | 0 | 0 | 0 | 0 | 0 | 0 | 0 | 0 | 0 | 0 | 0 | 4032.1217 | 3782.8187 | 3535.9278 | 3350.7886 | 3188.8063 | 3044.1916 | 2934.3123 | 2841.8006 | 2749.2889 | 2656.7771 | 2564.2654 | 2471.7537 | 2379.242 | 1757.3887 | 2286.7303 | 2194.2186 | 2101.7068 | 2009.1951 | 1916.6834 | 1824.1717 | 1731.66 | 1664.4862 | 1622.6504 | 1580.8147 | 1538.9789 | 1497.1431 | 1455.3073 | 1413.4715 | 1371.6357 | 1329.7999 | 1287.9641 | 0 | 0 | 0 | 0 | 0 | 0 | 0 | 0 | 0 | 0 | 0 | 0
| 0 | 2035 | 2556.8765 | 0 | 0 | 0 | 0 | 0 | 0 | 0 | 0 | 0 | 0 | 0 | 0 | 0 | 0 | 0 | 4032.1217 | 3782.8187 | 3535.9278 | 3350.7886 | 3188.8063 | 3044.1916 | 2934.3123 | 2841.8006 | 2749.2889 | 2656.7771 | 2564.2654 | 2471.7537 | 1805.6414 | 2379.242 | 2286.7303 | 2194.2186 | 2101.7068 | 2009.1951 | 1916.6834 | 1824.1717 | 1731.66 | 1664.4862 | 1622.6504 | 1580.8147 | 1538.9789 | 1497.1431 | 1455.3073 | 1413.4715 | 1371.6357 | 1329.7999 | 1287.9641 | 0 | 0 | 0 | 0 | 0 | 0 | 0 | 0 | 0 | 0 | 0
| 0 | 2036 | 2556.8765 | 0 | 0 | 0 | 0 | 0 | 0 | 0 | 0 | 0 | 0 | 0 | 0 | 0 | 0 | 0 | 0 | 4032.1217 | 3782.8187 | 3535.9278 | 3350.7886 | 3188.8063 | 3044.1916 | 2934.3123 | 2841.8006 | 2749.2889 | 2656.7771 | 2564.2654 | 1855.5146 | 2471.7537 | 2379.242 | 2286.7303 | 2194.2186 | 2101.7068 | 2009.1951 | 1916.6834 | 1824.1717 | 1731.66 | 1664.4862 | 1622.6504 | 1580.8147 | 1538.9789 | 1497.1431 | 1455.3073 | 1413.4715 | 1371.6357 | 1329.7999 | 1287.9641 | 0 | 0 | 0 | 0 | 0 | 0 | 0 | 0 | 0 | 0
| 0 | 2037 | 2556.8765 | 0 | 0 | 0 | 0 | 0 | 0 | 0 | 0 | 0 | 0 | 0 | 0 | 0 | 0 | 0 | 0 | 0 | 4032.1217 | 3782.8187 | 3535.9278 | 3350.7886 | 3188.8063 | 3044.1916 | 2934.3123 | 2841.8006 | 2749.2889 | 2656.7771 | 1906.8529 | 2564.2654 | 2471.7537 | 2379.242 | 2286.7303 | 2194.2186 | 2101.7068 | 2009.1951 | 1916.6834 | 1824.1717 | 1731.66 | 1664.4862 | 1622.6504 | 1580.8147 | 1538.9789 | 1497.1431 | 1455.3073 | 1413.4715 | 1371.6357 | 1329.7999 | 1287.9641 | 0 | 0 | 0 | 0 | 0 | 0 | 0 | 0 | 0
| 0 | 2038 | 2556.8765 | 0 | 0 | 0 | 0 | 0 | 0 | 0 | 0 | 0 | 0 | 0 | 0 | 0 | 0 | 0 | 0 | 0 | 0 | 4032.1217 | 3782.8187 | 3535.9278 | 3350.7886 | 3188.8063 | 3044.1916 | 2934.3123 | 2841.8006 | 2749.2889 | 1959.5297 | 2656.7771 | 2564.2654 | 2471.7537 | 2379.242 | 2286.7303 | 2194.2186 | 2101.7068 | 2009.1951 | 1916.6834 | 1824.1717 | 1731.66 | 1664.4862 | 1622.6504 | 1580.8147 | 1538.9789 | 1497.1431 | 1455.3073 | 1413.4715 | 1371.6357 | 1329.7999 | 1287.9641 | 0 | 0 | 0 | 0 | 0 | 0 | 0 | 0
| 0 | 2039 | 2556.8765 | 0 | 0 | 0 | 0 | 0 | 0 | 0 | 0 | 0 | 0 | 0 | 0 | 0 | 0 | 0 | 0 | 0 | 0 | 0 | 4032.1217 | 3782.8187 | 3535.9278 | 3350.7886 | 3188.8063 | 3044.1916 | 2934.3123 | 2841.8006 | 2013.4404 | 2749.2889 | 2656.7771 | 2564.2654 | 2471.7537 | 2379.242 | 2286.7303 | 2194.2186 | 2101.7068 | 2009.1951 | 1916.6834 | 1824.1717 | 1731.66 | 1664.4862 | 1622.6504 | 1580.8147 | 1538.9789 | 1497.1431 | 1455.3073 | 1413.4715 | 1371.6357 | 1329.7999 | 1287.9641 | 0 | 0 | 0 | 0 | 0 | 0 | 0
| 2020-2023 | 30% |  | 244.9138 | [27 empty] | 2064: 0; 2065: 0; 2066: 0; 2067: 0; 2068: 0; 2069: 0; 2070: 0; 2071: 0; 2072: 0; 2073: 0; 2074: 0
| 2024 | 26% |  | 212.2586 | [36 empty] | 0 | 0 | 0 | 0 | 0 | 0 | 0 | 0 | 0 | 0 | 0 | 0 | 0 | 0 | 0 | 0 | 0 | 0 | 0
| 2025 | 22% |  | 179.6034 | [36 empty] | 0 | 0 | 0 | 0 | 0 | 0 | 0 | 0 | 0 | 0 | 0 | 0 | 0 | 0 | 0 | 0 | 0 | 0 | 0
| Start 2026 | 10% |  | 81.6379 | [36 empty] | 0 | 0 | 0 | 0 | 0 | 0 | 0 | 0 | 0 | 0 | 0 | 0 | 0 | 0 | 0 | 0 | 0 | 0 | 0
[41 empty] | 0 | 0 | 0 | 0 | 0 | 0 | 0 | 0 | 0 | 0 | 0 | 0 | 0 | 0 | 0 | 0 | 0 | 0 | 0
[41 empty] | 0 | 0 | 0 | 0 | 0 | 0 | 0 | 0 | 0 | 0 | 0 | 0 | 0 | 0 | 0 | 0 | 0 | 0 | 0
Amortization
|  | 30% |  | 12.2457 | 12.2457 | 12.2457 | 12.2457 | 12.2457 | 12.2457 | 12.2457 | 12.2457 | 12.2457 | 12.2457 | 12.2457 | 12.2457 | 12.2457 | 12.2457 | 12.2457 | 12.2457 | 12.2457 | 12.2457 | 12.2457 | 12.2457 | 12.2457 | 12.2457 | 12.2457 | 12.2457 | 12.2457 | 12.2457 | 12.2457 | 12.2457 | 12.2457 | 12.2457 | 12.2457 | 12.2457 | 12.2457 | 12.2457 | 12.2457 | 12.2457 | 12.2457 | 12.2457 | 12.2457 | 12.2457 | 12.2457 | 12.2457 | 12.2457 | 12.2457 | 12.2457 | 12.2457 | 12.2457 | 12.2457 | 12.2457 | 12.2457 | 12.2457 | 12.2457 | 12.2457 | 12.2457 | 12.2457 | 12.2457
|  | 26% |  | 10.6129 | 10.6129 | 10.6129 | 10.6129 | 10.6129 | 10.6129 | 10.6129 | 10.6129 | 10.6129 | 10.6129 | 10.6129 | 10.6129 | 10.6129 | 10.6129 | 10.6129 | 10.6129 | 10.6129 | 10.6129 | 10.6129 | 10.6129 | 10.6129 | 10.6129 | 10.6129 | 10.6129 | 10.6129 | 10.6129 | 10.6129 | 10.6129 | 10.6129 | 10.6129 | 10.6129 | 10.6129 | 10.6129 | 10.6129 | 10.6129 | 10.6129 | 10.6129 | 10.6129 | 10.6129 | 10.6129 | 10.6129 | 10.6129 | 10.6129 | 10.6129 | 10.6129 | 10.6129 | 10.6129 | 10.6129 | 10.6129 | 10.6129 | 10.6129 | 10.6129 | 10.6129 | 10.6129 | 10.6129 | 10.6129
|  | 22% |  | 8.9802 | 8.9802 | 8.9802 | 8.9802 | 8.9802 | 8.9802 | 8.9802 | 8.9802 | 8.9802 | 8.9802 | 8.9802 | 8.9802 | 8.9802 | 8.9802 | 8.9802 | 8.9802 | 8.9802 | 8.9802 | 8.9802 | 8.9802 | 8.9802 | 8.9802 | 8.9802 | 8.9802 | 8.9802 | 8.9802 | 8.9802 | 8.9802 | 8.9802 | 8.9802 | 8.9802 | 8.9802 | 8.9802 | 8.9802 | 8.9802 | 8.9802 | 8.9802 | 8.9802 | 8.9802 | 8.9802 | 8.9802 | 8.9802 | 8.9802 | 8.9802 | 8.9802 | 8.9802 | 8.9802 | 8.9802 | 8.9802 | 8.9802 | 8.9802 | 8.9802 | 8.9802 | 8.9802 | 8.9802 | 8.9802
|  | 10% |  | 4.0819 | 4.0819 | 4.0819 | 4.0819 | 4.0819 | 4.0819 | 4.0819 | 4.0819 | 4.0819 | 4.0819 | 4.0819 | 4.0819 | 4.0819 | 4.0819 | 4.0819 | 4.0819 | 4.0819 | 4.0819 | 4.0819 | 4.0819 | 4.0819 | 4.0819 | 4.0819 | 4.0819 | 4.0819 | 4.0819 | 4.0819 | 4.0819 | 4.0819 | 4.0819 | 4.0819 | 4.0819 | 4.0819 | 4.0819 | 4.0819 | 4.0819 | 4.0819 | 4.0819 | 4.0819 | 4.0819 | 4.0819 | 4.0819 | 4.0819 | 4.0819 | 4.0819 | 4.0819 | 4.0819 | 4.0819 | 4.0819 | 4.0819 | 4.0819 | 4.0819 | 4.0819 | 4.0819 | 4.0819 | 4.0819
|  |  |  | 2020 | 2021 | 2022 | 2023 | 2024 | 2025 | 2026 | 2027 | 2028 | 2029 | 2030 | 2031 | 2032 | 2033 | 2034 | 2035 | 2036 | 2037 | 2038 | 2039 | 2040 | 2041 | 2042 | 2043 | 2044 | 2045 | 2046 | 2047 | 2048 | 2049 | 2050 | 2051 | 2052 | 2053 | 2054 | 2055 | 2056 | 2057 | 2058 | 2059 | 2060 | 2061 | 2062 | 2063 | 2064 | 2065 | 2066 | 2067 | 2068 | 2069 | 2070 | 2071 | 2072 | 2073 | 2074 | 2075
|  | ITC Base |  | 244.9138 | 244.9138 | 244.9138 | 244.9138 | 244.9138 | 244.9138 | 244.9138 | 244.9138 | 244.9138 | 244.9138 | 244.9138 | 244.9138 | 244.9138 | 244.9138 | 244.9138 | 244.9138 | 244.9138 | 244.9138 | 244.9138 | 244.9138 | 244.9138 | 244.9138 | 244.9138 | 244.9138 | 244.9138 | 244.9138 | 244.9138 | 244.9138 | 244.9138 | 244.9138 | 244.9138 | 244.9138 | 244.9138 | 244.9138 | 244.9138 | 244.9138 | 244.9138 | 244.9138 | 244.9138 | 244.9138 | 244.9138 | 244.9138 | 244.9138 | 244.9138 | 244.9138 | 244.9138 | 244.9138 | 244.9138 | 244.9138 | 244.9138 | 244.9138 | 244.9138 | 244.9138 | 244.9138 | 244.9138 | 244.9138
|  | Accum ITC Amort |  | 12.2457 | 24.4914 | 36.7371 | 48.9828 | 61.2284 | 73.4741 | 85.7198 | 97.9655 | 110.2112 | 122.4569 | 134.7026 | 146.9483 | 159.1939 | 171.4396 | 183.6853 | 195.931 | 208.1767 | 220.4224 | 232.6681 | 244.9138 | 257.1594 | 269.4051 | 281.6508 | 293.8965 | 306.1422 | 318.3879 | 330.6336 | 342.8793 | 355.125 | 367.3706 | 379.6163 | 391.862 | 404.1077 | 416.3534 | 428.5991 | 440.8448 | 453.0905 | 465.3361 | 477.5818 | 489.8275 | 502.0732 | 514.3189 | 526.5646 | 538.8103 | 551.056 | 563.3016 | 575.5473 | 587.793 | 600.0387 | 612.2844 | 624.5301 | 636.7758 | 649.0215 | 661.2672 | 673.5128 | 685.7585
|  | Ratebase |  | 232.6681 | 220.4224 | 208.1767 | 195.931 | 183.6853 | 171.4396 | 159.1939 | 146.9483 | 134.7026 | 122.4569 | 110.2112 | 97.9655 | 85.7198 | 73.4741 | 61.2284 | 48.9828 | 36.7371 | 24.4914 | 12.2457 | 0 | -12.2457 | -24.4914 | -36.7371 | -48.9828 | -61.2284 | -73.4741 | -85.7198 | -97.9655 | -110.2112 | -122.4569 | -134.7026 | -146.9483 | -159.1939 | -171.4396 | -183.6853 | -195.931 | -208.1767 | -220.4224 | -232.6681 | -244.9138 | -257.1594 | -269.4051 | -281.6508 | -293.8965 | -306.1422 | -318.3879 | -330.6336 | -342.8793 | -355.125 | -367.3706 | -379.6163 | -391.862 | -404.1077 | -416.3534 | -428.5991 | -440.8448
|  | Tax Basis |  | 693.9223 | 693.9223 | 693.9223 | 693.9223 | 693.9223 | 693.9223 | 693.9223 | 693.9223 | 693.9223 | 693.9223 | 693.9223 | 693.9223 | 693.9223 | 693.9223 | 693.9223 | 693.9223 | 693.9223 | 693.9223 | 693.9223 | 693.9223 | 693.9223 | 693.9223 | 693.9223 | 693.9223 | 693.9223 | 693.9223 | 693.9223 | 693.9223 | 693.9223 | 693.9223 | 693.9223 | 693.9223 | 693.9223 | 693.9223 | 693.9223 | 693.9223 | 693.9223 | 693.9223 | 693.9223 | 693.9223 | 693.9223 | 693.9223 | 693.9223 | 693.9223 | 693.9223 | 693.9223 | 693.9223 | 693.9223 | 693.9223 | 693.9223 | 693.9223 | 693.9223 | 693.9223 | 693.9223 | 693.9223 | 693.9223
|  | Book Depreciation |  | 23.1307 | 23.1307 | 23.1307 | 23.1307 | 23.1307 | 23.1307 | 23.1307 | 23.1307 | 23.1307 | 23.1307 | 23.1307 | 23.1307 | 23.1307 | 23.1307 | 23.1307 | 23.1307 | 23.1307 | 23.1307 | 23.1307 | 23.1307 | 23.1307 | 23.1307 | 23.1307 | 23.1307 | 23.1307 | 23.1307 | 23.1307 | 23.1307 | 23.1307 | 23.1307 | 23.1307 | 23.1307 | 23.1307 | 23.1307 | 23.1307 | 23.1307 | 23.1307 | 23.1307 | 23.1307 | 23.1307 | 23.1307 | 23.1307 | 23.1307 | 23.1307 | 23.1307 | 23.1307 | 23.1307 | 23.1307 | 23.1307 | 23.1307 | 23.1307 | 23.1307 | 23.1307 | 23.1307 | 23.1307 | 23.1307
|  | Tax Depreciation |  | 138.7845 | 222.0551 | 133.2331 | 79.9399 | 79.9399 | 39.9699 | 0 | 0 | 0 | 0 | 0 | 0 | 0 | 0 | 0 | 0 | 0 | 0 | 0 | 0 | 0 | 0 | 0 | 0 | 0 | 0 | 0 | 0 | 0 | 0 | 0 | 0 | 0 | 0 | 0 | 0 | 0 | 0 | 0 | 0 | 0 | 0 | 0 | 0 | 0 | 0 | 0 | 0 | 0 | 0 | 0 | 0 | 0 | 0 | 0 | 0
|  | Difference between book and tax |  | -115.6537 | -198.9244 | -110.1023 | -56.8091 | -56.8091 | -16.8392 | 23.1307 | 23.1307 | 23.1307 | 23.1307 | 23.1307 | 23.1307 | 23.1307 | 23.1307 | 23.1307 | 23.1307 | 23.1307 | 23.1307 | 23.1307 | 23.1307 | 23.1307 | 23.1307 | 23.1307 | 23.1307 | 23.1307 | 23.1307 | 23.1307 | 23.1307 | 23.1307 | 23.1307 | 23.1307 | 23.1307 | 23.1307 | 23.1307 | 23.1307 | 23.1307 | 23.1307 | 23.1307 | 23.1307 | 23.1307 | 23.1307 | 23.1307 | 23.1307 | 23.1307 | 23.1307 | 23.1307 | 23.1307 | 23.1307 | 23.1307 | 23.1307 | 23.1307 | 23.1307 | 23.1307 | 23.1307 | 23.1307 | 23.1307
|  | Deferred Tax |  | -24.2873 | -41.7741 | -23.1215 | -11.9299 | -11.9299 | -3.5362 | 4.8575 | 4.8575 | 4.8575 | 4.8575 | 4.8575 | 4.8575 | 4.8575 | 4.8575 | 4.8575 | 4.8575 | 4.8575 | 4.8575 | 4.8575 | 4.8575 | 4.8575 | 4.8575 | 4.8575 | 4.8575 | 4.8575 | 4.8575 | 4.8575 | 4.8575 | 4.8575 | 4.8575 | 4.8575 | 4.8575 | 4.8575 | 4.8575 | 4.8575 | 4.8575 | 4.8575 | 4.8575 | 4.8575 | 4.8575 | 4.8575 | 4.8575 | 4.8575 | 4.8575 | 4.8575 | 4.8575 | 4.8575 | 4.8575 | 4.8575 | 4.8575 | 4.8575 | 4.8575 | 4.8575 | 4.8575 | 4.8575 | 4.8575
|  | Accum Defered Tax |  | -24.2873 | -66.0614 | -89.1829 | -101.1128 | -113.0427 | -116.5789 | -111.7215 | -106.864 | -102.0066 | -97.1491 | -92.2917 | -87.4342 | -82.5768 | -77.7193 | -72.8618 | -68.0044 | -63.1469 | -58.2895 | -53.432 | -48.5746 | -43.7171 | -38.8596 | -34.0022 | -29.1447 | -24.2873 | -19.4298 | -14.5724 | -9.7149 | -4.8575 | 8.8818e-15 | 4.8575 | 9.7149 | 14.5724 | 19.4298 | 24.2873 | 29.1447 | 34.0022 | 38.8596 | 43.7171 | 48.5746 | 53.432 | 58.2895 | 63.1469 | 68.0044 | 72.8618 | 77.7193 | 82.5768 | 87.4342 | 92.2917 | 97.1491 | 102.0066 | 106.864 | 111.7215 | 116.5789 | 121.4364 | 126.2939
|  | Revenue Requirement |  | 83.8681 | 78.6826 | 73.5473 | 69.6964 | 66.3272 | 63.3192 | 61.0337 | 59.1095 | 57.1852 | 55.261 | 53.3367 | 51.4125 | 49.4882 | 47.564 | 45.6397 | 43.7155 | 41.7913 | 39.867 | 37.9428 | 36.0185 | 34.6213 | 33.7511 | 32.8809 | 32.0108 | 31.1406 | 30.2704 | 29.4002 | 28.53 | 27.6598 | 26.7897 | 0 | 0 | 0 | 0 | 0 | 0 | 0 | 0 | 0 | 0 | 0 | 0 | 0 | 0 | 0 | 0 | 0 | 0 | 0 | 0 | 0 | 0 | 0 | 0 | 0 | 0
|  | Depreciation |  | 27.2126 | 27.2126 | 27.2126 | 27.2126 | 27.2126 | 27.2126 | 27.2126 | 27.2126 | 27.2126 | 27.2126 | 27.2126 | 27.2126 | 27.2126 | 27.2126 | 27.2126 | 27.2126 | 27.2126 | 27.2126 | 27.2126 | 27.2126 | 27.2126 | 27.2126 | 27.2126 | 27.2126 | 27.2126 | 27.2126 | 27.2126 | 27.2126 | 27.2126 | 27.2126 | 0 | 0 | 0 | 0 | 0 | 0 | 0 | 0 | 0 | 0 | 0 | 0 | 0 | 0 | 0 | 0 | 0 | 0 | 0 | 0 | 0 | 0 | 0 | 0 | 0 | 0
|  | Insurance |  | 0.39105 | 0.39105 | 0.39105 | 0.39105 | 0.39105 | 0.39105 | 0.39105 | 0.39105 | 0.39105 | 0.39105 | 0.39105 | 0.39105 | 0.39105 | 0.39105 | 0.39105 | 0.39105 | 0.39105 | 0.39105 | 0.39105 | 0.39105 | 0.39105 | 0.39105 | 0.39105 | 0.39105 | 0.39105 | 0.39105 | 0.39105 | 0.39105 | 0.39105 | 0.39105 | 0 | 0 | 0 | 0 | 0 | 0 | 0 | 0 | 0 | 0 | 0 | 0 | 0 | 0 | 0 | 0 | 0 | 0 | 0 | 0 | 0 | 0 | 0 | 0 | 0 | 0
|  | Property Taxes |  | 3.7112 | 3.7112 | 3.7112 | 3.7112 | 3.7112 | 3.7112 | 3.7112 | 3.7112 | 3.7112 | 3.7112 | 3.7112 | 3.7112 | 3.7112 | 3.7112 | 3.7112 | 3.7112 | 3.7112 | 3.7112 | 3.7112 | 3.7112 | 3.7112 | 3.7112 | 3.7112 | 3.7112 | 3.7112 | 3.7112 | 3.7112 | 3.7112 | 3.7112 | 3.7112 | 0 | 0 | 0 | 0 | 0 | 0 | 0 | 0 | 0 | 0 | 0 | 0 | 0 | 0 | 0 | 0 | 0 | 0 | 0 | 0 | 0 | 0 | 0 | 0 | 0 | 0
|  | Current Taxes |  | -17.5371 | -39.1988 | -18.3329 | -5.9751 | -6.6826 | 2.5606 | 11.9556 | 11.5515 | 11.1474 | 10.7433 | 10.3392 | 9.9352 | 9.5311 | 9.127 | 8.7229 | 8.3188 | 7.9147 | 7.5106 | 7.1065 | 6.7024 | 6.409 | 6.2263 | 6.0435 | 5.8608 | 5.6781 | 5.4953 | 5.3126 | 5.1298 | 4.9471 | 4.7644 | 0 | 0 | 0 | 0 | 0 | 0 | 0 | 0 | 0 | 0 | 0 | 0 | 0 | 0 | 0 | 0 | 0 | 0 | 0 | 0 | 0 | 0 | 0 | 0 | 0 | 0
|  | DFIT |  |  | 49.146 | 27.2018 |  | 14.0352 | 4.1603 | -5.7147 | -5.7147 | -5.7147 | -5.7147 | -5.7147 | -5.7147 | -5.7147 | -5.7147 | -5.7147 | -5.7147 | -5.7147 | -5.7147 | -5.7147 | -5.7147 | -5.7147 | -5.7147 | -5.7147 | -5.7147 | -5.7147 | -5.7147 | -5.7147 | -5.7147 | -5.7147 | -5.7147 | 0 | 0 | 0 | 0 | 0 | 0 | 0 | 0 | 0 | 0 | 0 | 0 | 0 | 0 | 0 | 0 | 0 | 0 | 0 | 0 | 0 | 0 | 0 | 0 | 0 | 0
|  | ITC |  | -12.2457 | -12.2457 | -12.2457 | -12.2457 | -12.2457 | -12.2457 | -12.2457 | -12.2457 | -12.2457 | -12.2457 | -12.2457 | -12.2457 | -12.2457 | -12.2457 | -12.2457 | -12.2457 | -12.2457 | -12.2457 | -12.2457 | -12.2457 | -12.2457 | -12.2457 | -12.2457 | -12.2457 | -12.2457 | -12.2457 | -12.2457 | -12.2457 | -12.2457 | -12.2457 | -12.2457 | -12.2457 | -12.2457 | -12.2457 | -12.2457 | -12.2457 | -12.2457 | -12.2457 | -12.2457 | -12.2457 | -12.2457 | -12.2457 | -12.2457 | -12.2457 | -12.2457 | -12.2457 | -12.2457 | -12.2457 | -12.2457 | -12.2457 | -12.2457 | -12.2457 | -12.2457 | -12.2457 | -12.2457 | -12.2457
|  | Total Operating Expenses |  | 1.5321 | 29.0164 | 27.938 | 13.0941 | 26.4217 | 25.7901 | 25.3101 | 24.906 | 24.5019 | 24.0978 | 23.6937 | 23.2897 | 22.8856 | 22.4815 | 22.0774 | 21.6733 | 21.2692 | 20.8651 | 20.461 | 20.0569 | 19.7635 | 19.5808 | 19.398 | 19.2153 | 19.0326 | 18.8498 | 18.6671 | 18.4843 | 18.3016 | 18.1189 | -12.2457 | -12.2457 | -12.2457 | -12.2457 | -12.2457 | -12.2457 | -12.2457 | -12.2457 | -12.2457 | -12.2457 | -12.2457 | -12.2457 | -12.2457 | -12.2457 | -12.2457 | -12.2457 | -12.2457 | -12.2457 | -12.2457 | -12.2457 | -12.2457 | -12.2457 | -12.2457 | -12.2457 | -12.2457 | -12.2457
|  | Operating |  | 82.3361 | 49.6662 | 45.6093 | 56.6023 | 39.9054 | 37.5291 | 35.7236 | 34.2034 | 32.6833 | 31.1631 | 29.643 | 28.1228 | 26.6027 | 25.0825 | 23.5624 | 22.0422 | 20.5221 | 19.0019 | 17.4818 | 15.9616 | 14.8578 | 14.1704 | 13.4829 | 12.7955 | 12.108 | 11.4206 | 10.7331 | 10.0457 | 9.3582 | 8.6708 | 12.2457 | 12.2457 | 12.2457 | 12.2457 | 12.2457 | 12.2457 | 12.2457 | 12.2457 | 12.2457 | 12.2457 | 12.2457 | 12.2457 | 12.2457 | 12.2457 | 12.2457 | 12.2457 | 12.2457 | 12.2457 | 12.2457 | 12.2457 | 12.2457 | 12.2457 | 12.2457 | 12.2457 | 12.2457 | 12.2457
|  | Ratebase |  | 790.6292 | 730.3859 | 670.7254 | 625.9871 | 586.8446 | 551.8988 | 525.3468 | 502.9916 | 480.6365 | 458.2813 | 435.9261 | 413.5709 | 391.2157 | 368.8605 | 346.5053 | 324.1502 | 301.795 | 279.4398 | 257.0846 | 234.7294 | 218.4971 | 208.3876 | 198.2781 | 188.1686 | 178.0591 | 167.9496 | 157.8401 | 147.7306 | 137.6211 | 127.5116 | 0 | 0 | 0 | 0 | 0 | 0 | 0 | 0 | 0 | 0 | 0 | 0 | 0 | 0 | 0 | 0 | 0 | 0 | 0 | 0 | 0 | 0 | 0 | 0 | 0 | 0
|  | Return on Ratebase |  | 10.41% | 6.8% | 6.8% | 9.042% | 6.8% | 6.8% | 6.8% | 6.8% | 6.8% | 6.8% | 6.8% | 6.8% | 6.8% | 6.8% | 6.8% | 6.8% | 6.8% | 6.8% | 6.8% | 6.8% | 6.8% | 6.8% | 6.8% | 6.8% | 6.8% | 6.8% | 6.8% | 6.8% | 6.8% | 6.8% | #DIV/0! | #DIV/0! | #DIV/0! | #DIV/0! | #DIV/0! | #DIV/0! | #DIV/0! | #DIV/0! | #DIV/0! | #DIV/0! | #DIV/0! | #DIV/0! | #DIV/0! | #DIV/0! | #DIV/0! | #DIV/0! | #DIV/0! | #DIV/0! | #DIV/0! | #DIV/0! | #DIV/0! | #DIV/0! | #DIV/0! | #DIV/0! | #DIV/0! | #DIV/0!
|  | Revenue Requirement |  | 83.8681 | 78.6826 | 73.5473 | 69.6964 | 66.3272 | 63.3192 | 61.0337 | 59.1095 | 57.1852 | 55.261 | 53.3367 | 51.4125 | 49.4882 | 47.564 | 45.6397 | 43.7155 | 41.7913 | 39.867 | 37.9428 | 36.0185 | 34.6213 | 33.7511 | 32.8809 | 32.0108 | 31.1406 | 30.2704 | 29.4002 | 28.53 | 27.6598 | 26.7897 | 0 | 0 | 0 | 0 | 0 | 0 | 0 | 0 | 0 | 0 | 0 | 0 | 0 | 0 | 0 | 0 | 0 | 0 | 0 | 0 | 0 | 0 | 0 | 0 | 0 | 0
|  | Tax Depreciation |  | 163.2758 | 261.2413 | 156.7448 | 94.0469 | 94.0469 | 47.0234 | 0 | 0 | 0 | 0 | 0 | 0 | 0 | 0 | 0 | 0 | 0 | 0 | 0 | 0 | 0 | 0 | 0 | 0 | 0 | 0 | 0 | 0 | 0 | 0 | 0 | 0 | 0 | 0 | 0 | 0 | 0 | 0 | 0 | 0 | 0 | 0 | 0 | 0 | 0 | 0 | 0 | 0 | 0 | 0 | 0 | 0 | 0 | 0 | 0 | 0
|  | Property Taxes |  | 0.39105 | 0.39105 | 0.39105 | 0.39105 | 0.39105 | 0.39105 | 0.39105 | 0.39105 | 0.39105 | 0.39105 | 0.39105 | 0.39105 | 0.39105 | 0.39105 | 0.39105 | 0.39105 | 0.39105 | 0.39105 | 0.39105 | 0.39105 | 0.39105 | 0.39105 | 0.39105 | 0.39105 | 0.39105 | 0.39105 | 0.39105 | 0.39105 | 0.39105 | 0.39105 | 0 | 0 | 0 | 0 | 0 | 0 | 0 | 0 | 0 | 0 | 0 | 0 | 0 | 0 | 0 | 0 | 0 | 0 | 0 | 0 | 0 | 0 | 0 | 0 | 0 | 0
|  | Insurance |  | 3.7112 | 3.7112 | 3.7112 | 3.7112 | 3.7112 | 3.7112 | 3.7112 | 3.7112 | 3.7112 | 3.7112 | 3.7112 | 3.7112 | 3.7112 | 3.7112 | 3.7112 | 3.7112 | 3.7112 | 3.7112 | 3.7112 | 3.7112 | 3.7112 | 3.7112 | 3.7112 | 3.7112 | 3.7112 | 3.7112 | 3.7112 | 3.7112 | 3.7112 | 3.7112 | 0 | 0 | 0 | 0 | 0 | 0 | 0 | 0 | 0 | 0 | 0 | 0 | 0 | 0 | 0 | 0 | 0 | 0 | 0 | 0 | 0 | 0 | 0 | 0 | 0 | 0
|  | Expenses |  | 167.378 | 265.3435 | 160.847 | 98.1491 | 98.1491 | 51.1256 | 4.1022 | 4.1022 | 4.1022 | 4.1022 | 4.1022 | 4.1022 | 4.1022 | 4.1022 | 4.1022 | 4.1022 | 4.1022 | 4.1022 | 4.1022 | 4.1022 | 4.1022 | 4.1022 | 4.1022 | 4.1022 | 4.1022 | 4.1022 | 4.1022 | 4.1022 | 4.1022 | 4.1022 | 0 | 0 | 0 | 0 | 0 | 0 | 0 | 0 | 0 | 0 | 0 | 0 | 0 | 0 | 0 | 0 | 0 | 0 | 0 | 0 | 0 | 0 | 0 | 0 | 0 | 0
|  | Taxable Income |  | -83.5099 | -186.6609 | -87.2997 | -28.4527 | -31.8219 | 12.1935 | 56.9315 | 55.0073 | 53.083 | 51.1588 | 49.2345 | 47.3103 | 45.386 | 43.4618 | 41.5375 | 39.6133 | 37.6891 | 35.7648 | 33.8406 | 31.9163 | 30.5191 | 29.6489 | 28.7787 | 27.9086 | 27.0384 | 26.1682 | 25.298 | 24.4278 | 23.5576 | 22.6875 | 0 | 0 | 0 | 0 | 0 | 0 | 0 | 0 | 0 | 0 | 0 | 0 | 0 | 0 | 0 | 0 | 0 | 0 | 0 | 0 | 0 | 0 | 0 | 0 | 0 | 0
|  | Tax Rate |  | 21% | 21% | 21% | 21% | 21% | 21% | 21% | 21% | 21% | 21% | 21% | 21% | 21% | 21% | 21% | 21% | 21% | 21% | 21% | 21% | 21% | 21% | 21% | 21% | 21% | 21% | 21% | 21% | 21% | 21% | 21% | 21% | 21% | 21% | 21% | 21% | 21% | 21% | 21% | 21% | 21% | 21% | 21% | 21% | 21% | 21% | 21% | 21% | 21% | 21% | 21% | 21% | 21% | 21% | 21% | 21%
|  | Taxes |  | -17.5371 | -39.1988 | -18.3329 | -5.9751 | -6.6826 | 2.5606 | 11.9556 | 11.5515 | 11.1474 | 10.7433 | 10.3392 | 9.9352 | 9.5311 | 9.127 | 8.7229 | 8.3188 | 7.9147 | 7.5106 | 7.1065 | 6.7024 | 6.409 | 6.2263 | 6.0435 | 5.8608 | 5.6781 | 5.4953 | 5.3126 | 5.1298 | 4.9471 | 4.7644 | 0 | 0 | 0 | 0 | 0 | 0 | 0 | 0 | 0 | 0 | 0 | 0 | 0 | 0 | 0 | 0 | 0 | 0 | 0 | 0 | 0 | 0 | 0 | 0 | 0 | 0

## C&I RoofSolarLease ITC 2024 26%
Solar FINANCIALS
($ 1000s Unless Otherwise Indicated)
| Calendar Year of Fin. Close |  |  | 2020 | 2021 | 2022 | 2023 | 2024 | 2025 | 2026 | 2027 | 2028 | 2029 | 2030 | 2031 | 2032 | 2033 | 2034 | 2035 | 2036 | 2037 | 2038 | 2039 | 2040 | 2041 | 2042 | 2043 | 2044 | 2045 | 2046 | 2047 | 2048 | 2049
| Operating Year |  | 0 | 1 | 2 | 3 | 4 | 5 | 6 | 7 | 8 | 9 | 10 | 11 | 12 | 13 | 14 | 15 | 16 | 17 | 18 | 19 | 20 | 21 | 22 | 23 | 24 | 25 | 26 | 27 | 28 | 29 | 30
| Calendar Year | Capital Invest.
| 2020 | 816.3792
| Gross plant |  |  | 816.3792 | 816.3792 | 816.3792 | 816.3792 | 816.3792 | 816.3792 | 816.3792 | 816.3792 | 816.3792 | 816.3792 | 816.3792 | 816.3792 | 816.3792 | 816.3792 | 816.3792 | 816.3792 | 816.3792 | 816.3792 | 816.3792 | 816.3792 | 816.3792 | 816.3792 | 816.3792 | 816.3792 | 816.3792 | 816.3792 | 816.3792 | 816.3792 | 816.3792 | 816.3792
| Accumulated Depreciation |  |  | 27.2126 | 54.4253 | 81.6379 | 108.8506 | 136.0632 | 163.2758 | 190.4885 | 217.7011 | 244.9138 | 272.1264 | 299.339 | 326.5517 | 353.7643 | 380.977 | 408.1896 | 435.4022 | 462.6149 | 489.8275 | 517.0402 | 544.2528 | 571.4654 | 598.6781 | 625.8907 | 653.1034 | 680.316 | 707.5286 | 734.7413 | 761.9539 | 789.1666 | 816.3792
| Net book value |  |  | 789.1666 | 761.9539 | 734.7413 | 707.5286 | 680.316 | 653.1034 | 625.8907 | 598.6781 | 571.4654 | 544.2528 | 517.0402 | 489.8275 | 462.6149 | 435.4022 | 408.1896 | 380.977 | 353.7643 | 326.5517 | 299.339 | 272.1264 | 244.9138 | 217.7011 | 190.4885 | 163.2758 | 136.0632 | 108.8506 | 81.6379 | 54.4253 | 27.2126 | 0
| ITC |  |  | 0 | 0 | 0 | 0 | 0 | 0 | 0 | 0 | 0 | 0 | 0 | 0 | 0 | 0 | 0 | 0 | 0 | 0 | 0 | 32.6552 | 44.9009 | 57.1465 | 69.3922 | 81.6379 | 93.8836 | 106.1293 | 118.375 | 130.6207 | 142.8664 | 155.112
| Accumulated deferred income tax |  |  | -24.8587 | -67.6158 | -91.2813 | -103.4919 | -115.7026 | -119.322 | -114.3502 | -109.3785 | -104.4067 | -99.435 | -94.4632 | -89.4915 | -84.5197 | -79.548 | -74.5762 | -69.6045 | -64.6327 | -59.661 | -54.6892 | -49.7175 | -44.7457 | -39.774 | -34.8022 | -29.8305 | -24.8587 | -19.887 | -14.9152 | -9.9435 | -4.9717 | 0
| Rate Base |  |  | 764.3078 | 694.3381 | 643.46 | 604.0367 | 564.6134 | 533.7814 | 511.5405 | 489.2996 | 467.0587 | 444.8178 | 422.5769 | 400.336 | 378.0951 | 355.8543 | 333.6134 | 311.3725 | 289.1316 | 266.8907 | 244.6498 | 255.0641 | 245.0689 | 235.0737 | 225.0785 | 215.0833 | 205.0881 | 195.0929 | 185.0977 | 175.1025 | 165.1073 | 155.112
| Average rate base |  |  | 790.3435 | 729.323 | 668.899 | 623.7483 | 584.3251 | 549.1974 | 522.6609 | 500.42 | 478.1791 | 455.9383 | 433.6974 | 411.4565 | 389.2156 | 366.9747 | 344.7338 | 322.4929 | 300.252 | 278.0111 | 255.7702 | 249.8569 | 250.0665 | 240.0713 | 230.0761 | 220.0809 | 210.0857 | 200.0905 | 190.0953 | 180.1001 | 170.1049 | 160.1096
| Pre-tax Return | 0.086076 |  | 68.0296 | 62.7772 | 57.5761 | 53.6897 | 50.2963 | 47.2727 | 44.9885 | 43.0741 | 41.1597 | 39.2453 | 37.3309 | 35.4165 | 33.5021 | 31.5877 | 29.6733 | 27.7589 | 25.8445 | 23.9301 | 22.0157 | 21.5067 | 21.5247 | 20.6644 | 19.804 | 18.9437 | 18.0833 | 17.223 | 16.3626 | 15.5023 | 14.6419 | 13.7816
| Book Depreciation |  |  | 27.2126 | 27.2126 | 27.2126 | 27.2126 | 27.2126 | 27.2126 | 27.2126 | 27.2126 | 27.2126 | 27.2126 | 27.2126 | 27.2126 | 27.2126 | 27.2126 | 27.2126 | 27.2126 | 27.2126 | 27.2126 | 27.2126 | 27.2126 | 27.2126 | 27.2126 | 27.2126 | 27.2126 | 27.2126 | 27.2126 | 27.2126 | 27.2126 | 27.2126 | 27.2126
| Insurance |  |  | 0.39105 | 0.39105 | 0.39105 | 0.39105 | 0.39105 | 0.39105 | 0.39105 | 0.39105 | 0.39105 | 0.39105 | 0.39105 | 0.39105 | 0.39105 | 0.39105 | 0.39105 | 0.39105 | 0.39105 | 0.39105 | 0.39105 | 0.39105 | 0.39105 | 0.39105 | 0.39105 | 0.39105 | 0.39105 | 0.39105 | 0.39105 | 0.39105 | 0.39105 | 0.39105
| ITC Amort - Grossed for Taxes |  |  | -15.5009 | -15.5009 | -15.5009 | -15.5009 | -15.5009 | -15.5009 | -15.5009 | -15.5009 | -15.5009 | -15.5009 | -15.5009 | -15.5009 | -15.5009 | -15.5009 | -15.5009 | -15.5009 | -15.5009 | -15.5009 | -15.5009 | -15.5009 | -15.5009 | -15.5009 | -15.5009 | -15.5009 | -15.5009 | -15.5009 | -15.5009 | -15.5009 | -15.5009 | -15.5009
| Property Taxes |  |  | 3.7112 | 3.7112 | 3.7112 | 3.7112 | 3.7112 | 3.7112 | 3.7112 | 3.7112 | 3.7112 | 3.7112 | 3.7112 | 3.7112 | 3.7112 | 3.7112 | 3.7112 | 3.7112 | 3.7112 | 3.7112 | 3.7112 | 3.7112 | 3.7112 | 3.7112 | 3.7112 | 3.7112 | 3.7112 | 3.7112 | 3.7112 | 3.7112 | 3.7112 | 3.7112
| Revenue Requirement |  |  | 83.8435 | 78.5911 | 73.3901 | 69.5037 | 66.1103 | 63.0867 | 60.8025 | 58.8881 | 56.9737 | 55.0593 | 53.1449 | 51.2305 | 49.3161 | 47.4017 | 45.4873 | 43.5729 | 41.6584 | 39.744 | 37.8296 | 37.3206 | 37.3387 | 36.4783 | 35.618 | 34.7576 | 33.8973 | 33.0369 | 32.1766 | 31.3163 | 30.4559 | 29.5956
| Book Depreciation |  |  | 27.2126 | 27.2126 | 27.2126 | 27.2126 | 27.2126 | 27.2126 | 27.2126 | 27.2126 | 27.2126 | 27.2126 | 27.2126 | 27.2126 | 27.2126 | 27.2126 | 27.2126 | 27.2126 | 27.2126 | 27.2126 | 27.2126 | 27.2126 | 27.2126 | 27.2126 | 27.2126 | 27.2126 | 27.2126 | 27.2126 | 27.2126 | 27.2126 | 27.2126 | 27.2126
| Tax Depreciation |  |  | 163.2758 | 261.2413 | 156.7448 | 94.0469 | 94.0469 | 47.0234 | 0 | 0 | 0 | 0 | 0 | 0 | 0 | 0 | 0 | 0 | 0 | 0 | 0 | 0 | 0 | 0 | 0 | 0 | 0 | 0 | 0 | 0 | 0 | 0
| Difference between book and tax |  |  | -136.0632 | -234.0287 | -129.5322 | -66.8342 | -66.8342 | -19.8108 | 27.2126 | 27.2126 | 27.2126 | 27.2126 | 27.2126 | 27.2126 | 27.2126 | 27.2126 | 27.2126 | 27.2126 | 27.2126 | 27.2126 | 27.2126 | 27.2126 | 27.2126 | 27.2126 | 27.2126 | 27.2126 | 27.2126 | 27.2126 | 27.2126 | 27.2126 | 27.2126 | 27.2126
| Tax rate |  |  | -28.5733 | -49.146 | -27.2018 | -14.0352 | -14.0352 | -4.1603 | 5.7147 | 5.7147 | 5.7147 | 5.7147 | 5.7147 | 5.7147 | 5.7147 | 5.7147 | 5.7147 | 5.7147 | 5.7147 | 5.7147 | 5.7147 | 5.7147 | 5.7147 | 5.7147 | 5.7147 | 5.7147 | 5.7147 | 5.7147 | 5.7147 | 5.7147 | 5.7147 | 5.7147
Depreciation Tables
|  | 5 |  | 20% | 32% | 19.2% | 11.52% | 11.52% | 5.76% | 0% | 0% | 0% | 0% | 0% | 0% | 0% | 0% | 0% | 0% | 0% | 0% | 0% | 0% | 0%
|  | 5 | 0: 1; 2020 1: 20%; 2021 2: 32%; 2022 3: 19.2%; 2023 4: 11.52%; 2024 5: 11.52%; 2025 6: 5.76%
|  | 10 | 0: 0; 2020 1: 10%; 2021 2: 18%; 2022 3: 14.4%; 2023 4: 11.52%; 2024 5: 9.22%; 2025 6: 7.37%; 2026 7: 6.55%; 2027 8: 6.55%; 2028 9: 6.56%; 2029 10: 6.55%; 2030 11: 3.28%
|  | 15 | 0: 0; 2020 1: 5%; 2021 2: 9.5%; 2022 3: 8.55%; 2023 4: 7.7%; 2024 5: 6.93%; 2025 6: 6.23%; 2026 7: 5.9%; 2027 8: 5.9%; 2028 9: 5.91%; 2029 10: 5.9%; 2030 11: 5.91%; 2031 12: 5.9%; 2032 13: 5.91%; 2033 14: 5.9%; 2034 15: 5.91%; 2035 16: 2.95%
|  | 20 | 0 | 3.75% | 7.219% | 6.677% | 6.177% | 5.713% | 5.285% | 4.888% | 4.522% | 4.462% | 4.461% | 4.462% | 4.461% | 4.462% | 4.461% | 4.462% | 4.461% | 4.462% | 4.461% | 4.462% | 4.461% | 2.231%
Revenue Requirement by vintage year
2012 $000
|  |  |  | 2020 | 2021 | 2022 | 2023 | 2024 | 2025 | 2026 | 2027 | 2028 | 2029 | 2030 | 2031 | 2032 | 2033 | 2034 | 2035 | 2036 | 2037 | 2038 | 2039 | 2040 | 2041 | 2042 | 2043 | 2044 | 2045 | 2046 | 2047 | 2048 | 2049 | 2050 | 2051 | 2052 | 2053 | 2054 | 2055 | 2056 | 2057 | 2058 | 2059 | 2060 | 2061 | 2062 | 2063 | 2064 | 2065 | 2066 | 2067 | 2068 | 2069 | 2070 | 2071 | 2072 | 2073 | 2074 | 2075
|  | 2020 | 0% | 83.8435 | 78.5911 | 73.3901 | 69.5037 | 66.1103 | 63.0867 | 60.8025 | 58.8881 | 56.9737 | 55.0593 | 53.1449 | 51.2305 | 49.3161 | 47.4017 | 45.4873 | 43.5729 | 41.6584 | 39.744 | 37.8296 | 37.3206 | 37.3387 | 36.4783 | 35.618 | 34.7576 | 33.8973 | 33.0369 | 32.1766 | 31.3163 | 30.4559 | 29.5956 | 0 | 0 | 0 | 0 | 0 | 0 | 0 | 0 | 0 | 0 | 0 | 0 | 0 | 0 | 0 | 0 | 0 | 0 | 0 | 0 | 0 | 0 | 0 | 0 | 0 | 0
|  | 2021 | 0% |  | 83.8435 | 78.5911 | 73.3901 | 69.5037 | 66.1103 | 63.0867 | 60.8025 | 58.8881 | 56.9737 | 55.0593 | 53.1449 | 51.2305 | 49.3161 | 47.4017 | 45.4873 | 43.5729 | 41.6584 | 39.744 | 37.8296 | 37.3206 | 37.3387 | 36.4783 | 35.618 | 34.7576 | 33.8973 | 33.0369 | 32.1766 | 31.3163 | 30.4559 | 29.5956 | 0 | 0 | 0 | 0 | 0 | 0 | 0 | 0 | 0 | 0 | 0 | 0 | 0 | 0 | 0 | 0 | 0 | 0 | 0 | 0 | 0 | 0 | 0 | 0 | 0
|  | 2022 | 0% |  |  | 83.8435 | 78.5911 | 73.3901 | 69.5037 | 66.1103 | 63.0867 | 60.8025 | 58.8881 | 56.9737 | 55.0593 | 53.1449 | 51.2305 | 49.3161 | 47.4017 | 45.4873 | 43.5729 | 41.6584 | 39.744 | 37.8296 | 37.3206 | 37.3387 | 36.4783 | 35.618 | 34.7576 | 33.8973 | 33.0369 | 32.1766 | 31.3163 | 30.4559 | 29.5956 | 0 | 0 | 0 | 0 | 0 | 0 | 0 | 0 | 0 | 0 | 0 | 0 | 0 | 0 | 0 | 0 | 0 | 0 | 0 | 0 | 0 | 0 | 0 | 0
|  | 2023 | 0% |  |  |  | 83.8435 | 78.5911 | 73.3901 | 69.5037 | 66.1103 | 63.0867 | 60.8025 | 58.8881 | 56.9737 | 55.0593 | 53.1449 | 51.2305 | 49.3161 | 47.4017 | 45.4873 | 43.5729 | 41.6584 | 39.744 | 37.8296 | 37.3206 | 37.3387 | 36.4783 | 35.618 | 34.7576 | 33.8973 | 33.0369 | 32.1766 | 31.3163 | 30.4559 | 29.5956 | 0 | 0 | 0 | 0 | 0 | 0 | 0 | 0 | 0 | 0 | 0 | 0 | 0 | 0 | 0 | 0 | 0 | 0 | 0 | 0 | 0 | 0 | 0
|  | 2024 | 0% |  |  |  |  | 83.8435 | 78.5911 | 73.3901 | 69.5037 | 66.1103 | 63.0867 | 60.8025 | 58.8881 | 56.9737 | 55.0593 | 53.1449 | 51.2305 | 49.3161 | 47.4017 | 45.4873 | 43.5729 | 41.6584 | 39.744 | 37.8296 | 37.3206 | 37.3387 | 36.4783 | 35.618 | 34.7576 | 33.8973 | 33.0369 | 32.1766 | 31.3163 | 30.4559 | 29.5956 | 0 | 0 | 0 | 0 | 0 | 0 | 0 | 0 | 0 | 0 | 0 | 0 | 0 | 0 | 0 | 0 | 0 | 0 | 0 | 0 | 0 | 0
|  | 2025 | 0% | [5 empty] | 83.8435 | 78.5911 | 73.3901 | 69.5037 | 66.1103 | 63.0867 | 60.8025 | 58.8881 | 56.9737 | 55.0593 | 53.1449 | 51.2305 | 49.3161 | 47.4017 | 45.4873 | 43.5729 | 41.6584 | 39.744 | 37.8296 | 37.3206 | 37.3387 | 36.4783 | 35.618 | 34.7576 | 33.8973 | 33.0369 | 32.1766 | 31.3163 | 30.4559 | 29.5956 | 0 | 0 | 0 | 0 | 0 | 0 | 0 | 0 | 0 | 0 | 0 | 0 | 0 | 0 | 0 | 0 | 0 | 0 | 0 | 0 | 0
|  | 2026 | 0% | [6 empty] | 83.8435 | 78.5911 | 73.3901 | 69.5037 | 66.1103 | 63.0867 | 60.8025 | 58.8881 | 56.9737 | 55.0593 | 53.1449 | 51.2305 | 49.3161 | 47.4017 | 45.4873 | 43.5729 | 41.6584 | 39.744 | 37.8296 | 37.3206 | 37.3387 | 36.4783 | 35.618 | 34.7576 | 33.8973 | 33.0369 | 32.1766 | 31.3163 | 30.4559 | 29.5956 | 0 | 0 | 0 | 0 | 0 | 0 | 0 | 0 | 0 | 0 | 0 | 0 | 0 | 0 | 0 | 0 | 0 | 0 | 0 | 0
|  | 2027 | 0% | [7 empty] | 83.8435 | 78.5911 | 73.3901 | 69.5037 | 66.1103 | 63.0867 | 60.8025 | 58.8881 | 56.9737 | 55.0593 | 53.1449 | 51.2305 | 49.3161 | 47.4017 | 45.4873 | 43.5729 | 41.6584 | 39.744 | 37.8296 | 37.3206 | 37.3387 | 36.4783 | 35.618 | 34.7576 | 33.8973 | 33.0369 | 32.1766 | 31.3163 | 30.4559 | 29.5956 | 0 | 0 | 0 | 0 | 0 | 0 | 0 | 0 | 0 | 0 | 0 | 0 | 0 | 0 | 0 | 0 | 0 | 0 | 0
|  | 2028 | 0% | [8 empty] | 83.8435 | 78.5911 | 73.3901 | 69.5037 | 66.1103 | 63.0867 | 60.8025 | 58.8881 | 56.9737 | 55.0593 | 53.1449 | 51.2305 | 49.3161 | 47.4017 | 45.4873 | 43.5729 | 41.6584 | 39.744 | 37.8296 | 37.3206 | 37.3387 | 36.4783 | 35.618 | 34.7576 | 33.8973 | 33.0369 | 32.1766 | 31.3163 | 30.4559 | 29.5956 | 0 | 0 | 0 | 0 | 0 | 0 | 0 | 0 | 0 | 0 | 0 | 0 | 0 | 0 | 0 | 0 | 0 | 0
|  | 2029 | 0% | [9 empty] | 83.8435 | 78.5911 | 73.3901 | 69.5037 | 66.1103 | 63.0867 | 60.8025 | 58.8881 | 56.9737 | 55.0593 | 53.1449 | 51.2305 | 49.3161 | 47.4017 | 45.4873 | 43.5729 | 41.6584 | 39.744 | 37.8296 | 37.3206 | 37.3387 | 36.4783 | 35.618 | 34.7576 | 33.8973 | 33.0369 | 32.1766 | 31.3163 | 30.4559 | 29.5956 | 0 | 0 | 0 | 0 | 0 | 0 | 0 | 0 | 0 | 0 | 0 | 0 | 0 | 0 | 0 | 0 | 0
|  | 2030 | 0% | [10 empty] | 83.8435 | 78.5911 | 73.3901 | 69.5037 | 66.1103 | 63.0867 | 60.8025 | 58.8881 | 56.9737 | 55.0593 | 53.1449 | 51.2305 | 49.3161 | 47.4017 | 45.4873 | 43.5729 | 41.6584 | 39.744 | 37.8296 | 37.3206 | 37.3387 | 36.4783 | 35.618 | 34.7576 | 33.8973 | 33.0369 | 32.1766 | 31.3163 | 30.4559 | 29.5956 | 0 | 0 | 0 | 0 | 0 | 0 | 0 | 0 | 0 | 0 | 0 | 0 | 0 | 0 | 0 | 0
|  | 2031 | 0% | [11 empty] | 83.8435 | 78.5911 | 73.3901 | 69.5037 | 66.1103 | 63.0867 | 60.8025 | 58.8881 | 56.9737 | 55.0593 | 53.1449 | 51.2305 | 49.3161 | 47.4017 | 45.4873 | 43.5729 | 41.6584 | 39.744 | 37.8296 | 37.3206 | 37.3387 | 36.4783 | 35.618 | 34.7576 | 33.8973 | 33.0369 | 32.1766 | 31.3163 | 30.4559 | 29.5956 | 0 | 0 | 0 | 0 | 0 | 0 | 0 | 0 | 0 | 0 | 0 | 0 | 0 | 0 | 0
|  | 2032 | 0% | [12 empty] | 83.8435 | 78.5911 | 73.3901 | 69.5037 | 66.1103 | 63.0867 | 60.8025 | 58.8881 | 56.9737 | 55.0593 | 53.1449 | 51.2305 | 49.3161 | 47.4017 | 45.4873 | 43.5729 | 41.6584 | 39.744 | 37.8296 | 37.3206 | 37.3387 | 36.4783 | 35.618 | 34.7576 | 33.8973 | 33.0369 | 32.1766 | 31.3163 | 30.4559 | 29.5956 | 0 | 0 | 0 | 0 | 0 | 0 | 0 | 0 | 0 | 0 | 0 | 0 | 0 | 0
|  | 2033 | 0% | [13 empty] | 83.8435 | 78.5911 | 73.3901 | 69.5037 | 66.1103 | 63.0867 | 60.8025 | 58.8881 | 56.9737 | 55.0593 | 53.1449 | 51.2305 | 49.3161 | 47.4017 | 45.4873 | 43.5729 | 41.6584 | 39.744 | 37.8296 | 37.3206 | 37.3387 | 36.4783 | 35.618 | 34.7576 | 33.8973 | 33.0369 | 32.1766 | 31.3163 | 30.4559 | 29.5956 | 0 | 0 | 0 | 0 | 0 | 0 | 0 | 0 | 0 | 0 | 0 | 0 | 0
|  | 2034 | 0% | [14 empty] | 83.8435 | 78.5911 | 73.3901 | 69.5037 | 66.1103 | 63.0867 | 60.8025 | 58.8881 | 56.9737 | 55.0593 | 53.1449 | 51.2305 | 49.3161 | 47.4017 | 45.4873 | 43.5729 | 41.6584 | 39.744 | 37.8296 | 37.3206 | 37.3387 | 36.4783 | 35.618 | 34.7576 | 33.8973 | 33.0369 | 32.1766 | 31.3163 | 30.4559 | 29.5956 | 0 | 0 | 0 | 0 | 0 | 0 | 0 | 0 | 0 | 0 | 0 | 0
|  | 2035 | 0% | [15 empty] | 83.8435 | 78.5911 | 73.3901 | 69.5037 | 66.1103 | 63.0867 | 60.8025 | 58.8881 | 56.9737 | 55.0593 | 53.1449 | 51.2305 | 49.3161 | 47.4017 | 45.4873 | 43.5729 | 41.6584 | 39.744 | 37.8296 | 37.3206 | 37.3387 | 36.4783 | 35.618 | 34.7576 | 33.8973 | 33.0369 | 32.1766 | 31.3163 | 30.4559 | 29.5956 | 0 | 0 | 0 | 0 | 0 | 0 | 0 | 0 | 0 | 0 | 0
|  | 2036 | 0% | [16 empty] | 83.8435 | 78.5911 | 73.3901 | 69.5037 | 66.1103 | 63.0867 | 60.8025 | 58.8881 | 56.9737 | 55.0593 | 53.1449 | 51.2305 | 49.3161 | 47.4017 | 45.4873 | 43.5729 | 41.6584 | 39.744 | 37.8296 | 37.3206 | 37.3387 | 36.4783 | 35.618 | 34.7576 | 33.8973 | 33.0369 | 32.1766 | 31.3163 | 30.4559 | 29.5956 | 0 | 0 | 0 | 0 | 0 | 0 | 0 | 0 | 0 | 0
|  | 2037 | 0% | [17 empty] | 83.8435 | 78.5911 | 73.3901 | 69.5037 | 66.1103 | 63.0867 | 60.8025 | 58.8881 | 56.9737 | 55.0593 | 53.1449 | 51.2305 | 49.3161 | 47.4017 | 45.4873 | 43.5729 | 41.6584 | 39.744 | 37.8296 | 37.3206 | 37.3387 | 36.4783 | 35.618 | 34.7576 | 33.8973 | 33.0369 | 32.1766 | 31.3163 | 30.4559 | 29.5956 | 0 | 0 | 0 | 0 | 0 | 0 | 0 | 0 | 0
|  | 2038 | 0% | [18 empty] | 83.8435 | 78.5911 | 73.3901 | 69.5037 | 66.1103 | 63.0867 | 60.8025 | 58.8881 | 56.9737 | 55.0593 | 53.1449 | 51.2305 | 49.3161 | 47.4017 | 45.4873 | 43.5729 | 41.6584 | 39.744 | 37.8296 | 37.3206 | 37.3387 | 36.4783 | 35.618 | 34.7576 | 33.8973 | 33.0369 | 32.1766 | 31.3163 | 30.4559 | 29.5956 | 0 | 0 | 0 | 0 | 0 | 0 | 0 | 0
|  | 2039 | 0% | [19 empty] | 83.8435 | 78.5911 | 73.3901 | 69.5037 | 66.1103 | 63.0867 | 60.8025 | 58.8881 | 56.9737 | 55.0593 | 53.1449 | 51.2305 | 49.3161 | 47.4017 | 45.4873 | 43.5729 | 41.6584 | 39.744 | 37.8296 | 37.3206 | 37.3387 | 36.4783 | 35.618 | 34.7576 | 33.8973 | 33.0369 | 32.1766 | 31.3163 | 30.4559 | 29.5956 | 0 | 0 | 0 | 0 | 0 | 0 | 0
Revenue Requirement by vintage year
2012 $/MW-wk
| Aurora Input |  | Levelized Cost | 2020 | 2021 | 2022 | 2023 | 2024 | 2025 | 2026 | 2027 | 2028 | 2029 | 2030 | 2031 | 2032 | 2033 | 2034 | 2035 | 2036 | 2037 | 2038 | 2039 | 2040 | 2041 | 2042 | 2043 | 2044 | 2045 | 2046 | 2047 | 2048 | 2049 | 2050 | 2051 | 2052 | 2053 | 2054 | 2055 | 2056 | 2057 | 2058 | 2059 | 2060 | 2061 | 2062 | 2063 | 2064 | 2065 | 2066 | 2067 | 2068 | 2069 | 2070 | 2071 | 2072 | 2073 | 2074 | 2075
|  | 2020 | 2579.7545 | 4030.9393 | 3778.42 | 3528.3697 | 3341.524 | 3178.3801 | 3033.0124 | 2923.1974 | 2831.1586 | 2739.1199 | 2647.0811 | 2555.0424 | 2463.0037 | 2370.9649 | 2278.9262 | 2186.8874 | 2094.8487 | 2002.81 | 1910.7712 | 1818.7325 | 1794.2616 | 1795.1288 | 1753.766 | 1712.4031 | 1671.0403 | 1629.6775 | 1588.3147 | 1546.9519 | 1505.5891 | 1464.2262 | 1422.8634 | 0 | 0 | 0 | 0 | 0 | 0 | 0 | 0 | 0 | 0 | 0 | 0 | 0 | 0 | 0 | 0 | 0 | 0 | 0 | 0 | 0 | 0 | 0 | 0 | 0 | 0
|  | 2021 | 2579.7545 |  | 4030.9393 | 3778.42 | 3528.3697 | 3341.524 | 3178.3801 | 3033.0124 | 2923.1974 | 2831.1586 | 2739.1199 | 2647.0811 | 2555.0424 | 2463.0037 | 2370.9649 | 2278.9262 | 2186.8874 | 2094.8487 | 2002.81 | 1910.7712 | 1818.7325 | 1794.2616 | 1795.1288 | 1753.766 | 1712.4031 | 1671.0403 | 1629.6775 | 1588.3147 | 1546.9519 | 1505.5891 | 1464.2262 | 1422.8634 | 0 | 0 | 0 | 0 | 0 | 0 | 0 | 0 | 0 | 0 | 0 | 0 | 0 | 0 | 0 | 0 | 0 | 0 | 0 | 0 | 0 | 0 | 0 | 0 | 0
|  | 2022 | 2579.7545 |  |  | 4030.9393 | 3778.42 | 3528.3697 | 3341.524 | 3178.3801 | 3033.0124 | 2923.1974 | 2831.1586 | 2739.1199 | 2647.0811 | 2555.0424 | 2463.0037 | 2370.9649 | 2278.9262 | 2186.8874 | 2094.8487 | 2002.81 | 1910.7712 | 1818.7325 | 1794.2616 | 1795.1288 | 1753.766 | 1712.4031 | 1671.0403 | 1629.6775 | 1588.3147 | 1546.9519 | 1505.5891 | 1464.2262 | 1422.8634 | 0 | 0 | 0 | 0 | 0 | 0 | 0 | 0 | 0 | 0 | 0 | 0 | 0 | 0 | 0 | 0 | 0 | 0 | 0 | 0 | 0 | 0 | 0 | 0
|  | 2023 | 2579.7545 |  |  |  | 4030.9393 | 3778.42 | 3528.3697 | 3341.524 | 3178.3801 | 3033.0124 | 2923.1974 | 2831.1586 | 2739.1199 | 2647.0811 | 2555.0424 | 2463.0037 | 2370.9649 | 2278.9262 | 2186.8874 | 2094.8487 | 2002.81 | 1910.7712 | 1818.7325 | 1794.2616 | 1795.1288 | 1753.766 | 1712.4031 | 1671.0403 | 1629.6775 | 1588.3147 | 1546.9519 | 1505.5891 | 1464.2262 | 1422.8634 | 0 | 0 | 0 | 0 | 0 | 0 | 0 | 0 | 0 | 0 | 0 | 0 | 0 | 0 | 0 | 0 | 0 | 0 | 0 | 0 | 0 | 0 | 0
|  | 2024 | 2579.7545 |  |  |  |  | 4030.9393 | 3778.42 | 3528.3697 | 3341.524 | 3178.3801 | 3033.0124 | 2923.1974 | 2831.1586 | 2739.1199 | 2647.0811 | 2555.0424 | 2463.0037 | 2370.9649 | 2278.9262 | 2186.8874 | 2094.8487 | 2002.81 | 1910.7712 | 1818.7325 | 1794.2616 | 1795.1288 | 1753.766 | 1712.4031 | 1671.0403 | 1629.6775 | 1588.3147 | 1546.9519 | 1505.5891 | 1464.2262 | 1422.8634 | 0 | 0 | 0 | 0 | 0 | 0 | 0 | 0 | 0 | 0 | 0 | 0 | 0 | 0 | 0 | 0 | 0 | 0 | 0 | 0 | 0 | 0
|  | 2025 | 2579.7545 | [5 empty] | 4030.9393 | 3778.42 | 3528.3697 | 3341.524 | 3178.3801 | 3033.0124 | 2923.1974 | 2831.1586 | 2739.1199 | 2647.0811 | 2555.0424 | 2463.0037 | 2370.9649 | 2278.9262 | 2186.8874 | 2094.8487 | 2002.81 | 1910.7712 | 1818.7325 | 1794.2616 | 1795.1288 | 1753.766 | 1712.4031 | 1671.0403 | 1629.6775 | 1588.3147 | 1546.9519 | 1505.5891 | 1464.2262 | 1422.8634 | 0 | 0 | 0 | 0 | 0 | 0 | 0 | 0 | 0 | 0 | 0 | 0 | 0 | 0 | 0 | 0 | 0 | 0 | 0 | 0 | 0
|  | 2026 | 2579.7545 | [6 empty] | 4030.9393 | 3778.42 | 3528.3697 | 3341.524 | 3178.3801 | 3033.0124 | 2923.1974 | 2831.1586 | 2739.1199 | 2647.0811 | 2555.0424 | 2463.0037 | 2370.9649 | 2278.9262 | 2186.8874 | 2094.8487 | 2002.81 | 1910.7712 | 1818.7325 | 1794.2616 | 1795.1288 | 1753.766 | 1712.4031 | 1671.0403 | 1629.6775 | 1588.3147 | 1546.9519 | 1505.5891 | 1464.2262 | 1422.8634 | 0 | 0 | 0 | 0 | 0 | 0 | 0 | 0 | 0 | 0 | 0 | 0 | 0 | 0 | 0 | 0 | 0 | 0 | 0 | 0
|  | 2027 | 2579.7545 | [7 empty] | 4030.9393 | 3778.42 | 3528.3697 | 3341.524 | 3178.3801 | 3033.0124 | 2923.1974 | 2831.1586 | 2739.1199 | 2647.0811 | 2555.0424 | 2463.0037 | 2370.9649 | 2278.9262 | 2186.8874 | 2094.8487 | 2002.81 | 1910.7712 | 1818.7325 | 1794.2616 | 1795.1288 | 1753.766 | 1712.4031 | 1671.0403 | 1629.6775 | 1588.3147 | 1546.9519 | 1505.5891 | 1464.2262 | 1422.8634 | 0 | 0 | 0 | 0 | 0 | 0 | 0 | 0 | 0 | 0 | 0 | 0 | 0 | 0 | 0 | 0 | 0 | 0 | 0
|  | 2028 | 2579.7545 | [8 empty] | 4030.9393 | 3778.42 | 3528.3697 | 3341.524 | 3178.3801 | 3033.0124 | 2923.1974 | 2831.1586 | 2739.1199 | 2647.0811 | 2555.0424 | 2463.0037 | 2370.9649 | 2278.9262 | 2186.8874 | 2094.8487 | 2002.81 | 1910.7712 | 1818.7325 | 1794.2616 | 1795.1288 | 1753.766 | 1712.4031 | 1671.0403 | 1629.6775 | 1588.3147 | 1546.9519 | 1505.5891 | 1464.2262 | 1422.8634 | 0 | 0 | 0 | 0 | 0 | 0 | 0 | 0 | 0 | 0 | 0 | 0 | 0 | 0 | 0 | 0 | 0 | 0
|  | 2029 | 2579.7545 | [9 empty] | 4030.9393 | 3778.42 | 3528.3697 | 3341.524 | 3178.3801 | 3033.0124 | 2923.1974 | 2831.1586 | 2739.1199 | 2647.0811 | 2555.0424 | 2463.0037 | 2370.9649 | 2278.9262 | 2186.8874 | 2094.8487 | 2002.81 | 1910.7712 | 1818.7325 | 1794.2616 | 1795.1288 | 1753.766 | 1712.4031 | 1671.0403 | 1629.6775 | 1588.3147 | 1546.9519 | 1505.5891 | 1464.2262 | 1422.8634 | 0 | 0 | 0 | 0 | 0 | 0 | 0 | 0 | 0 | 0 | 0 | 0 | 0 | 0 | 0 | 0 | 0
|  | 2030 | 2579.7545 | [10 empty] | 4030.9393 | 3778.42 | 3528.3697 | 3341.524 | 3178.3801 | 3033.0124 | 2923.1974 | 2831.1586 | 2739.1199 | 2647.0811 | 2555.0424 | 2463.0037 | 2370.9649 | 2278.9262 | 2186.8874 | 2094.8487 | 2002.81 | 1910.7712 | 1818.7325 | 1794.2616 | 1795.1288 | 1753.766 | 1712.4031 | 1671.0403 | 1629.6775 | 1588.3147 | 1546.9519 | 1505.5891 | 1464.2262 | 1422.8634 | 0 | 0 | 0 | 0 | 0 | 0 | 0 | 0 | 0 | 0 | 0 | 0 | 0 | 0 | 0 | 0
|  | 2031 | 2579.7545 | [11 empty] | 4030.9393 | 3778.42 | 3528.3697 | 3341.524 | 3178.3801 | 3033.0124 | 2923.1974 | 2831.1586 | 2739.1199 | 2647.0811 | 2555.0424 | 2463.0037 | 2370.9649 | 2278.9262 | 2186.8874 | 2094.8487 | 2002.81 | 1910.7712 | 1818.7325 | 1794.2616 | 1795.1288 | 1753.766 | 1712.4031 | 1671.0403 | 1629.6775 | 1588.3147 | 1546.9519 | 1505.5891 | 1464.2262 | 1422.8634 | 0 | 0 | 0 | 0 | 0 | 0 | 0 | 0 | 0 | 0 | 0 | 0 | 0 | 0 | 0
|  | 2032 | 2579.7545 | [12 empty] | 4030.9393 | 3778.42 | 3528.3697 | 3341.524 | 3178.3801 | 3033.0124 | 2923.1974 | 2831.1586 | 2739.1199 | 2647.0811 | 2555.0424 | 2463.0037 | 2370.9649 | 2278.9262 | 2186.8874 | 2094.8487 | 2002.81 | 1910.7712 | 1818.7325 | 1794.2616 | 1795.1288 | 1753.766 | 1712.4031 | 1671.0403 | 1629.6775 | 1588.3147 | 1546.9519 | 1505.5891 | 1464.2262 | 1422.8634 | 0 | 0 | 0 | 0 | 0 | 0 | 0 | 0 | 0 | 0 | 0 | 0 | 0 | 0
|  | 2033 | 2579.7545 | [13 empty] | 4030.9393 | 3778.42 | 3528.3697 | 3341.524 | 3178.3801 | 3033.0124 | 2923.1974 | 2831.1586 | 2739.1199 | 2647.0811 | 2555.0424 | 2463.0037 | 2370.9649 | 2278.9262 | 2186.8874 | 2094.8487 | 2002.81 | 1910.7712 | 1818.7325 | 1794.2616 | 1795.1288 | 1753.766 | 1712.4031 | 1671.0403 | 1629.6775 | 1588.3147 | 1546.9519 | 1505.5891 | 1464.2262 | 1422.8634 | 0 | 0 | 0 | 0 | 0 | 0 | 0 | 0 | 0 | 0 | 0 | 0 | 0
|  | 2034 | 2579.7545 | [14 empty] | 4030.9393 | 3778.42 | 3528.3697 | 3341.524 | 3178.3801 | 3033.0124 | 2923.1974 | 2831.1586 | 2739.1199 | 2647.0811 | 2555.0424 | 2463.0037 | 2370.9649 | 2278.9262 | 2186.8874 | 2094.8487 | 2002.81 | 1910.7712 | 1818.7325 | 1794.2616 | 1795.1288 | 1753.766 | 1712.4031 | 1671.0403 | 1629.6775 | 1588.3147 | 1546.9519 | 1505.5891 | 1464.2262 | 1422.8634 | 0 | 0 | 0 | 0 | 0 | 0 | 0 | 0 | 0 | 0 | 0 | 0
|  | 2035 | 2579.7545 | [15 empty] | 4030.9393 | 3778.42 | 3528.3697 | 3341.524 | 3178.3801 | 3033.0124 | 2923.1974 | 2831.1586 | 2739.1199 | 2647.0811 | 2555.0424 | 2463.0037 | 2370.9649 | 2278.9262 | 2186.8874 | 2094.8487 | 2002.81 | 1910.7712 | 1818.7325 | 1794.2616 | 1795.1288 | 1753.766 | 1712.4031 | 1671.0403 | 1629.6775 | 1588.3147 | 1546.9519 | 1505.5891 | 1464.2262 | 1422.8634 | 0 | 0 | 0 | 0 | 0 | 0 | 0 | 0 | 0 | 0 | 0
|  | 2036 | 2579.7545 | [16 empty] | 4030.9393 | 3778.42 | 3528.3697 | 3341.524 | 3178.3801 | 3033.0124 | 2923.1974 | 2831.1586 | 2739.1199 | 2647.0811 | 2555.0424 | 2463.0037 | 2370.9649 | 2278.9262 | 2186.8874 | 2094.8487 | 2002.81 | 1910.7712 | 1818.7325 | 1794.2616 | 1795.1288 | 1753.766 | 1712.4031 | 1671.0403 | 1629.6775 | 1588.3147 | 1546.9519 | 1505.5891 | 1464.2262 | 1422.8634 | 0 | 0 | 0 | 0 | 0 | 0 | 0 | 0 | 0 | 0
|  | 2037 | 2579.7545 | [17 empty] | 4030.9393 | 3778.42 | 3528.3697 | 3341.524 | 3178.3801 | 3033.0124 | 2923.1974 | 2831.1586 | 2739.1199 | 2647.0811 | 2555.0424 | 2463.0037 | 2370.9649 | 2278.9262 | 2186.8874 | 2094.8487 | 2002.81 | 1910.7712 | 1818.7325 | 1794.2616 | 1795.1288 | 1753.766 | 1712.4031 | 1671.0403 | 1629.6775 | 1588.3147 | 1546.9519 | 1505.5891 | 1464.2262 | 1422.8634 | 0 | 0 | 0 | 0 | 0 | 0 | 0 | 0 | 0
|  | 2038 | 2579.7545 | [18 empty] | 4030.9393 | 3778.42 | 3528.3697 | 3341.524 | 3178.3801 | 3033.0124 | 2923.1974 | 2831.1586 | 2739.1199 | 2647.0811 | 2555.0424 | 2463.0037 | 2370.9649 | 2278.9262 | 2186.8874 | 2094.8487 | 2002.81 | 1910.7712 | 1818.7325 | 1794.2616 | 1795.1288 | 1753.766 | 1712.4031 | 1671.0403 | 1629.6775 | 1588.3147 | 1546.9519 | 1505.5891 | 1464.2262 | 1422.8634 | 0 | 0 | 0 | 0 | 0 | 0 | 0 | 0
|  | 2039 | 2579.7545 | [19 empty] | 4030.9393 | 3778.42 | 3528.3697 | 3341.524 | 3178.3801 | 3033.0124 | 2923.1974 | 2831.1586 | 2739.1199 | 2647.0811 | 2555.0424 | 2463.0037 | 2370.9649 | 2278.9262 | 2186.8874 | 2094.8487 | 2002.81 | 1910.7712 | 1818.7325 | 1794.2616 | 1795.1288 | 1753.766 | 1712.4031 | 1671.0403 | 1629.6775 | 1588.3147 | 1546.9519 | 1505.5891 | 1464.2262 | 1422.8634 | 0 | 0 | 0 | 0 | 0 | 0 | 0
Annual Change (%) | bar: 2020 to 2075
|  | Levelized Capital Cost ($/MW-wk) |  | 2579.7545 | 2579.7545 | 2579.7545 | 2579.7545 | 2579.7545 | 2579.7545 | 2579.7545 | 2579.7545 | 2579.7545 | 2579.7545 | 2579.7545 | 2579.7545 | 2579.7545 | 2579.7545 | 2579.7545 | 2579.7545 | 2579.7545 | 2579.7545 | 2579.7545 | 2579.7545 | 2579.7545 | 2579.7545 | 2579.7545 | 2579.7545 | 2579.7545 | 2579.7545 | 2579.7545 | 2579.7545 | 2579.7545 | 2579.7545 | 2579.7545 | 2579.7545 | 2579.7545 | 2579.7545 | 2579.7545 | 2579.7545 | 2579.7545 | 2579.7545 | 2579.7545 | 2579.7545 | 2579.7545 | 2579.7545 | 2579.7545 | 2579.7545 | 2579.7545 | 2579.7545 | 2579.7545 | 2579.7545 | 2579.7545 | 2579.7545 | 2579.7545 | 2579.7545 | 2579.7545 | 2579.7545 | 2579.7545 | 2579.7545
|  | Economic Life | 30
|  | check s/b 0 | 0
itc
|  |  |  | 30% | 30% | 30% | 30% | 26% | 22% | 10% | 10% | 10% | 10% | 10% | 10% | 10% | 10% | 10% | 10% | 10% | 10% | 10% | 10% | 10% | 10% | 10% | 10% | 10% | 10% | 10% | 10% | 10% | 10% | 10% | 10% | 10% | 10% | 10% | 10% | 10% | 10% | 10% | 10% | 10% | 10% | 10% | 10% | 10% | 10% | 10% | 10% | 10% | 10% | 10% | 10% | 10% | 10% | 10% | 10%
ITC
| Revenue Requirement by vintage year | 0 | 0 | 0 | 0 | 0 | 0 | 0 | 0 | 0 | 0 | 0 | 0 | 0 | 0 | 0 | 0 | 0 | 0 | 0 | 0 | 0 | 0 | 0 | 0 | 0 | 0 | 0 | 0 | 0 |  | 0 | 0 | 0 | 0 | 0 | 0 | 0 | 0 | 0 | 0 | 0 | 0 | 0 | 0 | 0 | 0 | 0 | 0 | 0 | 0 | 0 | 0 | 0 | 0 | 0 | 0 | 0 | 0 | 0
| 2012 $/MW-wk | 0 | 0 | 0 | 0 | 0 | 0 | 0 | 0 | 0 | 0 | 0 | 0 | 0 | 0 | 0 | 0 | 0 | 0 | 0 | 0 | 0 | 0 | 0 | 0 | 0 | 0 | 0 | 0 | 0 |  | 0 | 0 | 0 | 0 | 0 | 0 | 0 | 0 | 0 | 0 | 0 | 0 | 0 | 0 | 0 | 0 | 0 | 0 | 0 | 0 | 0 | 0 | 0 | 0 | 0 | 0 | 0 | 0 | 0
| Aurora Input | 0 | Levelized Cost | 2020 | 2021 | 2022 | 2023 | 2024 | 2025 | 2026 | 2027 | 2028 | 2029 | 2030 | 2031 | 2032 | 2033 | 2034 | 2035 | 2036 | 2037 | 2038 | 2039 | 2040 | 2041 | 2042 | 2043 | 2044 | 2045 | 2046 | Levelized | 2047 | 2048 | 2049 | 2050 | 2051 | 2052 | 2053 | 2054 | 2055 | 2056 | 2057 | 2058 | 2059 | 2060 | 2061 | 2062 | 2063 | 2064 | 2065 | 2066 | 2067 | 2068 | 2069 | 2070 | 2071 | 2072 | 2073 | 2074 | 2075
| 0 | 2020 | 2579.7545 | 4030.9393 | 3778.42 | 3528.3697 | 3341.524 | 3178.3801 | 3033.0124 | 2923.1974 | 2831.1586 | 2739.1199 | 2647.0811 | 2555.0424 | 2463.0037 | 2370.9649 | 2278.9262 | 2186.8874 | 2094.8487 | 2002.81 | 1910.7712 | 1818.7325 | 1794.2616 | 1795.1288 | 1753.766 | 1712.4031 | 1671.0403 | 1629.6775 | 1588.3147 | 1546.9519 | 1465.3869 | 1505.5891 | 1464.2262 | 1422.8634 | 0 | 0 | 0 | 0 | 0 | 0 | 0 | 0 | 0 | 0 | 0 | 0 | 0 | 0 | 0 | 0 | 0 | 0 | 0 | 0 | 0 | 0 | 0 | 0 | 0 | 0
| 0 | 2021 | 2579.7545 | 0 | 4030.9393 | 3778.42 | 3528.3697 | 3341.524 | 3178.3801 | 3033.0124 | 2923.1974 | 2831.1586 | 2739.1199 | 2647.0811 | 2555.0424 | 2463.0037 | 2370.9649 | 2278.9262 | 2186.8874 | 2094.8487 | 2002.81 | 1910.7712 | 1818.7325 | 1794.2616 | 1795.1288 | 1753.766 | 1712.4031 | 1671.0403 | 1629.6775 | 1588.3147 | 1487.0833 | 1546.9519 | 1505.5891 | 1464.2262 | 1422.8634 | 0 | 0 | 0 | 0 | 0 | 0 | 0 | 0 | 0 | 0 | 0 | 0 | 0 | 0 | 0 | 0 | 0 | 0 | 0 | 0 | 0 | 0 | 0 | 0 | 0
| 0 | 2022 | 2579.7545 | 0 | 0 | 4030.9393 | 3778.42 | 3528.3697 | 3341.524 | 3178.3801 | 3033.0124 | 2923.1974 | 2831.1586 | 2739.1199 | 2647.0811 | 2555.0424 | 2463.0037 | 2370.9649 | 2278.9262 | 2186.8874 | 2094.8487 | 2002.81 | 1910.7712 | 1818.7325 | 1794.2616 | 1795.1288 | 1753.766 | 1712.4031 | 1671.0403 | 1629.6775 | 1509.0692 | 1588.3147 | 1546.9519 | 1505.5891 | 1464.2262 | 1422.8634 | 0 | 0 | 0 | 0 | 0 | 0 | 0 | 0 | 0 | 0 | 0 | 0 | 0 | 0 | 0 | 0 | 0 | 0 | 0 | 0 | 0 | 0 | 0 | 0
| 0 | 2023 | 2579.7545 | 0 | 0 | 0 | 4030.9393 | 3778.42 | 3528.3697 | 3341.524 | 3178.3801 | 3033.0124 | 2923.1974 | 2831.1586 | 2739.1199 | 2647.0811 | 2555.0424 | 2463.0037 | 2370.9649 | 2278.9262 | 2186.8874 | 2094.8487 | 2002.81 | 1910.7712 | 1818.7325 | 1794.2616 | 1795.1288 | 1753.766 | 1712.4031 | 1671.0403 | 1531.3441 | 1629.6775 | 1588.3147 | 1546.9519 | 1505.5891 | 1464.2262 | 1422.8634 | 0 | 0 | 0 | 0 | 0 | 0 | 0 | 0 | 0 | 0 | 0 | 0 | 0 | 0 | 0 | 0 | 0 | 0 | 0 | 0 | 0 | 0 | 0
| 0 | 2024 | 2579.7545 | 0 | 0 | 0 | 0 | 4030.9393 | 3778.42 | 3528.3697 | 3341.524 | 3178.3801 | 3033.0124 | 2923.1974 | 2831.1586 | 2739.1199 | 2647.0811 | 2555.0424 | 2463.0037 | 2370.9649 | 2278.9262 | 2186.8874 | 2094.8487 | 2002.81 | 1910.7712 | 1818.7325 | 1794.2616 | 1795.1288 | 1753.766 | 1712.4031 | 1553.9073 | 1671.0403 | 1629.6775 | 1588.3147 | 1546.9519 | 1505.5891 | 1464.2262 | 1422.8634 | 0 | 0 | 0 | 0 | 0 | 0 | 0 | 0 | 0 | 0 | 0 | 0 | 0 | 0 | 0 | 0 | 0 | 0 | 0 | 0 | 0 | 0
| 0 | 2025 | 2579.7545 | 0 | 0 | 0 | 0 | 0 | 4030.9393 | 3778.42 | 3528.3697 | 3341.524 | 3178.3801 | 3033.0124 | 2923.1974 | 2831.1586 | 2739.1199 | 2647.0811 | 2555.0424 | 2463.0037 | 2370.9649 | 2278.9262 | 2186.8874 | 2094.8487 | 2002.81 | 1910.7712 | 1818.7325 | 1794.2616 | 1795.1288 | 1753.766 | 1576.7582 | 1712.4031 | 1671.0403 | 1629.6775 | 1588.3147 | 1546.9519 | 1505.5891 | 1464.2262 | 1422.8634 | 0 | 0 | 0 | 0 | 0 | 0 | 0 | 0 | 0 | 0 | 0 | 0 | 0 | 0 | 0 | 0 | 0 | 0 | 0 | 0 | 0
| 0 | 2026 | 2579.7545 | 0 | 0 | 0 | 0 | 0 | 0 | 4030.9393 | 3778.42 | 3528.3697 | 3341.524 | 3178.3801 | 3033.0124 | 2923.1974 | 2831.1586 | 2739.1199 | 2647.0811 | 2555.0424 | 2463.0037 | 2370.9649 | 2278.9262 | 2186.8874 | 2094.8487 | 2002.81 | 1910.7712 | 1818.7325 | 1794.2616 | 1795.1288 | 1599.8962 | 1753.766 | 1712.4031 | 1671.0403 | 1629.6775 | 1588.3147 | 1546.9519 | 1505.5891 | 1464.2262 | 1422.8634 | 0 | 0 | 0 | 0 | 0 | 0 | 0 | 0 | 0 | 0 | 0 | 0 | 0 | 0 | 0 | 0 | 0 | 0 | 0 | 0
| 0 | 2027 | 2579.7545 | 0 | 0 | 0 | 0 | 0 | 0 | 0 | 4030.9393 | 3778.42 | 3528.3697 | 3341.524 | 3178.3801 | 3033.0124 | 2923.1974 | 2831.1586 | 2739.1199 | 2647.0811 | 2555.0424 | 2463.0037 | 2370.9649 | 2278.9262 | 2186.8874 | 2094.8487 | 2002.81 | 1910.7712 | 1818.7325 | 1794.2616 | 1623.3202 | 1795.1288 | 1753.766 | 1712.4031 | 1671.0403 | 1629.6775 | 1588.3147 | 1546.9519 | 1505.5891 | 1464.2262 | 1422.8634 | 0 | 0 | 0 | 0 | 0 | 0 | 0 | 0 | 0 | 0 | 0 | 0 | 0 | 0 | 0 | 0 | 0 | 0 | 0
| 0 | 2028 | 2579.7545 | 0 | 0 | 0 | 0 | 0 | 0 | 0 | 0 | 4030.9393 | 3778.42 | 3528.3697 | 3341.524 | 3178.3801 | 3033.0124 | 2923.1974 | 2831.1586 | 2739.1199 | 2647.0811 | 2555.0424 | 2463.0037 | 2370.9649 | 2278.9262 | 2186.8874 | 2094.8487 | 2002.81 | 1910.7712 | 1818.7325 | 1642.3324 | 1794.2616 | 1795.1288 | 1753.766 | 1712.4031 | 1671.0403 | 1629.6775 | 1588.3147 | 1546.9519 | 1505.5891 | 1464.2262 | 1422.8634 | 0 | 0 | 0 | 0 | 0 | 0 | 0 | 0 | 0 | 0 | 0 | 0 | 0 | 0 | 0 | 0 | 0 | 0
| 0 | 2029 | 2579.7545 | 0 | 0 | 0 | 0 | 0 | 0 | 0 | 0 | 0 | 4030.9393 | 3778.42 | 3528.3697 | 3341.524 | 3178.3801 | 3033.0124 | 2923.1974 | 2831.1586 | 2739.1199 | 2647.0811 | 2555.0424 | 2463.0037 | 2370.9649 | 2278.9262 | 2186.8874 | 2094.8487 | 2002.81 | 1910.7712 | 1660.6684 | 1818.7325 | 1794.2616 | 1795.1288 | 1753.766 | 1712.4031 | 1671.0403 | 1629.6775 | 1588.3147 | 1546.9519 | 1505.5891 | 1464.2262 | 1422.8634 | 0 | 0 | 0 | 0 | 0 | 0 | 0 | 0 | 0 | 0 | 0 | 0 | 0 | 0 | 0 | 0 | 0
| 0 | 2030 | 2579.7545 | 0 | 0 | 0 | 0 | 0 | 0 | 0 | 0 | 0 | 0 | 4030.9393 | 3778.42 | 3528.3697 | 3341.524 | 3178.3801 | 3033.0124 | 2923.1974 | 2831.1586 | 2739.1199 | 2647.0811 | 2555.0424 | 2463.0037 | 2370.9649 | 2278.9262 | 2186.8874 | 2094.8487 | 2002.81 | 1685.1312 | 1910.7712 | 1818.7325 | 1794.2616 | 1795.1288 | 1753.766 | 1712.4031 | 1671.0403 | 1629.6775 | 1588.3147 | 1546.9519 | 1505.5891 | 1464.2262 | 1422.8634 | 0 | 0 | 0 | 0 | 0 | 0 | 0 | 0 | 0 | 0 | 0 | 0 | 0 | 0 | 0 | 0
| 0 | 2031 | 2579.7545 | 0 | 0 | 0 | 0 | 0 | 0 | 0 | 0 | 0 | 0 | 0 | 4030.9393 | 3778.42 | 3528.3697 | 3341.524 | 3178.3801 | 3033.0124 | 2923.1974 | 2831.1586 | 2739.1199 | 2647.0811 | 2555.0424 | 2463.0037 | 2370.9649 | 2278.9262 | 2186.8874 | 2094.8487 | 1714.5396 | 2002.81 | 1910.7712 | 1818.7325 | 1794.2616 | 1795.1288 | 1753.766 | 1712.4031 | 1671.0403 | 1629.6775 | 1588.3147 | 1546.9519 | 1505.5891 | 1464.2262 | 1422.8634 | 0 | 0 | 0 | 0 | 0 | 0 | 0 | 0 | 0 | 0 | 0 | 0 | 0 | 0 | 0
| 0 | 2032 | 2579.7545 | 0 | 0 | 0 | 0 | 0 | 0 | 0 | 0 | 0 | 0 | 0 | 0 | 4030.9393 | 3778.42 | 3528.3697 | 3341.524 | 3178.3801 | 3033.0124 | 2923.1974 | 2831.1586 | 2739.1199 | 2647.0811 | 2555.0424 | 2463.0037 | 2370.9649 | 2278.9262 | 2186.8874 | 1748.0265 | 2094.8487 | 2002.81 | 1910.7712 | 1818.7325 | 1794.2616 | 1795.1288 | 1753.766 | 1712.4031 | 1671.0403 | 1629.6775 | 1588.3147 | 1546.9519 | 1505.5891 | 1464.2262 | 1422.8634 | 0 | 0 | 0 | 0 | 0 | 0 | 0 | 0 | 0 | 0 | 0 | 0 | 0 | 0
| 0 | 2033 | 2579.7545 | 0 | 0 | 0 | 0 | 0 | 0 | 0 | 0 | 0 | 0 | 0 | 0 | 0 | 4030.9393 | 3778.42 | 3528.3697 | 3341.524 | 3178.3801 | 3033.0124 | 2923.1974 | 2831.1586 | 2739.1199 | 2647.0811 | 2555.0424 | 2463.0037 | 2370.9649 | 2278.9262 | 1784.9405 | 2186.8874 | 2094.8487 | 2002.81 | 1910.7712 | 1818.7325 | 1794.2616 | 1795.1288 | 1753.766 | 1712.4031 | 1671.0403 | 1629.6775 | 1588.3147 | 1546.9519 | 1505.5891 | 1464.2262 | 1422.8634 | 0 | 0 | 0 | 0 | 0 | 0 | 0 | 0 | 0 | 0 | 0 | 0 | 0
| 0 | 2034 | 2579.7545 | 0 | 0 | 0 | 0 | 0 | 0 | 0 | 0 | 0 | 0 | 0 | 0 | 0 | 0 | 4030.9393 | 3778.42 | 3528.3697 | 3341.524 | 3178.3801 | 3033.0124 | 2923.1974 | 2831.1586 | 2739.1199 | 2647.0811 | 2555.0424 | 2463.0037 | 2370.9649 | 1824.7826 | 2278.9262 | 2186.8874 | 2094.8487 | 2002.81 | 1910.7712 | 1818.7325 | 1794.2616 | 1795.1288 | 1753.766 | 1712.4031 | 1671.0403 | 1629.6775 | 1588.3147 | 1546.9519 | 1505.5891 | 1464.2262 | 1422.8634 | 0 | 0 | 0 | 0 | 0 | 0 | 0 | 0 | 0 | 0 | 0 | 0
| 0 | 2035 | 2579.7545 | 0 | 0 | 0 | 0 | 0 | 0 | 0 | 0 | 0 | 0 | 0 | 0 | 0 | 0 | 0 | 4030.9393 | 3778.42 | 3528.3697 | 3341.524 | 3178.3801 | 3033.0124 | 2923.1974 | 2831.1586 | 2739.1199 | 2647.0811 | 2555.0424 | 2463.0037 | 1867.1635 | 2370.9649 | 2278.9262 | 2186.8874 | 2094.8487 | 2002.81 | 1910.7712 | 1818.7325 | 1794.2616 | 1795.1288 | 1753.766 | 1712.4031 | 1671.0403 | 1629.6775 | 1588.3147 | 1546.9519 | 1505.5891 | 1464.2262 | 1422.8634 | 0 | 0 | 0 | 0 | 0 | 0 | 0 | 0 | 0 | 0 | 0
| 0 | 2036 | 2579.7545 | 0 | 0 | 0 | 0 | 0 | 0 | 0 | 0 | 0 | 0 | 0 | 0 | 0 | 0 | 0 | 0 | 4030.9393 | 3778.42 | 3528.3697 | 3341.524 | 3178.3801 | 3033.0124 | 2923.1974 | 2831.1586 | 2739.1199 | 2647.0811 | 2555.0424 | 1911.7753 | 2463.0037 | 2370.9649 | 2278.9262 | 2186.8874 | 2094.8487 | 2002.81 | 1910.7712 | 1818.7325 | 1794.2616 | 1795.1288 | 1753.766 | 1712.4031 | 1671.0403 | 1629.6775 | 1588.3147 | 1546.9519 | 1505.5891 | 1464.2262 | 1422.8634 | 0 | 0 | 0 | 0 | 0 | 0 | 0 | 0 | 0 | 0
| 0 | 2037 | 2579.7545 | 0 | 0 | 0 | 0 | 0 | 0 | 0 | 0 | 0 | 0 | 0 | 0 | 0 | 0 | 0 | 0 | 0 | 4030.9393 | 3778.42 | 3528.3697 | 3341.524 | 3178.3801 | 3033.0124 | 2923.1974 | 2831.1586 | 2739.1199 | 2647.0811 | 1958.3703 | 2555.0424 | 2463.0037 | 2370.9649 | 2278.9262 | 2186.8874 | 2094.8487 | 2002.81 | 1910.7712 | 1818.7325 | 1794.2616 | 1795.1288 | 1753.766 | 1712.4031 | 1671.0403 | 1629.6775 | 1588.3147 | 1546.9519 | 1505.5891 | 1464.2262 | 1422.8634 | 0 | 0 | 0 | 0 | 0 | 0 | 0 | 0 | 0
| 0 | 2038 | 2579.7545 | 0 | 0 | 0 | 0 | 0 | 0 | 0 | 0 | 0 | 0 | 0 | 0 | 0 | 0 | 0 | 0 | 0 | 0 | 4030.9393 | 3778.42 | 3528.3697 | 3341.524 | 3178.3801 | 3033.0124 | 2923.1974 | 2831.1586 | 2739.1199 | 2006.7473 | 2647.0811 | 2555.0424 | 2463.0037 | 2370.9649 | 2278.9262 | 2186.8874 | 2094.8487 | 2002.81 | 1910.7712 | 1818.7325 | 1794.2616 | 1795.1288 | 1753.766 | 1712.4031 | 1671.0403 | 1629.6775 | 1588.3147 | 1546.9519 | 1505.5891 | 1464.2262 | 1422.8634 | 0 | 0 | 0 | 0 | 0 | 0 | 0 | 0
| 0 | 2039 | 2579.7545 | 0 | 0 | 0 | 0 | 0 | 0 | 0 | 0 | 0 | 0 | 0 | 0 | 0 | 0 | 0 | 0 | 0 | 0 | 0 | 4030.9393 | 3778.42 | 3528.3697 | 3341.524 | 3178.3801 | 3033.0124 | 2923.1974 | 2831.1586 | 2056.7406 | 2739.1199 | 2647.0811 | 2555.0424 | 2463.0037 | 2370.9649 | 2278.9262 | 2186.8874 | 2094.8487 | 2002.81 | 1910.7712 | 1818.7325 | 1794.2616 | 1795.1288 | 1753.766 | 1712.4031 | 1671.0403 | 1629.6775 | 1588.3147 | 1546.9519 | 1505.5891 | 1464.2262 | 1422.8634 | 0 | 0 | 0 | 0 | 0 | 0 | 0
| 2020-2023 | 30% |  | 244.9138 | [27 empty] | 2064: 0; 2065: 0; 2066: 0; 2067: 0; 2068: 0; 2069: 0; 2070: 0; 2071: 0; 2072: 0; 2073: 0; 2074: 0
| 2024 | 26% |  | 212.2586 | [36 empty] | 0 | 0 | 0 | 0 | 0 | 0 | 0 | 0 | 0 | 0 | 0 | 0 | 0 | 0 | 0 | 0 | 0 | 0 | 0
| 2025 | 22% |  | 179.6034 | [36 empty] | 0 | 0 | 0 | 0 | 0 | 0 | 0 | 0 | 0 | 0 | 0 | 0 | 0 | 0 | 0 | 0 | 0 | 0 | 0
| Start 2026 | 10% |  | 81.6379 | [36 empty] | 0 | 0 | 0 | 0 | 0 | 0 | 0 | 0 | 0 | 0 | 0 | 0 | 0 | 0 | 0 | 0 | 0 | 0 | 0
[41 empty] | 0 | 0 | 0 | 0 | 0 | 0 | 0 | 0 | 0 | 0 | 0 | 0 | 0 | 0 | 0 | 0 | 0 | 0 | 0
[41 empty] | 0 | 0 | 0 | 0 | 0 | 0 | 0 | 0 | 0 | 0 | 0 | 0 | 0 | 0 | 0 | 0 | 0 | 0 | 0
Amortization
|  | 30% |  | 12.2457 | 12.2457 | 12.2457 | 12.2457 | 12.2457 | 12.2457 | 12.2457 | 12.2457 | 12.2457 | 12.2457 | 12.2457 | 12.2457 | 12.2457 | 12.2457 | 12.2457 | 12.2457 | 12.2457 | 12.2457 | 12.2457 | 12.2457 | 12.2457 | 12.2457 | 12.2457 | 12.2457 | 12.2457 | 12.2457 | 12.2457 | 12.2457 | 12.2457 | 12.2457 | 12.2457 | 12.2457 | 12.2457 | 12.2457 | 12.2457 | 12.2457 | 12.2457 | 12.2457 | 12.2457 | 12.2457 | 12.2457 | 12.2457 | 12.2457 | 12.2457 | 12.2457 | 12.2457 | 12.2457 | 12.2457 | 12.2457 | 12.2457 | 12.2457 | 12.2457 | 12.2457 | 12.2457 | 12.2457 | 12.2457
|  | 26% |  | 10.6129 | 10.6129 | 10.6129 | 10.6129 | 10.6129 | 10.6129 | 10.6129 | 10.6129 | 10.6129 | 10.6129 | 10.6129 | 10.6129 | 10.6129 | 10.6129 | 10.6129 | 10.6129 | 10.6129 | 10.6129 | 10.6129 | 10.6129 | 10.6129 | 10.6129 | 10.6129 | 10.6129 | 10.6129 | 10.6129 | 10.6129 | 10.6129 | 10.6129 | 10.6129 | 10.6129 | 10.6129 | 10.6129 | 10.6129 | 10.6129 | 10.6129 | 10.6129 | 10.6129 | 10.6129 | 10.6129 | 10.6129 | 10.6129 | 10.6129 | 10.6129 | 10.6129 | 10.6129 | 10.6129 | 10.6129 | 10.6129 | 10.6129 | 10.6129 | 10.6129 | 10.6129 | 10.6129 | 10.6129 | 10.6129
|  | 22% |  | 8.9802 | 8.9802 | 8.9802 | 8.9802 | 8.9802 | 8.9802 | 8.9802 | 8.9802 | 8.9802 | 8.9802 | 8.9802 | 8.9802 | 8.9802 | 8.9802 | 8.9802 | 8.9802 | 8.9802 | 8.9802 | 8.9802 | 8.9802 | 8.9802 | 8.9802 | 8.9802 | 8.9802 | 8.9802 | 8.9802 | 8.9802 | 8.9802 | 8.9802 | 8.9802 | 8.9802 | 8.9802 | 8.9802 | 8.9802 | 8.9802 | 8.9802 | 8.9802 | 8.9802 | 8.9802 | 8.9802 | 8.9802 | 8.9802 | 8.9802 | 8.9802 | 8.9802 | 8.9802 | 8.9802 | 8.9802 | 8.9802 | 8.9802 | 8.9802 | 8.9802 | 8.9802 | 8.9802 | 8.9802 | 8.9802
|  | 10% |  | 4.0819 | 4.0819 | 4.0819 | 4.0819 | 4.0819 | 4.0819 | 4.0819 | 4.0819 | 4.0819 | 4.0819 | 4.0819 | 4.0819 | 4.0819 | 4.0819 | 4.0819 | 4.0819 | 4.0819 | 4.0819 | 4.0819 | 4.0819 | 4.0819 | 4.0819 | 4.0819 | 4.0819 | 4.0819 | 4.0819 | 4.0819 | 4.0819 | 4.0819 | 4.0819 | 4.0819 | 4.0819 | 4.0819 | 4.0819 | 4.0819 | 4.0819 | 4.0819 | 4.0819 | 4.0819 | 4.0819 | 4.0819 | 4.0819 | 4.0819 | 4.0819 | 4.0819 | 4.0819 | 4.0819 | 4.0819 | 4.0819 | 4.0819 | 4.0819 | 4.0819 | 4.0819 | 4.0819 | 4.0819 | 4.0819
|  |  |  | 2020 | 2021 | 2022 | 2023 | 2024 | 2025 | 2026 | 2027 | 2028 | 2029 | 2030 | 2031 | 2032 | 2033 | 2034 | 2035 | 2036 | 2037 | 2038 | 2039 | 2040 | 2041 | 2042 | 2043 | 2044 | 2045 | 2046 | 2047 | 2048 | 2049 | 2050 | 2051 | 2052 | 2053 | 2054 | 2055 | 2056 | 2057 | 2058 | 2059 | 2060 | 2061 | 2062 | 2063 | 2064 | 2065 | 2066 | 2067 | 2068 | 2069 | 2070 | 2071 | 2072 | 2073 | 2074 | 2075
|  | ITC Base |  | 212.2586 | 212.2586 | 212.2586 | 212.2586 | 212.2586 | 212.2586 | 212.2586 | 212.2586 | 212.2586 | 212.2586 | 212.2586 | 212.2586 | 212.2586 | 212.2586 | 212.2586 | 212.2586 | 212.2586 | 212.2586 | 212.2586 | 212.2586 | 212.2586 | 212.2586 | 212.2586 | 212.2586 | 212.2586 | 212.2586 | 212.2586 | 212.2586 | 212.2586 | 212.2586 | 212.2586 | 212.2586 | 212.2586 | 212.2586 | 212.2586 | 212.2586 | 212.2586 | 212.2586 | 212.2586 | 212.2586 | 212.2586 | 212.2586 | 212.2586 | 212.2586 | 212.2586 | 212.2586 | 212.2586 | 212.2586 | 212.2586 | 212.2586 | 212.2586 | 212.2586 | 212.2586 | 212.2586 | 212.2586 | 212.2586
|  | Accum ITC Amort |  | 10.6129 | 24.4914 | 36.7371 | 48.9828 | 61.2284 | 73.4741 | 85.7198 | 97.9655 | 110.2112 | 122.4569 | 134.7026 | 146.9483 | 159.1939 | 171.4396 | 183.6853 | 195.931 | 208.1767 | 220.4224 | 232.6681 | 244.9138 | 257.1594 | 269.4051 | 281.6508 | 293.8965 | 306.1422 | 318.3879 | 330.6336 | 342.8793 | 355.125 | 367.3706 | 379.6163 | 391.862 | 404.1077 | 416.3534 | 428.5991 | 440.8448 | 453.0905 | 465.3361 | 477.5818 | 489.8275 | 502.0732 | 514.3189 | 526.5646 | 538.8103 | 551.056 | 563.3016 | 575.5473 | 587.793 | 600.0387 | 612.2844 | 624.5301 | 636.7758 | 649.0215 | 661.2672 | 673.5128 | 685.7585
|  | Ratebase |  | 201.6457 | 187.7672 | 175.5215 | 163.2758 | 151.0302 | 138.7845 | 126.5388 | 114.2931 | 102.0474 | 89.8017 | 77.556 | 65.3103 | 53.0646 | 40.819 | 28.5733 | 16.3276 | 4.0819 | -8.1638 | -20.4095 | -32.6552 | -44.9009 | -57.1465 | -69.3922 | -81.6379 | -93.8836 | -106.1293 | -118.375 | -130.6207 | -142.8664 | -155.112 | -167.3577 | -179.6034 | -191.8491 | -204.0948 | -216.3405 | -228.5862 | -240.8319 | -253.0776 | -265.3232 | -277.5689 | -289.8146 | -302.0603 | -314.306 | -326.5517 | -338.7974 | -351.0431 | -363.2887 | -375.5344 | -387.7801 | -400.0258 | -412.2715 | -424.5172 | -436.7629 | -449.0086 | -461.2542 | -473.4999
|  | Tax Basis |  | 710.2499 | 710.2499 | 710.2499 | 710.2499 | 710.2499 | 710.2499 | 710.2499 | 710.2499 | 710.2499 | 710.2499 | 710.2499 | 710.2499 | 710.2499 | 710.2499 | 710.2499 | 710.2499 | 710.2499 | 710.2499 | 710.2499 | 710.2499 | 710.2499 | 710.2499 | 710.2499 | 710.2499 | 710.2499 | 710.2499 | 710.2499 | 710.2499 | 710.2499 | 710.2499 | 710.2499 | 710.2499 | 710.2499 | 710.2499 | 710.2499 | 710.2499 | 710.2499 | 710.2499 | 710.2499 | 710.2499 | 710.2499 | 710.2499 | 710.2499 | 710.2499 | 710.2499 | 710.2499 | 710.2499 | 710.2499 | 710.2499 | 710.2499 | 710.2499 | 710.2499 | 710.2499 | 710.2499 | 710.2499 | 710.2499
|  | Book Depreciation |  | 23.675 | 23.675 | 23.675 | 23.675 | 23.675 | 23.675 | 23.675 | 23.675 | 23.675 | 23.675 | 23.675 | 23.675 | 23.675 | 23.675 | 23.675 | 23.675 | 23.675 | 23.675 | 23.675 | 23.675 | 23.675 | 23.675 | 23.675 | 23.675 | 23.675 | 23.675 | 23.675 | 23.675 | 23.675 | 23.675 | 23.675 | 23.675 | 23.675 | 23.675 | 23.675 | 23.675 | 23.675 | 23.675 | 23.675 | 23.675 | 23.675 | 23.675 | 23.675 | 23.675 | 23.675 | 23.675 | 23.675 | 23.675 | 23.675 | 23.675 | 23.675 | 23.675 | 23.675 | 23.675 | 23.675 | 23.675
|  | Tax Depreciation |  | 142.05 | 227.28 | 136.368 | 81.8208 | 81.8208 | 40.9104 | 0 | 0 | 0 | 0 | 0 | 0 | 0 | 0 | 0 | 0 | 0 | 0 | 0 | 0 | 0 | 0 | 0 | 0 | 0 | 0 | 0 | 0 | 0 | 0 | 0 | 0 | 0 | 0 | 0 | 0 | 0 | 0 | 0 | 0 | 0 | 0 | 0 | 0 | 0 | 0 | 0 | 0 | 0 | 0 | 0 | 0 | 0 | 0 | 0 | 0
|  | Difference between book and tax |  | -118.375 | -203.605 | -112.693 | -58.1458 | -58.1458 | -17.2354 | 23.675 | 23.675 | 23.675 | 23.675 | 23.675 | 23.675 | 23.675 | 23.675 | 23.675 | 23.675 | 23.675 | 23.675 | 23.675 | 23.675 | 23.675 | 23.675 | 23.675 | 23.675 | 23.675 | 23.675 | 23.675 | 23.675 | 23.675 | 23.675 | 23.675 | 23.675 | 23.675 | 23.675 | 23.675 | 23.675 | 23.675 | 23.675 | 23.675 | 23.675 | 23.675 | 23.675 | 23.675 | 23.675 | 23.675 | 23.675 | 23.675 | 23.675 | 23.675 | 23.675 | 23.675 | 23.675 | 23.675 | 23.675 | 23.675 | 23.675
|  | Deferred Tax |  | -24.8587 | -42.757 | -23.6655 | -12.2106 | -12.2106 | -3.6194 | 4.9717 | 4.9717 | 4.9717 | 4.9717 | 4.9717 | 4.9717 | 4.9717 | 4.9717 | 4.9717 | 4.9717 | 4.9717 | 4.9717 | 4.9717 | 4.9717 | 4.9717 | 4.9717 | 4.9717 | 4.9717 | 4.9717 | 4.9717 | 4.9717 | 4.9717 | 4.9717 | 4.9717 | 4.9717 | 4.9717 | 4.9717 | 4.9717 | 4.9717 | 4.9717 | 4.9717 | 4.9717 | 4.9717 | 4.9717 | 4.9717 | 4.9717 | 4.9717 | 4.9717 | 4.9717 | 4.9717 | 4.9717 | 4.9717 | 4.9717 | 4.9717 | 4.9717 | 4.9717 | 4.9717 | 4.9717 | 4.9717 | 4.9717
|  | Accum Defered Tax |  | -24.8587 | -67.6158 | -91.2813 | -103.4919 | -115.7026 | -119.322 | -114.3502 | -109.3785 | -104.4067 | -99.435 | -94.4632 | -89.4915 | -84.5197 | -79.548 | -74.5762 | -69.6045 | -64.6327 | -59.661 | -54.6892 | -49.7175 | -44.7457 | -39.774 | -34.8022 | -29.8305 | -24.8587 | -19.887 | -14.9152 | -9.9435 | -4.9717 | 0 | 4.9717 | 9.9435 | 14.9152 | 19.887 | 24.8587 | 29.8305 | 34.8022 | 39.774 | 44.7457 | 49.7175 | 54.6892 | 59.661 | 64.6327 | 69.6045 | 74.5762 | 79.548 | 84.5197 | 89.4915 | 94.4632 | 99.435 | 104.4067 | 109.3785 | 114.3502 | 119.322 | 124.2937 | 129.2655
|  | Revenue Requirement |  | 83.8435 | 78.5911 | 73.3901 | 69.5037 | 66.1103 | 63.0867 | 60.8025 | 58.8881 | 56.9737 | 55.0593 | 53.1449 | 51.2305 | 49.3161 | 47.4017 | 45.4873 | 43.5729 | 41.6584 | 39.744 | 37.8296 | 37.3206 | 37.3387 | 36.4783 | 35.618 | 34.7576 | 33.8973 | 33.0369 | 32.1766 | 31.3163 | 30.4559 | 29.5956 | 0 | 0 | 0 | 0 | 0 | 0 | 0 | 0 | 0 | 0 | 0 | 0 | 0 | 0 | 0 | 0 | 0 | 0 | 0 | 0 | 0 | 0 | 0 | 0 | 0 | 0
|  | Depreciation |  | 27.2126 | 27.2126 | 27.2126 | 27.2126 | 27.2126 | 27.2126 | 27.2126 | 27.2126 | 27.2126 | 27.2126 | 27.2126 | 27.2126 | 27.2126 | 27.2126 | 27.2126 | 27.2126 | 27.2126 | 27.2126 | 27.2126 | 27.2126 | 27.2126 | 27.2126 | 27.2126 | 27.2126 | 27.2126 | 27.2126 | 27.2126 | 27.2126 | 27.2126 | 27.2126 | 0 | 0 | 0 | 0 | 0 | 0 | 0 | 0 | 0 | 0 | 0 | 0 | 0 | 0 | 0 | 0 | 0 | 0 | 0 | 0 | 0 | 0 | 0 | 0 | 0 | 0
|  | Insurance |  | 0.39105 | 0.39105 | 0.39105 | 0.39105 | 0.39105 | 0.39105 | 0.39105 | 0.39105 | 0.39105 | 0.39105 | 0.39105 | 0.39105 | 0.39105 | 0.39105 | 0.39105 | 0.39105 | 0.39105 | 0.39105 | 0.39105 | 0.39105 | 0.39105 | 0.39105 | 0.39105 | 0.39105 | 0.39105 | 0.39105 | 0.39105 | 0.39105 | 0.39105 | 0.39105 | 0 | 0 | 0 | 0 | 0 | 0 | 0 | 0 | 0 | 0 | 0 | 0 | 0 | 0 | 0 | 0 | 0 | 0 | 0 | 0 | 0 | 0 | 0 | 0 | 0 | 0
|  | Property Taxes |  | 3.7112 | 3.7112 | 3.7112 | 3.7112 | 3.7112 | 3.7112 | 3.7112 | 3.7112 | 3.7112 | 3.7112 | 3.7112 | 3.7112 | 3.7112 | 3.7112 | 3.7112 | 3.7112 | 3.7112 | 3.7112 | 3.7112 | 3.7112 | 3.7112 | 3.7112 | 3.7112 | 3.7112 | 3.7112 | 3.7112 | 3.7112 | 3.7112 | 3.7112 | 3.7112 | 0 | 0 | 0 | 0 | 0 | 0 | 0 | 0 | 0 | 0 | 0 | 0 | 0 | 0 | 0 | 0 | 0 | 0 | 0 | 0 | 0 | 0 | 0 | 0 | 0 | 0
|  | Current Taxes |  | -17.5422 | -39.218 | -18.366 | -6.0155 | -6.7281 | 2.5118 | 11.9071 | 11.505 | 11.103 | 10.701 | 10.299 | 9.8969 | 9.4949 | 9.0929 | 8.6909 | 8.2888 | 7.8868 | 7.4848 | 7.0828 | 6.9759 | 6.9797 | 6.799 | 6.6183 | 6.4376 | 6.257 | 6.0763 | 5.8956 | 5.715 | 5.5343 | 5.3536 | 0 | 0 | 0 | 0 | 0 | 0 | 0 | 0 | 0 | 0 | 0 | 0 | 0 | 0 | 0 | 0 | 0 | 0 | 0 | 0 | 0 | 0 | 0 | 0 | 0 | 0
|  | DFIT |  |  | 49.146 | 27.2018 |  | 14.0352 | 4.1603 | -5.7147 | -5.7147 | -5.7147 | -5.7147 | -5.7147 | -5.7147 | -5.7147 | -5.7147 | -5.7147 | -5.7147 | -5.7147 | -5.7147 | -5.7147 | -5.7147 | -5.7147 | -5.7147 | -5.7147 | -5.7147 | -5.7147 | -5.7147 | -5.7147 | -5.7147 | -5.7147 | -5.7147 | 0 | 0 | 0 | 0 | 0 | 0 | 0 | 0 | 0 | 0 | 0 | 0 | 0 | 0 | 0 | 0 | 0 | 0 | 0 | 0 | 0 | 0 | 0 | 0 | 0 | 0
|  | ITC |  | -12.2457 | -12.2457 | -12.2457 | -12.2457 | -12.2457 | -12.2457 | -12.2457 | -12.2457 | -12.2457 | -12.2457 | -12.2457 | -12.2457 | -12.2457 | -12.2457 | -12.2457 | -12.2457 | -12.2457 | -12.2457 | -12.2457 | -12.2457 | -12.2457 | -12.2457 | -12.2457 | -12.2457 | -12.2457 | -12.2457 | -12.2457 | -12.2457 | -12.2457 | -12.2457 | -12.2457 | -12.2457 | -12.2457 | -12.2457 | -12.2457 | -12.2457 | -12.2457 | -12.2457 | -12.2457 | -12.2457 | -12.2457 | -12.2457 | -12.2457 | -12.2457 | -12.2457 | -12.2457 | -12.2457 | -12.2457 | -12.2457 | -12.2457 | -12.2457 | -12.2457 | -12.2457 | -12.2457 | -12.2457 | -12.2457
|  | Total Operating Expenses |  | 1.5269 | 28.9972 | 27.905 | 13.0536 | 26.3762 | 25.7412 | 25.2616 | 24.8595 | 24.4575 | 24.0555 | 23.6535 | 23.2514 | 22.8494 | 22.4474 | 22.0454 | 21.6433 | 21.2413 | 20.8393 | 20.4373 | 20.3304 | 20.3342 | 20.1535 | 19.9728 | 19.7921 | 19.6115 | 19.4308 | 19.2501 | 19.0694 | 18.8888 | 18.7081 | -12.2457 | -12.2457 | -12.2457 | -12.2457 | -12.2457 | -12.2457 | -12.2457 | -12.2457 | -12.2457 | -12.2457 | -12.2457 | -12.2457 | -12.2457 | -12.2457 | -12.2457 | -12.2457 | -12.2457 | -12.2457 | -12.2457 | -12.2457 | -12.2457 | -12.2457 | -12.2457 | -12.2457 | -12.2457 | -12.2457
|  | Operating |  | 82.3166 | 49.594 | 45.4851 | 56.4501 | 39.7341 | 37.3454 | 35.5409 | 34.0286 | 32.5162 | 31.0038 | 29.4914 | 27.979 | 26.4667 | 24.9543 | 23.4419 | 21.9295 | 20.4171 | 18.9048 | 17.3924 | 16.9903 | 17.0045 | 16.3248 | 15.6452 | 14.9655 | 14.2858 | 13.6062 | 12.9265 | 12.2468 | 11.5671 | 10.8875 | 12.2457 | 12.2457 | 12.2457 | 12.2457 | 12.2457 | 12.2457 | 12.2457 | 12.2457 | 12.2457 | 12.2457 | 12.2457 | 12.2457 | 12.2457 | 12.2457 | 12.2457 | 12.2457 | 12.2457 | 12.2457 | 12.2457 | 12.2457 | 12.2457 | 12.2457 | 12.2457 | 12.2457 | 12.2457 | 12.2457
|  | Ratebase |  | 790.3435 | 729.323 | 668.899 | 623.7483 | 584.3251 | 549.1974 | 522.6609 | 500.42 | 478.1791 | 455.9383 | 433.6974 | 411.4565 | 389.2156 | 366.9747 | 344.7338 | 322.4929 | 300.252 | 278.0111 | 255.7702 | 249.8569 | 250.0665 | 240.0713 | 230.0761 | 220.0809 | 210.0857 | 200.0905 | 190.0953 | 180.1001 | 170.1049 | 160.1096 | 0 | 0 | 0 | 0 | 0 | 0 | 0 | 0 | 0 | 0 | 0 | 0 | 0 | 0 | 0 | 0 | 0 | 0 | 0 | 0 | 0 | 0 | 0 | 0 | 0 | 0
|  | Return on Ratebase |  | 10.42% | 6.8% | 6.8% | 9.05% | 6.8% | 6.8% | 6.8% | 6.8% | 6.8% | 6.8% | 6.8% | 6.8% | 6.8% | 6.8% | 6.8% | 6.8% | 6.8% | 6.8% | 6.8% | 6.8% | 6.8% | 6.8% | 6.8% | 6.8% | 6.8% | 6.8% | 6.8% | 6.8% | 6.8% | 6.8% | #DIV/0! | #DIV/0! | #DIV/0! | #DIV/0! | #DIV/0! | #DIV/0! | #DIV/0! | #DIV/0! | #DIV/0! | #DIV/0! | #DIV/0! | #DIV/0! | #DIV/0! | #DIV/0! | #DIV/0! | #DIV/0! | #DIV/0! | #DIV/0! | #DIV/0! | #DIV/0! | #DIV/0! | #DIV/0! | #DIV/0! | #DIV/0! | #DIV/0! | #DIV/0!
|  | Revenue Requirement |  | 83.8435 | 78.5911 | 73.3901 | 69.5037 | 66.1103 | 63.0867 | 60.8025 | 58.8881 | 56.9737 | 55.0593 | 53.1449 | 51.2305 | 49.3161 | 47.4017 | 45.4873 | 43.5729 | 41.6584 | 39.744 | 37.8296 | 37.3206 | 37.3387 | 36.4783 | 35.618 | 34.7576 | 33.8973 | 33.0369 | 32.1766 | 31.3163 | 30.4559 | 29.5956 | 0 | 0 | 0 | 0 | 0 | 0 | 0 | 0 | 0 | 0 | 0 | 0 | 0 | 0 | 0 | 0 | 0 | 0 | 0 | 0 | 0 | 0 | 0 | 0 | 0 | 0
|  | Tax Depreciation |  | 163.2758 | 261.2413 | 156.7448 | 94.0469 | 94.0469 | 47.0234 | 0 | 0 | 0 | 0 | 0 | 0 | 0 | 0 | 0 | 0 | 0 | 0 | 0 | 0 | 0 | 0 | 0 | 0 | 0 | 0 | 0 | 0 | 0 | 0 | 0 | 0 | 0 | 0 | 0 | 0 | 0 | 0 | 0 | 0 | 0 | 0 | 0 | 0 | 0 | 0 | 0 | 0 | 0 | 0 | 0 | 0 | 0 | 0 | 0 | 0
|  | Property Taxes |  | 0.39105 | 0.39105 | 0.39105 | 0.39105 | 0.39105 | 0.39105 | 0.39105 | 0.39105 | 0.39105 | 0.39105 | 0.39105 | 0.39105 | 0.39105 | 0.39105 | 0.39105 | 0.39105 | 0.39105 | 0.39105 | 0.39105 | 0.39105 | 0.39105 | 0.39105 | 0.39105 | 0.39105 | 0.39105 | 0.39105 | 0.39105 | 0.39105 | 0.39105 | 0.39105 | 0 | 0 | 0 | 0 | 0 | 0 | 0 | 0 | 0 | 0 | 0 | 0 | 0 | 0 | 0 | 0 | 0 | 0 | 0 | 0 | 0 | 0 | 0 | 0 | 0 | 0
|  | Insurance |  | 3.7112 | 3.7112 | 3.7112 | 3.7112 | 3.7112 | 3.7112 | 3.7112 | 3.7112 | 3.7112 | 3.7112 | 3.7112 | 3.7112 | 3.7112 | 3.7112 | 3.7112 | 3.7112 | 3.7112 | 3.7112 | 3.7112 | 3.7112 | 3.7112 | 3.7112 | 3.7112 | 3.7112 | 3.7112 | 3.7112 | 3.7112 | 3.7112 | 3.7112 | 3.7112 | 0 | 0 | 0 | 0 | 0 | 0 | 0 | 0 | 0 | 0 | 0 | 0 | 0 | 0 | 0 | 0 | 0 | 0 | 0 | 0 | 0 | 0 | 0 | 0 | 0 | 0
|  | Expenses |  | 167.378 | 265.3435 | 160.847 | 98.1491 | 98.1491 | 51.1256 | 4.1022 | 4.1022 | 4.1022 | 4.1022 | 4.1022 | 4.1022 | 4.1022 | 4.1022 | 4.1022 | 4.1022 | 4.1022 | 4.1022 | 4.1022 | 4.1022 | 4.1022 | 4.1022 | 4.1022 | 4.1022 | 4.1022 | 4.1022 | 4.1022 | 4.1022 | 4.1022 | 4.1022 | 0 | 0 | 0 | 0 | 0 | 0 | 0 | 0 | 0 | 0 | 0 | 0 | 0 | 0 | 0 | 0 | 0 | 0 | 0 | 0 | 0 | 0 | 0 | 0 | 0 | 0
|  | Taxable Income |  | -83.5345 | -186.7524 | -87.4569 | -28.6454 | -32.0388 | 11.961 | 56.7003 | 54.7859 | 52.8715 | 50.9571 | 49.0427 | 47.1283 | 45.2139 | 43.2995 | 41.3851 | 39.4707 | 37.5562 | 35.6418 | 33.7274 | 33.2184 | 33.2365 | 32.3761 | 31.5158 | 30.6554 | 29.7951 | 28.9347 | 28.0744 | 27.2141 | 26.3537 | 25.4934 | 0 | 0 | 0 | 0 | 0 | 0 | 0 | 0 | 0 | 0 | 0 | 0 | 0 | 0 | 0 | 0 | 0 | 0 | 0 | 0 | 0 | 0 | 0 | 0 | 0 | 0
|  | Tax Rate |  | 21% | 21% | 21% | 21% | 21% | 21% | 21% | 21% | 21% | 21% | 21% | 21% | 21% | 21% | 21% | 21% | 21% | 21% | 21% | 21% | 21% | 21% | 21% | 21% | 21% | 21% | 21% | 21% | 21% | 21% | 21% | 21% | 21% | 21% | 21% | 21% | 21% | 21% | 21% | 21% | 21% | 21% | 21% | 21% | 21% | 21% | 21% | 21% | 21% | 21% | 21% | 21% | 21% | 21% | 21% | 21%
|  | Taxes |  | -17.5422 | -39.218 | -18.366 | -6.0155 | -6.7281 | 2.5118 | 11.9071 | 11.505 | 11.103 | 10.701 | 10.299 | 9.8969 | 9.4949 | 9.0929 | 8.6909 | 8.2888 | 7.8868 | 7.4848 | 7.0828 | 6.9759 | 6.9797 | 6.799 | 6.6183 | 6.4376 | 6.257 | 6.0763 | 5.8956 | 5.715 | 5.5343 | 5.3536 | 0 | 0 | 0 | 0 | 0 | 0 | 0 | 0 | 0 | 0 | 0 | 0 | 0 | 0 | 0 | 0 | 0 | 0 | 0 | 0 | 0 | 0 | 0 | 0 | 0 | 0

## C&I RoofSolarLease ITC 2025 22%
Solar FINANCIALS
($ 1000s Unless Otherwise Indicated)
| Calendar Year of Fin. Close |  |  | 2020 | 2021 | 2022 | 2023 | 2024 | 2025 | 2026 | 2027 | 2028 | 2029 | 2030 | 2031 | 2032 | 2033 | 2034 | 2035 | 2036 | 2037 | 2038 | 2039 | 2040 | 2041 | 2042 | 2043 | 2044 | 2045 | 2046 | 2047 | 2048 | 2049
| Operating Year |  | 0 | 1 | 2 | 3 | 4 | 5 | 6 | 7 | 8 | 9 | 10 | 11 | 12 | 13 | 14 | 15 | 16 | 17 | 18 | 19 | 20 | 21 | 22 | 23 | 24 | 25 | 26 | 27 | 28 | 29 | 30
| Calendar Year | Capital Invest.
| 2020 | 816.3792
| Gross plant |  |  | 816.3792 | 816.3792 | 816.3792 | 816.3792 | 816.3792 | 816.3792 | 816.3792 | 816.3792 | 816.3792 | 816.3792 | 816.3792 | 816.3792 | 816.3792 | 816.3792 | 816.3792 | 816.3792 | 816.3792 | 816.3792 | 816.3792 | 816.3792 | 816.3792 | 816.3792 | 816.3792 | 816.3792 | 816.3792 | 816.3792 | 816.3792 | 816.3792 | 816.3792 | 816.3792
| Accumulated Depreciation |  |  | 27.2126 | 54.4253 | 81.6379 | 108.8506 | 136.0632 | 163.2758 | 190.4885 | 217.7011 | 244.9138 | 272.1264 | 299.339 | 326.5517 | 353.7643 | 380.977 | 408.1896 | 435.4022 | 462.6149 | 489.8275 | 517.0402 | 544.2528 | 571.4654 | 598.6781 | 625.8907 | 653.1034 | 680.316 | 707.5286 | 734.7413 | 761.9539 | 789.1666 | 816.3792
| Net book value |  |  | 789.1666 | 761.9539 | 734.7413 | 707.5286 | 680.316 | 653.1034 | 625.8907 | 598.6781 | 571.4654 | 544.2528 | 517.0402 | 489.8275 | 462.6149 | 435.4022 | 408.1896 | 380.977 | 353.7643 | 326.5517 | 299.339 | 272.1264 | 244.9138 | 217.7011 | 190.4885 | 163.2758 | 136.0632 | 108.8506 | 81.6379 | 54.4253 | 27.2126 | 0
| ITC |  |  | 0 | 0 | 0 | 0 | 0 | 0 | 0 | 0 | 0 | 0 | 0 | 0 | 0 | 0 | 0 | 0 | 0 | 0 | 0 | 65.3103 | 77.556 | 89.8017 | 102.0474 | 114.2931 | 126.5388 | 138.7845 | 151.0302 | 163.2758 | 175.5215 | 187.7672
| Accumulated deferred income tax |  |  | -25.4302 | -69.1702 | -93.3797 | -105.8711 | -118.3624 | -122.065 | -116.979 | -111.8929 | -106.8069 | -101.7208 | -96.6348 | -91.5488 | -86.4627 | -81.3767 | -76.2906 | -71.2046 | -66.1186 | -61.0325 | -55.9465 | -50.8604 | -45.7744 | -40.6883 | -35.6023 | -30.5163 | -25.4302 | -20.3442 | -15.2581 | -10.1721 | -5.086 | -3.3751e-14
| Rate Base |  |  | 763.7363 | 692.7837 | 641.3615 | 601.6576 | 561.9536 | 531.0383 | 508.9117 | 486.7851 | 464.6585 | 442.532 | 420.4054 | 398.2788 | 376.1522 | 354.0256 | 331.899 | 309.7724 | 287.6458 | 265.5192 | 243.3926 | 286.5763 | 276.6954 | 266.8145 | 256.9336 | 247.0527 | 237.1718 | 227.2909 | 217.4099 | 207.529 | 197.6481 | 187.7672
| Average rate base |  |  | 790.0578 | 728.26 | 667.0726 | 621.5096 | 581.8056 | 546.496 | 519.975 | 497.8484 | 475.7218 | 453.5953 | 431.4687 | 409.3421 | 387.2155 | 365.0889 | 342.9623 | 320.8357 | 298.7091 | 276.5825 | 254.4559 | 264.9844 | 281.6359 | 271.7549 | 261.874 | 251.9931 | 242.1122 | 232.2313 | 222.3504 | 212.4695 | 202.5886 | 192.7077
| Pre-tax Return | 0.086076 |  | 68.005 | 62.6857 | 57.4189 | 53.497 | 50.0795 | 47.0402 | 44.7573 | 42.8528 | 40.9482 | 39.0436 | 37.1391 | 35.2345 | 33.3299 | 31.4254 | 29.5208 | 27.6162 | 25.7117 | 23.8071 | 21.9025 | 22.8088 | 24.2421 | 23.3916 | 22.5411 | 21.6905 | 20.84 | 19.9895 | 19.139 | 18.2885 | 17.438 | 16.5875
| Book Depreciation |  |  | 27.2126 | 27.2126 | 27.2126 | 27.2126 | 27.2126 | 27.2126 | 27.2126 | 27.2126 | 27.2126 | 27.2126 | 27.2126 | 27.2126 | 27.2126 | 27.2126 | 27.2126 | 27.2126 | 27.2126 | 27.2126 | 27.2126 | 27.2126 | 27.2126 | 27.2126 | 27.2126 | 27.2126 | 27.2126 | 27.2126 | 27.2126 | 27.2126 | 27.2126 | 27.2126
| Insurance |  |  | 0.39105 | 0.39105 | 0.39105 | 0.39105 | 0.39105 | 0.39105 | 0.39105 | 0.39105 | 0.39105 | 0.39105 | 0.39105 | 0.39105 | 0.39105 | 0.39105 | 0.39105 | 0.39105 | 0.39105 | 0.39105 | 0.39105 | 0.39105 | 0.39105 | 0.39105 | 0.39105 | 0.39105 | 0.39105 | 0.39105 | 0.39105 | 0.39105 | 0.39105 | 0.39105
| ITC Amort - Grossed for Taxes |  |  | -15.5009 | -15.5009 | -15.5009 | -15.5009 | -15.5009 | -15.5009 | -15.5009 | -15.5009 | -15.5009 | -15.5009 | -15.5009 | -15.5009 | -15.5009 | -15.5009 | -15.5009 | -15.5009 | -15.5009 | -15.5009 | -15.5009 | -15.5009 | -15.5009 | -15.5009 | -15.5009 | -15.5009 | -15.5009 | -15.5009 | -15.5009 | -15.5009 | -15.5009 | -15.5009
| Property Taxes |  |  | 3.7112 | 3.7112 | 3.7112 | 3.7112 | 3.7112 | 3.7112 | 3.7112 | 3.7112 | 3.7112 | 3.7112 | 3.7112 | 3.7112 | 3.7112 | 3.7112 | 3.7112 | 3.7112 | 3.7112 | 3.7112 | 3.7112 | 3.7112 | 3.7112 | 3.7112 | 3.7112 | 3.7112 | 3.7112 | 3.7112 | 3.7112 | 3.7112 | 3.7112 | 3.7112
| Revenue Requirement |  |  | 83.8189 | 78.4996 | 73.2329 | 69.311 | 65.8934 | 62.8541 | 60.5713 | 58.6667 | 56.7622 | 54.8576 | 52.953 | 51.0485 | 49.1439 | 47.2393 | 45.3348 | 43.4302 | 41.5256 | 39.6211 | 37.7165 | 38.6228 | 40.056 | 39.2055 | 38.355 | 37.5045 | 36.654 | 35.8035 | 34.953 | 34.1025 | 33.252 | 32.4015
| Book Depreciation |  |  | 27.2126 | 27.2126 | 27.2126 | 27.2126 | 27.2126 | 27.2126 | 27.2126 | 27.2126 | 27.2126 | 27.2126 | 27.2126 | 27.2126 | 27.2126 | 27.2126 | 27.2126 | 27.2126 | 27.2126 | 27.2126 | 27.2126 | 27.2126 | 27.2126 | 27.2126 | 27.2126 | 27.2126 | 27.2126 | 27.2126 | 27.2126 | 27.2126 | 27.2126 | 27.2126
| Tax Depreciation |  |  | 163.2758 | 261.2413 | 156.7448 | 94.0469 | 94.0469 | 47.0234 | 0 | 0 | 0 | 0 | 0 | 0 | 0 | 0 | 0 | 0 | 0 | 0 | 0 | 0 | 0 | 0 | 0 | 0 | 0 | 0 | 0 | 0 | 0 | 0
| Difference between book and tax |  |  | -136.0632 | -234.0287 | -129.5322 | -66.8342 | -66.8342 | -19.8108 | 27.2126 | 27.2126 | 27.2126 | 27.2126 | 27.2126 | 27.2126 | 27.2126 | 27.2126 | 27.2126 | 27.2126 | 27.2126 | 27.2126 | 27.2126 | 27.2126 | 27.2126 | 27.2126 | 27.2126 | 27.2126 | 27.2126 | 27.2126 | 27.2126 | 27.2126 | 27.2126 | 27.2126
| Tax rate |  |  | -28.5733 | -49.146 | -27.2018 | -14.0352 | -14.0352 | -4.1603 | 5.7147 | 5.7147 | 5.7147 | 5.7147 | 5.7147 | 5.7147 | 5.7147 | 5.7147 | 5.7147 | 5.7147 | 5.7147 | 5.7147 | 5.7147 | 5.7147 | 5.7147 | 5.7147 | 5.7147 | 5.7147 | 5.7147 | 5.7147 | 5.7147 | 5.7147 | 5.7147 | 5.7147
Depreciation Tables
|  | 5 |  | 20% | 32% | 19.2% | 11.52% | 11.52% | 5.76% | 0% | 0% | 0% | 0% | 0% | 0% | 0% | 0% | 0% | 0% | 0% | 0% | 0% | 0% | 0%
|  | 5 | 0: 1; 2020 1: 20%; 2021 2: 32%; 2022 3: 19.2%; 2023 4: 11.52%; 2024 5: 11.52%; 2025 6: 5.76%
|  | 10 | 0: 0; 2020 1: 10%; 2021 2: 18%; 2022 3: 14.4%; 2023 4: 11.52%; 2024 5: 9.22%; 2025 6: 7.37%; 2026 7: 6.55%; 2027 8: 6.55%; 2028 9: 6.56%; 2029 10: 6.55%; 2030 11: 3.28%
|  | 15 | 0: 0; 2020 1: 5%; 2021 2: 9.5%; 2022 3: 8.55%; 2023 4: 7.7%; 2024 5: 6.93%; 2025 6: 6.23%; 2026 7: 5.9%; 2027 8: 5.9%; 2028 9: 5.91%; 2029 10: 5.9%; 2030 11: 5.91%; 2031 12: 5.9%; 2032 13: 5.91%; 2033 14: 5.9%; 2034 15: 5.91%; 2035 16: 2.95%
|  | 20 | 0 | 3.75% | 7.219% | 6.677% | 6.177% | 5.713% | 5.285% | 4.888% | 4.522% | 4.462% | 4.461% | 4.462% | 4.461% | 4.462% | 4.461% | 4.462% | 4.461% | 4.462% | 4.461% | 4.462% | 4.461% | 2.231%
Revenue Requirement by vintage year
2012 $000
|  |  |  | 2020 | 2021 | 2022 | 2023 | 2024 | 2025 | 2026 | 2027 | 2028 | 2029 | 2030 | 2031 | 2032 | 2033 | 2034 | 2035 | 2036 | 2037 | 2038 | 2039 | 2040 | 2041 | 2042 | 2043 | 2044 | 2045 | 2046 | 2047 | 2048 | 2049 | 2050 | 2051 | 2052 | 2053 | 2054 | 2055 | 2056 | 2057 | 2058 | 2059 | 2060 | 2061 | 2062 | 2063 | 2064 | 2065 | 2066 | 2067 | 2068 | 2069 | 2070 | 2071 | 2072 | 2073 | 2074 | 2075
|  | 2020 | 0% | 83.8189 | 78.4996 | 73.2329 | 69.311 | 65.8934 | 62.8541 | 60.5713 | 58.6667 | 56.7622 | 54.8576 | 52.953 | 51.0485 | 49.1439 | 47.2393 | 45.3348 | 43.4302 | 41.5256 | 39.6211 | 37.7165 | 38.6228 | 40.056 | 39.2055 | 38.355 | 37.5045 | 36.654 | 35.8035 | 34.953 | 34.1025 | 33.252 | 32.4015 | 0 | 0 | 0 | 0 | 0 | 0 | 0 | 0 | 0 | 0 | 0 | 0 | 0 | 0 | 0 | 0 | 0 | 0 | 0 | 0 | 0 | 0 | 0 | 0 | 0 | 0
|  | 2021 | 0% |  | 83.8189 | 78.4996 | 73.2329 | 69.311 | 65.8934 | 62.8541 | 60.5713 | 58.6667 | 56.7622 | 54.8576 | 52.953 | 51.0485 | 49.1439 | 47.2393 | 45.3348 | 43.4302 | 41.5256 | 39.6211 | 37.7165 | 38.6228 | 40.056 | 39.2055 | 38.355 | 37.5045 | 36.654 | 35.8035 | 34.953 | 34.1025 | 33.252 | 32.4015 | 0 | 0 | 0 | 0 | 0 | 0 | 0 | 0 | 0 | 0 | 0 | 0 | 0 | 0 | 0 | 0 | 0 | 0 | 0 | 0 | 0 | 0 | 0 | 0 | 0
|  | 2022 | 0% |  |  | 83.8189 | 78.4996 | 73.2329 | 69.311 | 65.8934 | 62.8541 | 60.5713 | 58.6667 | 56.7622 | 54.8576 | 52.953 | 51.0485 | 49.1439 | 47.2393 | 45.3348 | 43.4302 | 41.5256 | 39.6211 | 37.7165 | 38.6228 | 40.056 | 39.2055 | 38.355 | 37.5045 | 36.654 | 35.8035 | 34.953 | 34.1025 | 33.252 | 32.4015 | 0 | 0 | 0 | 0 | 0 | 0 | 0 | 0 | 0 | 0 | 0 | 0 | 0 | 0 | 0 | 0 | 0 | 0 | 0 | 0 | 0 | 0 | 0 | 0
|  | 2023 | 0% |  |  |  | 83.8189 | 78.4996 | 73.2329 | 69.311 | 65.8934 | 62.8541 | 60.5713 | 58.6667 | 56.7622 | 54.8576 | 52.953 | 51.0485 | 49.1439 | 47.2393 | 45.3348 | 43.4302 | 41.5256 | 39.6211 | 37.7165 | 38.6228 | 40.056 | 39.2055 | 38.355 | 37.5045 | 36.654 | 35.8035 | 34.953 | 34.1025 | 33.252 | 32.4015 | 0 | 0 | 0 | 0 | 0 | 0 | 0 | 0 | 0 | 0 | 0 | 0 | 0 | 0 | 0 | 0 | 0 | 0 | 0 | 0 | 0 | 0 | 0
|  | 2024 | 0% |  |  |  |  | 83.8189 | 78.4996 | 73.2329 | 69.311 | 65.8934 | 62.8541 | 60.5713 | 58.6667 | 56.7622 | 54.8576 | 52.953 | 51.0485 | 49.1439 | 47.2393 | 45.3348 | 43.4302 | 41.5256 | 39.6211 | 37.7165 | 38.6228 | 40.056 | 39.2055 | 38.355 | 37.5045 | 36.654 | 35.8035 | 34.953 | 34.1025 | 33.252 | 32.4015 | 0 | 0 | 0 | 0 | 0 | 0 | 0 | 0 | 0 | 0 | 0 | 0 | 0 | 0 | 0 | 0 | 0 | 0 | 0 | 0 | 0 | 0
|  | 2025 | 0% | [5 empty] | 83.8189 | 78.4996 | 73.2329 | 69.311 | 65.8934 | 62.8541 | 60.5713 | 58.6667 | 56.7622 | 54.8576 | 52.953 | 51.0485 | 49.1439 | 47.2393 | 45.3348 | 43.4302 | 41.5256 | 39.6211 | 37.7165 | 38.6228 | 40.056 | 39.2055 | 38.355 | 37.5045 | 36.654 | 35.8035 | 34.953 | 34.1025 | 33.252 | 32.4015 | 0 | 0 | 0 | 0 | 0 | 0 | 0 | 0 | 0 | 0 | 0 | 0 | 0 | 0 | 0 | 0 | 0 | 0 | 0 | 0 | 0
|  | 2026 | 0% | [6 empty] | 83.8189 | 78.4996 | 73.2329 | 69.311 | 65.8934 | 62.8541 | 60.5713 | 58.6667 | 56.7622 | 54.8576 | 52.953 | 51.0485 | 49.1439 | 47.2393 | 45.3348 | 43.4302 | 41.5256 | 39.6211 | 37.7165 | 38.6228 | 40.056 | 39.2055 | 38.355 | 37.5045 | 36.654 | 35.8035 | 34.953 | 34.1025 | 33.252 | 32.4015 | 0 | 0 | 0 | 0 | 0 | 0 | 0 | 0 | 0 | 0 | 0 | 0 | 0 | 0 | 0 | 0 | 0 | 0 | 0 | 0
|  | 2027 | 0% | [7 empty] | 83.8189 | 78.4996 | 73.2329 | 69.311 | 65.8934 | 62.8541 | 60.5713 | 58.6667 | 56.7622 | 54.8576 | 52.953 | 51.0485 | 49.1439 | 47.2393 | 45.3348 | 43.4302 | 41.5256 | 39.6211 | 37.7165 | 38.6228 | 40.056 | 39.2055 | 38.355 | 37.5045 | 36.654 | 35.8035 | 34.953 | 34.1025 | 33.252 | 32.4015 | 0 | 0 | 0 | 0 | 0 | 0 | 0 | 0 | 0 | 0 | 0 | 0 | 0 | 0 | 0 | 0 | 0 | 0 | 0
|  | 2028 | 0% | [8 empty] | 83.8189 | 78.4996 | 73.2329 | 69.311 | 65.8934 | 62.8541 | 60.5713 | 58.6667 | 56.7622 | 54.8576 | 52.953 | 51.0485 | 49.1439 | 47.2393 | 45.3348 | 43.4302 | 41.5256 | 39.6211 | 37.7165 | 38.6228 | 40.056 | 39.2055 | 38.355 | 37.5045 | 36.654 | 35.8035 | 34.953 | 34.1025 | 33.252 | 32.4015 | 0 | 0 | 0 | 0 | 0 | 0 | 0 | 0 | 0 | 0 | 0 | 0 | 0 | 0 | 0 | 0 | 0 | 0
|  | 2029 | 0% | [9 empty] | 83.8189 | 78.4996 | 73.2329 | 69.311 | 65.8934 | 62.8541 | 60.5713 | 58.6667 | 56.7622 | 54.8576 | 52.953 | 51.0485 | 49.1439 | 47.2393 | 45.3348 | 43.4302 | 41.5256 | 39.6211 | 37.7165 | 38.6228 | 40.056 | 39.2055 | 38.355 | 37.5045 | 36.654 | 35.8035 | 34.953 | 34.1025 | 33.252 | 32.4015 | 0 | 0 | 0 | 0 | 0 | 0 | 0 | 0 | 0 | 0 | 0 | 0 | 0 | 0 | 0 | 0 | 0
|  | 2030 | 0% | [10 empty] | 83.8189 | 78.4996 | 73.2329 | 69.311 | 65.8934 | 62.8541 | 60.5713 | 58.6667 | 56.7622 | 54.8576 | 52.953 | 51.0485 | 49.1439 | 47.2393 | 45.3348 | 43.4302 | 41.5256 | 39.6211 | 37.7165 | 38.6228 | 40.056 | 39.2055 | 38.355 | 37.5045 | 36.654 | 35.8035 | 34.953 | 34.1025 | 33.252 | 32.4015 | 0 | 0 | 0 | 0 | 0 | 0 | 0 | 0 | 0 | 0 | 0 | 0 | 0 | 0 | 0 | 0
|  | 2031 | 0% | [11 empty] | 83.8189 | 78.4996 | 73.2329 | 69.311 | 65.8934 | 62.8541 | 60.5713 | 58.6667 | 56.7622 | 54.8576 | 52.953 | 51.0485 | 49.1439 | 47.2393 | 45.3348 | 43.4302 | 41.5256 | 39.6211 | 37.7165 | 38.6228 | 40.056 | 39.2055 | 38.355 | 37.5045 | 36.654 | 35.8035 | 34.953 | 34.1025 | 33.252 | 32.4015 | 0 | 0 | 0 | 0 | 0 | 0 | 0 | 0 | 0 | 0 | 0 | 0 | 0 | 0 | 0
|  | 2032 | 0% | [12 empty] | 83.8189 | 78.4996 | 73.2329 | 69.311 | 65.8934 | 62.8541 | 60.5713 | 58.6667 | 56.7622 | 54.8576 | 52.953 | 51.0485 | 49.1439 | 47.2393 | 45.3348 | 43.4302 | 41.5256 | 39.6211 | 37.7165 | 38.6228 | 40.056 | 39.2055 | 38.355 | 37.5045 | 36.654 | 35.8035 | 34.953 | 34.1025 | 33.252 | 32.4015 | 0 | 0 | 0 | 0 | 0 | 0 | 0 | 0 | 0 | 0 | 0 | 0 | 0 | 0
|  | 2033 | 0% | [13 empty] | 83.8189 | 78.4996 | 73.2329 | 69.311 | 65.8934 | 62.8541 | 60.5713 | 58.6667 | 56.7622 | 54.8576 | 52.953 | 51.0485 | 49.1439 | 47.2393 | 45.3348 | 43.4302 | 41.5256 | 39.6211 | 37.7165 | 38.6228 | 40.056 | 39.2055 | 38.355 | 37.5045 | 36.654 | 35.8035 | 34.953 | 34.1025 | 33.252 | 32.4015 | 0 | 0 | 0 | 0 | 0 | 0 | 0 | 0 | 0 | 0 | 0 | 0 | 0
|  | 2034 | 0% | [14 empty] | 83.8189 | 78.4996 | 73.2329 | 69.311 | 65.8934 | 62.8541 | 60.5713 | 58.6667 | 56.7622 | 54.8576 | 52.953 | 51.0485 | 49.1439 | 47.2393 | 45.3348 | 43.4302 | 41.5256 | 39.6211 | 37.7165 | 38.6228 | 40.056 | 39.2055 | 38.355 | 37.5045 | 36.654 | 35.8035 | 34.953 | 34.1025 | 33.252 | 32.4015 | 0 | 0 | 0 | 0 | 0 | 0 | 0 | 0 | 0 | 0 | 0 | 0
|  | 2035 | 0% | [15 empty] | 83.8189 | 78.4996 | 73.2329 | 69.311 | 65.8934 | 62.8541 | 60.5713 | 58.6667 | 56.7622 | 54.8576 | 52.953 | 51.0485 | 49.1439 | 47.2393 | 45.3348 | 43.4302 | 41.5256 | 39.6211 | 37.7165 | 38.6228 | 40.056 | 39.2055 | 38.355 | 37.5045 | 36.654 | 35.8035 | 34.953 | 34.1025 | 33.252 | 32.4015 | 0 | 0 | 0 | 0 | 0 | 0 | 0 | 0 | 0 | 0 | 0
|  | 2036 | 0% | [16 empty] | 83.8189 | 78.4996 | 73.2329 | 69.311 | 65.8934 | 62.8541 | 60.5713 | 58.6667 | 56.7622 | 54.8576 | 52.953 | 51.0485 | 49.1439 | 47.2393 | 45.3348 | 43.4302 | 41.5256 | 39.6211 | 37.7165 | 38.6228 | 40.056 | 39.2055 | 38.355 | 37.5045 | 36.654 | 35.8035 | 34.953 | 34.1025 | 33.252 | 32.4015 | 0 | 0 | 0 | 0 | 0 | 0 | 0 | 0 | 0 | 0
|  | 2037 | 0% | [17 empty] | 83.8189 | 78.4996 | 73.2329 | 69.311 | 65.8934 | 62.8541 | 60.5713 | 58.6667 | 56.7622 | 54.8576 | 52.953 | 51.0485 | 49.1439 | 47.2393 | 45.3348 | 43.4302 | 41.5256 | 39.6211 | 37.7165 | 38.6228 | 40.056 | 39.2055 | 38.355 | 37.5045 | 36.654 | 35.8035 | 34.953 | 34.1025 | 33.252 | 32.4015 | 0 | 0 | 0 | 0 | 0 | 0 | 0 | 0 | 0
|  | 2038 | 0% | [18 empty] | 83.8189 | 78.4996 | 73.2329 | 69.311 | 65.8934 | 62.8541 | 60.5713 | 58.6667 | 56.7622 | 54.8576 | 52.953 | 51.0485 | 49.1439 | 47.2393 | 45.3348 | 43.4302 | 41.5256 | 39.6211 | 37.7165 | 38.6228 | 40.056 | 39.2055 | 38.355 | 37.5045 | 36.654 | 35.8035 | 34.953 | 34.1025 | 33.252 | 32.4015 | 0 | 0 | 0 | 0 | 0 | 0 | 0 | 0
|  | 2039 | 0% | [19 empty] | 83.8189 | 78.4996 | 73.2329 | 69.311 | 65.8934 | 62.8541 | 60.5713 | 58.6667 | 56.7622 | 54.8576 | 52.953 | 51.0485 | 49.1439 | 47.2393 | 45.3348 | 43.4302 | 41.5256 | 39.6211 | 37.7165 | 38.6228 | 40.056 | 39.2055 | 38.355 | 37.5045 | 36.654 | 35.8035 | 34.953 | 34.1025 | 33.252 | 32.4015 | 0 | 0 | 0 | 0 | 0 | 0 | 0
Revenue Requirement by vintage year
2012 $/MW-wk
| Aurora Input |  | Levelized Cost | 2020 | 2021 | 2022 | 2023 | 2024 | 2025 | 2026 | 2027 | 2028 | 2029 | 2030 | 2031 | 2032 | 2033 | 2034 | 2035 | 2036 | 2037 | 2038 | 2039 | 2040 | 2041 | 2042 | 2043 | 2044 | 2045 | 2046 | 2047 | 2048 | 2049 | 2050 | 2051 | 2052 | 2053 | 2054 | 2055 | 2056 | 2057 | 2058 | 2059 | 2060 | 2061 | 2062 | 2063 | 2064 | 2065 | 2066 | 2067 | 2068 | 2069 | 2070 | 2071 | 2072 | 2073 | 2074 | 2075
|  | 2020 | 2602.6326 | 4029.7568 | 3774.0214 | 3520.8116 | 3332.2594 | 3167.9538 | 3021.8332 | 2912.0824 | 2820.5167 | 2728.9509 | 2637.3851 | 2545.8194 | 2454.2536 | 2362.6879 | 2271.1221 | 2179.5563 | 2087.9906 | 1996.4248 | 1904.859 | 1813.2933 | 1856.8633 | 1925.7713 | 1884.8815 | 1843.9916 | 1803.1018 | 1762.2119 | 1721.3221 | 1680.4323 | 1639.5424 | 1598.6526 | 1557.7627 | 0 | 0 | 0 | 0 | 0 | 0 | 0 | 0 | 0 | 0 | 0 | 0 | 0 | 0 | 0 | 0 | 0 | 0 | 0 | 0 | 0 | 0 | 0 | 0 | 0 | 0
|  | 2021 | 2602.6326 |  | 4029.7568 | 3774.0214 | 3520.8116 | 3332.2594 | 3167.9538 | 3021.8332 | 2912.0824 | 2820.5167 | 2728.9509 | 2637.3851 | 2545.8194 | 2454.2536 | 2362.6879 | 2271.1221 | 2179.5563 | 2087.9906 | 1996.4248 | 1904.859 | 1813.2933 | 1856.8633 | 1925.7713 | 1884.8815 | 1843.9916 | 1803.1018 | 1762.2119 | 1721.3221 | 1680.4323 | 1639.5424 | 1598.6526 | 1557.7627 | 0 | 0 | 0 | 0 | 0 | 0 | 0 | 0 | 0 | 0 | 0 | 0 | 0 | 0 | 0 | 0 | 0 | 0 | 0 | 0 | 0 | 0 | 0 | 0 | 0
|  | 2022 | 2602.6326 |  |  | 4029.7568 | 3774.0214 | 3520.8116 | 3332.2594 | 3167.9538 | 3021.8332 | 2912.0824 | 2820.5167 | 2728.9509 | 2637.3851 | 2545.8194 | 2454.2536 | 2362.6879 | 2271.1221 | 2179.5563 | 2087.9906 | 1996.4248 | 1904.859 | 1813.2933 | 1856.8633 | 1925.7713 | 1884.8815 | 1843.9916 | 1803.1018 | 1762.2119 | 1721.3221 | 1680.4323 | 1639.5424 | 1598.6526 | 1557.7627 | 0 | 0 | 0 | 0 | 0 | 0 | 0 | 0 | 0 | 0 | 0 | 0 | 0 | 0 | 0 | 0 | 0 | 0 | 0 | 0 | 0 | 0 | 0 | 0
|  | 2023 | 2602.6326 |  |  |  | 4029.7568 | 3774.0214 | 3520.8116 | 3332.2594 | 3167.9538 | 3021.8332 | 2912.0824 | 2820.5167 | 2728.9509 | 2637.3851 | 2545.8194 | 2454.2536 | 2362.6879 | 2271.1221 | 2179.5563 | 2087.9906 | 1996.4248 | 1904.859 | 1813.2933 | 1856.8633 | 1925.7713 | 1884.8815 | 1843.9916 | 1803.1018 | 1762.2119 | 1721.3221 | 1680.4323 | 1639.5424 | 1598.6526 | 1557.7627 | 0 | 0 | 0 | 0 | 0 | 0 | 0 | 0 | 0 | 0 | 0 | 0 | 0 | 0 | 0 | 0 | 0 | 0 | 0 | 0 | 0 | 0 | 0
|  | 2024 | 2602.6326 |  |  |  |  | 4029.7568 | 3774.0214 | 3520.8116 | 3332.2594 | 3167.9538 | 3021.8332 | 2912.0824 | 2820.5167 | 2728.9509 | 2637.3851 | 2545.8194 | 2454.2536 | 2362.6879 | 2271.1221 | 2179.5563 | 2087.9906 | 1996.4248 | 1904.859 | 1813.2933 | 1856.8633 | 1925.7713 | 1884.8815 | 1843.9916 | 1803.1018 | 1762.2119 | 1721.3221 | 1680.4323 | 1639.5424 | 1598.6526 | 1557.7627 | 0 | 0 | 0 | 0 | 0 | 0 | 0 | 0 | 0 | 0 | 0 | 0 | 0 | 0 | 0 | 0 | 0 | 0 | 0 | 0 | 0 | 0
|  | 2025 | 2602.6326 | [5 empty] | 4029.7568 | 3774.0214 | 3520.8116 | 3332.2594 | 3167.9538 | 3021.8332 | 2912.0824 | 2820.5167 | 2728.9509 | 2637.3851 | 2545.8194 | 2454.2536 | 2362.6879 | 2271.1221 | 2179.5563 | 2087.9906 | 1996.4248 | 1904.859 | 1813.2933 | 1856.8633 | 1925.7713 | 1884.8815 | 1843.9916 | 1803.1018 | 1762.2119 | 1721.3221 | 1680.4323 | 1639.5424 | 1598.6526 | 1557.7627 | 0 | 0 | 0 | 0 | 0 | 0 | 0 | 0 | 0 | 0 | 0 | 0 | 0 | 0 | 0 | 0 | 0 | 0 | 0 | 0 | 0
|  | 2026 | 2602.6326 | [6 empty] | 4029.7568 | 3774.0214 | 3520.8116 | 3332.2594 | 3167.9538 | 3021.8332 | 2912.0824 | 2820.5167 | 2728.9509 | 2637.3851 | 2545.8194 | 2454.2536 | 2362.6879 | 2271.1221 | 2179.5563 | 2087.9906 | 1996.4248 | 1904.859 | 1813.2933 | 1856.8633 | 1925.7713 | 1884.8815 | 1843.9916 | 1803.1018 | 1762.2119 | 1721.3221 | 1680.4323 | 1639.5424 | 1598.6526 | 1557.7627 | 0 | 0 | 0 | 0 | 0 | 0 | 0 | 0 | 0 | 0 | 0 | 0 | 0 | 0 | 0 | 0 | 0 | 0 | 0 | 0
|  | 2027 | 2602.6326 | [7 empty] | 4029.7568 | 3774.0214 | 3520.8116 | 3332.2594 | 3167.9538 | 3021.8332 | 2912.0824 | 2820.5167 | 2728.9509 | 2637.3851 | 2545.8194 | 2454.2536 | 2362.6879 | 2271.1221 | 2179.5563 | 2087.9906 | 1996.4248 | 1904.859 | 1813.2933 | 1856.8633 | 1925.7713 | 1884.8815 | 1843.9916 | 1803.1018 | 1762.2119 | 1721.3221 | 1680.4323 | 1639.5424 | 1598.6526 | 1557.7627 | 0 | 0 | 0 | 0 | 0 | 0 | 0 | 0 | 0 | 0 | 0 | 0 | 0 | 0 | 0 | 0 | 0 | 0 | 0
|  | 2028 | 2602.6326 | [8 empty] | 4029.7568 | 3774.0214 | 3520.8116 | 3332.2594 | 3167.9538 | 3021.8332 | 2912.0824 | 2820.5167 | 2728.9509 | 2637.3851 | 2545.8194 | 2454.2536 | 2362.6879 | 2271.1221 | 2179.5563 | 2087.9906 | 1996.4248 | 1904.859 | 1813.2933 | 1856.8633 | 1925.7713 | 1884.8815 | 1843.9916 | 1803.1018 | 1762.2119 | 1721.3221 | 1680.4323 | 1639.5424 | 1598.6526 | 1557.7627 | 0 | 0 | 0 | 0 | 0 | 0 | 0 | 0 | 0 | 0 | 0 | 0 | 0 | 0 | 0 | 0 | 0 | 0
|  | 2029 | 2602.6326 | [9 empty] | 4029.7568 | 3774.0214 | 3520.8116 | 3332.2594 | 3167.9538 | 3021.8332 | 2912.0824 | 2820.5167 | 2728.9509 | 2637.3851 | 2545.8194 | 2454.2536 | 2362.6879 | 2271.1221 | 2179.5563 | 2087.9906 | 1996.4248 | 1904.859 | 1813.2933 | 1856.8633 | 1925.7713 | 1884.8815 | 1843.9916 | 1803.1018 | 1762.2119 | 1721.3221 | 1680.4323 | 1639.5424 | 1598.6526 | 1557.7627 | 0 | 0 | 0 | 0 | 0 | 0 | 0 | 0 | 0 | 0 | 0 | 0 | 0 | 0 | 0 | 0 | 0
|  | 2030 | 2602.6326 | [10 empty] | 4029.7568 | 3774.0214 | 3520.8116 | 3332.2594 | 3167.9538 | 3021.8332 | 2912.0824 | 2820.5167 | 2728.9509 | 2637.3851 | 2545.8194 | 2454.2536 | 2362.6879 | 2271.1221 | 2179.5563 | 2087.9906 | 1996.4248 | 1904.859 | 1813.2933 | 1856.8633 | 1925.7713 | 1884.8815 | 1843.9916 | 1803.1018 | 1762.2119 | 1721.3221 | 1680.4323 | 1639.5424 | 1598.6526 | 1557.7627 | 0 | 0 | 0 | 0 | 0 | 0 | 0 | 0 | 0 | 0 | 0 | 0 | 0 | 0 | 0 | 0
|  | 2031 | 2602.6326 | [11 empty] | 4029.7568 | 3774.0214 | 3520.8116 | 3332.2594 | 3167.9538 | 3021.8332 | 2912.0824 | 2820.5167 | 2728.9509 | 2637.3851 | 2545.8194 | 2454.2536 | 2362.6879 | 2271.1221 | 2179.5563 | 2087.9906 | 1996.4248 | 1904.859 | 1813.2933 | 1856.8633 | 1925.7713 | 1884.8815 | 1843.9916 | 1803.1018 | 1762.2119 | 1721.3221 | 1680.4323 | 1639.5424 | 1598.6526 | 1557.7627 | 0 | 0 | 0 | 0 | 0 | 0 | 0 | 0 | 0 | 0 | 0 | 0 | 0 | 0 | 0
|  | 2032 | 2602.6326 | [12 empty] | 4029.7568 | 3774.0214 | 3520.8116 | 3332.2594 | 3167.9538 | 3021.8332 | 2912.0824 | 2820.5167 | 2728.9509 | 2637.3851 | 2545.8194 | 2454.2536 | 2362.6879 | 2271.1221 | 2179.5563 | 2087.9906 | 1996.4248 | 1904.859 | 1813.2933 | 1856.8633 | 1925.7713 | 1884.8815 | 1843.9916 | 1803.1018 | 1762.2119 | 1721.3221 | 1680.4323 | 1639.5424 | 1598.6526 | 1557.7627 | 0 | 0 | 0 | 0 | 0 | 0 | 0 | 0 | 0 | 0 | 0 | 0 | 0 | 0
|  | 2033 | 2602.6326 | [13 empty] | 4029.7568 | 3774.0214 | 3520.8116 | 3332.2594 | 3167.9538 | 3021.8332 | 2912.0824 | 2820.5167 | 2728.9509 | 2637.3851 | 2545.8194 | 2454.2536 | 2362.6879 | 2271.1221 | 2179.5563 | 2087.9906 | 1996.4248 | 1904.859 | 1813.2933 | 1856.8633 | 1925.7713 | 1884.8815 | 1843.9916 | 1803.1018 | 1762.2119 | 1721.3221 | 1680.4323 | 1639.5424 | 1598.6526 | 1557.7627 | 0 | 0 | 0 | 0 | 0 | 0 | 0 | 0 | 0 | 0 | 0 | 0 | 0
|  | 2034 | 2602.6326 | [14 empty] | 4029.7568 | 3774.0214 | 3520.8116 | 3332.2594 | 3167.9538 | 3021.8332 | 2912.0824 | 2820.5167 | 2728.9509 | 2637.3851 | 2545.8194 | 2454.2536 | 2362.6879 | 2271.1221 | 2179.5563 | 2087.9906 | 1996.4248 | 1904.859 | 1813.2933 | 1856.8633 | 1925.7713 | 1884.8815 | 1843.9916 | 1803.1018 | 1762.2119 | 1721.3221 | 1680.4323 | 1639.5424 | 1598.6526 | 1557.7627 | 0 | 0 | 0 | 0 | 0 | 0 | 0 | 0 | 0 | 0 | 0 | 0
|  | 2035 | 2602.6326 | [15 empty] | 4029.7568 | 3774.0214 | 3520.8116 | 3332.2594 | 3167.9538 | 3021.8332 | 2912.0824 | 2820.5167 | 2728.9509 | 2637.3851 | 2545.8194 | 2454.2536 | 2362.6879 | 2271.1221 | 2179.5563 | 2087.9906 | 1996.4248 | 1904.859 | 1813.2933 | 1856.8633 | 1925.7713 | 1884.8815 | 1843.9916 | 1803.1018 | 1762.2119 | 1721.3221 | 1680.4323 | 1639.5424 | 1598.6526 | 1557.7627 | 0 | 0 | 0 | 0 | 0 | 0 | 0 | 0 | 0 | 0 | 0
|  | 2036 | 2602.6326 | [16 empty] | 4029.7568 | 3774.0214 | 3520.8116 | 3332.2594 | 3167.9538 | 3021.8332 | 2912.0824 | 2820.5167 | 2728.9509 | 2637.3851 | 2545.8194 | 2454.2536 | 2362.6879 | 2271.1221 | 2179.5563 | 2087.9906 | 1996.4248 | 1904.859 | 1813.2933 | 1856.8633 | 1925.7713 | 1884.8815 | 1843.9916 | 1803.1018 | 1762.2119 | 1721.3221 | 1680.4323 | 1639.5424 | 1598.6526 | 1557.7627 | 0 | 0 | 0 | 0 | 0 | 0 | 0 | 0 | 0 | 0
|  | 2037 | 2602.6326 | [17 empty] | 4029.7568 | 3774.0214 | 3520.8116 | 3332.2594 | 3167.9538 | 3021.8332 | 2912.0824 | 2820.5167 | 2728.9509 | 2637.3851 | 2545.8194 | 2454.2536 | 2362.6879 | 2271.1221 | 2179.5563 | 2087.9906 | 1996.4248 | 1904.859 | 1813.2933 | 1856.8633 | 1925.7713 | 1884.8815 | 1843.9916 | 1803.1018 | 1762.2119 | 1721.3221 | 1680.4323 | 1639.5424 | 1598.6526 | 1557.7627 | 0 | 0 | 0 | 0 | 0 | 0 | 0 | 0 | 0
|  | 2038 | 2602.6326 | [18 empty] | 4029.7568 | 3774.0214 | 3520.8116 | 3332.2594 | 3167.9538 | 3021.8332 | 2912.0824 | 2820.5167 | 2728.9509 | 2637.3851 | 2545.8194 | 2454.2536 | 2362.6879 | 2271.1221 | 2179.5563 | 2087.9906 | 1996.4248 | 1904.859 | 1813.2933 | 1856.8633 | 1925.7713 | 1884.8815 | 1843.9916 | 1803.1018 | 1762.2119 | 1721.3221 | 1680.4323 | 1639.5424 | 1598.6526 | 1557.7627 | 0 | 0 | 0 | 0 | 0 | 0 | 0 | 0
|  | 2039 | 2602.6326 | [19 empty] | 4029.7568 | 3774.0214 | 3520.8116 | 3332.2594 | 3167.9538 | 3021.8332 | 2912.0824 | 2820.5167 | 2728.9509 | 2637.3851 | 2545.8194 | 2454.2536 | 2362.6879 | 2271.1221 | 2179.5563 | 2087.9906 | 1996.4248 | 1904.859 | 1813.2933 | 1856.8633 | 1925.7713 | 1884.8815 | 1843.9916 | 1803.1018 | 1762.2119 | 1721.3221 | 1680.4323 | 1639.5424 | 1598.6526 | 1557.7627 | 0 | 0 | 0 | 0 | 0 | 0 | 0
Annual Change (%) | bar: 2020 to 2075
|  | Levelized Capital Cost ($/MW-wk) |  | 2602.6326 | 2602.6326 | 2602.6326 | 2602.6326 | 2602.6326 | 2602.6326 | 2602.6326 | 2602.6326 | 2602.6326 | 2602.6326 | 2602.6326 | 2602.6326 | 2602.6326 | 2602.6326 | 2602.6326 | 2602.6326 | 2602.6326 | 2602.6326 | 2602.6326 | 2602.6326 | 2602.6326 | 2602.6326 | 2602.6326 | 2602.6326 | 2602.6326 | 2602.6326 | 2602.6326 | 2602.6326 | 2602.6326 | 2602.6326 | 2602.6326 | 2602.6326 | 2602.6326 | 2602.6326 | 2602.6326 | 2602.6326 | 2602.6326 | 2602.6326 | 2602.6326 | 2602.6326 | 2602.6326 | 2602.6326 | 2602.6326 | 2602.6326 | 2602.6326 | 2602.6326 | 2602.6326 | 2602.6326 | 2602.6326 | 2602.6326 | 2602.6326 | 2602.6326 | 2602.6326 | 2602.6326 | 2602.6326 | 2602.6326
|  | Economic Life | 30
|  | check s/b 0 | 0
itc
|  |  |  | 30% | 30% | 30% | 30% | 26% | 22% | 10% | 10% | 10% | 10% | 10% | 10% | 10% | 10% | 10% | 10% | 10% | 10% | 10% | 10% | 10% | 10% | 10% | 10% | 10% | 10% | 10% | 10% | 10% | 10% | 10% | 10% | 10% | 10% | 10% | 10% | 10% | 10% | 10% | 10% | 10% | 10% | 10% | 10% | 10% | 10% | 10% | 10% | 10% | 10% | 10% | 10% | 10% | 10% | 10% | 10%
ITC
| Revenue Requirement by vintage year | 0 | 0 | 0 | 0 | 0 | 0 | 0 | 0 | 0 | 0 | 0 | 0 | 0 | 0 | 0 | 0 | 0 | 0 | 0 | 0 | 0 | 0 | 0 | 0 | 0 | 0 | 0 | 0 | 0 |  | 0 | 0 | 0 | 0 | 0 | 0 | 0 | 0 | 0 | 0 | 0 | 0 | 0 | 0 | 0 | 0 | 0 | 0 | 0 | 0 | 0 | 0 | 0 | 0 | 0 | 0 | 0 | 0 | 0
| 2012 $/MW-wk | 0 | 0 | 0 | 0 | 0 | 0 | 0 | 0 | 0 | 0 | 0 | 0 | 0 | 0 | 0 | 0 | 0 | 0 | 0 | 0 | 0 | 0 | 0 | 0 | 0 | 0 | 0 | 0 | 0 |  | 0 | 0 | 0 | 0 | 0 | 0 | 0 | 0 | 0 | 0 | 0 | 0 | 0 | 0 | 0 | 0 | 0 | 0 | 0 | 0 | 0 | 0 | 0 | 0 | 0 | 0 | 0 | 0 | 0
| Aurora Input | 0 | Levelized Cost | 2020 | 2021 | 2022 | 2023 | 2024 | 2025 | 2026 | 2027 | 2028 | 2029 | 2030 | 2031 | 2032 | 2033 | 2034 | 2035 | 2036 | 2037 | 2038 | 2039 | 2040 | 2041 | 2042 | 2043 | 2044 | 2045 | 2046 | Levelized | 2047 | 2048 | 2049 | 2050 | 2051 | 2052 | 2053 | 2054 | 2055 | 2056 | 2057 | 2058 | 2059 | 2060 | 2061 | 2062 | 2063 | 2064 | 2065 | 2066 | 2067 | 2068 | 2069 | 2070 | 2071 | 2072 | 2073 | 2074 | 2075
| 0 | 2020 | 2602.6326 | 4029.7568 | 3774.0214 | 3520.8116 | 3332.2594 | 3167.9538 | 3021.8332 | 2912.0824 | 2820.5167 | 2728.9509 | 2637.3851 | 2545.8194 | 2454.2536 | 2362.6879 | 2271.1221 | 2179.5563 | 2087.9906 | 1996.4248 | 1904.859 | 1813.2933 | 1856.8633 | 1925.7713 | 1884.8815 | 1843.9916 | 1803.1018 | 1762.2119 | 1721.3221 | 1680.4323 | 1599.7999 | 1639.5424 | 1598.6526 | 1557.7627 | 0 | 0 | 0 | 0 | 0 | 0 | 0 | 0 | 0 | 0 | 0 | 0 | 0 | 0 | 0 | 0 | 0 | 0 | 0 | 0 | 0 | 0 | 0 | 0 | 0 | 0
| 0 | 2021 | 2602.6326 | 0 | 4029.7568 | 3774.0214 | 3520.8116 | 3332.2594 | 3167.9538 | 3021.8332 | 2912.0824 | 2820.5167 | 2728.9509 | 2637.3851 | 2545.8194 | 2454.2536 | 2362.6879 | 2271.1221 | 2179.5563 | 2087.9906 | 1996.4248 | 1904.859 | 1813.2933 | 1856.8633 | 1925.7713 | 1884.8815 | 1843.9916 | 1803.1018 | 1762.2119 | 1721.3221 | 1621.2483 | 1680.4323 | 1639.5424 | 1598.6526 | 1557.7627 | 0 | 0 | 0 | 0 | 0 | 0 | 0 | 0 | 0 | 0 | 0 | 0 | 0 | 0 | 0 | 0 | 0 | 0 | 0 | 0 | 0 | 0 | 0 | 0 | 0
| 0 | 2022 | 2602.6326 | 0 | 0 | 4029.7568 | 3774.0214 | 3520.8116 | 3332.2594 | 3167.9538 | 3021.8332 | 2912.0824 | 2820.5167 | 2728.9509 | 2637.3851 | 2545.8194 | 2454.2536 | 2362.6879 | 2271.1221 | 2179.5563 | 2087.9906 | 1996.4248 | 1904.859 | 1813.2933 | 1856.8633 | 1925.7713 | 1884.8815 | 1843.9916 | 1803.1018 | 1762.2119 | 1642.9828 | 1721.3221 | 1680.4323 | 1639.5424 | 1598.6526 | 1557.7627 | 0 | 0 | 0 | 0 | 0 | 0 | 0 | 0 | 0 | 0 | 0 | 0 | 0 | 0 | 0 | 0 | 0 | 0 | 0 | 0 | 0 | 0 | 0 | 0
| 0 | 2023 | 2602.6326 | 0 | 0 | 0 | 4029.7568 | 3774.0214 | 3520.8116 | 3332.2594 | 3167.9538 | 3021.8332 | 2912.0824 | 2820.5167 | 2728.9509 | 2637.3851 | 2545.8194 | 2454.2536 | 2362.6879 | 2271.1221 | 2179.5563 | 2087.9906 | 1996.4248 | 1904.859 | 1813.2933 | 1856.8633 | 1925.7713 | 1884.8815 | 1843.9916 | 1803.1018 | 1665.0029 | 1762.2119 | 1721.3221 | 1680.4323 | 1639.5424 | 1598.6526 | 1557.7627 | 0 | 0 | 0 | 0 | 0 | 0 | 0 | 0 | 0 | 0 | 0 | 0 | 0 | 0 | 0 | 0 | 0 | 0 | 0 | 0 | 0 | 0 | 0
| 0 | 2024 | 2602.6326 | 0 | 0 | 0 | 0 | 4029.7568 | 3774.0214 | 3520.8116 | 3332.2594 | 3167.9538 | 3021.8332 | 2912.0824 | 2820.5167 | 2728.9509 | 2637.3851 | 2545.8194 | 2454.2536 | 2362.6879 | 2271.1221 | 2179.5563 | 2087.9906 | 1996.4248 | 1904.859 | 1813.2933 | 1856.8633 | 1925.7713 | 1884.8815 | 1843.9916 | 1687.3082 | 1803.1018 | 1762.2119 | 1721.3221 | 1680.4323 | 1639.5424 | 1598.6526 | 1557.7627 | 0 | 0 | 0 | 0 | 0 | 0 | 0 | 0 | 0 | 0 | 0 | 0 | 0 | 0 | 0 | 0 | 0 | 0 | 0 | 0 | 0 | 0
| 0 | 2025 | 2602.6326 | 0 | 0 | 0 | 0 | 0 | 4029.7568 | 3774.0214 | 3520.8116 | 3332.2594 | 3167.9538 | 3021.8332 | 2912.0824 | 2820.5167 | 2728.9509 | 2637.3851 | 2545.8194 | 2454.2536 | 2362.6879 | 2271.1221 | 2179.5563 | 2087.9906 | 1996.4248 | 1904.859 | 1813.2933 | 1856.8633 | 1925.7713 | 1884.8815 | 1709.8978 | 1843.9916 | 1803.1018 | 1762.2119 | 1721.3221 | 1680.4323 | 1639.5424 | 1598.6526 | 1557.7627 | 0 | 0 | 0 | 0 | 0 | 0 | 0 | 0 | 0 | 0 | 0 | 0 | 0 | 0 | 0 | 0 | 0 | 0 | 0 | 0 | 0
| 0 | 2026 | 2602.6326 | 0 | 0 | 0 | 0 | 0 | 0 | 4029.7568 | 3774.0214 | 3520.8116 | 3332.2594 | 3167.9538 | 3021.8332 | 2912.0824 | 2820.5167 | 2728.9509 | 2637.3851 | 2545.8194 | 2454.2536 | 2362.6879 | 2271.1221 | 2179.5563 | 2087.9906 | 1996.4248 | 1904.859 | 1813.2933 | 1856.8633 | 1925.7713 | 1732.7711 | 1884.8815 | 1843.9916 | 1803.1018 | 1762.2119 | 1721.3221 | 1680.4323 | 1639.5424 | 1598.6526 | 1557.7627 | 0 | 0 | 0 | 0 | 0 | 0 | 0 | 0 | 0 | 0 | 0 | 0 | 0 | 0 | 0 | 0 | 0 | 0 | 0 | 0
| 0 | 2027 | 2602.6326 | 0 | 0 | 0 | 0 | 0 | 0 | 0 | 4029.7568 | 3774.0214 | 3520.8116 | 3332.2594 | 3167.9538 | 3021.8332 | 2912.0824 | 2820.5167 | 2728.9509 | 2637.3851 | 2545.8194 | 2454.2536 | 2362.6879 | 2271.1221 | 2179.5563 | 2087.9906 | 1996.4248 | 1904.859 | 1813.2933 | 1856.8633 | 1755.9273 | 1925.7713 | 1884.8815 | 1843.9916 | 1803.1018 | 1762.2119 | 1721.3221 | 1680.4323 | 1639.5424 | 1598.6526 | 1557.7627 | 0 | 0 | 0 | 0 | 0 | 0 | 0 | 0 | 0 | 0 | 0 | 0 | 0 | 0 | 0 | 0 | 0 | 0 | 0
| 0 | 2028 | 2602.6326 | 0 | 0 | 0 | 0 | 0 | 0 | 0 | 0 | 4029.7568 | 3774.0214 | 3520.8116 | 3332.2594 | 3167.9538 | 3021.8332 | 2912.0824 | 2820.5167 | 2728.9509 | 2637.3851 | 2545.8194 | 2454.2536 | 2362.6879 | 2271.1221 | 2179.5563 | 2087.9906 | 1996.4248 | 1904.859 | 1813.2933 | 1767.1535 | 1856.8633 | 1925.7713 | 1884.8815 | 1843.9916 | 1803.1018 | 1762.2119 | 1721.3221 | 1680.4323 | 1639.5424 | 1598.6526 | 1557.7627 | 0 | 0 | 0 | 0 | 0 | 0 | 0 | 0 | 0 | 0 | 0 | 0 | 0 | 0 | 0 | 0 | 0 | 0
| 0 | 2029 | 2602.6326 | 0 | 0 | 0 | 0 | 0 | 0 | 0 | 0 | 0 | 4029.7568 | 3774.0214 | 3520.8116 | 3332.2594 | 3167.9538 | 3021.8332 | 2912.0824 | 2820.5167 | 2728.9509 | 2637.3851 | 2545.8194 | 2454.2536 | 2362.6879 | 2271.1221 | 2179.5563 | 2087.9906 | 1996.4248 | 1904.859 | 1771.9495 | 1813.2933 | 1856.8633 | 1925.7713 | 1884.8815 | 1843.9916 | 1803.1018 | 1762.2119 | 1721.3221 | 1680.4323 | 1639.5424 | 1598.6526 | 1557.7627 | 0 | 0 | 0 | 0 | 0 | 0 | 0 | 0 | 0 | 0 | 0 | 0 | 0 | 0 | 0 | 0 | 0
| 0 | 2030 | 2602.6326 | 0 | 0 | 0 | 0 | 0 | 0 | 0 | 0 | 0 | 0 | 4029.7568 | 3774.0214 | 3520.8116 | 3332.2594 | 3167.9538 | 3021.8332 | 2912.0824 | 2820.5167 | 2728.9509 | 2637.3851 | 2545.8194 | 2454.2536 | 2362.6879 | 2271.1221 | 2179.5563 | 2087.9906 | 1996.4248 | 1784.9495 | 1904.859 | 1813.2933 | 1856.8633 | 1925.7713 | 1884.8815 | 1843.9916 | 1803.1018 | 1762.2119 | 1721.3221 | 1680.4323 | 1639.5424 | 1598.6526 | 1557.7627 | 0 | 0 | 0 | 0 | 0 | 0 | 0 | 0 | 0 | 0 | 0 | 0 | 0 | 0 | 0 | 0
| 0 | 2031 | 2602.6326 | 0 | 0 | 0 | 0 | 0 | 0 | 0 | 0 | 0 | 0 | 0 | 4029.7568 | 3774.0214 | 3520.8116 | 3332.2594 | 3167.9538 | 3021.8332 | 2912.0824 | 2820.5167 | 2728.9509 | 2637.3851 | 2545.8194 | 2454.2536 | 2362.6879 | 2271.1221 | 2179.5563 | 2087.9906 | 1804.5264 | 1996.4248 | 1904.859 | 1813.2933 | 1856.8633 | 1925.7713 | 1884.8815 | 1843.9916 | 1803.1018 | 1762.2119 | 1721.3221 | 1680.4323 | 1639.5424 | 1598.6526 | 1557.7627 | 0 | 0 | 0 | 0 | 0 | 0 | 0 | 0 | 0 | 0 | 0 | 0 | 0 | 0 | 0
| 0 | 2032 | 2602.6326 | 0 | 0 | 0 | 0 | 0 | 0 | 0 | 0 | 0 | 0 | 0 | 0 | 4029.7568 | 3774.0214 | 3520.8116 | 3332.2594 | 3167.9538 | 3021.8332 | 2912.0824 | 2820.5167 | 2728.9509 | 2637.3851 | 2545.8194 | 2454.2536 | 2362.6879 | 2271.1221 | 2179.5563 | 1829.4859 | 2087.9906 | 1996.4248 | 1904.859 | 1813.2933 | 1856.8633 | 1925.7713 | 1884.8815 | 1843.9916 | 1803.1018 | 1762.2119 | 1721.3221 | 1680.4323 | 1639.5424 | 1598.6526 | 1557.7627 | 0 | 0 | 0 | 0 | 0 | 0 | 0 | 0 | 0 | 0 | 0 | 0 | 0 | 0
| 0 | 2033 | 2602.6326 | 0 | 0 | 0 | 0 | 0 | 0 | 0 | 0 | 0 | 0 | 0 | 0 | 0 | 4029.7568 | 3774.0214 | 3520.8116 | 3332.2594 | 3167.9538 | 3021.8332 | 2912.0824 | 2820.5167 | 2728.9509 | 2637.3851 | 2545.8194 | 2454.2536 | 2362.6879 | 2271.1221 | 1858.9314 | 2179.5563 | 2087.9906 | 1996.4248 | 1904.859 | 1813.2933 | 1856.8633 | 1925.7713 | 1884.8815 | 1843.9916 | 1803.1018 | 1762.2119 | 1721.3221 | 1680.4323 | 1639.5424 | 1598.6526 | 1557.7627 | 0 | 0 | 0 | 0 | 0 | 0 | 0 | 0 | 0 | 0 | 0 | 0 | 0
| 0 | 2034 | 2602.6326 | 0 | 0 | 0 | 0 | 0 | 0 | 0 | 0 | 0 | 0 | 0 | 0 | 0 | 0 | 4029.7568 | 3774.0214 | 3520.8116 | 3332.2594 | 3167.9538 | 3021.8332 | 2912.0824 | 2820.5167 | 2728.9509 | 2637.3851 | 2545.8194 | 2454.2536 | 2362.6879 | 1892.1764 | 2271.1221 | 2179.5563 | 2087.9906 | 1996.4248 | 1904.859 | 1813.2933 | 1856.8633 | 1925.7713 | 1884.8815 | 1843.9916 | 1803.1018 | 1762.2119 | 1721.3221 | 1680.4323 | 1639.5424 | 1598.6526 | 1557.7627 | 0 | 0 | 0 | 0 | 0 | 0 | 0 | 0 | 0 | 0 | 0 | 0
| 0 | 2035 | 2602.6326 | 0 | 0 | 0 | 0 | 0 | 0 | 0 | 0 | 0 | 0 | 0 | 0 | 0 | 0 | 0 | 4029.7568 | 3774.0214 | 3520.8116 | 3332.2594 | 3167.9538 | 3021.8332 | 2912.0824 | 2820.5167 | 2728.9509 | 2637.3851 | 2545.8194 | 2454.2536 | 1928.6857 | 2362.6879 | 2271.1221 | 2179.5563 | 2087.9906 | 1996.4248 | 1904.859 | 1813.2933 | 1856.8633 | 1925.7713 | 1884.8815 | 1843.9916 | 1803.1018 | 1762.2119 | 1721.3221 | 1680.4323 | 1639.5424 | 1598.6526 | 1557.7627 | 0 | 0 | 0 | 0 | 0 | 0 | 0 | 0 | 0 | 0 | 0
| 0 | 2036 | 2602.6326 | 0 | 0 | 0 | 0 | 0 | 0 | 0 | 0 | 0 | 0 | 0 | 0 | 0 | 0 | 0 | 0 | 4029.7568 | 3774.0214 | 3520.8116 | 3332.2594 | 3167.9538 | 3021.8332 | 2912.0824 | 2820.5167 | 2728.9509 | 2637.3851 | 2545.8194 | 1968.036 | 2454.2536 | 2362.6879 | 2271.1221 | 2179.5563 | 2087.9906 | 1996.4248 | 1904.859 | 1813.2933 | 1856.8633 | 1925.7713 | 1884.8815 | 1843.9916 | 1803.1018 | 1762.2119 | 1721.3221 | 1680.4323 | 1639.5424 | 1598.6526 | 1557.7627 | 0 | 0 | 0 | 0 | 0 | 0 | 0 | 0 | 0 | 0
| 0 | 2037 | 2602.6326 | 0 | 0 | 0 | 0 | 0 | 0 | 0 | 0 | 0 | 0 | 0 | 0 | 0 | 0 | 0 | 0 | 0 | 4029.7568 | 3774.0214 | 3520.8116 | 3332.2594 | 3167.9538 | 3021.8332 | 2912.0824 | 2820.5167 | 2728.9509 | 2637.3851 | 2009.8877 | 2545.8194 | 2454.2536 | 2362.6879 | 2271.1221 | 2179.5563 | 2087.9906 | 1996.4248 | 1904.859 | 1813.2933 | 1856.8633 | 1925.7713 | 1884.8815 | 1843.9916 | 1803.1018 | 1762.2119 | 1721.3221 | 1680.4323 | 1639.5424 | 1598.6526 | 1557.7627 | 0 | 0 | 0 | 0 | 0 | 0 | 0 | 0 | 0
| 0 | 2038 | 2602.6326 | 0 | 0 | 0 | 0 | 0 | 0 | 0 | 0 | 0 | 0 | 0 | 0 | 0 | 0 | 0 | 0 | 0 | 0 | 4029.7568 | 3774.0214 | 3520.8116 | 3332.2594 | 3167.9538 | 3021.8332 | 2912.0824 | 2820.5167 | 2728.9509 | 2053.9649 | 2637.3851 | 2545.8194 | 2454.2536 | 2362.6879 | 2271.1221 | 2179.5563 | 2087.9906 | 1996.4248 | 1904.859 | 1813.2933 | 1856.8633 | 1925.7713 | 1884.8815 | 1843.9916 | 1803.1018 | 1762.2119 | 1721.3221 | 1680.4323 | 1639.5424 | 1598.6526 | 1557.7627 | 0 | 0 | 0 | 0 | 0 | 0 | 0 | 0
| 0 | 2039 | 2602.6326 | 0 | 0 | 0 | 0 | 0 | 0 | 0 | 0 | 0 | 0 | 0 | 0 | 0 | 0 | 0 | 0 | 0 | 0 | 0 | 4029.7568 | 3774.0214 | 3520.8116 | 3332.2594 | 3167.9538 | 3021.8332 | 2912.0824 | 2820.5167 | 2100.0409 | 2728.9509 | 2637.3851 | 2545.8194 | 2454.2536 | 2362.6879 | 2271.1221 | 2179.5563 | 2087.9906 | 1996.4248 | 1904.859 | 1813.2933 | 1856.8633 | 1925.7713 | 1884.8815 | 1843.9916 | 1803.1018 | 1762.2119 | 1721.3221 | 1680.4323 | 1639.5424 | 1598.6526 | 1557.7627 | 0 | 0 | 0 | 0 | 0 | 0 | 0
| 2020-2023 | 30% |  | 244.9138 | [27 empty] | 2064: 0; 2065: 0; 2066: 0; 2067: 0; 2068: 0; 2069: 0; 2070: 0; 2071: 0; 2072: 0; 2073: 0; 2074: 0
| 2024 | 26% |  | 212.2586 | [36 empty] | 0 | 0 | 0 | 0 | 0 | 0 | 0 | 0 | 0 | 0 | 0 | 0 | 0 | 0 | 0 | 0 | 0 | 0 | 0
| 2025 | 22% |  | 179.6034 | [36 empty] | 0 | 0 | 0 | 0 | 0 | 0 | 0 | 0 | 0 | 0 | 0 | 0 | 0 | 0 | 0 | 0 | 0 | 0 | 0
| Start 2026 | 10% |  | 81.6379 | [36 empty] | 0 | 0 | 0 | 0 | 0 | 0 | 0 | 0 | 0 | 0 | 0 | 0 | 0 | 0 | 0 | 0 | 0 | 0 | 0
[41 empty] | 0 | 0 | 0 | 0 | 0 | 0 | 0 | 0 | 0 | 0 | 0 | 0 | 0 | 0 | 0 | 0 | 0 | 0 | 0
[41 empty] | 0 | 0 | 0 | 0 | 0 | 0 | 0 | 0 | 0 | 0 | 0 | 0 | 0 | 0 | 0 | 0 | 0 | 0 | 0
Amortization
|  | 30% |  | 12.2457 | 12.2457 | 12.2457 | 12.2457 | 12.2457 | 12.2457 | 12.2457 | 12.2457 | 12.2457 | 12.2457 | 12.2457 | 12.2457 | 12.2457 | 12.2457 | 12.2457 | 12.2457 | 12.2457 | 12.2457 | 12.2457 | 12.2457 | 12.2457 | 12.2457 | 12.2457 | 12.2457 | 12.2457 | 12.2457 | 12.2457 | 12.2457 | 12.2457 | 12.2457 | 12.2457 | 12.2457 | 12.2457 | 12.2457 | 12.2457 | 12.2457 | 12.2457 | 12.2457 | 12.2457 | 12.2457 | 12.2457 | 12.2457 | 12.2457 | 12.2457 | 12.2457 | 12.2457 | 12.2457 | 12.2457 | 12.2457 | 12.2457 | 12.2457 | 12.2457 | 12.2457 | 12.2457 | 12.2457 | 12.2457
|  | 26% |  | 10.6129 | 10.6129 | 10.6129 | 10.6129 | 10.6129 | 10.6129 | 10.6129 | 10.6129 | 10.6129 | 10.6129 | 10.6129 | 10.6129 | 10.6129 | 10.6129 | 10.6129 | 10.6129 | 10.6129 | 10.6129 | 10.6129 | 10.6129 | 10.6129 | 10.6129 | 10.6129 | 10.6129 | 10.6129 | 10.6129 | 10.6129 | 10.6129 | 10.6129 | 10.6129 | 10.6129 | 10.6129 | 10.6129 | 10.6129 | 10.6129 | 10.6129 | 10.6129 | 10.6129 | 10.6129 | 10.6129 | 10.6129 | 10.6129 | 10.6129 | 10.6129 | 10.6129 | 10.6129 | 10.6129 | 10.6129 | 10.6129 | 10.6129 | 10.6129 | 10.6129 | 10.6129 | 10.6129 | 10.6129 | 10.6129
|  | 22% |  | 8.9802 | 8.9802 | 8.9802 | 8.9802 | 8.9802 | 8.9802 | 8.9802 | 8.9802 | 8.9802 | 8.9802 | 8.9802 | 8.9802 | 8.9802 | 8.9802 | 8.9802 | 8.9802 | 8.9802 | 8.9802 | 8.9802 | 8.9802 | 8.9802 | 8.9802 | 8.9802 | 8.9802 | 8.9802 | 8.9802 | 8.9802 | 8.9802 | 8.9802 | 8.9802 | 8.9802 | 8.9802 | 8.9802 | 8.9802 | 8.9802 | 8.9802 | 8.9802 | 8.9802 | 8.9802 | 8.9802 | 8.9802 | 8.9802 | 8.9802 | 8.9802 | 8.9802 | 8.9802 | 8.9802 | 8.9802 | 8.9802 | 8.9802 | 8.9802 | 8.9802 | 8.9802 | 8.9802 | 8.9802 | 8.9802
|  | 10% |  | 4.0819 | 4.0819 | 4.0819 | 4.0819 | 4.0819 | 4.0819 | 4.0819 | 4.0819 | 4.0819 | 4.0819 | 4.0819 | 4.0819 | 4.0819 | 4.0819 | 4.0819 | 4.0819 | 4.0819 | 4.0819 | 4.0819 | 4.0819 | 4.0819 | 4.0819 | 4.0819 | 4.0819 | 4.0819 | 4.0819 | 4.0819 | 4.0819 | 4.0819 | 4.0819 | 4.0819 | 4.0819 | 4.0819 | 4.0819 | 4.0819 | 4.0819 | 4.0819 | 4.0819 | 4.0819 | 4.0819 | 4.0819 | 4.0819 | 4.0819 | 4.0819 | 4.0819 | 4.0819 | 4.0819 | 4.0819 | 4.0819 | 4.0819 | 4.0819 | 4.0819 | 4.0819 | 4.0819 | 4.0819 | 4.0819
|  |  |  | 2020 | 2021 | 2022 | 2023 | 2024 | 2025 | 2026 | 2027 | 2028 | 2029 | 2030 | 2031 | 2032 | 2033 | 2034 | 2035 | 2036 | 2037 | 2038 | 2039 | 2040 | 2041 | 2042 | 2043 | 2044 | 2045 | 2046 | 2047 | 2048 | 2049 | 2050 | 2051 | 2052 | 2053 | 2054 | 2055 | 2056 | 2057 | 2058 | 2059 | 2060 | 2061 | 2062 | 2063 | 2064 | 2065 | 2066 | 2067 | 2068 | 2069 | 2070 | 2071 | 2072 | 2073 | 2074 | 2075
|  | ITC Base |  | 179.6034 | 179.6034 | 179.6034 | 179.6034 | 179.6034 | 179.6034 | 179.6034 | 179.6034 | 179.6034 | 179.6034 | 179.6034 | 179.6034 | 179.6034 | 179.6034 | 179.6034 | 179.6034 | 179.6034 | 179.6034 | 179.6034 | 179.6034 | 179.6034 | 179.6034 | 179.6034 | 179.6034 | 179.6034 | 179.6034 | 179.6034 | 179.6034 | 179.6034 | 179.6034 | 179.6034 | 179.6034 | 179.6034 | 179.6034 | 179.6034 | 179.6034 | 179.6034 | 179.6034 | 179.6034 | 179.6034 | 179.6034 | 179.6034 | 179.6034 | 179.6034 | 179.6034 | 179.6034 | 179.6034 | 179.6034 | 179.6034 | 179.6034 | 179.6034 | 179.6034 | 179.6034 | 179.6034 | 179.6034 | 179.6034
|  | Accum ITC Amort |  | 8.9802 | 24.4914 | 36.7371 | 48.9828 | 61.2284 | 73.4741 | 85.7198 | 97.9655 | 110.2112 | 122.4569 | 134.7026 | 146.9483 | 159.1939 | 171.4396 | 183.6853 | 195.931 | 208.1767 | 220.4224 | 232.6681 | 244.9138 | 257.1594 | 269.4051 | 281.6508 | 293.8965 | 306.1422 | 318.3879 | 330.6336 | 342.8793 | 355.125 | 367.3706 | 379.6163 | 391.862 | 404.1077 | 416.3534 | 428.5991 | 440.8448 | 453.0905 | 465.3361 | 477.5818 | 489.8275 | 502.0732 | 514.3189 | 526.5646 | 538.8103 | 551.056 | 563.3016 | 575.5473 | 587.793 | 600.0387 | 612.2844 | 624.5301 | 636.7758 | 649.0215 | 661.2672 | 673.5128 | 685.7585
|  | Ratebase |  | 170.6233 | 155.112 | 142.8664 | 130.6207 | 118.375 | 106.1293 | 93.8836 | 81.6379 | 69.3922 | 57.1465 | 44.9009 | 32.6552 | 20.4095 | 8.1638 | -4.0819 | -16.3276 | -28.5733 | -40.819 | -53.0646 | -65.3103 | -77.556 | -89.8017 | -102.0474 | -114.2931 | -126.5388 | -138.7845 | -151.0302 | -163.2758 | -175.5215 | -187.7672 | -200.0129 | -212.2586 | -224.5043 | -236.75 | -248.9957 | -261.2413 | -273.487 | -285.7327 | -297.9784 | -310.2241 | -322.4698 | -334.7155 | -346.9612 | -359.2068 | -371.4525 | -383.6982 | -395.9439 | -408.1896 | -420.4353 | -432.681 | -444.9267 | -457.1724 | -469.418 | -481.6637 | -493.9094 | -506.1551
|  | Tax Basis |  | 726.5775 | 726.5775 | 726.5775 | 726.5775 | 726.5775 | 726.5775 | 726.5775 | 726.5775 | 726.5775 | 726.5775 | 726.5775 | 726.5775 | 726.5775 | 726.5775 | 726.5775 | 726.5775 | 726.5775 | 726.5775 | 726.5775 | 726.5775 | 726.5775 | 726.5775 | 726.5775 | 726.5775 | 726.5775 | 726.5775 | 726.5775 | 726.5775 | 726.5775 | 726.5775 | 726.5775 | 726.5775 | 726.5775 | 726.5775 | 726.5775 | 726.5775 | 726.5775 | 726.5775 | 726.5775 | 726.5775 | 726.5775 | 726.5775 | 726.5775 | 726.5775 | 726.5775 | 726.5775 | 726.5775 | 726.5775 | 726.5775 | 726.5775 | 726.5775 | 726.5775 | 726.5775 | 726.5775 | 726.5775 | 726.5775
|  | Book Depreciation |  | 24.2192 | 24.2192 | 24.2192 | 24.2192 | 24.2192 | 24.2192 | 24.2192 | 24.2192 | 24.2192 | 24.2192 | 24.2192 | 24.2192 | 24.2192 | 24.2192 | 24.2192 | 24.2192 | 24.2192 | 24.2192 | 24.2192 | 24.2192 | 24.2192 | 24.2192 | 24.2192 | 24.2192 | 24.2192 | 24.2192 | 24.2192 | 24.2192 | 24.2192 | 24.2192 | 24.2192 | 24.2192 | 24.2192 | 24.2192 | 24.2192 | 24.2192 | 24.2192 | 24.2192 | 24.2192 | 24.2192 | 24.2192 | 24.2192 | 24.2192 | 24.2192 | 24.2192 | 24.2192 | 24.2192 | 24.2192 | 24.2192 | 24.2192 | 24.2192 | 24.2192 | 24.2192 | 24.2192 | 24.2192 | 24.2192
|  | Tax Depreciation |  | 145.3155 | 232.5048 | 139.5029 | 83.7017 | 83.7017 | 41.8509 | 0 | 0 | 0 | 0 | 0 | 0 | 0 | 0 | 0 | 0 | 0 | 0 | 0 | 0 | 0 | 0 | 0 | 0 | 0 | 0 | 0 | 0 | 0 | 0 | 0 | 0 | 0 | 0 | 0 | 0 | 0 | 0 | 0 | 0 | 0 | 0 | 0 | 0 | 0 | 0 | 0 | 0 | 0 | 0 | 0 | 0 | 0 | 0 | 0 | 0
|  | Difference between book and tax |  | -121.0962 | -208.2855 | -115.2836 | -59.4825 | -59.4825 | -17.6316 | 24.2192 | 24.2192 | 24.2192 | 24.2192 | 24.2192 | 24.2192 | 24.2192 | 24.2192 | 24.2192 | 24.2192 | 24.2192 | 24.2192 | 24.2192 | 24.2192 | 24.2192 | 24.2192 | 24.2192 | 24.2192 | 24.2192 | 24.2192 | 24.2192 | 24.2192 | 24.2192 | 24.2192 | 24.2192 | 24.2192 | 24.2192 | 24.2192 | 24.2192 | 24.2192 | 24.2192 | 24.2192 | 24.2192 | 24.2192 | 24.2192 | 24.2192 | 24.2192 | 24.2192 | 24.2192 | 24.2192 | 24.2192 | 24.2192 | 24.2192 | 24.2192 | 24.2192 | 24.2192 | 24.2192 | 24.2192 | 24.2192 | 24.2192
|  | Deferred Tax |  | -25.4302 | -43.74 | -24.2096 | -12.4913 | -12.4913 | -3.7026 | 5.086 | 5.086 | 5.086 | 5.086 | 5.086 | 5.086 | 5.086 | 5.086 | 5.086 | 5.086 | 5.086 | 5.086 | 5.086 | 5.086 | 5.086 | 5.086 | 5.086 | 5.086 | 5.086 | 5.086 | 5.086 | 5.086 | 5.086 | 5.086 | 5.086 | 5.086 | 5.086 | 5.086 | 5.086 | 5.086 | 5.086 | 5.086 | 5.086 | 5.086 | 5.086 | 5.086 | 5.086 | 5.086 | 5.086 | 5.086 | 5.086 | 5.086 | 5.086 | 5.086 | 5.086 | 5.086 | 5.086 | 5.086 | 5.086 | 5.086
|  | Accum Defered Tax |  | -25.4302 | -69.1702 | -93.3797 | -105.8711 | -118.3624 | -122.065 | -116.979 | -111.8929 | -106.8069 | -101.7208 | -96.6348 | -91.5488 | -86.4627 | -81.3767 | -76.2906 | -71.2046 | -66.1186 | -61.0325 | -55.9465 | -50.8604 | -45.7744 | -40.6883 | -35.6023 | -30.5163 | -25.4302 | -20.3442 | -15.2581 | -10.1721 | -5.086 | -3.3751e-14 | 5.086 | 10.1721 | 15.2581 | 20.3442 | 25.4302 | 30.5163 | 35.6023 | 40.6883 | 45.7744 | 50.8604 | 55.9465 | 61.0325 | 66.1186 | 71.2046 | 76.2906 | 81.3767 | 86.4627 | 91.5488 | 96.6348 | 101.7208 | 106.8069 | 111.8929 | 116.979 | 122.065 | 127.1511 | 132.2371
|  | Revenue Requirement |  | 83.8189 | 78.4996 | 73.2329 | 69.311 | 65.8934 | 62.8541 | 60.5713 | 58.6667 | 56.7622 | 54.8576 | 52.953 | 51.0485 | 49.1439 | 47.2393 | 45.3348 | 43.4302 | 41.5256 | 39.6211 | 37.7165 | 38.6228 | 40.056 | 39.2055 | 38.355 | 37.5045 | 36.654 | 35.8035 | 34.953 | 34.1025 | 33.252 | 32.4015 | 0 | 0 | 0 | 0 | 0 | 0 | 0 | 0 | 0 | 0 | 0 | 0 | 0 | 0 | 0 | 0 | 0 | 0 | 0 | 0 | 0 | 0 | 0 | 0 | 0 | 0
|  | Depreciation |  | 27.2126 | 27.2126 | 27.2126 | 27.2126 | 27.2126 | 27.2126 | 27.2126 | 27.2126 | 27.2126 | 27.2126 | 27.2126 | 27.2126 | 27.2126 | 27.2126 | 27.2126 | 27.2126 | 27.2126 | 27.2126 | 27.2126 | 27.2126 | 27.2126 | 27.2126 | 27.2126 | 27.2126 | 27.2126 | 27.2126 | 27.2126 | 27.2126 | 27.2126 | 27.2126 | 0 | 0 | 0 | 0 | 0 | 0 | 0 | 0 | 0 | 0 | 0 | 0 | 0 | 0 | 0 | 0 | 0 | 0 | 0 | 0 | 0 | 0 | 0 | 0 | 0 | 0
|  | Insurance |  | 0.39105 | 0.39105 | 0.39105 | 0.39105 | 0.39105 | 0.39105 | 0.39105 | 0.39105 | 0.39105 | 0.39105 | 0.39105 | 0.39105 | 0.39105 | 0.39105 | 0.39105 | 0.39105 | 0.39105 | 0.39105 | 0.39105 | 0.39105 | 0.39105 | 0.39105 | 0.39105 | 0.39105 | 0.39105 | 0.39105 | 0.39105 | 0.39105 | 0.39105 | 0.39105 | 0 | 0 | 0 | 0 | 0 | 0 | 0 | 0 | 0 | 0 | 0 | 0 | 0 | 0 | 0 | 0 | 0 | 0 | 0 | 0 | 0 | 0 | 0 | 0 | 0 | 0
|  | Property Taxes |  | 3.7112 | 3.7112 | 3.7112 | 3.7112 | 3.7112 | 3.7112 | 3.7112 | 3.7112 | 3.7112 | 3.7112 | 3.7112 | 3.7112 | 3.7112 | 3.7112 | 3.7112 | 3.7112 | 3.7112 | 3.7112 | 3.7112 | 3.7112 | 3.7112 | 3.7112 | 3.7112 | 3.7112 | 3.7112 | 3.7112 | 3.7112 | 3.7112 | 3.7112 | 3.7112 | 0 | 0 | 0 | 0 | 0 | 0 | 0 | 0 | 0 | 0 | 0 | 0 | 0 | 0 | 0 | 0 | 0 | 0 | 0 | 0 | 0 | 0 | 0 | 0 | 0 | 0
|  | Current Taxes |  | -17.5474 | -39.2372 | -18.399 | -6.056 | -6.7737 | 2.463 | 11.8585 | 11.4586 | 11.0586 | 10.6586 | 10.2587 | 9.8587 | 9.4588 | 9.0588 | 8.6588 | 8.2589 | 7.8589 | 7.459 | 7.059 | 7.2493 | 7.5503 | 7.3717 | 7.1931 | 7.0145 | 6.8359 | 6.6573 | 6.4787 | 6.3001 | 6.1215 | 5.9428 | 0 | 0 | 0 | 0 | 0 | 0 | 0 | 0 | 0 | 0 | 0 | 0 | 0 | 0 | 0 | 0 | 0 | 0 | 0 | 0 | 0 | 0 | 0 | 0 | 0 | 0
|  | DFIT |  |  | 49.146 | 27.2018 |  | 14.0352 | 4.1603 | -5.7147 | -5.7147 | -5.7147 | -5.7147 | -5.7147 | -5.7147 | -5.7147 | -5.7147 | -5.7147 | -5.7147 | -5.7147 | -5.7147 | -5.7147 | -5.7147 | -5.7147 | -5.7147 | -5.7147 | -5.7147 | -5.7147 | -5.7147 | -5.7147 | -5.7147 | -5.7147 | -5.7147 | 0 | 0 | 0 | 0 | 0 | 0 | 0 | 0 | 0 | 0 | 0 | 0 | 0 | 0 | 0 | 0 | 0 | 0 | 0 | 0 | 0 | 0 | 0 | 0 | 0 | 0
|  | ITC |  | -12.2457 | -12.2457 | -12.2457 | -12.2457 | -12.2457 | -12.2457 | -12.2457 | -12.2457 | -12.2457 | -12.2457 | -12.2457 | -12.2457 | -12.2457 | -12.2457 | -12.2457 | -12.2457 | -12.2457 | -12.2457 | -12.2457 | -12.2457 | -12.2457 | -12.2457 | -12.2457 | -12.2457 | -12.2457 | -12.2457 | -12.2457 | -12.2457 | -12.2457 | -12.2457 | -12.2457 | -12.2457 | -12.2457 | -12.2457 | -12.2457 | -12.2457 | -12.2457 | -12.2457 | -12.2457 | -12.2457 | -12.2457 | -12.2457 | -12.2457 | -12.2457 | -12.2457 | -12.2457 | -12.2457 | -12.2457 | -12.2457 | -12.2457 | -12.2457 | -12.2457 | -12.2457 | -12.2457 | -12.2457 | -12.2457
|  | Total Operating Expenses |  | 1.5217 | 28.978 | 27.8719 | 13.0132 | 26.3307 | 25.6924 | 25.213 | 24.8131 | 24.4131 | 24.0131 | 23.6132 | 23.2132 | 22.8133 | 22.4133 | 22.0133 | 21.6134 | 21.2134 | 20.8135 | 20.4135 | 20.6038 | 20.9048 | 20.7262 | 20.5476 | 20.369 | 20.1904 | 20.0118 | 19.8332 | 19.6546 | 19.476 | 19.2973 | -12.2457 | -12.2457 | -12.2457 | -12.2457 | -12.2457 | -12.2457 | -12.2457 | -12.2457 | -12.2457 | -12.2457 | -12.2457 | -12.2457 | -12.2457 | -12.2457 | -12.2457 | -12.2457 | -12.2457 | -12.2457 | -12.2457 | -12.2457 | -12.2457 | -12.2457 | -12.2457 | -12.2457 | -12.2457 | -12.2457
|  | Operating |  | 82.2972 | 49.5217 | 45.3609 | 56.2978 | 39.5628 | 37.1617 | 35.3583 | 33.8537 | 32.3491 | 30.8445 | 29.3399 | 27.8353 | 26.3307 | 24.826 | 23.3214 | 21.8168 | 20.3122 | 18.8076 | 17.303 | 18.0189 | 19.1512 | 18.4793 | 17.8074 | 17.1355 | 16.4636 | 15.7917 | 15.1198 | 14.4479 | 13.776 | 13.1041 | 12.2457 | 12.2457 | 12.2457 | 12.2457 | 12.2457 | 12.2457 | 12.2457 | 12.2457 | 12.2457 | 12.2457 | 12.2457 | 12.2457 | 12.2457 | 12.2457 | 12.2457 | 12.2457 | 12.2457 | 12.2457 | 12.2457 | 12.2457 | 12.2457 | 12.2457 | 12.2457 | 12.2457 | 12.2457 | 12.2457
|  | Ratebase |  | 790.0578 | 728.26 | 667.0726 | 621.5096 | 581.8056 | 546.496 | 519.975 | 497.8484 | 475.7218 | 453.5953 | 431.4687 | 409.3421 | 387.2155 | 365.0889 | 342.9623 | 320.8357 | 298.7091 | 276.5825 | 254.4559 | 264.9844 | 281.6359 | 271.7549 | 261.874 | 251.9931 | 242.1122 | 232.2313 | 222.3504 | 212.4695 | 202.5886 | 192.7077 | 0 | 0 | 0 | 0 | 0 | 0 | 0 | 0 | 0 | 0 | 0 | 0 | 0 | 0 | 0 | 0 | 0 | 0 | 0 | 0 | 0 | 0 | 0 | 0 | 0 | 0
|  | Return on Ratebase |  | 10.42% | 6.8% | 6.8% | 9.058% | 6.8% | 6.8% | 6.8% | 6.8% | 6.8% | 6.8% | 6.8% | 6.8% | 6.8% | 6.8% | 6.8% | 6.8% | 6.8% | 6.8% | 6.8% | 6.8% | 6.8% | 6.8% | 6.8% | 6.8% | 6.8% | 6.8% | 6.8% | 6.8% | 6.8% | 6.8% | #DIV/0! | #DIV/0! | #DIV/0! | #DIV/0! | #DIV/0! | #DIV/0! | #DIV/0! | #DIV/0! | #DIV/0! | #DIV/0! | #DIV/0! | #DIV/0! | #DIV/0! | #DIV/0! | #DIV/0! | #DIV/0! | #DIV/0! | #DIV/0! | #DIV/0! | #DIV/0! | #DIV/0! | #DIV/0! | #DIV/0! | #DIV/0! | #DIV/0! | #DIV/0!
|  | Revenue Requirement |  | 83.8189 | 78.4996 | 73.2329 | 69.311 | 65.8934 | 62.8541 | 60.5713 | 58.6667 | 56.7622 | 54.8576 | 52.953 | 51.0485 | 49.1439 | 47.2393 | 45.3348 | 43.4302 | 41.5256 | 39.6211 | 37.7165 | 38.6228 | 40.056 | 39.2055 | 38.355 | 37.5045 | 36.654 | 35.8035 | 34.953 | 34.1025 | 33.252 | 32.4015 | 0 | 0 | 0 | 0 | 0 | 0 | 0 | 0 | 0 | 0 | 0 | 0 | 0 | 0 | 0 | 0 | 0 | 0 | 0 | 0 | 0 | 0 | 0 | 0 | 0 | 0
|  | Tax Depreciation |  | 163.2758 | 261.2413 | 156.7448 | 94.0469 | 94.0469 | 47.0234 | 0 | 0 | 0 | 0 | 0 | 0 | 0 | 0 | 0 | 0 | 0 | 0 | 0 | 0 | 0 | 0 | 0 | 0 | 0 | 0 | 0 | 0 | 0 | 0 | 0 | 0 | 0 | 0 | 0 | 0 | 0 | 0 | 0 | 0 | 0 | 0 | 0 | 0 | 0 | 0 | 0 | 0 | 0 | 0 | 0 | 0 | 0 | 0 | 0 | 0
|  | Property Taxes |  | 0.39105 | 0.39105 | 0.39105 | 0.39105 | 0.39105 | 0.39105 | 0.39105 | 0.39105 | 0.39105 | 0.39105 | 0.39105 | 0.39105 | 0.39105 | 0.39105 | 0.39105 | 0.39105 | 0.39105 | 0.39105 | 0.39105 | 0.39105 | 0.39105 | 0.39105 | 0.39105 | 0.39105 | 0.39105 | 0.39105 | 0.39105 | 0.39105 | 0.39105 | 0.39105 | 0 | 0 | 0 | 0 | 0 | 0 | 0 | 0 | 0 | 0 | 0 | 0 | 0 | 0 | 0 | 0 | 0 | 0 | 0 | 0 | 0 | 0 | 0 | 0 | 0 | 0
|  | Insurance |  | 3.7112 | 3.7112 | 3.7112 | 3.7112 | 3.7112 | 3.7112 | 3.7112 | 3.7112 | 3.7112 | 3.7112 | 3.7112 | 3.7112 | 3.7112 | 3.7112 | 3.7112 | 3.7112 | 3.7112 | 3.7112 | 3.7112 | 3.7112 | 3.7112 | 3.7112 | 3.7112 | 3.7112 | 3.7112 | 3.7112 | 3.7112 | 3.7112 | 3.7112 | 3.7112 | 0 | 0 | 0 | 0 | 0 | 0 | 0 | 0 | 0 | 0 | 0 | 0 | 0 | 0 | 0 | 0 | 0 | 0 | 0 | 0 | 0 | 0 | 0 | 0 | 0 | 0
|  | Expenses |  | 167.378 | 265.3435 | 160.847 | 98.1491 | 98.1491 | 51.1256 | 4.1022 | 4.1022 | 4.1022 | 4.1022 | 4.1022 | 4.1022 | 4.1022 | 4.1022 | 4.1022 | 4.1022 | 4.1022 | 4.1022 | 4.1022 | 4.1022 | 4.1022 | 4.1022 | 4.1022 | 4.1022 | 4.1022 | 4.1022 | 4.1022 | 4.1022 | 4.1022 | 4.1022 | 0 | 0 | 0 | 0 | 0 | 0 | 0 | 0 | 0 | 0 | 0 | 0 | 0 | 0 | 0 | 0 | 0 | 0 | 0 | 0 | 0 | 0 | 0 | 0 | 0 | 0
|  | Taxable Income |  | -83.5591 | -186.8439 | -87.6141 | -28.8381 | -32.2556 | 11.7285 | 56.4691 | 54.5645 | 52.66 | 50.7554 | 48.8508 | 46.9463 | 45.0417 | 43.1371 | 41.2326 | 39.328 | 37.4234 | 35.5189 | 33.6143 | 34.5206 | 35.9538 | 35.1033 | 34.2528 | 33.4023 | 32.5518 | 31.7013 | 30.8508 | 30.0003 | 29.1498 | 28.2993 | 0 | 0 | 0 | 0 | 0 | 0 | 0 | 0 | 0 | 0 | 0 | 0 | 0 | 0 | 0 | 0 | 0 | 0 | 0 | 0 | 0 | 0 | 0 | 0 | 0 | 0
|  | Tax Rate |  | 21% | 21% | 21% | 21% | 21% | 21% | 21% | 21% | 21% | 21% | 21% | 21% | 21% | 21% | 21% | 21% | 21% | 21% | 21% | 21% | 21% | 21% | 21% | 21% | 21% | 21% | 21% | 21% | 21% | 21% | 21% | 21% | 21% | 21% | 21% | 21% | 21% | 21% | 21% | 21% | 21% | 21% | 21% | 21% | 21% | 21% | 21% | 21% | 21% | 21% | 21% | 21% | 21% | 21% | 21% | 21%
|  | Taxes |  | -17.5474 | -39.2372 | -18.399 | -6.056 | -6.7737 | 2.463 | 11.8585 | 11.4586 | 11.0586 | 10.6586 | 10.2587 | 9.8587 | 9.4588 | 9.0588 | 8.6588 | 8.2589 | 7.8589 | 7.459 | 7.059 | 7.2493 | 7.5503 | 7.3717 | 7.1931 | 7.0145 | 6.8359 | 6.6573 | 6.4787 | 6.3001 | 6.1215 | 5.9428 | 0 | 0 | 0 | 0 | 0 | 0 | 0 | 0 | 0 | 0 | 0 | 0 | 0 | 0 | 0 | 0 | 0 | 0 | 0 | 0 | 0 | 0 | 0 | 0 | 0 | 0

## C&I RoofSolarLease ITC >25 10%
Solar FINANCIALS
($ 1000s Unless Otherwise Indicated)
| Calendar Year of Fin. Close |  |  | 2020 | 2021 | 2022 | 2023 | 2024 | 2025 | 2026 | 2027 | 2028 | 2029 | 2030 | 2031 | 2032 | 2033 | 2034 | 2035 | 2036 | 2037 | 2038 | 2039 | 2040 | 2041 | 2042 | 2043 | 2044 | 2045 | 2046 | 2047 | 2048 | 2049
| Operating Year |  | 0 | 1 | 2 | 3 | 4 | 5 | 6 | 7 | 8 | 9 | 10 | 11 | 12 | 13 | 14 | 15 | 16 | 17 | 18 | 19 | 20 | 21 | 22 | 23 | 24 | 25 | 26 | 27 | 28 | 29 | 30
| Calendar Year | Capital Invest.
| 2020 | 816.3792
| Gross plant |  |  | 816.3792 | 816.3792 | 816.3792 | 816.3792 | 816.3792 | 816.3792 | 816.3792 | 816.3792 | 816.3792 | 816.3792 | 816.3792 | 816.3792 | 816.3792 | 816.3792 | 816.3792 | 816.3792 | 816.3792 | 816.3792 | 816.3792 | 816.3792 | 816.3792 | 816.3792 | 816.3792 | 816.3792 | 816.3792 | 816.3792 | 816.3792 | 816.3792 | 816.3792 | 816.3792
| Accumulated Depreciation |  |  | 27.2126 | 54.4253 | 81.6379 | 108.8506 | 136.0632 | 163.2758 | 190.4885 | 217.7011 | 244.9138 | 272.1264 | 299.339 | 326.5517 | 353.7643 | 380.977 | 408.1896 | 435.4022 | 462.6149 | 489.8275 | 517.0402 | 544.2528 | 571.4654 | 598.6781 | 625.8907 | 653.1034 | 680.316 | 707.5286 | 734.7413 | 761.9539 | 789.1666 | 816.3792
| Net book value |  |  | 789.1666 | 761.9539 | 734.7413 | 707.5286 | 680.316 | 653.1034 | 625.8907 | 598.6781 | 571.4654 | 544.2528 | 517.0402 | 489.8275 | 462.6149 | 435.4022 | 408.1896 | 380.977 | 353.7643 | 326.5517 | 299.339 | 272.1264 | 244.9138 | 217.7011 | 190.4885 | 163.2758 | 136.0632 | 108.8506 | 81.6379 | 54.4253 | 27.2126 | 0
| ITC |  |  | 0 | 0 | 0 | 0 | 0 | 0 | 0 | 0 | 0 | 0 | 0 | 0 | 0 | 0 | 0 | 0 | 0 | 0 | 0 | 163.2758 | 175.5215 | 187.7672 | 200.0129 | 212.2586 | 224.5043 | 236.75 | 248.9957 | 261.2413 | 273.487 | 285.7327
| Accumulated deferred income tax |  |  | -27.1446 | -73.8333 | -99.675 | -113.0084 | -126.3419 | -130.2941 | -124.8652 | -119.4363 | -114.0074 | -108.5784 | -103.1495 | -97.7206 | -92.2917 | -86.8627 | -81.4338 | -76.0049 | -70.576 | -65.1471 | -59.7181 | -54.2892 | -48.8603 | -43.4314 | -38.0025 | -32.5735 | -27.1446 | -21.7157 | -16.2868 | -10.8578 | -5.4289 | 2.6645e-14
| Rate Base |  |  | 762.022 | 688.1206 | 635.0663 | 594.5202 | 553.9741 | 522.8092 | 501.0255 | 479.2418 | 457.4581 | 435.6744 | 413.8906 | 392.1069 | 370.3232 | 348.5395 | 326.7558 | 304.9721 | 283.1883 | 261.4046 | 239.6209 | 381.113 | 371.575 | 362.037 | 352.4989 | 342.9609 | 333.4229 | 323.8848 | 314.3468 | 304.8088 | 295.2708 | 285.7327
| Average rate base |  |  | 789.2006 | 725.0713 | 661.5934 | 614.7932 | 574.2472 | 538.3917 | 511.9174 | 490.1337 | 468.3499 | 446.5662 | 424.7825 | 402.9988 | 381.2151 | 359.4314 | 337.6476 | 315.8639 | 294.0802 | 272.2965 | 250.5128 | 310.367 | 376.344 | 366.806 | 357.2679 | 347.7299 | 338.1919 | 328.6539 | 319.1158 | 309.5778 | 300.0398 | 290.5017
| Pre-tax Return | 0.086076 |  | 67.9312 | 62.4112 | 56.9473 | 52.9189 | 49.4289 | 46.3426 | 44.0638 | 42.1887 | 40.3137 | 38.4386 | 36.5636 | 34.6885 | 32.8134 | 30.9384 | 29.0633 | 27.1883 | 25.3132 | 23.4382 | 21.5631 | 26.7151 | 32.3942 | 31.5732 | 30.7522 | 29.9312 | 29.1102 | 28.2892 | 27.4682 | 26.6472 | 25.8262 | 25.0052
| Book Depreciation |  |  | 27.2126 | 27.2126 | 27.2126 | 27.2126 | 27.2126 | 27.2126 | 27.2126 | 27.2126 | 27.2126 | 27.2126 | 27.2126 | 27.2126 | 27.2126 | 27.2126 | 27.2126 | 27.2126 | 27.2126 | 27.2126 | 27.2126 | 27.2126 | 27.2126 | 27.2126 | 27.2126 | 27.2126 | 27.2126 | 27.2126 | 27.2126 | 27.2126 | 27.2126 | 27.2126
| Insurance |  |  | 0.39105 | 0.39105 | 0.39105 | 0.39105 | 0.39105 | 0.39105 | 0.39105 | 0.39105 | 0.39105 | 0.39105 | 0.39105 | 0.39105 | 0.39105 | 0.39105 | 0.39105 | 0.39105 | 0.39105 | 0.39105 | 0.39105 | 0.39105 | 0.39105 | 0.39105 | 0.39105 | 0.39105 | 0.39105 | 0.39105 | 0.39105 | 0.39105 | 0.39105 | 0.39105
| ITC Amort - Grossed for Taxes |  |  | -15.5009 | -15.5009 | -15.5009 | -15.5009 | -15.5009 | -15.5009 | -15.5009 | -15.5009 | -15.5009 | -15.5009 | -15.5009 | -15.5009 | -15.5009 | -15.5009 | -15.5009 | -15.5009 | -15.5009 | -15.5009 | -15.5009 | -15.5009 | -15.5009 | -15.5009 | -15.5009 | -15.5009 | -15.5009 | -15.5009 | -15.5009 | -15.5009 | -15.5009 | -15.5009
| Property Taxes |  |  | 3.7112 | 3.7112 | 3.7112 | 3.7112 | 3.7112 | 3.7112 | 3.7112 | 3.7112 | 3.7112 | 3.7112 | 3.7112 | 3.7112 | 3.7112 | 3.7112 | 3.7112 | 3.7112 | 3.7112 | 3.7112 | 3.7112 | 3.7112 | 3.7112 | 3.7112 | 3.7112 | 3.7112 | 3.7112 | 3.7112 | 3.7112 | 3.7112 | 3.7112 | 3.7112
| Revenue Requirement |  |  | 83.7452 | 78.2252 | 72.7613 | 68.7329 | 65.2428 | 62.1565 | 59.8777 | 58.0027 | 56.1276 | 54.2526 | 52.3775 | 50.5025 | 48.6274 | 46.7524 | 44.8773 | 43.0023 | 41.1272 | 39.2521 | 37.3771 | 42.5291 | 48.2081 | 47.3871 | 46.5661 | 45.7452 | 44.9242 | 44.1032 | 43.2822 | 42.4612 | 41.6402 | 40.8192
| Book Depreciation |  |  | 27.2126 | 27.2126 | 27.2126 | 27.2126 | 27.2126 | 27.2126 | 27.2126 | 27.2126 | 27.2126 | 27.2126 | 27.2126 | 27.2126 | 27.2126 | 27.2126 | 27.2126 | 27.2126 | 27.2126 | 27.2126 | 27.2126 | 27.2126 | 27.2126 | 27.2126 | 27.2126 | 27.2126 | 27.2126 | 27.2126 | 27.2126 | 27.2126 | 27.2126 | 27.2126
| Tax Depreciation |  |  | 163.2758 | 261.2413 | 156.7448 | 94.0469 | 94.0469 | 47.0234 | 0 | 0 | 0 | 0 | 0 | 0 | 0 | 0 | 0 | 0 | 0 | 0 | 0 | 0 | 0 | 0 | 0 | 0 | 0 | 0 | 0 | 0 | 0 | 0
| Difference between book and tax |  |  | -136.0632 | -234.0287 | -129.5322 | -66.8342 | -66.8342 | -19.8108 | 27.2126 | 27.2126 | 27.2126 | 27.2126 | 27.2126 | 27.2126 | 27.2126 | 27.2126 | 27.2126 | 27.2126 | 27.2126 | 27.2126 | 27.2126 | 27.2126 | 27.2126 | 27.2126 | 27.2126 | 27.2126 | 27.2126 | 27.2126 | 27.2126 | 27.2126 | 27.2126 | 27.2126
| Tax rate |  |  | -28.5733 | -49.146 | -27.2018 | -14.0352 | -14.0352 | -4.1603 | 5.7147 | 5.7147 | 5.7147 | 5.7147 | 5.7147 | 5.7147 | 5.7147 | 5.7147 | 5.7147 | 5.7147 | 5.7147 | 5.7147 | 5.7147 | 5.7147 | 5.7147 | 5.7147 | 5.7147 | 5.7147 | 5.7147 | 5.7147 | 5.7147 | 5.7147 | 5.7147 | 5.7147
Depreciation Tables
|  | 5 |  | 20% | 32% | 19.2% | 11.52% | 11.52% | 5.76% | 0% | 0% | 0% | 0% | 0% | 0% | 0% | 0% | 0% | 0% | 0% | 0% | 0% | 0% | 0%
|  | 5 | 0: 1; 2020 1: 20%; 2021 2: 32%; 2022 3: 19.2%; 2023 4: 11.52%; 2024 5: 11.52%; 2025 6: 5.76%
|  | 10 | 0: 0; 2020 1: 10%; 2021 2: 18%; 2022 3: 14.4%; 2023 4: 11.52%; 2024 5: 9.22%; 2025 6: 7.37%; 2026 7: 6.55%; 2027 8: 6.55%; 2028 9: 6.56%; 2029 10: 6.55%; 2030 11: 3.28%
|  | 15 | 0: 0; 2020 1: 5%; 2021 2: 9.5%; 2022 3: 8.55%; 2023 4: 7.7%; 2024 5: 6.93%; 2025 6: 6.23%; 2026 7: 5.9%; 2027 8: 5.9%; 2028 9: 5.91%; 2029 10: 5.9%; 2030 11: 5.91%; 2031 12: 5.9%; 2032 13: 5.91%; 2033 14: 5.9%; 2034 15: 5.91%; 2035 16: 2.95%
|  | 20 | 0 | 3.75% | 7.219% | 6.677% | 6.177% | 5.713% | 5.285% | 4.888% | 4.522% | 4.462% | 4.461% | 4.462% | 4.461% | 4.462% | 4.461% | 4.462% | 4.461% | 4.462% | 4.461% | 4.462% | 4.461% | 2.231%
Revenue Requirement by vintage year
2012 $000
|  |  |  | 2020 | 2021 | 2022 | 2023 | 2024 | 2025 | 2026 | 2027 | 2028 | 2029 | 2030 | 2031 | 2032 | 2033 | 2034 | 2035 | 2036 | 2037 | 2038 | 2039 | 2040 | 2041 | 2042 | 2043 | 2044 | 2045 | 2046 | 2047 | 2048 | 2049 | 2050 | 2051 | 2052 | 2053 | 2054 | 2055 | 2056 | 2057 | 2058 | 2059 | 2060 | 2061 | 2062 | 2063 | 2064 | 2065 | 2066 | 2067 | 2068 | 2069 | 2070 | 2071 | 2072 | 2073 | 2074 | 2075
|  | 2020 | 0% | 83.7452 | 78.2252 | 72.7613 | 68.7329 | 65.2428 | 62.1565 | 59.8777 | 58.0027 | 56.1276 | 54.2526 | 52.3775 | 50.5025 | 48.6274 | 46.7524 | 44.8773 | 43.0023 | 41.1272 | 39.2521 | 37.3771 | 42.5291 | 48.2081 | 47.3871 | 46.5661 | 45.7452 | 44.9242 | 44.1032 | 43.2822 | 42.4612 | 41.6402 | 40.8192 | 0 | 0 | 0 | 0 | 0 | 0 | 0 | 0 | 0 | 0 | 0 | 0 | 0 | 0 | 0 | 0 | 0 | 0 | 0 | 0 | 0 | 0 | 0 | 0 | 0 | 0
|  | 2021 | 0% |  | 83.7452 | 78.2252 | 72.7613 | 68.7329 | 65.2428 | 62.1565 | 59.8777 | 58.0027 | 56.1276 | 54.2526 | 52.3775 | 50.5025 | 48.6274 | 46.7524 | 44.8773 | 43.0023 | 41.1272 | 39.2521 | 37.3771 | 42.5291 | 48.2081 | 47.3871 | 46.5661 | 45.7452 | 44.9242 | 44.1032 | 43.2822 | 42.4612 | 41.6402 | 40.8192 | 0 | 0 | 0 | 0 | 0 | 0 | 0 | 0 | 0 | 0 | 0 | 0 | 0 | 0 | 0 | 0 | 0 | 0 | 0 | 0 | 0 | 0 | 0 | 0 | 0
|  | 2022 | 0% |  |  | 83.7452 | 78.2252 | 72.7613 | 68.7329 | 65.2428 | 62.1565 | 59.8777 | 58.0027 | 56.1276 | 54.2526 | 52.3775 | 50.5025 | 48.6274 | 46.7524 | 44.8773 | 43.0023 | 41.1272 | 39.2521 | 37.3771 | 42.5291 | 48.2081 | 47.3871 | 46.5661 | 45.7452 | 44.9242 | 44.1032 | 43.2822 | 42.4612 | 41.6402 | 40.8192 | 0 | 0 | 0 | 0 | 0 | 0 | 0 | 0 | 0 | 0 | 0 | 0 | 0 | 0 | 0 | 0 | 0 | 0 | 0 | 0 | 0 | 0 | 0 | 0
|  | 2023 | 0% |  |  |  | 83.7452 | 78.2252 | 72.7613 | 68.7329 | 65.2428 | 62.1565 | 59.8777 | 58.0027 | 56.1276 | 54.2526 | 52.3775 | 50.5025 | 48.6274 | 46.7524 | 44.8773 | 43.0023 | 41.1272 | 39.2521 | 37.3771 | 42.5291 | 48.2081 | 47.3871 | 46.5661 | 45.7452 | 44.9242 | 44.1032 | 43.2822 | 42.4612 | 41.6402 | 40.8192 | 0 | 0 | 0 | 0 | 0 | 0 | 0 | 0 | 0 | 0 | 0 | 0 | 0 | 0 | 0 | 0 | 0 | 0 | 0 | 0 | 0 | 0 | 0
|  | 2024 | 0% |  |  |  |  | 83.7452 | 78.2252 | 72.7613 | 68.7329 | 65.2428 | 62.1565 | 59.8777 | 58.0027 | 56.1276 | 54.2526 | 52.3775 | 50.5025 | 48.6274 | 46.7524 | 44.8773 | 43.0023 | 41.1272 | 39.2521 | 37.3771 | 42.5291 | 48.2081 | 47.3871 | 46.5661 | 45.7452 | 44.9242 | 44.1032 | 43.2822 | 42.4612 | 41.6402 | 40.8192 | 0 | 0 | 0 | 0 | 0 | 0 | 0 | 0 | 0 | 0 | 0 | 0 | 0 | 0 | 0 | 0 | 0 | 0 | 0 | 0 | 0 | 0
|  | 2025 | 0% | [5 empty] | 83.7452 | 78.2252 | 72.7613 | 68.7329 | 65.2428 | 62.1565 | 59.8777 | 58.0027 | 56.1276 | 54.2526 | 52.3775 | 50.5025 | 48.6274 | 46.7524 | 44.8773 | 43.0023 | 41.1272 | 39.2521 | 37.3771 | 42.5291 | 48.2081 | 47.3871 | 46.5661 | 45.7452 | 44.9242 | 44.1032 | 43.2822 | 42.4612 | 41.6402 | 40.8192 | 0 | 0 | 0 | 0 | 0 | 0 | 0 | 0 | 0 | 0 | 0 | 0 | 0 | 0 | 0 | 0 | 0 | 0 | 0 | 0 | 0
|  | 2026 | 0% | [6 empty] | 83.7452 | 78.2252 | 72.7613 | 68.7329 | 65.2428 | 62.1565 | 59.8777 | 58.0027 | 56.1276 | 54.2526 | 52.3775 | 50.5025 | 48.6274 | 46.7524 | 44.8773 | 43.0023 | 41.1272 | 39.2521 | 37.3771 | 42.5291 | 48.2081 | 47.3871 | 46.5661 | 45.7452 | 44.9242 | 44.1032 | 43.2822 | 42.4612 | 41.6402 | 40.8192 | 0 | 0 | 0 | 0 | 0 | 0 | 0 | 0 | 0 | 0 | 0 | 0 | 0 | 0 | 0 | 0 | 0 | 0 | 0 | 0
|  | 2027 | 0% | [7 empty] | 83.7452 | 78.2252 | 72.7613 | 68.7329 | 65.2428 | 62.1565 | 59.8777 | 58.0027 | 56.1276 | 54.2526 | 52.3775 | 50.5025 | 48.6274 | 46.7524 | 44.8773 | 43.0023 | 41.1272 | 39.2521 | 37.3771 | 42.5291 | 48.2081 | 47.3871 | 46.5661 | 45.7452 | 44.9242 | 44.1032 | 43.2822 | 42.4612 | 41.6402 | 40.8192 | 0 | 0 | 0 | 0 | 0 | 0 | 0 | 0 | 0 | 0 | 0 | 0 | 0 | 0 | 0 | 0 | 0 | 0 | 0
|  | 2028 | 0% | [8 empty] | 83.7452 | 78.2252 | 72.7613 | 68.7329 | 65.2428 | 62.1565 | 59.8777 | 58.0027 | 56.1276 | 54.2526 | 52.3775 | 50.5025 | 48.6274 | 46.7524 | 44.8773 | 43.0023 | 41.1272 | 39.2521 | 37.3771 | 42.5291 | 48.2081 | 47.3871 | 46.5661 | 45.7452 | 44.9242 | 44.1032 | 43.2822 | 42.4612 | 41.6402 | 40.8192 | 0 | 0 | 0 | 0 | 0 | 0 | 0 | 0 | 0 | 0 | 0 | 0 | 0 | 0 | 0 | 0 | 0 | 0
|  | 2029 | 0% | [9 empty] | 83.7452 | 78.2252 | 72.7613 | 68.7329 | 65.2428 | 62.1565 | 59.8777 | 58.0027 | 56.1276 | 54.2526 | 52.3775 | 50.5025 | 48.6274 | 46.7524 | 44.8773 | 43.0023 | 41.1272 | 39.2521 | 37.3771 | 42.5291 | 48.2081 | 47.3871 | 46.5661 | 45.7452 | 44.9242 | 44.1032 | 43.2822 | 42.4612 | 41.6402 | 40.8192 | 0 | 0 | 0 | 0 | 0 | 0 | 0 | 0 | 0 | 0 | 0 | 0 | 0 | 0 | 0 | 0 | 0
|  | 2030 | 0% | [10 empty] | 83.7452 | 78.2252 | 72.7613 | 68.7329 | 65.2428 | 62.1565 | 59.8777 | 58.0027 | 56.1276 | 54.2526 | 52.3775 | 50.5025 | 48.6274 | 46.7524 | 44.8773 | 43.0023 | 41.1272 | 39.2521 | 37.3771 | 42.5291 | 48.2081 | 47.3871 | 46.5661 | 45.7452 | 44.9242 | 44.1032 | 43.2822 | 42.4612 | 41.6402 | 40.8192 | 0 | 0 | 0 | 0 | 0 | 0 | 0 | 0 | 0 | 0 | 0 | 0 | 0 | 0 | 0 | 0
|  | 2031 | 0% | [11 empty] | 83.7452 | 78.2252 | 72.7613 | 68.7329 | 65.2428 | 62.1565 | 59.8777 | 58.0027 | 56.1276 | 54.2526 | 52.3775 | 50.5025 | 48.6274 | 46.7524 | 44.8773 | 43.0023 | 41.1272 | 39.2521 | 37.3771 | 42.5291 | 48.2081 | 47.3871 | 46.5661 | 45.7452 | 44.9242 | 44.1032 | 43.2822 | 42.4612 | 41.6402 | 40.8192 | 0 | 0 | 0 | 0 | 0 | 0 | 0 | 0 | 0 | 0 | 0 | 0 | 0 | 0 | 0
|  | 2032 | 0% | [12 empty] | 83.7452 | 78.2252 | 72.7613 | 68.7329 | 65.2428 | 62.1565 | 59.8777 | 58.0027 | 56.1276 | 54.2526 | 52.3775 | 50.5025 | 48.6274 | 46.7524 | 44.8773 | 43.0023 | 41.1272 | 39.2521 | 37.3771 | 42.5291 | 48.2081 | 47.3871 | 46.5661 | 45.7452 | 44.9242 | 44.1032 | 43.2822 | 42.4612 | 41.6402 | 40.8192 | 0 | 0 | 0 | 0 | 0 | 0 | 0 | 0 | 0 | 0 | 0 | 0 | 0 | 0
|  | 2033 | 0% | [13 empty] | 83.7452 | 78.2252 | 72.7613 | 68.7329 | 65.2428 | 62.1565 | 59.8777 | 58.0027 | 56.1276 | 54.2526 | 52.3775 | 50.5025 | 48.6274 | 46.7524 | 44.8773 | 43.0023 | 41.1272 | 39.2521 | 37.3771 | 42.5291 | 48.2081 | 47.3871 | 46.5661 | 45.7452 | 44.9242 | 44.1032 | 43.2822 | 42.4612 | 41.6402 | 40.8192 | 0 | 0 | 0 | 0 | 0 | 0 | 0 | 0 | 0 | 0 | 0 | 0 | 0
|  | 2034 | 0% | [14 empty] | 83.7452 | 78.2252 | 72.7613 | 68.7329 | 65.2428 | 62.1565 | 59.8777 | 58.0027 | 56.1276 | 54.2526 | 52.3775 | 50.5025 | 48.6274 | 46.7524 | 44.8773 | 43.0023 | 41.1272 | 39.2521 | 37.3771 | 42.5291 | 48.2081 | 47.3871 | 46.5661 | 45.7452 | 44.9242 | 44.1032 | 43.2822 | 42.4612 | 41.6402 | 40.8192 | 0 | 0 | 0 | 0 | 0 | 0 | 0 | 0 | 0 | 0 | 0 | 0
|  | 2035 | 0% | [15 empty] | 83.7452 | 78.2252 | 72.7613 | 68.7329 | 65.2428 | 62.1565 | 59.8777 | 58.0027 | 56.1276 | 54.2526 | 52.3775 | 50.5025 | 48.6274 | 46.7524 | 44.8773 | 43.0023 | 41.1272 | 39.2521 | 37.3771 | 42.5291 | 48.2081 | 47.3871 | 46.5661 | 45.7452 | 44.9242 | 44.1032 | 43.2822 | 42.4612 | 41.6402 | 40.8192 | 0 | 0 | 0 | 0 | 0 | 0 | 0 | 0 | 0 | 0 | 0
|  | 2036 | 0% | [16 empty] | 83.7452 | 78.2252 | 72.7613 | 68.7329 | 65.2428 | 62.1565 | 59.8777 | 58.0027 | 56.1276 | 54.2526 | 52.3775 | 50.5025 | 48.6274 | 46.7524 | 44.8773 | 43.0023 | 41.1272 | 39.2521 | 37.3771 | 42.5291 | 48.2081 | 47.3871 | 46.5661 | 45.7452 | 44.9242 | 44.1032 | 43.2822 | 42.4612 | 41.6402 | 40.8192 | 0 | 0 | 0 | 0 | 0 | 0 | 0 | 0 | 0 | 0
|  | 2037 | 0% | [17 empty] | 83.7452 | 78.2252 | 72.7613 | 68.7329 | 65.2428 | 62.1565 | 59.8777 | 58.0027 | 56.1276 | 54.2526 | 52.3775 | 50.5025 | 48.6274 | 46.7524 | 44.8773 | 43.0023 | 41.1272 | 39.2521 | 37.3771 | 42.5291 | 48.2081 | 47.3871 | 46.5661 | 45.7452 | 44.9242 | 44.1032 | 43.2822 | 42.4612 | 41.6402 | 40.8192 | 0 | 0 | 0 | 0 | 0 | 0 | 0 | 0 | 0
|  | 2038 | 0% | [18 empty] | 83.7452 | 78.2252 | 72.7613 | 68.7329 | 65.2428 | 62.1565 | 59.8777 | 58.0027 | 56.1276 | 54.2526 | 52.3775 | 50.5025 | 48.6274 | 46.7524 | 44.8773 | 43.0023 | 41.1272 | 39.2521 | 37.3771 | 42.5291 | 48.2081 | 47.3871 | 46.5661 | 45.7452 | 44.9242 | 44.1032 | 43.2822 | 42.4612 | 41.6402 | 40.8192 | 0 | 0 | 0 | 0 | 0 | 0 | 0 | 0
|  | 2039 | 0% | [19 empty] | 83.7452 | 78.2252 | 72.7613 | 68.7329 | 65.2428 | 62.1565 | 59.8777 | 58.0027 | 56.1276 | 54.2526 | 52.3775 | 50.5025 | 48.6274 | 46.7524 | 44.8773 | 43.0023 | 41.1272 | 39.2521 | 37.3771 | 42.5291 | 48.2081 | 47.3871 | 46.5661 | 45.7452 | 44.9242 | 44.1032 | 43.2822 | 42.4612 | 41.6402 | 40.8192 | 0 | 0 | 0 | 0 | 0 | 0 | 0
|  | 2040 | 0% | [19 empty] | 0 | 83.7452 | 78.2252 | 72.7613 | 68.7329 | 65.2428 | 62.1565 | 59.8777 | 58.0027 | 56.1276 | 54.2526 | 52.3775 | 50.5025 | 48.6274 | 46.7524 | 44.8773 | 43.0023 | 41.1272 | 39.2521 | 37.3771 | 42.5291 | 48.2081 | 47.3871 | 46.5661 | 45.7452 | 44.9242 | 44.1032 | 43.2822 | 42.4612 | 41.6402 | 40.8192 | 0 | 0 | 0 | 0 | 0 | 0
|  | 2041 | 0% | [19 empty] | 0 | 0 | 83.7452 | 78.2252 | 72.7613 | 68.7329 | 65.2428 | 62.1565 | 59.8777 | 58.0027 | 56.1276 | 54.2526 | 52.3775 | 50.5025 | 48.6274 | 46.7524 | 44.8773 | 43.0023 | 41.1272 | 39.2521 | 37.3771 | 42.5291 | 48.2081 | 47.3871 | 46.5661 | 45.7452 | 44.9242 | 44.1032 | 43.2822 | 42.4612 | 41.6402 | 40.8192 | 0 | 0 | 0 | 0 | 0
|  | 2042 | 0% | [19 empty] | 0 | 0 | 0 | 83.7452 | 78.2252 | 72.7613 | 68.7329 | 65.2428 | 62.1565 | 59.8777 | 58.0027 | 56.1276 | 54.2526 | 52.3775 | 50.5025 | 48.6274 | 46.7524 | 44.8773 | 43.0023 | 41.1272 | 39.2521 | 37.3771 | 42.5291 | 48.2081 | 47.3871 | 46.5661 | 45.7452 | 44.9242 | 44.1032 | 43.2822 | 42.4612 | 41.6402 | 40.8192 | 0 | 0 | 0 | 0
|  | 2043 | 0% | [19 empty] | 0 | 0 | 0 | 0 | 83.7452 | 78.2252 | 72.7613 | 68.7329 | 65.2428 | 62.1565 | 59.8777 | 58.0027 | 56.1276 | 54.2526 | 52.3775 | 50.5025 | 48.6274 | 46.7524 | 44.8773 | 43.0023 | 41.1272 | 39.2521 | 37.3771 | 42.5291 | 48.2081 | 47.3871 | 46.5661 | 45.7452 | 44.9242 | 44.1032 | 43.2822 | 42.4612 | 41.6402 | 40.8192 | 0 | 0 | 0
|  | 2044 | 0% | [19 empty] | 0 | 0 | 0 | 0 | 0 | 83.7452 | 78.2252 | 72.7613 | 68.7329 | 65.2428 | 62.1565 | 59.8777 | 58.0027 | 56.1276 | 54.2526 | 52.3775 | 50.5025 | 48.6274 | 46.7524 | 44.8773 | 43.0023 | 41.1272 | 39.2521 | 37.3771 | 42.5291 | 48.2081 | 47.3871 | 46.5661 | 45.7452 | 44.9242 | 44.1032 | 43.2822 | 42.4612 | 41.6402 | 40.8192 | 0 | 0
|  | 2045 | 0% | [19 empty] | 0 | 0 | 0 | 0 | 0 | 0 | 83.7452 | 78.2252 | 72.7613 | 68.7329 | 65.2428 | 62.1565 | 59.8777 | 58.0027 | 56.1276 | 54.2526 | 52.3775 | 50.5025 | 48.6274 | 46.7524 | 44.8773 | 43.0023 | 41.1272 | 39.2521 | 37.3771 | 42.5291 | 48.2081 | 47.3871 | 46.5661 | 45.7452 | 44.9242 | 44.1032 | 43.2822 | 42.4612 | 41.6402 | 40.8192 | 0
|  | 2046 | 0% | [19 empty] | 0 | 0 | 0 | 0 | 0 | 0 | 0 | 83.7452 | 78.2252 | 72.7613 | 68.7329 | 65.2428 | 62.1565 | 59.8777 | 58.0027 | 56.1276 | 54.2526 | 52.3775 | 50.5025 | 48.6274 | 46.7524 | 44.8773 | 43.0023 | 41.1272 | 39.2521 | 37.3771 | 42.5291 | 48.2081 | 47.3871 | 46.5661 | 45.7452 | 44.9242 | 44.1032 | 43.2822 | 42.4612 | 41.6402 | 40.8192
|  | 2047 | 0% | [19 empty] | 0 | 0 | 0 | 0 | 0 | 0 | 0 | 0 | 83.7452 | 78.2252 | 72.7613 | 68.7329 | 65.2428 | 62.1565 | 59.8777 | 58.0027 | 56.1276 | 54.2526 | 52.3775 | 50.5025 | 48.6274 | 46.7524 | 44.8773 | 43.0023 | 41.1272 | 39.2521 | 37.3771 | 42.5291 | 48.2081 | 47.3871 | 46.5661 | 45.7452 | 44.9242 | 44.1032 | 43.2822 | 42.4612 | 41.6402
Revenue Requirement by vintage year
2012 $/MW-wk
| Aurora Input |  | Levelized Cost | 2020 | 2021 | 2022 | 2023 | 2024 | 2025 | 2026 | 2027 | 2028 | 2029 | 2030 | 2031 | 2032 | 2033 | 2034 | 2035 | 2036 | 2037 | 2038 | 2039 | 2040 | 2041 | 2042 | 2043 | 2044 | 2045 | 2046 | 2047 | 2048 | 2049 | 2050 | 2051 | 2052 | 2053 | 2054 | 2055 | 2056 | 2057 | 2058 | 2059 | 2060 | 2061 | 2062 | 2063 | 2064 | 2065 | 2066 | 2067 | 2068 | 2069 | 2070 | 2071 | 2072 | 2073 | 2074 | 2075
|  | 2020 | 2671.2667 | 4026.2095 | 3760.8253 | 3498.1371 | 3304.4654 | 3136.675 | 2988.2954 | 2878.7377 | 2788.5908 | 2698.444 | 2608.2972 | 2518.1503 | 2428.0035 | 2337.8567 | 2247.7098 | 2157.563 | 2067.4161 | 1977.2693 | 1887.1225 | 1796.9756 | 2044.6683 | 2317.6989 | 2278.228 | 2238.7571 | 2199.2862 | 2159.8152 | 2120.3443 | 2080.8734 | 2041.4025 | 2001.9316 | 1962.4607 | 0 | 0 | 0 | 0 | 0 | 0 | 0 | 0 | 0 | 0 | 0 | 0 | 0 | 0 | 0 | 0 | 0 | 0 | 0 | 0 | 0 | 0 | 0 | 0 | 0 | 0
|  | 2021 | 2671.2667 |  | 4026.2095 | 3760.8253 | 3498.1371 | 3304.4654 | 3136.675 | 2988.2954 | 2878.7377 | 2788.5908 | 2698.444 | 2608.2972 | 2518.1503 | 2428.0035 | 2337.8567 | 2247.7098 | 2157.563 | 2067.4161 | 1977.2693 | 1887.1225 | 1796.9756 | 2044.6683 | 2317.6989 | 2278.228 | 2238.7571 | 2199.2862 | 2159.8152 | 2120.3443 | 2080.8734 | 2041.4025 | 2001.9316 | 1962.4607 | 0 | 0 | 0 | 0 | 0 | 0 | 0 | 0 | 0 | 0 | 0 | 0 | 0 | 0 | 0 | 0 | 0 | 0 | 0 | 0 | 0 | 0 | 0 | 0 | 0
|  | 2022 | 2671.2667 |  |  | 4026.2095 | 3760.8253 | 3498.1371 | 3304.4654 | 3136.675 | 2988.2954 | 2878.7377 | 2788.5908 | 2698.444 | 2608.2972 | 2518.1503 | 2428.0035 | 2337.8567 | 2247.7098 | 2157.563 | 2067.4161 | 1977.2693 | 1887.1225 | 1796.9756 | 2044.6683 | 2317.6989 | 2278.228 | 2238.7571 | 2199.2862 | 2159.8152 | 2120.3443 | 2080.8734 | 2041.4025 | 2001.9316 | 1962.4607 | 0 | 0 | 0 | 0 | 0 | 0 | 0 | 0 | 0 | 0 | 0 | 0 | 0 | 0 | 0 | 0 | 0 | 0 | 0 | 0 | 0 | 0 | 0 | 0
|  | 2023 | 2671.2667 |  |  |  | 4026.2095 | 3760.8253 | 3498.1371 | 3304.4654 | 3136.675 | 2988.2954 | 2878.7377 | 2788.5908 | 2698.444 | 2608.2972 | 2518.1503 | 2428.0035 | 2337.8567 | 2247.7098 | 2157.563 | 2067.4161 | 1977.2693 | 1887.1225 | 1796.9756 | 2044.6683 | 2317.6989 | 2278.228 | 2238.7571 | 2199.2862 | 2159.8152 | 2120.3443 | 2080.8734 | 2041.4025 | 2001.9316 | 1962.4607 | 0 | 0 | 0 | 0 | 0 | 0 | 0 | 0 | 0 | 0 | 0 | 0 | 0 | 0 | 0 | 0 | 0 | 0 | 0 | 0 | 0 | 0 | 0
|  | 2024 | 2671.2667 |  |  |  |  | 4026.2095 | 3760.8253 | 3498.1371 | 3304.4654 | 3136.675 | 2988.2954 | 2878.7377 | 2788.5908 | 2698.444 | 2608.2972 | 2518.1503 | 2428.0035 | 2337.8567 | 2247.7098 | 2157.563 | 2067.4161 | 1977.2693 | 1887.1225 | 1796.9756 | 2044.6683 | 2317.6989 | 2278.228 | 2238.7571 | 2199.2862 | 2159.8152 | 2120.3443 | 2080.8734 | 2041.4025 | 2001.9316 | 1962.4607 | 0 | 0 | 0 | 0 | 0 | 0 | 0 | 0 | 0 | 0 | 0 | 0 | 0 | 0 | 0 | 0 | 0 | 0 | 0 | 0 | 0 | 0
|  | 2025 | 2671.2667 | [5 empty] | 4026.2095 | 3760.8253 | 3498.1371 | 3304.4654 | 3136.675 | 2988.2954 | 2878.7377 | 2788.5908 | 2698.444 | 2608.2972 | 2518.1503 | 2428.0035 | 2337.8567 | 2247.7098 | 2157.563 | 2067.4161 | 1977.2693 | 1887.1225 | 1796.9756 | 2044.6683 | 2317.6989 | 2278.228 | 2238.7571 | 2199.2862 | 2159.8152 | 2120.3443 | 2080.8734 | 2041.4025 | 2001.9316 | 1962.4607 | 0 | 0 | 0 | 0 | 0 | 0 | 0 | 0 | 0 | 0 | 0 | 0 | 0 | 0 | 0 | 0 | 0 | 0 | 0 | 0 | 0
|  | 2026 | 2671.2667 | [6 empty] | 4026.2095 | 3760.8253 | 3498.1371 | 3304.4654 | 3136.675 | 2988.2954 | 2878.7377 | 2788.5908 | 2698.444 | 2608.2972 | 2518.1503 | 2428.0035 | 2337.8567 | 2247.7098 | 2157.563 | 2067.4161 | 1977.2693 | 1887.1225 | 1796.9756 | 2044.6683 | 2317.6989 | 2278.228 | 2238.7571 | 2199.2862 | 2159.8152 | 2120.3443 | 2080.8734 | 2041.4025 | 2001.9316 | 1962.4607 | 0 | 0 | 0 | 0 | 0 | 0 | 0 | 0 | 0 | 0 | 0 | 0 | 0 | 0 | 0 | 0 | 0 | 0 | 0 | 0
|  | 2027 | 2671.2667 | [7 empty] | 4026.2095 | 3760.8253 | 3498.1371 | 3304.4654 | 3136.675 | 2988.2954 | 2878.7377 | 2788.5908 | 2698.444 | 2608.2972 | 2518.1503 | 2428.0035 | 2337.8567 | 2247.7098 | 2157.563 | 2067.4161 | 1977.2693 | 1887.1225 | 1796.9756 | 2044.6683 | 2317.6989 | 2278.228 | 2238.7571 | 2199.2862 | 2159.8152 | 2120.3443 | 2080.8734 | 2041.4025 | 2001.9316 | 1962.4607 | 0 | 0 | 0 | 0 | 0 | 0 | 0 | 0 | 0 | 0 | 0 | 0 | 0 | 0 | 0 | 0 | 0 | 0 | 0
|  | 2028 | 2671.2667 | [8 empty] | 4026.2095 | 3760.8253 | 3498.1371 | 3304.4654 | 3136.675 | 2988.2954 | 2878.7377 | 2788.5908 | 2698.444 | 2608.2972 | 2518.1503 | 2428.0035 | 2337.8567 | 2247.7098 | 2157.563 | 2067.4161 | 1977.2693 | 1887.1225 | 1796.9756 | 2044.6683 | 2317.6989 | 2278.228 | 2238.7571 | 2199.2862 | 2159.8152 | 2120.3443 | 2080.8734 | 2041.4025 | 2001.9316 | 1962.4607 | 0 | 0 | 0 | 0 | 0 | 0 | 0 | 0 | 0 | 0 | 0 | 0 | 0 | 0 | 0 | 0 | 0 | 0
|  | 2029 | 2671.2667 | [9 empty] | 4026.2095 | 3760.8253 | 3498.1371 | 3304.4654 | 3136.675 | 2988.2954 | 2878.7377 | 2788.5908 | 2698.444 | 2608.2972 | 2518.1503 | 2428.0035 | 2337.8567 | 2247.7098 | 2157.563 | 2067.4161 | 1977.2693 | 1887.1225 | 1796.9756 | 2044.6683 | 2317.6989 | 2278.228 | 2238.7571 | 2199.2862 | 2159.8152 | 2120.3443 | 2080.8734 | 2041.4025 | 2001.9316 | 1962.4607 | 0 | 0 | 0 | 0 | 0 | 0 | 0 | 0 | 0 | 0 | 0 | 0 | 0 | 0 | 0 | 0 | 0
|  | 2030 | 2671.2667 | [10 empty] | 4026.2095 | 3760.8253 | 3498.1371 | 3304.4654 | 3136.675 | 2988.2954 | 2878.7377 | 2788.5908 | 2698.444 | 2608.2972 | 2518.1503 | 2428.0035 | 2337.8567 | 2247.7098 | 2157.563 | 2067.4161 | 1977.2693 | 1887.1225 | 1796.9756 | 2044.6683 | 2317.6989 | 2278.228 | 2238.7571 | 2199.2862 | 2159.8152 | 2120.3443 | 2080.8734 | 2041.4025 | 2001.9316 | 1962.4607 | 0 | 0 | 0 | 0 | 0 | 0 | 0 | 0 | 0 | 0 | 0 | 0 | 0 | 0 | 0 | 0
|  | 2031 | 2671.2667 | [11 empty] | 4026.2095 | 3760.8253 | 3498.1371 | 3304.4654 | 3136.675 | 2988.2954 | 2878.7377 | 2788.5908 | 2698.444 | 2608.2972 | 2518.1503 | 2428.0035 | 2337.8567 | 2247.7098 | 2157.563 | 2067.4161 | 1977.2693 | 1887.1225 | 1796.9756 | 2044.6683 | 2317.6989 | 2278.228 | 2238.7571 | 2199.2862 | 2159.8152 | 2120.3443 | 2080.8734 | 2041.4025 | 2001.9316 | 1962.4607 | 0 | 0 | 0 | 0 | 0 | 0 | 0 | 0 | 0 | 0 | 0 | 0 | 0 | 0 | 0
|  | 2032 | 2671.2667 | [12 empty] | 4026.2095 | 3760.8253 | 3498.1371 | 3304.4654 | 3136.675 | 2988.2954 | 2878.7377 | 2788.5908 | 2698.444 | 2608.2972 | 2518.1503 | 2428.0035 | 2337.8567 | 2247.7098 | 2157.563 | 2067.4161 | 1977.2693 | 1887.1225 | 1796.9756 | 2044.6683 | 2317.6989 | 2278.228 | 2238.7571 | 2199.2862 | 2159.8152 | 2120.3443 | 2080.8734 | 2041.4025 | 2001.9316 | 1962.4607 | 0 | 0 | 0 | 0 | 0 | 0 | 0 | 0 | 0 | 0 | 0 | 0 | 0 | 0
|  | 2033 | 2671.2667 | [13 empty] | 4026.2095 | 3760.8253 | 3498.1371 | 3304.4654 | 3136.675 | 2988.2954 | 2878.7377 | 2788.5908 | 2698.444 | 2608.2972 | 2518.1503 | 2428.0035 | 2337.8567 | 2247.7098 | 2157.563 | 2067.4161 | 1977.2693 | 1887.1225 | 1796.9756 | 2044.6683 | 2317.6989 | 2278.228 | 2238.7571 | 2199.2862 | 2159.8152 | 2120.3443 | 2080.8734 | 2041.4025 | 2001.9316 | 1962.4607 | 0 | 0 | 0 | 0 | 0 | 0 | 0 | 0 | 0 | 0 | 0 | 0 | 0
|  | 2034 | 2671.2667 | [14 empty] | 4026.2095 | 3760.8253 | 3498.1371 | 3304.4654 | 3136.675 | 2988.2954 | 2878.7377 | 2788.5908 | 2698.444 | 2608.2972 | 2518.1503 | 2428.0035 | 2337.8567 | 2247.7098 | 2157.563 | 2067.4161 | 1977.2693 | 1887.1225 | 1796.9756 | 2044.6683 | 2317.6989 | 2278.228 | 2238.7571 | 2199.2862 | 2159.8152 | 2120.3443 | 2080.8734 | 2041.4025 | 2001.9316 | 1962.4607 | 0 | 0 | 0 | 0 | 0 | 0 | 0 | 0 | 0 | 0 | 0 | 0
|  | 2035 | 2671.2667 | [15 empty] | 4026.2095 | 3760.8253 | 3498.1371 | 3304.4654 | 3136.675 | 2988.2954 | 2878.7377 | 2788.5908 | 2698.444 | 2608.2972 | 2518.1503 | 2428.0035 | 2337.8567 | 2247.7098 | 2157.563 | 2067.4161 | 1977.2693 | 1887.1225 | 1796.9756 | 2044.6683 | 2317.6989 | 2278.228 | 2238.7571 | 2199.2862 | 2159.8152 | 2120.3443 | 2080.8734 | 2041.4025 | 2001.9316 | 1962.4607 | 0 | 0 | 0 | 0 | 0 | 0 | 0 | 0 | 0 | 0 | 0
|  | 2036 | 2671.2667 | [16 empty] | 4026.2095 | 3760.8253 | 3498.1371 | 3304.4654 | 3136.675 | 2988.2954 | 2878.7377 | 2788.5908 | 2698.444 | 2608.2972 | 2518.1503 | 2428.0035 | 2337.8567 | 2247.7098 | 2157.563 | 2067.4161 | 1977.2693 | 1887.1225 | 1796.9756 | 2044.6683 | 2317.6989 | 2278.228 | 2238.7571 | 2199.2862 | 2159.8152 | 2120.3443 | 2080.8734 | 2041.4025 | 2001.9316 | 1962.4607 | 0 | 0 | 0 | 0 | 0 | 0 | 0 | 0 | 0 | 0
|  | 2037 | 2671.2667 | [17 empty] | 4026.2095 | 3760.8253 | 3498.1371 | 3304.4654 | 3136.675 | 2988.2954 | 2878.7377 | 2788.5908 | 2698.444 | 2608.2972 | 2518.1503 | 2428.0035 | 2337.8567 | 2247.7098 | 2157.563 | 2067.4161 | 1977.2693 | 1887.1225 | 1796.9756 | 2044.6683 | 2317.6989 | 2278.228 | 2238.7571 | 2199.2862 | 2159.8152 | 2120.3443 | 2080.8734 | 2041.4025 | 2001.9316 | 1962.4607 | 0 | 0 | 0 | 0 | 0 | 0 | 0 | 0 | 0
|  | 2038 | 2671.2667 | [18 empty] | 4026.2095 | 3760.8253 | 3498.1371 | 3304.4654 | 3136.675 | 2988.2954 | 2878.7377 | 2788.5908 | 2698.444 | 2608.2972 | 2518.1503 | 2428.0035 | 2337.8567 | 2247.7098 | 2157.563 | 2067.4161 | 1977.2693 | 1887.1225 | 1796.9756 | 2044.6683 | 2317.6989 | 2278.228 | 2238.7571 | 2199.2862 | 2159.8152 | 2120.3443 | 2080.8734 | 2041.4025 | 2001.9316 | 1962.4607 | 0 | 0 | 0 | 0 | 0 | 0 | 0 | 0
|  | 2039 | 2671.2667 | [19 empty] | 4026.2095 | 3760.8253 | 3498.1371 | 3304.4654 | 3136.675 | 2988.2954 | 2878.7377 | 2788.5908 | 2698.444 | 2608.2972 | 2518.1503 | 2428.0035 | 2337.8567 | 2247.7098 | 2157.563 | 2067.4161 | 1977.2693 | 1887.1225 | 1796.9756 | 2044.6683 | 2317.6989 | 2278.228 | 2238.7571 | 2199.2862 | 2159.8152 | 2120.3443 | 2080.8734 | 2041.4025 | 2001.9316 | 1962.4607 | 0 | 0 | 0 | 0 | 0 | 0 | 0
|  | 2040 | 2420.8131 | [19 empty] | 0 | 4026.2095 | 3760.8253 | 3498.1371 | 3304.4654 | 3136.675 | 2988.2954 | 2878.7377 | 2788.5908 | 2698.444 | 2608.2972 | 2518.1503 | 2428.0035 | 2337.8567 | 2247.7098 | 2157.563 | 2067.4161 | 1977.2693 | 1887.1225 | 1796.9756 | 2044.6683 | 2317.6989 | 2278.228 | 2238.7571 | 2199.2862 | 2159.8152 | 2120.3443 | 2080.8734 | 2041.4025 | 2001.9316 | 1962.4607 | 0 | 0 | 0 | 0 | 0 | 0
|  | 2041 | 2321.0096 | [19 empty] | 0 | 0 | 4026.2095 | 3760.8253 | 3498.1371 | 3304.4654 | 3136.675 | 2988.2954 | 2878.7377 | 2788.5908 | 2698.444 | 2608.2972 | 2518.1503 | 2428.0035 | 2337.8567 | 2247.7098 | 2157.563 | 2067.4161 | 1977.2693 | 1887.1225 | 1796.9756 | 2044.6683 | 2317.6989 | 2278.228 | 2238.7571 | 2199.2862 | 2159.8152 | 2120.3443 | 2080.8734 | 2041.4025 | 2001.9316 | 1962.4607 | 0 | 0 | 0 | 0 | 0
|  | 2042 | 2225.3208 | [19 empty] | 0 | 0 | 0 | 4026.2095 | 3760.8253 | 3498.1371 | 3304.4654 | 3136.675 | 2988.2954 | 2878.7377 | 2788.5908 | 2698.444 | 2608.2972 | 2518.1503 | 2428.0035 | 2337.8567 | 2247.7098 | 2157.563 | 2067.4161 | 1977.2693 | 1887.1225 | 1796.9756 | 2044.6683 | 2317.6989 | 2278.228 | 2238.7571 | 2199.2862 | 2159.8152 | 2120.3443 | 2080.8734 | 2041.4025 | 2001.9316 | 1962.4607 | 0 | 0 | 0 | 0
|  | 2043 | 2133.577 | [19 empty] | 0 | 0 | 0 | 0 | 4026.2095 | 3760.8253 | 3498.1371 | 3304.4654 | 3136.675 | 2988.2954 | 2878.7377 | 2788.5908 | 2698.444 | 2608.2972 | 2518.1503 | 2428.0035 | 2337.8567 | 2247.7098 | 2157.563 | 2067.4161 | 1977.2693 | 1887.1225 | 1796.9756 | 2044.6683 | 2317.6989 | 2278.228 | 2238.7571 | 2199.2862 | 2159.8152 | 2120.3443 | 2080.8734 | 2041.4025 | 2001.9316 | 1962.4607 | 0 | 0 | 0
|  | 2044 | 1894.3434 | [19 empty] | 0 | 0 | 0 | 0 | 0 | 4026.2095 | 3760.8253 | 3498.1371 | 3304.4654 | 3136.675 | 2988.2954 | 2878.7377 | 2788.5908 | 2698.444 | 2608.2972 | 2518.1503 | 2428.0035 | 2337.8567 | 2247.7098 | 2157.563 | 2067.4161 | 1977.2693 | 1887.1225 | 1796.9756 | 2044.6683 | 2317.6989 | 2278.228 | 2238.7571 | 2199.2862 | 2159.8152 | 2120.3443 | 2080.8734 | 2041.4025 | 2001.9316 | 1962.4607 | 0 | 0
|  | 2045 | 1816.2448 | [19 empty] | 0 | 0 | 0 | 0 | 0 | 0 | 4026.2095 | 3760.8253 | 3498.1371 | 3304.4654 | 3136.675 | 2988.2954 | 2878.7377 | 2788.5908 | 2698.444 | 2608.2972 | 2518.1503 | 2428.0035 | 2337.8567 | 2247.7098 | 2157.563 | 2067.4161 | 1977.2693 | 1887.1225 | 1796.9756 | 2044.6683 | 2317.6989 | 2278.228 | 2238.7571 | 2199.2862 | 2159.8152 | 2120.3443 | 2080.8734 | 2041.4025 | 2001.9316 | 1962.4607 | 0
|  | 2046 | 1741.3661 | [19 empty] | 0 | 0 | 0 | 0 | 0 | 0 | 0 | 4026.2095 | 3760.8253 | 3498.1371 | 3304.4654 | 3136.675 | 2988.2954 | 2878.7377 | 2788.5908 | 2698.444 | 2608.2972 | 2518.1503 | 2428.0035 | 2337.8567 | 2247.7098 | 2157.563 | 2067.4161 | 1977.2693 | 1887.1225 | 1796.9756 | 2044.6683 | 2317.6989 | 2278.228 | 2238.7571 | 2199.2862 | 2159.8152 | 2120.3443 | 2080.8734 | 2041.4025 | 2001.9316 | 1962.4607
|  | 2047 | 1669.5744 | [19 empty] | 0 | 0 | 0 | 0 | 0 | 0 | 0 | 0 | 4026.2095 | 3760.8253 | 3498.1371 | 3304.4654 | 3136.675 | 2988.2954 | 2878.7377 | 2788.5908 | 2698.444 | 2608.2972 | 2518.1503 | 2428.0035 | 2337.8567 | 2247.7098 | 2157.563 | 2067.4161 | 1977.2693 | 1887.1225 | 1796.9756 | 2044.6683 | 2317.6989 | 2278.228 | 2238.7571 | 2199.2862 | 2159.8152 | 2120.3443 | 2080.8734 | 2041.4025 | 2001.9316
Annual Change (%) | bar: 2020 to 2075
|  | Levelized Capital Cost ($/MW-wk) |  | 2671.2667 | 2671.2667 | 2671.2667 | 2671.2667 | 2671.2667 | 2671.2667 | 2671.2667 | 2671.2667 | 2671.2667 | 2671.2667 | 2671.2667 | 2671.2667 | 2671.2667 | 2671.2667 | 2671.2667 | 2671.2667 | 2671.2667 | 2671.2667 | 2671.2667 | 2671.2667 | 2671.2667 | 2671.2667 | 2671.2667 | 2671.2667 | 2671.2667 | 2671.2667 | 2671.2667 | 2671.2667 | 2671.2667 | 2671.2667 | 2671.2667 | 2671.2667 | 2671.2667 | 2671.2667 | 2671.2667 | 2671.2667 | 2671.2667 | 2671.2667 | 2671.2667 | 2671.2667 | 2671.2667 | 2671.2667 | 2671.2667 | 2671.2667 | 2671.2667 | 2671.2667 | 2671.2667 | 2671.2667 | 2671.2667 | 2671.2667 | 2671.2667 | 2671.2667 | 2671.2667 | 2671.2667 | 2671.2667 | 2671.2667
|  | Economic Life | 30
|  | check s/b 0 | 0
itc
|  |  |  | 30% | 30% | 30% | 30% | 26% | 22% | 10% | 10% | 10% | 10% | 10% | 10% | 10% | 10% | 10% | 10% | 10% | 10% | 10% | 10% | 10% | 10% | 10% | 10% | 10% | 10% | 10% | 10% | 10% | 10% | 10% | 10% | 10% | 10% | 10% | 10% | 10% | 10% | 10% | 10% | 10% | 10% | 10% | 10% | 10% | 10% | 10% | 10% | 10% | 10% | 10% | 10% | 10% | 10% | 10% | 10%
ITC
| Revenue Requirement by vintage year | 0 | 0 | 0 | 0 | 0 | 0 | 0 | 0 | 0 | 0 | 0 | 0 | 0 | 0 | 0 | 0 | 0 | 0 | 0 | 0 | 0 | 0 | 0 | 0 | 0 | 0 | 0 | 0 | 0 |  | 0 | 0 | 0 | 0 | 0 | 0 | 0 | 0 | 0 | 0 | 0 | 0 | 0 | 0 | 0 | 0 | 0 | 0 | 0 | 0 | 0 | 0 | 0 | 0 | 0 | 0 | 0 | 0 | 0
| 2012 $/MW-wk | 0 | 0 | 0 | 0 | 0 | 0 | 0 | 0 | 0 | 0 | 0 | 0 | 0 | 0 | 0 | 0 | 0 | 0 | 0 | 0 | 0 | 0 | 0 | 0 | 0 | 0 | 0 | 0 | 0 |  | 0 | 0 | 0 | 0 | 0 | 0 | 0 | 0 | 0 | 0 | 0 | 0 | 0 | 0 | 0 | 0 | 0 | 0 | 0 | 0 | 0 | 0 | 0 | 0 | 0 | 0 | 0 | 0 | 0
| Aurora Input | 0 | Levelized Cost | 2020 | 2021 | 2022 | 2023 | 2024 | 2025 | 2026 | 2027 | 2028 | 2029 | 2030 | 2031 | 2032 | 2033 | 2034 | 2035 | 2036 | 2037 | 2038 | 2039 | 2040 | 2041 | 2042 | 2043 | 2044 | 2045 | 2046 | Levelized | 2047 | 2048 | 2049 | 2050 | 2051 | 2052 | 2053 | 2054 | 2055 | 2056 | 2057 | 2058 | 2059 | 2060 | 2061 | 2062 | 2063 | 2064 | 2065 | 2066 | 2067 | 2068 | 2069 | 2070 | 2071 | 2072 | 2073 | 2074 | 2075
| 0 | 2020 | 2671.2667 | 4026.2095 | 3760.8253 | 3498.1371 | 3304.4654 | 3136.675 | 2988.2954 | 2878.7377 | 2788.5908 | 2698.444 | 2608.2972 | 2518.1503 | 2428.0035 | 2337.8567 | 2247.7098 | 2157.563 | 2067.4161 | 1977.2693 | 1887.1225 | 1796.9756 | 2044.6683 | 2317.6989 | 2278.228 | 2238.7571 | 2199.2862 | 2159.8152 | 2120.3443 | 2080.8734 | 2003.0391 | 2041.4025 | 2001.9316 | 1962.4607 | 0 | 0 | 0 | 0 | 0 | 0 | 0 | 0 | 0 | 0 | 0 | 0 | 0 | 0 | 0 | 0 | 0 | 0 | 0 | 0 | 0 | 0 | 0 | 0 | 0 | 0
| 0 | 2021 | 2671.2667 | 0 | 4026.2095 | 3760.8253 | 3498.1371 | 3304.4654 | 3136.675 | 2988.2954 | 2878.7377 | 2788.5908 | 2698.444 | 2608.2972 | 2518.1503 | 2428.0035 | 2337.8567 | 2247.7098 | 2157.563 | 2067.4161 | 1977.2693 | 1887.1225 | 1796.9756 | 2044.6683 | 2317.6989 | 2278.228 | 2238.7571 | 2199.2862 | 2159.8152 | 2120.3443 | 2023.7432 | 2080.8734 | 2041.4025 | 2001.9316 | 1962.4607 | 0 | 0 | 0 | 0 | 0 | 0 | 0 | 0 | 0 | 0 | 0 | 0 | 0 | 0 | 0 | 0 | 0 | 0 | 0 | 0 | 0 | 0 | 0 | 0 | 0
| 0 | 2022 | 2671.2667 | 0 | 0 | 4026.2095 | 3760.8253 | 3498.1371 | 3304.4654 | 3136.675 | 2988.2954 | 2878.7377 | 2788.5908 | 2698.444 | 2608.2972 | 2518.1503 | 2428.0035 | 2337.8567 | 2247.7098 | 2157.563 | 2067.4161 | 1977.2693 | 1887.1225 | 1796.9756 | 2044.6683 | 2317.6989 | 2278.228 | 2238.7571 | 2199.2862 | 2159.8152 | 2044.7235 | 2120.3443 | 2080.8734 | 2041.4025 | 2001.9316 | 1962.4607 | 0 | 0 | 0 | 0 | 0 | 0 | 0 | 0 | 0 | 0 | 0 | 0 | 0 | 0 | 0 | 0 | 0 | 0 | 0 | 0 | 0 | 0 | 0 | 0
| 0 | 2023 | 2671.2667 | 0 | 0 | 0 | 4026.2095 | 3760.8253 | 3498.1371 | 3304.4654 | 3136.675 | 2988.2954 | 2878.7377 | 2788.5908 | 2698.444 | 2608.2972 | 2518.1503 | 2428.0035 | 2337.8567 | 2247.7098 | 2157.563 | 2067.4161 | 1977.2693 | 1887.1225 | 1796.9756 | 2044.6683 | 2317.6989 | 2278.228 | 2238.7571 | 2199.2862 | 2065.9795 | 2159.8152 | 2120.3443 | 2080.8734 | 2041.4025 | 2001.9316 | 1962.4607 | 0 | 0 | 0 | 0 | 0 | 0 | 0 | 0 | 0 | 0 | 0 | 0 | 0 | 0 | 0 | 0 | 0 | 0 | 0 | 0 | 0 | 0 | 0
| 0 | 2024 | 2671.2667 | 0 | 0 | 0 | 0 | 4026.2095 | 3760.8253 | 3498.1371 | 3304.4654 | 3136.675 | 2988.2954 | 2878.7377 | 2788.5908 | 2698.444 | 2608.2972 | 2518.1503 | 2428.0035 | 2337.8567 | 2247.7098 | 2157.563 | 2067.4161 | 1977.2693 | 1887.1225 | 1796.9756 | 2044.6683 | 2317.6989 | 2278.228 | 2238.7571 | 2087.5107 | 2199.2862 | 2159.8152 | 2120.3443 | 2080.8734 | 2041.4025 | 2001.9316 | 1962.4607 | 0 | 0 | 0 | 0 | 0 | 0 | 0 | 0 | 0 | 0 | 0 | 0 | 0 | 0 | 0 | 0 | 0 | 0 | 0 | 0 | 0 | 0
| 0 | 2025 | 2671.2667 | 0 | 0 | 0 | 0 | 0 | 4026.2095 | 3760.8253 | 3498.1371 | 3304.4654 | 3136.675 | 2988.2954 | 2878.7377 | 2788.5908 | 2698.444 | 2608.2972 | 2518.1503 | 2428.0035 | 2337.8567 | 2247.7098 | 2157.563 | 2067.4161 | 1977.2693 | 1887.1225 | 1796.9756 | 2044.6683 | 2317.6989 | 2278.228 | 2109.3165 | 2238.7571 | 2199.2862 | 2159.8152 | 2120.3443 | 2080.8734 | 2041.4025 | 2001.9316 | 1962.4607 | 0 | 0 | 0 | 0 | 0 | 0 | 0 | 0 | 0 | 0 | 0 | 0 | 0 | 0 | 0 | 0 | 0 | 0 | 0 | 0 | 0
| 0 | 2026 | 2671.2667 | 0 | 0 | 0 | 0 | 0 | 0 | 4026.2095 | 3760.8253 | 3498.1371 | 3304.4654 | 3136.675 | 2988.2954 | 2878.7377 | 2788.5908 | 2698.444 | 2608.2972 | 2518.1503 | 2428.0035 | 2337.8567 | 2247.7098 | 2157.563 | 2067.4161 | 1977.2693 | 1887.1225 | 1796.9756 | 2044.6683 | 2317.6989 | 2131.3961 | 2278.228 | 2238.7571 | 2199.2862 | 2159.8152 | 2120.3443 | 2080.8734 | 2041.4025 | 2001.9316 | 1962.4607 | 0 | 0 | 0 | 0 | 0 | 0 | 0 | 0 | 0 | 0 | 0 | 0 | 0 | 0 | 0 | 0 | 0 | 0 | 0 | 0
| 0 | 2027 | 2671.2667 | 0 | 0 | 0 | 0 | 0 | 0 | 0 | 4026.2095 | 3760.8253 | 3498.1371 | 3304.4654 | 3136.675 | 2988.2954 | 2878.7377 | 2788.5908 | 2698.444 | 2608.2972 | 2518.1503 | 2428.0035 | 2337.8567 | 2247.7098 | 2157.563 | 2067.4161 | 1977.2693 | 1887.1225 | 1796.9756 | 2044.6683 | 2153.7487 | 2317.6989 | 2278.228 | 2238.7571 | 2199.2862 | 2159.8152 | 2120.3443 | 2080.8734 | 2041.4025 | 2001.9316 | 1962.4607 | 0 | 0 | 0 | 0 | 0 | 0 | 0 | 0 | 0 | 0 | 0 | 0 | 0 | 0 | 0 | 0 | 0 | 0 | 0
| 0 | 2028 | 2671.2667 | 0 | 0 | 0 | 0 | 0 | 0 | 0 | 0 | 4026.2095 | 3760.8253 | 3498.1371 | 3304.4654 | 3136.675 | 2988.2954 | 2878.7377 | 2788.5908 | 2698.444 | 2608.2972 | 2518.1503 | 2428.0035 | 2337.8567 | 2247.7098 | 2157.563 | 2067.4161 | 1977.2693 | 1887.1225 | 1796.9756 | 2141.6166 | 2044.6683 | 2317.6989 | 2278.228 | 2238.7571 | 2199.2862 | 2159.8152 | 2120.3443 | 2080.8734 | 2041.4025 | 2001.9316 | 1962.4607 | 0 | 0 | 0 | 0 | 0 | 0 | 0 | 0 | 0 | 0 | 0 | 0 | 0 | 0 | 0 | 0 | 0 | 0
| 0 | 2029 | 2671.2667 | 0 | 0 | 0 | 0 | 0 | 0 | 0 | 0 | 0 | 4026.2095 | 3760.8253 | 3498.1371 | 3304.4654 | 3136.675 | 2988.2954 | 2878.7377 | 2788.5908 | 2698.444 | 2608.2972 | 2518.1503 | 2428.0035 | 2337.8567 | 2247.7098 | 2157.563 | 2067.4161 | 1977.2693 | 1887.1225 | 2105.7928 | 1796.9756 | 2044.6683 | 2317.6989 | 2278.228 | 2238.7571 | 2199.2862 | 2159.8152 | 2120.3443 | 2080.8734 | 2041.4025 | 2001.9316 | 1962.4607 | 0 | 0 | 0 | 0 | 0 | 0 | 0 | 0 | 0 | 0 | 0 | 0 | 0 | 0 | 0 | 0 | 0
| 0 | 2030 | 2671.2667 | 0 | 0 | 0 | 0 | 0 | 0 | 0 | 0 | 0 | 0 | 4026.2095 | 3760.8253 | 3498.1371 | 3304.4654 | 3136.675 | 2988.2954 | 2878.7377 | 2788.5908 | 2698.444 | 2608.2972 | 2518.1503 | 2428.0035 | 2337.8567 | 2247.7098 | 2157.563 | 2067.4161 | 1977.2693 | 2084.4044 | 1887.1225 | 1796.9756 | 2044.6683 | 2317.6989 | 2278.228 | 2238.7571 | 2199.2862 | 2159.8152 | 2120.3443 | 2080.8734 | 2041.4025 | 2001.9316 | 1962.4607 | 0 | 0 | 0 | 0 | 0 | 0 | 0 | 0 | 0 | 0 | 0 | 0 | 0 | 0 | 0 | 0
| 0 | 2031 | 2671.2667 | 0 | 0 | 0 | 0 | 0 | 0 | 0 | 0 | 0 | 0 | 0 | 4026.2095 | 3760.8253 | 3498.1371 | 3304.4654 | 3136.675 | 2988.2954 | 2878.7377 | 2788.5908 | 2698.444 | 2608.2972 | 2518.1503 | 2428.0035 | 2337.8567 | 2247.7098 | 2157.563 | 2067.4161 | 2074.4866 | 1977.2693 | 1887.1225 | 1796.9756 | 2044.6683 | 2317.6989 | 2278.228 | 2238.7571 | 2199.2862 | 2159.8152 | 2120.3443 | 2080.8734 | 2041.4025 | 2001.9316 | 1962.4607 | 0 | 0 | 0 | 0 | 0 | 0 | 0 | 0 | 0 | 0 | 0 | 0 | 0 | 0 | 0
| 0 | 2032 | 2671.2667 | 0 | 0 | 0 | 0 | 0 | 0 | 0 | 0 | 0 | 0 | 0 | 0 | 4026.2095 | 3760.8253 | 3498.1371 | 3304.4654 | 3136.675 | 2988.2954 | 2878.7377 | 2788.5908 | 2698.444 | 2608.2972 | 2518.1503 | 2428.0035 | 2337.8567 | 2247.7098 | 2157.563 | 2073.8641 | 2067.4161 | 1977.2693 | 1887.1225 | 1796.9756 | 2044.6683 | 2317.6989 | 2278.228 | 2238.7571 | 2199.2862 | 2159.8152 | 2120.3443 | 2080.8734 | 2041.4025 | 2001.9316 | 1962.4607 | 0 | 0 | 0 | 0 | 0 | 0 | 0 | 0 | 0 | 0 | 0 | 0 | 0 | 0
| 0 | 2033 | 2671.2667 | 0 | 0 | 0 | 0 | 0 | 0 | 0 | 0 | 0 | 0 | 0 | 0 | 0 | 4026.2095 | 3760.8253 | 3498.1371 | 3304.4654 | 3136.675 | 2988.2954 | 2878.7377 | 2788.5908 | 2698.444 | 2608.2972 | 2518.1503 | 2428.0035 | 2337.8567 | 2247.7098 | 2080.9042 | 2157.563 | 2067.4161 | 1977.2693 | 1887.1225 | 1796.9756 | 2044.6683 | 2317.6989 | 2278.228 | 2238.7571 | 2199.2862 | 2159.8152 | 2120.3443 | 2080.8734 | 2041.4025 | 2001.9316 | 1962.4607 | 0 | 0 | 0 | 0 | 0 | 0 | 0 | 0 | 0 | 0 | 0 | 0 | 0
| 0 | 2034 | 2671.2667 | 0 | 0 | 0 | 0 | 0 | 0 | 0 | 0 | 0 | 0 | 0 | 0 | 0 | 0 | 4026.2095 | 3760.8253 | 3498.1371 | 3304.4654 | 3136.675 | 2988.2954 | 2878.7377 | 2788.5908 | 2698.444 | 2608.2972 | 2518.1503 | 2428.0035 | 2337.8567 | 2094.3578 | 2247.7098 | 2157.563 | 2067.4161 | 1977.2693 | 1887.1225 | 1796.9756 | 2044.6683 | 2317.6989 | 2278.228 | 2238.7571 | 2199.2862 | 2159.8152 | 2120.3443 | 2080.8734 | 2041.4025 | 2001.9316 | 1962.4607 | 0 | 0 | 0 | 0 | 0 | 0 | 0 | 0 | 0 | 0 | 0 | 0
| 0 | 2035 | 2671.2667 | 0 | 0 | 0 | 0 | 0 | 0 | 0 | 0 | 0 | 0 | 0 | 0 | 0 | 0 | 0 | 4026.2095 | 3760.8253 | 3498.1371 | 3304.4654 | 3136.675 | 2988.2954 | 2878.7377 | 2788.5908 | 2698.444 | 2608.2972 | 2518.1503 | 2428.0035 | 2113.2521 | 2337.8567 | 2247.7098 | 2157.563 | 2067.4161 | 1977.2693 | 1887.1225 | 1796.9756 | 2044.6683 | 2317.6989 | 2278.228 | 2238.7571 | 2199.2862 | 2159.8152 | 2120.3443 | 2080.8734 | 2041.4025 | 2001.9316 | 1962.4607 | 0 | 0 | 0 | 0 | 0 | 0 | 0 | 0 | 0 | 0 | 0
| 0 | 2036 | 2671.2667 | 0 | 0 | 0 | 0 | 0 | 0 | 0 | 0 | 0 | 0 | 0 | 0 | 0 | 0 | 0 | 0 | 4026.2095 | 3760.8253 | 3498.1371 | 3304.4654 | 3136.675 | 2988.2954 | 2878.7377 | 2788.5908 | 2698.444 | 2608.2972 | 2518.1503 | 2136.8182 | 2428.0035 | 2337.8567 | 2247.7098 | 2157.563 | 2067.4161 | 1977.2693 | 1887.1225 | 1796.9756 | 2044.6683 | 2317.6989 | 2278.228 | 2238.7571 | 2199.2862 | 2159.8152 | 2120.3443 | 2080.8734 | 2041.4025 | 2001.9316 | 1962.4607 | 0 | 0 | 0 | 0 | 0 | 0 | 0 | 0 | 0 | 0
| 0 | 2037 | 2671.2667 | 0 | 0 | 0 | 0 | 0 | 0 | 0 | 0 | 0 | 0 | 0 | 0 | 0 | 0 | 0 | 0 | 0 | 4026.2095 | 3760.8253 | 3498.1371 | 3304.4654 | 3136.675 | 2988.2954 | 2878.7377 | 2788.5908 | 2698.444 | 2608.2972 | 2164.4399 | 2518.1503 | 2428.0035 | 2337.8567 | 2247.7098 | 2157.563 | 2067.4161 | 1977.2693 | 1887.1225 | 1796.9756 | 2044.6683 | 2317.6989 | 2278.228 | 2238.7571 | 2199.2862 | 2159.8152 | 2120.3443 | 2080.8734 | 2041.4025 | 2001.9316 | 1962.4607 | 0 | 0 | 0 | 0 | 0 | 0 | 0 | 0 | 0
| 0 | 2038 | 2671.2667 | 0 | 0 | 0 | 0 | 0 | 0 | 0 | 0 | 0 | 0 | 0 | 0 | 0 | 0 | 0 | 0 | 0 | 0 | 4026.2095 | 3760.8253 | 3498.1371 | 3304.4654 | 3136.675 | 2988.2954 | 2878.7377 | 2788.5908 | 2698.444 | 2195.6177 | 2608.2972 | 2518.1503 | 2428.0035 | 2337.8567 | 2247.7098 | 2157.563 | 2067.4161 | 1977.2693 | 1887.1225 | 1796.9756 | 2044.6683 | 2317.6989 | 2278.228 | 2238.7571 | 2199.2862 | 2159.8152 | 2120.3443 | 2080.8734 | 2041.4025 | 2001.9316 | 1962.4607 | 0 | 0 | 0 | 0 | 0 | 0 | 0 | 0
| 0 | 2039 | 2671.2667 | 0 | 0 | 0 | 0 | 0 | 0 | 0 | 0 | 0 | 0 | 0 | 0 | 0 | 0 | 0 | 0 | 0 | 0 | 0 | 4026.2095 | 3760.8253 | 3498.1371 | 3304.4654 | 3136.675 | 2988.2954 | 2878.7377 | 2788.5908 | 2229.9417 | 2698.444 | 2608.2972 | 2518.1503 | 2428.0035 | 2337.8567 | 2247.7098 | 2157.563 | 2067.4161 | 1977.2693 | 1887.1225 | 1796.9756 | 2044.6683 | 2317.6989 | 2278.228 | 2238.7571 | 2199.2862 | 2159.8152 | 2120.3443 | 2080.8734 | 2041.4025 | 2001.9316 | 1962.4607 | 0 | 0 | 0 | 0 | 0 | 0 | 0
| 0 | 2040 | 2420.8131 | 0 | 0 | 0 | 0 | 0 | 0 | 0 | 0 | 0 | 0 | 0 | 0 | 0 | 0 | 0 | 0 | 0 | 0 | 0 | 0 | 4026.2095 | 3760.8253 | 3498.1371 | 3304.4654 | 3136.675 | 2988.2954 | 2878.7377 | 2283.2398 | 2788.5908 | 2698.444 | 2608.2972 | 2518.1503 | 2428.0035 | 2337.8567 | 2247.7098 | 2157.563 | 2067.4161 | 1977.2693 | 1887.1225 | 1796.9756 | 2044.6683 | 2317.6989 | 2278.228 | 2238.7571 | 2199.2862 | 2159.8152 | 2120.3443 | 2080.8734 | 2041.4025 | 2001.9316 | 1962.4607 | 0 | 0 | 0 | 0 | 0 | 0
| 0 | 2041 | 2321.0096 | 0 | 0 | 0 | 0 | 0 | 0 | 0 | 0 | 0 | 0 | 0 | 0 | 0 | 0 | 0 | 0 | 0 | 0 | 0 | 0 | 0 | 4026.2095 | 3760.8253 | 3498.1371 | 3304.4654 | 3136.675 | 2988.2954 | 2323.8898 | 2878.7377 | 2788.5908 | 2698.444 | 2608.2972 | 2518.1503 | 2428.0035 | 2337.8567 | 2247.7098 | 2157.563 | 2067.4161 | 1977.2693 | 1887.1225 | 1796.9756 | 2044.6683 | 2317.6989 | 2278.228 | 2238.7571 | 2199.2862 | 2159.8152 | 2120.3443 | 2080.8734 | 2041.4025 | 2001.9316 | 1962.4607 | 0 | 0 | 0 | 0 | 0
| 0 | 2042 | 2225.3208 | 0 | 0 | 0 | 0 | 0 | 0 | 0 | 0 | 0 | 0 | 0 | 0 | 0 | 0 | 0 | 0 | 0 | 0 | 0 | 0 | 0 | 0 | 4026.2095 | 3760.8253 | 3498.1371 | 3304.4654 | 3136.675 | 2385.4694 | 2988.2954 | 2878.7377 | 2788.5908 | 2698.444 | 2608.2972 | 2518.1503 | 2428.0035 | 2337.8567 | 2247.7098 | 2157.563 | 2067.4161 | 1977.2693 | 1887.1225 | 1796.9756 | 2044.6683 | 2317.6989 | 2278.228 | 2238.7571 | 2199.2862 | 2159.8152 | 2120.3443 | 2080.8734 | 2041.4025 | 2001.9316 | 1962.4607 | 0 | 0 | 0 | 0
| 0 | 2043 | 2133.577 | 0 | 0 | 0 | 0 | 0 | 0 | 0 | 0 | 0 | 0 | 0 | 0 | 0 | 0 | 0 | 0 | 0 | 0 | 0 | 0 | 0 | 0 | 0 | 4026.2095 | 3760.8253 | 3498.1371 | 3304.4654 | 2436.7483 | 3136.675 | 2988.2954 | 2878.7377 | 2788.5908 | 2698.444 | 2608.2972 | 2518.1503 | 2428.0035 | 2337.8567 | 2247.7098 | 2157.563 | 2067.4161 | 1977.2693 | 1887.1225 | 1796.9756 | 2044.6683 | 2317.6989 | 2278.228 | 2238.7571 | 2199.2862 | 2159.8152 | 2120.3443 | 2080.8734 | 2041.4025 | 2001.9316 | 1962.4607 | 0 | 0 | 0
| 0 | 2044 | 1894.3434 | 0 | 0 | 0 | 0 | 0 | 0 | 0 | 0 | 0 | 0 | 0 | 0 | 0 | 0 | 0 | 0 | 0 | 0 | 0 | 0 | 0 | 0 | 0 | 0 | 4026.2095 | 3760.8253 | 3498.1371 | 2514.5368 | 3304.4654 | 3136.675 | 2988.2954 | 2878.7377 | 2788.5908 | 2698.444 | 2608.2972 | 2518.1503 | 2428.0035 | 2337.8567 | 2247.7098 | 2157.563 | 2067.4161 | 1977.2693 | 1887.1225 | 1796.9756 | 2044.6683 | 2317.6989 | 2278.228 | 2238.7571 | 2199.2862 | 2159.8152 | 2120.3443 | 2080.8734 | 2041.4025 | 2001.9316 | 1962.4607 | 0 | 0
| 0 | 2045 | 1816.2448 | 0 | 0 | 0 | 0 | 0 | 0 | 0 | 0 | 0 | 0 | 0 | 0 | 0 | 0 | 0 | 0 | 0 | 0 | 0 | 0 | 0 | 0 | 0 | 0 | 0 | 4026.2095 | 3760.8253 | 2581.6794 | 3498.1371 | 3304.4654 | 3136.675 | 2988.2954 | 2878.7377 | 2788.5908 | 2698.444 | 2608.2972 | 2518.1503 | 2428.0035 | 2337.8567 | 2247.7098 | 2157.563 | 2067.4161 | 1977.2693 | 1887.1225 | 1796.9756 | 2044.6683 | 2317.6989 | 2278.228 | 2238.7571 | 2199.2862 | 2159.8152 | 2120.3443 | 2080.8734 | 2041.4025 | 2001.9316 | 1962.4607 | 0
| 0 | 2046 | 1741.3661 | 0 | 0 | 0 | 0 | 0 | 0 | 0 | 0 | 0 | 0 | 0 | 0 | 0 | 0 | 0 | 0 | 0 | 0 | 0 | 0 | 0 | 0 | 0 | 0 | 0 | 0 | 4026.2095 | 2685.094 | 3760.8253 | 3498.1371 | 3304.4654 | 3136.675 | 2988.2954 | 2878.7377 | 2788.5908 | 2698.444 | 2608.2972 | 2518.1503 | 2428.0035 | 2337.8567 | 2247.7098 | 2157.563 | 2067.4161 | 1977.2693 | 1887.1225 | 1796.9756 | 2044.6683 | 2317.6989 | 2278.228 | 2238.7571 | 2199.2862 | 2159.8152 | 2120.3443 | 2080.8734 | 2041.4025 | 2001.9316 | 1962.4607
| 0 | 2047 | 1669.5744 | 0 | 0 | 0 | 0 | 0 | 0 | 0 | 0 | 0 | 0 | 0 | 0 | 0 | 0 | 0 | 0 | 0 | 0 | 0 | 0 | 0 | 0 | 0 | 0 | 0 | 0 | 0 | 2776.6414 | 4026.2095 | 3760.8253 | 3498.1371 | 3304.4654 | 3136.675 | 2988.2954 | 2878.7377 | 2788.5908 | 2698.444 | 2608.2972 | 2518.1503 | 2428.0035 | 2337.8567 | 2247.7098 | 2157.563 | 2067.4161 | 1977.2693 | 1887.1225 | 1796.9756 | 2044.6683 | 2317.6989 | 2278.228 | 2238.7571 | 2199.2862 | 2159.8152 | 2120.3443 | 2080.8734 | 2041.4025 | 2001.9316
| 2020-2023 | 30% |  | 244.9138 | [27 empty] | 2064: 0; 2065: 0; 2066: 0; 2067: 0; 2068: 0; 2069: 0; 2070: 0; 2071: 0; 2072: 0; 2073: 0; 2074: 0
| 2024 | 26% |  | 212.2586 | [36 empty] | 0 | 0 | 0 | 0 | 0 | 0 | 0 | 0 | 0 | 0 | 0 | 0 | 0 | 0 | 0 | 0 | 0 | 0 | 0
| 2025 | 22% |  | 179.6034 | [36 empty] | 0 | 0 | 0 | 0 | 0 | 0 | 0 | 0 | 0 | 0 | 0 | 0 | 0 | 0 | 0 | 0 | 0 | 0 | 0
| Start 2026 | 10% |  | 81.6379 | [36 empty] | 0 | 0 | 0 | 0 | 0 | 0 | 0 | 0 | 0 | 0 | 0 | 0 | 0 | 0 | 0 | 0 | 0 | 0 | 0
[41 empty] | 0 | 0 | 0 | 0 | 0 | 0 | 0 | 0 | 0 | 0 | 0 | 0 | 0 | 0 | 0 | 0 | 0 | 0 | 0
[41 empty] | 0 | 0 | 0 | 0 | 0 | 0 | 0 | 0 | 0 | 0 | 0 | 0 | 0 | 0 | 0 | 0 | 0 | 0 | 0
Amortization
|  | 30% |  | 12.2457 | 12.2457 | 12.2457 | 12.2457 | 12.2457 | 12.2457 | 12.2457 | 12.2457 | 12.2457 | 12.2457 | 12.2457 | 12.2457 | 12.2457 | 12.2457 | 12.2457 | 12.2457 | 12.2457 | 12.2457 | 12.2457 | 12.2457 | 12.2457 | 12.2457 | 12.2457 | 12.2457 | 12.2457 | 12.2457 | 12.2457 | 12.2457 | 12.2457 | 12.2457 | 12.2457 | 12.2457 | 12.2457 | 12.2457 | 12.2457 | 12.2457 | 12.2457 | 12.2457 | 12.2457 | 12.2457 | 12.2457 | 12.2457 | 12.2457 | 12.2457 | 12.2457 | 12.2457 | 12.2457 | 12.2457 | 12.2457 | 12.2457 | 12.2457 | 12.2457 | 12.2457 | 12.2457 | 12.2457 | 12.2457
|  | 26% |  | 10.6129 | 10.6129 | 10.6129 | 10.6129 | 10.6129 | 10.6129 | 10.6129 | 10.6129 | 10.6129 | 10.6129 | 10.6129 | 10.6129 | 10.6129 | 10.6129 | 10.6129 | 10.6129 | 10.6129 | 10.6129 | 10.6129 | 10.6129 | 10.6129 | 10.6129 | 10.6129 | 10.6129 | 10.6129 | 10.6129 | 10.6129 | 10.6129 | 10.6129 | 10.6129 | 10.6129 | 10.6129 | 10.6129 | 10.6129 | 10.6129 | 10.6129 | 10.6129 | 10.6129 | 10.6129 | 10.6129 | 10.6129 | 10.6129 | 10.6129 | 10.6129 | 10.6129 | 10.6129 | 10.6129 | 10.6129 | 10.6129 | 10.6129 | 10.6129 | 10.6129 | 10.6129 | 10.6129 | 10.6129 | 10.6129
|  | 22% |  | 8.9802 | 8.9802 | 8.9802 | 8.9802 | 8.9802 | 8.9802 | 8.9802 | 8.9802 | 8.9802 | 8.9802 | 8.9802 | 8.9802 | 8.9802 | 8.9802 | 8.9802 | 8.9802 | 8.9802 | 8.9802 | 8.9802 | 8.9802 | 8.9802 | 8.9802 | 8.9802 | 8.9802 | 8.9802 | 8.9802 | 8.9802 | 8.9802 | 8.9802 | 8.9802 | 8.9802 | 8.9802 | 8.9802 | 8.9802 | 8.9802 | 8.9802 | 8.9802 | 8.9802 | 8.9802 | 8.9802 | 8.9802 | 8.9802 | 8.9802 | 8.9802 | 8.9802 | 8.9802 | 8.9802 | 8.9802 | 8.9802 | 8.9802 | 8.9802 | 8.9802 | 8.9802 | 8.9802 | 8.9802 | 8.9802
|  | 10% |  | 4.0819 | 4.0819 | 4.0819 | 4.0819 | 4.0819 | 4.0819 | 4.0819 | 4.0819 | 4.0819 | 4.0819 | 4.0819 | 4.0819 | 4.0819 | 4.0819 | 4.0819 | 4.0819 | 4.0819 | 4.0819 | 4.0819 | 4.0819 | 4.0819 | 4.0819 | 4.0819 | 4.0819 | 4.0819 | 4.0819 | 4.0819 | 4.0819 | 4.0819 | 4.0819 | 4.0819 | 4.0819 | 4.0819 | 4.0819 | 4.0819 | 4.0819 | 4.0819 | 4.0819 | 4.0819 | 4.0819 | 4.0819 | 4.0819 | 4.0819 | 4.0819 | 4.0819 | 4.0819 | 4.0819 | 4.0819 | 4.0819 | 4.0819 | 4.0819 | 4.0819 | 4.0819 | 4.0819 | 4.0819 | 4.0819
|  |  |  | 2020 | 2021 | 2022 | 2023 | 2024 | 2025 | 2026 | 2027 | 2028 | 2029 | 2030 | 2031 | 2032 | 2033 | 2034 | 2035 | 2036 | 2037 | 2038 | 2039 | 2040 | 2041 | 2042 | 2043 | 2044 | 2045 | 2046 | 2047 | 2048 | 2049 | 2050 | 2051 | 2052 | 2053 | 2054 | 2055 | 2056 | 2057 | 2058 | 2059 | 2060 | 2061 | 2062 | 2063 | 2064 | 2065 | 2066 | 2067 | 2068 | 2069 | 2070 | 2071 | 2072 | 2073 | 2074 | 2075
|  | ITC Base |  | 81.6379 | 81.6379 | 81.6379 | 81.6379 | 81.6379 | 81.6379 | 81.6379 | 81.6379 | 81.6379 | 81.6379 | 81.6379 | 81.6379 | 81.6379 | 81.6379 | 81.6379 | 81.6379 | 81.6379 | 81.6379 | 81.6379 | 81.6379 | 81.6379 | 81.6379 | 81.6379 | 81.6379 | 81.6379 | 81.6379 | 81.6379 | 81.6379 | 81.6379 | 81.6379 | 81.6379 | 81.6379 | 81.6379 | 81.6379 | 81.6379 | 81.6379 | 81.6379 | 81.6379 | 81.6379 | 81.6379 | 81.6379 | 81.6379 | 81.6379 | 81.6379 | 81.6379 | 81.6379 | 81.6379 | 81.6379 | 81.6379 | 81.6379 | 81.6379 | 81.6379 | 81.6379 | 81.6379 | 81.6379 | 81.6379
|  | Accum ITC Amort |  | 4.0819 | 24.4914 | 36.7371 | 48.9828 | 61.2284 | 73.4741 | 85.7198 | 97.9655 | 110.2112 | 122.4569 | 134.7026 | 146.9483 | 159.1939 | 171.4396 | 183.6853 | 195.931 | 208.1767 | 220.4224 | 232.6681 | 244.9138 | 257.1594 | 269.4051 | 281.6508 | 293.8965 | 306.1422 | 318.3879 | 330.6336 | 342.8793 | 355.125 | 367.3706 | 379.6163 | 391.862 | 404.1077 | 416.3534 | 428.5991 | 440.8448 | 453.0905 | 465.3361 | 477.5818 | 489.8275 | 502.0732 | 514.3189 | 526.5646 | 538.8103 | 551.056 | 563.3016 | 575.5473 | 587.793 | 600.0387 | 612.2844 | 624.5301 | 636.7758 | 649.0215 | 661.2672 | 673.5128 | 685.7585
|  | Ratebase |  | 77.556 | 57.1465 | 44.9009 | 32.6552 | 20.4095 | 8.1638 | -4.0819 | -16.3276 | -28.5733 | -40.819 | -53.0646 | -65.3103 | -77.556 | -89.8017 | -102.0474 | -114.2931 | -126.5388 | -138.7845 | -151.0302 | -163.2758 | -175.5215 | -187.7672 | -200.0129 | -212.2586 | -224.5043 | -236.75 | -248.9957 | -261.2413 | -273.487 | -285.7327 | -297.9784 | -310.2241 | -322.4698 | -334.7155 | -346.9612 | -359.2068 | -371.4525 | -383.6982 | -395.9439 | -408.1896 | -420.4353 | -432.681 | -444.9267 | -457.1724 | -469.418 | -481.6637 | -493.9094 | -506.1551 | -518.4008 | -530.6465 | -542.8922 | -555.1379 | -567.3835 | -579.6292 | -591.8749 | -604.1206
|  | Tax Basis |  | 775.5602 | 775.5602 | 775.5602 | 775.5602 | 775.5602 | 775.5602 | 775.5602 | 775.5602 | 775.5602 | 775.5602 | 775.5602 | 775.5602 | 775.5602 | 775.5602 | 775.5602 | 775.5602 | 775.5602 | 775.5602 | 775.5602 | 775.5602 | 775.5602 | 775.5602 | 775.5602 | 775.5602 | 775.5602 | 775.5602 | 775.5602 | 775.5602 | 775.5602 | 775.5602 | 775.5602 | 775.5602 | 775.5602 | 775.5602 | 775.5602 | 775.5602 | 775.5602 | 775.5602 | 775.5602 | 775.5602 | 775.5602 | 775.5602 | 775.5602 | 775.5602 | 775.5602 | 775.5602 | 775.5602 | 775.5602 | 775.5602 | 775.5602 | 775.5602 | 775.5602 | 775.5602 | 775.5602 | 775.5602 | 775.5602
|  | Book Depreciation |  | 25.852 | 25.852 | 25.852 | 25.852 | 25.852 | 25.852 | 25.852 | 25.852 | 25.852 | 25.852 | 25.852 | 25.852 | 25.852 | 25.852 | 25.852 | 25.852 | 25.852 | 25.852 | 25.852 | 25.852 | 25.852 | 25.852 | 25.852 | 25.852 | 25.852 | 25.852 | 25.852 | 25.852 | 25.852 | 25.852 | 25.852 | 25.852 | 25.852 | 25.852 | 25.852 | 25.852 | 25.852 | 25.852 | 25.852 | 25.852 | 25.852 | 25.852 | 25.852 | 25.852 | 25.852 | 25.852 | 25.852 | 25.852 | 25.852 | 25.852 | 25.852 | 25.852 | 25.852 | 25.852 | 25.852 | 25.852
|  | Tax Depreciation |  | 155.112 | 248.1793 | 148.9076 | 89.3445 | 89.3445 | 44.6723 | 0 | 0 | 0 | 0 | 0 | 0 | 0 | 0 | 0 | 0 | 0 | 0 | 0 | 0 | 0 | 0 | 0 | 0 | 0 | 0 | 0 | 0 | 0 | 0 | 0 | 0 | 0 | 0 | 0 | 0 | 0 | 0 | 0 | 0 | 0 | 0 | 0 | 0 | 0 | 0 | 0 | 0 | 0 | 0 | 0 | 0 | 0 | 0 | 0 | 0
|  | Difference between book and tax |  | -129.26 | -222.3273 | -123.0556 | -63.4925 | -63.4925 | -18.8203 | 25.852 | 25.852 | 25.852 | 25.852 | 25.852 | 25.852 | 25.852 | 25.852 | 25.852 | 25.852 | 25.852 | 25.852 | 25.852 | 25.852 | 25.852 | 25.852 | 25.852 | 25.852 | 25.852 | 25.852 | 25.852 | 25.852 | 25.852 | 25.852 | 25.852 | 25.852 | 25.852 | 25.852 | 25.852 | 25.852 | 25.852 | 25.852 | 25.852 | 25.852 | 25.852 | 25.852 | 25.852 | 25.852 | 25.852 | 25.852 | 25.852 | 25.852 | 25.852 | 25.852 | 25.852 | 25.852 | 25.852 | 25.852 | 25.852 | 25.852
|  | Deferred Tax |  | -27.1446 | -46.6887 | -25.8417 | -13.3334 | -13.3334 | -3.9523 | 5.4289 | 5.4289 | 5.4289 | 5.4289 | 5.4289 | 5.4289 | 5.4289 | 5.4289 | 5.4289 | 5.4289 | 5.4289 | 5.4289 | 5.4289 | 5.4289 | 5.4289 | 5.4289 | 5.4289 | 5.4289 | 5.4289 | 5.4289 | 5.4289 | 5.4289 | 5.4289 | 5.4289 | 5.4289 | 5.4289 | 5.4289 | 5.4289 | 5.4289 | 5.4289 | 5.4289 | 5.4289 | 5.4289 | 5.4289 | 5.4289 | 5.4289 | 5.4289 | 5.4289 | 5.4289 | 5.4289 | 5.4289 | 5.4289 | 5.4289 | 5.4289 | 5.4289 | 5.4289 | 5.4289 | 5.4289 | 5.4289 | 5.4289
|  | Accum Defered Tax |  | -27.1446 | -73.8333 | -99.675 | -113.0084 | -126.3419 | -130.2941 | -124.8652 | -119.4363 | -114.0074 | -108.5784 | -103.1495 | -97.7206 | -92.2917 | -86.8627 | -81.4338 | -76.0049 | -70.576 | -65.1471 | -59.7181 | -54.2892 | -48.8603 | -43.4314 | -38.0025 | -32.5735 | -27.1446 | -21.7157 | -16.2868 | -10.8578 | -5.4289 | 2.6645e-14 | 5.4289 | 10.8578 | 16.2868 | 21.7157 | 27.1446 | 32.5735 | 38.0025 | 43.4314 | 48.8603 | 54.2892 | 59.7181 | 65.1471 | 70.576 | 76.0049 | 81.4338 | 86.8627 | 92.2917 | 97.7206 | 103.1495 | 108.5784 | 114.0074 | 119.4363 | 124.8652 | 130.2941 | 135.723 | 141.152
|  | Revenue Requirement |  | 83.7452 | 78.2252 | 72.7613 | 68.7329 | 65.2428 | 62.1565 | 59.8777 | 58.0027 | 56.1276 | 54.2526 | 52.3775 | 50.5025 | 48.6274 | 46.7524 | 44.8773 | 43.0023 | 41.1272 | 39.2521 | 37.3771 | 42.5291 | 48.2081 | 47.3871 | 46.5661 | 45.7452 | 44.9242 | 44.1032 | 43.2822 | 42.4612 | 41.6402 | 40.8192 | 0 | 0 | 0 | 0 | 0 | 0 | 0 | 0 | 0 | 0 | 0 | 0 | 0 | 0 | 0 | 0 | 0 | 0 | 0 | 0 | 0 | 0 | 0 | 0 | 0 | 0
|  | Depreciation |  | 27.2126 | 27.2126 | 27.2126 | 27.2126 | 27.2126 | 27.2126 | 27.2126 | 27.2126 | 27.2126 | 27.2126 | 27.2126 | 27.2126 | 27.2126 | 27.2126 | 27.2126 | 27.2126 | 27.2126 | 27.2126 | 27.2126 | 27.2126 | 27.2126 | 27.2126 | 27.2126 | 27.2126 | 27.2126 | 27.2126 | 27.2126 | 27.2126 | 27.2126 | 27.2126 | 0 | 0 | 0 | 0 | 0 | 0 | 0 | 0 | 0 | 0 | 0 | 0 | 0 | 0 | 0 | 0 | 0 | 0 | 0 | 0 | 0 | 0 | 0 | 0 | 0 | 0
|  | Insurance |  | 0.39105 | 0.39105 | 0.39105 | 0.39105 | 0.39105 | 0.39105 | 0.39105 | 0.39105 | 0.39105 | 0.39105 | 0.39105 | 0.39105 | 0.39105 | 0.39105 | 0.39105 | 0.39105 | 0.39105 | 0.39105 | 0.39105 | 0.39105 | 0.39105 | 0.39105 | 0.39105 | 0.39105 | 0.39105 | 0.39105 | 0.39105 | 0.39105 | 0.39105 | 0.39105 | 0 | 0 | 0 | 0 | 0 | 0 | 0 | 0 | 0 | 0 | 0 | 0 | 0 | 0 | 0 | 0 | 0 | 0 | 0 | 0 | 0 | 0 | 0 | 0 | 0 | 0
|  | Property Taxes |  | 3.7112 | 3.7112 | 3.7112 | 3.7112 | 3.7112 | 3.7112 | 3.7112 | 3.7112 | 3.7112 | 3.7112 | 3.7112 | 3.7112 | 3.7112 | 3.7112 | 3.7112 | 3.7112 | 3.7112 | 3.7112 | 3.7112 | 3.7112 | 3.7112 | 3.7112 | 3.7112 | 3.7112 | 3.7112 | 3.7112 | 3.7112 | 3.7112 | 3.7112 | 3.7112 | 0 | 0 | 0 | 0 | 0 | 0 | 0 | 0 | 0 | 0 | 0 | 0 | 0 | 0 | 0 | 0 | 0 | 0 | 0 | 0 | 0 | 0 | 0 | 0 | 0 | 0
|  | Current Taxes |  | -17.5629 | -39.2949 | -18.498 | -6.1774 | -6.9103 | 2.3165 | 11.7129 | 11.3191 | 10.9253 | 10.5316 | 10.1378 | 9.7441 | 9.3503 | 8.9565 | 8.5628 | 8.169 | 7.7753 | 7.3815 | 6.9877 | 8.0696 | 9.2622 | 9.0898 | 8.9174 | 8.745 | 8.5726 | 8.4002 | 8.2278 | 8.0554 | 7.883 | 7.7106 | 0 | 0 | 0 | 0 | 0 | 0 | 0 | 0 | 0 | 0 | 0 | 0 | 0 | 0 | 0 | 0 | 0 | 0 | 0 | 0 | 0 | 0 | 0 | 0 | 0 | 0
|  | DFIT |  |  | 49.146 | 27.2018 |  | 14.0352 | 4.1603 | -5.7147 | -5.7147 | -5.7147 | -5.7147 | -5.7147 | -5.7147 | -5.7147 | -5.7147 | -5.7147 | -5.7147 | -5.7147 | -5.7147 | -5.7147 | -5.7147 | -5.7147 | -5.7147 | -5.7147 | -5.7147 | -5.7147 | -5.7147 | -5.7147 | -5.7147 | -5.7147 | -5.7147 | 0 | 0 | 0 | 0 | 0 | 0 | 0 | 0 | 0 | 0 | 0 | 0 | 0 | 0 | 0 | 0 | 0 | 0 | 0 | 0 | 0 | 0 | 0 | 0 | 0 | 0
|  | ITC |  | -12.2457 | -12.2457 | -12.2457 | -12.2457 | -12.2457 | -12.2457 | -12.2457 | -12.2457 | -12.2457 | -12.2457 | -12.2457 | -12.2457 | -12.2457 | -12.2457 | -12.2457 | -12.2457 | -12.2457 | -12.2457 | -12.2457 | -12.2457 | -12.2457 | -12.2457 | -12.2457 | -12.2457 | -12.2457 | -12.2457 | -12.2457 | -12.2457 | -12.2457 | -12.2457 | -12.2457 | -12.2457 | -12.2457 | -12.2457 | -12.2457 | -12.2457 | -12.2457 | -12.2457 | -12.2457 | -12.2457 | -12.2457 | -12.2457 | -12.2457 | -12.2457 | -12.2457 | -12.2457 | -12.2457 | -12.2457 | -12.2457 | -12.2457 | -12.2457 | -12.2457 | -12.2457 | -12.2457 | -12.2457 | -12.2457
|  | Total Operating Expenses |  | 1.5062 | 28.9203 | 27.7729 | 12.8917 | 26.194 | 25.5459 | 25.0674 | 24.6736 | 24.2798 | 23.8861 | 23.4923 | 23.0986 | 22.7048 | 22.311 | 21.9173 | 21.5235 | 21.1297 | 20.736 | 20.3422 | 21.4241 | 22.6167 | 22.4443 | 22.2719 | 22.0995 | 21.9271 | 21.7547 | 21.5823 | 21.4099 | 21.2375 | 21.0651 | -12.2457 | -12.2457 | -12.2457 | -12.2457 | -12.2457 | -12.2457 | -12.2457 | -12.2457 | -12.2457 | -12.2457 | -12.2457 | -12.2457 | -12.2457 | -12.2457 | -12.2457 | -12.2457 | -12.2457 | -12.2457 | -12.2457 | -12.2457 | -12.2457 | -12.2457 | -12.2457 | -12.2457 | -12.2457 | -12.2457
|  | Operating |  | 82.2389 | 49.3048 | 44.9884 | 55.8411 | 39.0488 | 36.6106 | 34.8104 | 33.3291 | 31.8478 | 30.3665 | 28.8852 | 27.4039 | 25.9226 | 24.4413 | 22.96 | 21.4787 | 19.9975 | 18.5162 | 17.0349 | 21.105 | 25.5914 | 24.9428 | 24.2942 | 23.6456 | 22.997 | 22.3485 | 21.6999 | 21.0513 | 20.4027 | 19.7541 | 12.2457 | 12.2457 | 12.2457 | 12.2457 | 12.2457 | 12.2457 | 12.2457 | 12.2457 | 12.2457 | 12.2457 | 12.2457 | 12.2457 | 12.2457 | 12.2457 | 12.2457 | 12.2457 | 12.2457 | 12.2457 | 12.2457 | 12.2457 | 12.2457 | 12.2457 | 12.2457 | 12.2457 | 12.2457 | 12.2457
|  | Ratebase |  | 789.2006 | 725.0713 | 661.5934 | 614.7932 | 574.2472 | 538.3917 | 511.9174 | 490.1337 | 468.3499 | 446.5662 | 424.7825 | 402.9988 | 381.2151 | 359.4314 | 337.6476 | 315.8639 | 294.0802 | 272.2965 | 250.5128 | 310.367 | 376.344 | 366.806 | 357.2679 | 347.7299 | 338.1919 | 328.6539 | 319.1158 | 309.5778 | 300.0398 | 290.5017 | 0 | 0 | 0 | 0 | 0 | 0 | 0 | 0 | 0 | 0 | 0 | 0 | 0 | 0 | 0 | 0 | 0 | 0 | 0 | 0 | 0 | 0 | 0 | 0 | 0 | 0
|  | Return on Ratebase |  | 10.42% | 6.8% | 6.8% | 9.083% | 6.8% | 6.8% | 6.8% | 6.8% | 6.8% | 6.8% | 6.8% | 6.8% | 6.8% | 6.8% | 6.8% | 6.8% | 6.8% | 6.8% | 6.8% | 6.8% | 6.8% | 6.8% | 6.8% | 6.8% | 6.8% | 6.8% | 6.8% | 6.8% | 6.8% | 6.8% | #DIV/0! | #DIV/0! | #DIV/0! | #DIV/0! | #DIV/0! | #DIV/0! | #DIV/0! | #DIV/0! | #DIV/0! | #DIV/0! | #DIV/0! | #DIV/0! | #DIV/0! | #DIV/0! | #DIV/0! | #DIV/0! | #DIV/0! | #DIV/0! | #DIV/0! | #DIV/0! | #DIV/0! | #DIV/0! | #DIV/0! | #DIV/0! | #DIV/0! | #DIV/0!
|  | Revenue Requirement |  | 83.7452 | 78.2252 | 72.7613 | 68.7329 | 65.2428 | 62.1565 | 59.8777 | 58.0027 | 56.1276 | 54.2526 | 52.3775 | 50.5025 | 48.6274 | 46.7524 | 44.8773 | 43.0023 | 41.1272 | 39.2521 | 37.3771 | 42.5291 | 48.2081 | 47.3871 | 46.5661 | 45.7452 | 44.9242 | 44.1032 | 43.2822 | 42.4612 | 41.6402 | 40.8192 | 0 | 0 | 0 | 0 | 0 | 0 | 0 | 0 | 0 | 0 | 0 | 0 | 0 | 0 | 0 | 0 | 0 | 0 | 0 | 0 | 0 | 0 | 0 | 0 | 0 | 0
|  | Tax Depreciation |  | 163.2758 | 261.2413 | 156.7448 | 94.0469 | 94.0469 | 47.0234 | 0 | 0 | 0 | 0 | 0 | 0 | 0 | 0 | 0 | 0 | 0 | 0 | 0 | 0 | 0 | 0 | 0 | 0 | 0 | 0 | 0 | 0 | 0 | 0 | 0 | 0 | 0 | 0 | 0 | 0 | 0 | 0 | 0 | 0 | 0 | 0 | 0 | 0 | 0 | 0 | 0 | 0 | 0 | 0 | 0 | 0 | 0 | 0 | 0 | 0
|  | Property Taxes |  | 0.39105 | 0.39105 | 0.39105 | 0.39105 | 0.39105 | 0.39105 | 0.39105 | 0.39105 | 0.39105 | 0.39105 | 0.39105 | 0.39105 | 0.39105 | 0.39105 | 0.39105 | 0.39105 | 0.39105 | 0.39105 | 0.39105 | 0.39105 | 0.39105 | 0.39105 | 0.39105 | 0.39105 | 0.39105 | 0.39105 | 0.39105 | 0.39105 | 0.39105 | 0.39105 | 0 | 0 | 0 | 0 | 0 | 0 | 0 | 0 | 0 | 0 | 0 | 0 | 0 | 0 | 0 | 0 | 0 | 0 | 0 | 0 | 0 | 0 | 0 | 0 | 0 | 0
|  | Insurance |  | 3.7112 | 3.7112 | 3.7112 | 3.7112 | 3.7112 | 3.7112 | 3.7112 | 3.7112 | 3.7112 | 3.7112 | 3.7112 | 3.7112 | 3.7112 | 3.7112 | 3.7112 | 3.7112 | 3.7112 | 3.7112 | 3.7112 | 3.7112 | 3.7112 | 3.7112 | 3.7112 | 3.7112 | 3.7112 | 3.7112 | 3.7112 | 3.7112 | 3.7112 | 3.7112 | 0 | 0 | 0 | 0 | 0 | 0 | 0 | 0 | 0 | 0 | 0 | 0 | 0 | 0 | 0 | 0 | 0 | 0 | 0 | 0 | 0 | 0 | 0 | 0 | 0 | 0
|  | Expenses |  | 167.378 | 265.3435 | 160.847 | 98.1491 | 98.1491 | 51.1256 | 4.1022 | 4.1022 | 4.1022 | 4.1022 | 4.1022 | 4.1022 | 4.1022 | 4.1022 | 4.1022 | 4.1022 | 4.1022 | 4.1022 | 4.1022 | 4.1022 | 4.1022 | 4.1022 | 4.1022 | 4.1022 | 4.1022 | 4.1022 | 4.1022 | 4.1022 | 4.1022 | 4.1022 | 0 | 0 | 0 | 0 | 0 | 0 | 0 | 0 | 0 | 0 | 0 | 0 | 0 | 0 | 0 | 0 | 0 | 0 | 0 | 0 | 0 | 0 | 0 | 0 | 0 | 0
|  | Taxable Income |  | -83.6329 | -187.1184 | -88.0858 | -29.4162 | -32.9062 | 11.0309 | 55.7755 | 53.9005 | 52.0254 | 50.1504 | 48.2753 | 46.4003 | 44.5252 | 42.6502 | 40.7751 | 38.9001 | 37.025 | 35.1499 | 33.2749 | 38.4269 | 44.1059 | 43.2849 | 42.4639 | 41.643 | 40.822 | 40.001 | 39.18 | 38.359 | 37.538 | 36.717 | 0 | 0 | 0 | 0 | 0 | 0 | 0 | 0 | 0 | 0 | 0 | 0 | 0 | 0 | 0 | 0 | 0 | 0 | 0 | 0 | 0 | 0 | 0 | 0 | 0 | 0
|  | Tax Rate |  | 21% | 21% | 21% | 21% | 21% | 21% | 21% | 21% | 21% | 21% | 21% | 21% | 21% | 21% | 21% | 21% | 21% | 21% | 21% | 21% | 21% | 21% | 21% | 21% | 21% | 21% | 21% | 21% | 21% | 21% | 21% | 21% | 21% | 21% | 21% | 21% | 21% | 21% | 21% | 21% | 21% | 21% | 21% | 21% | 21% | 21% | 21% | 21% | 21% | 21% | 21% | 21% | 21% | 21% | 21% | 21%
|  | Taxes |  | -17.5629 | -39.2949 | -18.498 | -6.1774 | -6.9103 | 2.3165 | 11.7129 | 11.3191 | 10.9253 | 10.5316 | 10.1378 | 9.7441 | 9.3503 | 8.9565 | 8.5628 | 8.169 | 7.7753 | 7.3815 | 6.9877 | 8.0696 | 9.2622 | 9.0898 | 8.9174 | 8.745 | 8.5726 | 8.4002 | 8.2278 | 8.0554 | 7.883 | 7.7106 | 0 | 0 | 0 | 0 | 0 | 0 | 0 | 0 | 0 | 0 | 0 | 0 | 0 | 0 | 0 | 0 | 0 | 0 | 0 | 0 | 0 | 0 | 0 | 0 | 0 | 0

## MF SolarPartnershipITC20-23 30%
Solar FINANCIALS
($ 1000s Unless Otherwise Indicated)
| Calendar Year of Fin. Close |  |  | 2020 | 2021 | 2022 | 2023 | 2024 | 2025 | 2026 | 2027 | 2028 | 2029 | 2030 | 2031 | 2032 | 2033 | 2034 | 2035 | 2036 | 2037 | 2038 | 2039 | 2040 | 2041 | 2042 | 2043 | 2044 | 2045 | 2046 | 2047 | 2048 | 2049 | 2050 | 2051 | 2052 | 2053 | 2054 | 2055 | 2056 | 2057 | 2058 | 2059 | 2060 | 2061 | 2062 | 2063 | 2064 | 2065 | 2066 | 2067 | 2068 | 2069 | 2070 | 2071 | 2072 | 2073 | 2074 | 2075
| Operating Year |  | 0 | 1 | 2 | 3 | 4 | 5 | 6 | 7 | 8 | 9 | 10 | 11 | 12 | 13 | 14 | 15 | 16 | 17 | 18 | 19 | 20 | 21 | 22 | 23 | 24 | 25 | 26 | 27 | 28 | 29 | 30 | 31 | 32 | 33 | 34 | 35 | 36 | 37 | 38 | 39 | 40 | 41 | 42 | 43 | 44 | 45 | 46 | 47 | 48 | 49 | 50 | 51 | 52 | 53 | 54 | 55 | 56
| Calendar Year | Capital Invest.
| 2020 | 0 | 0: 1213
| Gross plant |  | 2020 1: 0; 2021 2: 0; 2022 3: 0; 2023 4: 0; 2024 5: 0; 2025 6: 0; 2026 7: 0; 2027 8: 0; 2028 9: 0; 2029 10: 0; 2030 11: 0; 2031 12: 0; 2032 13: 0; 2033 14: 0; 2034 15: 0; 2035 16: 0; 2036 17: 0; 2037 18: 0; 2038 19: 0; 2039 20: 0; 2040 21: 0; 2041 22: 0; 2042 23: 0; 2043 24: 0; 2044 25: 0; 2045 26: 0; 2046 27: 0; 2047 28: 0; 2048 29: 0; 2049 30: 0
| Accumulated Depreciation |  | 2020 1: 0; 2021 2: 0; 2022 3: 0; 2023 4: 0; 2024 5: 0; 2025 6: 0; 2026 7: 0; 2027 8: 0; 2028 9: 0; 2029 10: 0; 2030 11: 0; 2031 12: 0; 2032 13: 0; 2033 14: 0; 2034 15: 0; 2035 16: 0; 2036 17: 0; 2037 18: 0; 2038 19: 0; 2039 20: 0; 2040 21: 0; 2041 22: 0; 2042 23: 0; 2043 24: 0; 2044 25: 0; 2045 26: 0; 2046 27: 0; 2047 28: 0; 2048 29: 0; 2049 30: 0
| Net book value |  | 2020 1: 0; 2021 2: 0; 2022 3: 0; 2023 4: 0; 2024 5: 0; 2025 6: 0; 2026 7: 0; 2027 8: 0; 2028 9: 0; 2029 10: 0; 2030 11: 0; 2031 12: 0; 2032 13: 0; 2033 14: 0; 2034 15: 0; 2035 16: 0; 2036 17: 0; 2037 18: 0; 2038 19: 0; 2039 20: 0; 2040 21: 0; 2041 22: 0; 2042 23: 0; 2043 24: 0; 2044 25: 0; 2045 26: 0; 2046 27: 0; 2047 28: 0; 2048 29: 0; 2049 30: 0
| ITC |  | 2020 1: 0; 2021 2: 0; 2022 3: 0; 2023 4: 0; 2024 5: 0; 2025 6: 0; 2026 7: 0; 2027 8: 0; 2028 9: 0; 2029 10: 0; 2030 11: 0; 2031 12: 0; 2032 13: 0; 2033 14: 0; 2034 15: 0; 2035 16: 0; 2036 17: 0; 2037 18: 0; 2038 19: 0; 2039 20: 0; 2040 21: 0; 2041 22: 0; 2042 23: 0; 2043 24: 0; 2044 25: 0; 2045 26: 0; 2046 27: 0; 2047 28: 0; 2048 29: 0; 2049 30: 0
| Accumulated deferred income tax |  | 2020 1: 0; 2021 2: 0; 2022 3: 0; 2023 4: 0; 2024 5: 0; 2025 6: 0; 2026 7: 0; 2027 8: 0; 2028 9: 0; 2029 10: 0; 2030 11: 0; 2031 12: 0; 2032 13: 0; 2033 14: 0; 2034 15: 0; 2035 16: 0; 2036 17: 0; 2037 18: 0; 2038 19: 0; 2039 20: 0; 2040 21: 0; 2041 22: 0; 2042 23: 0; 2043 24: 0; 2044 25: 0; 2045 26: 0; 2046 27: 0; 2047 28: 0; 2048 29: 0; 2049 30: 0
| Rate Base |  | 2020 1: 0; 2021 2: 0; 2022 3: 0; 2023 4: 0; 2024 5: 0; 2025 6: 0; 2026 7: 0; 2027 8: 0; 2028 9: 0; 2029 10: 0; 2030 11: 0; 2031 12: 0; 2032 13: 0; 2033 14: 0; 2034 15: 0; 2035 16: 0; 2036 17: 0; 2037 18: 0; 2038 19: 0; 2039 20: 0; 2040 21: 0; 2041 22: 0; 2042 23: 0; 2043 24: 0; 2044 25: 0; 2045 26: 0; 2046 27: 0; 2047 28: 0; 2048 29: 0; 2049 30: 0
| Average rate base |  | 2020 1: 0; 2021 2: 0; 2022 3: 0; 2023 4: 0; 2024 5: 0; 2025 6: 0; 2026 7: 0; 2027 8: 0; 2028 9: 0; 2029 10: 0; 2030 11: 0; 2031 12: 0; 2032 13: 0; 2033 14: 0; 2034 15: 0; 2035 16: 0; 2036 17: 0; 2037 18: 0; 2038 19: 0; 2039 20: 0; 2040 21: 0; 2041 22: 0; 2042 23: 0; 2043 24: 0; 2044 25: 0; 2045 26: 0; 2046 27: 0; 2047 28: 0; 2048 29: 0; 2049 30: 0
| Pre-tax Return | 0.086076 | 2020 1: 0; 2021 2: 0; 2022 3: 0; 2023 4: 0; 2024 5: 0; 2025 6: 0; 2026 7: 0; 2027 8: 0; 2028 9: 0; 2029 10: 0; 2030 11: 0; 2031 12: 0; 2032 13: 0; 2033 14: 0; 2034 15: 0; 2035 16: 0; 2036 17: 0; 2037 18: 0; 2038 19: 0; 2039 20: 0; 2040 21: 0; 2041 22: 0; 2042 23: 0; 2043 24: 0; 2044 25: 0; 2045 26: 0; 2046 27: 0; 2047 28: 0; 2048 29: 0; 2049 30: 0
| Book Depreciation |  | 2020 1: 0; 2021 2: 0; 2022 3: 0; 2023 4: 0; 2024 5: 0; 2025 6: 0; 2026 7: 0; 2027 8: 0; 2028 9: 0; 2029 10: 0; 2030 11: 0; 2031 12: 0; 2032 13: 0; 2033 14: 0; 2034 15: 0; 2035 16: 0; 2036 17: 0; 2037 18: 0; 2038 19: 0; 2039 20: 0; 2040 21: 0; 2041 22: 0; 2042 23: 0; 2043 24: 0; 2044 25: 0; 2045 26: 0; 2046 27: 0; 2047 28: 0; 2048 29: 0; 2049 30: 0
| Insurance |  | 2020 1: 0; 2021 2: 0; 2022 3: 0; 2023 4: 0; 2024 5: 0; 2025 6: 0; 2026 7: 0; 2027 8: 0; 2028 9: 0; 2029 10: 0; 2030 11: 0; 2031 12: 0; 2032 13: 0; 2033 14: 0; 2034 15: 0; 2035 16: 0; 2036 17: 0; 2037 18: 0; 2038 19: 0; 2039 20: 0; 2040 21: 0; 2041 22: 0; 2042 23: 0; 2043 24: 0; 2044 25: 0; 2045 26: 0; 2046 27: 0; 2047 28: 0; 2048 29: 0; 2049 30: 0
| ITC Amort - Grossed for Taxes |  | 2020 1: 0; 2021 2: 0; 2022 3: 0; 2023 4: 0; 2024 5: 0; 2025 6: 0; 2026 7: 0; 2027 8: 0; 2028 9: 0; 2029 10: 0; 2030 11: 0; 2031 12: 0; 2032 13: 0; 2033 14: 0; 2034 15: 0; 2035 16: 0; 2036 17: 0; 2037 18: 0; 2038 19: 0; 2039 20: 0; 2040 21: 0; 2041 22: 0; 2042 23: 0; 2043 24: 0; 2044 25: 0; 2045 26: 0; 2046 27: 0; 2047 28: 0; 2048 29: 0; 2049 30: 0
| Property Taxes |  | 2020 1: 0; 2021 2: 0; 2022 3: 0; 2023 4: 0; 2024 5: 0; 2025 6: 0; 2026 7: 0; 2027 8: 0; 2028 9: 0; 2029 10: 0; 2030 11: 0; 2031 12: 0; 2032 13: 0; 2033 14: 0; 2034 15: 0; 2035 16: 0; 2036 17: 0; 2037 18: 0; 2038 19: 0; 2039 20: 0; 2040 21: 0; 2041 22: 0; 2042 23: 0; 2043 24: 0; 2044 25: 0; 2045 26: 0; 2046 27: 0; 2047 28: 0; 2048 29: 0; 2049 30: 0
| Revenue Requirement |  | 2020 1: 0; 2021 2: 0; 2022 3: 0; 2023 4: 0; 2024 5: 0; 2025 6: 0; 2026 7: 0; 2027 8: 0; 2028 9: 0; 2029 10: 0; 2030 11: 0; 2031 12: 0; 2032 13: 0; 2033 14: 0; 2034 15: 0; 2035 16: 0; 2036 17: 0; 2037 18: 0; 2038 19: 0; 2039 20: 0; 2040 21: 0; 2041 22: 0; 2042 23: 0; 2043 24: 0; 2044 25: 0; 2045 26: 0; 2046 27: 0; 2047 28: 0; 2048 29: 0; 2049 30: 0
| Book Depreciation |  | 2020 1: 0; 2021 2: 0; 2022 3: 0; 2023 4: 0; 2024 5: 0; 2025 6: 0; 2026 7: 0; 2027 8: 0; 2028 9: 0; 2029 10: 0; 2030 11: 0; 2031 12: 0; 2032 13: 0; 2033 14: 0; 2034 15: 0; 2035 16: 0; 2036 17: 0; 2037 18: 0; 2038 19: 0; 2039 20: 0; 2040 21: 0; 2041 22: 0; 2042 23: 0; 2043 24: 0; 2044 25: 0; 2045 26: 0; 2046 27: 0; 2047 28: 0; 2048 29: 0; 2049 30: 0
| Tax Depreciation |  | 2020 1: 0; 2021 2: 0; 2022 3: 0; 2023 4: 0; 2024 5: 0; 2025 6: 0; 2026 7: 0; 2027 8: 0; 2028 9: 0; 2029 10: 0; 2030 11: 0; 2031 12: 0; 2032 13: 0; 2033 14: 0; 2034 15: 0; 2035 16: 0; 2036 17: 0; 2037 18: 0; 2038 19: 0; 2039 20: 0; 2040 21: 0; 2041 22: 0; 2042 23: 0; 2043 24: 0; 2044 25: 0; 2045 26: 0; 2046 27: 0; 2047 28: 0; 2048 29: 0; 2049 30: 0
| Difference between book and tax |  | 2020 1: 0; 2021 2: 0; 2022 3: 0; 2023 4: 0; 2024 5: 0; 2025 6: 0; 2026 7: 0; 2027 8: 0; 2028 9: 0; 2029 10: 0; 2030 11: 0; 2031 12: 0; 2032 13: 0; 2033 14: 0; 2034 15: 0; 2035 16: 0; 2036 17: 0; 2037 18: 0; 2038 19: 0; 2039 20: 0; 2040 21: 0; 2041 22: 0; 2042 23: 0; 2043 24: 0; 2044 25: 0; 2045 26: 0; 2046 27: 0; 2047 28: 0; 2048 29: 0; 2049 30: 0
| Tax rate |  | 2020 1: 0; 2021 2: 0; 2022 3: 0; 2023 4: 0; 2024 5: 0; 2025 6: 0; 2026 7: 0; 2027 8: 0; 2028 9: 0; 2029 10: 0; 2030 11: 0; 2031 12: 0; 2032 13: 0; 2033 14: 0; 2034 15: 0; 2035 16: 0; 2036 17: 0; 2037 18: 0; 2038 19: 0; 2039 20: 0; 2040 21: 0; 2041 22: 0; 2042 23: 0; 2043 24: 0; 2044 25: 0; 2045 26: 0; 2046 27: 0; 2047 28: 0; 2048 29: 0; 2049 30: 0
Depreciation Tables
|  | 5 | 2020 1: 20%; 2021 2: 32%; 2022 3: 19.2%; 2023 4: 11.52%; 2024 5: 11.52%; 2025 6: 5.76%; 2026 7: 0%; 2027 8: 0%; 2028 9: 0%; 2029 10: 0%; 2030 11: 0%; 2031 12: 0%; 2032 13: 0%; 2033 14: 0%; 2034 15: 0%; 2035 16: 0%; 2036 17: 0%; 2037 18: 0%; 2038 19: 0%; 2039 20: 0%; 2040 21: 0%
|  | 5 | 0: 1; 2020 1: 20%; 2021 2: 32%; 2022 3: 19.2%; 2023 4: 11.52%; 2024 5: 11.52%; 2025 6: 5.76%
|  | 10 | 0: 0; 2020 1: 10%; 2021 2: 18%; 2022 3: 14.4%; 2023 4: 11.52%; 2024 5: 9.22%; 2025 6: 7.37%; 2026 7: 6.55%; 2027 8: 6.55%; 2028 9: 6.56%; 2029 10: 6.55%; 2030 11: 3.28%
|  | 15 | 0: 0; 2020 1: 5%; 2021 2: 9.5%; 2022 3: 8.55%; 2023 4: 7.7%; 2024 5: 6.93%; 2025 6: 6.23%; 2026 7: 5.9%; 2027 8: 5.9%; 2028 9: 5.91%; 2029 10: 5.9%; 2030 11: 5.91%; 2031 12: 5.9%; 2032 13: 5.91%; 2033 14: 5.9%; 2034 15: 5.91%; 2035 16: 2.95%
|  | 20 | 0: 0; 2020 1: 3.75%; 2021 2: 7.219%; 2022 3: 6.677%; 2023 4: 6.177%; 2024 5: 5.713%; 2025 6: 5.285%; 2026 7: 4.888%; 2027 8: 4.522%; 2028 9: 4.462%; 2029 10: 4.461%; 2030 11: 4.462%; 2031 12: 4.461%; 2032 13: 4.462%; 2033 14: 4.461%; 2034 15: 4.462%; 2035 16: 4.461%; 2036 17: 4.462%; 2037 18: 4.461%; 2038 19: 4.462%; 2039 20: 4.461%; 2040 21: 2.231%
Revenue Requirement by vintage year
2012 $000
|  |  |  | 2020 | 2021 | 2022 | 2023 | 2024 | 2025 | 2026 | 2027 | 2028 | 2029 | 2030 | 2031 | 2032 | 2033 | 2034 | 2035 | 2036 | 2037 | 2038 | 2039 | 2040 | 2041 | 2042 | 2043 | 2044 | 2045 | 2046 | 2047 | 2048 | 2049 | 2050 | 2051 | 2052 | 2053 | 2054 | 2055 | 2056 | 2057 | 2058 | 2059 | 2060 | 2061 | 2062 | 2063 | 2064 | 2065 | 2066 | 2067 | 2068 | 2069 | 2070 | 2071 | 2072 | 2073 | 2074 | 2075
|  | 2020 | 0% | 0 | 0 | 0 | 0 | 0 | 0 | 0 | 0 | 0 | 0 | 0 | 0 | 0 | 0 | 0 | 0 | 0 | 0 | 0 | 0 | 0 | 0 | 0 | 0 | 0 | 0 | 0 | 0 | 0 | 0 | 0 | 0 | 0 | 0 | 0 | 0 | 0 | 0 | 0 | 0 | 0 | 0 | 0 | 0 | 0 | 0 | 0 | 0 | 0 | 0 | 0 | 0 | 0 | 0 | 0 | 0
|  | 2021 | 0% |  | 0 | 0 | 0 | 0 | 0 | 0 | 0 | 0 | 0 | 0 | 0 | 0 | 0 | 0 | 0 | 0 | 0 | 0 | 0 | 0 | 0 | 0 | 0 | 0 | 0 | 0 | 0 | 0 | 0 | 0 | 0 | 0 | 0 | 0 | 0 | 0 | 0 | 0 | 0 | 0 | 0 | 0 | 0 | 0 | 0 | 0 | 0 | 0 | 0 | 0 | 0 | 0 | 0 | 0 | 0
|  | 2022 | 0% |  |  | 0 | 0 | 0 | 0 | 0 | 0 | 0 | 0 | 0 | 0 | 0 | 0 | 0 | 0 | 0 | 0 | 0 | 0 | 0 | 0 | 0 | 0 | 0 | 0 | 0 | 0 | 0 | 0 | 0 | 0 | 0 | 0 | 0 | 0 | 0 | 0 | 0 | 0 | 0 | 0 | 0 | 0 | 0 | 0 | 0 | 0 | 0 | 0 | 0 | 0 | 0 | 0 | 0 | 0
|  | 2023 | 0% |  |  |  | 0 | 0 | 0 | 0 | 0 | 0 | 0 | 0 | 0 | 0 | 0 | 0 | 0 | 0 | 0 | 0 | 0 | 0 | 0 | 0 | 0 | 0 | 0 | 0 | 0 | 0 | 0 | 0 | 0 | 0 | 0 | 0 | 0 | 0 | 0 | 0 | 0 | 0 | 0 | 0 | 0 | 0 | 0 | 0 | 0 | 0 | 0 | 0 | 0 | 0 | 0 | 0 | 0
|  | 2024 | 0% |  |  |  |  | 0 | 0 | 0 | 0 | 0 | 0 | 0 | 0 | 0 | 0 | 0 | 0 | 0 | 0 | 0 | 0 | 0 | 0 | 0 | 0 | 0 | 0 | 0 | 0 | 0 | 0 | 0 | 0 | 0 | 0 | 0 | 0 | 0 | 0 | 0 | 0 | 0 | 0 | 0 | 0 | 0 | 0 | 0 | 0 | 0 | 0 | 0 | 0 | 0 | 0 | 0 | 0
|  | 2025 | 0% | [5 empty] | 0 | 0 | 0 | 0 | 0 | 0 | 0 | 0 | 0 | 0 | 0 | 0 | 0 | 0 | 0 | 0 | 0 | 0 | 0 | 0 | 0 | 0 | 0 | 0 | 0 | 0 | 0 | 0 | 0 | 0 | 0 | 0 | 0 | 0 | 0 | 0 | 0 | 0 | 0 | 0 | 0 | 0 | 0 | 0 | 0 | 0 | 0 | 0 | 0 | 0 | 0
|  | 2026 | 0% | [6 empty] | 0 | 0 | 0 | 0 | 0 | 0 | 0 | 0 | 0 | 0 | 0 | 0 | 0 | 0 | 0 | 0 | 0 | 0 | 0 | 0 | 0 | 0 | 0 | 0 | 0 | 0 | 0 | 0 | 0 | 0 | 0 | 0 | 0 | 0 | 0 | 0 | 0 | 0 | 0 | 0 | 0 | 0 | 0 | 0 | 0 | 0 | 0 | 0 | 0 | 0
|  | 2027 | 0% | [7 empty] | 0 | 0 | 0 | 0 | 0 | 0 | 0 | 0 | 0 | 0 | 0 | 0 | 0 | 0 | 0 | 0 | 0 | 0 | 0 | 0 | 0 | 0 | 0 | 0 | 0 | 0 | 0 | 0 | 0 | 0 | 0 | 0 | 0 | 0 | 0 | 0 | 0 | 0 | 0 | 0 | 0 | 0 | 0 | 0 | 0 | 0 | 0 | 0 | 0
|  | 2028 | 0% | [8 empty] | 0 | 0 | 0 | 0 | 0 | 0 | 0 | 0 | 0 | 0 | 0 | 0 | 0 | 0 | 0 | 0 | 0 | 0 | 0 | 0 | 0 | 0 | 0 | 0 | 0 | 0 | 0 | 0 | 0 | 0 | 0 | 0 | 0 | 0 | 0 | 0 | 0 | 0 | 0 | 0 | 0 | 0 | 0 | 0 | 0 | 0 | 0 | 0
|  | 2029 | 0% | [9 empty] | 0 | 0 | 0 | 0 | 0 | 0 | 0 | 0 | 0 | 0 | 0 | 0 | 0 | 0 | 0 | 0 | 0 | 0 | 0 | 0 | 0 | 0 | 0 | 0 | 0 | 0 | 0 | 0 | 0 | 0 | 0 | 0 | 0 | 0 | 0 | 0 | 0 | 0 | 0 | 0 | 0 | 0 | 0 | 0 | 0 | 0 | 0
|  | 2030 | 0% | [10 empty] | 0 | 0 | 0 | 0 | 0 | 0 | 0 | 0 | 0 | 0 | 0 | 0 | 0 | 0 | 0 | 0 | 0 | 0 | 0 | 0 | 0 | 0 | 0 | 0 | 0 | 0 | 0 | 0 | 0 | 0 | 0 | 0 | 0 | 0 | 0 | 0 | 0 | 0 | 0 | 0 | 0 | 0 | 0 | 0 | 0 | 0
|  | 2031 | 0% | [11 empty] | 0 | 0 | 0 | 0 | 0 | 0 | 0 | 0 | 0 | 0 | 0 | 0 | 0 | 0 | 0 | 0 | 0 | 0 | 0 | 0 | 0 | 0 | 0 | 0 | 0 | 0 | 0 | 0 | 0 | 0 | 0 | 0 | 0 | 0 | 0 | 0 | 0 | 0 | 0 | 0 | 0 | 0 | 0 | 0 | 0
|  | 2032 | 0% | [12 empty] | 0 | 0 | 0 | 0 | 0 | 0 | 0 | 0 | 0 | 0 | 0 | 0 | 0 | 0 | 0 | 0 | 0 | 0 | 0 | 0 | 0 | 0 | 0 | 0 | 0 | 0 | 0 | 0 | 0 | 0 | 0 | 0 | 0 | 0 | 0 | 0 | 0 | 0 | 0 | 0 | 0 | 0 | 0 | 0
|  | 2033 | 0% | [13 empty] | 0 | 0 | 0 | 0 | 0 | 0 | 0 | 0 | 0 | 0 | 0 | 0 | 0 | 0 | 0 | 0 | 0 | 0 | 0 | 0 | 0 | 0 | 0 | 0 | 0 | 0 | 0 | 0 | 0 | 0 | 0 | 0 | 0 | 0 | 0 | 0 | 0 | 0 | 0 | 0 | 0 | 0 | 0
|  | 2034 | 0% | [14 empty] | 0 | 0 | 0 | 0 | 0 | 0 | 0 | 0 | 0 | 0 | 0 | 0 | 0 | 0 | 0 | 0 | 0 | 0 | 0 | 0 | 0 | 0 | 0 | 0 | 0 | 0 | 0 | 0 | 0 | 0 | 0 | 0 | 0 | 0 | 0 | 0 | 0 | 0 | 0 | 0 | 0 | 0
|  | 2035 | 0% | [15 empty] | 0 | 0 | 0 | 0 | 0 | 0 | 0 | 0 | 0 | 0 | 0 | 0 | 0 | 0 | 0 | 0 | 0 | 0 | 0 | 0 | 0 | 0 | 0 | 0 | 0 | 0 | 0 | 0 | 0 | 0 | 0 | 0 | 0 | 0 | 0 | 0 | 0 | 0 | 0 | 0 | 0
|  | 2036 | 0% | [16 empty] | 0 | 0 | 0 | 0 | 0 | 0 | 0 | 0 | 0 | 0 | 0 | 0 | 0 | 0 | 0 | 0 | 0 | 0 | 0 | 0 | 0 | 0 | 0 | 0 | 0 | 0 | 0 | 0 | 0 | 0 | 0 | 0 | 0 | 0 | 0 | 0 | 0 | 0 | 0 | 0
|  | 2037 | 0% | [17 empty] | 0 | 0 | 0 | 0 | 0 | 0 | 0 | 0 | 0 | 0 | 0 | 0 | 0 | 0 | 0 | 0 | 0 | 0 | 0 | 0 | 0 | 0 | 0 | 0 | 0 | 0 | 0 | 0 | 0 | 0 | 0 | 0 | 0 | 0 | 0 | 0 | 0 | 0 | 0
|  | 2038 | 0% | [18 empty] | 0 | 0 | 0 | 0 | 0 | 0 | 0 | 0 | 0 | 0 | 0 | 0 | 0 | 0 | 0 | 0 | 0 | 0 | 0 | 0 | 0 | 0 | 0 | 0 | 0 | 0 | 0 | 0 | 0 | 0 | 0 | 0 | 0 | 0 | 0 | 0 | 0 | 0
|  | 2039 | 0% | [19 empty] | 0 | 0 | 0 | 0 | 0 | 0 | 0 | 0 | 0 | 0 | 0 | 0 | 0 | 0 | 0 | 0 | 0 | 0 | 0 | 0 | 0 | 0 | 0 | 0 | 0 | 0 | 0 | 0 | 0 | 0 | 0 | 0 | 0 | 0 | 0 | 0 | 0
|  | 2040 | 0% | [20 empty] | 0 | 0 | 0 | 0 | 0 | 0 | 0 | 0 | 0 | 0 | 0 | 0 | 0 | 0 | 0 | 0 | 0 | 0 | 0 | 0 | 0 | 0 | 0 | 0 | 0 | 0 | 0 | 0 | 0 | 0 | 0 | 0 | 0 | 0 | 0 | 0
|  | 2041 | 0% | [21 empty] | 0 | 0 | 0 | 0 | 0 | 0 | 0 | 0 | 0 | 0 | 0 | 0 | 0 | 0 | 0 | 0 | 0 | 0 | 0 | 0 | 0 | 0 | 0 | 0 | 0 | 0 | 0 | 0 | 0 | 0 | 0 | 0 | 0 | 0 | 0
|  | 2042 | 0% | [22 empty] | 0 | 0 | 0 | 0 | 0 | 0 | 0 | 0 | 0 | 0 | 0 | 0 | 0 | 0 | 0 | 0 | 0 | 0 | 0 | 0 | 0 | 0 | 0 | 0 | 0 | 0 | 0 | 0 | 0 | 0 | 0 | 0 | 0 | 0
|  | 2043 | 0% | 2043: 0; 2044: 0; 2045: 0; 2046: 0; 2047: 0; 2048: 0; 2049: 0; 2050: 0; 2051: 0; 2052: 0; 2053: 0; 2054: 0; 2055: 0; 2056: 0; 2057: 0; 2058: 0; 2059: 0; 2060: 0; 2061: 0; 2062: 0; 2063: 0; 2064: 0; 2065: 0; 2066: 0; 2067: 0; 2068: 0; 2069: 0; 2070: 0; 2071: 0; 2072: 0; 2073: 0; 2074: 0; 2075: 0
|  | 2044 | 0% | 2044: 0; 2045: 0; 2046: 0; 2047: 0; 2048: 0; 2049: 0; 2050: 0; 2051: 0; 2052: 0; 2053: 0; 2054: 0; 2055: 0; 2056: 0; 2057: 0; 2058: 0; 2059: 0; 2060: 0; 2061: 0; 2062: 0; 2063: 0; 2064: 0; 2065: 0; 2066: 0; 2067: 0; 2068: 0; 2069: 0; 2070: 0; 2071: 0; 2072: 0; 2073: 0; 2074: 0; 2075: 0
|  | 2045 | 0% | 2045: 0; 2046: 0; 2047: 0; 2048: 0; 2049: 0; 2050: 0; 2051: 0; 2052: 0; 2053: 0; 2054: 0; 2055: 0; 2056: 0; 2057: 0; 2058: 0; 2059: 0; 2060: 0; 2061: 0; 2062: 0; 2063: 0; 2064: 0; 2065: 0; 2066: 0; 2067: 0; 2068: 0; 2069: 0; 2070: 0; 2071: 0; 2072: 0; 2073: 0; 2074: 0; 2075: 0
|  | 2046 | 0% | 2046: 0; 2047: 0; 2048: 0; 2049: 0; 2050: 0; 2051: 0; 2052: 0; 2053: 0; 2054: 0; 2055: 0; 2056: 0; 2057: 0; 2058: 0; 2059: 0; 2060: 0; 2061: 0; 2062: 0; 2063: 0; 2064: 0; 2065: 0; 2066: 0; 2067: 0; 2068: 0; 2069: 0; 2070: 0; 2071: 0; 2072: 0; 2073: 0; 2074: 0; 2075: 0 | 0 | 0 | 0 | 0
|  | 2047 | 0% | 2047: 0; 2048: 0; 2049: 0; 2050: 0; 2051: 0; 2052: 0; 2053: 0; 2054: 0; 2055: 0; 2056: 0; 2057: 0; 2058: 0; 2059: 0; 2060: 0; 2061: 0; 2062: 0; 2063: 0; 2064: 0; 2065: 0; 2066: 0; 2067: 0; 2068: 0; 2069: 0; 2070: 0; 2071: 0; 2072: 0; 2073: 0; 2074: 0; 2075: 0 | 0 | 0 | 0 | 0
|  | 2048 | 0% | 2048: 0; 2049: 0; 2050: 0; 2051: 0; 2052: 0; 2053: 0; 2054: 0; 2055: 0; 2056: 0; 2057: 0; 2058: 0; 2059: 0; 2060: 0; 2061: 0; 2062: 0; 2063: 0; 2064: 0; 2065: 0; 2066: 0; 2067: 0; 2068: 0; 2069: 0; 2070: 0; 2071: 0; 2072: 0; 2073: 0; 2074: 0; 2075: 0 | 0 | 0 | 0 | 0
|  | 2049 | 0% | 2049: 0; 2050: 0; 2051: 0; 2052: 0; 2053: 0; 2054: 0; 2055: 0; 2056: 0; 2057: 0; 2058: 0; 2059: 0; 2060: 0; 2061: 0; 2062: 0; 2063: 0; 2064: 0; 2065: 0; 2066: 0; 2067: 0; 2068: 0; 2069: 0; 2070: 0; 2071: 0; 2072: 0; 2073: 0; 2074: 0; 2075: 0 | 0 | 0 | 0 | 0
|  | 2050 | 0% | 2050: 0; 2051: 0; 2052: 0; 2053: 0; 2054: 0; 2055: 0; 2056: 0; 2057: 0; 2058: 0; 2059: 0; 2060: 0; 2061: 0; 2062: 0; 2063: 0; 2064: 0; 2065: 0; 2066: 0; 2067: 0; 2068: 0; 2069: 0; 2070: 0; 2071: 0; 2072: 0; 2073: 0; 2074: 0; 2075: 0 | 0 | 0 | 0 | 0
Revenue Requirement by vintage year
2012 $/MW-wk
| Aurora Input |  | Levelized Cost | 2020 | 2021 | 2022 | 2023 | 2024 | 2025 | 2026 | 2027 | 2028 | 2029 | 2030 | 2031 | 2032 | 2033 | 2034 | 2035 | 2036 | 2037 | 2038 | 2039 | 2040 | 2041 | 2042 | 2043 | 2044 | 2045 | 2046 | 2047 | 2048 | 2049 | 2050 | 2051 | 2052 | 2053 | 2054 | 2055 | 2056 | 2057 | 2058 | 2059 | 2060 | 2061 | 2062 | 2063 | 2064 | 2065 | 2066 | 2067 | 2068 | 2069 | 2070 | 2071 | 2072 | 2073 | 2074 | 2075
|  | 2020 | 0 | 0 | 0 | 0 | 0 | 0 | 0 | 0 | 0 | 0 | 0 | 0 | 0 | 0 | 0 | 0 | 0 | 0 | 0 | 0 | 0 | 0 | 0 | 0 | 0 | 0 | 0 | 0 | 0 | 0 | 0 | 0 | 0 | 0 | 0 | 0 | 0 | 0 | 0 | 0 | 0 | 0 | 0 | 0 | 0 | 0 | 0 | 0 | 0 | 0 | 0 | 0 | 0 | 0 | 0 | 0 | 0
|  | 2021 | 0 |  | 0 | 0 | 0 | 0 | 0 | 0 | 0 | 0 | 0 | 0 | 0 | 0 | 0 | 0 | 0 | 0 | 0 | 0 | 0 | 0 | 0 | 0 | 0 | 0 | 0 | 0 | 0 | 0 | 0 | 0 | 0 | 0 | 0 | 0 | 0 | 0 | 0 | 0 | 0 | 0 | 0 | 0 | 0 | 0 | 0 | 0 | 0 | 0 | 0 | 0 | 0 | 0 | 0 | 0 | 0
|  | 2022 | 0 |  |  | 0 | 0 | 0 | 0 | 0 | 0 | 0 | 0 | 0 | 0 | 0 | 0 | 0 | 0 | 0 | 0 | 0 | 0 | 0 | 0 | 0 | 0 | 0 | 0 | 0 | 0 | 0 | 0 | 0 | 0 | 0 | 0 | 0 | 0 | 0 | 0 | 0 | 0 | 0 | 0 | 0 | 0 | 0 | 0 | 0 | 0 | 0 | 0 | 0 | 0 | 0 | 0 | 0 | 0
|  | 2023 | 0 |  |  |  | 0 | 0 | 0 | 0 | 0 | 0 | 0 | 0 | 0 | 0 | 0 | 0 | 0 | 0 | 0 | 0 | 0 | 0 | 0 | 0 | 0 | 0 | 0 | 0 | 0 | 0 | 0 | 0 | 0 | 0 | 0 | 0 | 0 | 0 | 0 | 0 | 0 | 0 | 0 | 0 | 0 | 0 | 0 | 0 | 0 | 0 | 0 | 0 | 0 | 0 | 0 | 0 | 0
|  | 2024 | 0 |  |  |  |  | 0 | 0 | 0 | 0 | 0 | 0 | 0 | 0 | 0 | 0 | 0 | 0 | 0 | 0 | 0 | 0 | 0 | 0 | 0 | 0 | 0 | 0 | 0 | 0 | 0 | 0 | 0 | 0 | 0 | 0 | 0 | 0 | 0 | 0 | 0 | 0 | 0 | 0 | 0 | 0 | 0 | 0 | 0 | 0 | 0 | 0 | 0 | 0 | 0 | 0 | 0 | 0
|  | 2025 | 0 | [5 empty] | 0 | 0 | 0 | 0 | 0 | 0 | 0 | 0 | 0 | 0 | 0 | 0 | 0 | 0 | 0 | 0 | 0 | 0 | 0 | 0 | 0 | 0 | 0 | 0 | 0 | 0 | 0 | 0 | 0 | 0 | 0 | 0 | 0 | 0 | 0 | 0 | 0 | 0 | 0 | 0 | 0 | 0 | 0 | 0 | 0 | 0 | 0 | 0 | 0 | 0 | 0
|  | 2026 | 0 | [6 empty] | 0 | 0 | 0 | 0 | 0 | 0 | 0 | 0 | 0 | 0 | 0 | 0 | 0 | 0 | 0 | 0 | 0 | 0 | 0 | 0 | 0 | 0 | 0 | 0 | 0 | 0 | 0 | 0 | 0 | 0 | 0 | 0 | 0 | 0 | 0 | 0 | 0 | 0 | 0 | 0 | 0 | 0 | 0 | 0 | 0 | 0 | 0 | 0 | 0 | 0
|  | 2027 | 0 | [7 empty] | 0 | 0 | 0 | 0 | 0 | 0 | 0 | 0 | 0 | 0 | 0 | 0 | 0 | 0 | 0 | 0 | 0 | 0 | 0 | 0 | 0 | 0 | 0 | 0 | 0 | 0 | 0 | 0 | 0 | 0 | 0 | 0 | 0 | 0 | 0 | 0 | 0 | 0 | 0 | 0 | 0 | 0 | 0 | 0 | 0 | 0 | 0 | 0 | 0
|  | 2028 | 0 | [8 empty] | 0 | 0 | 0 | 0 | 0 | 0 | 0 | 0 | 0 | 0 | 0 | 0 | 0 | 0 | 0 | 0 | 0 | 0 | 0 | 0 | 0 | 0 | 0 | 0 | 0 | 0 | 0 | 0 | 0 | 0 | 0 | 0 | 0 | 0 | 0 | 0 | 0 | 0 | 0 | 0 | 0 | 0 | 0 | 0 | 0 | 0 | 0 | 0
|  | 2029 | 0 | [9 empty] | 0 | 0 | 0 | 0 | 0 | 0 | 0 | 0 | 0 | 0 | 0 | 0 | 0 | 0 | 0 | 0 | 0 | 0 | 0 | 0 | 0 | 0 | 0 | 0 | 0 | 0 | 0 | 0 | 0 | 0 | 0 | 0 | 0 | 0 | 0 | 0 | 0 | 0 | 0 | 0 | 0 | 0 | 0 | 0 | 0 | 0 | 0
|  | 2030 | 0 | [10 empty] | 0 | 0 | 0 | 0 | 0 | 0 | 0 | 0 | 0 | 0 | 0 | 0 | 0 | 0 | 0 | 0 | 0 | 0 | 0 | 0 | 0 | 0 | 0 | 0 | 0 | 0 | 0 | 0 | 0 | 0 | 0 | 0 | 0 | 0 | 0 | 0 | 0 | 0 | 0 | 0 | 0 | 0 | 0 | 0 | 0 | 0
|  | 2031 | 0 | [11 empty] | 0 | 0 | 0 | 0 | 0 | 0 | 0 | 0 | 0 | 0 | 0 | 0 | 0 | 0 | 0 | 0 | 0 | 0 | 0 | 0 | 0 | 0 | 0 | 0 | 0 | 0 | 0 | 0 | 0 | 0 | 0 | 0 | 0 | 0 | 0 | 0 | 0 | 0 | 0 | 0 | 0 | 0 | 0 | 0 | 0
|  | 2032 | 0 | [12 empty] | 0 | 0 | 0 | 0 | 0 | 0 | 0 | 0 | 0 | 0 | 0 | 0 | 0 | 0 | 0 | 0 | 0 | 0 | 0 | 0 | 0 | 0 | 0 | 0 | 0 | 0 | 0 | 0 | 0 | 0 | 0 | 0 | 0 | 0 | 0 | 0 | 0 | 0 | 0 | 0 | 0 | 0 | 0 | 0
|  | 2033 | 0 | [13 empty] | 0 | 0 | 0 | 0 | 0 | 0 | 0 | 0 | 0 | 0 | 0 | 0 | 0 | 0 | 0 | 0 | 0 | 0 | 0 | 0 | 0 | 0 | 0 | 0 | 0 | 0 | 0 | 0 | 0 | 0 | 0 | 0 | 0 | 0 | 0 | 0 | 0 | 0 | 0 | 0 | 0 | 0 | 0
|  | 2034 | 0 | [14 empty] | 0 | 0 | 0 | 0 | 0 | 0 | 0 | 0 | 0 | 0 | 0 | 0 | 0 | 0 | 0 | 0 | 0 | 0 | 0 | 0 | 0 | 0 | 0 | 0 | 0 | 0 | 0 | 0 | 0 | 0 | 0 | 0 | 0 | 0 | 0 | 0 | 0 | 0 | 0 | 0 | 0 | 0
|  | 2035 | 0 | [15 empty] | 0 | 0 | 0 | 0 | 0 | 0 | 0 | 0 | 0 | 0 | 0 | 0 | 0 | 0 | 0 | 0 | 0 | 0 | 0 | 0 | 0 | 0 | 0 | 0 | 0 | 0 | 0 | 0 | 0 | 0 | 0 | 0 | 0 | 0 | 0 | 0 | 0 | 0 | 0 | 0 | 0
|  | 2036 | 0 | [16 empty] | 0 | 0 | 0 | 0 | 0 | 0 | 0 | 0 | 0 | 0 | 0 | 0 | 0 | 0 | 0 | 0 | 0 | 0 | 0 | 0 | 0 | 0 | 0 | 0 | 0 | 0 | 0 | 0 | 0 | 0 | 0 | 0 | 0 | 0 | 0 | 0 | 0 | 0 | 0 | 0
|  | 2037 | 0 | [17 empty] | 0 | 0 | 0 | 0 | 0 | 0 | 0 | 0 | 0 | 0 | 0 | 0 | 0 | 0 | 0 | 0 | 0 | 0 | 0 | 0 | 0 | 0 | 0 | 0 | 0 | 0 | 0 | 0 | 0 | 0 | 0 | 0 | 0 | 0 | 0 | 0 | 0 | 0 | 0
|  | 2038 | 0 | [18 empty] | 0 | 0 | 0 | 0 | 0 | 0 | 0 | 0 | 0 | 0 | 0 | 0 | 0 | 0 | 0 | 0 | 0 | 0 | 0 | 0 | 0 | 0 | 0 | 0 | 0 | 0 | 0 | 0 | 0 | 0 | 0 | 0 | 0 | 0 | 0 | 0 | 0 | 0
|  | 2039 | 0 | [19 empty] | 0 | 0 | 0 | 0 | 0 | 0 | 0 | 0 | 0 | 0 | 0 | 0 | 0 | 0 | 0 | 0 | 0 | 0 | 0 | 0 | 0 | 0 | 0 | 0 | 0 | 0 | 0 | 0 | 0 | 0 | 0 | 0 | 0 | 0 | 0 | 0 | 0
|  | 2040 | 0 | [20 empty] | 0 | 0 | 0 | 0 | 0 | 0 | 0 | 0 | 0 | 0 | 0 | 0 | 0 | 0 | 0 | 0 | 0 | 0 | 0 | 0 | 0 | 0 | 0 | 0 | 0 | 0 | 0 | 0 | 0 | 0 | 0 | 0 | 0 | 0 | 0 | 0
|  | 2041 | 0 | [21 empty] | 0 | 0 | 0 | 0 | 0 | 0 | 0 | 0 | 0 | 0 | 0 | 0 | 0 | 0 | 0 | 0 | 0 | 0 | 0 | 0 | 0 | 0 | 0 | 0 | 0 | 0 | 0 | 0 | 0 | 0 | 0 | 0 | 0 | 0 | 0
|  | 2042 | 0 | [22 empty] | 0 | 0 | 0 | 0 | 0 | 0 | 0 | 0 | 0 | 0 | 0 | 0 | 0 | 0 | 0 | 0 | 0 | 0 | 0 | 0 | 0 | 0 | 0 | 0 | 0 | 0 | 0 | 0 | 0 | 0 | 0 | 0 | 0 | 0
|  | 2043 | 0 | 2043: 0; 2044: 0; 2045: 0; 2046: 0; 2047: 0; 2048: 0; 2049: 0; 2050: 0; 2051: 0; 2052: 0; 2053: 0; 2054: 0; 2055: 0; 2056: 0; 2057: 0; 2058: 0; 2059: 0; 2060: 0; 2061: 0; 2062: 0; 2063: 0; 2064: 0; 2065: 0; 2066: 0; 2067: 0; 2068: 0; 2069: 0; 2070: 0; 2071: 0; 2072: 0; 2073: 0; 2074: 0; 2075: 0
|  | 2044 | 0 | 2044: 0; 2045: 0; 2046: 0; 2047: 0; 2048: 0; 2049: 0; 2050: 0; 2051: 0; 2052: 0; 2053: 0; 2054: 0; 2055: 0; 2056: 0; 2057: 0; 2058: 0; 2059: 0; 2060: 0; 2061: 0; 2062: 0; 2063: 0; 2064: 0; 2065: 0; 2066: 0; 2067: 0; 2068: 0; 2069: 0; 2070: 0; 2071: 0; 2072: 0; 2073: 0; 2074: 0; 2075: 0
|  | 2045 | 0 | 2045: 0; 2046: 0; 2047: 0; 2048: 0; 2049: 0; 2050: 0; 2051: 0; 2052: 0; 2053: 0; 2054: 0; 2055: 0; 2056: 0; 2057: 0; 2058: 0; 2059: 0; 2060: 0; 2061: 0; 2062: 0; 2063: 0; 2064: 0; 2065: 0; 2066: 0; 2067: 0; 2068: 0; 2069: 0; 2070: 0; 2071: 0; 2072: 0; 2073: 0; 2074: 0; 2075: 0 | 0 | 0 | 0 | 0
|  | 2046 | 0 | 2046: 0; 2047: 0; 2048: 0; 2049: 0; 2050: 0; 2051: 0; 2052: 0; 2053: 0; 2054: 0; 2055: 0; 2056: 0; 2057: 0; 2058: 0; 2059: 0; 2060: 0; 2061: 0; 2062: 0; 2063: 0; 2064: 0; 2065: 0; 2066: 0; 2067: 0; 2068: 0; 2069: 0; 2070: 0; 2071: 0; 2072: 0; 2073: 0; 2074: 0; 2075: 0 | 0 | 0 | 0 | 0
|  | 2047 | 0 | 2047: 0; 2048: 0; 2049: 0; 2050: 0; 2051: 0; 2052: 0; 2053: 0; 2054: 0; 2055: 0; 2056: 0; 2057: 0; 2058: 0; 2059: 0; 2060: 0; 2061: 0; 2062: 0; 2063: 0; 2064: 0; 2065: 0; 2066: 0; 2067: 0; 2068: 0; 2069: 0; 2070: 0; 2071: 0; 2072: 0; 2073: 0; 2074: 0; 2075: 0 | 0 | 0 | 0 | 0
|  | 2048 | 0 | 2048: 0; 2049: 0; 2050: 0; 2051: 0; 2052: 0; 2053: 0; 2054: 0; 2055: 0; 2056: 0; 2057: 0; 2058: 0; 2059: 0; 2060: 0; 2061: 0; 2062: 0; 2063: 0; 2064: 0; 2065: 0; 2066: 0; 2067: 0; 2068: 0; 2069: 0; 2070: 0; 2071: 0; 2072: 0; 2073: 0; 2074: 0; 2075: 0 | 0 | 0 | 0 | 0
|  | 2049 | 0 | 2049: 0; 2050: 0; 2051: 0; 2052: 0; 2053: 0; 2054: 0; 2055: 0; 2056: 0; 2057: 0; 2058: 0; 2059: 0; 2060: 0; 2061: 0; 2062: 0; 2063: 0; 2064: 0; 2065: 0; 2066: 0; 2067: 0; 2068: 0; 2069: 0; 2070: 0; 2071: 0; 2072: 0; 2073: 0; 2074: 0; 2075: 0 | 0 | 0 | 0 | 0
|  | 2050 | 0 | 2050: 0; 2051: 0; 2052: 0; 2053: 0; 2054: 0; 2055: 0; 2056: 0; 2057: 0; 2058: 0; 2059: 0; 2060: 0; 2061: 0; 2062: 0; 2063: 0; 2064: 0; 2065: 0; 2066: 0; 2067: 0; 2068: 0; 2069: 0; 2070: 0; 2071: 0; 2072: 0; 2073: 0; 2074: 0; 2075: 0 | 0 | 0 | 0 | 0
Annual Change (%) | bar: 2020 to 2075
|  | Levelized Capital Cost ($/MW-wk) |  | 0 | 0 | 0 | 0 | 0 | 0 | 0 | 0 | 0 | 0 | 0 | 0 | 0 | 0 | 0 | 0 | 0 | 0 | 0 | 0 | 0 | 0 | 0 | 0 | 0 | 0 | 0 | 0 | 0 | 0 | 0 | 0 | 0 | 0 | 0 | 0 | 0 | 0 | 0 | 0 | 0 | 0 | 0 | 0 | 0 | 0 | 0 | 0 | 0 | 0 | 0 | 0 | 0 | 0 | 0 | 0
|  | Economic Life | 30
|  | check s/b 0 | 0
itc
Revenue Requirement by vintage year
2012 $/MW-wk
| Aurora Input |  | Levelized Cost | 2020 | 2021 | 2022 | 2023 | 2024 | 2025 | 2026 | 2027 | 2028 | 2029 | 2030 | 2031 | 2032 | 2033 | 2034 | 2035 | 2036 | 2037 | 2038 | 2039 | 2040 | 2041 | 2042 | 2043 | 2044 | 2045 | 2046 | Levelized | 2047 | 2048 | 2049 | 2050 | 2051 | 2052 | 2053 | 2054 | 2055 | 2056 | 2057 | 2058 | 2059 | 2060 | 2061 | 2062 | 2063 | 2064 | 2065 | 2066 | 2067 | 2068 | 2069 | 2070 | 2071 | 2072 | 2073 | 2074 | 2075 | 2076 | 2077 | 2078 | 2079
|  | 2020 | 0 | 0 | 0 | 0 | 0 | 0 | 0 | 0 | 0 | 0 | 0 | 0 | 0 | 0 | 0 | 0 | 0 | 0 | 0 | 0 | 0 | 0 | 0 | 0 | 0 | 0 | 0 | 0 | 0 | 0 | 0 | 0 | 0 | 0 | 0 | 0 | 0 | 0 | 0 | 0 | 0 | 0 | 0 | 0 | 0 | 0 | 0 | 0 | 0 | 0 | 0 | 0 | 0 | 0 | 0 | 0 | 0 | 0 | 0 | 0 | 0 | 0
|  | 2021 | 0 |  | 0 | 0 | 0 | 0 | 0 | 0 | 0 | 0 | 0 | 0 | 0 | 0 | 0 | 0 | 0 | 0 | 0 | 0 | 0 | 0 | 0 | 0 | 0 | 0 | 0 | 0 | 0 | 0 | 0 | 0 | 0 | 0 | 0 | 0 | 0 | 0 | 0 | 0 | 0 | 0 | 0 | 0 | 0 | 0 | 0 | 0 | 0 | 0 | 0 | 0 | 0 | 0 | 0 | 0 | 0 | 0 | 0 | 0 | 0 | 0
|  | 2022 | 0 |  |  | 0 | 0 | 0 | 0 | 0 | 0 | 0 | 0 | 0 | 0 | 0 | 0 | 0 | 0 | 0 | 0 | 0 | 0 | 0 | 0 | 0 | 0 | 0 | 0 | 0 | 0 | 0 | 0 | 0 | 0 | 0 | 0 | 0 | 0 | 0 | 0 | 0 | 0 | 0 | 0 | 0 | 0 | 0 | 0 | 0 | 0 | 0 | 0 | 0 | 0 | 0 | 0 | 0 | 0 | 0 | 0 | 0 | 0 | 0
|  | 2023 | 0 |  |  |  | 0 | 0 | 0 | 0 | 0 | 0 | 0 | 0 | 0 | 0 | 0 | 0 | 0 | 0 | 0 | 0 | 0 | 0 | 0 | 0 | 0 | 0 | 0 | 0 | 0 | 0 | 0 | 0 | 0 | 0 | 0 | 0 | 0 | 0 | 0 | 0 | 0 | 0 | 0 | 0 | 0 | 0 | 0 | 0 | 0 | 0 | 0 | 0 | 0 | 0 | 0 | 0 | 0 | 0 | 0 | 0 | 0 | 0
|  | 2024 | 0 |  |  |  |  | 0 | 0 | 0 | 0 | 0 | 0 | 0 | 0 | 0 | 0 | 0 | 0 | 0 | 0 | 0 | 0 | 0 | 0 | 0 | 0 | 0 | 0 | 0 | 0 | 0 | 0 | 0 | 0 | 0 | 0 | 0 | 0 | 0 | 0 | 0 | 0 | 0 | 0 | 0 | 0 | 0 | 0 | 0 | 0 | 0 | 0 | 0 | 0 | 0 | 0 | 0 | 0 | 0 | 0 | 0 | 0 | 0
|  | 2025 | 0 | [5 empty] | 0 | 0 | 0 | 0 | 0 | 0 | 0 | 0 | 0 | 0 | 0 | 0 | 0 | 0 | 0 | 0 | 0 | 0 | 0 | 0 | 0 | 0 | 0 | 0 | 0 | 0 | 0 | 0 | 0 | 0 | 0 | 0 | 0 | 0 | 0 | 0 | 0 | 0 | 0 | 0 | 0 | 0 | 0 | 0 | 0 | 0 | 0 | 0 | 0 | 0 | 0 | 0 | 0 | 0 | 0 | 0
|  | 2026 | 0 | [6 empty] | 0 | 0 | 0 | 0 | 0 | 0 | 0 | 0 | 0 | 0 | 0 | 0 | 0 | 0 | 0 | 0 | 0 | 0 | 0 | 0 | 0 | 0 | 0 | 0 | 0 | 0 | 0 | 0 | 0 | 0 | 0 | 0 | 0 | 0 | 0 | 0 | 0 | 0 | 0 | 0 | 0 | 0 | 0 | 0 | 0 | 0 | 0 | 0 | 0 | 0 | 0 | 0 | 0 | 0 | 0
|  | 2027 | 0 | [7 empty] | 0 | 0 | 0 | 0 | 0 | 0 | 0 | 0 | 0 | 0 | 0 | 0 | 0 | 0 | 0 | 0 | 0 | 0 | 0 | 0 | 0 | 0 | 0 | 0 | 0 | 0 | 0 | 0 | 0 | 0 | 0 | 0 | 0 | 0 | 0 | 0 | 0 | 0 | 0 | 0 | 0 | 0 | 0 | 0 | 0 | 0 | 0 | 0 | 0 | 0 | 0 | 0 | 0 | 0
|  | 2028 | 0 | [8 empty] | 0 | 0 | 0 | 0 | 0 | 0 | 0 | 0 | 0 | 0 | 0 | 0 | 0 | 0 | 0 | 0 | 0 | 0 | 0 | 0 | 0 | 0 | 0 | 0 | 0 | 0 | 0 | 0 | 0 | 0 | 0 | 0 | 0 | 0 | 0 | 0 | 0 | 0 | 0 | 0 | 0 | 0 | 0 | 0 | 0 | 0 | 0 | 0 | 0 | 0 | 0 | 0 | 0
|  | 2029 | 0 | [9 empty] | 0 | 0 | 0 | 0 | 0 | 0 | 0 | 0 | 0 | 0 | 0 | 0 | 0 | 0 | 0 | 0 | 0 | 0 | 0 | 0 | 0 | 0 | 0 | 0 | 0 | 0 | 0 | 0 | 0 | 0 | 0 | 0 | 0 | 0 | 0 | 0 | 0 | 0 | 0 | 0 | 0 | 0 | 0 | 0 | 0 | 0 | 0 | 0 | 0 | 0 | 0 | 0
|  | 2030 | 0 | [10 empty] | 0 | 0 | 0 | 0 | 0 | 0 | 0 | 0 | 0 | 0 | 0 | 0 | 0 | 0 | 0 | 0 | 0 | 0 | 0 | 0 | 0 | 0 | 0 | 0 | 0 | 0 | 0 | 0 | 0 | 0 | 0 | 0 | 0 | 0 | 0 | 0 | 0 | 0 | 0 | 0 | 0 | 0 | 0 | 0 | 0 | 0 | 0 | 0 | 0 | 0 | 0
|  | 2031 | 0 | [11 empty] | 0 | 0 | 0 | 0 | 0 | 0 | 0 | 0 | 0 | 0 | 0 | 0 | 0 | 0 | 0 | 0 | 0 | 0 | 0 | 0 | 0 | 0 | 0 | 0 | 0 | 0 | 0 | 0 | 0 | 0 | 0 | 0 | 0 | 0 | 0 | 0 | 0 | 0 | 0 | 0 | 0 | 0 | 0 | 0 | 0 | 0 | 0 | 0 | 0 | 0
|  | 2032 | 0 | [12 empty] | 0 | 0 | 0 | 0 | 0 | 0 | 0 | 0 | 0 | 0 | 0 | 0 | 0 | 0 | 0 | 0 | 0 | 0 | 0 | 0 | 0 | 0 | 0 | 0 | 0 | 0 | 0 | 0 | 0 | 0 | 0 | 0 | 0 | 0 | 0 | 0 | 0 | 0 | 0 | 0 | 0 | 0 | 0 | 0 | 0 | 0 | 0 | 0 | 0
|  | 2033 | 0 | [13 empty] | 0 | 0 | 0 | 0 | 0 | 0 | 0 | 0 | 0 | 0 | 0 | 0 | 0 | 0 | 0 | 0 | 0 | 0 | 0 | 0 | 0 | 0 | 0 | 0 | 0 | 0 | 0 | 0 | 0 | 0 | 0 | 0 | 0 | 0 | 0 | 0 | 0 | 0 | 0 | 0 | 0 | 0 | 0 | 0 | 0 | 0 | 0 | 0
|  | 2034 | 0 | [14 empty] | 0 | 0 | 0 | 0 | 0 | 0 | 0 | 0 | 0 | 0 | 0 | 0 | 0 | 0 | 0 | 0 | 0 | 0 | 0 | 0 | 0 | 0 | 0 | 0 | 0 | 0 | 0 | 0 | 0 | 0 | 0 | 0 | 0 | 0 | 0 | 0 | 0 | 0 | 0 | 0 | 0 | 0 | 0 | 0 | 0 | 0 | 0
|  | 2035 | 0 | [15 empty] | 0 | 0 | 0 | 0 | 0 | 0 | 0 | 0 | 0 | 0 | 0 | 0 | 0 | 0 | 0 | 0 | 0 | 0 | 0 | 0 | 0 | 0 | 0 | 0 | 0 | 0 | 0 | 0 | 0 | 0 | 0 | 0 | 0 | 0 | 0 | 0 | 0 | 0 | 0 | 0 | 0 | 0 | 0 | 0 | 0 | 0
|  | 2036 | 0 | [16 empty] | 0 | 0 | 0 | 0 | 0 | 0 | 0 | 0 | 0 | 0 | 0 | 0 | 0 | 0 | 0 | 0 | 0 | 0 | 0 | 0 | 0 | 0 | 0 | 0 | 0 | 0 | 0 | 0 | 0 | 0 | 0 | 0 | 0 | 0 | 0 | 0 | 0 | 0 | 0 | 0 | 0 | 0 | 0 | 0 | 0
|  | 2037 | 0 | [17 empty] | 0 | 0 | 0 | 0 | 0 | 0 | 0 | 0 | 0 | 0 | 0 | 0 | 0 | 0 | 0 | 0 | 0 | 0 | 0 | 0 | 0 | 0 | 0 | 0 | 0 | 0 | 0 | 0 | 0 | 0 | 0 | 0 | 0 | 0 | 0 | 0 | 0 | 0 | 0 | 0 | 0 | 0 | 0 | 0
|  | 2038 | 0 | [18 empty] | 0 | 0 | 0 | 0 | 0 | 0 | 0 | 0 | 0 | 0 | 0 | 0 | 0 | 0 | 0 | 0 | 0 | 0 | 0 | 0 | 0 | 0 | 0 | 0 | 0 | 0 | 0 | 0 | 0 | 0 | 0 | 0 | 0 | 0 | 0 | 0 | 0 | 0 | 0 | 0 | 0 | 0 | 0
|  | 2039 | 0 | [19 empty] | 0 | 0 | 0 | 0 | 0 | 0 | 0 | 0 | 0 | 0 | 0 | 0 | 0 | 0 | 0 | 0 | 0 | 0 | 0 | 0 | 0 | 0 | 0 | 0 | 0 | 0 | 0 | 0 | 0 | 0 | 0 | 0 | 0 | 0 | 0 | 0 | 0 | 0 | 0 | 0 | 0 | 0
|  | 2040 | 0 | [20 empty] | 0 | 0 | 0 | 0 | 0 | 0 | 0 | 0 | 0 | 0 | 0 | 0 | 0 | 0 | 0 | 0 | 0 | 0 | 0 | 0 | 0 | 0 | 0 | 0 | 0 | 0 | 0 | 0 | 0 | 0 | 0 | 0 | 0 | 0 | 0 | 0 | 0 | 0 | 0 | 0 | 0
|  | 2041 | 0 | [21 empty] | 0 | 0 | 0 | 0 | 0 | 0 | 0 | 0 | 0 | 0 | 0 | 0 | 0 | 0 | 0 | 0 | 0 | 0 | 0 | 0 | 0 | 0 | 0 | 0 | 0 | 0 | 0 | 0 | 0 | 0 | 0 | 0 | 0 | 0 | 0 | 0 | 0 | 0 | 0 | 0
|  | 2042 | 0 | [22 empty] | 0 | 0 | 0 | 0 | 0 | 0 | 0 | 0 | 0 | 0 | 0 | 0 | 0 | 0 | 0 | 0 | 0 | 0 | 0 | 0 | 0 | 0 | 0 | 0 | 0 | 0 | 0 | 0 | 0 | 0 | 0 | 0 | 0 | 0 | 0 | 0 | 0 | 0 | 0
|  | 2043 | 0 | [23 empty] | 0 | 0 | 0 | 0 | 0 | 0 | 0 | 0 | 0 | 0 | 0 | 0 | 0 | 0 | 0 | 0 | 0 | 0 | 0 | 0 | 0 | 0 | 0 | 0 | 0 | 0 | 0 | 0 | 0 | 0 | 0 | 0 | 0 | 0 | 0 | 0 | 0 | 0
|  | 2044 | 0 | [24 empty] | 0 | 0 | 0 | 0 | 0 | 0 | 0 | 0 | 0 | 0 | 0 | 0 | 0 | 0 | 0 | 0 | 0 | 0 | 0 | 0 | 0 | 0 | 0 | 0 | 0 | 0 | 0 | 0 | 0 | 0 | 0 | 0 | 0 | 0 | 0 | 0 | 0
|  | 2045 | 0 | [25 empty] | 0 | 0 | 0 | 0 | 0 | 0 | 0 | 0 | 0 | 0 | 0 | 0 | 0 | 0 | 0 | 0 | 0 | 0 | 0 | 0 | 0 | 0 | 0 | 0 | 0 | 0 | 0 | 0 | 0 | 0 | 0 | 0 | 0 | 0 | 0 | 0
|  | 2046 | 0 | [26 empty] | 0 | 0 | 0 | 0 | 0 | 0 | 0 | 0 | 0 | 0 | 0 | 0 | 0 | 0 | 0 | 0 | 0 | 0 | 0 | 0 | 0 | 0 | 0 | 0 | 0 | 0 | 0 | 0 | 0 | 0 | 0 | 0 | 0 | 0 | 0
|  | 2047 | 0 | [27 empty] | 0 | 0 | 0 | 0 | 0 | 0 | 0 | 0 | 0 | 0 | 0 | 0 | 0 | 0 | 0 | 0 | 0 | 0 | 0 | 0 | 0 | 0 | 0 | 0 | 0 | 0 | 0 | 0 | 0 | 0 | 0 | 0 | 0 | 0
|  | 2048 | 0 | [27 empty] | 0 |  | 0 | 0 | 0 | 0 | 0 | 0 | 0 | 0 | 0 | 0 | 0 | 0 | 0 | 0 | 0 | 0 | 0 | 0 | 0 | 0 | 0 | 0 | 0 | 0 | 0 | 0 | 0 | 0 | 0 | 0 | 0 | 0
|  | 2049 | 0 | [27 empty] | 0 |  |  | 0 | 0 | 0 | 0 | 0 | 0 | 0 | 0 | 0 | 0 | 0 | 0 | 0 | 0 | 0 | 0 | 0 | 0 | 0 | 0 | 0 | 0 | 0 | 0 | 0 | 0 | 0 | 0 | 0 | 0 | 0
|  | 2050 | 0 | [27 empty] | 0 |  |  |  | 0 | 0 | 0 | 0 | 0 | 0 | 0 | 0 | 0 | 0 | 0 | 0 | 0 | 0 | 0 | 0 | 0 | 0 | 0 | 0 | 0 | 0 | 0 | 0 | 0 | 0 | 0 | 0 | 0 | 0
|  |  |  | 30% | 30% | 30% | 30% | 26% | 22% | 10% | 10% | 10% | 10% | 10% | 10% | 10% | 10% | 10% | 10% | 10% | 10% | 10% | 10% | 10% | 10% | 10% | 10% | 10% | 10% | 10% | 10% | 10% | 10% | 10% | 10% | 10% | 10% | 10% | 10% | 10% | 10% | 10% | 10% | 10% | 10% | 10% | 10% | 10% | 10% | 10% | 10% | 10% | 10% | 10% | 10% | 10% | 10% | 10% | 10%
ITC
| 2020-2023 | 30% |  | 0 | [27 empty] | 2064: 0; 2065: 0; 2066: 0; 2067: 0; 2068: 0; 2069: 0; 2070: 0; 2071: 0; 2072: 0
| 2024 | 26% |  | 0 | [27 empty] | 2056: 0; 2057: 0; 2058: 0; 2059: 0; 2060: 0; 2061: 0; 2062: 0; 2063: 0; 2064: 0; 2065: 0; 2066: 0; 2067: 0; 2068: 0; 2069: 0; 2070: 0; 2071: 0; 2072: 0; 2073: 0; 2074: 0
| 2025 | 22% |  | 0 | [27 empty] | 2056: 0; 2057: 0; 2058: 0; 2059: 0; 2060: 0; 2061: 0; 2062: 0; 2063: 0; 2064: 0; 2065: 0; 2066: 0; 2067: 0; 2068: 0; 2069: 0; 2070: 0; 2071: 0; 2072: 0; 2073: 0; 2074: 0
| Start 2026 | 10% |  | 0 | [27 empty] | 2056: 0; 2057: 0; 2058: 0; 2059: 0; 2060: 0; 2061: 0; 2062: 0; 2063: 0; 2064: 0; 2065: 0; 2066: 0; 2067: 0; 2068: 0; 2069: 0; 2070: 0; 2071: 0; 2072: 0; 2073: 0; 2074: 0
[41 empty] | 0 | 0 | 0 | 0 | 0 | 0 | 0 | 0 | 0 | 0 | 0 | 0 | 0 | 0 | 0 | 0 | 0 | 0 | 0
[41 empty] | 0 | 0 | 0 | 0 | 0 | 0 | 0 | 0 | 0 | 0 | 0 | 0 | 0 | 0 | 0 | 0 | 0 | 0 | 0
Amortization
|  | 30% |  | 0 | 0 | 0 | 0 | 0 | 0 | 0 | 0 | 0 | 0 | 0 | 0 | 0 | 0 | 0 | 0 | 0 | 0 | 0 | 0 | 0 | 0 | 0 | 0 | 0 | 0 | 0 | 0 | 0 | 0 | 0 | 0 | 0 | 0 | 0 | 0 | 0 | 0 | 0 | 0 | 0 | 0 | 0 | 0 | 0 | 0 | 0 | 0 | 0 | 0 | 0 | 0 | 0 | 0 | 0 | 0
|  | 26% |  | 0 | 0 | 0 | 0 | 0 | 0 | 0 | 0 | 0 | 0 | 0 | 0 | 0 | 0 | 0 | 0 | 0 | 0 | 0 | 0 | 0 | 0 | 0 | 0 | 0 | 0 | 0 | 0 | 0 | 0 | 0 | 0 | 0 | 0 | 0 | 0 | 0 | 0 | 0 | 0 | 0 | 0 | 0 | 0 | 0 | 0 | 0 | 0 | 0 | 0 | 0 | 0 | 0 | 0 | 0 | 0
|  | 22% |  | 0 | 0 | 0 | 0 | 0 | 0 | 0 | 0 | 0 | 0 | 0 | 0 | 0 | 0 | 0 | 0 | 0 | 0 | 0 | 0 | 0 | 0 | 0 | 0 | 0 | 0 | 0 | 0 | 0 | 0 | 0 | 0 | 0 | 0 | 0 | 0 | 0 | 0 | 0 | 0 | 0 | 0 | 0 | 0 | 0 | 0 | 0 | 0 | 0 | 0 | 0 | 0 | 0 | 0 | 0 | 0
|  | 10% |  | 0 | 0 | 0 | 0 | 0 | 0 | 0 | 0 | 0 | 0 | 0 | 0 | 0 | 0 | 0 | 0 | 0 | 0 | 0 | 0 | 0 | 0 | 0 | 0 | 0 | 0 | 0 | 0 | 0 | 0 | 0 | 0 | 0 | 0 | 0 | 0 | 0 | 0 | 0 | 0 | 0 | 0 | 0 | 0 | 0 | 0 | 0 | 0 | 0 | 0 | 0 | 0 | 0 | 0 | 0 | 0
|  |  |  | 2020 | 2021 | 2022 | 2023 | 2024 | 2025 | 2026 | 2027 | 2028 | 2029 | 2030 | 2031 | 2032 | 2033 | 2034 | 2035 | 2036 | 2037 | 2038 | 2039 | 2040 | 2041 | 2042 | 2043 | 2044 | 2045 | 2046 | 2047 | 2048 | 2049 | 2050 | 2051 | 2052 | 2053 | 2054 | 2055 | 2056 | 2057 | 2058 | 2059 | 2060 | 2061 | 2062 | 2063 | 2064 | 2065 | 2066 | 2067 | 2068 | 2069 | 2070 | 2071 | 2072 | 2073 | 2074 | 2075
|  | ITC Base |  | 0 | 0 | 0 | 0 | 0 | 0 | 0 | 0 | 0 | 0 | 0 | 0 | 0 | 0 | 0 | 0 | 0 | 0 | 0 | 0 | 0 | 0 | 0 | 0 | 0 | 0 | 0 | 0 | 0 | 0 | 0 | 0 | 0 | 0 | 0 | 0 | 0 | 0 | 0 | 0 | 0 | 0 | 0 | 0 | 0 | 0 | 0 | 0 | 0 | 0 | 0 | 0 | 0 | 0 | 0 | 0
|  | Accum ITC Amort |  | 0 | 0 | 0 | 0 | 0 | 0 | 0 | 0 | 0 | 0 | 0 | 0 | 0 | 0 | 0 | 0 | 0 | 0 | 0 | 0 | 0 | 0 | 0 | 0 | 0 | 0 | 0 | 0 | 0 | 0 | 0 | 0 | 0 | 0 | 0 | 0 | 0 | 0 | 0 | 0 | 0 | 0 | 0 | 0 | 0 | 0 | 0 | 0 | 0 | 0 | 0 | 0 | 0 | 0 | 0 | 0
|  | Ratebase |  | 0 | 0 | 0 | 0 | 0 | 0 | 0 | 0 | 0 | 0 | 0 | 0 | 0 | 0 | 0 | 0 | 0 | 0 | 0 | 0 | 0 | 0 | 0 | 0 | 0 | 0 | 0 | 0 | 0 | 0 | 0 | 0 | 0 | 0 | 0 | 0 | 0 | 0 | 0 | 0 | 0 | 0 | 0 | 0 | 0 | 0 | 0 | 0 | 0 | 0 | 0 | 0 | 0 | 0 | 0 | 0
|  | Tax Basis |  | 0 | 0 | 0 | 0 | 0 | 0 | 0 | 0 | 0 | 0 | 0 | 0 | 0 | 0 | 0 | 0 | 0 | 0 | 0 | 0 | 0 | 0 | 0 | 0 | 0 | 0 | 0 | 0 | 0 | 0 | 0 | 0 | 0 | 0 | 0 | 0 | 0 | 0 | 0 | 0 | 0 | 0 | 0 | 0 | 0 | 0 | 0 | 0 | 0 | 0 | 0 | 0 | 0 | 0 | 0 | 0
|  | Book Depreciation |  | 0 | 0 | 0 | 0 | 0 | 0 | 0 | 0 | 0 | 0 | 0 | 0 | 0 | 0 | 0 | 0 | 0 | 0 | 0 | 0 | 0 | 0 | 0 | 0 | 0 | 0 | 0 | 0 | 0 | 0 | 0 | 0 | 0 | 0 | 0 | 0 | 0 | 0 | 0 | 0 | 0 | 0 | 0 | 0 | 0 | 0 | 0 | 0 | 0 | 0 | 0 | 0 | 0 | 0 | 0 | 0
|  | Tax Depreciation |  | 0 | 0 | 0 | 0 | 0 | 0 | 0 | 0 | 0 | 0 | 0 | 0 | 0 | 0 | 0 | 0 | 0 | 0 | 0 | 0 | 0 | 0 | 0 | 0 | 0 | 0 | 0 | 0 | 0 | 0 | 0 | 0 | 0 | 0 | 0 | 0 | 0 | 0 | 0 | 0 | 0 | 0 | 0 | 0 | 0 | 0 | 0 | 0 | 0 | 0 | 0 | 0 | 0 | 0 | 0 | 0
|  | Difference between book and tax |  | 0 | 0 | 0 | 0 | 0 | 0 | 0 | 0 | 0 | 0 | 0 | 0 | 0 | 0 | 0 | 0 | 0 | 0 | 0 | 0 | 0 | 0 | 0 | 0 | 0 | 0 | 0 | 0 | 0 | 0 | 0 | 0 | 0 | 0 | 0 | 0 | 0 | 0 | 0 | 0 | 0 | 0 | 0 | 0 | 0 | 0 | 0 | 0 | 0 | 0 | 0 | 0 | 0 | 0 | 0 | 0
|  | Deferred Tax |  | 0 | 0 | 0 | 0 | 0 | 0 | 0 | 0 | 0 | 0 | 0 | 0 | 0 | 0 | 0 | 0 | 0 | 0 | 0 | 0 | 0 | 0 | 0 | 0 | 0 | 0 | 0 | 0 | 0 | 0 | 0 | 0 | 0 | 0 | 0 | 0 | 0 | 0 | 0 | 0 | 0 | 0 | 0 | 0 | 0 | 0 | 0 | 0 | 0 | 0 | 0 | 0 | 0 | 0 | 0 | 0
|  | Accum Defered Tax |  | 0 | 0 | 0 | 0 | 0 | 0 | 0 | 0 | 0 | 0 | 0 | 0 | 0 | 0 | 0 | 0 | 0 | 0 | 0 | 0 | 0 | 0 | 0 | 0 | 0 | 0 | 0 | 0 | 0 | 0 | 0 | 0 | 0 | 0 | 0 | 0 | 0 | 0 | 0 | 0 | 0 | 0 | 0 | 0 | 0 | 0 | 0 | 0 | 0 | 0 | 0 | 0 | 0 | 0 | 0 | 0
|  | Revenue Requirement |  | 0 | 0 | 0 | 0 | 0 | 0 | 0 | 0 | 0 | 0 | 0 | 0 | 0 | 0 | 0 | 0 | 0 | 0 | 0 | 0 | 0 | 0 | 0 | 0 | 0 | 0 | 0 | 0 | 0 | 0 | 0 | 0 | 0 | 0 | 0 | 0 | 0 | 0 | 0 | 0 | 0 | 0 | 0 | 0 | 0 | 0 | 0 | 0 | 0 | 0 | 0 | 0 | 0 | 0 | 0 | 0
|  | Depreciation |  | 0 | 0 | 0 | 0 | 0 | 0 | 0 | 0 | 0 | 0 | 0 | 0 | 0 | 0 | 0 | 0 | 0 | 0 | 0 | 0 | 0 | 0 | 0 | 0 | 0 | 0 | 0 | 0 | 0 | 0 | 0 | 0 | 0 | 0 | 0 | 0 | 0 | 0 | 0 | 0 | 0 | 0 | 0 | 0 | 0 | 0 | 0 | 0 | 0 | 0 | 0 | 0 | 0 | 0 | 0 | 0
|  | Insurance |  | 0 | 0 | 0 | 0 | 0 | 0 | 0 | 0 | 0 | 0 | 0 | 0 | 0 | 0 | 0 | 0 | 0 | 0 | 0 | 0 | 0 | 0 | 0 | 0 | 0 | 0 | 0 | 0 | 0 | 0 | 0 | 0 | 0 | 0 | 0 | 0 | 0 | 0 | 0 | 0 | 0 | 0 | 0 | 0 | 0 | 0 | 0 | 0 | 0 | 0 | 0 | 0 | 0 | 0 | 0 | 0
|  | Property Taxes |  | 0 | 0 | 0 | 0 | 0 | 0 | 0 | 0 | 0 | 0 | 0 | 0 | 0 | 0 | 0 | 0 | 0 | 0 | 0 | 0 | 0 | 0 | 0 | 0 | 0 | 0 | 0 | 0 | 0 | 0 | 0 | 0 | 0 | 0 | 0 | 0 | 0 | 0 | 0 | 0 | 0 | 0 | 0 | 0 | 0 | 0 | 0 | 0 | 0 | 0 | 0 | 0 | 0 | 0 | 0 | 0
|  | Current Taxes |  | 0 | 0 | 0 | 0 | 0 | 0 | 0 | 0 | 0 | 0 | 0 | 0 | 0 | 0 | 0 | 0 | 0 | 0 | 0 | 0 | 0 | 0 | 0 | 0 | 0 | 0 | 0 | 0 | 0 | 0 | 0 | 0 | 0 | 0 | 0 | 0 | 0 | 0 | 0 | 0 | 0 | 0 | 0 | 0 | 0 | 0 | 0 | 0 | 0 | 0 | 0 | 0 | 0 | 0 | 0 | 0
|  | DFIT |  |  | 0 | 0 |  | 0 | 0 | 0 | 0 | 0 | 0 | 0 | 0 | 0 | 0 | 0 | 0 | 0 | 0 | 0 | 0 | 0 | 0 | 0 | 0 | 0 | 0 | 0 | 0 | 0 | 0 | 0 | 0 | 0 | 0 | 0 | 0 | 0 | 0 | 0 | 0 | 0 | 0 | 0 | 0 | 0 | 0 | 0 | 0 | 0 | 0 | 0 | 0 | 0 | 0 | 0 | 0
|  | ITC |  | 0 | 0 | 0 | 0 | 0 | 0 | 0 | 0 | 0 | 0 | 0 | 0 | 0 | 0 | 0 | 0 | 0 | 0 | 0 | 0 | 0 | 0 | 0 | 0 | 0 | 0 | 0 | 0 | 0 | 0 | 0 | 0 | 0 | 0 | 0 | 0 | 0 | 0 | 0 | 0 | 0 | 0 | 0 | 0 | 0 | 0 | 0 | 0 | 0 | 0 | 0 | 0 | 0 | 0 | 0 | 0
|  | Total Operating Expenses |  | 0 | 0 | 0 | 0 | 0 | 0 | 0 | 0 | 0 | 0 | 0 | 0 | 0 | 0 | 0 | 0 | 0 | 0 | 0 | 0 | 0 | 0 | 0 | 0 | 0 | 0 | 0 | 0 | 0 | 0 | 0 | 0 | 0 | 0 | 0 | 0 | 0 | 0 | 0 | 0 | 0 | 0 | 0 | 0 | 0 | 0 | 0 | 0 | 0 | 0 | 0 | 0 | 0 | 0 | 0 | 0
|  | Operating |  | 0 | 0 | 0 | 0 | 0 | 0 | 0 | 0 | 0 | 0 | 0 | 0 | 0 | 0 | 0 | 0 | 0 | 0 | 0 | 0 | 0 | 0 | 0 | 0 | 0 | 0 | 0 | 0 | 0 | 0 | 0 | 0 | 0 | 0 | 0 | 0 | 0 | 0 | 0 | 0 | 0 | 0 | 0 | 0 | 0 | 0 | 0 | 0 | 0 | 0 | 0 | 0 | 0 | 0 | 0 | 0
|  | Ratebase |  | 0 | 0 | 0 | 0 | 0 | 0 | 0 | 0 | 0 | 0 | 0 | 0 | 0 | 0 | 0 | 0 | 0 | 0 | 0 | 0 | 0 | 0 | 0 | 0 | 0 | 0 | 0 | 0 | 0 | 0 | 0 | 0 | 0 | 0 | 0 | 0 | 0 | 0 | 0 | 0 | 0 | 0 | 0 | 0 | 0 | 0 | 0 | 0 | 0 | 0 | 0 | 0 | 0 | 0 | 0 | 0
|  | Return on Ratebase |  | #DIV/0! | #DIV/0! | #DIV/0! | #DIV/0! | #DIV/0! | #DIV/0! | #DIV/0! | #DIV/0! | #DIV/0! | #DIV/0! | #DIV/0! | #DIV/0! | #DIV/0! | #DIV/0! | #DIV/0! | #DIV/0! | #DIV/0! | #DIV/0! | #DIV/0! | #DIV/0! | #DIV/0! | #DIV/0! | #DIV/0! | #DIV/0! | #DIV/0! | #DIV/0! | #DIV/0! | #DIV/0! | #DIV/0! | #DIV/0! | #DIV/0! | #DIV/0! | #DIV/0! | #DIV/0! | #DIV/0! | #DIV/0! | #DIV/0! | #DIV/0! | #DIV/0! | #DIV/0! | #DIV/0! | #DIV/0! | #DIV/0! | #DIV/0! | #DIV/0! | #DIV/0! | #DIV/0! | #DIV/0! | #DIV/0! | #DIV/0! | #DIV/0! | #DIV/0! | #DIV/0! | #DIV/0! | #DIV/0! | #DIV/0!
|  | Revenue Requirement |  | 0 | 0 | 0 | 0 | 0 | 0 | 0 | 0 | 0 | 0 | 0 | 0 | 0 | 0 | 0 | 0 | 0 | 0 | 0 | 0 | 0 | 0 | 0 | 0 | 0 | 0 | 0 | 0 | 0 | 0 | 0 | 0 | 0 | 0 | 0 | 0 | 0 | 0 | 0 | 0 | 0 | 0 | 0 | 0 | 0 | 0 | 0 | 0 | 0 | 0 | 0 | 0 | 0 | 0 | 0 | 0
|  | Tax Depreciation |  | 0 | 0 | 0 | 0 | 0 | 0 | 0 | 0 | 0 | 0 | 0 | 0 | 0 | 0 | 0 | 0 | 0 | 0 | 0 | 0 | 0 | 0 | 0 | 0 | 0 | 0 | 0 | 0 | 0 | 0 | 0 | 0 | 0 | 0 | 0 | 0 | 0 | 0 | 0 | 0 | 0 | 0 | 0 | 0 | 0 | 0 | 0 | 0 | 0 | 0 | 0 | 0 | 0 | 0 | 0 | 0
|  | Property Taxes |  | 0 | 0 | 0 | 0 | 0 | 0 | 0 | 0 | 0 | 0 | 0 | 0 | 0 | 0 | 0 | 0 | 0 | 0 | 0 | 0 | 0 | 0 | 0 | 0 | 0 | 0 | 0 | 0 | 0 | 0 | 0 | 0 | 0 | 0 | 0 | 0 | 0 | 0 | 0 | 0 | 0 | 0 | 0 | 0 | 0 | 0 | 0 | 0 | 0 | 0 | 0 | 0 | 0 | 0 | 0 | 0
|  | Insurance |  | 0 | 0 | 0 | 0 | 0 | 0 | 0 | 0 | 0 | 0 | 0 | 0 | 0 | 0 | 0 | 0 | 0 | 0 | 0 | 0 | 0 | 0 | 0 | 0 | 0 | 0 | 0 | 0 | 0 | 0 | 0 | 0 | 0 | 0 | 0 | 0 | 0 | 0 | 0 | 0 | 0 | 0 | 0 | 0 | 0 | 0 | 0 | 0 | 0 | 0 | 0 | 0 | 0 | 0 | 0 | 0
|  | Expenses |  | 0 | 0 | 0 | 0 | 0 | 0 | 0 | 0 | 0 | 0 | 0 | 0 | 0 | 0 | 0 | 0 | 0 | 0 | 0 | 0 | 0 | 0 | 0 | 0 | 0 | 0 | 0 | 0 | 0 | 0 | 0 | 0 | 0 | 0 | 0 | 0 | 0 | 0 | 0 | 0 | 0 | 0 | 0 | 0 | 0 | 0 | 0 | 0 | 0 | 0 | 0 | 0 | 0 | 0 | 0 | 0
|  | Taxable Income |  | 0 | 0 | 0 | 0 | 0 | 0 | 0 | 0 | 0 | 0 | 0 | 0 | 0 | 0 | 0 | 0 | 0 | 0 | 0 | 0 | 0 | 0 | 0 | 0 | 0 | 0 | 0 | 0 | 0 | 0 | 0 | 0 | 0 | 0 | 0 | 0 | 0 | 0 | 0 | 0 | 0 | 0 | 0 | 0 | 0 | 0 | 0 | 0 | 0 | 0 | 0 | 0 | 0 | 0 | 0 | 0
|  | Tax Rate |  | 0.21 | 0.21 | 0.21 | 0.21 | 0.21 | 0.21 | 0.21 | 0.21 | 0.21 | 0.21 | 0.21 | 0.21 | 0.21 | 0.21 | 0.21 | 0.21 | 0.21 | 0.21 | 0.21 | 0.21 | 0.21 | 0.21 | 0.21 | 0.21 | 0.21 | 0.21 | 0.21 | 0.21 | 0.21 | 0.21 | 0.21 | 0.21 | 0.21 | 0.21 | 0.21 | 0.21 | 0.21 | 0.21 | 0.21 | 0.21 | 0.21 | 0.21 | 0.21 | 0.21 | 0.21 | 0.21 | 0.21 | 0.21 | 0.21 | 0.21 | 0.21 | 0.21 | 0.21 | 0.21 | 0.21 | 0.21
|  | Taxes |  | 0 | 0 | 0 | 0 | 0 | 0 | 0 | 0 | 0 | 0 | 0 | 0 | 0 | 0 | 0 | 0 | 0 | 0 | 0 | 0 | 0 | 0 | 0 | 0 | 0 | 0 | 0 | 0 | 0 | 0 | 0 | 0 | 0 | 0 | 0 | 0 | 0 | 0 | 0 | 0 | 0 | 0 | 0 | 0 | 0 | 0 | 0 | 0 | 0 | 0 | 0 | 0 | 0 | 0 | 0 | 0

## MF SolarPartnershipITC 2024 26%
Solar FINANCIALS
($ 1000s Unless Otherwise Indicated)
| Calendar Year of Fin. Close |  |  | 2020 | 2021 | 2022 | 2023 | 2024 | 2025 | 2026 | 2027 | 2028 | 2029 | 2030 | 2031 | 2032 | 2033 | 2034 | 2035 | 2036 | 2037 | 2038 | 2039 | 2040 | 2041 | 2042 | 2043 | 2044 | 2045 | 2046 | 2047 | 2048 | 2049 | 2050 | 2051 | 2052 | 2053 | 2054 | 2055 | 2056 | 2057 | 2058 | 2059 | 2060 | 2061 | 2062 | 2063 | 2064 | 2065 | 2066 | 2067 | 2068 | 2069 | 2070 | 2071 | 2072 | 2073 | 2074 | 2075
| Operating Year |  | 0 | 1 | 2 | 3 | 4 | 5 | 6 | 7 | 8 | 9 | 10 | 11 | 12 | 13 | 14 | 15 | 16 | 17 | 18 | 19 | 20 | 21 | 22 | 23 | 24 | 25 | 26 | 27 | 28 | 29 | 30 | 31 | 32 | 33 | 34 | 35 | 36 | 37 | 38 | 39 | 40 | 41 | 42 | 43 | 44 | 45 | 46 | 47 | 48 | 49 | 50 | 51 | 52 | 53 | 54 | 55 | 56
| Calendar Year | Capital Invest.
| 2020 | 0 | 0: 1213
| Gross plant |  | 2020 1: 0; 2021 2: 0; 2022 3: 0; 2023 4: 0; 2024 5: 0; 2025 6: 0; 2026 7: 0; 2027 8: 0; 2028 9: 0; 2029 10: 0; 2030 11: 0; 2031 12: 0; 2032 13: 0; 2033 14: 0; 2034 15: 0; 2035 16: 0; 2036 17: 0; 2037 18: 0; 2038 19: 0; 2039 20: 0; 2040 21: 0; 2041 22: 0; 2042 23: 0; 2043 24: 0; 2044 25: 0; 2045 26: 0; 2046 27: 0; 2047 28: 0; 2048 29: 0; 2049 30: 0
| Accumulated Depreciation |  | 2020 1: 0; 2021 2: 0; 2022 3: 0; 2023 4: 0; 2024 5: 0; 2025 6: 0; 2026 7: 0; 2027 8: 0; 2028 9: 0; 2029 10: 0; 2030 11: 0; 2031 12: 0; 2032 13: 0; 2033 14: 0; 2034 15: 0; 2035 16: 0; 2036 17: 0; 2037 18: 0; 2038 19: 0; 2039 20: 0; 2040 21: 0; 2041 22: 0; 2042 23: 0; 2043 24: 0; 2044 25: 0; 2045 26: 0; 2046 27: 0; 2047 28: 0; 2048 29: 0; 2049 30: 0
| Net book value |  | 2020 1: 0; 2021 2: 0; 2022 3: 0; 2023 4: 0; 2024 5: 0; 2025 6: 0; 2026 7: 0; 2027 8: 0; 2028 9: 0; 2029 10: 0; 2030 11: 0; 2031 12: 0; 2032 13: 0; 2033 14: 0; 2034 15: 0; 2035 16: 0; 2036 17: 0; 2037 18: 0; 2038 19: 0; 2039 20: 0; 2040 21: 0; 2041 22: 0; 2042 23: 0; 2043 24: 0; 2044 25: 0; 2045 26: 0; 2046 27: 0; 2047 28: 0; 2048 29: 0; 2049 30: 0
| ITC |  | 2020 1: 0; 2021 2: 0; 2022 3: 0; 2023 4: 0; 2024 5: 0; 2025 6: 0; 2026 7: 0; 2027 8: 0; 2028 9: 0; 2029 10: 0; 2030 11: 0; 2031 12: 0; 2032 13: 0; 2033 14: 0; 2034 15: 0; 2035 16: 0; 2036 17: 0; 2037 18: 0; 2038 19: 0; 2039 20: 0; 2040 21: 0; 2041 22: 0; 2042 23: 0; 2043 24: 0; 2044 25: 0; 2045 26: 0; 2046 27: 0; 2047 28: 0; 2048 29: 0; 2049 30: 0
| Accumulated deferred income tax |  | 2020 1: 0; 2021 2: 0; 2022 3: 0; 2023 4: 0; 2024 5: 0; 2025 6: 0; 2026 7: 0; 2027 8: 0; 2028 9: 0; 2029 10: 0; 2030 11: 0; 2031 12: 0; 2032 13: 0; 2033 14: 0; 2034 15: 0; 2035 16: 0; 2036 17: 0; 2037 18: 0; 2038 19: 0; 2039 20: 0; 2040 21: 0; 2041 22: 0; 2042 23: 0; 2043 24: 0; 2044 25: 0; 2045 26: 0; 2046 27: 0; 2047 28: 0; 2048 29: 0; 2049 30: 0
| Rate Base |  | 2020 1: 0; 2021 2: 0; 2022 3: 0; 2023 4: 0; 2024 5: 0; 2025 6: 0; 2026 7: 0; 2027 8: 0; 2028 9: 0; 2029 10: 0; 2030 11: 0; 2031 12: 0; 2032 13: 0; 2033 14: 0; 2034 15: 0; 2035 16: 0; 2036 17: 0; 2037 18: 0; 2038 19: 0; 2039 20: 0; 2040 21: 0; 2041 22: 0; 2042 23: 0; 2043 24: 0; 2044 25: 0; 2045 26: 0; 2046 27: 0; 2047 28: 0; 2048 29: 0; 2049 30: 0
| Average rate base |  | 2020 1: 0; 2021 2: 0; 2022 3: 0; 2023 4: 0; 2024 5: 0; 2025 6: 0; 2026 7: 0; 2027 8: 0; 2028 9: 0; 2029 10: 0; 2030 11: 0; 2031 12: 0; 2032 13: 0; 2033 14: 0; 2034 15: 0; 2035 16: 0; 2036 17: 0; 2037 18: 0; 2038 19: 0; 2039 20: 0; 2040 21: 0; 2041 22: 0; 2042 23: 0; 2043 24: 0; 2044 25: 0; 2045 26: 0; 2046 27: 0; 2047 28: 0; 2048 29: 0; 2049 30: 0
| Pre-tax Return | 0.086076 | 2020 1: 0; 2021 2: 0; 2022 3: 0; 2023 4: 0; 2024 5: 0; 2025 6: 0; 2026 7: 0; 2027 8: 0; 2028 9: 0; 2029 10: 0; 2030 11: 0; 2031 12: 0; 2032 13: 0; 2033 14: 0; 2034 15: 0; 2035 16: 0; 2036 17: 0; 2037 18: 0; 2038 19: 0; 2039 20: 0; 2040 21: 0; 2041 22: 0; 2042 23: 0; 2043 24: 0; 2044 25: 0; 2045 26: 0; 2046 27: 0; 2047 28: 0; 2048 29: 0; 2049 30: 0
| Book Depreciation |  | 2020 1: 0; 2021 2: 0; 2022 3: 0; 2023 4: 0; 2024 5: 0; 2025 6: 0; 2026 7: 0; 2027 8: 0; 2028 9: 0; 2029 10: 0; 2030 11: 0; 2031 12: 0; 2032 13: 0; 2033 14: 0; 2034 15: 0; 2035 16: 0; 2036 17: 0; 2037 18: 0; 2038 19: 0; 2039 20: 0; 2040 21: 0; 2041 22: 0; 2042 23: 0; 2043 24: 0; 2044 25: 0; 2045 26: 0; 2046 27: 0; 2047 28: 0; 2048 29: 0; 2049 30: 0
| Insurance |  | 2020 1: 0; 2021 2: 0; 2022 3: 0; 2023 4: 0; 2024 5: 0; 2025 6: 0; 2026 7: 0; 2027 8: 0; 2028 9: 0; 2029 10: 0; 2030 11: 0; 2031 12: 0; 2032 13: 0; 2033 14: 0; 2034 15: 0; 2035 16: 0; 2036 17: 0; 2037 18: 0; 2038 19: 0; 2039 20: 0; 2040 21: 0; 2041 22: 0; 2042 23: 0; 2043 24: 0; 2044 25: 0; 2045 26: 0; 2046 27: 0; 2047 28: 0; 2048 29: 0; 2049 30: 0
| ITC Amort - Grossed for Taxes |  | 2020 1: 0; 2021 2: 0; 2022 3: 0; 2023 4: 0; 2024 5: 0; 2025 6: 0; 2026 7: 0; 2027 8: 0; 2028 9: 0; 2029 10: 0; 2030 11: 0; 2031 12: 0; 2032 13: 0; 2033 14: 0; 2034 15: 0; 2035 16: 0; 2036 17: 0; 2037 18: 0; 2038 19: 0; 2039 20: 0; 2040 21: 0; 2041 22: 0; 2042 23: 0; 2043 24: 0; 2044 25: 0; 2045 26: 0; 2046 27: 0; 2047 28: 0; 2048 29: 0; 2049 30: 0
| Property Taxes |  | 2020 1: 0; 2021 2: 0; 2022 3: 0; 2023 4: 0; 2024 5: 0; 2025 6: 0; 2026 7: 0; 2027 8: 0; 2028 9: 0; 2029 10: 0; 2030 11: 0; 2031 12: 0; 2032 13: 0; 2033 14: 0; 2034 15: 0; 2035 16: 0; 2036 17: 0; 2037 18: 0; 2038 19: 0; 2039 20: 0; 2040 21: 0; 2041 22: 0; 2042 23: 0; 2043 24: 0; 2044 25: 0; 2045 26: 0; 2046 27: 0; 2047 28: 0; 2048 29: 0; 2049 30: 0
| Revenue Requirement |  | 2020 1: 0; 2021 2: 0; 2022 3: 0; 2023 4: 0; 2024 5: 0; 2025 6: 0; 2026 7: 0; 2027 8: 0; 2028 9: 0; 2029 10: 0; 2030 11: 0; 2031 12: 0; 2032 13: 0; 2033 14: 0; 2034 15: 0; 2035 16: 0; 2036 17: 0; 2037 18: 0; 2038 19: 0; 2039 20: 0; 2040 21: 0; 2041 22: 0; 2042 23: 0; 2043 24: 0; 2044 25: 0; 2045 26: 0; 2046 27: 0; 2047 28: 0; 2048 29: 0; 2049 30: 0
| Book Depreciation |  | 2020 1: 0; 2021 2: 0; 2022 3: 0; 2023 4: 0; 2024 5: 0; 2025 6: 0; 2026 7: 0; 2027 8: 0; 2028 9: 0; 2029 10: 0; 2030 11: 0; 2031 12: 0; 2032 13: 0; 2033 14: 0; 2034 15: 0; 2035 16: 0; 2036 17: 0; 2037 18: 0; 2038 19: 0; 2039 20: 0; 2040 21: 0; 2041 22: 0; 2042 23: 0; 2043 24: 0; 2044 25: 0; 2045 26: 0; 2046 27: 0; 2047 28: 0; 2048 29: 0; 2049 30: 0
| Tax Depreciation |  | 2020 1: 0; 2021 2: 0; 2022 3: 0; 2023 4: 0; 2024 5: 0; 2025 6: 0; 2026 7: 0; 2027 8: 0; 2028 9: 0; 2029 10: 0; 2030 11: 0; 2031 12: 0; 2032 13: 0; 2033 14: 0; 2034 15: 0; 2035 16: 0; 2036 17: 0; 2037 18: 0; 2038 19: 0; 2039 20: 0; 2040 21: 0; 2041 22: 0; 2042 23: 0; 2043 24: 0; 2044 25: 0; 2045 26: 0; 2046 27: 0; 2047 28: 0; 2048 29: 0; 2049 30: 0
| Difference between book and tax |  | 2020 1: 0; 2021 2: 0; 2022 3: 0; 2023 4: 0; 2024 5: 0; 2025 6: 0; 2026 7: 0; 2027 8: 0; 2028 9: 0; 2029 10: 0; 2030 11: 0; 2031 12: 0; 2032 13: 0; 2033 14: 0; 2034 15: 0; 2035 16: 0; 2036 17: 0; 2037 18: 0; 2038 19: 0; 2039 20: 0; 2040 21: 0; 2041 22: 0; 2042 23: 0; 2043 24: 0; 2044 25: 0; 2045 26: 0; 2046 27: 0; 2047 28: 0; 2048 29: 0; 2049 30: 0
| Tax rate |  | 2020 1: 0; 2021 2: 0; 2022 3: 0; 2023 4: 0; 2024 5: 0; 2025 6: 0; 2026 7: 0; 2027 8: 0; 2028 9: 0; 2029 10: 0; 2030 11: 0; 2031 12: 0; 2032 13: 0; 2033 14: 0; 2034 15: 0; 2035 16: 0; 2036 17: 0; 2037 18: 0; 2038 19: 0; 2039 20: 0; 2040 21: 0; 2041 22: 0; 2042 23: 0; 2043 24: 0; 2044 25: 0; 2045 26: 0; 2046 27: 0; 2047 28: 0; 2048 29: 0; 2049 30: 0
Depreciation Tables
|  | 5 | 2020 1: 20%; 2021 2: 32%; 2022 3: 19.2%; 2023 4: 11.52%; 2024 5: 11.52%; 2025 6: 5.76%; 2026 7: 0%; 2027 8: 0%; 2028 9: 0%; 2029 10: 0%; 2030 11: 0%; 2031 12: 0%; 2032 13: 0%; 2033 14: 0%; 2034 15: 0%; 2035 16: 0%; 2036 17: 0%; 2037 18: 0%; 2038 19: 0%; 2039 20: 0%; 2040 21: 0%
|  | 5 | 0: 1; 2020 1: 20%; 2021 2: 32%; 2022 3: 19.2%; 2023 4: 11.52%; 2024 5: 11.52%; 2025 6: 5.76%
|  | 10 | 0: 0; 2020 1: 10%; 2021 2: 18%; 2022 3: 14.4%; 2023 4: 11.52%; 2024 5: 9.22%; 2025 6: 7.37%; 2026 7: 6.55%; 2027 8: 6.55%; 2028 9: 6.56%; 2029 10: 6.55%; 2030 11: 3.28%
|  | 15 | 0: 0; 2020 1: 5%; 2021 2: 9.5%; 2022 3: 8.55%; 2023 4: 7.7%; 2024 5: 6.93%; 2025 6: 6.23%; 2026 7: 5.9%; 2027 8: 5.9%; 2028 9: 5.91%; 2029 10: 5.9%; 2030 11: 5.91%; 2031 12: 5.9%; 2032 13: 5.91%; 2033 14: 5.9%; 2034 15: 5.91%; 2035 16: 2.95%
|  | 20 | 0: 0; 2020 1: 3.75%; 2021 2: 7.219%; 2022 3: 6.677%; 2023 4: 6.177%; 2024 5: 5.713%; 2025 6: 5.285%; 2026 7: 4.888%; 2027 8: 4.522%; 2028 9: 4.462%; 2029 10: 4.461%; 2030 11: 4.462%; 2031 12: 4.461%; 2032 13: 4.462%; 2033 14: 4.461%; 2034 15: 4.462%; 2035 16: 4.461%; 2036 17: 4.462%; 2037 18: 4.461%; 2038 19: 4.462%; 2039 20: 4.461%; 2040 21: 2.231%
Revenue Requirement by vintage year
2012 $000
|  |  |  | 2020 | 2021 | 2022 | 2023 | 2024 | 2025 | 2026 | 2027 | 2028 | 2029 | 2030 | 2031 | 2032 | 2033 | 2034 | 2035 | 2036 | 2037 | 2038 | 2039 | 2040 | 2041 | 2042 | 2043 | 2044 | 2045 | 2046 | 2047 | 2048 | 2049 | 2050 | 2051 | 2052 | 2053 | 2054 | 2055 | 2056 | 2057 | 2058 | 2059 | 2060 | 2061 | 2062 | 2063 | 2064 | 2065 | 2066 | 2067 | 2068 | 2069 | 2070 | 2071 | 2072 | 2073 | 2074 | 2075
|  | 2020 | 0% | 0 | 0 | 0 | 0 | 0 | 0 | 0 | 0 | 0 | 0 | 0 | 0 | 0 | 0 | 0 | 0 | 0 | 0 | 0 | 0 | 0 | 0 | 0 | 0 | 0 | 0 | 0 | 0 | 0 | 0 | 0 | 0 | 0 | 0 | 0 | 0 | 0 | 0 | 0 | 0 | 0 | 0 | 0 | 0 | 0 | 0 | 0 | 0 | 0 | 0 | 0 | 0 | 0 | 0 | 0 | 0
|  | 2021 | 0% |  | 0 | 0 | 0 | 0 | 0 | 0 | 0 | 0 | 0 | 0 | 0 | 0 | 0 | 0 | 0 | 0 | 0 | 0 | 0 | 0 | 0 | 0 | 0 | 0 | 0 | 0 | 0 | 0 | 0 | 0 | 0 | 0 | 0 | 0 | 0 | 0 | 0 | 0 | 0 | 0 | 0 | 0 | 0 | 0 | 0 | 0 | 0 | 0 | 0 | 0 | 0 | 0 | 0 | 0 | 0
|  | 2022 | 0% |  |  | 0 | 0 | 0 | 0 | 0 | 0 | 0 | 0 | 0 | 0 | 0 | 0 | 0 | 0 | 0 | 0 | 0 | 0 | 0 | 0 | 0 | 0 | 0 | 0 | 0 | 0 | 0 | 0 | 0 | 0 | 0 | 0 | 0 | 0 | 0 | 0 | 0 | 0 | 0 | 0 | 0 | 0 | 0 | 0 | 0 | 0 | 0 | 0 | 0 | 0 | 0 | 0 | 0 | 0
|  | 2023 | 0% |  |  |  | 0 | 0 | 0 | 0 | 0 | 0 | 0 | 0 | 0 | 0 | 0 | 0 | 0 | 0 | 0 | 0 | 0 | 0 | 0 | 0 | 0 | 0 | 0 | 0 | 0 | 0 | 0 | 0 | 0 | 0 | 0 | 0 | 0 | 0 | 0 | 0 | 0 | 0 | 0 | 0 | 0 | 0 | 0 | 0 | 0 | 0 | 0 | 0 | 0 | 0 | 0 | 0 | 0
|  | 2024 | 0% |  |  |  |  | 0 | 0 | 0 | 0 | 0 | 0 | 0 | 0 | 0 | 0 | 0 | 0 | 0 | 0 | 0 | 0 | 0 | 0 | 0 | 0 | 0 | 0 | 0 | 0 | 0 | 0 | 0 | 0 | 0 | 0 | 0 | 0 | 0 | 0 | 0 | 0 | 0 | 0 | 0 | 0 | 0 | 0 | 0 | 0 | 0 | 0 | 0 | 0 | 0 | 0 | 0 | 0
|  | 2025 | 0% | [5 empty] | 0 | 0 | 0 | 0 | 0 | 0 | 0 | 0 | 0 | 0 | 0 | 0 | 0 | 0 | 0 | 0 | 0 | 0 | 0 | 0 | 0 | 0 | 0 | 0 | 0 | 0 | 0 | 0 | 0 | 0 | 0 | 0 | 0 | 0 | 0 | 0 | 0 | 0 | 0 | 0 | 0 | 0 | 0 | 0 | 0 | 0 | 0 | 0 | 0 | 0 | 0
|  | 2026 | 0% | [6 empty] | 0 | 0 | 0 | 0 | 0 | 0 | 0 | 0 | 0 | 0 | 0 | 0 | 0 | 0 | 0 | 0 | 0 | 0 | 0 | 0 | 0 | 0 | 0 | 0 | 0 | 0 | 0 | 0 | 0 | 0 | 0 | 0 | 0 | 0 | 0 | 0 | 0 | 0 | 0 | 0 | 0 | 0 | 0 | 0 | 0 | 0 | 0 | 0 | 0 | 0
|  | 2027 | 0% | [7 empty] | 0 | 0 | 0 | 0 | 0 | 0 | 0 | 0 | 0 | 0 | 0 | 0 | 0 | 0 | 0 | 0 | 0 | 0 | 0 | 0 | 0 | 0 | 0 | 0 | 0 | 0 | 0 | 0 | 0 | 0 | 0 | 0 | 0 | 0 | 0 | 0 | 0 | 0 | 0 | 0 | 0 | 0 | 0 | 0 | 0 | 0 | 0 | 0 | 0
|  | 2028 | 0% | [8 empty] | 0 | 0 | 0 | 0 | 0 | 0 | 0 | 0 | 0 | 0 | 0 | 0 | 0 | 0 | 0 | 0 | 0 | 0 | 0 | 0 | 0 | 0 | 0 | 0 | 0 | 0 | 0 | 0 | 0 | 0 | 0 | 0 | 0 | 0 | 0 | 0 | 0 | 0 | 0 | 0 | 0 | 0 | 0 | 0 | 0 | 0 | 0 | 0
|  | 2029 | 0% | [9 empty] | 0 | 0 | 0 | 0 | 0 | 0 | 0 | 0 | 0 | 0 | 0 | 0 | 0 | 0 | 0 | 0 | 0 | 0 | 0 | 0 | 0 | 0 | 0 | 0 | 0 | 0 | 0 | 0 | 0 | 0 | 0 | 0 | 0 | 0 | 0 | 0 | 0 | 0 | 0 | 0 | 0 | 0 | 0 | 0 | 0 | 0 | 0
|  | 2030 | 0% | [10 empty] | 0 | 0 | 0 | 0 | 0 | 0 | 0 | 0 | 0 | 0 | 0 | 0 | 0 | 0 | 0 | 0 | 0 | 0 | 0 | 0 | 0 | 0 | 0 | 0 | 0 | 0 | 0 | 0 | 0 | 0 | 0 | 0 | 0 | 0 | 0 | 0 | 0 | 0 | 0 | 0 | 0 | 0 | 0 | 0 | 0 | 0
|  | 2031 | 0% | [11 empty] | 0 | 0 | 0 | 0 | 0 | 0 | 0 | 0 | 0 | 0 | 0 | 0 | 0 | 0 | 0 | 0 | 0 | 0 | 0 | 0 | 0 | 0 | 0 | 0 | 0 | 0 | 0 | 0 | 0 | 0 | 0 | 0 | 0 | 0 | 0 | 0 | 0 | 0 | 0 | 0 | 0 | 0 | 0 | 0 | 0
|  | 2032 | 0% | [12 empty] | 0 | 0 | 0 | 0 | 0 | 0 | 0 | 0 | 0 | 0 | 0 | 0 | 0 | 0 | 0 | 0 | 0 | 0 | 0 | 0 | 0 | 0 | 0 | 0 | 0 | 0 | 0 | 0 | 0 | 0 | 0 | 0 | 0 | 0 | 0 | 0 | 0 | 0 | 0 | 0 | 0 | 0 | 0 | 0
|  | 2033 | 0% | [13 empty] | 0 | 0 | 0 | 0 | 0 | 0 | 0 | 0 | 0 | 0 | 0 | 0 | 0 | 0 | 0 | 0 | 0 | 0 | 0 | 0 | 0 | 0 | 0 | 0 | 0 | 0 | 0 | 0 | 0 | 0 | 0 | 0 | 0 | 0 | 0 | 0 | 0 | 0 | 0 | 0 | 0 | 0 | 0
|  | 2034 | 0% | [14 empty] | 0 | 0 | 0 | 0 | 0 | 0 | 0 | 0 | 0 | 0 | 0 | 0 | 0 | 0 | 0 | 0 | 0 | 0 | 0 | 0 | 0 | 0 | 0 | 0 | 0 | 0 | 0 | 0 | 0 | 0 | 0 | 0 | 0 | 0 | 0 | 0 | 0 | 0 | 0 | 0 | 0 | 0
|  | 2035 | 0% | [15 empty] | 0 | 0 | 0 | 0 | 0 | 0 | 0 | 0 | 0 | 0 | 0 | 0 | 0 | 0 | 0 | 0 | 0 | 0 | 0 | 0 | 0 | 0 | 0 | 0 | 0 | 0 | 0 | 0 | 0 | 0 | 0 | 0 | 0 | 0 | 0 | 0 | 0 | 0 | 0 | 0 | 0
|  | 2036 | 0% | [16 empty] | 0 | 0 | 0 | 0 | 0 | 0 | 0 | 0 | 0 | 0 | 0 | 0 | 0 | 0 | 0 | 0 | 0 | 0 | 0 | 0 | 0 | 0 | 0 | 0 | 0 | 0 | 0 | 0 | 0 | 0 | 0 | 0 | 0 | 0 | 0 | 0 | 0 | 0 | 0 | 0
|  | 2037 | 0% | [17 empty] | 0 | 0 | 0 | 0 | 0 | 0 | 0 | 0 | 0 | 0 | 0 | 0 | 0 | 0 | 0 | 0 | 0 | 0 | 0 | 0 | 0 | 0 | 0 | 0 | 0 | 0 | 0 | 0 | 0 | 0 | 0 | 0 | 0 | 0 | 0 | 0 | 0 | 0 | 0
|  | 2038 | 0% | [18 empty] | 0 | 0 | 0 | 0 | 0 | 0 | 0 | 0 | 0 | 0 | 0 | 0 | 0 | 0 | 0 | 0 | 0 | 0 | 0 | 0 | 0 | 0 | 0 | 0 | 0 | 0 | 0 | 0 | 0 | 0 | 0 | 0 | 0 | 0 | 0 | 0 | 0 | 0
|  | 2039 | 0% | [19 empty] | 0 | 0 | 0 | 0 | 0 | 0 | 0 | 0 | 0 | 0 | 0 | 0 | 0 | 0 | 0 | 0 | 0 | 0 | 0 | 0 | 0 | 0 | 0 | 0 | 0 | 0 | 0 | 0 | 0 | 0 | 0 | 0 | 0 | 0 | 0 | 0 | 0
|  | 2040 | 0% | [20 empty] | 0 | 0 | 0 | 0 | 0 | 0 | 0 | 0 | 0 | 0 | 0 | 0 | 0 | 0 | 0 | 0 | 0 | 0 | 0 | 0 | 0 | 0 | 0 | 0 | 0 | 0 | 0 | 0 | 0 | 0 | 0 | 0 | 0 | 0 | 0 | 0
|  | 2041 | 0% | [21 empty] | 0 | 0 | 0 | 0 | 0 | 0 | 0 | 0 | 0 | 0 | 0 | 0 | 0 | 0 | 0 | 0 | 0 | 0 | 0 | 0 | 0 | 0 | 0 | 0 | 0 | 0 | 0 | 0 | 0 | 0 | 0 | 0 | 0 | 0 | 0
|  | 2042 | 0% | [22 empty] | 0 | 0 | 0 | 0 | 0 | 0 | 0 | 0 | 0 | 0 | 0 | 0 | 0 | 0 | 0 | 0 | 0 | 0 | 0 | 0 | 0 | 0 | 0 | 0 | 0 | 0 | 0 | 0 | 0 | 0 | 0 | 0 | 0 | 0
|  | 2043 | 0% | 2043: 0; 2044: 0; 2045: 0; 2046: 0; 2047: 0; 2048: 0; 2049: 0; 2050: 0; 2051: 0; 2052: 0; 2053: 0; 2054: 0; 2055: 0; 2056: 0; 2057: 0; 2058: 0; 2059: 0; 2060: 0; 2061: 0; 2062: 0; 2063: 0; 2064: 0; 2065: 0; 2066: 0; 2067: 0; 2068: 0; 2069: 0; 2070: 0; 2071: 0; 2072: 0; 2073: 0; 2074: 0; 2075: 0
|  | 2044 | 0% | 2044: 0; 2045: 0; 2046: 0; 2047: 0; 2048: 0; 2049: 0; 2050: 0; 2051: 0; 2052: 0; 2053: 0; 2054: 0; 2055: 0; 2056: 0; 2057: 0; 2058: 0; 2059: 0; 2060: 0; 2061: 0; 2062: 0; 2063: 0; 2064: 0; 2065: 0; 2066: 0; 2067: 0; 2068: 0; 2069: 0; 2070: 0; 2071: 0; 2072: 0; 2073: 0; 2074: 0; 2075: 0
|  | 2045 | 0% | 2045: 0; 2046: 0; 2047: 0; 2048: 0; 2049: 0; 2050: 0; 2051: 0; 2052: 0; 2053: 0; 2054: 0; 2055: 0; 2056: 0; 2057: 0; 2058: 0; 2059: 0; 2060: 0; 2061: 0; 2062: 0; 2063: 0; 2064: 0; 2065: 0; 2066: 0; 2067: 0; 2068: 0; 2069: 0; 2070: 0; 2071: 0; 2072: 0; 2073: 0; 2074: 0; 2075: 0
|  | 2046 | 0% | 2046: 0; 2047: 0; 2048: 0; 2049: 0; 2050: 0; 2051: 0; 2052: 0; 2053: 0; 2054: 0; 2055: 0; 2056: 0; 2057: 0; 2058: 0; 2059: 0; 2060: 0; 2061: 0; 2062: 0; 2063: 0; 2064: 0; 2065: 0; 2066: 0; 2067: 0; 2068: 0; 2069: 0; 2070: 0; 2071: 0; 2072: 0; 2073: 0; 2074: 0; 2075: 0 | 0 | 0 | 0 | 0
|  | 2047 | 0% | 2047: 0; 2048: 0; 2049: 0; 2050: 0; 2051: 0; 2052: 0; 2053: 0; 2054: 0; 2055: 0; 2056: 0; 2057: 0; 2058: 0; 2059: 0; 2060: 0; 2061: 0; 2062: 0; 2063: 0; 2064: 0; 2065: 0; 2066: 0; 2067: 0; 2068: 0; 2069: 0; 2070: 0; 2071: 0; 2072: 0; 2073: 0; 2074: 0; 2075: 0 | 0 | 0 | 0 | 0
|  | 2048 | 0% | 2048: 0; 2049: 0; 2050: 0; 2051: 0; 2052: 0; 2053: 0; 2054: 0; 2055: 0; 2056: 0; 2057: 0; 2058: 0; 2059: 0; 2060: 0; 2061: 0; 2062: 0; 2063: 0; 2064: 0; 2065: 0; 2066: 0; 2067: 0; 2068: 0; 2069: 0; 2070: 0; 2071: 0; 2072: 0; 2073: 0; 2074: 0; 2075: 0 | 0 | 0 | 0 | 0
|  | 2049 | 0% | 2049: 0; 2050: 0; 2051: 0; 2052: 0; 2053: 0; 2054: 0; 2055: 0; 2056: 0; 2057: 0; 2058: 0; 2059: 0; 2060: 0; 2061: 0; 2062: 0; 2063: 0; 2064: 0; 2065: 0; 2066: 0; 2067: 0; 2068: 0; 2069: 0; 2070: 0; 2071: 0; 2072: 0; 2073: 0; 2074: 0; 2075: 0 | 0 | 0 | 0 | 0
|  | 2050 | 0% | 2050: 0; 2051: 0; 2052: 0; 2053: 0; 2054: 0; 2055: 0; 2056: 0; 2057: 0; 2058: 0; 2059: 0; 2060: 0; 2061: 0; 2062: 0; 2063: 0; 2064: 0; 2065: 0; 2066: 0; 2067: 0; 2068: 0; 2069: 0; 2070: 0; 2071: 0; 2072: 0; 2073: 0; 2074: 0; 2075: 0 | 0 | 0 | 0 | 0
Revenue Requirement by vintage year
2012 $/MW-wk
| Aurora Input |  | Levelized Cost | 2020 | 2021 | 2022 | 2023 | 2024 | 2025 | 2026 | 2027 | 2028 | 2029 | 2030 | 2031 | 2032 | 2033 | 2034 | 2035 | 2036 | 2037 | 2038 | 2039 | 2040 | 2041 | 2042 | 2043 | 2044 | 2045 | 2046 | 2047 | 2048 | 2049 | 2050 | 2051 | 2052 | 2053 | 2054 | 2055 | 2056 | 2057 | 2058 | 2059 | 2060 | 2061 | 2062 | 2063 | 2064 | 2065 | 2066 | 2067 | 2068 | 2069 | 2070 | 2071 | 2072 | 2073 | 2074 | 2075
|  | 2020 | 0 | 0 | 0 | 0 | 0 | 0 | 0 | 0 | 0 | 0 | 0 | 0 | 0 | 0 | 0 | 0 | 0 | 0 | 0 | 0 | 0 | 0 | 0 | 0 | 0 | 0 | 0 | 0 | 0 | 0 | 0 | 0 | 0 | 0 | 0 | 0 | 0 | 0 | 0 | 0 | 0 | 0 | 0 | 0 | 0 | 0 | 0 | 0 | 0 | 0 | 0 | 0 | 0 | 0 | 0 | 0 | 0
|  | 2021 | 0 |  | 0 | 0 | 0 | 0 | 0 | 0 | 0 | 0 | 0 | 0 | 0 | 0 | 0 | 0 | 0 | 0 | 0 | 0 | 0 | 0 | 0 | 0 | 0 | 0 | 0 | 0 | 0 | 0 | 0 | 0 | 0 | 0 | 0 | 0 | 0 | 0 | 0 | 0 | 0 | 0 | 0 | 0 | 0 | 0 | 0 | 0 | 0 | 0 | 0 | 0 | 0 | 0 | 0 | 0 | 0
|  | 2022 | 0 |  |  | 0 | 0 | 0 | 0 | 0 | 0 | 0 | 0 | 0 | 0 | 0 | 0 | 0 | 0 | 0 | 0 | 0 | 0 | 0 | 0 | 0 | 0 | 0 | 0 | 0 | 0 | 0 | 0 | 0 | 0 | 0 | 0 | 0 | 0 | 0 | 0 | 0 | 0 | 0 | 0 | 0 | 0 | 0 | 0 | 0 | 0 | 0 | 0 | 0 | 0 | 0 | 0 | 0 | 0
|  | 2023 | 0 |  |  |  | 0 | 0 | 0 | 0 | 0 | 0 | 0 | 0 | 0 | 0 | 0 | 0 | 0 | 0 | 0 | 0 | 0 | 0 | 0 | 0 | 0 | 0 | 0 | 0 | 0 | 0 | 0 | 0 | 0 | 0 | 0 | 0 | 0 | 0 | 0 | 0 | 0 | 0 | 0 | 0 | 0 | 0 | 0 | 0 | 0 | 0 | 0 | 0 | 0 | 0 | 0 | 0 | 0
|  | 2024 | 0 |  |  |  |  | 0 | 0 | 0 | 0 | 0 | 0 | 0 | 0 | 0 | 0 | 0 | 0 | 0 | 0 | 0 | 0 | 0 | 0 | 0 | 0 | 0 | 0 | 0 | 0 | 0 | 0 | 0 | 0 | 0 | 0 | 0 | 0 | 0 | 0 | 0 | 0 | 0 | 0 | 0 | 0 | 0 | 0 | 0 | 0 | 0 | 0 | 0 | 0 | 0 | 0 | 0 | 0
|  | 2025 | 0 | [5 empty] | 0 | 0 | 0 | 0 | 0 | 0 | 0 | 0 | 0 | 0 | 0 | 0 | 0 | 0 | 0 | 0 | 0 | 0 | 0 | 0 | 0 | 0 | 0 | 0 | 0 | 0 | 0 | 0 | 0 | 0 | 0 | 0 | 0 | 0 | 0 | 0 | 0 | 0 | 0 | 0 | 0 | 0 | 0 | 0 | 0 | 0 | 0 | 0 | 0 | 0 | 0
|  | 2026 | 0 | [6 empty] | 0 | 0 | 0 | 0 | 0 | 0 | 0 | 0 | 0 | 0 | 0 | 0 | 0 | 0 | 0 | 0 | 0 | 0 | 0 | 0 | 0 | 0 | 0 | 0 | 0 | 0 | 0 | 0 | 0 | 0 | 0 | 0 | 0 | 0 | 0 | 0 | 0 | 0 | 0 | 0 | 0 | 0 | 0 | 0 | 0 | 0 | 0 | 0 | 0 | 0
|  | 2027 | 0 | [7 empty] | 0 | 0 | 0 | 0 | 0 | 0 | 0 | 0 | 0 | 0 | 0 | 0 | 0 | 0 | 0 | 0 | 0 | 0 | 0 | 0 | 0 | 0 | 0 | 0 | 0 | 0 | 0 | 0 | 0 | 0 | 0 | 0 | 0 | 0 | 0 | 0 | 0 | 0 | 0 | 0 | 0 | 0 | 0 | 0 | 0 | 0 | 0 | 0 | 0
|  | 2028 | 0 | [8 empty] | 0 | 0 | 0 | 0 | 0 | 0 | 0 | 0 | 0 | 0 | 0 | 0 | 0 | 0 | 0 | 0 | 0 | 0 | 0 | 0 | 0 | 0 | 0 | 0 | 0 | 0 | 0 | 0 | 0 | 0 | 0 | 0 | 0 | 0 | 0 | 0 | 0 | 0 | 0 | 0 | 0 | 0 | 0 | 0 | 0 | 0 | 0 | 0
|  | 2029 | 0 | [9 empty] | 0 | 0 | 0 | 0 | 0 | 0 | 0 | 0 | 0 | 0 | 0 | 0 | 0 | 0 | 0 | 0 | 0 | 0 | 0 | 0 | 0 | 0 | 0 | 0 | 0 | 0 | 0 | 0 | 0 | 0 | 0 | 0 | 0 | 0 | 0 | 0 | 0 | 0 | 0 | 0 | 0 | 0 | 0 | 0 | 0 | 0 | 0
|  | 2030 | 0 | [10 empty] | 0 | 0 | 0 | 0 | 0 | 0 | 0 | 0 | 0 | 0 | 0 | 0 | 0 | 0 | 0 | 0 | 0 | 0 | 0 | 0 | 0 | 0 | 0 | 0 | 0 | 0 | 0 | 0 | 0 | 0 | 0 | 0 | 0 | 0 | 0 | 0 | 0 | 0 | 0 | 0 | 0 | 0 | 0 | 0 | 0 | 0
|  | 2031 | 0 | [11 empty] | 0 | 0 | 0 | 0 | 0 | 0 | 0 | 0 | 0 | 0 | 0 | 0 | 0 | 0 | 0 | 0 | 0 | 0 | 0 | 0 | 0 | 0 | 0 | 0 | 0 | 0 | 0 | 0 | 0 | 0 | 0 | 0 | 0 | 0 | 0 | 0 | 0 | 0 | 0 | 0 | 0 | 0 | 0 | 0 | 0
|  | 2032 | 0 | [12 empty] | 0 | 0 | 0 | 0 | 0 | 0 | 0 | 0 | 0 | 0 | 0 | 0 | 0 | 0 | 0 | 0 | 0 | 0 | 0 | 0 | 0 | 0 | 0 | 0 | 0 | 0 | 0 | 0 | 0 | 0 | 0 | 0 | 0 | 0 | 0 | 0 | 0 | 0 | 0 | 0 | 0 | 0 | 0 | 0
|  | 2033 | 0 | [13 empty] | 0 | 0 | 0 | 0 | 0 | 0 | 0 | 0 | 0 | 0 | 0 | 0 | 0 | 0 | 0 | 0 | 0 | 0 | 0 | 0 | 0 | 0 | 0 | 0 | 0 | 0 | 0 | 0 | 0 | 0 | 0 | 0 | 0 | 0 | 0 | 0 | 0 | 0 | 0 | 0 | 0 | 0 | 0
|  | 2034 | 0 | [14 empty] | 0 | 0 | 0 | 0 | 0 | 0 | 0 | 0 | 0 | 0 | 0 | 0 | 0 | 0 | 0 | 0 | 0 | 0 | 0 | 0 | 0 | 0 | 0 | 0 | 0 | 0 | 0 | 0 | 0 | 0 | 0 | 0 | 0 | 0 | 0 | 0 | 0 | 0 | 0 | 0 | 0 | 0
|  | 2035 | 0 | [15 empty] | 0 | 0 | 0 | 0 | 0 | 0 | 0 | 0 | 0 | 0 | 0 | 0 | 0 | 0 | 0 | 0 | 0 | 0 | 0 | 0 | 0 | 0 | 0 | 0 | 0 | 0 | 0 | 0 | 0 | 0 | 0 | 0 | 0 | 0 | 0 | 0 | 0 | 0 | 0 | 0 | 0
|  | 2036 | 0 | [16 empty] | 0 | 0 | 0 | 0 | 0 | 0 | 0 | 0 | 0 | 0 | 0 | 0 | 0 | 0 | 0 | 0 | 0 | 0 | 0 | 0 | 0 | 0 | 0 | 0 | 0 | 0 | 0 | 0 | 0 | 0 | 0 | 0 | 0 | 0 | 0 | 0 | 0 | 0 | 0 | 0
|  | 2037 | 0 | [17 empty] | 0 | 0 | 0 | 0 | 0 | 0 | 0 | 0 | 0 | 0 | 0 | 0 | 0 | 0 | 0 | 0 | 0 | 0 | 0 | 0 | 0 | 0 | 0 | 0 | 0 | 0 | 0 | 0 | 0 | 0 | 0 | 0 | 0 | 0 | 0 | 0 | 0 | 0 | 0
|  | 2038 | 0 | [18 empty] | 0 | 0 | 0 | 0 | 0 | 0 | 0 | 0 | 0 | 0 | 0 | 0 | 0 | 0 | 0 | 0 | 0 | 0 | 0 | 0 | 0 | 0 | 0 | 0 | 0 | 0 | 0 | 0 | 0 | 0 | 0 | 0 | 0 | 0 | 0 | 0 | 0 | 0
|  | 2039 | 0 | [19 empty] | 0 | 0 | 0 | 0 | 0 | 0 | 0 | 0 | 0 | 0 | 0 | 0 | 0 | 0 | 0 | 0 | 0 | 0 | 0 | 0 | 0 | 0 | 0 | 0 | 0 | 0 | 0 | 0 | 0 | 0 | 0 | 0 | 0 | 0 | 0 | 0 | 0
|  | 2040 | 0 | [20 empty] | 0 | 0 | 0 | 0 | 0 | 0 | 0 | 0 | 0 | 0 | 0 | 0 | 0 | 0 | 0 | 0 | 0 | 0 | 0 | 0 | 0 | 0 | 0 | 0 | 0 | 0 | 0 | 0 | 0 | 0 | 0 | 0 | 0 | 0 | 0 | 0
|  | 2041 | 0 | [21 empty] | 0 | 0 | 0 | 0 | 0 | 0 | 0 | 0 | 0 | 0 | 0 | 0 | 0 | 0 | 0 | 0 | 0 | 0 | 0 | 0 | 0 | 0 | 0 | 0 | 0 | 0 | 0 | 0 | 0 | 0 | 0 | 0 | 0 | 0 | 0
|  | 2042 | 0 | [22 empty] | 0 | 0 | 0 | 0 | 0 | 0 | 0 | 0 | 0 | 0 | 0 | 0 | 0 | 0 | 0 | 0 | 0 | 0 | 0 | 0 | 0 | 0 | 0 | 0 | 0 | 0 | 0 | 0 | 0 | 0 | 0 | 0 | 0 | 0
|  | 2043 | 0 | 2043: 0; 2044: 0; 2045: 0; 2046: 0; 2047: 0; 2048: 0; 2049: 0; 2050: 0; 2051: 0; 2052: 0; 2053: 0; 2054: 0; 2055: 0; 2056: 0; 2057: 0; 2058: 0; 2059: 0; 2060: 0; 2061: 0; 2062: 0; 2063: 0; 2064: 0; 2065: 0; 2066: 0; 2067: 0; 2068: 0; 2069: 0; 2070: 0; 2071: 0; 2072: 0; 2073: 0; 2074: 0; 2075: 0
|  | 2044 | 0 | 2044: 0; 2045: 0; 2046: 0; 2047: 0; 2048: 0; 2049: 0; 2050: 0; 2051: 0; 2052: 0; 2053: 0; 2054: 0; 2055: 0; 2056: 0; 2057: 0; 2058: 0; 2059: 0; 2060: 0; 2061: 0; 2062: 0; 2063: 0; 2064: 0; 2065: 0; 2066: 0; 2067: 0; 2068: 0; 2069: 0; 2070: 0; 2071: 0; 2072: 0; 2073: 0; 2074: 0; 2075: 0
|  | 2045 | 0 | 2045: 0; 2046: 0; 2047: 0; 2048: 0; 2049: 0; 2050: 0; 2051: 0; 2052: 0; 2053: 0; 2054: 0; 2055: 0; 2056: 0; 2057: 0; 2058: 0; 2059: 0; 2060: 0; 2061: 0; 2062: 0; 2063: 0; 2064: 0; 2065: 0; 2066: 0; 2067: 0; 2068: 0; 2069: 0; 2070: 0; 2071: 0; 2072: 0; 2073: 0; 2074: 0; 2075: 0 | 0 | 0 | 0 | 0
|  | 2046 | 0 | 2046: 0; 2047: 0; 2048: 0; 2049: 0; 2050: 0; 2051: 0; 2052: 0; 2053: 0; 2054: 0; 2055: 0; 2056: 0; 2057: 0; 2058: 0; 2059: 0; 2060: 0; 2061: 0; 2062: 0; 2063: 0; 2064: 0; 2065: 0; 2066: 0; 2067: 0; 2068: 0; 2069: 0; 2070: 0; 2071: 0; 2072: 0; 2073: 0; 2074: 0; 2075: 0 | 0 | 0 | 0 | 0
|  | 2047 | 0 | 2047: 0; 2048: 0; 2049: 0; 2050: 0; 2051: 0; 2052: 0; 2053: 0; 2054: 0; 2055: 0; 2056: 0; 2057: 0; 2058: 0; 2059: 0; 2060: 0; 2061: 0; 2062: 0; 2063: 0; 2064: 0; 2065: 0; 2066: 0; 2067: 0; 2068: 0; 2069: 0; 2070: 0; 2071: 0; 2072: 0; 2073: 0; 2074: 0; 2075: 0 | 0 | 0 | 0 | 0
|  | 2048 | 0 | 2048: 0; 2049: 0; 2050: 0; 2051: 0; 2052: 0; 2053: 0; 2054: 0; 2055: 0; 2056: 0; 2057: 0; 2058: 0; 2059: 0; 2060: 0; 2061: 0; 2062: 0; 2063: 0; 2064: 0; 2065: 0; 2066: 0; 2067: 0; 2068: 0; 2069: 0; 2070: 0; 2071: 0; 2072: 0; 2073: 0; 2074: 0; 2075: 0 | 0 | 0 | 0 | 0
|  | 2049 | 0 | 2049: 0; 2050: 0; 2051: 0; 2052: 0; 2053: 0; 2054: 0; 2055: 0; 2056: 0; 2057: 0; 2058: 0; 2059: 0; 2060: 0; 2061: 0; 2062: 0; 2063: 0; 2064: 0; 2065: 0; 2066: 0; 2067: 0; 2068: 0; 2069: 0; 2070: 0; 2071: 0; 2072: 0; 2073: 0; 2074: 0; 2075: 0 | 0 | 0 | 0 | 0
|  | 2050 | 0 | 2050: 0; 2051: 0; 2052: 0; 2053: 0; 2054: 0; 2055: 0; 2056: 0; 2057: 0; 2058: 0; 2059: 0; 2060: 0; 2061: 0; 2062: 0; 2063: 0; 2064: 0; 2065: 0; 2066: 0; 2067: 0; 2068: 0; 2069: 0; 2070: 0; 2071: 0; 2072: 0; 2073: 0; 2074: 0; 2075: 0 | 0 | 0 | 0 | 0
Annual Change (%) | bar: 2020 to 2075
|  | Levelized Capital Cost ($/MW-wk) |  | 0 | 0 | 0 | 0 | 0 | 0 | 0 | 0 | 0 | 0 | 0 | 0 | 0 | 0 | 0 | 0 | 0 | 0 | 0 | 0 | 0 | 0 | 0 | 0 | 0 | 0 | 0 | 0 | 0 | 0 | 0 | 0 | 0 | 0 | 0 | 0 | 0 | 0 | 0 | 0 | 0 | 0 | 0 | 0 | 0 | 0 | 0 | 0 | 0 | 0 | 0 | 0 | 0 | 0 | 0 | 0
|  | Economic Life | 30
|  | check s/b 0 | 0
itc
Revenue Requirement by vintage year
2012 $/MW-wk
| Aurora Input |  | Levelized Cost | 2020 | 2021 | 2022 | 2023 | 2024 | 2025 | 2026 | 2027 | 2028 | 2029 | 2030 | 2031 | 2032 | 2033 | 2034 | 2035 | 2036 | 2037 | 2038 | 2039 | 2040 | 2041 | 2042 | 2043 | 2044 | 2045 | 2046 | Levelized | 2047 | 2048 | 2049 | 2050 | 2051 | 2052 | 2053 | 2054 | 2055 | 2056 | 2057 | 2058 | 2059 | 2060 | 2061 | 2062 | 2063 | 2064 | 2065 | 2066 | 2067 | 2068 | 2069 | 2070 | 2071 | 2072 | 2073 | 2074 | 2075 | 2076 | 2077 | 2078 | 2079
|  | 2020 | 0 | 0 | 0 | 0 | 0 | 0 | 0 | 0 | 0 | 0 | 0 | 0 | 0 | 0 | 0 | 0 | 0 | 0 | 0 | 0 | 0 | 0 | 0 | 0 | 0 | 0 | 0 | 0 | 0 | 0 | 0 | 0 | 0 | 0 | 0 | 0 | 0 | 0 | 0 | 0 | 0 | 0 | 0 | 0 | 0 | 0 | 0 | 0 | 0 | 0 | 0 | 0 | 0 | 0 | 0 | 0 | 0 | 0 | 0 | 0 | 0 | 0
|  | 2021 | 0 |  | 0 | 0 | 0 | 0 | 0 | 0 | 0 | 0 | 0 | 0 | 0 | 0 | 0 | 0 | 0 | 0 | 0 | 0 | 0 | 0 | 0 | 0 | 0 | 0 | 0 | 0 | 0 | 0 | 0 | 0 | 0 | 0 | 0 | 0 | 0 | 0 | 0 | 0 | 0 | 0 | 0 | 0 | 0 | 0 | 0 | 0 | 0 | 0 | 0 | 0 | 0 | 0 | 0 | 0 | 0 | 0 | 0 | 0 | 0 | 0
|  | 2022 | 0 |  |  | 0 | 0 | 0 | 0 | 0 | 0 | 0 | 0 | 0 | 0 | 0 | 0 | 0 | 0 | 0 | 0 | 0 | 0 | 0 | 0 | 0 | 0 | 0 | 0 | 0 | 0 | 0 | 0 | 0 | 0 | 0 | 0 | 0 | 0 | 0 | 0 | 0 | 0 | 0 | 0 | 0 | 0 | 0 | 0 | 0 | 0 | 0 | 0 | 0 | 0 | 0 | 0 | 0 | 0 | 0 | 0 | 0 | 0 | 0
|  | 2023 | 0 |  |  |  | 0 | 0 | 0 | 0 | 0 | 0 | 0 | 0 | 0 | 0 | 0 | 0 | 0 | 0 | 0 | 0 | 0 | 0 | 0 | 0 | 0 | 0 | 0 | 0 | 0 | 0 | 0 | 0 | 0 | 0 | 0 | 0 | 0 | 0 | 0 | 0 | 0 | 0 | 0 | 0 | 0 | 0 | 0 | 0 | 0 | 0 | 0 | 0 | 0 | 0 | 0 | 0 | 0 | 0 | 0 | 0 | 0 | 0
|  | 2024 | 0 |  |  |  |  | 0 | 0 | 0 | 0 | 0 | 0 | 0 | 0 | 0 | 0 | 0 | 0 | 0 | 0 | 0 | 0 | 0 | 0 | 0 | 0 | 0 | 0 | 0 | 0 | 0 | 0 | 0 | 0 | 0 | 0 | 0 | 0 | 0 | 0 | 0 | 0 | 0 | 0 | 0 | 0 | 0 | 0 | 0 | 0 | 0 | 0 | 0 | 0 | 0 | 0 | 0 | 0 | 0 | 0 | 0 | 0 | 0
|  | 2025 | 0 | [5 empty] | 0 | 0 | 0 | 0 | 0 | 0 | 0 | 0 | 0 | 0 | 0 | 0 | 0 | 0 | 0 | 0 | 0 | 0 | 0 | 0 | 0 | 0 | 0 | 0 | 0 | 0 | 0 | 0 | 0 | 0 | 0 | 0 | 0 | 0 | 0 | 0 | 0 | 0 | 0 | 0 | 0 | 0 | 0 | 0 | 0 | 0 | 0 | 0 | 0 | 0 | 0 | 0 | 0 | 0 | 0 | 0
|  | 2026 | 0 | [6 empty] | 0 | 0 | 0 | 0 | 0 | 0 | 0 | 0 | 0 | 0 | 0 | 0 | 0 | 0 | 0 | 0 | 0 | 0 | 0 | 0 | 0 | 0 | 0 | 0 | 0 | 0 | 0 | 0 | 0 | 0 | 0 | 0 | 0 | 0 | 0 | 0 | 0 | 0 | 0 | 0 | 0 | 0 | 0 | 0 | 0 | 0 | 0 | 0 | 0 | 0 | 0 | 0 | 0 | 0 | 0
|  | 2027 | 0 | [7 empty] | 0 | 0 | 0 | 0 | 0 | 0 | 0 | 0 | 0 | 0 | 0 | 0 | 0 | 0 | 0 | 0 | 0 | 0 | 0 | 0 | 0 | 0 | 0 | 0 | 0 | 0 | 0 | 0 | 0 | 0 | 0 | 0 | 0 | 0 | 0 | 0 | 0 | 0 | 0 | 0 | 0 | 0 | 0 | 0 | 0 | 0 | 0 | 0 | 0 | 0 | 0 | 0 | 0 | 0
|  | 2028 | 0 | [8 empty] | 0 | 0 | 0 | 0 | 0 | 0 | 0 | 0 | 0 | 0 | 0 | 0 | 0 | 0 | 0 | 0 | 0 | 0 | 0 | 0 | 0 | 0 | 0 | 0 | 0 | 0 | 0 | 0 | 0 | 0 | 0 | 0 | 0 | 0 | 0 | 0 | 0 | 0 | 0 | 0 | 0 | 0 | 0 | 0 | 0 | 0 | 0 | 0 | 0 | 0 | 0 | 0 | 0
|  | 2029 | 0 | [9 empty] | 0 | 0 | 0 | 0 | 0 | 0 | 0 | 0 | 0 | 0 | 0 | 0 | 0 | 0 | 0 | 0 | 0 | 0 | 0 | 0 | 0 | 0 | 0 | 0 | 0 | 0 | 0 | 0 | 0 | 0 | 0 | 0 | 0 | 0 | 0 | 0 | 0 | 0 | 0 | 0 | 0 | 0 | 0 | 0 | 0 | 0 | 0 | 0 | 0 | 0 | 0 | 0
|  | 2030 | 0 | [10 empty] | 0 | 0 | 0 | 0 | 0 | 0 | 0 | 0 | 0 | 0 | 0 | 0 | 0 | 0 | 0 | 0 | 0 | 0 | 0 | 0 | 0 | 0 | 0 | 0 | 0 | 0 | 0 | 0 | 0 | 0 | 0 | 0 | 0 | 0 | 0 | 0 | 0 | 0 | 0 | 0 | 0 | 0 | 0 | 0 | 0 | 0 | 0 | 0 | 0 | 0 | 0
|  | 2031 | 0 | [11 empty] | 0 | 0 | 0 | 0 | 0 | 0 | 0 | 0 | 0 | 0 | 0 | 0 | 0 | 0 | 0 | 0 | 0 | 0 | 0 | 0 | 0 | 0 | 0 | 0 | 0 | 0 | 0 | 0 | 0 | 0 | 0 | 0 | 0 | 0 | 0 | 0 | 0 | 0 | 0 | 0 | 0 | 0 | 0 | 0 | 0 | 0 | 0 | 0 | 0 | 0
|  | 2032 | 0 | [12 empty] | 0 | 0 | 0 | 0 | 0 | 0 | 0 | 0 | 0 | 0 | 0 | 0 | 0 | 0 | 0 | 0 | 0 | 0 | 0 | 0 | 0 | 0 | 0 | 0 | 0 | 0 | 0 | 0 | 0 | 0 | 0 | 0 | 0 | 0 | 0 | 0 | 0 | 0 | 0 | 0 | 0 | 0 | 0 | 0 | 0 | 0 | 0 | 0 | 0
|  | 2033 | 0 | [13 empty] | 0 | 0 | 0 | 0 | 0 | 0 | 0 | 0 | 0 | 0 | 0 | 0 | 0 | 0 | 0 | 0 | 0 | 0 | 0 | 0 | 0 | 0 | 0 | 0 | 0 | 0 | 0 | 0 | 0 | 0 | 0 | 0 | 0 | 0 | 0 | 0 | 0 | 0 | 0 | 0 | 0 | 0 | 0 | 0 | 0 | 0 | 0 | 0
|  | 2034 | 0 | [14 empty] | 0 | 0 | 0 | 0 | 0 | 0 | 0 | 0 | 0 | 0 | 0 | 0 | 0 | 0 | 0 | 0 | 0 | 0 | 0 | 0 | 0 | 0 | 0 | 0 | 0 | 0 | 0 | 0 | 0 | 0 | 0 | 0 | 0 | 0 | 0 | 0 | 0 | 0 | 0 | 0 | 0 | 0 | 0 | 0 | 0 | 0 | 0
|  | 2035 | 0 | [15 empty] | 0 | 0 | 0 | 0 | 0 | 0 | 0 | 0 | 0 | 0 | 0 | 0 | 0 | 0 | 0 | 0 | 0 | 0 | 0 | 0 | 0 | 0 | 0 | 0 | 0 | 0 | 0 | 0 | 0 | 0 | 0 | 0 | 0 | 0 | 0 | 0 | 0 | 0 | 0 | 0 | 0 | 0 | 0 | 0 | 0 | 0
|  | 2036 | 0 | [16 empty] | 0 | 0 | 0 | 0 | 0 | 0 | 0 | 0 | 0 | 0 | 0 | 0 | 0 | 0 | 0 | 0 | 0 | 0 | 0 | 0 | 0 | 0 | 0 | 0 | 0 | 0 | 0 | 0 | 0 | 0 | 0 | 0 | 0 | 0 | 0 | 0 | 0 | 0 | 0 | 0 | 0 | 0 | 0 | 0 | 0
|  | 2037 | 0 | [17 empty] | 0 | 0 | 0 | 0 | 0 | 0 | 0 | 0 | 0 | 0 | 0 | 0 | 0 | 0 | 0 | 0 | 0 | 0 | 0 | 0 | 0 | 0 | 0 | 0 | 0 | 0 | 0 | 0 | 0 | 0 | 0 | 0 | 0 | 0 | 0 | 0 | 0 | 0 | 0 | 0 | 0 | 0 | 0 | 0
|  | 2038 | 0 | [18 empty] | 0 | 0 | 0 | 0 | 0 | 0 | 0 | 0 | 0 | 0 | 0 | 0 | 0 | 0 | 0 | 0 | 0 | 0 | 0 | 0 | 0 | 0 | 0 | 0 | 0 | 0 | 0 | 0 | 0 | 0 | 0 | 0 | 0 | 0 | 0 | 0 | 0 | 0 | 0 | 0 | 0 | 0 | 0
|  | 2039 | 0 | [19 empty] | 0 | 0 | 0 | 0 | 0 | 0 | 0 | 0 | 0 | 0 | 0 | 0 | 0 | 0 | 0 | 0 | 0 | 0 | 0 | 0 | 0 | 0 | 0 | 0 | 0 | 0 | 0 | 0 | 0 | 0 | 0 | 0 | 0 | 0 | 0 | 0 | 0 | 0 | 0 | 0 | 0 | 0
|  | 2040 | 0 | [20 empty] | 0 | 0 | 0 | 0 | 0 | 0 | 0 | 0 | 0 | 0 | 0 | 0 | 0 | 0 | 0 | 0 | 0 | 0 | 0 | 0 | 0 | 0 | 0 | 0 | 0 | 0 | 0 | 0 | 0 | 0 | 0 | 0 | 0 | 0 | 0 | 0 | 0 | 0 | 0 | 0 | 0
|  | 2041 | 0 | [21 empty] | 0 | 0 | 0 | 0 | 0 | 0 | 0 | 0 | 0 | 0 | 0 | 0 | 0 | 0 | 0 | 0 | 0 | 0 | 0 | 0 | 0 | 0 | 0 | 0 | 0 | 0 | 0 | 0 | 0 | 0 | 0 | 0 | 0 | 0 | 0 | 0 | 0 | 0 | 0 | 0
|  | 2042 | 0 | [22 empty] | 0 | 0 | 0 | 0 | 0 | 0 | 0 | 0 | 0 | 0 | 0 | 0 | 0 | 0 | 0 | 0 | 0 | 0 | 0 | 0 | 0 | 0 | 0 | 0 | 0 | 0 | 0 | 0 | 0 | 0 | 0 | 0 | 0 | 0 | 0 | 0 | 0 | 0 | 0
|  | 2043 | 0 | [23 empty] | 0 | 0 | 0 | 0 | 0 | 0 | 0 | 0 | 0 | 0 | 0 | 0 | 0 | 0 | 0 | 0 | 0 | 0 | 0 | 0 | 0 | 0 | 0 | 0 | 0 | 0 | 0 | 0 | 0 | 0 | 0 | 0 | 0 | 0 | 0 | 0 | 0 | 0
|  | 2044 | 0 | [24 empty] | 0 | 0 | 0 | 0 | 0 | 0 | 0 | 0 | 0 | 0 | 0 | 0 | 0 | 0 | 0 | 0 | 0 | 0 | 0 | 0 | 0 | 0 | 0 | 0 | 0 | 0 | 0 | 0 | 0 | 0 | 0 | 0 | 0 | 0 | 0 | 0 | 0
|  | 2045 | 0 | [25 empty] | 0 | 0 | 0 | 0 | 0 | 0 | 0 | 0 | 0 | 0 | 0 | 0 | 0 | 0 | 0 | 0 | 0 | 0 | 0 | 0 | 0 | 0 | 0 | 0 | 0 | 0 | 0 | 0 | 0 | 0 | 0 | 0 | 0 | 0 | 0 | 0
|  | 2046 | 0 | [26 empty] | 0 | 0 | 0 | 0 | 0 | 0 | 0 | 0 | 0 | 0 | 0 | 0 | 0 | 0 | 0 | 0 | 0 | 0 | 0 | 0 | 0 | 0 | 0 | 0 | 0 | 0 | 0 | 0 | 0 | 0 | 0 | 0 | 0 | 0 | 0
|  | 2047 | 0 | [27 empty] | 0 | 0 | 0 | 0 | 0 | 0 | 0 | 0 | 0 | 0 | 0 | 0 | 0 | 0 | 0 | 0 | 0 | 0 | 0 | 0 | 0 | 0 | 0 | 0 | 0 | 0 | 0 | 0 | 0 | 0 | 0 | 0 | 0 | 0
|  | 2048 | 0 | [27 empty] | 0 |  | 0 | 0 | 0 | 0 | 0 | 0 | 0 | 0 | 0 | 0 | 0 | 0 | 0 | 0 | 0 | 0 | 0 | 0 | 0 | 0 | 0 | 0 | 0 | 0 | 0 | 0 | 0 | 0 | 0 | 0 | 0 | 0
|  | 2049 | 0 | [27 empty] | 0 |  |  | 0 | 0 | 0 | 0 | 0 | 0 | 0 | 0 | 0 | 0 | 0 | 0 | 0 | 0 | 0 | 0 | 0 | 0 | 0 | 0 | 0 | 0 | 0 | 0 | 0 | 0 | 0 | 0 | 0 | 0 | 0
|  | 2050 | 0 | [27 empty] | 0 |  |  |  | 0 | 0 | 0 | 0 | 0 | 0 | 0 | 0 | 0 | 0 | 0 | 0 | 0 | 0 | 0 | 0 | 0 | 0 | 0 | 0 | 0 | 0 | 0 | 0 | 0 | 0 | 0 | 0 | 0 | 0
|  |  |  | 30% | 30% | 30% | 30% | 26% | 22% | 10% | 10% | 10% | 10% | 10% | 10% | 10% | 10% | 10% | 10% | 10% | 10% | 10% | 10% | 10% | 10% | 10% | 10% | 10% | 10% | 10% | 10% | 10% | 10% | 10% | 10% | 10% | 10% | 10% | 10% | 10% | 10% | 10% | 10% | 10% | 10% | 10% | 10% | 10% | 10% | 10% | 10% | 10% | 10% | 10% | 10% | 10% | 10% | 10% | 10%
ITC
| 2020-2023 | 30% |  | 0 | [27 empty] | 2064: 0; 2065: 0; 2066: 0; 2067: 0; 2068: 0; 2069: 0; 2070: 0; 2071: 0; 2072: 0
| 2024 | 26% |  | 0 | [27 empty] | 2056: 0; 2057: 0; 2058: 0; 2059: 0; 2060: 0; 2061: 0; 2062: 0; 2063: 0; 2064: 0; 2065: 0; 2066: 0; 2067: 0; 2068: 0; 2069: 0; 2070: 0; 2071: 0; 2072: 0; 2073: 0; 2074: 0
| 2025 | 22% |  | 0 | [27 empty] | 2056: 0; 2057: 0; 2058: 0; 2059: 0; 2060: 0; 2061: 0; 2062: 0; 2063: 0; 2064: 0; 2065: 0; 2066: 0; 2067: 0; 2068: 0; 2069: 0; 2070: 0; 2071: 0; 2072: 0; 2073: 0; 2074: 0
| Start 2026 | 10% |  | 0 | [27 empty] | 2056: 0; 2057: 0; 2058: 0; 2059: 0; 2060: 0; 2061: 0; 2062: 0; 2063: 0; 2064: 0; 2065: 0; 2066: 0; 2067: 0; 2068: 0; 2069: 0; 2070: 0; 2071: 0; 2072: 0; 2073: 0; 2074: 0
[41 empty] | 0 | 0 | 0 | 0 | 0 | 0 | 0 | 0 | 0 | 0 | 0 | 0 | 0 | 0 | 0 | 0 | 0 | 0 | 0
[41 empty] | 0 | 0 | 0 | 0 | 0 | 0 | 0 | 0 | 0 | 0 | 0 | 0 | 0 | 0 | 0 | 0 | 0 | 0 | 0
Amortization
|  | 30% |  | 0 | 0 | 0 | 0 | 0 | 0 | 0 | 0 | 0 | 0 | 0 | 0 | 0 | 0 | 0 | 0 | 0 | 0 | 0 | 0 | 0 | 0 | 0 | 0 | 0 | 0 | 0 | 0 | 0 | 0 | 0 | 0 | 0 | 0 | 0 | 0 | 0 | 0 | 0 | 0 | 0 | 0 | 0 | 0 | 0 | 0 | 0 | 0 | 0 | 0 | 0 | 0 | 0 | 0 | 0 | 0
|  | 26% |  | 0 | 0 | 0 | 0 | 0 | 0 | 0 | 0 | 0 | 0 | 0 | 0 | 0 | 0 | 0 | 0 | 0 | 0 | 0 | 0 | 0 | 0 | 0 | 0 | 0 | 0 | 0 | 0 | 0 | 0 | 0 | 0 | 0 | 0 | 0 | 0 | 0 | 0 | 0 | 0 | 0 | 0 | 0 | 0 | 0 | 0 | 0 | 0 | 0 | 0 | 0 | 0 | 0 | 0 | 0 | 0
|  | 22% |  | 0 | 0 | 0 | 0 | 0 | 0 | 0 | 0 | 0 | 0 | 0 | 0 | 0 | 0 | 0 | 0 | 0 | 0 | 0 | 0 | 0 | 0 | 0 | 0 | 0 | 0 | 0 | 0 | 0 | 0 | 0 | 0 | 0 | 0 | 0 | 0 | 0 | 0 | 0 | 0 | 0 | 0 | 0 | 0 | 0 | 0 | 0 | 0 | 0 | 0 | 0 | 0 | 0 | 0 | 0 | 0
|  | 10% |  | 0 | 0 | 0 | 0 | 0 | 0 | 0 | 0 | 0 | 0 | 0 | 0 | 0 | 0 | 0 | 0 | 0 | 0 | 0 | 0 | 0 | 0 | 0 | 0 | 0 | 0 | 0 | 0 | 0 | 0 | 0 | 0 | 0 | 0 | 0 | 0 | 0 | 0 | 0 | 0 | 0 | 0 | 0 | 0 | 0 | 0 | 0 | 0 | 0 | 0 | 0 | 0 | 0 | 0 | 0 | 0
|  |  |  | 2020 | 2021 | 2022 | 2023 | 2024 | 2025 | 2026 | 2027 | 2028 | 2029 | 2030 | 2031 | 2032 | 2033 | 2034 | 2035 | 2036 | 2037 | 2038 | 2039 | 2040 | 2041 | 2042 | 2043 | 2044 | 2045 | 2046 | 2047 | 2048 | 2049 | 2050 | 2051 | 2052 | 2053 | 2054 | 2055 | 2056 | 2057 | 2058 | 2059 | 2060 | 2061 | 2062 | 2063 | 2064 | 2065 | 2066 | 2067 | 2068 | 2069 | 2070 | 2071 | 2072 | 2073 | 2074 | 2075
|  | ITC Base |  | 0 | 0 | 0 | 0 | 0 | 0 | 0 | 0 | 0 | 0 | 0 | 0 | 0 | 0 | 0 | 0 | 0 | 0 | 0 | 0 | 0 | 0 | 0 | 0 | 0 | 0 | 0 | 0 | 0 | 0 | 0 | 0 | 0 | 0 | 0 | 0 | 0 | 0 | 0 | 0 | 0 | 0 | 0 | 0 | 0 | 0 | 0 | 0 | 0 | 0 | 0 | 0 | 0 | 0 | 0 | 0
|  | Accum ITC Amort |  | 0 | 0 | 0 | 0 | 0 | 0 | 0 | 0 | 0 | 0 | 0 | 0 | 0 | 0 | 0 | 0 | 0 | 0 | 0 | 0 | 0 | 0 | 0 | 0 | 0 | 0 | 0 | 0 | 0 | 0 | 0 | 0 | 0 | 0 | 0 | 0 | 0 | 0 | 0 | 0 | 0 | 0 | 0 | 0 | 0 | 0 | 0 | 0 | 0 | 0 | 0 | 0 | 0 | 0 | 0 | 0
|  | Ratebase |  | 0 | 0 | 0 | 0 | 0 | 0 | 0 | 0 | 0 | 0 | 0 | 0 | 0 | 0 | 0 | 0 | 0 | 0 | 0 | 0 | 0 | 0 | 0 | 0 | 0 | 0 | 0 | 0 | 0 | 0 | 0 | 0 | 0 | 0 | 0 | 0 | 0 | 0 | 0 | 0 | 0 | 0 | 0 | 0 | 0 | 0 | 0 | 0 | 0 | 0 | 0 | 0 | 0 | 0 | 0 | 0
|  | Tax Basis |  | 0 | 0 | 0 | 0 | 0 | 0 | 0 | 0 | 0 | 0 | 0 | 0 | 0 | 0 | 0 | 0 | 0 | 0 | 0 | 0 | 0 | 0 | 0 | 0 | 0 | 0 | 0 | 0 | 0 | 0 | 0 | 0 | 0 | 0 | 0 | 0 | 0 | 0 | 0 | 0 | 0 | 0 | 0 | 0 | 0 | 0 | 0 | 0 | 0 | 0 | 0 | 0 | 0 | 0 | 0 | 0
|  | Book Depreciation |  | 0 | 0 | 0 | 0 | 0 | 0 | 0 | 0 | 0 | 0 | 0 | 0 | 0 | 0 | 0 | 0 | 0 | 0 | 0 | 0 | 0 | 0 | 0 | 0 | 0 | 0 | 0 | 0 | 0 | 0 | 0 | 0 | 0 | 0 | 0 | 0 | 0 | 0 | 0 | 0 | 0 | 0 | 0 | 0 | 0 | 0 | 0 | 0 | 0 | 0 | 0 | 0 | 0 | 0 | 0 | 0
|  | Tax Depreciation |  | 0 | 0 | 0 | 0 | 0 | 0 | 0 | 0 | 0 | 0 | 0 | 0 | 0 | 0 | 0 | 0 | 0 | 0 | 0 | 0 | 0 | 0 | 0 | 0 | 0 | 0 | 0 | 0 | 0 | 0 | 0 | 0 | 0 | 0 | 0 | 0 | 0 | 0 | 0 | 0 | 0 | 0 | 0 | 0 | 0 | 0 | 0 | 0 | 0 | 0 | 0 | 0 | 0 | 0 | 0 | 0
|  | Difference between book and tax |  | 0 | 0 | 0 | 0 | 0 | 0 | 0 | 0 | 0 | 0 | 0 | 0 | 0 | 0 | 0 | 0 | 0 | 0 | 0 | 0 | 0 | 0 | 0 | 0 | 0 | 0 | 0 | 0 | 0 | 0 | 0 | 0 | 0 | 0 | 0 | 0 | 0 | 0 | 0 | 0 | 0 | 0 | 0 | 0 | 0 | 0 | 0 | 0 | 0 | 0 | 0 | 0 | 0 | 0 | 0 | 0
|  | Deferred Tax |  | 0 | 0 | 0 | 0 | 0 | 0 | 0 | 0 | 0 | 0 | 0 | 0 | 0 | 0 | 0 | 0 | 0 | 0 | 0 | 0 | 0 | 0 | 0 | 0 | 0 | 0 | 0 | 0 | 0 | 0 | 0 | 0 | 0 | 0 | 0 | 0 | 0 | 0 | 0 | 0 | 0 | 0 | 0 | 0 | 0 | 0 | 0 | 0 | 0 | 0 | 0 | 0 | 0 | 0 | 0 | 0
|  | Accum Defered Tax |  | 0 | 0 | 0 | 0 | 0 | 0 | 0 | 0 | 0 | 0 | 0 | 0 | 0 | 0 | 0 | 0 | 0 | 0 | 0 | 0 | 0 | 0 | 0 | 0 | 0 | 0 | 0 | 0 | 0 | 0 | 0 | 0 | 0 | 0 | 0 | 0 | 0 | 0 | 0 | 0 | 0 | 0 | 0 | 0 | 0 | 0 | 0 | 0 | 0 | 0 | 0 | 0 | 0 | 0 | 0 | 0
|  | Revenue Requirement |  | 0 | 0 | 0 | 0 | 0 | 0 | 0 | 0 | 0 | 0 | 0 | 0 | 0 | 0 | 0 | 0 | 0 | 0 | 0 | 0 | 0 | 0 | 0 | 0 | 0 | 0 | 0 | 0 | 0 | 0 | 0 | 0 | 0 | 0 | 0 | 0 | 0 | 0 | 0 | 0 | 0 | 0 | 0 | 0 | 0 | 0 | 0 | 0 | 0 | 0 | 0 | 0 | 0 | 0 | 0 | 0
|  | Depreciation |  | 0 | 0 | 0 | 0 | 0 | 0 | 0 | 0 | 0 | 0 | 0 | 0 | 0 | 0 | 0 | 0 | 0 | 0 | 0 | 0 | 0 | 0 | 0 | 0 | 0 | 0 | 0 | 0 | 0 | 0 | 0 | 0 | 0 | 0 | 0 | 0 | 0 | 0 | 0 | 0 | 0 | 0 | 0 | 0 | 0 | 0 | 0 | 0 | 0 | 0 | 0 | 0 | 0 | 0 | 0 | 0
|  | Insurance |  | 0 | 0 | 0 | 0 | 0 | 0 | 0 | 0 | 0 | 0 | 0 | 0 | 0 | 0 | 0 | 0 | 0 | 0 | 0 | 0 | 0 | 0 | 0 | 0 | 0 | 0 | 0 | 0 | 0 | 0 | 0 | 0 | 0 | 0 | 0 | 0 | 0 | 0 | 0 | 0 | 0 | 0 | 0 | 0 | 0 | 0 | 0 | 0 | 0 | 0 | 0 | 0 | 0 | 0 | 0 | 0
|  | Property Taxes |  | 0 | 0 | 0 | 0 | 0 | 0 | 0 | 0 | 0 | 0 | 0 | 0 | 0 | 0 | 0 | 0 | 0 | 0 | 0 | 0 | 0 | 0 | 0 | 0 | 0 | 0 | 0 | 0 | 0 | 0 | 0 | 0 | 0 | 0 | 0 | 0 | 0 | 0 | 0 | 0 | 0 | 0 | 0 | 0 | 0 | 0 | 0 | 0 | 0 | 0 | 0 | 0 | 0 | 0 | 0 | 0
|  | Current Taxes |  | 0 | 0 | 0 | 0 | 0 | 0 | 0 | 0 | 0 | 0 | 0 | 0 | 0 | 0 | 0 | 0 | 0 | 0 | 0 | 0 | 0 | 0 | 0 | 0 | 0 | 0 | 0 | 0 | 0 | 0 | 0 | 0 | 0 | 0 | 0 | 0 | 0 | 0 | 0 | 0 | 0 | 0 | 0 | 0 | 0 | 0 | 0 | 0 | 0 | 0 | 0 | 0 | 0 | 0 | 0 | 0
|  | DFIT |  |  | 0 | 0 |  | 0 | 0 | 0 | 0 | 0 | 0 | 0 | 0 | 0 | 0 | 0 | 0 | 0 | 0 | 0 | 0 | 0 | 0 | 0 | 0 | 0 | 0 | 0 | 0 | 0 | 0 | 0 | 0 | 0 | 0 | 0 | 0 | 0 | 0 | 0 | 0 | 0 | 0 | 0 | 0 | 0 | 0 | 0 | 0 | 0 | 0 | 0 | 0 | 0 | 0 | 0 | 0
|  | ITC |  | 0 | 0 | 0 | 0 | 0 | 0 | 0 | 0 | 0 | 0 | 0 | 0 | 0 | 0 | 0 | 0 | 0 | 0 | 0 | 0 | 0 | 0 | 0 | 0 | 0 | 0 | 0 | 0 | 0 | 0 | 0 | 0 | 0 | 0 | 0 | 0 | 0 | 0 | 0 | 0 | 0 | 0 | 0 | 0 | 0 | 0 | 0 | 0 | 0 | 0 | 0 | 0 | 0 | 0 | 0 | 0
|  | Total Operating Expenses |  | 0 | 0 | 0 | 0 | 0 | 0 | 0 | 0 | 0 | 0 | 0 | 0 | 0 | 0 | 0 | 0 | 0 | 0 | 0 | 0 | 0 | 0 | 0 | 0 | 0 | 0 | 0 | 0 | 0 | 0 | 0 | 0 | 0 | 0 | 0 | 0 | 0 | 0 | 0 | 0 | 0 | 0 | 0 | 0 | 0 | 0 | 0 | 0 | 0 | 0 | 0 | 0 | 0 | 0 | 0 | 0
|  | Operating |  | 0 | 0 | 0 | 0 | 0 | 0 | 0 | 0 | 0 | 0 | 0 | 0 | 0 | 0 | 0 | 0 | 0 | 0 | 0 | 0 | 0 | 0 | 0 | 0 | 0 | 0 | 0 | 0 | 0 | 0 | 0 | 0 | 0 | 0 | 0 | 0 | 0 | 0 | 0 | 0 | 0 | 0 | 0 | 0 | 0 | 0 | 0 | 0 | 0 | 0 | 0 | 0 | 0 | 0 | 0 | 0
|  | Ratebase |  | 0 | 0 | 0 | 0 | 0 | 0 | 0 | 0 | 0 | 0 | 0 | 0 | 0 | 0 | 0 | 0 | 0 | 0 | 0 | 0 | 0 | 0 | 0 | 0 | 0 | 0 | 0 | 0 | 0 | 0 | 0 | 0 | 0 | 0 | 0 | 0 | 0 | 0 | 0 | 0 | 0 | 0 | 0 | 0 | 0 | 0 | 0 | 0 | 0 | 0 | 0 | 0 | 0 | 0 | 0 | 0
|  | Return on Ratebase |  | #DIV/0! | #DIV/0! | #DIV/0! | #DIV/0! | #DIV/0! | #DIV/0! | #DIV/0! | #DIV/0! | #DIV/0! | #DIV/0! | #DIV/0! | #DIV/0! | #DIV/0! | #DIV/0! | #DIV/0! | #DIV/0! | #DIV/0! | #DIV/0! | #DIV/0! | #DIV/0! | #DIV/0! | #DIV/0! | #DIV/0! | #DIV/0! | #DIV/0! | #DIV/0! | #DIV/0! | #DIV/0! | #DIV/0! | #DIV/0! | #DIV/0! | #DIV/0! | #DIV/0! | #DIV/0! | #DIV/0! | #DIV/0! | #DIV/0! | #DIV/0! | #DIV/0! | #DIV/0! | #DIV/0! | #DIV/0! | #DIV/0! | #DIV/0! | #DIV/0! | #DIV/0! | #DIV/0! | #DIV/0! | #DIV/0! | #DIV/0! | #DIV/0! | #DIV/0! | #DIV/0! | #DIV/0! | #DIV/0! | #DIV/0!
|  | Revenue Requirement |  | 0 | 0 | 0 | 0 | 0 | 0 | 0 | 0 | 0 | 0 | 0 | 0 | 0 | 0 | 0 | 0 | 0 | 0 | 0 | 0 | 0 | 0 | 0 | 0 | 0 | 0 | 0 | 0 | 0 | 0 | 0 | 0 | 0 | 0 | 0 | 0 | 0 | 0 | 0 | 0 | 0 | 0 | 0 | 0 | 0 | 0 | 0 | 0 | 0 | 0 | 0 | 0 | 0 | 0 | 0 | 0
|  | Tax Depreciation |  | 0 | 0 | 0 | 0 | 0 | 0 | 0 | 0 | 0 | 0 | 0 | 0 | 0 | 0 | 0 | 0 | 0 | 0 | 0 | 0 | 0 | 0 | 0 | 0 | 0 | 0 | 0 | 0 | 0 | 0 | 0 | 0 | 0 | 0 | 0 | 0 | 0 | 0 | 0 | 0 | 0 | 0 | 0 | 0 | 0 | 0 | 0 | 0 | 0 | 0 | 0 | 0 | 0 | 0 | 0 | 0
|  | Property Taxes |  | 0 | 0 | 0 | 0 | 0 | 0 | 0 | 0 | 0 | 0 | 0 | 0 | 0 | 0 | 0 | 0 | 0 | 0 | 0 | 0 | 0 | 0 | 0 | 0 | 0 | 0 | 0 | 0 | 0 | 0 | 0 | 0 | 0 | 0 | 0 | 0 | 0 | 0 | 0 | 0 | 0 | 0 | 0 | 0 | 0 | 0 | 0 | 0 | 0 | 0 | 0 | 0 | 0 | 0 | 0 | 0
|  | Insurance |  | 0 | 0 | 0 | 0 | 0 | 0 | 0 | 0 | 0 | 0 | 0 | 0 | 0 | 0 | 0 | 0 | 0 | 0 | 0 | 0 | 0 | 0 | 0 | 0 | 0 | 0 | 0 | 0 | 0 | 0 | 0 | 0 | 0 | 0 | 0 | 0 | 0 | 0 | 0 | 0 | 0 | 0 | 0 | 0 | 0 | 0 | 0 | 0 | 0 | 0 | 0 | 0 | 0 | 0 | 0 | 0
|  | Expenses |  | 0 | 0 | 0 | 0 | 0 | 0 | 0 | 0 | 0 | 0 | 0 | 0 | 0 | 0 | 0 | 0 | 0 | 0 | 0 | 0 | 0 | 0 | 0 | 0 | 0 | 0 | 0 | 0 | 0 | 0 | 0 | 0 | 0 | 0 | 0 | 0 | 0 | 0 | 0 | 0 | 0 | 0 | 0 | 0 | 0 | 0 | 0 | 0 | 0 | 0 | 0 | 0 | 0 | 0 | 0 | 0
|  | Taxable Income |  | 0 | 0 | 0 | 0 | 0 | 0 | 0 | 0 | 0 | 0 | 0 | 0 | 0 | 0 | 0 | 0 | 0 | 0 | 0 | 0 | 0 | 0 | 0 | 0 | 0 | 0 | 0 | 0 | 0 | 0 | 0 | 0 | 0 | 0 | 0 | 0 | 0 | 0 | 0 | 0 | 0 | 0 | 0 | 0 | 0 | 0 | 0 | 0 | 0 | 0 | 0 | 0 | 0 | 0 | 0 | 0
|  | Tax Rate |  | 0.21 | 0.21 | 0.21 | 0.21 | 0.21 | 0.21 | 0.21 | 0.21 | 0.21 | 0.21 | 0.21 | 0.21 | 0.21 | 0.21 | 0.21 | 0.21 | 0.21 | 0.21 | 0.21 | 0.21 | 0.21 | 0.21 | 0.21 | 0.21 | 0.21 | 0.21 | 0.21 | 0.21 | 0.21 | 0.21 | 0.21 | 0.21 | 0.21 | 0.21 | 0.21 | 0.21 | 0.21 | 0.21 | 0.21 | 0.21 | 0.21 | 0.21 | 0.21 | 0.21 | 0.21 | 0.21 | 0.21 | 0.21 | 0.21 | 0.21 | 0.21 | 0.21 | 0.21 | 0.21 | 0.21 | 0.21
|  | Taxes |  | 0 | 0 | 0 | 0 | 0 | 0 | 0 | 0 | 0 | 0 | 0 | 0 | 0 | 0 | 0 | 0 | 0 | 0 | 0 | 0 | 0 | 0 | 0 | 0 | 0 | 0 | 0 | 0 | 0 | 0 | 0 | 0 | 0 | 0 | 0 | 0 | 0 | 0 | 0 | 0 | 0 | 0 | 0 | 0 | 0 | 0 | 0 | 0 | 0 | 0 | 0 | 0 | 0 | 0 | 0 | 0

## MF SolarPartnershipITC 2025 22%
Solar FINANCIALS
($ 1000s Unless Otherwise Indicated)
| Calendar Year of Fin. Close |  |  | 2020 | 2021 | 2022 | 2023 | 2024 | 2025 | 2026 | 2027 | 2028 | 2029 | 2030 | 2031 | 2032 | 2033 | 2034 | 2035 | 2036 | 2037 | 2038 | 2039 | 2040 | 2041 | 2042 | 2043 | 2044 | 2045 | 2046 | 2047 | 2048 | 2049 | 2050 | 2051 | 2052 | 2053 | 2054 | 2055 | 2056 | 2057 | 2058 | 2059 | 2060 | 2061 | 2062 | 2063 | 2064 | 2065 | 2066 | 2067 | 2068 | 2069 | 2070 | 2071 | 2072 | 2073 | 2074 | 2075
| Operating Year |  | 0 | 1 | 2 | 3 | 4 | 5 | 6 | 7 | 8 | 9 | 10 | 11 | 12 | 13 | 14 | 15 | 16 | 17 | 18 | 19 | 20 | 21 | 22 | 23 | 24 | 25 | 26 | 27 | 28 | 29 | 30 | 31 | 32 | 33 | 34 | 35 | 36 | 37 | 38 | 39 | 40 | 41 | 42 | 43 | 44 | 45 | 46 | 47 | 48 | 49 | 50 | 51 | 52 | 53 | 54 | 55 | 56
| Calendar Year | Capital Invest.
| 2020 | 0 | 0: 1213
| Gross plant |  | 2020 1: 0; 2021 2: 0; 2022 3: 0; 2023 4: 0; 2024 5: 0; 2025 6: 0; 2026 7: 0; 2027 8: 0; 2028 9: 0; 2029 10: 0; 2030 11: 0; 2031 12: 0; 2032 13: 0; 2033 14: 0; 2034 15: 0; 2035 16: 0; 2036 17: 0; 2037 18: 0; 2038 19: 0; 2039 20: 0; 2040 21: 0; 2041 22: 0; 2042 23: 0; 2043 24: 0; 2044 25: 0; 2045 26: 0; 2046 27: 0; 2047 28: 0; 2048 29: 0; 2049 30: 0
| Accumulated Depreciation |  | 2020 1: 0; 2021 2: 0; 2022 3: 0; 2023 4: 0; 2024 5: 0; 2025 6: 0; 2026 7: 0; 2027 8: 0; 2028 9: 0; 2029 10: 0; 2030 11: 0; 2031 12: 0; 2032 13: 0; 2033 14: 0; 2034 15: 0; 2035 16: 0; 2036 17: 0; 2037 18: 0; 2038 19: 0; 2039 20: 0; 2040 21: 0; 2041 22: 0; 2042 23: 0; 2043 24: 0; 2044 25: 0; 2045 26: 0; 2046 27: 0; 2047 28: 0; 2048 29: 0; 2049 30: 0
| Net book value |  | 2020 1: 0; 2021 2: 0; 2022 3: 0; 2023 4: 0; 2024 5: 0; 2025 6: 0; 2026 7: 0; 2027 8: 0; 2028 9: 0; 2029 10: 0; 2030 11: 0; 2031 12: 0; 2032 13: 0; 2033 14: 0; 2034 15: 0; 2035 16: 0; 2036 17: 0; 2037 18: 0; 2038 19: 0; 2039 20: 0; 2040 21: 0; 2041 22: 0; 2042 23: 0; 2043 24: 0; 2044 25: 0; 2045 26: 0; 2046 27: 0; 2047 28: 0; 2048 29: 0; 2049 30: 0
| ITC |  | 2020 1: 0; 2021 2: 0; 2022 3: 0; 2023 4: 0; 2024 5: 0; 2025 6: 0; 2026 7: 0; 2027 8: 0; 2028 9: 0; 2029 10: 0; 2030 11: 0; 2031 12: 0; 2032 13: 0; 2033 14: 0; 2034 15: 0; 2035 16: 0; 2036 17: 0; 2037 18: 0; 2038 19: 0; 2039 20: 0; 2040 21: 0; 2041 22: 0; 2042 23: 0; 2043 24: 0; 2044 25: 0; 2045 26: 0; 2046 27: 0; 2047 28: 0; 2048 29: 0; 2049 30: 0
| Accumulated deferred income tax |  | 2020 1: 0; 2021 2: 0; 2022 3: 0; 2023 4: 0; 2024 5: 0; 2025 6: 0; 2026 7: 0; 2027 8: 0; 2028 9: 0; 2029 10: 0; 2030 11: 0; 2031 12: 0; 2032 13: 0; 2033 14: 0; 2034 15: 0; 2035 16: 0; 2036 17: 0; 2037 18: 0; 2038 19: 0; 2039 20: 0; 2040 21: 0; 2041 22: 0; 2042 23: 0; 2043 24: 0; 2044 25: 0; 2045 26: 0; 2046 27: 0; 2047 28: 0; 2048 29: 0; 2049 30: 0
| Rate Base |  | 2020 1: 0; 2021 2: 0; 2022 3: 0; 2023 4: 0; 2024 5: 0; 2025 6: 0; 2026 7: 0; 2027 8: 0; 2028 9: 0; 2029 10: 0; 2030 11: 0; 2031 12: 0; 2032 13: 0; 2033 14: 0; 2034 15: 0; 2035 16: 0; 2036 17: 0; 2037 18: 0; 2038 19: 0; 2039 20: 0; 2040 21: 0; 2041 22: 0; 2042 23: 0; 2043 24: 0; 2044 25: 0; 2045 26: 0; 2046 27: 0; 2047 28: 0; 2048 29: 0; 2049 30: 0
| Average rate base |  | 2020 1: 0; 2021 2: 0; 2022 3: 0; 2023 4: 0; 2024 5: 0; 2025 6: 0; 2026 7: 0; 2027 8: 0; 2028 9: 0; 2029 10: 0; 2030 11: 0; 2031 12: 0; 2032 13: 0; 2033 14: 0; 2034 15: 0; 2035 16: 0; 2036 17: 0; 2037 18: 0; 2038 19: 0; 2039 20: 0; 2040 21: 0; 2041 22: 0; 2042 23: 0; 2043 24: 0; 2044 25: 0; 2045 26: 0; 2046 27: 0; 2047 28: 0; 2048 29: 0; 2049 30: 0
| Pre-tax Return | 0.086076 | 2020 1: 0; 2021 2: 0; 2022 3: 0; 2023 4: 0; 2024 5: 0; 2025 6: 0; 2026 7: 0; 2027 8: 0; 2028 9: 0; 2029 10: 0; 2030 11: 0; 2031 12: 0; 2032 13: 0; 2033 14: 0; 2034 15: 0; 2035 16: 0; 2036 17: 0; 2037 18: 0; 2038 19: 0; 2039 20: 0; 2040 21: 0; 2041 22: 0; 2042 23: 0; 2043 24: 0; 2044 25: 0; 2045 26: 0; 2046 27: 0; 2047 28: 0; 2048 29: 0; 2049 30: 0
| Book Depreciation |  | 2020 1: 0; 2021 2: 0; 2022 3: 0; 2023 4: 0; 2024 5: 0; 2025 6: 0; 2026 7: 0; 2027 8: 0; 2028 9: 0; 2029 10: 0; 2030 11: 0; 2031 12: 0; 2032 13: 0; 2033 14: 0; 2034 15: 0; 2035 16: 0; 2036 17: 0; 2037 18: 0; 2038 19: 0; 2039 20: 0; 2040 21: 0; 2041 22: 0; 2042 23: 0; 2043 24: 0; 2044 25: 0; 2045 26: 0; 2046 27: 0; 2047 28: 0; 2048 29: 0; 2049 30: 0
| Insurance |  | 2020 1: 0; 2021 2: 0; 2022 3: 0; 2023 4: 0; 2024 5: 0; 2025 6: 0; 2026 7: 0; 2027 8: 0; 2028 9: 0; 2029 10: 0; 2030 11: 0; 2031 12: 0; 2032 13: 0; 2033 14: 0; 2034 15: 0; 2035 16: 0; 2036 17: 0; 2037 18: 0; 2038 19: 0; 2039 20: 0; 2040 21: 0; 2041 22: 0; 2042 23: 0; 2043 24: 0; 2044 25: 0; 2045 26: 0; 2046 27: 0; 2047 28: 0; 2048 29: 0; 2049 30: 0
| ITC Amort - Grossed for Taxes |  | 2020 1: 0; 2021 2: 0; 2022 3: 0; 2023 4: 0; 2024 5: 0; 2025 6: 0; 2026 7: 0; 2027 8: 0; 2028 9: 0; 2029 10: 0; 2030 11: 0; 2031 12: 0; 2032 13: 0; 2033 14: 0; 2034 15: 0; 2035 16: 0; 2036 17: 0; 2037 18: 0; 2038 19: 0; 2039 20: 0; 2040 21: 0; 2041 22: 0; 2042 23: 0; 2043 24: 0; 2044 25: 0; 2045 26: 0; 2046 27: 0; 2047 28: 0; 2048 29: 0; 2049 30: 0
| Property Taxes |  | 2020 1: 0; 2021 2: 0; 2022 3: 0; 2023 4: 0; 2024 5: 0; 2025 6: 0; 2026 7: 0; 2027 8: 0; 2028 9: 0; 2029 10: 0; 2030 11: 0; 2031 12: 0; 2032 13: 0; 2033 14: 0; 2034 15: 0; 2035 16: 0; 2036 17: 0; 2037 18: 0; 2038 19: 0; 2039 20: 0; 2040 21: 0; 2041 22: 0; 2042 23: 0; 2043 24: 0; 2044 25: 0; 2045 26: 0; 2046 27: 0; 2047 28: 0; 2048 29: 0; 2049 30: 0
| Revenue Requirement |  | 2020 1: 0; 2021 2: 0; 2022 3: 0; 2023 4: 0; 2024 5: 0; 2025 6: 0; 2026 7: 0; 2027 8: 0; 2028 9: 0; 2029 10: 0; 2030 11: 0; 2031 12: 0; 2032 13: 0; 2033 14: 0; 2034 15: 0; 2035 16: 0; 2036 17: 0; 2037 18: 0; 2038 19: 0; 2039 20: 0; 2040 21: 0; 2041 22: 0; 2042 23: 0; 2043 24: 0; 2044 25: 0; 2045 26: 0; 2046 27: 0; 2047 28: 0; 2048 29: 0; 2049 30: 0
| Book Depreciation |  | 2020 1: 0; 2021 2: 0; 2022 3: 0; 2023 4: 0; 2024 5: 0; 2025 6: 0; 2026 7: 0; 2027 8: 0; 2028 9: 0; 2029 10: 0; 2030 11: 0; 2031 12: 0; 2032 13: 0; 2033 14: 0; 2034 15: 0; 2035 16: 0; 2036 17: 0; 2037 18: 0; 2038 19: 0; 2039 20: 0; 2040 21: 0; 2041 22: 0; 2042 23: 0; 2043 24: 0; 2044 25: 0; 2045 26: 0; 2046 27: 0; 2047 28: 0; 2048 29: 0; 2049 30: 0
| Tax Depreciation |  | 2020 1: 0; 2021 2: 0; 2022 3: 0; 2023 4: 0; 2024 5: 0; 2025 6: 0; 2026 7: 0; 2027 8: 0; 2028 9: 0; 2029 10: 0; 2030 11: 0; 2031 12: 0; 2032 13: 0; 2033 14: 0; 2034 15: 0; 2035 16: 0; 2036 17: 0; 2037 18: 0; 2038 19: 0; 2039 20: 0; 2040 21: 0; 2041 22: 0; 2042 23: 0; 2043 24: 0; 2044 25: 0; 2045 26: 0; 2046 27: 0; 2047 28: 0; 2048 29: 0; 2049 30: 0
| Difference between book and tax |  | 2020 1: 0; 2021 2: 0; 2022 3: 0; 2023 4: 0; 2024 5: 0; 2025 6: 0; 2026 7: 0; 2027 8: 0; 2028 9: 0; 2029 10: 0; 2030 11: 0; 2031 12: 0; 2032 13: 0; 2033 14: 0; 2034 15: 0; 2035 16: 0; 2036 17: 0; 2037 18: 0; 2038 19: 0; 2039 20: 0; 2040 21: 0; 2041 22: 0; 2042 23: 0; 2043 24: 0; 2044 25: 0; 2045 26: 0; 2046 27: 0; 2047 28: 0; 2048 29: 0; 2049 30: 0
| Tax rate |  | 2020 1: 0; 2021 2: 0; 2022 3: 0; 2023 4: 0; 2024 5: 0; 2025 6: 0; 2026 7: 0; 2027 8: 0; 2028 9: 0; 2029 10: 0; 2030 11: 0; 2031 12: 0; 2032 13: 0; 2033 14: 0; 2034 15: 0; 2035 16: 0; 2036 17: 0; 2037 18: 0; 2038 19: 0; 2039 20: 0; 2040 21: 0; 2041 22: 0; 2042 23: 0; 2043 24: 0; 2044 25: 0; 2045 26: 0; 2046 27: 0; 2047 28: 0; 2048 29: 0; 2049 30: 0
Depreciation Tables
|  | 5 | 2020 1: 20%; 2021 2: 32%; 2022 3: 19.2%; 2023 4: 11.52%; 2024 5: 11.52%; 2025 6: 5.76%; 2026 7: 0%; 2027 8: 0%; 2028 9: 0%; 2029 10: 0%; 2030 11: 0%; 2031 12: 0%; 2032 13: 0%; 2033 14: 0%; 2034 15: 0%; 2035 16: 0%; 2036 17: 0%; 2037 18: 0%; 2038 19: 0%; 2039 20: 0%; 2040 21: 0%
|  | 5 | 0: 1; 2020 1: 20%; 2021 2: 32%; 2022 3: 19.2%; 2023 4: 11.52%; 2024 5: 11.52%; 2025 6: 5.76%
|  | 10 | 0: 0; 2020 1: 10%; 2021 2: 18%; 2022 3: 14.4%; 2023 4: 11.52%; 2024 5: 9.22%; 2025 6: 7.37%; 2026 7: 6.55%; 2027 8: 6.55%; 2028 9: 6.56%; 2029 10: 6.55%; 2030 11: 3.28%
|  | 15 | 0: 0; 2020 1: 5%; 2021 2: 9.5%; 2022 3: 8.55%; 2023 4: 7.7%; 2024 5: 6.93%; 2025 6: 6.23%; 2026 7: 5.9%; 2027 8: 5.9%; 2028 9: 5.91%; 2029 10: 5.9%; 2030 11: 5.91%; 2031 12: 5.9%; 2032 13: 5.91%; 2033 14: 5.9%; 2034 15: 5.91%; 2035 16: 2.95%
|  | 20 | 0: 0; 2020 1: 3.75%; 2021 2: 7.219%; 2022 3: 6.677%; 2023 4: 6.177%; 2024 5: 5.713%; 2025 6: 5.285%; 2026 7: 4.888%; 2027 8: 4.522%; 2028 9: 4.462%; 2029 10: 4.461%; 2030 11: 4.462%; 2031 12: 4.461%; 2032 13: 4.462%; 2033 14: 4.461%; 2034 15: 4.462%; 2035 16: 4.461%; 2036 17: 4.462%; 2037 18: 4.461%; 2038 19: 4.462%; 2039 20: 4.461%; 2040 21: 2.231%
Revenue Requirement by vintage year
2012 $000
|  |  |  | 2020 | 2021 | 2022 | 2023 | 2024 | 2025 | 2026 | 2027 | 2028 | 2029 | 2030 | 2031 | 2032 | 2033 | 2034 | 2035 | 2036 | 2037 | 2038 | 2039 | 2040 | 2041 | 2042 | 2043 | 2044 | 2045 | 2046 | 2047 | 2048 | 2049 | 2050 | 2051 | 2052 | 2053 | 2054 | 2055 | 2056 | 2057 | 2058 | 2059 | 2060 | 2061 | 2062 | 2063 | 2064 | 2065 | 2066 | 2067 | 2068 | 2069 | 2070 | 2071 | 2072 | 2073 | 2074 | 2075
|  | 2020 | 0% | 0 | 0 | 0 | 0 | 0 | 0 | 0 | 0 | 0 | 0 | 0 | 0 | 0 | 0 | 0 | 0 | 0 | 0 | 0 | 0 | 0 | 0 | 0 | 0 | 0 | 0 | 0 | 0 | 0 | 0 | 0 | 0 | 0 | 0 | 0 | 0 | 0 | 0 | 0 | 0 | 0 | 0 | 0 | 0 | 0 | 0 | 0 | 0 | 0 | 0 | 0 | 0 | 0 | 0 | 0 | 0
|  | 2021 | 0% |  | 0 | 0 | 0 | 0 | 0 | 0 | 0 | 0 | 0 | 0 | 0 | 0 | 0 | 0 | 0 | 0 | 0 | 0 | 0 | 0 | 0 | 0 | 0 | 0 | 0 | 0 | 0 | 0 | 0 | 0 | 0 | 0 | 0 | 0 | 0 | 0 | 0 | 0 | 0 | 0 | 0 | 0 | 0 | 0 | 0 | 0 | 0 | 0 | 0 | 0 | 0 | 0 | 0 | 0 | 0
|  | 2022 | 0% |  |  | 0 | 0 | 0 | 0 | 0 | 0 | 0 | 0 | 0 | 0 | 0 | 0 | 0 | 0 | 0 | 0 | 0 | 0 | 0 | 0 | 0 | 0 | 0 | 0 | 0 | 0 | 0 | 0 | 0 | 0 | 0 | 0 | 0 | 0 | 0 | 0 | 0 | 0 | 0 | 0 | 0 | 0 | 0 | 0 | 0 | 0 | 0 | 0 | 0 | 0 | 0 | 0 | 0 | 0
|  | 2023 | 0% |  |  |  | 0 | 0 | 0 | 0 | 0 | 0 | 0 | 0 | 0 | 0 | 0 | 0 | 0 | 0 | 0 | 0 | 0 | 0 | 0 | 0 | 0 | 0 | 0 | 0 | 0 | 0 | 0 | 0 | 0 | 0 | 0 | 0 | 0 | 0 | 0 | 0 | 0 | 0 | 0 | 0 | 0 | 0 | 0 | 0 | 0 | 0 | 0 | 0 | 0 | 0 | 0 | 0 | 0
|  | 2024 | 0% |  |  |  |  | 0 | 0 | 0 | 0 | 0 | 0 | 0 | 0 | 0 | 0 | 0 | 0 | 0 | 0 | 0 | 0 | 0 | 0 | 0 | 0 | 0 | 0 | 0 | 0 | 0 | 0 | 0 | 0 | 0 | 0 | 0 | 0 | 0 | 0 | 0 | 0 | 0 | 0 | 0 | 0 | 0 | 0 | 0 | 0 | 0 | 0 | 0 | 0 | 0 | 0 | 0 | 0
|  | 2025 | 0% | [5 empty] | 0 | 0 | 0 | 0 | 0 | 0 | 0 | 0 | 0 | 0 | 0 | 0 | 0 | 0 | 0 | 0 | 0 | 0 | 0 | 0 | 0 | 0 | 0 | 0 | 0 | 0 | 0 | 0 | 0 | 0 | 0 | 0 | 0 | 0 | 0 | 0 | 0 | 0 | 0 | 0 | 0 | 0 | 0 | 0 | 0 | 0 | 0 | 0 | 0 | 0 | 0
|  | 2026 | 0% | [6 empty] | 0 | 0 | 0 | 0 | 0 | 0 | 0 | 0 | 0 | 0 | 0 | 0 | 0 | 0 | 0 | 0 | 0 | 0 | 0 | 0 | 0 | 0 | 0 | 0 | 0 | 0 | 0 | 0 | 0 | 0 | 0 | 0 | 0 | 0 | 0 | 0 | 0 | 0 | 0 | 0 | 0 | 0 | 0 | 0 | 0 | 0 | 0 | 0 | 0 | 0
|  | 2027 | 0% | [7 empty] | 0 | 0 | 0 | 0 | 0 | 0 | 0 | 0 | 0 | 0 | 0 | 0 | 0 | 0 | 0 | 0 | 0 | 0 | 0 | 0 | 0 | 0 | 0 | 0 | 0 | 0 | 0 | 0 | 0 | 0 | 0 | 0 | 0 | 0 | 0 | 0 | 0 | 0 | 0 | 0 | 0 | 0 | 0 | 0 | 0 | 0 | 0 | 0 | 0
|  | 2028 | 0% | [8 empty] | 0 | 0 | 0 | 0 | 0 | 0 | 0 | 0 | 0 | 0 | 0 | 0 | 0 | 0 | 0 | 0 | 0 | 0 | 0 | 0 | 0 | 0 | 0 | 0 | 0 | 0 | 0 | 0 | 0 | 0 | 0 | 0 | 0 | 0 | 0 | 0 | 0 | 0 | 0 | 0 | 0 | 0 | 0 | 0 | 0 | 0 | 0 | 0
|  | 2029 | 0% | [9 empty] | 0 | 0 | 0 | 0 | 0 | 0 | 0 | 0 | 0 | 0 | 0 | 0 | 0 | 0 | 0 | 0 | 0 | 0 | 0 | 0 | 0 | 0 | 0 | 0 | 0 | 0 | 0 | 0 | 0 | 0 | 0 | 0 | 0 | 0 | 0 | 0 | 0 | 0 | 0 | 0 | 0 | 0 | 0 | 0 | 0 | 0 | 0
|  | 2030 | 0% | [10 empty] | 0 | 0 | 0 | 0 | 0 | 0 | 0 | 0 | 0 | 0 | 0 | 0 | 0 | 0 | 0 | 0 | 0 | 0 | 0 | 0 | 0 | 0 | 0 | 0 | 0 | 0 | 0 | 0 | 0 | 0 | 0 | 0 | 0 | 0 | 0 | 0 | 0 | 0 | 0 | 0 | 0 | 0 | 0 | 0 | 0 | 0
|  | 2031 | 0% | [11 empty] | 0 | 0 | 0 | 0 | 0 | 0 | 0 | 0 | 0 | 0 | 0 | 0 | 0 | 0 | 0 | 0 | 0 | 0 | 0 | 0 | 0 | 0 | 0 | 0 | 0 | 0 | 0 | 0 | 0 | 0 | 0 | 0 | 0 | 0 | 0 | 0 | 0 | 0 | 0 | 0 | 0 | 0 | 0 | 0 | 0
|  | 2032 | 0% | [12 empty] | 0 | 0 | 0 | 0 | 0 | 0 | 0 | 0 | 0 | 0 | 0 | 0 | 0 | 0 | 0 | 0 | 0 | 0 | 0 | 0 | 0 | 0 | 0 | 0 | 0 | 0 | 0 | 0 | 0 | 0 | 0 | 0 | 0 | 0 | 0 | 0 | 0 | 0 | 0 | 0 | 0 | 0 | 0 | 0
|  | 2033 | 0% | [13 empty] | 0 | 0 | 0 | 0 | 0 | 0 | 0 | 0 | 0 | 0 | 0 | 0 | 0 | 0 | 0 | 0 | 0 | 0 | 0 | 0 | 0 | 0 | 0 | 0 | 0 | 0 | 0 | 0 | 0 | 0 | 0 | 0 | 0 | 0 | 0 | 0 | 0 | 0 | 0 | 0 | 0 | 0 | 0
|  | 2034 | 0% | [14 empty] | 0 | 0 | 0 | 0 | 0 | 0 | 0 | 0 | 0 | 0 | 0 | 0 | 0 | 0 | 0 | 0 | 0 | 0 | 0 | 0 | 0 | 0 | 0 | 0 | 0 | 0 | 0 | 0 | 0 | 0 | 0 | 0 | 0 | 0 | 0 | 0 | 0 | 0 | 0 | 0 | 0 | 0
|  | 2035 | 0% | [15 empty] | 0 | 0 | 0 | 0 | 0 | 0 | 0 | 0 | 0 | 0 | 0 | 0 | 0 | 0 | 0 | 0 | 0 | 0 | 0 | 0 | 0 | 0 | 0 | 0 | 0 | 0 | 0 | 0 | 0 | 0 | 0 | 0 | 0 | 0 | 0 | 0 | 0 | 0 | 0 | 0 | 0
|  | 2036 | 0% | [16 empty] | 0 | 0 | 0 | 0 | 0 | 0 | 0 | 0 | 0 | 0 | 0 | 0 | 0 | 0 | 0 | 0 | 0 | 0 | 0 | 0 | 0 | 0 | 0 | 0 | 0 | 0 | 0 | 0 | 0 | 0 | 0 | 0 | 0 | 0 | 0 | 0 | 0 | 0 | 0 | 0
|  | 2037 | 0% | [17 empty] | 0 | 0 | 0 | 0 | 0 | 0 | 0 | 0 | 0 | 0 | 0 | 0 | 0 | 0 | 0 | 0 | 0 | 0 | 0 | 0 | 0 | 0 | 0 | 0 | 0 | 0 | 0 | 0 | 0 | 0 | 0 | 0 | 0 | 0 | 0 | 0 | 0 | 0 | 0
|  | 2038 | 0% | [18 empty] | 0 | 0 | 0 | 0 | 0 | 0 | 0 | 0 | 0 | 0 | 0 | 0 | 0 | 0 | 0 | 0 | 0 | 0 | 0 | 0 | 0 | 0 | 0 | 0 | 0 | 0 | 0 | 0 | 0 | 0 | 0 | 0 | 0 | 0 | 0 | 0 | 0 | 0
|  | 2039 | 0% | [19 empty] | 0 | 0 | 0 | 0 | 0 | 0 | 0 | 0 | 0 | 0 | 0 | 0 | 0 | 0 | 0 | 0 | 0 | 0 | 0 | 0 | 0 | 0 | 0 | 0 | 0 | 0 | 0 | 0 | 0 | 0 | 0 | 0 | 0 | 0 | 0 | 0 | 0
|  | 2040 | 0% | [20 empty] | 0 | 0 | 0 | 0 | 0 | 0 | 0 | 0 | 0 | 0 | 0 | 0 | 0 | 0 | 0 | 0 | 0 | 0 | 0 | 0 | 0 | 0 | 0 | 0 | 0 | 0 | 0 | 0 | 0 | 0 | 0 | 0 | 0 | 0 | 0 | 0
|  | 2041 | 0% | [21 empty] | 0 | 0 | 0 | 0 | 0 | 0 | 0 | 0 | 0 | 0 | 0 | 0 | 0 | 0 | 0 | 0 | 0 | 0 | 0 | 0 | 0 | 0 | 0 | 0 | 0 | 0 | 0 | 0 | 0 | 0 | 0 | 0 | 0 | 0 | 0
|  | 2042 | 0% | [22 empty] | 0 | 0 | 0 | 0 | 0 | 0 | 0 | 0 | 0 | 0 | 0 | 0 | 0 | 0 | 0 | 0 | 0 | 0 | 0 | 0 | 0 | 0 | 0 | 0 | 0 | 0 | 0 | 0 | 0 | 0 | 0 | 0 | 0 | 0
|  | 2043 | 0% | 2043: 0; 2044: 0; 2045: 0; 2046: 0; 2047: 0; 2048: 0; 2049: 0; 2050: 0; 2051: 0; 2052: 0; 2053: 0; 2054: 0; 2055: 0; 2056: 0; 2057: 0; 2058: 0; 2059: 0; 2060: 0; 2061: 0; 2062: 0; 2063: 0; 2064: 0; 2065: 0; 2066: 0; 2067: 0; 2068: 0; 2069: 0; 2070: 0; 2071: 0; 2072: 0; 2073: 0; 2074: 0; 2075: 0
|  | 2044 | 0% | 2044: 0; 2045: 0; 2046: 0; 2047: 0; 2048: 0; 2049: 0; 2050: 0; 2051: 0; 2052: 0; 2053: 0; 2054: 0; 2055: 0; 2056: 0; 2057: 0; 2058: 0; 2059: 0; 2060: 0; 2061: 0; 2062: 0; 2063: 0; 2064: 0; 2065: 0; 2066: 0; 2067: 0; 2068: 0; 2069: 0; 2070: 0; 2071: 0; 2072: 0; 2073: 0; 2074: 0; 2075: 0
|  | 2045 | 0% | 2045: 0; 2046: 0; 2047: 0; 2048: 0; 2049: 0; 2050: 0; 2051: 0; 2052: 0; 2053: 0; 2054: 0; 2055: 0; 2056: 0; 2057: 0; 2058: 0; 2059: 0; 2060: 0; 2061: 0; 2062: 0; 2063: 0; 2064: 0; 2065: 0; 2066: 0; 2067: 0; 2068: 0; 2069: 0; 2070: 0; 2071: 0; 2072: 0; 2073: 0; 2074: 0; 2075: 0
|  | 2046 | 0% | 2046: 0; 2047: 0; 2048: 0; 2049: 0; 2050: 0; 2051: 0; 2052: 0; 2053: 0; 2054: 0; 2055: 0; 2056: 0; 2057: 0; 2058: 0; 2059: 0; 2060: 0; 2061: 0; 2062: 0; 2063: 0; 2064: 0; 2065: 0; 2066: 0; 2067: 0; 2068: 0; 2069: 0; 2070: 0; 2071: 0; 2072: 0; 2073: 0; 2074: 0; 2075: 0 | 0 | 0 | 0 | 0
|  | 2047 | 0% | 2047: 0; 2048: 0; 2049: 0; 2050: 0; 2051: 0; 2052: 0; 2053: 0; 2054: 0; 2055: 0; 2056: 0; 2057: 0; 2058: 0; 2059: 0; 2060: 0; 2061: 0; 2062: 0; 2063: 0; 2064: 0; 2065: 0; 2066: 0; 2067: 0; 2068: 0; 2069: 0; 2070: 0; 2071: 0; 2072: 0; 2073: 0; 2074: 0; 2075: 0 | 0 | 0 | 0 | 0
|  | 2048 | 0% | 2048: 0; 2049: 0; 2050: 0; 2051: 0; 2052: 0; 2053: 0; 2054: 0; 2055: 0; 2056: 0; 2057: 0; 2058: 0; 2059: 0; 2060: 0; 2061: 0; 2062: 0; 2063: 0; 2064: 0; 2065: 0; 2066: 0; 2067: 0; 2068: 0; 2069: 0; 2070: 0; 2071: 0; 2072: 0; 2073: 0; 2074: 0; 2075: 0 | 0 | 0 | 0 | 0
|  | 2049 | 0% | 2049: 0; 2050: 0; 2051: 0; 2052: 0; 2053: 0; 2054: 0; 2055: 0; 2056: 0; 2057: 0; 2058: 0; 2059: 0; 2060: 0; 2061: 0; 2062: 0; 2063: 0; 2064: 0; 2065: 0; 2066: 0; 2067: 0; 2068: 0; 2069: 0; 2070: 0; 2071: 0; 2072: 0; 2073: 0; 2074: 0; 2075: 0 | 0 | 0 | 0 | 0
|  | 2050 | 0% | 2050: 0; 2051: 0; 2052: 0; 2053: 0; 2054: 0; 2055: 0; 2056: 0; 2057: 0; 2058: 0; 2059: 0; 2060: 0; 2061: 0; 2062: 0; 2063: 0; 2064: 0; 2065: 0; 2066: 0; 2067: 0; 2068: 0; 2069: 0; 2070: 0; 2071: 0; 2072: 0; 2073: 0; 2074: 0; 2075: 0 | 0 | 0 | 0 | 0
Revenue Requirement by vintage year
2012 $/MW-wk
| Aurora Input |  | Levelized Cost | 2020 | 2021 | 2022 | 2023 | 2024 | 2025 | 2026 | 2027 | 2028 | 2029 | 2030 | 2031 | 2032 | 2033 | 2034 | 2035 | 2036 | 2037 | 2038 | 2039 | 2040 | 2041 | 2042 | 2043 | 2044 | 2045 | 2046 | 2047 | 2048 | 2049 | 2050 | 2051 | 2052 | 2053 | 2054 | 2055 | 2056 | 2057 | 2058 | 2059 | 2060 | 2061 | 2062 | 2063 | 2064 | 2065 | 2066 | 2067 | 2068 | 2069 | 2070 | 2071 | 2072 | 2073 | 2074 | 2075
|  | 2020 | 0 | 0 | 0 | 0 | 0 | 0 | 0 | 0 | 0 | 0 | 0 | 0 | 0 | 0 | 0 | 0 | 0 | 0 | 0 | 0 | 0 | 0 | 0 | 0 | 0 | 0 | 0 | 0 | 0 | 0 | 0 | 0 | 0 | 0 | 0 | 0 | 0 | 0 | 0 | 0 | 0 | 0 | 0 | 0 | 0 | 0 | 0 | 0 | 0 | 0 | 0 | 0 | 0 | 0 | 0 | 0 | 0
|  | 2021 | 0 |  | 0 | 0 | 0 | 0 | 0 | 0 | 0 | 0 | 0 | 0 | 0 | 0 | 0 | 0 | 0 | 0 | 0 | 0 | 0 | 0 | 0 | 0 | 0 | 0 | 0 | 0 | 0 | 0 | 0 | 0 | 0 | 0 | 0 | 0 | 0 | 0 | 0 | 0 | 0 | 0 | 0 | 0 | 0 | 0 | 0 | 0 | 0 | 0 | 0 | 0 | 0 | 0 | 0 | 0 | 0
|  | 2022 | 0 |  |  | 0 | 0 | 0 | 0 | 0 | 0 | 0 | 0 | 0 | 0 | 0 | 0 | 0 | 0 | 0 | 0 | 0 | 0 | 0 | 0 | 0 | 0 | 0 | 0 | 0 | 0 | 0 | 0 | 0 | 0 | 0 | 0 | 0 | 0 | 0 | 0 | 0 | 0 | 0 | 0 | 0 | 0 | 0 | 0 | 0 | 0 | 0 | 0 | 0 | 0 | 0 | 0 | 0 | 0
|  | 2023 | 0 |  |  |  | 0 | 0 | 0 | 0 | 0 | 0 | 0 | 0 | 0 | 0 | 0 | 0 | 0 | 0 | 0 | 0 | 0 | 0 | 0 | 0 | 0 | 0 | 0 | 0 | 0 | 0 | 0 | 0 | 0 | 0 | 0 | 0 | 0 | 0 | 0 | 0 | 0 | 0 | 0 | 0 | 0 | 0 | 0 | 0 | 0 | 0 | 0 | 0 | 0 | 0 | 0 | 0 | 0
|  | 2024 | 0 |  |  |  |  | 0 | 0 | 0 | 0 | 0 | 0 | 0 | 0 | 0 | 0 | 0 | 0 | 0 | 0 | 0 | 0 | 0 | 0 | 0 | 0 | 0 | 0 | 0 | 0 | 0 | 0 | 0 | 0 | 0 | 0 | 0 | 0 | 0 | 0 | 0 | 0 | 0 | 0 | 0 | 0 | 0 | 0 | 0 | 0 | 0 | 0 | 0 | 0 | 0 | 0 | 0 | 0
|  | 2025 | 0 | [5 empty] | 0 | 0 | 0 | 0 | 0 | 0 | 0 | 0 | 0 | 0 | 0 | 0 | 0 | 0 | 0 | 0 | 0 | 0 | 0 | 0 | 0 | 0 | 0 | 0 | 0 | 0 | 0 | 0 | 0 | 0 | 0 | 0 | 0 | 0 | 0 | 0 | 0 | 0 | 0 | 0 | 0 | 0 | 0 | 0 | 0 | 0 | 0 | 0 | 0 | 0 | 0
|  | 2026 | 0 | [6 empty] | 0 | 0 | 0 | 0 | 0 | 0 | 0 | 0 | 0 | 0 | 0 | 0 | 0 | 0 | 0 | 0 | 0 | 0 | 0 | 0 | 0 | 0 | 0 | 0 | 0 | 0 | 0 | 0 | 0 | 0 | 0 | 0 | 0 | 0 | 0 | 0 | 0 | 0 | 0 | 0 | 0 | 0 | 0 | 0 | 0 | 0 | 0 | 0 | 0 | 0
|  | 2027 | 0 | [7 empty] | 0 | 0 | 0 | 0 | 0 | 0 | 0 | 0 | 0 | 0 | 0 | 0 | 0 | 0 | 0 | 0 | 0 | 0 | 0 | 0 | 0 | 0 | 0 | 0 | 0 | 0 | 0 | 0 | 0 | 0 | 0 | 0 | 0 | 0 | 0 | 0 | 0 | 0 | 0 | 0 | 0 | 0 | 0 | 0 | 0 | 0 | 0 | 0 | 0
|  | 2028 | 0 | [8 empty] | 0 | 0 | 0 | 0 | 0 | 0 | 0 | 0 | 0 | 0 | 0 | 0 | 0 | 0 | 0 | 0 | 0 | 0 | 0 | 0 | 0 | 0 | 0 | 0 | 0 | 0 | 0 | 0 | 0 | 0 | 0 | 0 | 0 | 0 | 0 | 0 | 0 | 0 | 0 | 0 | 0 | 0 | 0 | 0 | 0 | 0 | 0 | 0
|  | 2029 | 0 | [9 empty] | 0 | 0 | 0 | 0 | 0 | 0 | 0 | 0 | 0 | 0 | 0 | 0 | 0 | 0 | 0 | 0 | 0 | 0 | 0 | 0 | 0 | 0 | 0 | 0 | 0 | 0 | 0 | 0 | 0 | 0 | 0 | 0 | 0 | 0 | 0 | 0 | 0 | 0 | 0 | 0 | 0 | 0 | 0 | 0 | 0 | 0 | 0
|  | 2030 | 0 | [10 empty] | 0 | 0 | 0 | 0 | 0 | 0 | 0 | 0 | 0 | 0 | 0 | 0 | 0 | 0 | 0 | 0 | 0 | 0 | 0 | 0 | 0 | 0 | 0 | 0 | 0 | 0 | 0 | 0 | 0 | 0 | 0 | 0 | 0 | 0 | 0 | 0 | 0 | 0 | 0 | 0 | 0 | 0 | 0 | 0 | 0 | 0
|  | 2031 | 0 | [11 empty] | 0 | 0 | 0 | 0 | 0 | 0 | 0 | 0 | 0 | 0 | 0 | 0 | 0 | 0 | 0 | 0 | 0 | 0 | 0 | 0 | 0 | 0 | 0 | 0 | 0 | 0 | 0 | 0 | 0 | 0 | 0 | 0 | 0 | 0 | 0 | 0 | 0 | 0 | 0 | 0 | 0 | 0 | 0 | 0 | 0
|  | 2032 | 0 | [12 empty] | 0 | 0 | 0 | 0 | 0 | 0 | 0 | 0 | 0 | 0 | 0 | 0 | 0 | 0 | 0 | 0 | 0 | 0 | 0 | 0 | 0 | 0 | 0 | 0 | 0 | 0 | 0 | 0 | 0 | 0 | 0 | 0 | 0 | 0 | 0 | 0 | 0 | 0 | 0 | 0 | 0 | 0 | 0 | 0
|  | 2033 | 0 | [13 empty] | 0 | 0 | 0 | 0 | 0 | 0 | 0 | 0 | 0 | 0 | 0 | 0 | 0 | 0 | 0 | 0 | 0 | 0 | 0 | 0 | 0 | 0 | 0 | 0 | 0 | 0 | 0 | 0 | 0 | 0 | 0 | 0 | 0 | 0 | 0 | 0 | 0 | 0 | 0 | 0 | 0 | 0 | 0
|  | 2034 | 0 | [14 empty] | 0 | 0 | 0 | 0 | 0 | 0 | 0 | 0 | 0 | 0 | 0 | 0 | 0 | 0 | 0 | 0 | 0 | 0 | 0 | 0 | 0 | 0 | 0 | 0 | 0 | 0 | 0 | 0 | 0 | 0 | 0 | 0 | 0 | 0 | 0 | 0 | 0 | 0 | 0 | 0 | 0 | 0
|  | 2035 | 0 | [15 empty] | 0 | 0 | 0 | 0 | 0 | 0 | 0 | 0 | 0 | 0 | 0 | 0 | 0 | 0 | 0 | 0 | 0 | 0 | 0 | 0 | 0 | 0 | 0 | 0 | 0 | 0 | 0 | 0 | 0 | 0 | 0 | 0 | 0 | 0 | 0 | 0 | 0 | 0 | 0 | 0 | 0
|  | 2036 | 0 | [16 empty] | 0 | 0 | 0 | 0 | 0 | 0 | 0 | 0 | 0 | 0 | 0 | 0 | 0 | 0 | 0 | 0 | 0 | 0 | 0 | 0 | 0 | 0 | 0 | 0 | 0 | 0 | 0 | 0 | 0 | 0 | 0 | 0 | 0 | 0 | 0 | 0 | 0 | 0 | 0 | 0
|  | 2037 | 0 | [17 empty] | 0 | 0 | 0 | 0 | 0 | 0 | 0 | 0 | 0 | 0 | 0 | 0 | 0 | 0 | 0 | 0 | 0 | 0 | 0 | 0 | 0 | 0 | 0 | 0 | 0 | 0 | 0 | 0 | 0 | 0 | 0 | 0 | 0 | 0 | 0 | 0 | 0 | 0 | 0
|  | 2038 | 0 | [18 empty] | 0 | 0 | 0 | 0 | 0 | 0 | 0 | 0 | 0 | 0 | 0 | 0 | 0 | 0 | 0 | 0 | 0 | 0 | 0 | 0 | 0 | 0 | 0 | 0 | 0 | 0 | 0 | 0 | 0 | 0 | 0 | 0 | 0 | 0 | 0 | 0 | 0 | 0
|  | 2039 | 0 | [19 empty] | 0 | 0 | 0 | 0 | 0 | 0 | 0 | 0 | 0 | 0 | 0 | 0 | 0 | 0 | 0 | 0 | 0 | 0 | 0 | 0 | 0 | 0 | 0 | 0 | 0 | 0 | 0 | 0 | 0 | 0 | 0 | 0 | 0 | 0 | 0 | 0 | 0
|  | 2040 | 0 | [20 empty] | 0 | 0 | 0 | 0 | 0 | 0 | 0 | 0 | 0 | 0 | 0 | 0 | 0 | 0 | 0 | 0 | 0 | 0 | 0 | 0 | 0 | 0 | 0 | 0 | 0 | 0 | 0 | 0 | 0 | 0 | 0 | 0 | 0 | 0 | 0 | 0
|  | 2041 | 0 | [21 empty] | 0 | 0 | 0 | 0 | 0 | 0 | 0 | 0 | 0 | 0 | 0 | 0 | 0 | 0 | 0 | 0 | 0 | 0 | 0 | 0 | 0 | 0 | 0 | 0 | 0 | 0 | 0 | 0 | 0 | 0 | 0 | 0 | 0 | 0 | 0
|  | 2042 | 0 | [22 empty] | 0 | 0 | 0 | 0 | 0 | 0 | 0 | 0 | 0 | 0 | 0 | 0 | 0 | 0 | 0 | 0 | 0 | 0 | 0 | 0 | 0 | 0 | 0 | 0 | 0 | 0 | 0 | 0 | 0 | 0 | 0 | 0 | 0 | 0
|  | 2043 | 0 | 2043: 0; 2044: 0; 2045: 0; 2046: 0; 2047: 0; 2048: 0; 2049: 0; 2050: 0; 2051: 0; 2052: 0; 2053: 0; 2054: 0; 2055: 0; 2056: 0; 2057: 0; 2058: 0; 2059: 0; 2060: 0; 2061: 0; 2062: 0; 2063: 0; 2064: 0; 2065: 0; 2066: 0; 2067: 0; 2068: 0; 2069: 0; 2070: 0; 2071: 0; 2072: 0; 2073: 0; 2074: 0; 2075: 0
|  | 2044 | 0 | 2044: 0; 2045: 0; 2046: 0; 2047: 0; 2048: 0; 2049: 0; 2050: 0; 2051: 0; 2052: 0; 2053: 0; 2054: 0; 2055: 0; 2056: 0; 2057: 0; 2058: 0; 2059: 0; 2060: 0; 2061: 0; 2062: 0; 2063: 0; 2064: 0; 2065: 0; 2066: 0; 2067: 0; 2068: 0; 2069: 0; 2070: 0; 2071: 0; 2072: 0; 2073: 0; 2074: 0; 2075: 0
|  | 2045 | 0 | 2045: 0; 2046: 0; 2047: 0; 2048: 0; 2049: 0; 2050: 0; 2051: 0; 2052: 0; 2053: 0; 2054: 0; 2055: 0; 2056: 0; 2057: 0; 2058: 0; 2059: 0; 2060: 0; 2061: 0; 2062: 0; 2063: 0; 2064: 0; 2065: 0; 2066: 0; 2067: 0; 2068: 0; 2069: 0; 2070: 0; 2071: 0; 2072: 0; 2073: 0; 2074: 0; 2075: 0 | 0 | 0 | 0 | 0
|  | 2046 | 0 | 2046: 0; 2047: 0; 2048: 0; 2049: 0; 2050: 0; 2051: 0; 2052: 0; 2053: 0; 2054: 0; 2055: 0; 2056: 0; 2057: 0; 2058: 0; 2059: 0; 2060: 0; 2061: 0; 2062: 0; 2063: 0; 2064: 0; 2065: 0; 2066: 0; 2067: 0; 2068: 0; 2069: 0; 2070: 0; 2071: 0; 2072: 0; 2073: 0; 2074: 0; 2075: 0 | 0 | 0 | 0 | 0
|  | 2047 | 0 | 2047: 0; 2048: 0; 2049: 0; 2050: 0; 2051: 0; 2052: 0; 2053: 0; 2054: 0; 2055: 0; 2056: 0; 2057: 0; 2058: 0; 2059: 0; 2060: 0; 2061: 0; 2062: 0; 2063: 0; 2064: 0; 2065: 0; 2066: 0; 2067: 0; 2068: 0; 2069: 0; 2070: 0; 2071: 0; 2072: 0; 2073: 0; 2074: 0; 2075: 0 | 0 | 0 | 0 | 0
|  | 2048 | 0 | 2048: 0; 2049: 0; 2050: 0; 2051: 0; 2052: 0; 2053: 0; 2054: 0; 2055: 0; 2056: 0; 2057: 0; 2058: 0; 2059: 0; 2060: 0; 2061: 0; 2062: 0; 2063: 0; 2064: 0; 2065: 0; 2066: 0; 2067: 0; 2068: 0; 2069: 0; 2070: 0; 2071: 0; 2072: 0; 2073: 0; 2074: 0; 2075: 0 | 0 | 0 | 0 | 0
|  | 2049 | 0 | 2049: 0; 2050: 0; 2051: 0; 2052: 0; 2053: 0; 2054: 0; 2055: 0; 2056: 0; 2057: 0; 2058: 0; 2059: 0; 2060: 0; 2061: 0; 2062: 0; 2063: 0; 2064: 0; 2065: 0; 2066: 0; 2067: 0; 2068: 0; 2069: 0; 2070: 0; 2071: 0; 2072: 0; 2073: 0; 2074: 0; 2075: 0 | 0 | 0 | 0 | 0
|  | 2050 | 0 | 2050: 0; 2051: 0; 2052: 0; 2053: 0; 2054: 0; 2055: 0; 2056: 0; 2057: 0; 2058: 0; 2059: 0; 2060: 0; 2061: 0; 2062: 0; 2063: 0; 2064: 0; 2065: 0; 2066: 0; 2067: 0; 2068: 0; 2069: 0; 2070: 0; 2071: 0; 2072: 0; 2073: 0; 2074: 0; 2075: 0 | 0 | 0 | 0 | 0
Annual Change (%) | bar: 2020 to 2075
|  | Levelized Capital Cost ($/MW-wk) |  | 0 | 0 | 0 | 0 | 0 | 0 | 0 | 0 | 0 | 0 | 0 | 0 | 0 | 0 | 0 | 0 | 0 | 0 | 0 | 0 | 0 | 0 | 0 | 0 | 0 | 0 | 0 | 0 | 0 | 0 | 0 | 0 | 0 | 0 | 0 | 0 | 0 | 0 | 0 | 0 | 0 | 0 | 0 | 0 | 0 | 0 | 0 | 0 | 0 | 0 | 0 | 0 | 0 | 0 | 0 | 0
|  | Economic Life | 30
|  | check s/b 0 | 0
itc
Revenue Requirement by vintage year
2012 $/MW-wk
| Aurora Input |  | Levelized Cost | 2020 | 2021 | 2022 | 2023 | 2024 | 2025 | 2026 | 2027 | 2028 | 2029 | 2030 | 2031 | 2032 | 2033 | 2034 | 2035 | 2036 | 2037 | 2038 | 2039 | 2040 | 2041 | 2042 | 2043 | 2044 | 2045 | 2046 | Levelized | 2047 | 2048 | 2049 | 2050 | 2051 | 2052 | 2053 | 2054 | 2055 | 2056 | 2057 | 2058 | 2059 | 2060 | 2061 | 2062 | 2063 | 2064 | 2065 | 2066 | 2067 | 2068 | 2069 | 2070 | 2071 | 2072 | 2073 | 2074 | 2075 | 2076 | 2077 | 2078 | 2079
|  | 2020 | 0 | 0 | 0 | 0 | 0 | 0 | 0 | 0 | 0 | 0 | 0 | 0 | 0 | 0 | 0 | 0 | 0 | 0 | 0 | 0 | 0 | 0 | 0 | 0 | 0 | 0 | 0 | 0 | 0 | 0 | 0 | 0 | 0 | 0 | 0 | 0 | 0 | 0 | 0 | 0 | 0 | 0 | 0 | 0 | 0 | 0 | 0 | 0 | 0 | 0 | 0 | 0 | 0 | 0 | 0 | 0 | 0 | 0 | 0 | 0 | 0 | 0
|  | 2021 | 0 |  | 0 | 0 | 0 | 0 | 0 | 0 | 0 | 0 | 0 | 0 | 0 | 0 | 0 | 0 | 0 | 0 | 0 | 0 | 0 | 0 | 0 | 0 | 0 | 0 | 0 | 0 | 0 | 0 | 0 | 0 | 0 | 0 | 0 | 0 | 0 | 0 | 0 | 0 | 0 | 0 | 0 | 0 | 0 | 0 | 0 | 0 | 0 | 0 | 0 | 0 | 0 | 0 | 0 | 0 | 0 | 0 | 0 | 0 | 0 | 0
|  | 2022 | 0 |  |  | 0 | 0 | 0 | 0 | 0 | 0 | 0 | 0 | 0 | 0 | 0 | 0 | 0 | 0 | 0 | 0 | 0 | 0 | 0 | 0 | 0 | 0 | 0 | 0 | 0 | 0 | 0 | 0 | 0 | 0 | 0 | 0 | 0 | 0 | 0 | 0 | 0 | 0 | 0 | 0 | 0 | 0 | 0 | 0 | 0 | 0 | 0 | 0 | 0 | 0 | 0 | 0 | 0 | 0 | 0 | 0 | 0 | 0 | 0
|  | 2023 | 0 |  |  |  | 0 | 0 | 0 | 0 | 0 | 0 | 0 | 0 | 0 | 0 | 0 | 0 | 0 | 0 | 0 | 0 | 0 | 0 | 0 | 0 | 0 | 0 | 0 | 0 | 0 | 0 | 0 | 0 | 0 | 0 | 0 | 0 | 0 | 0 | 0 | 0 | 0 | 0 | 0 | 0 | 0 | 0 | 0 | 0 | 0 | 0 | 0 | 0 | 0 | 0 | 0 | 0 | 0 | 0 | 0 | 0 | 0 | 0
|  | 2024 | 0 |  |  |  |  | 0 | 0 | 0 | 0 | 0 | 0 | 0 | 0 | 0 | 0 | 0 | 0 | 0 | 0 | 0 | 0 | 0 | 0 | 0 | 0 | 0 | 0 | 0 | 0 | 0 | 0 | 0 | 0 | 0 | 0 | 0 | 0 | 0 | 0 | 0 | 0 | 0 | 0 | 0 | 0 | 0 | 0 | 0 | 0 | 0 | 0 | 0 | 0 | 0 | 0 | 0 | 0 | 0 | 0 | 0 | 0 | 0
|  | 2025 | 0 | [5 empty] | 0 | 0 | 0 | 0 | 0 | 0 | 0 | 0 | 0 | 0 | 0 | 0 | 0 | 0 | 0 | 0 | 0 | 0 | 0 | 0 | 0 | 0 | 0 | 0 | 0 | 0 | 0 | 0 | 0 | 0 | 0 | 0 | 0 | 0 | 0 | 0 | 0 | 0 | 0 | 0 | 0 | 0 | 0 | 0 | 0 | 0 | 0 | 0 | 0 | 0 | 0 | 0 | 0 | 0 | 0 | 0
|  | 2026 | 0 | [6 empty] | 0 | 0 | 0 | 0 | 0 | 0 | 0 | 0 | 0 | 0 | 0 | 0 | 0 | 0 | 0 | 0 | 0 | 0 | 0 | 0 | 0 | 0 | 0 | 0 | 0 | 0 | 0 | 0 | 0 | 0 | 0 | 0 | 0 | 0 | 0 | 0 | 0 | 0 | 0 | 0 | 0 | 0 | 0 | 0 | 0 | 0 | 0 | 0 | 0 | 0 | 0 | 0 | 0 | 0 | 0
|  | 2027 | 0 | [7 empty] | 0 | 0 | 0 | 0 | 0 | 0 | 0 | 0 | 0 | 0 | 0 | 0 | 0 | 0 | 0 | 0 | 0 | 0 | 0 | 0 | 0 | 0 | 0 | 0 | 0 | 0 | 0 | 0 | 0 | 0 | 0 | 0 | 0 | 0 | 0 | 0 | 0 | 0 | 0 | 0 | 0 | 0 | 0 | 0 | 0 | 0 | 0 | 0 | 0 | 0 | 0 | 0 | 0 | 0
|  | 2028 | 0 | [8 empty] | 0 | 0 | 0 | 0 | 0 | 0 | 0 | 0 | 0 | 0 | 0 | 0 | 0 | 0 | 0 | 0 | 0 | 0 | 0 | 0 | 0 | 0 | 0 | 0 | 0 | 0 | 0 | 0 | 0 | 0 | 0 | 0 | 0 | 0 | 0 | 0 | 0 | 0 | 0 | 0 | 0 | 0 | 0 | 0 | 0 | 0 | 0 | 0 | 0 | 0 | 0 | 0 | 0
|  | 2029 | 0 | [9 empty] | 0 | 0 | 0 | 0 | 0 | 0 | 0 | 0 | 0 | 0 | 0 | 0 | 0 | 0 | 0 | 0 | 0 | 0 | 0 | 0 | 0 | 0 | 0 | 0 | 0 | 0 | 0 | 0 | 0 | 0 | 0 | 0 | 0 | 0 | 0 | 0 | 0 | 0 | 0 | 0 | 0 | 0 | 0 | 0 | 0 | 0 | 0 | 0 | 0 | 0 | 0 | 0
|  | 2030 | 0 | [10 empty] | 0 | 0 | 0 | 0 | 0 | 0 | 0 | 0 | 0 | 0 | 0 | 0 | 0 | 0 | 0 | 0 | 0 | 0 | 0 | 0 | 0 | 0 | 0 | 0 | 0 | 0 | 0 | 0 | 0 | 0 | 0 | 0 | 0 | 0 | 0 | 0 | 0 | 0 | 0 | 0 | 0 | 0 | 0 | 0 | 0 | 0 | 0 | 0 | 0 | 0 | 0
|  | 2031 | 0 | [11 empty] | 0 | 0 | 0 | 0 | 0 | 0 | 0 | 0 | 0 | 0 | 0 | 0 | 0 | 0 | 0 | 0 | 0 | 0 | 0 | 0 | 0 | 0 | 0 | 0 | 0 | 0 | 0 | 0 | 0 | 0 | 0 | 0 | 0 | 0 | 0 | 0 | 0 | 0 | 0 | 0 | 0 | 0 | 0 | 0 | 0 | 0 | 0 | 0 | 0 | 0
|  | 2032 | 0 | [12 empty] | 0 | 0 | 0 | 0 | 0 | 0 | 0 | 0 | 0 | 0 | 0 | 0 | 0 | 0 | 0 | 0 | 0 | 0 | 0 | 0 | 0 | 0 | 0 | 0 | 0 | 0 | 0 | 0 | 0 | 0 | 0 | 0 | 0 | 0 | 0 | 0 | 0 | 0 | 0 | 0 | 0 | 0 | 0 | 0 | 0 | 0 | 0 | 0 | 0
|  | 2033 | 0 | [13 empty] | 0 | 0 | 0 | 0 | 0 | 0 | 0 | 0 | 0 | 0 | 0 | 0 | 0 | 0 | 0 | 0 | 0 | 0 | 0 | 0 | 0 | 0 | 0 | 0 | 0 | 0 | 0 | 0 | 0 | 0 | 0 | 0 | 0 | 0 | 0 | 0 | 0 | 0 | 0 | 0 | 0 | 0 | 0 | 0 | 0 | 0 | 0 | 0
|  | 2034 | 0 | [14 empty] | 0 | 0 | 0 | 0 | 0 | 0 | 0 | 0 | 0 | 0 | 0 | 0 | 0 | 0 | 0 | 0 | 0 | 0 | 0 | 0 | 0 | 0 | 0 | 0 | 0 | 0 | 0 | 0 | 0 | 0 | 0 | 0 | 0 | 0 | 0 | 0 | 0 | 0 | 0 | 0 | 0 | 0 | 0 | 0 | 0 | 0 | 0
|  | 2035 | 0 | [15 empty] | 0 | 0 | 0 | 0 | 0 | 0 | 0 | 0 | 0 | 0 | 0 | 0 | 0 | 0 | 0 | 0 | 0 | 0 | 0 | 0 | 0 | 0 | 0 | 0 | 0 | 0 | 0 | 0 | 0 | 0 | 0 | 0 | 0 | 0 | 0 | 0 | 0 | 0 | 0 | 0 | 0 | 0 | 0 | 0 | 0 | 0
|  | 2036 | 0 | [16 empty] | 0 | 0 | 0 | 0 | 0 | 0 | 0 | 0 | 0 | 0 | 0 | 0 | 0 | 0 | 0 | 0 | 0 | 0 | 0 | 0 | 0 | 0 | 0 | 0 | 0 | 0 | 0 | 0 | 0 | 0 | 0 | 0 | 0 | 0 | 0 | 0 | 0 | 0 | 0 | 0 | 0 | 0 | 0 | 0 | 0
|  | 2037 | 0 | [17 empty] | 0 | 0 | 0 | 0 | 0 | 0 | 0 | 0 | 0 | 0 | 0 | 0 | 0 | 0 | 0 | 0 | 0 | 0 | 0 | 0 | 0 | 0 | 0 | 0 | 0 | 0 | 0 | 0 | 0 | 0 | 0 | 0 | 0 | 0 | 0 | 0 | 0 | 0 | 0 | 0 | 0 | 0 | 0 | 0
|  | 2038 | 0 | [18 empty] | 0 | 0 | 0 | 0 | 0 | 0 | 0 | 0 | 0 | 0 | 0 | 0 | 0 | 0 | 0 | 0 | 0 | 0 | 0 | 0 | 0 | 0 | 0 | 0 | 0 | 0 | 0 | 0 | 0 | 0 | 0 | 0 | 0 | 0 | 0 | 0 | 0 | 0 | 0 | 0 | 0 | 0 | 0
|  | 2039 | 0 | [19 empty] | 0 | 0 | 0 | 0 | 0 | 0 | 0 | 0 | 0 | 0 | 0 | 0 | 0 | 0 | 0 | 0 | 0 | 0 | 0 | 0 | 0 | 0 | 0 | 0 | 0 | 0 | 0 | 0 | 0 | 0 | 0 | 0 | 0 | 0 | 0 | 0 | 0 | 0 | 0 | 0 | 0 | 0
|  | 2040 | 0 | [20 empty] | 0 | 0 | 0 | 0 | 0 | 0 | 0 | 0 | 0 | 0 | 0 | 0 | 0 | 0 | 0 | 0 | 0 | 0 | 0 | 0 | 0 | 0 | 0 | 0 | 0 | 0 | 0 | 0 | 0 | 0 | 0 | 0 | 0 | 0 | 0 | 0 | 0 | 0 | 0 | 0 | 0
|  | 2041 | 0 | [21 empty] | 0 | 0 | 0 | 0 | 0 | 0 | 0 | 0 | 0 | 0 | 0 | 0 | 0 | 0 | 0 | 0 | 0 | 0 | 0 | 0 | 0 | 0 | 0 | 0 | 0 | 0 | 0 | 0 | 0 | 0 | 0 | 0 | 0 | 0 | 0 | 0 | 0 | 0 | 0 | 0
|  | 2042 | 0 | [22 empty] | 0 | 0 | 0 | 0 | 0 | 0 | 0 | 0 | 0 | 0 | 0 | 0 | 0 | 0 | 0 | 0 | 0 | 0 | 0 | 0 | 0 | 0 | 0 | 0 | 0 | 0 | 0 | 0 | 0 | 0 | 0 | 0 | 0 | 0 | 0 | 0 | 0 | 0 | 0
|  | 2043 | 0 | [23 empty] | 0 | 0 | 0 | 0 | 0 | 0 | 0 | 0 | 0 | 0 | 0 | 0 | 0 | 0 | 0 | 0 | 0 | 0 | 0 | 0 | 0 | 0 | 0 | 0 | 0 | 0 | 0 | 0 | 0 | 0 | 0 | 0 | 0 | 0 | 0 | 0 | 0 | 0
|  | 2044 | 0 | [24 empty] | 0 | 0 | 0 | 0 | 0 | 0 | 0 | 0 | 0 | 0 | 0 | 0 | 0 | 0 | 0 | 0 | 0 | 0 | 0 | 0 | 0 | 0 | 0 | 0 | 0 | 0 | 0 | 0 | 0 | 0 | 0 | 0 | 0 | 0 | 0 | 0 | 0
|  | 2045 | 0 | [25 empty] | 0 | 0 | 0 | 0 | 0 | 0 | 0 | 0 | 0 | 0 | 0 | 0 | 0 | 0 | 0 | 0 | 0 | 0 | 0 | 0 | 0 | 0 | 0 | 0 | 0 | 0 | 0 | 0 | 0 | 0 | 0 | 0 | 0 | 0 | 0 | 0
|  | 2046 | 0 | [26 empty] | 0 | 0 | 0 | 0 | 0 | 0 | 0 | 0 | 0 | 0 | 0 | 0 | 0 | 0 | 0 | 0 | 0 | 0 | 0 | 0 | 0 | 0 | 0 | 0 | 0 | 0 | 0 | 0 | 0 | 0 | 0 | 0 | 0 | 0 | 0
|  | 2047 | 0 | [27 empty] | 0 | 0 | 0 | 0 | 0 | 0 | 0 | 0 | 0 | 0 | 0 | 0 | 0 | 0 | 0 | 0 | 0 | 0 | 0 | 0 | 0 | 0 | 0 | 0 | 0 | 0 | 0 | 0 | 0 | 0 | 0 | 0 | 0 | 0
|  | 2048 | 0 | [27 empty] | 0 |  | 0 | 0 | 0 | 0 | 0 | 0 | 0 | 0 | 0 | 0 | 0 | 0 | 0 | 0 | 0 | 0 | 0 | 0 | 0 | 0 | 0 | 0 | 0 | 0 | 0 | 0 | 0 | 0 | 0 | 0 | 0 | 0
|  | 2049 | 0 | [27 empty] | 0 |  |  | 0 | 0 | 0 | 0 | 0 | 0 | 0 | 0 | 0 | 0 | 0 | 0 | 0 | 0 | 0 | 0 | 0 | 0 | 0 | 0 | 0 | 0 | 0 | 0 | 0 | 0 | 0 | 0 | 0 | 0 | 0
|  | 2050 | 0 | [27 empty] | 0 |  |  |  | 0 | 0 | 0 | 0 | 0 | 0 | 0 | 0 | 0 | 0 | 0 | 0 | 0 | 0 | 0 | 0 | 0 | 0 | 0 | 0 | 0 | 0 | 0 | 0 | 0 | 0 | 0 | 0 | 0 | 0
|  |  |  | 30% | 30% | 30% | 30% | 26% | 22% | 10% | 10% | 10% | 10% | 10% | 10% | 10% | 10% | 10% | 10% | 10% | 10% | 10% | 10% | 10% | 10% | 10% | 10% | 10% | 10% | 10% | 10% | 10% | 10% | 10% | 10% | 10% | 10% | 10% | 10% | 10% | 10% | 10% | 10% | 10% | 10% | 10% | 10% | 10% | 10% | 10% | 10% | 10% | 10% | 10% | 10% | 10% | 10% | 10% | 10%
ITC
| 2020-2023 | 30% |  | 0 | [27 empty] | 2064: 0; 2065: 0; 2066: 0; 2067: 0; 2068: 0; 2069: 0; 2070: 0; 2071: 0; 2072: 0
| 2024 | 26% |  | 0 | [27 empty] | 2056: 0; 2057: 0; 2058: 0; 2059: 0; 2060: 0; 2061: 0; 2062: 0; 2063: 0; 2064: 0; 2065: 0; 2066: 0; 2067: 0; 2068: 0; 2069: 0; 2070: 0; 2071: 0; 2072: 0; 2073: 0; 2074: 0
| 2025 | 22% |  | 0 | [27 empty] | 2056: 0; 2057: 0; 2058: 0; 2059: 0; 2060: 0; 2061: 0; 2062: 0; 2063: 0; 2064: 0; 2065: 0; 2066: 0; 2067: 0; 2068: 0; 2069: 0; 2070: 0; 2071: 0; 2072: 0; 2073: 0; 2074: 0
| Start 2026 | 10% |  | 0 | [27 empty] | 2056: 0; 2057: 0; 2058: 0; 2059: 0; 2060: 0; 2061: 0; 2062: 0; 2063: 0; 2064: 0; 2065: 0; 2066: 0; 2067: 0; 2068: 0; 2069: 0; 2070: 0; 2071: 0; 2072: 0; 2073: 0; 2074: 0
[41 empty] | 0 | 0 | 0 | 0 | 0 | 0 | 0 | 0 | 0 | 0 | 0 | 0 | 0 | 0 | 0 | 0 | 0 | 0 | 0
[41 empty] | 0 | 0 | 0 | 0 | 0 | 0 | 0 | 0 | 0 | 0 | 0 | 0 | 0 | 0 | 0 | 0 | 0 | 0 | 0
Amortization
|  | 30% |  | 0 | 0 | 0 | 0 | 0 | 0 | 0 | 0 | 0 | 0 | 0 | 0 | 0 | 0 | 0 | 0 | 0 | 0 | 0 | 0 | 0 | 0 | 0 | 0 | 0 | 0 | 0 | 0 | 0 | 0 | 0 | 0 | 0 | 0 | 0 | 0 | 0 | 0 | 0 | 0 | 0 | 0 | 0 | 0 | 0 | 0 | 0 | 0 | 0 | 0 | 0 | 0 | 0 | 0 | 0 | 0
|  | 26% |  | 0 | 0 | 0 | 0 | 0 | 0 | 0 | 0 | 0 | 0 | 0 | 0 | 0 | 0 | 0 | 0 | 0 | 0 | 0 | 0 | 0 | 0 | 0 | 0 | 0 | 0 | 0 | 0 | 0 | 0 | 0 | 0 | 0 | 0 | 0 | 0 | 0 | 0 | 0 | 0 | 0 | 0 | 0 | 0 | 0 | 0 | 0 | 0 | 0 | 0 | 0 | 0 | 0 | 0 | 0 | 0
|  | 22% |  | 0 | 0 | 0 | 0 | 0 | 0 | 0 | 0 | 0 | 0 | 0 | 0 | 0 | 0 | 0 | 0 | 0 | 0 | 0 | 0 | 0 | 0 | 0 | 0 | 0 | 0 | 0 | 0 | 0 | 0 | 0 | 0 | 0 | 0 | 0 | 0 | 0 | 0 | 0 | 0 | 0 | 0 | 0 | 0 | 0 | 0 | 0 | 0 | 0 | 0 | 0 | 0 | 0 | 0 | 0 | 0
|  | 10% |  | 0 | 0 | 0 | 0 | 0 | 0 | 0 | 0 | 0 | 0 | 0 | 0 | 0 | 0 | 0 | 0 | 0 | 0 | 0 | 0 | 0 | 0 | 0 | 0 | 0 | 0 | 0 | 0 | 0 | 0 | 0 | 0 | 0 | 0 | 0 | 0 | 0 | 0 | 0 | 0 | 0 | 0 | 0 | 0 | 0 | 0 | 0 | 0 | 0 | 0 | 0 | 0 | 0 | 0 | 0 | 0
|  |  |  | 2020 | 2021 | 2022 | 2023 | 2024 | 2025 | 2026 | 2027 | 2028 | 2029 | 2030 | 2031 | 2032 | 2033 | 2034 | 2035 | 2036 | 2037 | 2038 | 2039 | 2040 | 2041 | 2042 | 2043 | 2044 | 2045 | 2046 | 2047 | 2048 | 2049 | 2050 | 2051 | 2052 | 2053 | 2054 | 2055 | 2056 | 2057 | 2058 | 2059 | 2060 | 2061 | 2062 | 2063 | 2064 | 2065 | 2066 | 2067 | 2068 | 2069 | 2070 | 2071 | 2072 | 2073 | 2074 | 2075
|  | ITC Base |  | 0 | 0 | 0 | 0 | 0 | 0 | 0 | 0 | 0 | 0 | 0 | 0 | 0 | 0 | 0 | 0 | 0 | 0 | 0 | 0 | 0 | 0 | 0 | 0 | 0 | 0 | 0 | 0 | 0 | 0 | 0 | 0 | 0 | 0 | 0 | 0 | 0 | 0 | 0 | 0 | 0 | 0 | 0 | 0 | 0 | 0 | 0 | 0 | 0 | 0 | 0 | 0 | 0 | 0 | 0 | 0
|  | Accum ITC Amort |  | 0 | 0 | 0 | 0 | 0 | 0 | 0 | 0 | 0 | 0 | 0 | 0 | 0 | 0 | 0 | 0 | 0 | 0 | 0 | 0 | 0 | 0 | 0 | 0 | 0 | 0 | 0 | 0 | 0 | 0 | 0 | 0 | 0 | 0 | 0 | 0 | 0 | 0 | 0 | 0 | 0 | 0 | 0 | 0 | 0 | 0 | 0 | 0 | 0 | 0 | 0 | 0 | 0 | 0 | 0 | 0
|  | Ratebase |  | 0 | 0 | 0 | 0 | 0 | 0 | 0 | 0 | 0 | 0 | 0 | 0 | 0 | 0 | 0 | 0 | 0 | 0 | 0 | 0 | 0 | 0 | 0 | 0 | 0 | 0 | 0 | 0 | 0 | 0 | 0 | 0 | 0 | 0 | 0 | 0 | 0 | 0 | 0 | 0 | 0 | 0 | 0 | 0 | 0 | 0 | 0 | 0 | 0 | 0 | 0 | 0 | 0 | 0 | 0 | 0
|  | Tax Basis |  | 0 | 0 | 0 | 0 | 0 | 0 | 0 | 0 | 0 | 0 | 0 | 0 | 0 | 0 | 0 | 0 | 0 | 0 | 0 | 0 | 0 | 0 | 0 | 0 | 0 | 0 | 0 | 0 | 0 | 0 | 0 | 0 | 0 | 0 | 0 | 0 | 0 | 0 | 0 | 0 | 0 | 0 | 0 | 0 | 0 | 0 | 0 | 0 | 0 | 0 | 0 | 0 | 0 | 0 | 0 | 0
|  | Book Depreciation |  | 0 | 0 | 0 | 0 | 0 | 0 | 0 | 0 | 0 | 0 | 0 | 0 | 0 | 0 | 0 | 0 | 0 | 0 | 0 | 0 | 0 | 0 | 0 | 0 | 0 | 0 | 0 | 0 | 0 | 0 | 0 | 0 | 0 | 0 | 0 | 0 | 0 | 0 | 0 | 0 | 0 | 0 | 0 | 0 | 0 | 0 | 0 | 0 | 0 | 0 | 0 | 0 | 0 | 0 | 0 | 0
|  | Tax Depreciation |  | 0 | 0 | 0 | 0 | 0 | 0 | 0 | 0 | 0 | 0 | 0 | 0 | 0 | 0 | 0 | 0 | 0 | 0 | 0 | 0 | 0 | 0 | 0 | 0 | 0 | 0 | 0 | 0 | 0 | 0 | 0 | 0 | 0 | 0 | 0 | 0 | 0 | 0 | 0 | 0 | 0 | 0 | 0 | 0 | 0 | 0 | 0 | 0 | 0 | 0 | 0 | 0 | 0 | 0 | 0 | 0
|  | Difference between book and tax |  | 0 | 0 | 0 | 0 | 0 | 0 | 0 | 0 | 0 | 0 | 0 | 0 | 0 | 0 | 0 | 0 | 0 | 0 | 0 | 0 | 0 | 0 | 0 | 0 | 0 | 0 | 0 | 0 | 0 | 0 | 0 | 0 | 0 | 0 | 0 | 0 | 0 | 0 | 0 | 0 | 0 | 0 | 0 | 0 | 0 | 0 | 0 | 0 | 0 | 0 | 0 | 0 | 0 | 0 | 0 | 0
|  | Deferred Tax |  | 0 | 0 | 0 | 0 | 0 | 0 | 0 | 0 | 0 | 0 | 0 | 0 | 0 | 0 | 0 | 0 | 0 | 0 | 0 | 0 | 0 | 0 | 0 | 0 | 0 | 0 | 0 | 0 | 0 | 0 | 0 | 0 | 0 | 0 | 0 | 0 | 0 | 0 | 0 | 0 | 0 | 0 | 0 | 0 | 0 | 0 | 0 | 0 | 0 | 0 | 0 | 0 | 0 | 0 | 0 | 0
|  | Accum Defered Tax |  | 0 | 0 | 0 | 0 | 0 | 0 | 0 | 0 | 0 | 0 | 0 | 0 | 0 | 0 | 0 | 0 | 0 | 0 | 0 | 0 | 0 | 0 | 0 | 0 | 0 | 0 | 0 | 0 | 0 | 0 | 0 | 0 | 0 | 0 | 0 | 0 | 0 | 0 | 0 | 0 | 0 | 0 | 0 | 0 | 0 | 0 | 0 | 0 | 0 | 0 | 0 | 0 | 0 | 0 | 0 | 0
|  | Revenue Requirement |  | 0 | 0 | 0 | 0 | 0 | 0 | 0 | 0 | 0 | 0 | 0 | 0 | 0 | 0 | 0 | 0 | 0 | 0 | 0 | 0 | 0 | 0 | 0 | 0 | 0 | 0 | 0 | 0 | 0 | 0 | 0 | 0 | 0 | 0 | 0 | 0 | 0 | 0 | 0 | 0 | 0 | 0 | 0 | 0 | 0 | 0 | 0 | 0 | 0 | 0 | 0 | 0 | 0 | 0 | 0 | 0
|  | Depreciation |  | 0 | 0 | 0 | 0 | 0 | 0 | 0 | 0 | 0 | 0 | 0 | 0 | 0 | 0 | 0 | 0 | 0 | 0 | 0 | 0 | 0 | 0 | 0 | 0 | 0 | 0 | 0 | 0 | 0 | 0 | 0 | 0 | 0 | 0 | 0 | 0 | 0 | 0 | 0 | 0 | 0 | 0 | 0 | 0 | 0 | 0 | 0 | 0 | 0 | 0 | 0 | 0 | 0 | 0 | 0 | 0
|  | Insurance |  | 0 | 0 | 0 | 0 | 0 | 0 | 0 | 0 | 0 | 0 | 0 | 0 | 0 | 0 | 0 | 0 | 0 | 0 | 0 | 0 | 0 | 0 | 0 | 0 | 0 | 0 | 0 | 0 | 0 | 0 | 0 | 0 | 0 | 0 | 0 | 0 | 0 | 0 | 0 | 0 | 0 | 0 | 0 | 0 | 0 | 0 | 0 | 0 | 0 | 0 | 0 | 0 | 0 | 0 | 0 | 0
|  | Property Taxes |  | 0 | 0 | 0 | 0 | 0 | 0 | 0 | 0 | 0 | 0 | 0 | 0 | 0 | 0 | 0 | 0 | 0 | 0 | 0 | 0 | 0 | 0 | 0 | 0 | 0 | 0 | 0 | 0 | 0 | 0 | 0 | 0 | 0 | 0 | 0 | 0 | 0 | 0 | 0 | 0 | 0 | 0 | 0 | 0 | 0 | 0 | 0 | 0 | 0 | 0 | 0 | 0 | 0 | 0 | 0 | 0
|  | Current Taxes |  | 0 | 0 | 0 | 0 | 0 | 0 | 0 | 0 | 0 | 0 | 0 | 0 | 0 | 0 | 0 | 0 | 0 | 0 | 0 | 0 | 0 | 0 | 0 | 0 | 0 | 0 | 0 | 0 | 0 | 0 | 0 | 0 | 0 | 0 | 0 | 0 | 0 | 0 | 0 | 0 | 0 | 0 | 0 | 0 | 0 | 0 | 0 | 0 | 0 | 0 | 0 | 0 | 0 | 0 | 0 | 0
|  | DFIT |  |  | 0 | 0 |  | 0 | 0 | 0 | 0 | 0 | 0 | 0 | 0 | 0 | 0 | 0 | 0 | 0 | 0 | 0 | 0 | 0 | 0 | 0 | 0 | 0 | 0 | 0 | 0 | 0 | 0 | 0 | 0 | 0 | 0 | 0 | 0 | 0 | 0 | 0 | 0 | 0 | 0 | 0 | 0 | 0 | 0 | 0 | 0 | 0 | 0 | 0 | 0 | 0 | 0 | 0 | 0
|  | ITC |  | 0 | 0 | 0 | 0 | 0 | 0 | 0 | 0 | 0 | 0 | 0 | 0 | 0 | 0 | 0 | 0 | 0 | 0 | 0 | 0 | 0 | 0 | 0 | 0 | 0 | 0 | 0 | 0 | 0 | 0 | 0 | 0 | 0 | 0 | 0 | 0 | 0 | 0 | 0 | 0 | 0 | 0 | 0 | 0 | 0 | 0 | 0 | 0 | 0 | 0 | 0 | 0 | 0 | 0 | 0 | 0
|  | Total Operating Expenses |  | 0 | 0 | 0 | 0 | 0 | 0 | 0 | 0 | 0 | 0 | 0 | 0 | 0 | 0 | 0 | 0 | 0 | 0 | 0 | 0 | 0 | 0 | 0 | 0 | 0 | 0 | 0 | 0 | 0 | 0 | 0 | 0 | 0 | 0 | 0 | 0 | 0 | 0 | 0 | 0 | 0 | 0 | 0 | 0 | 0 | 0 | 0 | 0 | 0 | 0 | 0 | 0 | 0 | 0 | 0 | 0
|  | Operating |  | 0 | 0 | 0 | 0 | 0 | 0 | 0 | 0 | 0 | 0 | 0 | 0 | 0 | 0 | 0 | 0 | 0 | 0 | 0 | 0 | 0 | 0 | 0 | 0 | 0 | 0 | 0 | 0 | 0 | 0 | 0 | 0 | 0 | 0 | 0 | 0 | 0 | 0 | 0 | 0 | 0 | 0 | 0 | 0 | 0 | 0 | 0 | 0 | 0 | 0 | 0 | 0 | 0 | 0 | 0 | 0
|  | Ratebase |  | 0 | 0 | 0 | 0 | 0 | 0 | 0 | 0 | 0 | 0 | 0 | 0 | 0 | 0 | 0 | 0 | 0 | 0 | 0 | 0 | 0 | 0 | 0 | 0 | 0 | 0 | 0 | 0 | 0 | 0 | 0 | 0 | 0 | 0 | 0 | 0 | 0 | 0 | 0 | 0 | 0 | 0 | 0 | 0 | 0 | 0 | 0 | 0 | 0 | 0 | 0 | 0 | 0 | 0 | 0 | 0
|  | Return on Ratebase |  | #DIV/0! | #DIV/0! | #DIV/0! | #DIV/0! | #DIV/0! | #DIV/0! | #DIV/0! | #DIV/0! | #DIV/0! | #DIV/0! | #DIV/0! | #DIV/0! | #DIV/0! | #DIV/0! | #DIV/0! | #DIV/0! | #DIV/0! | #DIV/0! | #DIV/0! | #DIV/0! | #DIV/0! | #DIV/0! | #DIV/0! | #DIV/0! | #DIV/0! | #DIV/0! | #DIV/0! | #DIV/0! | #DIV/0! | #DIV/0! | #DIV/0! | #DIV/0! | #DIV/0! | #DIV/0! | #DIV/0! | #DIV/0! | #DIV/0! | #DIV/0! | #DIV/0! | #DIV/0! | #DIV/0! | #DIV/0! | #DIV/0! | #DIV/0! | #DIV/0! | #DIV/0! | #DIV/0! | #DIV/0! | #DIV/0! | #DIV/0! | #DIV/0! | #DIV/0! | #DIV/0! | #DIV/0! | #DIV/0! | #DIV/0!
|  | Revenue Requirement |  | 0 | 0 | 0 | 0 | 0 | 0 | 0 | 0 | 0 | 0 | 0 | 0 | 0 | 0 | 0 | 0 | 0 | 0 | 0 | 0 | 0 | 0 | 0 | 0 | 0 | 0 | 0 | 0 | 0 | 0 | 0 | 0 | 0 | 0 | 0 | 0 | 0 | 0 | 0 | 0 | 0 | 0 | 0 | 0 | 0 | 0 | 0 | 0 | 0 | 0 | 0 | 0 | 0 | 0 | 0 | 0
|  | Tax Depreciation |  | 0 | 0 | 0 | 0 | 0 | 0 | 0 | 0 | 0 | 0 | 0 | 0 | 0 | 0 | 0 | 0 | 0 | 0 | 0 | 0 | 0 | 0 | 0 | 0 | 0 | 0 | 0 | 0 | 0 | 0 | 0 | 0 | 0 | 0 | 0 | 0 | 0 | 0 | 0 | 0 | 0 | 0 | 0 | 0 | 0 | 0 | 0 | 0 | 0 | 0 | 0 | 0 | 0 | 0 | 0 | 0
|  | Property Taxes |  | 0 | 0 | 0 | 0 | 0 | 0 | 0 | 0 | 0 | 0 | 0 | 0 | 0 | 0 | 0 | 0 | 0 | 0 | 0 | 0 | 0 | 0 | 0 | 0 | 0 | 0 | 0 | 0 | 0 | 0 | 0 | 0 | 0 | 0 | 0 | 0 | 0 | 0 | 0 | 0 | 0 | 0 | 0 | 0 | 0 | 0 | 0 | 0 | 0 | 0 | 0 | 0 | 0 | 0 | 0 | 0
|  | Insurance |  | 0 | 0 | 0 | 0 | 0 | 0 | 0 | 0 | 0 | 0 | 0 | 0 | 0 | 0 | 0 | 0 | 0 | 0 | 0 | 0 | 0 | 0 | 0 | 0 | 0 | 0 | 0 | 0 | 0 | 0 | 0 | 0 | 0 | 0 | 0 | 0 | 0 | 0 | 0 | 0 | 0 | 0 | 0 | 0 | 0 | 0 | 0 | 0 | 0 | 0 | 0 | 0 | 0 | 0 | 0 | 0
|  | Expenses |  | 0 | 0 | 0 | 0 | 0 | 0 | 0 | 0 | 0 | 0 | 0 | 0 | 0 | 0 | 0 | 0 | 0 | 0 | 0 | 0 | 0 | 0 | 0 | 0 | 0 | 0 | 0 | 0 | 0 | 0 | 0 | 0 | 0 | 0 | 0 | 0 | 0 | 0 | 0 | 0 | 0 | 0 | 0 | 0 | 0 | 0 | 0 | 0 | 0 | 0 | 0 | 0 | 0 | 0 | 0 | 0
|  | Taxable Income |  | 0 | 0 | 0 | 0 | 0 | 0 | 0 | 0 | 0 | 0 | 0 | 0 | 0 | 0 | 0 | 0 | 0 | 0 | 0 | 0 | 0 | 0 | 0 | 0 | 0 | 0 | 0 | 0 | 0 | 0 | 0 | 0 | 0 | 0 | 0 | 0 | 0 | 0 | 0 | 0 | 0 | 0 | 0 | 0 | 0 | 0 | 0 | 0 | 0 | 0 | 0 | 0 | 0 | 0 | 0 | 0
|  | Tax Rate |  | 0.21 | 0.21 | 0.21 | 0.21 | 0.21 | 0.21 | 0.21 | 0.21 | 0.21 | 0.21 | 0.21 | 0.21 | 0.21 | 0.21 | 0.21 | 0.21 | 0.21 | 0.21 | 0.21 | 0.21 | 0.21 | 0.21 | 0.21 | 0.21 | 0.21 | 0.21 | 0.21 | 0.21 | 0.21 | 0.21 | 0.21 | 0.21 | 0.21 | 0.21 | 0.21 | 0.21 | 0.21 | 0.21 | 0.21 | 0.21 | 0.21 | 0.21 | 0.21 | 0.21 | 0.21 | 0.21 | 0.21 | 0.21 | 0.21 | 0.21 | 0.21 | 0.21 | 0.21 | 0.21 | 0.21 | 0.21
|  | Taxes |  | 0 | 0 | 0 | 0 | 0 | 0 | 0 | 0 | 0 | 0 | 0 | 0 | 0 | 0 | 0 | 0 | 0 | 0 | 0 | 0 | 0 | 0 | 0 | 0 | 0 | 0 | 0 | 0 | 0 | 0 | 0 | 0 | 0 | 0 | 0 | 0 | 0 | 0 | 0 | 0 | 0 | 0 | 0 | 0 | 0 | 0 | 0 | 0 | 0 | 0 | 0 | 0 | 0 | 0 | 0 | 0

## MF SolarPartnershipITC >25 10%
Solar FINANCIALS
($ 1000s Unless Otherwise Indicated)
| Calendar Year of Fin. Close |  |  | 2020 | 2021 | 2022 | 2023 | 2024 | 2025 | 2026 | 2027 | 2028 | 2029 | 2030 | 2031 | 2032 | 2033 | 2034 | 2035 | 2036 | 2037 | 2038 | 2039 | 2040 | 2041 | 2042 | 2043 | 2044 | 2045 | 2046 | 2047 | 2048 | 2049 | 2050 | 2051 | 2052 | 2053 | 2054 | 2055 | 2056 | 2057 | 2058 | 2059 | 2060 | 2061 | 2062 | 2063 | 2064 | 2065 | 2066 | 2067 | 2068 | 2069 | 2070 | 2071 | 2072 | 2073 | 2074 | 2075
| Operating Year |  | 0 | 1 | 2 | 3 | 4 | 5 | 6 | 7 | 8 | 9 | 10 | 11 | 12 | 13 | 14 | 15 | 16 | 17 | 18 | 19 | 20 | 21 | 22 | 23 | 24 | 25 | 26 | 27 | 28 | 29 | 30 | 31 | 32 | 33 | 34 | 35 | 36 | 37 | 38 | 39 | 40 | 41 | 42 | 43 | 44 | 45 | 46 | 47 | 48 | 49 | 50 | 51 | 52 | 53 | 54 | 55 | 56
| Calendar Year | Capital Invest.
| 2020 | 0 | 0: 1213
| Gross plant |  | 2020 1: 0; 2021 2: 0; 2022 3: 0; 2023 4: 0; 2024 5: 0; 2025 6: 0; 2026 7: 0; 2027 8: 0; 2028 9: 0; 2029 10: 0; 2030 11: 0; 2031 12: 0; 2032 13: 0; 2033 14: 0; 2034 15: 0; 2035 16: 0; 2036 17: 0; 2037 18: 0; 2038 19: 0; 2039 20: 0; 2040 21: 0; 2041 22: 0; 2042 23: 0; 2043 24: 0; 2044 25: 0; 2045 26: 0; 2046 27: 0; 2047 28: 0; 2048 29: 0; 2049 30: 0
| Accumulated Depreciation |  | 2020 1: 0; 2021 2: 0; 2022 3: 0; 2023 4: 0; 2024 5: 0; 2025 6: 0; 2026 7: 0; 2027 8: 0; 2028 9: 0; 2029 10: 0; 2030 11: 0; 2031 12: 0; 2032 13: 0; 2033 14: 0; 2034 15: 0; 2035 16: 0; 2036 17: 0; 2037 18: 0; 2038 19: 0; 2039 20: 0; 2040 21: 0; 2041 22: 0; 2042 23: 0; 2043 24: 0; 2044 25: 0; 2045 26: 0; 2046 27: 0; 2047 28: 0; 2048 29: 0; 2049 30: 0
| Net book value |  | 2020 1: 0; 2021 2: 0; 2022 3: 0; 2023 4: 0; 2024 5: 0; 2025 6: 0; 2026 7: 0; 2027 8: 0; 2028 9: 0; 2029 10: 0; 2030 11: 0; 2031 12: 0; 2032 13: 0; 2033 14: 0; 2034 15: 0; 2035 16: 0; 2036 17: 0; 2037 18: 0; 2038 19: 0; 2039 20: 0; 2040 21: 0; 2041 22: 0; 2042 23: 0; 2043 24: 0; 2044 25: 0; 2045 26: 0; 2046 27: 0; 2047 28: 0; 2048 29: 0; 2049 30: 0
| ITC |  | 2020 1: 0; 2021 2: 0; 2022 3: 0; 2023 4: 0; 2024 5: 0; 2025 6: 0; 2026 7: 0; 2027 8: 0; 2028 9: 0; 2029 10: 0; 2030 11: 0; 2031 12: 0; 2032 13: 0; 2033 14: 0; 2034 15: 0; 2035 16: 0; 2036 17: 0; 2037 18: 0; 2038 19: 0; 2039 20: 0; 2040 21: 0; 2041 22: 0; 2042 23: 0; 2043 24: 0; 2044 25: 0; 2045 26: 0; 2046 27: 0; 2047 28: 0; 2048 29: 0; 2049 30: 0
| Accumulated deferred income tax |  | 2020 1: 0; 2021 2: 0; 2022 3: 0; 2023 4: 0; 2024 5: 0; 2025 6: 0; 2026 7: 0; 2027 8: 0; 2028 9: 0; 2029 10: 0; 2030 11: 0; 2031 12: 0; 2032 13: 0; 2033 14: 0; 2034 15: 0; 2035 16: 0; 2036 17: 0; 2037 18: 0; 2038 19: 0; 2039 20: 0; 2040 21: 0; 2041 22: 0; 2042 23: 0; 2043 24: 0; 2044 25: 0; 2045 26: 0; 2046 27: 0; 2047 28: 0; 2048 29: 0; 2049 30: 0
| Rate Base |  | 2020 1: 0; 2021 2: 0; 2022 3: 0; 2023 4: 0; 2024 5: 0; 2025 6: 0; 2026 7: 0; 2027 8: 0; 2028 9: 0; 2029 10: 0; 2030 11: 0; 2031 12: 0; 2032 13: 0; 2033 14: 0; 2034 15: 0; 2035 16: 0; 2036 17: 0; 2037 18: 0; 2038 19: 0; 2039 20: 0; 2040 21: 0; 2041 22: 0; 2042 23: 0; 2043 24: 0; 2044 25: 0; 2045 26: 0; 2046 27: 0; 2047 28: 0; 2048 29: 0; 2049 30: 0
| Average rate base |  | 2020 1: 0; 2021 2: 0; 2022 3: 0; 2023 4: 0; 2024 5: 0; 2025 6: 0; 2026 7: 0; 2027 8: 0; 2028 9: 0; 2029 10: 0; 2030 11: 0; 2031 12: 0; 2032 13: 0; 2033 14: 0; 2034 15: 0; 2035 16: 0; 2036 17: 0; 2037 18: 0; 2038 19: 0; 2039 20: 0; 2040 21: 0; 2041 22: 0; 2042 23: 0; 2043 24: 0; 2044 25: 0; 2045 26: 0; 2046 27: 0; 2047 28: 0; 2048 29: 0; 2049 30: 0
| Pre-tax Return | 0.086076 | 2020 1: 0; 2021 2: 0; 2022 3: 0; 2023 4: 0; 2024 5: 0; 2025 6: 0; 2026 7: 0; 2027 8: 0; 2028 9: 0; 2029 10: 0; 2030 11: 0; 2031 12: 0; 2032 13: 0; 2033 14: 0; 2034 15: 0; 2035 16: 0; 2036 17: 0; 2037 18: 0; 2038 19: 0; 2039 20: 0; 2040 21: 0; 2041 22: 0; 2042 23: 0; 2043 24: 0; 2044 25: 0; 2045 26: 0; 2046 27: 0; 2047 28: 0; 2048 29: 0; 2049 30: 0
| Book Depreciation |  | 2020 1: 0; 2021 2: 0; 2022 3: 0; 2023 4: 0; 2024 5: 0; 2025 6: 0; 2026 7: 0; 2027 8: 0; 2028 9: 0; 2029 10: 0; 2030 11: 0; 2031 12: 0; 2032 13: 0; 2033 14: 0; 2034 15: 0; 2035 16: 0; 2036 17: 0; 2037 18: 0; 2038 19: 0; 2039 20: 0; 2040 21: 0; 2041 22: 0; 2042 23: 0; 2043 24: 0; 2044 25: 0; 2045 26: 0; 2046 27: 0; 2047 28: 0; 2048 29: 0; 2049 30: 0
| Insurance |  | 2020 1: 0; 2021 2: 0; 2022 3: 0; 2023 4: 0; 2024 5: 0; 2025 6: 0; 2026 7: 0; 2027 8: 0; 2028 9: 0; 2029 10: 0; 2030 11: 0; 2031 12: 0; 2032 13: 0; 2033 14: 0; 2034 15: 0; 2035 16: 0; 2036 17: 0; 2037 18: 0; 2038 19: 0; 2039 20: 0; 2040 21: 0; 2041 22: 0; 2042 23: 0; 2043 24: 0; 2044 25: 0; 2045 26: 0; 2046 27: 0; 2047 28: 0; 2048 29: 0; 2049 30: 0
| ITC Amort - Grossed for Taxes |  | 2020 1: 0; 2021 2: 0; 2022 3: 0; 2023 4: 0; 2024 5: 0; 2025 6: 0; 2026 7: 0; 2027 8: 0; 2028 9: 0; 2029 10: 0; 2030 11: 0; 2031 12: 0; 2032 13: 0; 2033 14: 0; 2034 15: 0; 2035 16: 0; 2036 17: 0; 2037 18: 0; 2038 19: 0; 2039 20: 0; 2040 21: 0; 2041 22: 0; 2042 23: 0; 2043 24: 0; 2044 25: 0; 2045 26: 0; 2046 27: 0; 2047 28: 0; 2048 29: 0; 2049 30: 0
| Property Taxes |  | 2020 1: 0; 2021 2: 0; 2022 3: 0; 2023 4: 0; 2024 5: 0; 2025 6: 0; 2026 7: 0; 2027 8: 0; 2028 9: 0; 2029 10: 0; 2030 11: 0; 2031 12: 0; 2032 13: 0; 2033 14: 0; 2034 15: 0; 2035 16: 0; 2036 17: 0; 2037 18: 0; 2038 19: 0; 2039 20: 0; 2040 21: 0; 2041 22: 0; 2042 23: 0; 2043 24: 0; 2044 25: 0; 2045 26: 0; 2046 27: 0; 2047 28: 0; 2048 29: 0; 2049 30: 0
| Revenue Requirement |  | 2020 1: 0; 2021 2: 0; 2022 3: 0; 2023 4: 0; 2024 5: 0; 2025 6: 0; 2026 7: 0; 2027 8: 0; 2028 9: 0; 2029 10: 0; 2030 11: 0; 2031 12: 0; 2032 13: 0; 2033 14: 0; 2034 15: 0; 2035 16: 0; 2036 17: 0; 2037 18: 0; 2038 19: 0; 2039 20: 0; 2040 21: 0; 2041 22: 0; 2042 23: 0; 2043 24: 0; 2044 25: 0; 2045 26: 0; 2046 27: 0; 2047 28: 0; 2048 29: 0; 2049 30: 0
| Book Depreciation |  | 2020 1: 0; 2021 2: 0; 2022 3: 0; 2023 4: 0; 2024 5: 0; 2025 6: 0; 2026 7: 0; 2027 8: 0; 2028 9: 0; 2029 10: 0; 2030 11: 0; 2031 12: 0; 2032 13: 0; 2033 14: 0; 2034 15: 0; 2035 16: 0; 2036 17: 0; 2037 18: 0; 2038 19: 0; 2039 20: 0; 2040 21: 0; 2041 22: 0; 2042 23: 0; 2043 24: 0; 2044 25: 0; 2045 26: 0; 2046 27: 0; 2047 28: 0; 2048 29: 0; 2049 30: 0
| Tax Depreciation |  | 2020 1: 0; 2021 2: 0; 2022 3: 0; 2023 4: 0; 2024 5: 0; 2025 6: 0; 2026 7: 0; 2027 8: 0; 2028 9: 0; 2029 10: 0; 2030 11: 0; 2031 12: 0; 2032 13: 0; 2033 14: 0; 2034 15: 0; 2035 16: 0; 2036 17: 0; 2037 18: 0; 2038 19: 0; 2039 20: 0; 2040 21: 0; 2041 22: 0; 2042 23: 0; 2043 24: 0; 2044 25: 0; 2045 26: 0; 2046 27: 0; 2047 28: 0; 2048 29: 0; 2049 30: 0
| Difference between book and tax |  | 2020 1: 0; 2021 2: 0; 2022 3: 0; 2023 4: 0; 2024 5: 0; 2025 6: 0; 2026 7: 0; 2027 8: 0; 2028 9: 0; 2029 10: 0; 2030 11: 0; 2031 12: 0; 2032 13: 0; 2033 14: 0; 2034 15: 0; 2035 16: 0; 2036 17: 0; 2037 18: 0; 2038 19: 0; 2039 20: 0; 2040 21: 0; 2041 22: 0; 2042 23: 0; 2043 24: 0; 2044 25: 0; 2045 26: 0; 2046 27: 0; 2047 28: 0; 2048 29: 0; 2049 30: 0
| Tax rate |  | 2020 1: 0; 2021 2: 0; 2022 3: 0; 2023 4: 0; 2024 5: 0; 2025 6: 0; 2026 7: 0; 2027 8: 0; 2028 9: 0; 2029 10: 0; 2030 11: 0; 2031 12: 0; 2032 13: 0; 2033 14: 0; 2034 15: 0; 2035 16: 0; 2036 17: 0; 2037 18: 0; 2038 19: 0; 2039 20: 0; 2040 21: 0; 2041 22: 0; 2042 23: 0; 2043 24: 0; 2044 25: 0; 2045 26: 0; 2046 27: 0; 2047 28: 0; 2048 29: 0; 2049 30: 0
Depreciation Tables
|  | 5 | 2020 1: 20%; 2021 2: 32%; 2022 3: 19.2%; 2023 4: 11.52%; 2024 5: 11.52%; 2025 6: 5.76%; 2026 7: 0%; 2027 8: 0%; 2028 9: 0%; 2029 10: 0%; 2030 11: 0%; 2031 12: 0%; 2032 13: 0%; 2033 14: 0%; 2034 15: 0%; 2035 16: 0%; 2036 17: 0%; 2037 18: 0%; 2038 19: 0%; 2039 20: 0%; 2040 21: 0%
|  | 5 | 0: 1; 2020 1: 20%; 2021 2: 32%; 2022 3: 19.2%; 2023 4: 11.52%; 2024 5: 11.52%; 2025 6: 5.76%
|  | 10 | 0: 0; 2020 1: 10%; 2021 2: 18%; 2022 3: 14.4%; 2023 4: 11.52%; 2024 5: 9.22%; 2025 6: 7.37%; 2026 7: 6.55%; 2027 8: 6.55%; 2028 9: 6.56%; 2029 10: 6.55%; 2030 11: 3.28%
|  | 15 | 0: 0; 2020 1: 5%; 2021 2: 9.5%; 2022 3: 8.55%; 2023 4: 7.7%; 2024 5: 6.93%; 2025 6: 6.23%; 2026 7: 5.9%; 2027 8: 5.9%; 2028 9: 5.91%; 2029 10: 5.9%; 2030 11: 5.91%; 2031 12: 5.9%; 2032 13: 5.91%; 2033 14: 5.9%; 2034 15: 5.91%; 2035 16: 2.95%
|  | 20 | 0: 0; 2020 1: 3.75%; 2021 2: 7.219%; 2022 3: 6.677%; 2023 4: 6.177%; 2024 5: 5.713%; 2025 6: 5.285%; 2026 7: 4.888%; 2027 8: 4.522%; 2028 9: 4.462%; 2029 10: 4.461%; 2030 11: 4.462%; 2031 12: 4.461%; 2032 13: 4.462%; 2033 14: 4.461%; 2034 15: 4.462%; 2035 16: 4.461%; 2036 17: 4.462%; 2037 18: 4.461%; 2038 19: 4.462%; 2039 20: 4.461%; 2040 21: 2.231%
Revenue Requirement by vintage year
2012 $000
|  |  |  | 2020 | 2021 | 2022 | 2023 | 2024 | 2025 | 2026 | 2027 | 2028 | 2029 | 2030 | 2031 | 2032 | 2033 | 2034 | 2035 | 2036 | 2037 | 2038 | 2039 | 2040 | 2041 | 2042 | 2043 | 2044 | 2045 | 2046 | 2047 | 2048 | 2049 | 2050 | 2051 | 2052 | 2053 | 2054 | 2055 | 2056 | 2057 | 2058 | 2059 | 2060 | 2061 | 2062 | 2063 | 2064 | 2065 | 2066 | 2067 | 2068 | 2069 | 2070 | 2071 | 2072 | 2073 | 2074 | 2075
|  | 2020 | 0% | 0 | 0 | 0 | 0 | 0 | 0 | 0 | 0 | 0 | 0 | 0 | 0 | 0 | 0 | 0 | 0 | 0 | 0 | 0 | 0 | 0 | 0 | 0 | 0 | 0 | 0 | 0 | 0 | 0 | 0 | 0 | 0 | 0 | 0 | 0 | 0 | 0 | 0 | 0 | 0 | 0 | 0 | 0 | 0 | 0 | 0 | 0 | 0 | 0 | 0 | 0 | 0 | 0 | 0 | 0 | 0
|  | 2021 | 0% |  | 0 | 0 | 0 | 0 | 0 | 0 | 0 | 0 | 0 | 0 | 0 | 0 | 0 | 0 | 0 | 0 | 0 | 0 | 0 | 0 | 0 | 0 | 0 | 0 | 0 | 0 | 0 | 0 | 0 | 0 | 0 | 0 | 0 | 0 | 0 | 0 | 0 | 0 | 0 | 0 | 0 | 0 | 0 | 0 | 0 | 0 | 0 | 0 | 0 | 0 | 0 | 0 | 0 | 0 | 0
|  | 2022 | 0% |  |  | 0 | 0 | 0 | 0 | 0 | 0 | 0 | 0 | 0 | 0 | 0 | 0 | 0 | 0 | 0 | 0 | 0 | 0 | 0 | 0 | 0 | 0 | 0 | 0 | 0 | 0 | 0 | 0 | 0 | 0 | 0 | 0 | 0 | 0 | 0 | 0 | 0 | 0 | 0 | 0 | 0 | 0 | 0 | 0 | 0 | 0 | 0 | 0 | 0 | 0 | 0 | 0 | 0 | 0
|  | 2023 | 0% |  |  |  | 0 | 0 | 0 | 0 | 0 | 0 | 0 | 0 | 0 | 0 | 0 | 0 | 0 | 0 | 0 | 0 | 0 | 0 | 0 | 0 | 0 | 0 | 0 | 0 | 0 | 0 | 0 | 0 | 0 | 0 | 0 | 0 | 0 | 0 | 0 | 0 | 0 | 0 | 0 | 0 | 0 | 0 | 0 | 0 | 0 | 0 | 0 | 0 | 0 | 0 | 0 | 0 | 0
|  | 2024 | 0% |  |  |  |  | 0 | 0 | 0 | 0 | 0 | 0 | 0 | 0 | 0 | 0 | 0 | 0 | 0 | 0 | 0 | 0 | 0 | 0 | 0 | 0 | 0 | 0 | 0 | 0 | 0 | 0 | 0 | 0 | 0 | 0 | 0 | 0 | 0 | 0 | 0 | 0 | 0 | 0 | 0 | 0 | 0 | 0 | 0 | 0 | 0 | 0 | 0 | 0 | 0 | 0 | 0 | 0
|  | 2025 | 0% | [5 empty] | 0 | 0 | 0 | 0 | 0 | 0 | 0 | 0 | 0 | 0 | 0 | 0 | 0 | 0 | 0 | 0 | 0 | 0 | 0 | 0 | 0 | 0 | 0 | 0 | 0 | 0 | 0 | 0 | 0 | 0 | 0 | 0 | 0 | 0 | 0 | 0 | 0 | 0 | 0 | 0 | 0 | 0 | 0 | 0 | 0 | 0 | 0 | 0 | 0 | 0 | 0
|  | 2026 | 0% | [6 empty] | 0 | 0 | 0 | 0 | 0 | 0 | 0 | 0 | 0 | 0 | 0 | 0 | 0 | 0 | 0 | 0 | 0 | 0 | 0 | 0 | 0 | 0 | 0 | 0 | 0 | 0 | 0 | 0 | 0 | 0 | 0 | 0 | 0 | 0 | 0 | 0 | 0 | 0 | 0 | 0 | 0 | 0 | 0 | 0 | 0 | 0 | 0 | 0 | 0 | 0
|  | 2027 | 0% | [7 empty] | 0 | 0 | 0 | 0 | 0 | 0 | 0 | 0 | 0 | 0 | 0 | 0 | 0 | 0 | 0 | 0 | 0 | 0 | 0 | 0 | 0 | 0 | 0 | 0 | 0 | 0 | 0 | 0 | 0 | 0 | 0 | 0 | 0 | 0 | 0 | 0 | 0 | 0 | 0 | 0 | 0 | 0 | 0 | 0 | 0 | 0 | 0 | 0 | 0
|  | 2028 | 0% | [8 empty] | 0 | 0 | 0 | 0 | 0 | 0 | 0 | 0 | 0 | 0 | 0 | 0 | 0 | 0 | 0 | 0 | 0 | 0 | 0 | 0 | 0 | 0 | 0 | 0 | 0 | 0 | 0 | 0 | 0 | 0 | 0 | 0 | 0 | 0 | 0 | 0 | 0 | 0 | 0 | 0 | 0 | 0 | 0 | 0 | 0 | 0 | 0 | 0
|  | 2029 | 0% | [9 empty] | 0 | 0 | 0 | 0 | 0 | 0 | 0 | 0 | 0 | 0 | 0 | 0 | 0 | 0 | 0 | 0 | 0 | 0 | 0 | 0 | 0 | 0 | 0 | 0 | 0 | 0 | 0 | 0 | 0 | 0 | 0 | 0 | 0 | 0 | 0 | 0 | 0 | 0 | 0 | 0 | 0 | 0 | 0 | 0 | 0 | 0 | 0
|  | 2030 | 0% | [10 empty] | 0 | 0 | 0 | 0 | 0 | 0 | 0 | 0 | 0 | 0 | 0 | 0 | 0 | 0 | 0 | 0 | 0 | 0 | 0 | 0 | 0 | 0 | 0 | 0 | 0 | 0 | 0 | 0 | 0 | 0 | 0 | 0 | 0 | 0 | 0 | 0 | 0 | 0 | 0 | 0 | 0 | 0 | 0 | 0 | 0 | 0
|  | 2031 | 0% | [11 empty] | 0 | 0 | 0 | 0 | 0 | 0 | 0 | 0 | 0 | 0 | 0 | 0 | 0 | 0 | 0 | 0 | 0 | 0 | 0 | 0 | 0 | 0 | 0 | 0 | 0 | 0 | 0 | 0 | 0 | 0 | 0 | 0 | 0 | 0 | 0 | 0 | 0 | 0 | 0 | 0 | 0 | 0 | 0 | 0 | 0
|  | 2032 | 0% | [12 empty] | 0 | 0 | 0 | 0 | 0 | 0 | 0 | 0 | 0 | 0 | 0 | 0 | 0 | 0 | 0 | 0 | 0 | 0 | 0 | 0 | 0 | 0 | 0 | 0 | 0 | 0 | 0 | 0 | 0 | 0 | 0 | 0 | 0 | 0 | 0 | 0 | 0 | 0 | 0 | 0 | 0 | 0 | 0 | 0
|  | 2033 | 0% | [13 empty] | 0 | 0 | 0 | 0 | 0 | 0 | 0 | 0 | 0 | 0 | 0 | 0 | 0 | 0 | 0 | 0 | 0 | 0 | 0 | 0 | 0 | 0 | 0 | 0 | 0 | 0 | 0 | 0 | 0 | 0 | 0 | 0 | 0 | 0 | 0 | 0 | 0 | 0 | 0 | 0 | 0 | 0 | 0
|  | 2034 | 0% | [14 empty] | 0 | 0 | 0 | 0 | 0 | 0 | 0 | 0 | 0 | 0 | 0 | 0 | 0 | 0 | 0 | 0 | 0 | 0 | 0 | 0 | 0 | 0 | 0 | 0 | 0 | 0 | 0 | 0 | 0 | 0 | 0 | 0 | 0 | 0 | 0 | 0 | 0 | 0 | 0 | 0 | 0 | 0
|  | 2035 | 0% | [15 empty] | 0 | 0 | 0 | 0 | 0 | 0 | 0 | 0 | 0 | 0 | 0 | 0 | 0 | 0 | 0 | 0 | 0 | 0 | 0 | 0 | 0 | 0 | 0 | 0 | 0 | 0 | 0 | 0 | 0 | 0 | 0 | 0 | 0 | 0 | 0 | 0 | 0 | 0 | 0 | 0 | 0
|  | 2036 | 0% | [16 empty] | 0 | 0 | 0 | 0 | 0 | 0 | 0 | 0 | 0 | 0 | 0 | 0 | 0 | 0 | 0 | 0 | 0 | 0 | 0 | 0 | 0 | 0 | 0 | 0 | 0 | 0 | 0 | 0 | 0 | 0 | 0 | 0 | 0 | 0 | 0 | 0 | 0 | 0 | 0 | 0
|  | 2037 | 0% | [17 empty] | 0 | 0 | 0 | 0 | 0 | 0 | 0 | 0 | 0 | 0 | 0 | 0 | 0 | 0 | 0 | 0 | 0 | 0 | 0 | 0 | 0 | 0 | 0 | 0 | 0 | 0 | 0 | 0 | 0 | 0 | 0 | 0 | 0 | 0 | 0 | 0 | 0 | 0 | 0
|  | 2038 | 0% | [18 empty] | 0 | 0 | 0 | 0 | 0 | 0 | 0 | 0 | 0 | 0 | 0 | 0 | 0 | 0 | 0 | 0 | 0 | 0 | 0 | 0 | 0 | 0 | 0 | 0 | 0 | 0 | 0 | 0 | 0 | 0 | 0 | 0 | 0 | 0 | 0 | 0 | 0 | 0
|  | 2039 | 0% | [19 empty] | 0 | 0 | 0 | 0 | 0 | 0 | 0 | 0 | 0 | 0 | 0 | 0 | 0 | 0 | 0 | 0 | 0 | 0 | 0 | 0 | 0 | 0 | 0 | 0 | 0 | 0 | 0 | 0 | 0 | 0 | 0 | 0 | 0 | 0 | 0 | 0 | 0
|  | 2040 | 0% | [20 empty] | 0 | 0 | 0 | 0 | 0 | 0 | 0 | 0 | 0 | 0 | 0 | 0 | 0 | 0 | 0 | 0 | 0 | 0 | 0 | 0 | 0 | 0 | 0 | 0 | 0 | 0 | 0 | 0 | 0 | 0 | 0 | 0 | 0 | 0 | 0 | 0
|  | 2041 | 0% | [21 empty] | 0 | 0 | 0 | 0 | 0 | 0 | 0 | 0 | 0 | 0 | 0 | 0 | 0 | 0 | 0 | 0 | 0 | 0 | 0 | 0 | 0 | 0 | 0 | 0 | 0 | 0 | 0 | 0 | 0 | 0 | 0 | 0 | 0 | 0 | 0
|  | 2042 | 0% | [22 empty] | 0 | 0 | 0 | 0 | 0 | 0 | 0 | 0 | 0 | 0 | 0 | 0 | 0 | 0 | 0 | 0 | 0 | 0 | 0 | 0 | 0 | 0 | 0 | 0 | 0 | 0 | 0 | 0 | 0 | 0 | 0 | 0 | 0 | 0
|  | 2043 | 0% | 2043: 0; 2044: 0; 2045: 0; 2046: 0; 2047: 0; 2048: 0; 2049: 0; 2050: 0; 2051: 0; 2052: 0; 2053: 0; 2054: 0; 2055: 0; 2056: 0; 2057: 0; 2058: 0; 2059: 0; 2060: 0; 2061: 0; 2062: 0; 2063: 0; 2064: 0; 2065: 0; 2066: 0; 2067: 0; 2068: 0; 2069: 0; 2070: 0; 2071: 0; 2072: 0; 2073: 0; 2074: 0; 2075: 0
|  | 2044 | 0% | 2044: 0; 2045: 0; 2046: 0; 2047: 0; 2048: 0; 2049: 0; 2050: 0; 2051: 0; 2052: 0; 2053: 0; 2054: 0; 2055: 0; 2056: 0; 2057: 0; 2058: 0; 2059: 0; 2060: 0; 2061: 0; 2062: 0; 2063: 0; 2064: 0; 2065: 0; 2066: 0; 2067: 0; 2068: 0; 2069: 0; 2070: 0; 2071: 0; 2072: 0; 2073: 0; 2074: 0; 2075: 0
|  | 2045 | 0% | 2045: 0; 2046: 0; 2047: 0; 2048: 0; 2049: 0; 2050: 0; 2051: 0; 2052: 0; 2053: 0; 2054: 0; 2055: 0; 2056: 0; 2057: 0; 2058: 0; 2059: 0; 2060: 0; 2061: 0; 2062: 0; 2063: 0; 2064: 0; 2065: 0; 2066: 0; 2067: 0; 2068: 0; 2069: 0; 2070: 0; 2071: 0; 2072: 0; 2073: 0; 2074: 0; 2075: 0
|  | 2046 | 0% | 2046: 0; 2047: 0; 2048: 0; 2049: 0; 2050: 0; 2051: 0; 2052: 0; 2053: 0; 2054: 0; 2055: 0; 2056: 0; 2057: 0; 2058: 0; 2059: 0; 2060: 0; 2061: 0; 2062: 0; 2063: 0; 2064: 0; 2065: 0; 2066: 0; 2067: 0; 2068: 0; 2069: 0; 2070: 0; 2071: 0; 2072: 0; 2073: 0; 2074: 0; 2075: 0 | 0 | 0 | 0 | 0
|  | 2047 | 0% | 2047: 0; 2048: 0; 2049: 0; 2050: 0; 2051: 0; 2052: 0; 2053: 0; 2054: 0; 2055: 0; 2056: 0; 2057: 0; 2058: 0; 2059: 0; 2060: 0; 2061: 0; 2062: 0; 2063: 0; 2064: 0; 2065: 0; 2066: 0; 2067: 0; 2068: 0; 2069: 0; 2070: 0; 2071: 0; 2072: 0; 2073: 0; 2074: 0; 2075: 0 | 0 | 0 | 0 | 0
|  | 2048 | 0% | 2048: 0; 2049: 0; 2050: 0; 2051: 0; 2052: 0; 2053: 0; 2054: 0; 2055: 0; 2056: 0; 2057: 0; 2058: 0; 2059: 0; 2060: 0; 2061: 0; 2062: 0; 2063: 0; 2064: 0; 2065: 0; 2066: 0; 2067: 0; 2068: 0; 2069: 0; 2070: 0; 2071: 0; 2072: 0; 2073: 0; 2074: 0; 2075: 0 | 0 | 0 | 0 | 0
|  | 2049 | 0% | 2049: 0; 2050: 0; 2051: 0; 2052: 0; 2053: 0; 2054: 0; 2055: 0; 2056: 0; 2057: 0; 2058: 0; 2059: 0; 2060: 0; 2061: 0; 2062: 0; 2063: 0; 2064: 0; 2065: 0; 2066: 0; 2067: 0; 2068: 0; 2069: 0; 2070: 0; 2071: 0; 2072: 0; 2073: 0; 2074: 0; 2075: 0 | 0 | 0 | 0 | 0
|  | 2050 | 0% | 2050: 0; 2051: 0; 2052: 0; 2053: 0; 2054: 0; 2055: 0; 2056: 0; 2057: 0; 2058: 0; 2059: 0; 2060: 0; 2061: 0; 2062: 0; 2063: 0; 2064: 0; 2065: 0; 2066: 0; 2067: 0; 2068: 0; 2069: 0; 2070: 0; 2071: 0; 2072: 0; 2073: 0; 2074: 0; 2075: 0 | 0 | 0 | 0 | 0
Revenue Requirement by vintage year
2012 $/MW-wk
| Aurora Input |  | Levelized Cost | 2020 | 2021 | 2022 | 2023 | 2024 | 2025 | 2026 | 2027 | 2028 | 2029 | 2030 | 2031 | 2032 | 2033 | 2034 | 2035 | 2036 | 2037 | 2038 | 2039 | 2040 | 2041 | 2042 | 2043 | 2044 | 2045 | 2046 | 2047 | 2048 | 2049 | 2050 | 2051 | 2052 | 2053 | 2054 | 2055 | 2056 | 2057 | 2058 | 2059 | 2060 | 2061 | 2062 | 2063 | 2064 | 2065 | 2066 | 2067 | 2068 | 2069 | 2070 | 2071 | 2072 | 2073 | 2074 | 2075
|  | 2020 | 0 | 0 | 0 | 0 | 0 | 0 | 0 | 0 | 0 | 0 | 0 | 0 | 0 | 0 | 0 | 0 | 0 | 0 | 0 | 0 | 0 | 0 | 0 | 0 | 0 | 0 | 0 | 0 | 0 | 0 | 0 | 0 | 0 | 0 | 0 | 0 | 0 | 0 | 0 | 0 | 0 | 0 | 0 | 0 | 0 | 0 | 0 | 0 | 0 | 0 | 0 | 0 | 0 | 0 | 0 | 0 | 0
|  | 2021 | 0 |  | 0 | 0 | 0 | 0 | 0 | 0 | 0 | 0 | 0 | 0 | 0 | 0 | 0 | 0 | 0 | 0 | 0 | 0 | 0 | 0 | 0 | 0 | 0 | 0 | 0 | 0 | 0 | 0 | 0 | 0 | 0 | 0 | 0 | 0 | 0 | 0 | 0 | 0 | 0 | 0 | 0 | 0 | 0 | 0 | 0 | 0 | 0 | 0 | 0 | 0 | 0 | 0 | 0 | 0 | 0
|  | 2022 | 0 |  |  | 0 | 0 | 0 | 0 | 0 | 0 | 0 | 0 | 0 | 0 | 0 | 0 | 0 | 0 | 0 | 0 | 0 | 0 | 0 | 0 | 0 | 0 | 0 | 0 | 0 | 0 | 0 | 0 | 0 | 0 | 0 | 0 | 0 | 0 | 0 | 0 | 0 | 0 | 0 | 0 | 0 | 0 | 0 | 0 | 0 | 0 | 0 | 0 | 0 | 0 | 0 | 0 | 0 | 0
|  | 2023 | 0 |  |  |  | 0 | 0 | 0 | 0 | 0 | 0 | 0 | 0 | 0 | 0 | 0 | 0 | 0 | 0 | 0 | 0 | 0 | 0 | 0 | 0 | 0 | 0 | 0 | 0 | 0 | 0 | 0 | 0 | 0 | 0 | 0 | 0 | 0 | 0 | 0 | 0 | 0 | 0 | 0 | 0 | 0 | 0 | 0 | 0 | 0 | 0 | 0 | 0 | 0 | 0 | 0 | 0 | 0
|  | 2024 | 0 |  |  |  |  | 0 | 0 | 0 | 0 | 0 | 0 | 0 | 0 | 0 | 0 | 0 | 0 | 0 | 0 | 0 | 0 | 0 | 0 | 0 | 0 | 0 | 0 | 0 | 0 | 0 | 0 | 0 | 0 | 0 | 0 | 0 | 0 | 0 | 0 | 0 | 0 | 0 | 0 | 0 | 0 | 0 | 0 | 0 | 0 | 0 | 0 | 0 | 0 | 0 | 0 | 0 | 0
|  | 2025 | 0 | [5 empty] | 0 | 0 | 0 | 0 | 0 | 0 | 0 | 0 | 0 | 0 | 0 | 0 | 0 | 0 | 0 | 0 | 0 | 0 | 0 | 0 | 0 | 0 | 0 | 0 | 0 | 0 | 0 | 0 | 0 | 0 | 0 | 0 | 0 | 0 | 0 | 0 | 0 | 0 | 0 | 0 | 0 | 0 | 0 | 0 | 0 | 0 | 0 | 0 | 0 | 0 | 0
|  | 2026 | 0 | [6 empty] | 0 | 0 | 0 | 0 | 0 | 0 | 0 | 0 | 0 | 0 | 0 | 0 | 0 | 0 | 0 | 0 | 0 | 0 | 0 | 0 | 0 | 0 | 0 | 0 | 0 | 0 | 0 | 0 | 0 | 0 | 0 | 0 | 0 | 0 | 0 | 0 | 0 | 0 | 0 | 0 | 0 | 0 | 0 | 0 | 0 | 0 | 0 | 0 | 0 | 0
|  | 2027 | 0 | [7 empty] | 0 | 0 | 0 | 0 | 0 | 0 | 0 | 0 | 0 | 0 | 0 | 0 | 0 | 0 | 0 | 0 | 0 | 0 | 0 | 0 | 0 | 0 | 0 | 0 | 0 | 0 | 0 | 0 | 0 | 0 | 0 | 0 | 0 | 0 | 0 | 0 | 0 | 0 | 0 | 0 | 0 | 0 | 0 | 0 | 0 | 0 | 0 | 0 | 0
|  | 2028 | 0 | [8 empty] | 0 | 0 | 0 | 0 | 0 | 0 | 0 | 0 | 0 | 0 | 0 | 0 | 0 | 0 | 0 | 0 | 0 | 0 | 0 | 0 | 0 | 0 | 0 | 0 | 0 | 0 | 0 | 0 | 0 | 0 | 0 | 0 | 0 | 0 | 0 | 0 | 0 | 0 | 0 | 0 | 0 | 0 | 0 | 0 | 0 | 0 | 0 | 0
|  | 2029 | 0 | [9 empty] | 0 | 0 | 0 | 0 | 0 | 0 | 0 | 0 | 0 | 0 | 0 | 0 | 0 | 0 | 0 | 0 | 0 | 0 | 0 | 0 | 0 | 0 | 0 | 0 | 0 | 0 | 0 | 0 | 0 | 0 | 0 | 0 | 0 | 0 | 0 | 0 | 0 | 0 | 0 | 0 | 0 | 0 | 0 | 0 | 0 | 0 | 0
|  | 2030 | 0 | [10 empty] | 0 | 0 | 0 | 0 | 0 | 0 | 0 | 0 | 0 | 0 | 0 | 0 | 0 | 0 | 0 | 0 | 0 | 0 | 0 | 0 | 0 | 0 | 0 | 0 | 0 | 0 | 0 | 0 | 0 | 0 | 0 | 0 | 0 | 0 | 0 | 0 | 0 | 0 | 0 | 0 | 0 | 0 | 0 | 0 | 0 | 0
|  | 2031 | 0 | [11 empty] | 0 | 0 | 0 | 0 | 0 | 0 | 0 | 0 | 0 | 0 | 0 | 0 | 0 | 0 | 0 | 0 | 0 | 0 | 0 | 0 | 0 | 0 | 0 | 0 | 0 | 0 | 0 | 0 | 0 | 0 | 0 | 0 | 0 | 0 | 0 | 0 | 0 | 0 | 0 | 0 | 0 | 0 | 0 | 0 | 0
|  | 2032 | 0 | [12 empty] | 0 | 0 | 0 | 0 | 0 | 0 | 0 | 0 | 0 | 0 | 0 | 0 | 0 | 0 | 0 | 0 | 0 | 0 | 0 | 0 | 0 | 0 | 0 | 0 | 0 | 0 | 0 | 0 | 0 | 0 | 0 | 0 | 0 | 0 | 0 | 0 | 0 | 0 | 0 | 0 | 0 | 0 | 0 | 0
|  | 2033 | 0 | [13 empty] | 0 | 0 | 0 | 0 | 0 | 0 | 0 | 0 | 0 | 0 | 0 | 0 | 0 | 0 | 0 | 0 | 0 | 0 | 0 | 0 | 0 | 0 | 0 | 0 | 0 | 0 | 0 | 0 | 0 | 0 | 0 | 0 | 0 | 0 | 0 | 0 | 0 | 0 | 0 | 0 | 0 | 0 | 0
|  | 2034 | 0 | [14 empty] | 0 | 0 | 0 | 0 | 0 | 0 | 0 | 0 | 0 | 0 | 0 | 0 | 0 | 0 | 0 | 0 | 0 | 0 | 0 | 0 | 0 | 0 | 0 | 0 | 0 | 0 | 0 | 0 | 0 | 0 | 0 | 0 | 0 | 0 | 0 | 0 | 0 | 0 | 0 | 0 | 0 | 0
|  | 2035 | 0 | [15 empty] | 0 | 0 | 0 | 0 | 0 | 0 | 0 | 0 | 0 | 0 | 0 | 0 | 0 | 0 | 0 | 0 | 0 | 0 | 0 | 0 | 0 | 0 | 0 | 0 | 0 | 0 | 0 | 0 | 0 | 0 | 0 | 0 | 0 | 0 | 0 | 0 | 0 | 0 | 0 | 0 | 0
|  | 2036 | 0 | [16 empty] | 0 | 0 | 0 | 0 | 0 | 0 | 0 | 0 | 0 | 0 | 0 | 0 | 0 | 0 | 0 | 0 | 0 | 0 | 0 | 0 | 0 | 0 | 0 | 0 | 0 | 0 | 0 | 0 | 0 | 0 | 0 | 0 | 0 | 0 | 0 | 0 | 0 | 0 | 0 | 0
|  | 2037 | 0 | [17 empty] | 0 | 0 | 0 | 0 | 0 | 0 | 0 | 0 | 0 | 0 | 0 | 0 | 0 | 0 | 0 | 0 | 0 | 0 | 0 | 0 | 0 | 0 | 0 | 0 | 0 | 0 | 0 | 0 | 0 | 0 | 0 | 0 | 0 | 0 | 0 | 0 | 0 | 0 | 0
|  | 2038 | 0 | [18 empty] | 0 | 0 | 0 | 0 | 0 | 0 | 0 | 0 | 0 | 0 | 0 | 0 | 0 | 0 | 0 | 0 | 0 | 0 | 0 | 0 | 0 | 0 | 0 | 0 | 0 | 0 | 0 | 0 | 0 | 0 | 0 | 0 | 0 | 0 | 0 | 0 | 0 | 0
|  | 2039 | 0 | [19 empty] | 0 | 0 | 0 | 0 | 0 | 0 | 0 | 0 | 0 | 0 | 0 | 0 | 0 | 0 | 0 | 0 | 0 | 0 | 0 | 0 | 0 | 0 | 0 | 0 | 0 | 0 | 0 | 0 | 0 | 0 | 0 | 0 | 0 | 0 | 0 | 0 | 0
|  | 2040 | 0 | [20 empty] | 0 | 0 | 0 | 0 | 0 | 0 | 0 | 0 | 0 | 0 | 0 | 0 | 0 | 0 | 0 | 0 | 0 | 0 | 0 | 0 | 0 | 0 | 0 | 0 | 0 | 0 | 0 | 0 | 0 | 0 | 0 | 0 | 0 | 0 | 0 | 0
|  | 2041 | 0 | [21 empty] | 0 | 0 | 0 | 0 | 0 | 0 | 0 | 0 | 0 | 0 | 0 | 0 | 0 | 0 | 0 | 0 | 0 | 0 | 0 | 0 | 0 | 0 | 0 | 0 | 0 | 0 | 0 | 0 | 0 | 0 | 0 | 0 | 0 | 0 | 0
|  | 2042 | 0 | [22 empty] | 0 | 0 | 0 | 0 | 0 | 0 | 0 | 0 | 0 | 0 | 0 | 0 | 0 | 0 | 0 | 0 | 0 | 0 | 0 | 0 | 0 | 0 | 0 | 0 | 0 | 0 | 0 | 0 | 0 | 0 | 0 | 0 | 0 | 0
|  | 2043 | 0 | 2043: 0; 2044: 0; 2045: 0; 2046: 0; 2047: 0; 2048: 0; 2049: 0; 2050: 0; 2051: 0; 2052: 0; 2053: 0; 2054: 0; 2055: 0; 2056: 0; 2057: 0; 2058: 0; 2059: 0; 2060: 0; 2061: 0; 2062: 0; 2063: 0; 2064: 0; 2065: 0; 2066: 0; 2067: 0; 2068: 0; 2069: 0; 2070: 0; 2071: 0; 2072: 0; 2073: 0; 2074: 0; 2075: 0
|  | 2044 | 0 | 2044: 0; 2045: 0; 2046: 0; 2047: 0; 2048: 0; 2049: 0; 2050: 0; 2051: 0; 2052: 0; 2053: 0; 2054: 0; 2055: 0; 2056: 0; 2057: 0; 2058: 0; 2059: 0; 2060: 0; 2061: 0; 2062: 0; 2063: 0; 2064: 0; 2065: 0; 2066: 0; 2067: 0; 2068: 0; 2069: 0; 2070: 0; 2071: 0; 2072: 0; 2073: 0; 2074: 0; 2075: 0
|  | 2045 | 0 | 2045: 0; 2046: 0; 2047: 0; 2048: 0; 2049: 0; 2050: 0; 2051: 0; 2052: 0; 2053: 0; 2054: 0; 2055: 0; 2056: 0; 2057: 0; 2058: 0; 2059: 0; 2060: 0; 2061: 0; 2062: 0; 2063: 0; 2064: 0; 2065: 0; 2066: 0; 2067: 0; 2068: 0; 2069: 0; 2070: 0; 2071: 0; 2072: 0; 2073: 0; 2074: 0; 2075: 0 | 0 | 0 | 0 | 0
|  | 2046 | 0 | 2046: 0; 2047: 0; 2048: 0; 2049: 0; 2050: 0; 2051: 0; 2052: 0; 2053: 0; 2054: 0; 2055: 0; 2056: 0; 2057: 0; 2058: 0; 2059: 0; 2060: 0; 2061: 0; 2062: 0; 2063: 0; 2064: 0; 2065: 0; 2066: 0; 2067: 0; 2068: 0; 2069: 0; 2070: 0; 2071: 0; 2072: 0; 2073: 0; 2074: 0; 2075: 0 | 0 | 0 | 0 | 0
|  | 2047 | 0 | 2047: 0; 2048: 0; 2049: 0; 2050: 0; 2051: 0; 2052: 0; 2053: 0; 2054: 0; 2055: 0; 2056: 0; 2057: 0; 2058: 0; 2059: 0; 2060: 0; 2061: 0; 2062: 0; 2063: 0; 2064: 0; 2065: 0; 2066: 0; 2067: 0; 2068: 0; 2069: 0; 2070: 0; 2071: 0; 2072: 0; 2073: 0; 2074: 0; 2075: 0 | 0 | 0 | 0 | 0
|  | 2048 | 0 | 2048: 0; 2049: 0; 2050: 0; 2051: 0; 2052: 0; 2053: 0; 2054: 0; 2055: 0; 2056: 0; 2057: 0; 2058: 0; 2059: 0; 2060: 0; 2061: 0; 2062: 0; 2063: 0; 2064: 0; 2065: 0; 2066: 0; 2067: 0; 2068: 0; 2069: 0; 2070: 0; 2071: 0; 2072: 0; 2073: 0; 2074: 0; 2075: 0 | 0 | 0 | 0 | 0
|  | 2049 | 0 | 2049: 0; 2050: 0; 2051: 0; 2052: 0; 2053: 0; 2054: 0; 2055: 0; 2056: 0; 2057: 0; 2058: 0; 2059: 0; 2060: 0; 2061: 0; 2062: 0; 2063: 0; 2064: 0; 2065: 0; 2066: 0; 2067: 0; 2068: 0; 2069: 0; 2070: 0; 2071: 0; 2072: 0; 2073: 0; 2074: 0; 2075: 0 | 0 | 0 | 0 | 0
|  | 2050 | 0 | 2050: 0; 2051: 0; 2052: 0; 2053: 0; 2054: 0; 2055: 0; 2056: 0; 2057: 0; 2058: 0; 2059: 0; 2060: 0; 2061: 0; 2062: 0; 2063: 0; 2064: 0; 2065: 0; 2066: 0; 2067: 0; 2068: 0; 2069: 0; 2070: 0; 2071: 0; 2072: 0; 2073: 0; 2074: 0; 2075: 0 | 0 | 0 | 0 | 0
Annual Change (%) | bar: 2020 to 2075
|  | Levelized Capital Cost ($/MW-wk) |  | 0 | 0 | 0 | 0 | 0 | 0 | 0 | 0 | 0 | 0 | 0 | 0 | 0 | 0 | 0 | 0 | 0 | 0 | 0 | 0 | 0 | 0 | 0 | 0 | 0 | 0 | 0 | 0 | 0 | 0 | 0 | 0 | 0 | 0 | 0 | 0 | 0 | 0 | 0 | 0 | 0 | 0 | 0 | 0 | 0 | 0 | 0 | 0 | 0 | 0 | 0 | 0 | 0 | 0 | 0 | 0
|  | Economic Life | 30
|  | check s/b 0 | 0
itc
Revenue Requirement by vintage year
2012 $/MW-wk
| Aurora Input |  | Levelized Cost | 2020 | 2021 | 2022 | 2023 | 2024 | 2025 | 2026 | 2027 | 2028 | 2029 | 2030 | 2031 | 2032 | 2033 | 2034 | 2035 | 2036 | 2037 | 2038 | 2039 | 2040 | 2041 | 2042 | 2043 | 2044 | 2045 | 2046 | Levelized | 2047 | 2048 | 2049 | 2050 | 2051 | 2052 | 2053 | 2054 | 2055 | 2056 | 2057 | 2058 | 2059 | 2060 | 2061 | 2062 | 2063 | 2064 | 2065 | 2066 | 2067 | 2068 | 2069 | 2070 | 2071 | 2072 | 2073 | 2074 | 2075 | 2076 | 2077 | 2078 | 2079
|  | 2020 | 0 | 0 | 0 | 0 | 0 | 0 | 0 | 0 | 0 | 0 | 0 | 0 | 0 | 0 | 0 | 0 | 0 | 0 | 0 | 0 | 0 | 0 | 0 | 0 | 0 | 0 | 0 | 0 | 0 | 0 | 0 | 0 | 0 | 0 | 0 | 0 | 0 | 0 | 0 | 0 | 0 | 0 | 0 | 0 | 0 | 0 | 0 | 0 | 0 | 0 | 0 | 0 | 0 | 0 | 0 | 0 | 0 | 0 | 0 | 0 | 0 | 0
|  | 2021 | 0 |  | 0 | 0 | 0 | 0 | 0 | 0 | 0 | 0 | 0 | 0 | 0 | 0 | 0 | 0 | 0 | 0 | 0 | 0 | 0 | 0 | 0 | 0 | 0 | 0 | 0 | 0 | 0 | 0 | 0 | 0 | 0 | 0 | 0 | 0 | 0 | 0 | 0 | 0 | 0 | 0 | 0 | 0 | 0 | 0 | 0 | 0 | 0 | 0 | 0 | 0 | 0 | 0 | 0 | 0 | 0 | 0 | 0 | 0 | 0 | 0
|  | 2022 | 0 |  |  | 0 | 0 | 0 | 0 | 0 | 0 | 0 | 0 | 0 | 0 | 0 | 0 | 0 | 0 | 0 | 0 | 0 | 0 | 0 | 0 | 0 | 0 | 0 | 0 | 0 | 0 | 0 | 0 | 0 | 0 | 0 | 0 | 0 | 0 | 0 | 0 | 0 | 0 | 0 | 0 | 0 | 0 | 0 | 0 | 0 | 0 | 0 | 0 | 0 | 0 | 0 | 0 | 0 | 0 | 0 | 0 | 0 | 0 | 0
|  | 2023 | 0 |  |  |  | 0 | 0 | 0 | 0 | 0 | 0 | 0 | 0 | 0 | 0 | 0 | 0 | 0 | 0 | 0 | 0 | 0 | 0 | 0 | 0 | 0 | 0 | 0 | 0 | 0 | 0 | 0 | 0 | 0 | 0 | 0 | 0 | 0 | 0 | 0 | 0 | 0 | 0 | 0 | 0 | 0 | 0 | 0 | 0 | 0 | 0 | 0 | 0 | 0 | 0 | 0 | 0 | 0 | 0 | 0 | 0 | 0 | 0
|  | 2024 | 0 |  |  |  |  | 0 | 0 | 0 | 0 | 0 | 0 | 0 | 0 | 0 | 0 | 0 | 0 | 0 | 0 | 0 | 0 | 0 | 0 | 0 | 0 | 0 | 0 | 0 | 0 | 0 | 0 | 0 | 0 | 0 | 0 | 0 | 0 | 0 | 0 | 0 | 0 | 0 | 0 | 0 | 0 | 0 | 0 | 0 | 0 | 0 | 0 | 0 | 0 | 0 | 0 | 0 | 0 | 0 | 0 | 0 | 0 | 0
|  | 2025 | 0 | [5 empty] | 0 | 0 | 0 | 0 | 0 | 0 | 0 | 0 | 0 | 0 | 0 | 0 | 0 | 0 | 0 | 0 | 0 | 0 | 0 | 0 | 0 | 0 | 0 | 0 | 0 | 0 | 0 | 0 | 0 | 0 | 0 | 0 | 0 | 0 | 0 | 0 | 0 | 0 | 0 | 0 | 0 | 0 | 0 | 0 | 0 | 0 | 0 | 0 | 0 | 0 | 0 | 0 | 0 | 0 | 0 | 0
|  | 2026 | 0 | [6 empty] | 0 | 0 | 0 | 0 | 0 | 0 | 0 | 0 | 0 | 0 | 0 | 0 | 0 | 0 | 0 | 0 | 0 | 0 | 0 | 0 | 0 | 0 | 0 | 0 | 0 | 0 | 0 | 0 | 0 | 0 | 0 | 0 | 0 | 0 | 0 | 0 | 0 | 0 | 0 | 0 | 0 | 0 | 0 | 0 | 0 | 0 | 0 | 0 | 0 | 0 | 0 | 0 | 0 | 0 | 0
|  | 2027 | 0 | [7 empty] | 0 | 0 | 0 | 0 | 0 | 0 | 0 | 0 | 0 | 0 | 0 | 0 | 0 | 0 | 0 | 0 | 0 | 0 | 0 | 0 | 0 | 0 | 0 | 0 | 0 | 0 | 0 | 0 | 0 | 0 | 0 | 0 | 0 | 0 | 0 | 0 | 0 | 0 | 0 | 0 | 0 | 0 | 0 | 0 | 0 | 0 | 0 | 0 | 0 | 0 | 0 | 0 | 0 | 0
|  | 2028 | 0 | [8 empty] | 0 | 0 | 0 | 0 | 0 | 0 | 0 | 0 | 0 | 0 | 0 | 0 | 0 | 0 | 0 | 0 | 0 | 0 | 0 | 0 | 0 | 0 | 0 | 0 | 0 | 0 | 0 | 0 | 0 | 0 | 0 | 0 | 0 | 0 | 0 | 0 | 0 | 0 | 0 | 0 | 0 | 0 | 0 | 0 | 0 | 0 | 0 | 0 | 0 | 0 | 0 | 0 | 0
|  | 2029 | 0 | [9 empty] | 0 | 0 | 0 | 0 | 0 | 0 | 0 | 0 | 0 | 0 | 0 | 0 | 0 | 0 | 0 | 0 | 0 | 0 | 0 | 0 | 0 | 0 | 0 | 0 | 0 | 0 | 0 | 0 | 0 | 0 | 0 | 0 | 0 | 0 | 0 | 0 | 0 | 0 | 0 | 0 | 0 | 0 | 0 | 0 | 0 | 0 | 0 | 0 | 0 | 0 | 0 | 0
|  | 2030 | 0 | [10 empty] | 0 | 0 | 0 | 0 | 0 | 0 | 0 | 0 | 0 | 0 | 0 | 0 | 0 | 0 | 0 | 0 | 0 | 0 | 0 | 0 | 0 | 0 | 0 | 0 | 0 | 0 | 0 | 0 | 0 | 0 | 0 | 0 | 0 | 0 | 0 | 0 | 0 | 0 | 0 | 0 | 0 | 0 | 0 | 0 | 0 | 0 | 0 | 0 | 0 | 0 | 0
|  | 2031 | 0 | [11 empty] | 0 | 0 | 0 | 0 | 0 | 0 | 0 | 0 | 0 | 0 | 0 | 0 | 0 | 0 | 0 | 0 | 0 | 0 | 0 | 0 | 0 | 0 | 0 | 0 | 0 | 0 | 0 | 0 | 0 | 0 | 0 | 0 | 0 | 0 | 0 | 0 | 0 | 0 | 0 | 0 | 0 | 0 | 0 | 0 | 0 | 0 | 0 | 0 | 0 | 0
|  | 2032 | 0 | [12 empty] | 0 | 0 | 0 | 0 | 0 | 0 | 0 | 0 | 0 | 0 | 0 | 0 | 0 | 0 | 0 | 0 | 0 | 0 | 0 | 0 | 0 | 0 | 0 | 0 | 0 | 0 | 0 | 0 | 0 | 0 | 0 | 0 | 0 | 0 | 0 | 0 | 0 | 0 | 0 | 0 | 0 | 0 | 0 | 0 | 0 | 0 | 0 | 0 | 0
|  | 2033 | 0 | [13 empty] | 0 | 0 | 0 | 0 | 0 | 0 | 0 | 0 | 0 | 0 | 0 | 0 | 0 | 0 | 0 | 0 | 0 | 0 | 0 | 0 | 0 | 0 | 0 | 0 | 0 | 0 | 0 | 0 | 0 | 0 | 0 | 0 | 0 | 0 | 0 | 0 | 0 | 0 | 0 | 0 | 0 | 0 | 0 | 0 | 0 | 0 | 0 | 0
|  | 2034 | 0 | [14 empty] | 0 | 0 | 0 | 0 | 0 | 0 | 0 | 0 | 0 | 0 | 0 | 0 | 0 | 0 | 0 | 0 | 0 | 0 | 0 | 0 | 0 | 0 | 0 | 0 | 0 | 0 | 0 | 0 | 0 | 0 | 0 | 0 | 0 | 0 | 0 | 0 | 0 | 0 | 0 | 0 | 0 | 0 | 0 | 0 | 0 | 0 | 0
|  | 2035 | 0 | [15 empty] | 0 | 0 | 0 | 0 | 0 | 0 | 0 | 0 | 0 | 0 | 0 | 0 | 0 | 0 | 0 | 0 | 0 | 0 | 0 | 0 | 0 | 0 | 0 | 0 | 0 | 0 | 0 | 0 | 0 | 0 | 0 | 0 | 0 | 0 | 0 | 0 | 0 | 0 | 0 | 0 | 0 | 0 | 0 | 0 | 0 | 0
|  | 2036 | 0 | [16 empty] | 0 | 0 | 0 | 0 | 0 | 0 | 0 | 0 | 0 | 0 | 0 | 0 | 0 | 0 | 0 | 0 | 0 | 0 | 0 | 0 | 0 | 0 | 0 | 0 | 0 | 0 | 0 | 0 | 0 | 0 | 0 | 0 | 0 | 0 | 0 | 0 | 0 | 0 | 0 | 0 | 0 | 0 | 0 | 0 | 0
|  | 2037 | 0 | [17 empty] | 0 | 0 | 0 | 0 | 0 | 0 | 0 | 0 | 0 | 0 | 0 | 0 | 0 | 0 | 0 | 0 | 0 | 0 | 0 | 0 | 0 | 0 | 0 | 0 | 0 | 0 | 0 | 0 | 0 | 0 | 0 | 0 | 0 | 0 | 0 | 0 | 0 | 0 | 0 | 0 | 0 | 0 | 0 | 0
|  | 2038 | 0 | [18 empty] | 0 | 0 | 0 | 0 | 0 | 0 | 0 | 0 | 0 | 0 | 0 | 0 | 0 | 0 | 0 | 0 | 0 | 0 | 0 | 0 | 0 | 0 | 0 | 0 | 0 | 0 | 0 | 0 | 0 | 0 | 0 | 0 | 0 | 0 | 0 | 0 | 0 | 0 | 0 | 0 | 0 | 0 | 0
|  | 2039 | 0 | [19 empty] | 0 | 0 | 0 | 0 | 0 | 0 | 0 | 0 | 0 | 0 | 0 | 0 | 0 | 0 | 0 | 0 | 0 | 0 | 0 | 0 | 0 | 0 | 0 | 0 | 0 | 0 | 0 | 0 | 0 | 0 | 0 | 0 | 0 | 0 | 0 | 0 | 0 | 0 | 0 | 0 | 0 | 0
|  | 2040 | 0 | [20 empty] | 0 | 0 | 0 | 0 | 0 | 0 | 0 | 0 | 0 | 0 | 0 | 0 | 0 | 0 | 0 | 0 | 0 | 0 | 0 | 0 | 0 | 0 | 0 | 0 | 0 | 0 | 0 | 0 | 0 | 0 | 0 | 0 | 0 | 0 | 0 | 0 | 0 | 0 | 0 | 0 | 0
|  | 2041 | 0 | [21 empty] | 0 | 0 | 0 | 0 | 0 | 0 | 0 | 0 | 0 | 0 | 0 | 0 | 0 | 0 | 0 | 0 | 0 | 0 | 0 | 0 | 0 | 0 | 0 | 0 | 0 | 0 | 0 | 0 | 0 | 0 | 0 | 0 | 0 | 0 | 0 | 0 | 0 | 0 | 0 | 0
|  | 2042 | 0 | [22 empty] | 0 | 0 | 0 | 0 | 0 | 0 | 0 | 0 | 0 | 0 | 0 | 0 | 0 | 0 | 0 | 0 | 0 | 0 | 0 | 0 | 0 | 0 | 0 | 0 | 0 | 0 | 0 | 0 | 0 | 0 | 0 | 0 | 0 | 0 | 0 | 0 | 0 | 0 | 0
|  | 2043 | 0 | [23 empty] | 0 | 0 | 0 | 0 | 0 | 0 | 0 | 0 | 0 | 0 | 0 | 0 | 0 | 0 | 0 | 0 | 0 | 0 | 0 | 0 | 0 | 0 | 0 | 0 | 0 | 0 | 0 | 0 | 0 | 0 | 0 | 0 | 0 | 0 | 0 | 0 | 0 | 0
|  | 2044 | 0 | [24 empty] | 0 | 0 | 0 | 0 | 0 | 0 | 0 | 0 | 0 | 0 | 0 | 0 | 0 | 0 | 0 | 0 | 0 | 0 | 0 | 0 | 0 | 0 | 0 | 0 | 0 | 0 | 0 | 0 | 0 | 0 | 0 | 0 | 0 | 0 | 0 | 0 | 0
|  | 2045 | 0 | [25 empty] | 0 | 0 | 0 | 0 | 0 | 0 | 0 | 0 | 0 | 0 | 0 | 0 | 0 | 0 | 0 | 0 | 0 | 0 | 0 | 0 | 0 | 0 | 0 | 0 | 0 | 0 | 0 | 0 | 0 | 0 | 0 | 0 | 0 | 0 | 0 | 0
|  | 2046 | 0 | [26 empty] | 0 | 0 | 0 | 0 | 0 | 0 | 0 | 0 | 0 | 0 | 0 | 0 | 0 | 0 | 0 | 0 | 0 | 0 | 0 | 0 | 0 | 0 | 0 | 0 | 0 | 0 | 0 | 0 | 0 | 0 | 0 | 0 | 0 | 0 | 0
|  | 2047 | 0 | [27 empty] | 0 | 0 | 0 | 0 | 0 | 0 | 0 | 0 | 0 | 0 | 0 | 0 | 0 | 0 | 0 | 0 | 0 | 0 | 0 | 0 | 0 | 0 | 0 | 0 | 0 | 0 | 0 | 0 | 0 | 0 | 0 | 0 | 0 | 0
|  | 2048 | 0 | [27 empty] | 0 |  | 0 | 0 | 0 | 0 | 0 | 0 | 0 | 0 | 0 | 0 | 0 | 0 | 0 | 0 | 0 | 0 | 0 | 0 | 0 | 0 | 0 | 0 | 0 | 0 | 0 | 0 | 0 | 0 | 0 | 0 | 0 | 0
|  | 2049 | 0 | [27 empty] | 0 |  |  | 0 | 0 | 0 | 0 | 0 | 0 | 0 | 0 | 0 | 0 | 0 | 0 | 0 | 0 | 0 | 0 | 0 | 0 | 0 | 0 | 0 | 0 | 0 | 0 | 0 | 0 | 0 | 0 | 0 | 0 | 0
|  | 2050 | 0 | [27 empty] | 0 |  |  |  | 0 | 0 | 0 | 0 | 0 | 0 | 0 | 0 | 0 | 0 | 0 | 0 | 0 | 0 | 0 | 0 | 0 | 0 | 0 | 0 | 0 | 0 | 0 | 0 | 0 | 0 | 0 | 0 | 0 | 0
|  |  |  | 30% | 30% | 30% | 30% | 26% | 22% | 10% | 10% | 10% | 10% | 10% | 10% | 10% | 10% | 10% | 10% | 10% | 10% | 10% | 10% | 10% | 10% | 10% | 10% | 10% | 10% | 10% | 10% | 10% | 10% | 10% | 10% | 10% | 10% | 10% | 10% | 10% | 10% | 10% | 10% | 10% | 10% | 10% | 10% | 10% | 10% | 10% | 10% | 10% | 10% | 10% | 10% | 10% | 10% | 10% | 10%
ITC
| 2020-2023 | 30% |  | 0 | [27 empty] | 2064: 0; 2065: 0; 2066: 0; 2067: 0; 2068: 0; 2069: 0; 2070: 0; 2071: 0; 2072: 0
| 2024 | 26% |  | 0 | [27 empty] | 2056: 0; 2057: 0; 2058: 0; 2059: 0; 2060: 0; 2061: 0; 2062: 0; 2063: 0; 2064: 0; 2065: 0; 2066: 0; 2067: 0; 2068: 0; 2069: 0; 2070: 0; 2071: 0; 2072: 0; 2073: 0; 2074: 0
| 2025 | 22% |  | 0 | [27 empty] | 2056: 0; 2057: 0; 2058: 0; 2059: 0; 2060: 0; 2061: 0; 2062: 0; 2063: 0; 2064: 0; 2065: 0; 2066: 0; 2067: 0; 2068: 0; 2069: 0; 2070: 0; 2071: 0; 2072: 0; 2073: 0; 2074: 0
| Start 2026 | 10% |  | 0 | [27 empty] | 2056: 0; 2057: 0; 2058: 0; 2059: 0; 2060: 0; 2061: 0; 2062: 0; 2063: 0; 2064: 0; 2065: 0; 2066: 0; 2067: 0; 2068: 0; 2069: 0; 2070: 0; 2071: 0; 2072: 0; 2073: 0; 2074: 0
[41 empty] | 0 | 0 | 0 | 0 | 0 | 0 | 0 | 0 | 0 | 0 | 0 | 0 | 0 | 0 | 0 | 0 | 0 | 0 | 0
[41 empty] | 0 | 0 | 0 | 0 | 0 | 0 | 0 | 0 | 0 | 0 | 0 | 0 | 0 | 0 | 0 | 0 | 0 | 0 | 0
Amortization
|  | 30% |  | 0 | 0 | 0 | 0 | 0 | 0 | 0 | 0 | 0 | 0 | 0 | 0 | 0 | 0 | 0 | 0 | 0 | 0 | 0 | 0 | 0 | 0 | 0 | 0 | 0 | 0 | 0 | 0 | 0 | 0 | 0 | 0 | 0 | 0 | 0 | 0 | 0 | 0 | 0 | 0 | 0 | 0 | 0 | 0 | 0 | 0 | 0 | 0 | 0 | 0 | 0 | 0 | 0 | 0 | 0 | 0
|  | 26% |  | 0 | 0 | 0 | 0 | 0 | 0 | 0 | 0 | 0 | 0 | 0 | 0 | 0 | 0 | 0 | 0 | 0 | 0 | 0 | 0 | 0 | 0 | 0 | 0 | 0 | 0 | 0 | 0 | 0 | 0 | 0 | 0 | 0 | 0 | 0 | 0 | 0 | 0 | 0 | 0 | 0 | 0 | 0 | 0 | 0 | 0 | 0 | 0 | 0 | 0 | 0 | 0 | 0 | 0 | 0 | 0
|  | 22% |  | 0 | 0 | 0 | 0 | 0 | 0 | 0 | 0 | 0 | 0 | 0 | 0 | 0 | 0 | 0 | 0 | 0 | 0 | 0 | 0 | 0 | 0 | 0 | 0 | 0 | 0 | 0 | 0 | 0 | 0 | 0 | 0 | 0 | 0 | 0 | 0 | 0 | 0 | 0 | 0 | 0 | 0 | 0 | 0 | 0 | 0 | 0 | 0 | 0 | 0 | 0 | 0 | 0 | 0 | 0 | 0
|  | 10% |  | 0 | 0 | 0 | 0 | 0 | 0 | 0 | 0 | 0 | 0 | 0 | 0 | 0 | 0 | 0 | 0 | 0 | 0 | 0 | 0 | 0 | 0 | 0 | 0 | 0 | 0 | 0 | 0 | 0 | 0 | 0 | 0 | 0 | 0 | 0 | 0 | 0 | 0 | 0 | 0 | 0 | 0 | 0 | 0 | 0 | 0 | 0 | 0 | 0 | 0 | 0 | 0 | 0 | 0 | 0 | 0
|  |  |  | 2020 | 2021 | 2022 | 2023 | 2024 | 2025 | 2026 | 2027 | 2028 | 2029 | 2030 | 2031 | 2032 | 2033 | 2034 | 2035 | 2036 | 2037 | 2038 | 2039 | 2040 | 2041 | 2042 | 2043 | 2044 | 2045 | 2046 | 2047 | 2048 | 2049 | 2050 | 2051 | 2052 | 2053 | 2054 | 2055 | 2056 | 2057 | 2058 | 2059 | 2060 | 2061 | 2062 | 2063 | 2064 | 2065 | 2066 | 2067 | 2068 | 2069 | 2070 | 2071 | 2072 | 2073 | 2074 | 2075
|  | ITC Base |  | 0 | 0 | 0 | 0 | 0 | 0 | 0 | 0 | 0 | 0 | 0 | 0 | 0 | 0 | 0 | 0 | 0 | 0 | 0 | 0 | 0 | 0 | 0 | 0 | 0 | 0 | 0 | 0 | 0 | 0 | 0 | 0 | 0 | 0 | 0 | 0 | 0 | 0 | 0 | 0 | 0 | 0 | 0 | 0 | 0 | 0 | 0 | 0 | 0 | 0 | 0 | 0 | 0 | 0 | 0 | 0
|  | Accum ITC Amort |  | 0 | 0 | 0 | 0 | 0 | 0 | 0 | 0 | 0 | 0 | 0 | 0 | 0 | 0 | 0 | 0 | 0 | 0 | 0 | 0 | 0 | 0 | 0 | 0 | 0 | 0 | 0 | 0 | 0 | 0 | 0 | 0 | 0 | 0 | 0 | 0 | 0 | 0 | 0 | 0 | 0 | 0 | 0 | 0 | 0 | 0 | 0 | 0 | 0 | 0 | 0 | 0 | 0 | 0 | 0 | 0
|  | Ratebase |  | 0 | 0 | 0 | 0 | 0 | 0 | 0 | 0 | 0 | 0 | 0 | 0 | 0 | 0 | 0 | 0 | 0 | 0 | 0 | 0 | 0 | 0 | 0 | 0 | 0 | 0 | 0 | 0 | 0 | 0 | 0 | 0 | 0 | 0 | 0 | 0 | 0 | 0 | 0 | 0 | 0 | 0 | 0 | 0 | 0 | 0 | 0 | 0 | 0 | 0 | 0 | 0 | 0 | 0 | 0 | 0
|  | Tax Basis |  | 0 | 0 | 0 | 0 | 0 | 0 | 0 | 0 | 0 | 0 | 0 | 0 | 0 | 0 | 0 | 0 | 0 | 0 | 0 | 0 | 0 | 0 | 0 | 0 | 0 | 0 | 0 | 0 | 0 | 0 | 0 | 0 | 0 | 0 | 0 | 0 | 0 | 0 | 0 | 0 | 0 | 0 | 0 | 0 | 0 | 0 | 0 | 0 | 0 | 0 | 0 | 0 | 0 | 0 | 0 | 0
|  | Book Depreciation |  | 0 | 0 | 0 | 0 | 0 | 0 | 0 | 0 | 0 | 0 | 0 | 0 | 0 | 0 | 0 | 0 | 0 | 0 | 0 | 0 | 0 | 0 | 0 | 0 | 0 | 0 | 0 | 0 | 0 | 0 | 0 | 0 | 0 | 0 | 0 | 0 | 0 | 0 | 0 | 0 | 0 | 0 | 0 | 0 | 0 | 0 | 0 | 0 | 0 | 0 | 0 | 0 | 0 | 0 | 0 | 0
|  | Tax Depreciation |  | 0 | 0 | 0 | 0 | 0 | 0 | 0 | 0 | 0 | 0 | 0 | 0 | 0 | 0 | 0 | 0 | 0 | 0 | 0 | 0 | 0 | 0 | 0 | 0 | 0 | 0 | 0 | 0 | 0 | 0 | 0 | 0 | 0 | 0 | 0 | 0 | 0 | 0 | 0 | 0 | 0 | 0 | 0 | 0 | 0 | 0 | 0 | 0 | 0 | 0 | 0 | 0 | 0 | 0 | 0 | 0
|  | Difference between book and tax |  | 0 | 0 | 0 | 0 | 0 | 0 | 0 | 0 | 0 | 0 | 0 | 0 | 0 | 0 | 0 | 0 | 0 | 0 | 0 | 0 | 0 | 0 | 0 | 0 | 0 | 0 | 0 | 0 | 0 | 0 | 0 | 0 | 0 | 0 | 0 | 0 | 0 | 0 | 0 | 0 | 0 | 0 | 0 | 0 | 0 | 0 | 0 | 0 | 0 | 0 | 0 | 0 | 0 | 0 | 0 | 0
|  | Deferred Tax |  | 0 | 0 | 0 | 0 | 0 | 0 | 0 | 0 | 0 | 0 | 0 | 0 | 0 | 0 | 0 | 0 | 0 | 0 | 0 | 0 | 0 | 0 | 0 | 0 | 0 | 0 | 0 | 0 | 0 | 0 | 0 | 0 | 0 | 0 | 0 | 0 | 0 | 0 | 0 | 0 | 0 | 0 | 0 | 0 | 0 | 0 | 0 | 0 | 0 | 0 | 0 | 0 | 0 | 0 | 0 | 0
|  | Accum Defered Tax |  | 0 | 0 | 0 | 0 | 0 | 0 | 0 | 0 | 0 | 0 | 0 | 0 | 0 | 0 | 0 | 0 | 0 | 0 | 0 | 0 | 0 | 0 | 0 | 0 | 0 | 0 | 0 | 0 | 0 | 0 | 0 | 0 | 0 | 0 | 0 | 0 | 0 | 0 | 0 | 0 | 0 | 0 | 0 | 0 | 0 | 0 | 0 | 0 | 0 | 0 | 0 | 0 | 0 | 0 | 0 | 0
|  | Revenue Requirement |  | 0 | 0 | 0 | 0 | 0 | 0 | 0 | 0 | 0 | 0 | 0 | 0 | 0 | 0 | 0 | 0 | 0 | 0 | 0 | 0 | 0 | 0 | 0 | 0 | 0 | 0 | 0 | 0 | 0 | 0 | 0 | 0 | 0 | 0 | 0 | 0 | 0 | 0 | 0 | 0 | 0 | 0 | 0 | 0 | 0 | 0 | 0 | 0 | 0 | 0 | 0 | 0 | 0 | 0 | 0 | 0
|  | Depreciation |  | 0 | 0 | 0 | 0 | 0 | 0 | 0 | 0 | 0 | 0 | 0 | 0 | 0 | 0 | 0 | 0 | 0 | 0 | 0 | 0 | 0 | 0 | 0 | 0 | 0 | 0 | 0 | 0 | 0 | 0 | 0 | 0 | 0 | 0 | 0 | 0 | 0 | 0 | 0 | 0 | 0 | 0 | 0 | 0 | 0 | 0 | 0 | 0 | 0 | 0 | 0 | 0 | 0 | 0 | 0 | 0
|  | Insurance |  | 0 | 0 | 0 | 0 | 0 | 0 | 0 | 0 | 0 | 0 | 0 | 0 | 0 | 0 | 0 | 0 | 0 | 0 | 0 | 0 | 0 | 0 | 0 | 0 | 0 | 0 | 0 | 0 | 0 | 0 | 0 | 0 | 0 | 0 | 0 | 0 | 0 | 0 | 0 | 0 | 0 | 0 | 0 | 0 | 0 | 0 | 0 | 0 | 0 | 0 | 0 | 0 | 0 | 0 | 0 | 0
|  | Property Taxes |  | 0 | 0 | 0 | 0 | 0 | 0 | 0 | 0 | 0 | 0 | 0 | 0 | 0 | 0 | 0 | 0 | 0 | 0 | 0 | 0 | 0 | 0 | 0 | 0 | 0 | 0 | 0 | 0 | 0 | 0 | 0 | 0 | 0 | 0 | 0 | 0 | 0 | 0 | 0 | 0 | 0 | 0 | 0 | 0 | 0 | 0 | 0 | 0 | 0 | 0 | 0 | 0 | 0 | 0 | 0 | 0
|  | Current Taxes |  | 0 | 0 | 0 | 0 | 0 | 0 | 0 | 0 | 0 | 0 | 0 | 0 | 0 | 0 | 0 | 0 | 0 | 0 | 0 | 0 | 0 | 0 | 0 | 0 | 0 | 0 | 0 | 0 | 0 | 0 | 0 | 0 | 0 | 0 | 0 | 0 | 0 | 0 | 0 | 0 | 0 | 0 | 0 | 0 | 0 | 0 | 0 | 0 | 0 | 0 | 0 | 0 | 0 | 0 | 0 | 0
|  | DFIT |  |  | 0 | 0 |  | 0 | 0 | 0 | 0 | 0 | 0 | 0 | 0 | 0 | 0 | 0 | 0 | 0 | 0 | 0 | 0 | 0 | 0 | 0 | 0 | 0 | 0 | 0 | 0 | 0 | 0 | 0 | 0 | 0 | 0 | 0 | 0 | 0 | 0 | 0 | 0 | 0 | 0 | 0 | 0 | 0 | 0 | 0 | 0 | 0 | 0 | 0 | 0 | 0 | 0 | 0 | 0
|  | ITC |  | 0 | 0 | 0 | 0 | 0 | 0 | 0 | 0 | 0 | 0 | 0 | 0 | 0 | 0 | 0 | 0 | 0 | 0 | 0 | 0 | 0 | 0 | 0 | 0 | 0 | 0 | 0 | 0 | 0 | 0 | 0 | 0 | 0 | 0 | 0 | 0 | 0 | 0 | 0 | 0 | 0 | 0 | 0 | 0 | 0 | 0 | 0 | 0 | 0 | 0 | 0 | 0 | 0 | 0 | 0 | 0
|  | Total Operating Expenses |  | 0 | 0 | 0 | 0 | 0 | 0 | 0 | 0 | 0 | 0 | 0 | 0 | 0 | 0 | 0 | 0 | 0 | 0 | 0 | 0 | 0 | 0 | 0 | 0 | 0 | 0 | 0 | 0 | 0 | 0 | 0 | 0 | 0 | 0 | 0 | 0 | 0 | 0 | 0 | 0 | 0 | 0 | 0 | 0 | 0 | 0 | 0 | 0 | 0 | 0 | 0 | 0 | 0 | 0 | 0 | 0
|  | Operating |  | 0 | 0 | 0 | 0 | 0 | 0 | 0 | 0 | 0 | 0 | 0 | 0 | 0 | 0 | 0 | 0 | 0 | 0 | 0 | 0 | 0 | 0 | 0 | 0 | 0 | 0 | 0 | 0 | 0 | 0 | 0 | 0 | 0 | 0 | 0 | 0 | 0 | 0 | 0 | 0 | 0 | 0 | 0 | 0 | 0 | 0 | 0 | 0 | 0 | 0 | 0 | 0 | 0 | 0 | 0 | 0
|  | Ratebase |  | 0 | 0 | 0 | 0 | 0 | 0 | 0 | 0 | 0 | 0 | 0 | 0 | 0 | 0 | 0 | 0 | 0 | 0 | 0 | 0 | 0 | 0 | 0 | 0 | 0 | 0 | 0 | 0 | 0 | 0 | 0 | 0 | 0 | 0 | 0 | 0 | 0 | 0 | 0 | 0 | 0 | 0 | 0 | 0 | 0 | 0 | 0 | 0 | 0 | 0 | 0 | 0 | 0 | 0 | 0 | 0
|  | Return on Ratebase |  | #DIV/0! | #DIV/0! | #DIV/0! | #DIV/0! | #DIV/0! | #DIV/0! | #DIV/0! | #DIV/0! | #DIV/0! | #DIV/0! | #DIV/0! | #DIV/0! | #DIV/0! | #DIV/0! | #DIV/0! | #DIV/0! | #DIV/0! | #DIV/0! | #DIV/0! | #DIV/0! | #DIV/0! | #DIV/0! | #DIV/0! | #DIV/0! | #DIV/0! | #DIV/0! | #DIV/0! | #DIV/0! | #DIV/0! | #DIV/0! | #DIV/0! | #DIV/0! | #DIV/0! | #DIV/0! | #DIV/0! | #DIV/0! | #DIV/0! | #DIV/0! | #DIV/0! | #DIV/0! | #DIV/0! | #DIV/0! | #DIV/0! | #DIV/0! | #DIV/0! | #DIV/0! | #DIV/0! | #DIV/0! | #DIV/0! | #DIV/0! | #DIV/0! | #DIV/0! | #DIV/0! | #DIV/0! | #DIV/0! | #DIV/0!
|  | Revenue Requirement |  | 0 | 0 | 0 | 0 | 0 | 0 | 0 | 0 | 0 | 0 | 0 | 0 | 0 | 0 | 0 | 0 | 0 | 0 | 0 | 0 | 0 | 0 | 0 | 0 | 0 | 0 | 0 | 0 | 0 | 0 | 0 | 0 | 0 | 0 | 0 | 0 | 0 | 0 | 0 | 0 | 0 | 0 | 0 | 0 | 0 | 0 | 0 | 0 | 0 | 0 | 0 | 0 | 0 | 0 | 0 | 0
|  | Tax Depreciation |  | 0 | 0 | 0 | 0 | 0 | 0 | 0 | 0 | 0 | 0 | 0 | 0 | 0 | 0 | 0 | 0 | 0 | 0 | 0 | 0 | 0 | 0 | 0 | 0 | 0 | 0 | 0 | 0 | 0 | 0 | 0 | 0 | 0 | 0 | 0 | 0 | 0 | 0 | 0 | 0 | 0 | 0 | 0 | 0 | 0 | 0 | 0 | 0 | 0 | 0 | 0 | 0 | 0 | 0 | 0 | 0
|  | Property Taxes |  | 0 | 0 | 0 | 0 | 0 | 0 | 0 | 0 | 0 | 0 | 0 | 0 | 0 | 0 | 0 | 0 | 0 | 0 | 0 | 0 | 0 | 0 | 0 | 0 | 0 | 0 | 0 | 0 | 0 | 0 | 0 | 0 | 0 | 0 | 0 | 0 | 0 | 0 | 0 | 0 | 0 | 0 | 0 | 0 | 0 | 0 | 0 | 0 | 0 | 0 | 0 | 0 | 0 | 0 | 0 | 0
|  | Insurance |  | 0 | 0 | 0 | 0 | 0 | 0 | 0 | 0 | 0 | 0 | 0 | 0 | 0 | 0 | 0 | 0 | 0 | 0 | 0 | 0 | 0 | 0 | 0 | 0 | 0 | 0 | 0 | 0 | 0 | 0 | 0 | 0 | 0 | 0 | 0 | 0 | 0 | 0 | 0 | 0 | 0 | 0 | 0 | 0 | 0 | 0 | 0 | 0 | 0 | 0 | 0 | 0 | 0 | 0 | 0 | 0
|  | Expenses |  | 0 | 0 | 0 | 0 | 0 | 0 | 0 | 0 | 0 | 0 | 0 | 0 | 0 | 0 | 0 | 0 | 0 | 0 | 0 | 0 | 0 | 0 | 0 | 0 | 0 | 0 | 0 | 0 | 0 | 0 | 0 | 0 | 0 | 0 | 0 | 0 | 0 | 0 | 0 | 0 | 0 | 0 | 0 | 0 | 0 | 0 | 0 | 0 | 0 | 0 | 0 | 0 | 0 | 0 | 0 | 0
|  | Taxable Income |  | 0 | 0 | 0 | 0 | 0 | 0 | 0 | 0 | 0 | 0 | 0 | 0 | 0 | 0 | 0 | 0 | 0 | 0 | 0 | 0 | 0 | 0 | 0 | 0 | 0 | 0 | 0 | 0 | 0 | 0 | 0 | 0 | 0 | 0 | 0 | 0 | 0 | 0 | 0 | 0 | 0 | 0 | 0 | 0 | 0 | 0 | 0 | 0 | 0 | 0 | 0 | 0 | 0 | 0 | 0 | 0
|  | Tax Rate |  | 0.21 | 0.21 | 0.21 | 0.21 | 0.21 | 0.21 | 0.21 | 0.21 | 0.21 | 0.21 | 0.21 | 0.21 | 0.21 | 0.21 | 0.21 | 0.21 | 0.21 | 0.21 | 0.21 | 0.21 | 0.21 | 0.21 | 0.21 | 0.21 | 0.21 | 0.21 | 0.21 | 0.21 | 0.21 | 0.21 | 0.21 | 0.21 | 0.21 | 0.21 | 0.21 | 0.21 | 0.21 | 0.21 | 0.21 | 0.21 | 0.21 | 0.21 | 0.21 | 0.21 | 0.21 | 0.21 | 0.21 | 0.21 | 0.21 | 0.21 | 0.21 | 0.21 | 0.21 | 0.21 | 0.21 | 0.21
|  | Taxes |  | 0 | 0 | 0 | 0 | 0 | 0 | 0 | 0 | 0 | 0 | 0 | 0 | 0 | 0 | 0 | 0 | 0 | 0 | 0 | 0 | 0 | 0 | 0 | 0 | 0 | 0 | 0 | 0 | 0 | 0 | 0 | 0 | 0 | 0 | 0 | 0 | 0 | 0 | 0 | 0 | 0 | 0 | 0 | 0 | 0 | 0 | 0 | 0 | 0 | 0 | 0 | 0 | 0 | 0 | 0 | 0

## Resi_Solar_Leasing_30%
Solar FINANCIALS
($ 1000s Unless Otherwise Indicated)
| Calendar Year of Fin. Close |  |  | 2020 | 2021 | 2022 | 2023 | 2024 | 2025 | 2026 | 2027 | 2028 | 2029 | 2030 | 2031 | 2032 | 2033 | 2034 | 2035 | 2036 | 2037 | 2038 | 2039 | 2040 | 2041 | 2042 | 2043 | 2044 | 2045 | 2046 | 2047 | 2048 | 2049 | 2050 | 2051 | 2052 | 2053 | 2054 | 2055 | 2056 | 2057 | 2058 | 2059 | 2060 | 2061 | 2062 | 2063 | 2064 | 2065 | 2066 | 2067 | 2068 | 2069 | 2070 | 2071 | 2072 | 2073 | 2074 | 2075
| Operating Year |  | 0 | 1 | 2 | 3 | 4 | 5 | 6 | 7 | 8 | 9 | 10 | 11 | 12 | 13 | 14 | 15 | 16 | 17 | 18 | 19 | 20 | 21 | 22 | 23 | 24 | 25 | 26 | 27 | 28 | 29 | 30 | 31 | 32 | 33 | 34 | 35 | 36 | 37 | 38 | 39 | 40 | 41 | 42 | 43 | 44 | 45 | 46 | 47 | 48 | 49 | 50 | 51 | 52 | 53 | 54 | 55 | 56
| Calendar Year | Capital Invest.
| 2020 | 888.0344 | 0: 1213
| Gross plant |  | 2020 1: 888.0344; 2021 2: 888.0344; 2022 3: 888.0344; 2023 4: 888.0344; 2024 5: 888.0344; 2025 6: 888.0344; 2026 7: 888.0344; 2027 8: 888.0344; 2028 9: 888.0344; 2029 10: 888.0344; 2030 11: 888.0344; 2031 12: 888.0344; 2032 13: 888.0344; 2033 14: 888.0344; 2034 15: 888.0344; 2035 16: 888.0344; 2036 17: 888.0344; 2037 18: 888.0344; 2038 19: 888.0344; 2039 20: 888.0344; 2040 21: 888.0344; 2041 22: 888.0344; 2042 23: 888.0344; 2043 24: 888.0344; 2044 25: 888.0344; 2045 26: 888.0344; 2046 27: 888.0344; 2047 28: 888.0344; 2048 29: 888.0344; 2049 30: 888.0344
| Accumulated Depreciation |  | 2020 1: 29.6011; 2021 2: 59.2023; 2022 3: 88.8034; 2023 4: 118.4046; 2024 5: 148.0057; 2025 6: 177.6069; 2026 7: 207.208; 2027 8: 236.8092; 2028 9: 266.4103; 2029 10: 296.0115; 2030 11: 325.6126; 2031 12: 355.2138; 2032 13: 384.8149; 2033 14: 414.4161; 2034 15: 444.0172; 2035 16: 473.6184; 2036 17: 503.2195; 2037 18: 532.8207; 2038 19: 562.4218; 2039 20: 592.023; 2040 21: 621.6241; 2041 22: 651.2253; 2042 23: 680.8264; 2043 24: 710.4276; 2044 25: 740.0287; 2045 26: 769.6299; 2046 27: 799.231; 2047 28: 828.8322; 2048 29: 858.4333; 2049 30: 888.0344
| Net book value |  | 2020 1: 858.4333; 2021 2: 828.8322; 2022 3: 799.231; 2023 4: 769.6299; 2024 5: 740.0287; 2025 6: 710.4276; 2026 7: 680.8264; 2027 8: 651.2253; 2028 9: 621.6241; 2029 10: 592.023; 2030 11: 562.4218; 2031 12: 532.8207; 2032 13: 503.2195; 2033 14: 473.6184; 2034 15: 444.0172; 2035 16: 414.4161; 2036 17: 384.8149; 2037 18: 355.2138; 2038 19: 325.6126; 2039 20: 296.0115; 2040 21: 266.4103; 2041 22: 236.8092; 2042 23: 207.208; 2043 24: 177.6069; 2044 25: 148.0057; 2045 26: 118.4046; 2046 27: 88.8034; 2047 28: 59.2023; 2048 29: 29.6011; 2049 30: 0
| ITC |  | 2020 1: 0; 2021 2: 0; 2022 3: 0; 2023 4: 0; 2024 5: 0; 2025 6: 0; 2026 7: 0; 2027 8: 0; 2028 9: 0; 2029 10: 0; 2030 11: 0; 2031 12: 0; 2032 13: 0; 2033 14: 0; 2034 15: 0; 2035 16: 0; 2036 17: 0; 2037 18: 0; 2038 19: 0; 2039 20: 0; 2040 21: 0; 2041 22: 0; 2042 23: 0; 2043 24: 0; 2044 25: 0; 2045 26: 0; 2046 27: 0; 2047 28: 0; 2048 29: 0; 2049 30: 0
| Accumulated deferred income tax |  | 2020 1: -26.419; 2021 2: -71.8597; 2022 3: -97.0107; 2023 4: -109.9877; 2024 5: -122.9647; 2025 6: -126.8113; 2026 7: -121.5275; 2027 8: -116.2437; 2028 9: -110.9599; 2029 10: -105.6761; 2030 11: -100.3923; 2031 12: -95.1085; 2032 13: -89.8247; 2033 14: -84.5409; 2034 15: -79.2571; 2035 16: -73.9733; 2036 17: -68.6895; 2037 18: -63.4057; 2038 19: -58.1219; 2039 20: -52.838; 2040 21: -47.5542; 2041 22: -42.2704; 2042 23: -36.9866; 2043 24: -31.7028; 2044 25: -26.419; 2045 26: -21.1352; 2046 27: -15.8514; 2047 28: -10.5676; 2048 29: -5.2838; 2049 30: 5.6843e-14
| Rate Base |  | 2020 1: 832.0143; 2021 2: 756.9724; 2022 3: 702.2203; 2023 4: 659.6422; 2024 5: 617.064; 2025 6: 583.6162; 2026 7: 559.2989; 2027 8: 534.9816; 2028 9: 510.6642; 2029 10: 486.3469; 2030 11: 462.0295; 2031 12: 437.7122; 2032 13: 413.3948; 2033 14: 389.0775; 2034 15: 364.7601; 2035 16: 340.4428; 2036 17: 316.1255; 2037 18: 291.8081; 2038 19: 267.4908; 2039 20: 243.1734; 2040 21: 218.8561; 2041 22: 194.5387; 2042 23: 170.2214; 2043 24: 145.9041; 2044 25: 121.5867; 2045 26: 97.2694; 2046 27: 72.952; 2047 28: 48.6347; 2048 29: 24.3173; 2049 30: 5.6843e-14
| Average rate base |  | 2020 1: 860.0244; 2021 2: 794.4933; 2022 3: 729.5964; 2023 4: 680.9313; 2024 5: 638.3531; 2025 6: 600.3401; 2026 7: 571.4576; 2027 8: 547.1402; 2028 9: 522.8229; 2029 10: 498.5055; 2030 11: 474.1882; 2031 12: 449.8709; 2032 13: 425.5535; 2033 14: 401.2362; 2034 15: 376.9188; 2035 16: 352.6015; 2036 17: 328.2841; 2037 18: 303.9668; 2038 19: 279.6494; 2039 20: 255.3321; 2040 21: 231.0148; 2041 22: 206.6974; 2042 23: 182.3801; 2043 24: 158.0627; 2044 25: 133.7454; 2045 26: 109.428; 2046 27: 85.1107; 2047 28: 60.7934; 2048 29: 36.476; 2049 30: 12.1587
| Pre-tax Return | 0.086076 | 2020 1: 74.0274; 2021 2: 68.3868; 2022 3: 62.8007; 2023 4: 58.6118; 2024 5: 54.9468; 2025 6: 51.6748; 2026 7: 49.1888; 2027 8: 47.0956; 2028 9: 45.0025; 2029 10: 42.9093; 2030 11: 40.8162; 2031 12: 38.7231; 2032 13: 36.6299; 2033 14: 34.5368; 2034 15: 32.4436; 2035 16: 30.3505; 2036 17: 28.2574; 2037 18: 26.1642; 2038 19: 24.0711; 2039 20: 21.978; 2040 21: 19.8848; 2041 22: 17.7917; 2042 23: 15.6985; 2043 24: 13.6054; 2044 25: 11.5123; 2045 26: 9.4191; 2046 27: 7.326; 2047 28: 5.2328; 2048 29: 3.1397; 2049 30: 1.0466
| Book Depreciation |  | 2020 1: 29.6011; 2021 2: 29.6011; 2022 3: 29.6011; 2023 4: 29.6011; 2024 5: 29.6011; 2025 6: 29.6011; 2026 7: 29.6011; 2027 8: 29.6011; 2028 9: 29.6011; 2029 10: 29.6011; 2030 11: 29.6011; 2031 12: 29.6011; 2032 13: 29.6011; 2033 14: 29.6011; 2034 15: 29.6011; 2035 16: 29.6011; 2036 17: 29.6011; 2037 18: 29.6011; 2038 19: 29.6011; 2039 20: 29.6011; 2040 21: 29.6011; 2041 22: 29.6011; 2042 23: 29.6011; 2043 24: 29.6011; 2044 25: 29.6011; 2045 26: 29.6011; 2046 27: 29.6011; 2047 28: 29.6011; 2048 29: 29.6011; 2049 30: 29.6011
| Insurance |  | 2020 1: 0.42537; 2021 2: 0.42537; 2022 3: 0.42537; 2023 4: 0.42537; 2024 5: 0.42537; 2025 6: 0.42537; 2026 7: 0.42537; 2027 8: 0.42537; 2028 9: 0.42537; 2029 10: 0.42537; 2030 11: 0.42537; 2031 12: 0.42537; 2032 13: 0.42537; 2033 14: 0.42537; 2034 15: 0.42537; 2035 16: 0.42537; 2036 17: 0.42537; 2037 18: 0.42537; 2038 19: 0.42537; 2039 20: 0.42537; 2040 21: 0.42537; 2041 22: 0.42537; 2042 23: 0.42537; 2043 24: 0.42537; 2044 25: 0.42537; 2045 26: 0.42537; 2046 27: 0.42537; 2047 28: 0.42537; 2048 29: 0.42537; 2049 30: 0.42537
| ITC Amort - Grossed for Taxes |  | 2020 1: -5.6205; 2021 2: -5.6205; 2022 3: -5.6205; 2023 4: -5.6205; 2024 5: -5.6205; 2025 6: -5.6205; 2026 7: -5.6205; 2027 8: -5.6205; 2028 9: -5.6205; 2029 10: -5.6205; 2030 11: -5.6205; 2031 12: -5.6205; 2032 13: -5.6205; 2033 14: -5.6205; 2034 15: -5.6205; 2035 16: -5.6205; 2036 17: -5.6205; 2037 18: -5.6205; 2038 19: -5.6205; 2039 20: -5.6205; 2040 21: -5.6205; 2041 22: -5.6205; 2042 23: -5.6205; 2043 24: -5.6205; 2044 25: -5.6205; 2045 26: -5.6205; 2046 27: -5.6205; 2047 28: -5.6205; 2048 29: -5.6205; 2049 30: -5.6205
| Property Taxes |  | 2020 1: 4.0369; 2021 2: 4.0369; 2022 3: 4.0369; 2023 4: 4.0369; 2024 5: 4.0369; 2025 6: 4.0369; 2026 7: 4.0369; 2027 8: 4.0369; 2028 9: 4.0369; 2029 10: 4.0369; 2030 11: 4.0369; 2031 12: 4.0369; 2032 13: 4.0369; 2033 14: 4.0369; 2034 15: 4.0369; 2035 16: 4.0369; 2036 17: 4.0369; 2037 18: 4.0369; 2038 19: 4.0369; 2039 20: 4.0369; 2040 21: 4.0369; 2041 22: 4.0369; 2042 23: 4.0369; 2043 24: 4.0369; 2044 25: 4.0369; 2045 26: 4.0369; 2046 27: 4.0369; 2047 28: 4.0369; 2048 29: 4.0369; 2049 30: 4.0369
| Revenue Requirement |  | 2020 1: 102.4703; 2021 2: 96.8297; 2022 3: 91.2436; 2023 4: 87.0547; 2024 5: 83.3898; 2025 6: 80.1178; 2026 7: 77.6317; 2027 8: 75.5385; 2028 9: 73.4454; 2029 10: 71.3523; 2030 11: 69.2591; 2031 12: 67.166; 2032 13: 65.0729; 2033 14: 62.9797; 2034 15: 60.8866; 2035 16: 58.7934; 2036 17: 56.7003; 2037 18: 54.6072; 2038 19: 52.514; 2039 20: 50.4209; 2040 21: 48.3278; 2041 22: 46.2346; 2042 23: 44.1415; 2043 24: 42.0483; 2044 25: 39.9552; 2045 26: 37.8621; 2046 27: 35.7689; 2047 28: 33.6758; 2048 29: 31.5826; 2049 30: 29.4895
| Book Depreciation |  | 2020 1: 29.6011; 2021 2: 29.6011; 2022 3: 29.6011; 2023 4: 29.6011; 2024 5: 29.6011; 2025 6: 29.6011; 2026 7: 29.6011; 2027 8: 29.6011; 2028 9: 29.6011; 2029 10: 29.6011; 2030 11: 29.6011; 2031 12: 29.6011; 2032 13: 29.6011; 2033 14: 29.6011; 2034 15: 29.6011; 2035 16: 29.6011; 2036 17: 29.6011; 2037 18: 29.6011; 2038 19: 29.6011; 2039 20: 29.6011; 2040 21: 29.6011; 2041 22: 29.6011; 2042 23: 29.6011; 2043 24: 29.6011; 2044 25: 29.6011; 2045 26: 29.6011; 2046 27: 29.6011; 2047 28: 29.6011; 2048 29: 29.6011; 2049 30: 29.6011
| Tax Depreciation |  | 2020 1: 177.6069; 2021 2: 284.171; 2022 3: 170.5026; 2023 4: 102.3016; 2024 5: 102.3016; 2025 6: 51.1508; 2026 7: 0; 2027 8: 0; 2028 9: 0; 2029 10: 0; 2030 11: 0; 2031 12: 0; 2032 13: 0; 2033 14: 0; 2034 15: 0; 2035 16: 0; 2036 17: 0; 2037 18: 0; 2038 19: 0; 2039 20: 0; 2040 21: 0; 2041 22: 0; 2042 23: 0; 2043 24: 0; 2044 25: 0; 2045 26: 0; 2046 27: 0; 2047 28: 0; 2048 29: 0; 2049 30: 0
| Difference between book and tax |  | 2020 1: -148.0057; 2021 2: -254.5699; 2022 3: -140.9015; 2023 4: -72.7004; 2024 5: -72.7004; 2025 6: -21.5496; 2026 7: 29.6011; 2027 8: 29.6011; 2028 9: 29.6011; 2029 10: 29.6011; 2030 11: 29.6011; 2031 12: 29.6011; 2032 13: 29.6011; 2033 14: 29.6011; 2034 15: 29.6011; 2035 16: 29.6011; 2036 17: 29.6011; 2037 18: 29.6011; 2038 19: 29.6011; 2039 20: 29.6011; 2040 21: 29.6011; 2041 22: 29.6011; 2042 23: 29.6011; 2043 24: 29.6011; 2044 25: 29.6011; 2045 26: 29.6011; 2046 27: 29.6011; 2047 28: 29.6011; 2048 29: 29.6011; 2049 30: 29.6011
| Tax rate |  | 2020 1: -31.0812; 2021 2: -53.4597; 2022 3: -29.5893; 2023 4: -15.2671; 2024 5: -15.2671; 2025 6: -4.5254; 2026 7: 6.2162; 2027 8: 6.2162; 2028 9: 6.2162; 2029 10: 6.2162; 2030 11: 6.2162; 2031 12: 6.2162; 2032 13: 6.2162; 2033 14: 6.2162; 2034 15: 6.2162; 2035 16: 6.2162; 2036 17: 6.2162; 2037 18: 6.2162; 2038 19: 6.2162; 2039 20: 6.2162; 2040 21: 6.2162; 2041 22: 6.2162; 2042 23: 6.2162; 2043 24: 6.2162; 2044 25: 6.2162; 2045 26: 6.2162; 2046 27: 6.2162; 2047 28: 6.2162; 2048 29: 6.2162; 2049 30: 6.2162
Depreciation Tables
|  | 5 | 2020 1: 20%; 2021 2: 32%; 2022 3: 19.2%; 2023 4: 11.52%; 2024 5: 11.52%; 2025 6: 5.76%; 2026 7: 0%; 2027 8: 0%; 2028 9: 0%; 2029 10: 0%; 2030 11: 0%; 2031 12: 0%; 2032 13: 0%; 2033 14: 0%; 2034 15: 0%; 2035 16: 0%; 2036 17: 0%; 2037 18: 0%; 2038 19: 0%; 2039 20: 0%; 2040 21: 0%
|  | 5 | 0: 1; 2020 1: 20%; 2021 2: 32%; 2022 3: 19.2%; 2023 4: 11.52%; 2024 5: 11.52%; 2025 6: 5.76%
|  | 10 | 0: 0; 2020 1: 10%; 2021 2: 18%; 2022 3: 14.4%; 2023 4: 11.52%; 2024 5: 9.22%; 2025 6: 7.37%; 2026 7: 6.55%; 2027 8: 6.55%; 2028 9: 6.56%; 2029 10: 6.55%; 2030 11: 3.28%
|  | 15 | 0: 0; 2020 1: 5%; 2021 2: 9.5%; 2022 3: 8.55%; 2023 4: 7.7%; 2024 5: 6.93%; 2025 6: 6.23%; 2026 7: 5.9%; 2027 8: 5.9%; 2028 9: 5.91%; 2029 10: 5.9%; 2030 11: 5.91%; 2031 12: 5.9%; 2032 13: 5.91%; 2033 14: 5.9%; 2034 15: 5.91%; 2035 16: 2.95%
|  | 20 | 0: 0; 2020 1: 3.75%; 2021 2: 7.219%; 2022 3: 6.677%; 2023 4: 6.177%; 2024 5: 5.713%; 2025 6: 5.285%; 2026 7: 4.888%; 2027 8: 4.522%; 2028 9: 4.462%; 2029 10: 4.461%; 2030 11: 4.462%; 2031 12: 4.461%; 2032 13: 4.462%; 2033 14: 4.461%; 2034 15: 4.462%; 2035 16: 4.461%; 2036 17: 4.462%; 2037 18: 4.461%; 2038 19: 4.462%; 2039 20: 4.461%; 2040 21: 2.231%
Revenue Requirement by vintage year
2012 $000
|  |  |  | 2020 | 2021 | 2022 | 2023 | 2024 | 2025 | 2026 | 2027 | 2028 | 2029 | 2030 | 2031 | 2032 | 2033 | 2034 | 2035 | 2036 | 2037 | 2038 | 2039 | 2040 | 2041 | 2042 | 2043 | 2044 | 2045 | 2046 | 2047 | 2048 | 2049 | 2050 | 2051 | 2052 | 2053 | 2054 | 2055 | 2056 | 2057 | 2058 | 2059 | 2060 | 2061 | 2062 | 2063 | 2064 | 2065 | 2066 | 2067 | 2068 | 2069 | 2070 | 2071 | 2072 | 2073 | 2074 | 2075
|  | 2020 | 0% | 102.4703 | 96.8297 | 91.2436 | 87.0547 | 83.3898 | 80.1178 | 77.6317 | 75.5385 | 73.4454 | 71.3523 | 69.2591 | 67.166 | 65.0729 | 62.9797 | 60.8866 | 58.7934 | 56.7003 | 54.6072 | 52.514 | 50.4209 | 48.3278 | 46.2346 | 44.1415 | 42.0483 | 39.9552 | 37.8621 | 35.7689 | 33.6758 | 31.5826 | 29.4895 | 0 | 0 | 0 | 0 | 0 | 0 | 0 | 0 | 0 | 0 | 0 | 0 | 0 | 0 | 0 | 0 | 0 | 0 | 0 | 0 | 0 | 0 | 0 | 0 | 0 | 0
|  | 2021 | 0% |  | 102.4703 | 96.8297 | 91.2436 | 87.0547 | 83.3898 | 80.1178 | 77.6317 | 75.5385 | 73.4454 | 71.3523 | 69.2591 | 67.166 | 65.0729 | 62.9797 | 60.8866 | 58.7934 | 56.7003 | 54.6072 | 52.514 | 50.4209 | 48.3278 | 46.2346 | 44.1415 | 42.0483 | 39.9552 | 37.8621 | 35.7689 | 33.6758 | 31.5826 | 29.4895 | 0 | 0 | 0 | 0 | 0 | 0 | 0 | 0 | 0 | 0 | 0 | 0 | 0 | 0 | 0 | 0 | 0 | 0 | 0 | 0 | 0 | 0 | 0 | 0 | 0
|  | 2022 | 0% |  |  | 102.4703 | 96.8297 | 91.2436 | 87.0547 | 83.3898 | 80.1178 | 77.6317 | 75.5385 | 73.4454 | 71.3523 | 69.2591 | 67.166 | 65.0729 | 62.9797 | 60.8866 | 58.7934 | 56.7003 | 54.6072 | 52.514 | 50.4209 | 48.3278 | 46.2346 | 44.1415 | 42.0483 | 39.9552 | 37.8621 | 35.7689 | 33.6758 | 31.5826 | 29.4895 | 0 | 0 | 0 | 0 | 0 | 0 | 0 | 0 | 0 | 0 | 0 | 0 | 0 | 0 | 0 | 0 | 0 | 0 | 0 | 0 | 0 | 0 | 0 | 0
|  | 2023 | 0% |  |  |  | 102.4703 | 96.8297 | 91.2436 | 87.0547 | 83.3898 | 80.1178 | 77.6317 | 75.5385 | 73.4454 | 71.3523 | 69.2591 | 67.166 | 65.0729 | 62.9797 | 60.8866 | 58.7934 | 56.7003 | 54.6072 | 52.514 | 50.4209 | 48.3278 | 46.2346 | 44.1415 | 42.0483 | 39.9552 | 37.8621 | 35.7689 | 33.6758 | 31.5826 | 29.4895 | 0 | 0 | 0 | 0 | 0 | 0 | 0 | 0 | 0 | 0 | 0 | 0 | 0 | 0 | 0 | 0 | 0 | 0 | 0 | 0 | 0 | 0 | 0
|  | 2024 | 0% |  |  |  |  | 102.4703 | 96.8297 | 91.2436 | 87.0547 | 83.3898 | 80.1178 | 77.6317 | 75.5385 | 73.4454 | 71.3523 | 69.2591 | 67.166 | 65.0729 | 62.9797 | 60.8866 | 58.7934 | 56.7003 | 54.6072 | 52.514 | 50.4209 | 48.3278 | 46.2346 | 44.1415 | 42.0483 | 39.9552 | 37.8621 | 35.7689 | 33.6758 | 31.5826 | 29.4895 | 0 | 0 | 0 | 0 | 0 | 0 | 0 | 0 | 0 | 0 | 0 | 0 | 0 | 0 | 0 | 0 | 0 | 0 | 0 | 0 | 0 | 0
|  | 2025 | 0% | [5 empty] | 102.4703 | 96.8297 | 91.2436 | 87.0547 | 83.3898 | 80.1178 | 77.6317 | 75.5385 | 73.4454 | 71.3523 | 69.2591 | 67.166 | 65.0729 | 62.9797 | 60.8866 | 58.7934 | 56.7003 | 54.6072 | 52.514 | 50.4209 | 48.3278 | 46.2346 | 44.1415 | 42.0483 | 39.9552 | 37.8621 | 35.7689 | 33.6758 | 31.5826 | 29.4895 | 0 | 0 | 0 | 0 | 0 | 0 | 0 | 0 | 0 | 0 | 0 | 0 | 0 | 0 | 0 | 0 | 0 | 0 | 0 | 0 | 0
|  | 2026 | -1.146% | [6 empty] | 101.2961 | 95.7201 | 90.198 | 86.0571 | 82.4342 | 79.1997 | 76.7421 | 74.6729 | 72.6038 | 70.5346 | 68.4655 | 66.3963 | 64.3272 | 62.258 | 60.1888 | 58.1197 | 56.0505 | 53.9814 | 51.9122 | 49.8431 | 47.7739 | 45.7048 | 43.6356 | 41.5665 | 39.4973 | 37.4282 | 35.359 | 33.2899 | 31.2207 | 29.1516 | 0 | 0 | 0 | 0 | 0 | 0 | 0 | 0 | 0 | 0 | 0 | 0 | 0 | 0 | 0 | 0 | 0 | 0 | 0 | 0
|  | 2027 | -1.159% | [7 empty] | 100.1218 | 94.6105 | 89.1524 | 85.0595 | 81.4786 | 78.2816 | 75.8524 | 73.8073 | 71.7621 | 69.7169 | 67.6718 | 65.6266 | 63.5814 | 61.5363 | 59.4911 | 57.446 | 55.4008 | 53.3556 | 51.3105 | 49.2653 | 47.2201 | 45.175 | 43.1298 | 41.0846 | 39.0395 | 36.9943 | 34.9491 | 32.904 | 30.8588 | 28.8136 | 0 | 0 | 0 | 0 | 0 | 0 | 0 | 0 | 0 | 0 | 0 | 0 | 0 | 0 | 0 | 0 | 0 | 0 | 0
|  | 2028 | -1.173% | [8 empty] | 98.9476 | 93.5008 | 88.1068 | 84.0619 | 80.523 | 77.3634 | 74.9628 | 72.9416 | 70.9205 | 68.8993 | 66.8781 | 64.8569 | 62.8357 | 60.8146 | 58.7934 | 56.7722 | 54.751 | 52.7298 | 50.7087 | 48.6875 | 46.6663 | 44.6451 | 42.624 | 40.6028 | 38.5816 | 36.5604 | 34.5392 | 32.5181 | 30.4969 | 28.4757 | 0 | 0 | 0 | 0 | 0 | 0 | 0 | 0 | 0 | 0 | 0 | 0 | 0 | 0 | 0 | 0 | 0 | 0
|  | 2029 | -1.187% | [9 empty] | 97.7733 | 92.3912 | 87.0612 | 83.0643 | 79.5673 | 76.4453 | 74.0732 | 72.076 | 70.0788 | 68.0816 | 66.0844 | 64.0872 | 62.09 | 60.0928 | 58.0957 | 56.0985 | 54.1013 | 52.1041 | 50.1069 | 48.1097 | 46.1125 | 44.1153 | 42.1181 | 40.1209 | 38.1237 | 36.1265 | 34.1293 | 32.1321 | 30.135 | 28.1378 | 0 | 0 | 0 | 0 | 0 | 0 | 0 | 0 | 0 | 0 | 0 | 0 | 0 | 0 | 0 | 0 | 0
|  | 2030 | -1.201% | [10 empty] | 96.599 | 91.2816 | 86.0156 | 82.0667 | 78.6117 | 75.5272 | 73.1836 | 71.2104 | 69.2372 | 67.264 | 65.2907 | 63.3175 | 61.3443 | 59.3711 | 57.3979 | 55.4247 | 53.4515 | 51.4783 | 49.5051 | 47.5319 | 45.5587 | 43.5855 | 41.6123 | 39.6391 | 37.6659 | 35.6926 | 33.7194 | 31.7462 | 29.773 | 27.7998 | 0 | 0 | 0 | 0 | 0 | 0 | 0 | 0 | 0 | 0 | 0 | 0 | 0 | 0 | 0 | 0
|  | 2031 | -1.216% | [11 empty] | 95.4248 | 90.172 | 84.97 | 81.0691 | 77.6561 | 74.6091 | 72.2939 | 70.3447 | 68.3955 | 66.4463 | 64.4971 | 62.5478 | 60.5986 | 58.6494 | 56.7002 | 54.751 | 52.8017 | 50.8525 | 48.9033 | 46.9541 | 45.0049 | 43.0556 | 41.1064 | 39.1572 | 37.208 | 35.2588 | 33.3095 | 31.3603 | 29.4111 | 27.4619 | 0 | 0 | 0 | 0 | 0 | 0 | 0 | 0 | 0 | 0 | 0 | 0 | 0 | 0 | 0
|  | 2032 | -1.216% | [12 empty] | 94.2648 | 89.0758 | 83.9371 | 80.0836 | 76.7121 | 73.7022 | 71.4151 | 69.4896 | 67.5641 | 65.6386 | 63.713 | 61.7875 | 59.862 | 57.9365 | 56.0109 | 54.0854 | 52.1599 | 50.2344 | 48.3088 | 46.3833 | 44.4578 | 42.5323 | 40.6067 | 38.6812 | 36.7557 | 34.8302 | 32.9046 | 30.9791 | 29.0536 | 27.1281 | 0 | 0 | 0 | 0 | 0 | 0 | 0 | 0 | 0 | 0 | 0 | 0 | 0 | 0
|  | 2033 | -1.216% | [13 empty] | 93.1189 | 87.993 | 82.9167 | 79.1101 | 75.7796 | 72.8062 | 70.547 | 68.6449 | 66.7428 | 64.8407 | 62.9385 | 61.0364 | 59.1343 | 57.2322 | 55.3301 | 53.4279 | 51.5258 | 49.6237 | 47.7216 | 45.8195 | 43.9174 | 42.0152 | 40.1131 | 38.211 | 36.3089 | 34.4068 | 32.5046 | 30.6025 | 28.7004 | 26.7983 | 0 | 0 | 0 | 0 | 0 | 0 | 0 | 0 | 0 | 0 | 0 | 0 | 0
|  | 2034 | -1.216% | [14 empty] | 91.9869 | 86.9234 | 81.9088 | 78.1484 | 74.8584 | 71.9212 | 69.6894 | 67.8104 | 65.9314 | 64.0525 | 62.1735 | 60.2945 | 58.4155 | 56.5365 | 54.6575 | 52.7785 | 50.8995 | 49.0205 | 47.1415 | 45.2625 | 43.3835 | 41.5045 | 39.6255 | 37.7465 | 35.8675 | 33.9885 | 32.1095 | 30.2305 | 28.3515 | 26.4725 | 0 | 0 | 0 | 0 | 0 | 0 | 0 | 0 | 0 | 0 | 0 | 0
|  | 2035 | -1.216% | [15 empty] | 90.8687 | 85.8667 | 80.9131 | 77.1985 | 73.9485 | 71.0469 | 68.8423 | 66.9861 | 65.13 | 63.2738 | 61.4177 | 59.5615 | 57.7054 | 55.8492 | 53.9931 | 52.1369 | 50.2807 | 48.4246 | 46.5684 | 44.7123 | 42.8561 | 41 | 39.1438 | 37.2877 | 35.4315 | 33.5753 | 31.7192 | 29.863 | 28.0069 | 26.1507 | 0 | 0 | 0 | 0 | 0 | 0 | 0 | 0 | 0 | 0 | 0
|  | 2036 | -1.216% | [16 empty] | 89.7641 | 84.8229 | 79.9295 | 76.26 | 73.0495 | 70.1833 | 68.0054 | 66.1718 | 64.3383 | 62.5047 | 60.6711 | 58.8375 | 57.0039 | 55.1703 | 53.3367 | 51.5031 | 49.6695 | 47.8359 | 46.0023 | 44.1688 | 42.3352 | 40.5016 | 38.668 | 36.8344 | 35.0008 | 33.1672 | 31.3336 | 29.5 | 27.6664 | 25.8328 | 0 | 0 | 0 | 0 | 0 | 0 | 0 | 0 | 0 | 0
|  | 2037 | -1.216% | [17 empty] | 88.673 | 83.7918 | 78.9579 | 75.333 | 72.1615 | 69.3301 | 67.1788 | 65.3675 | 63.5562 | 61.7449 | 59.9336 | 58.1223 | 56.3109 | 54.4996 | 52.6883 | 50.877 | 49.0657 | 47.2544 | 45.4431 | 43.6318 | 41.8205 | 40.0092 | 38.1979 | 36.3866 | 34.5753 | 32.764 | 30.9527 | 29.1414 | 27.3301 | 25.5188 | 0 | 0 | 0 | 0 | 0 | 0 | 0 | 0 | 0
|  | 2038 | -1.216% | [18 empty] | 87.595 | 82.7732 | 77.9981 | 74.4173 | 71.2843 | 68.4873 | 66.3621 | 64.5728 | 62.7836 | 60.9943 | 59.205 | 57.4157 | 55.6264 | 53.8371 | 52.0479 | 50.2586 | 48.4693 | 46.68 | 44.8907 | 43.1014 | 41.3122 | 39.5229 | 37.7336 | 35.9443 | 34.155 | 32.3657 | 30.5765 | 28.7872 | 26.9979 | 25.2086 | 0 | 0 | 0 | 0 | 0 | 0 | 0 | 0
|  | 2039 | -1.216% | [19 empty] | 86.5302 | 81.767 | 77.0499 | 73.5126 | 70.4178 | 67.6548 | 65.5554 | 63.7879 | 62.0204 | 60.2528 | 58.4853 | 56.7178 | 54.9502 | 53.1827 | 51.4152 | 49.6476 | 47.8801 | 46.1126 | 44.345 | 42.5775 | 40.81 | 39.0424 | 37.2749 | 35.5074 | 33.7398 | 31.9723 | 30.2048 | 28.4372 | 26.6697 | 24.9022 | 0 | 0 | 0 | 0 | 0 | 0 | 0
|  | 2040 | -1.216% | [20 empty] | 85.4784 | 80.7731 | 76.1133 | 72.619 | 69.5618 | 66.8324 | 64.7585 | 63.0125 | 61.2664 | 59.5204 | 57.7743 | 56.0283 | 54.2823 | 52.5362 | 50.7902 | 49.0441 | 47.2981 | 45.552 | 43.806 | 42.0599 | 40.3139 | 38.5678 | 36.8218 | 35.0757 | 33.3297 | 31.5836 | 29.8376 | 28.0915 | 26.3455 | 24.5995 | 0 | 0 | 0 | 0 | 0 | 0
|  | 2041 | -1.216% | [21 empty] | 84.4393 | 79.7912 | 75.1881 | 71.7363 | 68.7162 | 66.02 | 63.9713 | 62.2465 | 60.5217 | 58.7969 | 57.072 | 55.3472 | 53.6224 | 51.8976 | 50.1728 | 48.4479 | 46.7231 | 44.9983 | 43.2735 | 41.5486 | 39.8238 | 38.099 | 36.3742 | 34.6494 | 32.9245 | 31.1997 | 29.4749 | 27.7501 | 26.0252 | 24.3004 | 0 | 0 | 0 | 0 | 0
|  | 2042 | -1.216% | [22 empty] | 83.4128 | 78.8212 | 74.2741 | 70.8642 | 67.8809 | 65.2174 | 63.1937 | 61.4898 | 59.786 | 58.0821 | 56.3783 | 54.6744 | 52.9706 | 51.2667 | 49.5628 | 47.859 | 46.1551 | 44.4513 | 42.7474 | 41.0436 | 39.3397 | 37.6359 | 35.932 | 34.2282 | 32.5243 | 30.8204 | 29.1166 | 27.4127 | 25.7089 | 24.005 | 0 | 0 | 0 | 0
|  | 2043 | -1.216% | 2043: 82.3989; 2044: 77.8631; 2045: 73.3712; 2046: 70.0028; 2047: 67.0557; 2048: 64.4246; 2049: 62.4255; 2050: 60.7424; 2051: 59.0592; 2052: 57.3761; 2053: 55.6929; 2054: 54.0098; 2055: 52.3266; 2056: 50.6435; 2057: 48.9604; 2058: 47.2772; 2059: 45.5941; 2060: 43.9109; 2061: 42.2278; 2062: 40.5446; 2063: 38.8615; 2064: 37.1784; 2065: 35.4952; 2066: 33.8121; 2067: 32.1289; 2068: 30.4458; 2069: 28.7626; 2070: 27.0795; 2071: 25.3964; 2072: 23.7132; 2073: 0; 2074: 0; 2075: 0
|  | 2044 | -1.216% | 2044: 81.3972; 2045: 76.9166; 2046: 72.4793; 2047: 69.1518; 2048: 66.2406; 2049: 63.6415; 2050: 61.6667; 2051: 60.004; 2052: 58.3413; 2053: 56.6786; 2054: 55.0159; 2055: 53.3532; 2056: 51.6906; 2057: 50.0279; 2058: 48.3652; 2059: 46.7025; 2060: 45.0398; 2061: 43.3771; 2062: 41.7145; 2063: 40.0518; 2064: 38.3891; 2065: 36.7264; 2066: 35.0637; 2067: 33.4011; 2068: 31.7384; 2069: 30.0757; 2070: 28.413; 2071: 26.7503; 2072: 25.0876; 2073: 23.425; 2074: 0; 2075: 0
|  | 2045 | -1.216% | 2045: 80.4078; 2046: 75.9816; 2047: 71.5982; 2048: 68.3112; 2049: 65.4354; 2050: 62.8679; 2051: 60.917; 2052: 59.2746; 2053: 57.6321; 2054: 55.9896; 2055: 54.3471; 2056: 52.7047; 2057: 51.0622; 2058: 49.4197; 2059: 47.7773; 2060: 46.1348; 2061: 44.4923; 2062: 42.8499; 2063: 41.2074; 2064: 39.5649; 2065: 37.9224; 2066: 36.28; 2067: 34.6375; 2068: 32.995; 2069: 31.3526; 2070: 29.7101; 2071: 28.0676; 2072: 26.4251; 2073: 24.7827; 2074: 23.1402; 2075: 0
|  | 2046 | -1.216% | 2046: 79.4303; 2047: 75.0579; 2048: 70.7279; 2049: 67.4808; 2050: 64.6399; 2051: 62.1036; 2052: 60.1765; 2053: 58.554; 2054: 56.9315; 2055: 55.309; 2056: 53.6865; 2057: 52.064; 2058: 50.4415; 2059: 48.819; 2060: 47.1965; 2061: 45.574; 2062: 43.9515; 2063: 42.329; 2064: 40.7065; 2065: 39.084; 2066: 37.4615; 2067: 35.8389; 2068: 34.2164; 2069: 32.5939; 2070: 30.9714; 2071: 29.3489; 2072: 27.7264; 2073: 26.1039; 2074: 24.4814; 2075: 22.8589 | 0 | 0 | 0 | 0
|  | 2047 | -1.216% | 2047: 78.4648; 2048: 74.1455; 2049: 69.8681; 2050: 66.6605; 2051: 63.8542; 2052: 61.3487; 2053: 59.445; 2054: 57.8422; 2055: 56.2394; 2056: 54.6367; 2057: 53.0339; 2058: 51.4311; 2059: 49.8283; 2060: 48.2255; 2061: 46.6228; 2062: 45.02; 2063: 43.4172; 2064: 41.8144; 2065: 40.2116; 2066: 38.6089; 2067: 37.0061; 2068: 35.4033; 2069: 33.8005; 2070: 32.1977; 2071: 30.5949; 2072: 28.9922; 2073: 27.3894; 2074: 25.7866; 2075: 24.1838 | 22.581 | 0 | 0 | 0
|  | 2048 | -1.216% | 2048: 77.5109; 2049: 73.2442; 2050: 69.0188; 2051: 65.8502; 2052: 63.078; 2053: 60.6029; 2054: 58.7224; 2055: 57.1391; 2056: 55.5558; 2057: 53.9725; 2058: 52.3892; 2059: 50.8059; 2060: 49.2226; 2061: 47.6393; 2062: 46.056; 2063: 44.4727; 2064: 42.8894; 2065: 41.3061; 2066: 39.7228; 2067: 38.1395; 2068: 36.5562; 2069: 34.9729; 2070: 33.3896; 2071: 31.8063; 2072: 30.223; 2073: 28.6397; 2074: 27.0564; 2075: 25.4731 | 23.8898 | 22.3065 | 0 | 0
|  | 2049 | -1.216% | 2049: 76.5687; 2050: 72.3539; 2051: 68.1798; 2052: 65.0497; 2053: 62.3112; 2054: 59.8662; 2055: 58.0086; 2056: 56.4445; 2057: 54.8805; 2058: 53.3164; 2059: 51.7524; 2060: 50.1883; 2061: 48.6243; 2062: 47.0602; 2063: 45.4962; 2064: 43.9321; 2065: 42.368; 2066: 40.804; 2067: 39.2399; 2068: 37.6759; 2069: 36.1118; 2070: 34.5478; 2071: 32.9837; 2072: 31.4197; 2073: 29.8556; 2074: 28.2916; 2075: 26.7275 | 25.1635 | 23.5994 | 22.0354 | 0
|  | 2050 | -1.216% | 2050: 75.6379; 2051: 71.4743; 2052: 67.351; 2053: 64.259; 2054: 61.5537; 2055: 59.1385; 2056: 57.3034; 2057: 55.7584; 2058: 54.2133; 2059: 52.6683; 2060: 51.1233; 2061: 49.5782; 2062: 48.0332; 2063: 46.4881; 2064: 44.9431; 2065: 43.3981; 2066: 41.853; 2067: 40.308; 2068: 38.7629; 2069: 37.2179; 2070: 35.6729; 2071: 34.1278; 2072: 32.5828; 2073: 31.0377; 2074: 29.4927; 2075: 27.9477 | 26.4026 | 24.8576 | 23.3126 | 21.7675
Revenue Requirement by vintage year
2012 $/MW-wk
| Aurora Input |  | Levelized Cost | 2020 | 2021 | 2022 | 2023 | 2024 | 2025 | 2026 | 2027 | 2028 | 2029 | 2030 | 2031 | 2032 | 2033 | 2034 | 2035 | 2036 | 2037 | 2038 | 2039 | 2040 | 2041 | 2042 | 2043 | 2044 | 2045 | 2046 | 2047 | 2048 | 2049 | 2050 | 2051 | 2052 | 2053 | 2054 | 2055 | 2056 | 2057 | 2058 | 2059 | 2060 | 2061 | 2062 | 2063 | 2064 | 2065 | 2066 | 2067 | 2068 | 2069 | 2070 | 2071 | 2072 | 2073 | 2074 | 2075
|  | 2020 | 4035.5265 | 6082.0483 | 5747.2521 | 5415.6954 | 5167.0667 | 4949.536 | 4755.3289 | 4607.7688 | 4483.5322 | 4359.2956 | 4235.0589 | 4110.8223 | 3986.5857 | 3862.3491 | 3738.1125 | 3613.8759 | 3489.6393 | 3365.4027 | 3241.1661 | 3116.9294 | 2992.6928 | 2868.4562 | 2744.2196 | 2619.983 | 2495.7464 | 2371.5098 | 2247.2732 | 2123.0366 | 1998.8 | 1874.5633 | 1750.3267 | 0 | 0 | 0 | 0 | 0 | 0 | 0 | 0 | 0 | 0 | 0 | 0 | 0 | 0 | 0 | 0 | 0 | 0 | 0 | 0 | 0 | 0 | 0 | 0 | 0 | 0
|  | 2021 | 4035.5265 |  | 6082.0483 | 5747.2521 | 5415.6954 | 5167.0667 | 4949.536 | 4755.3289 | 4607.7688 | 4483.5322 | 4359.2956 | 4235.0589 | 4110.8223 | 3986.5857 | 3862.3491 | 3738.1125 | 3613.8759 | 3489.6393 | 3365.4027 | 3241.1661 | 3116.9294 | 2992.6928 | 2868.4562 | 2744.2196 | 2619.983 | 2495.7464 | 2371.5098 | 2247.2732 | 2123.0366 | 1998.8 | 1874.5633 | 1750.3267 | 0 | 0 | 0 | 0 | 0 | 0 | 0 | 0 | 0 | 0 | 0 | 0 | 0 | 0 | 0 | 0 | 0 | 0 | 0 | 0 | 0 | 0 | 0 | 0 | 0
|  | 2022 | 4035.5265 |  |  | 6082.0483 | 5747.2521 | 5415.6954 | 5167.0667 | 4949.536 | 4755.3289 | 4607.7688 | 4483.5322 | 4359.2956 | 4235.0589 | 4110.8223 | 3986.5857 | 3862.3491 | 3738.1125 | 3613.8759 | 3489.6393 | 3365.4027 | 3241.1661 | 3116.9294 | 2992.6928 | 2868.4562 | 2744.2196 | 2619.983 | 2495.7464 | 2371.5098 | 2247.2732 | 2123.0366 | 1998.8 | 1874.5633 | 1750.3267 | 0 | 0 | 0 | 0 | 0 | 0 | 0 | 0 | 0 | 0 | 0 | 0 | 0 | 0 | 0 | 0 | 0 | 0 | 0 | 0 | 0 | 0 | 0 | 0
|  | 2023 | 4035.5265 |  |  |  | 6082.0483 | 5747.2521 | 5415.6954 | 5167.0667 | 4949.536 | 4755.3289 | 4607.7688 | 4483.5322 | 4359.2956 | 4235.0589 | 4110.8223 | 3986.5857 | 3862.3491 | 3738.1125 | 3613.8759 | 3489.6393 | 3365.4027 | 3241.1661 | 3116.9294 | 2992.6928 | 2868.4562 | 2744.2196 | 2619.983 | 2495.7464 | 2371.5098 | 2247.2732 | 2123.0366 | 1998.8 | 1874.5633 | 1750.3267 | 0 | 0 | 0 | 0 | 0 | 0 | 0 | 0 | 0 | 0 | 0 | 0 | 0 | 0 | 0 | 0 | 0 | 0 | 0 | 0 | 0 | 0 | 0
|  | 2024 | 4035.5265 |  |  |  |  | 6082.0483 | 5747.2521 | 5415.6954 | 5167.0667 | 4949.536 | 4755.3289 | 4607.7688 | 4483.5322 | 4359.2956 | 4235.0589 | 4110.8223 | 3986.5857 | 3862.3491 | 3738.1125 | 3613.8759 | 3489.6393 | 3365.4027 | 3241.1661 | 3116.9294 | 2992.6928 | 2868.4562 | 2744.2196 | 2619.983 | 2495.7464 | 2371.5098 | 2247.2732 | 2123.0366 | 1998.8 | 1874.5633 | 1750.3267 | 0 | 0 | 0 | 0 | 0 | 0 | 0 | 0 | 0 | 0 | 0 | 0 | 0 | 0 | 0 | 0 | 0 | 0 | 0 | 0 | 0 | 0
|  | 2025 | 4035.5265 | [5 empty] | 6082.0483 | 5747.2521 | 5415.6954 | 5167.0667 | 4949.536 | 4755.3289 | 4607.7688 | 4483.5322 | 4359.2956 | 4235.0589 | 4110.8223 | 3986.5857 | 3862.3491 | 3738.1125 | 3613.8759 | 3489.6393 | 3365.4027 | 3241.1661 | 3116.9294 | 2992.6928 | 2868.4562 | 2744.2196 | 2619.983 | 2495.7464 | 2371.5098 | 2247.2732 | 2123.0366 | 1998.8 | 1874.5633 | 1750.3267 | 0 | 0 | 0 | 0 | 0 | 0 | 0 | 0 | 0 | 0 | 0 | 0 | 0 | 0 | 0 | 0 | 0 | 0 | 0 | 0 | 0
|  | 2026 | 3989.2813 | [6 empty] | 6012.3508 | 5681.3913 | 5353.634 | 5107.8545 | 4892.8166 | 4700.835 | 4554.9659 | 4432.1529 | 4309.34 | 4186.5271 | 4063.7142 | 3940.9013 | 3818.0884 | 3695.2754 | 3572.4625 | 3449.6496 | 3326.8367 | 3204.0238 | 3081.2109 | 2958.398 | 2835.585 | 2712.7721 | 2589.9592 | 2467.1463 | 2344.3334 | 2221.5205 | 2098.7075 | 1975.8946 | 1853.0817 | 1730.2688 | 0 | 0 | 0 | 0 | 0 | 0 | 0 | 0 | 0 | 0 | 0 | 0 | 0 | 0 | 0 | 0 | 0 | 0 | 0 | 0
|  | 2027 | 3943.036 | [7 empty] | 5942.6533 | 5615.5304 | 5291.5726 | 5048.6423 | 4836.0972 | 4646.3411 | 4502.1629 | 4380.7737 | 4259.3845 | 4137.9953 | 4016.6061 | 3895.2168 | 3773.8276 | 3652.4384 | 3531.0492 | 3409.66 | 3288.2707 | 3166.8815 | 3045.4923 | 2924.1031 | 2802.7138 | 2681.3246 | 2559.9354 | 2438.5462 | 2317.157 | 2195.7677 | 2074.3785 | 1952.9893 | 1831.6001 | 1710.2109 | 0 | 0 | 0 | 0 | 0 | 0 | 0 | 0 | 0 | 0 | 0 | 0 | 0 | 0 | 0 | 0 | 0 | 0 | 0
|  | 2028 | 3896.7907 | [8 empty] | 5872.9558 | 5549.6695 | 5229.5113 | 4989.4301 | 4779.3778 | 4591.8472 | 4449.36 | 4329.3945 | 4209.429 | 4089.4635 | 3969.4979 | 3849.5324 | 3729.5669 | 3609.6013 | 3489.6358 | 3369.6703 | 3249.7048 | 3129.7392 | 3009.7737 | 2889.8082 | 2769.8427 | 2649.8771 | 2529.9116 | 2409.9461 | 2289.9805 | 2170.015 | 2050.0495 | 1930.084 | 1810.1184 | 1690.1529 | 0 | 0 | 0 | 0 | 0 | 0 | 0 | 0 | 0 | 0 | 0 | 0 | 0 | 0 | 0 | 0 | 0 | 0
|  | 2029 | 3850.5454 | [9 empty] | 5803.2583 | 5483.8087 | 5167.4499 | 4930.2179 | 4722.6584 | 4537.3534 | 4396.5571 | 4278.0153 | 4159.4735 | 4040.9316 | 3922.3898 | 3803.848 | 3685.3061 | 3566.7643 | 3448.2225 | 3329.6806 | 3211.1388 | 3092.597 | 2974.0551 | 2855.5133 | 2736.9715 | 2618.4296 | 2499.8878 | 2381.346 | 2262.8041 | 2144.2623 | 2025.7205 | 1907.1786 | 1788.6368 | 1670.095 | 0 | 0 | 0 | 0 | 0 | 0 | 0 | 0 | 0 | 0 | 0 | 0 | 0 | 0 | 0 | 0 | 0
|  | 2030 | 3804.3001 | [10 empty] | 5733.5609 | 5417.9478 | 5105.3885 | 4871.0057 | 4665.939 | 4482.8595 | 4343.7542 | 4226.6361 | 4109.5179 | 3992.3998 | 3875.2817 | 3758.1635 | 3641.0454 | 3523.9272 | 3406.8091 | 3289.691 | 3172.5728 | 3055.4547 | 2938.3366 | 2821.2184 | 2704.1003 | 2586.9821 | 2469.864 | 2352.7459 | 2235.6277 | 2118.5096 | 2001.3914 | 1884.2733 | 1767.1552 | 1650.037 | 0 | 0 | 0 | 0 | 0 | 0 | 0 | 0 | 0 | 0 | 0 | 0 | 0 | 0 | 0 | 0
|  | 2031 | 3758.0549 | [11 empty] | 5663.8634 | 5352.0869 | 5043.3271 | 4811.7935 | 4609.2196 | 4428.3656 | 4290.9513 | 4175.2568 | 4059.5624 | 3943.868 | 3828.1735 | 3712.4791 | 3596.7846 | 3481.0902 | 3365.3957 | 3249.7013 | 3134.0069 | 3018.3124 | 2902.618 | 2786.9235 | 2671.2291 | 2555.5346 | 2439.8402 | 2324.1458 | 2208.4513 | 2092.7569 | 1977.0624 | 1861.368 | 1745.6735 | 1629.9791 | 0 | 0 | 0 | 0 | 0 | 0 | 0 | 0 | 0 | 0 | 0 | 0 | 0 | 0 | 0
|  | 2032 | 3712.3717 | [12 empty] | 5595.0131 | 5287.0267 | 4982.0202 | 4753.301 | 4553.1897 | 4374.5341 | 4238.7903 | 4124.5022 | 4010.2141 | 3895.9261 | 3781.638 | 3667.35 | 3553.0619 | 3438.7739 | 3324.4858 | 3210.1978 | 3095.9097 | 2981.6216 | 2867.3336 | 2753.0455 | 2638.7575 | 2524.4694 | 2410.1814 | 2295.8933 | 2181.6053 | 2067.3172 | 1953.0291 | 1838.7411 | 1724.453 | 1610.165 | 0 | 0 | 0 | 0 | 0 | 0 | 0 | 0 | 0 | 0 | 0 | 0 | 0 | 0
|  | 2033 | 3667.244 | [13 empty] | 5526.9999 | 5222.7573 | 4921.4584 | 4695.5196 | 4497.8408 | 4321.3571 | 4187.2633 | 4074.3645 | 3961.4658 | 3848.567 | 3735.6682 | 3622.7695 | 3509.8707 | 3396.9719 | 3284.0732 | 3171.1744 | 3058.2757 | 2945.3769 | 2832.4781 | 2719.5794 | 2606.6806 | 2493.7818 | 2380.8831 | 2267.9843 | 2155.0855 | 2042.1868 | 1929.288 | 1816.3893 | 1703.4905 | 1590.5917 | 0 | 0 | 0 | 0 | 0 | 0 | 0 | 0 | 0 | 0 | 0 | 0 | 0
|  | 2034 | 3622.6647 | [14 empty] | 5459.8134 | 5159.2692 | 4861.6329 | 4638.4406 | 4443.1648 | 4268.8264 | 4136.3627 | 4024.8363 | 3913.31 | 3801.7836 | 3690.2572 | 3578.7309 | 3467.2045 | 3355.6782 | 3244.1518 | 3132.6254 | 3021.0991 | 2909.5727 | 2798.0464 | 2686.52 | 2574.9936 | 2463.4673 | 2351.9409 | 2240.4146 | 2128.8882 | 2017.3618 | 1905.8355 | 1794.3091 | 1682.7828 | 1571.2564 | 0 | 0 | 0 | 0 | 0 | 0 | 0 | 0 | 0 | 0 | 0 | 0
|  | 2035 | 3578.6274 | [15 empty] | 5393.4436 | 5096.5528 | 4802.5347 | 4582.0555 | 4389.1535 | 4216.9343 | 4086.0808 | 3975.9102 | 3865.7396 | 3755.5689 | 3645.3983 | 3535.2276 | 3425.057 | 3314.8864 | 3204.7157 | 3094.5451 | 2984.3744 | 2874.2038 | 2764.0332 | 2653.8625 | 2543.6919 | 2433.5212 | 2323.3506 | 2213.18 | 2103.0093 | 1992.8387 | 1882.668 | 1772.4974 | 1662.3268 | 1552.1561 | 0 | 0 | 0 | 0 | 0 | 0 | 0 | 0 | 0 | 0 | 0
|  | 2036 | 3535.1254 | [16 empty] | 5327.8806 | 5034.5988 | 4744.1548 | 4526.3558 | 4335.7987 | 4165.673 | 4036.4102 | 3927.5788 | 3818.7474 | 3709.916 | 3601.0846 | 3492.2532 | 3383.4218 | 3274.5904 | 3165.759 | 3056.9276 | 2948.0962 | 2839.2648 | 2730.4334 | 2621.602 | 2512.7706 | 2403.9392 | 2295.1078 | 2186.2764 | 2077.445 | 1968.6136 | 1859.7822 | 1750.9508 | 1642.1194 | 1533.288 | 0 | 0 | 0 | 0 | 0 | 0 | 0 | 0 | 0 | 0
|  | 2037 | 3492.1523 | [17 empty] | 5263.1146 | 4973.398 | 4686.4846 | 4471.3332 | 4283.0925 | 4115.0349 | 3987.3434 | 3879.835 | 3772.3265 | 3664.8181 | 3557.3096 | 3449.8012 | 3342.2928 | 3234.7843 | 3127.2759 | 3019.7674 | 2912.259 | 2804.7506 | 2697.2421 | 2589.7337 | 2482.2252 | 2374.7168 | 2267.2084 | 2159.6999 | 2052.1915 | 1944.6831 | 1837.1746 | 1729.6662 | 1622.1577 | 1514.6493 | 0 | 0 | 0 | 0 | 0 | 0 | 0 | 0 | 0
|  | 2038 | 3449.7015 | [18 empty] | 5199.1359 | 4912.9411 | 4629.5154 | 4416.9794 | 4231.027 | 4065.0123 | 3938.873 | 3832.6715 | 3726.4699 | 3620.2683 | 3514.0668 | 3407.8652 | 3301.6637 | 3195.4621 | 3089.2605 | 2983.059 | 2876.8574 | 2770.6559 | 2664.4543 | 2558.2527 | 2452.0512 | 2345.8496 | 2239.6481 | 2133.4465 | 2027.2449 | 1921.0434 | 1814.8418 | 1708.6403 | 1602.4387 | 1496.2371 | 0 | 0 | 0 | 0 | 0 | 0 | 0 | 0
|  | 2039 | 3407.7667 | [19 empty] | 5135.9349 | 4853.2191 | 4573.2388 | 4363.2864 | 4179.5944 | 4015.5978 | 3890.9919 | 3786.0813 | 3681.1707 | 3576.2602 | 3471.3496 | 3366.439 | 3261.5285 | 3156.6179 | 3051.7073 | 2946.7968 | 2841.8862 | 2736.9756 | 2632.0651 | 2527.1545 | 2422.2439 | 2317.3333 | 2212.4228 | 2107.5122 | 2002.6016 | 1897.6911 | 1792.7805 | 1687.8699 | 1582.9594 | 1478.0488 | 0 | 0 | 0 | 0 | 0 | 0 | 0
|  | 2040 | 3366.3417 | [20 empty] | 5073.5022 | 4794.2231 | 4517.6462 | 4310.246 | 4128.787 | 3966.784 | 3843.6928 | 3740.0575 | 3636.4222 | 3532.787 | 3429.1517 | 3325.5164 | 3221.8811 | 3118.2459 | 3014.6106 | 2910.9753 | 2807.3401 | 2703.7048 | 2600.0695 | 2496.4343 | 2392.799 | 2289.1637 | 2185.5284 | 2081.8932 | 1978.2579 | 1874.6226 | 1770.9874 | 1667.3521 | 1563.7168 | 1460.0816 | 0 | 0 | 0 | 0 | 0 | 0
|  | 2041 | 3325.4203 | [21 empty] | 5011.8284 | 4735.9443 | 4462.7295 | 4257.8504 | 4078.5973 | 3918.5635 | 3796.9686 | 3694.5931 | 3592.2177 | 3489.8422 | 3387.4667 | 3285.0913 | 3182.7158 | 3080.3403 | 2977.9648 | 2875.5894 | 2773.2139 | 2670.8384 | 2568.4629 | 2466.0875 | 2363.712 | 2261.3365 | 2158.961 | 2056.5856 | 1954.2101 | 1851.8346 | 1749.4591 | 1647.0837 | 1544.7082 | 1442.3327 | 0 | 0 | 0 | 0 | 0
|  | 2042 | 3284.9963 | [22 empty] | 4950.9043 | 4678.3739 | 4408.4803 | 4206.0918 | 4029.0176 | 3870.9292 | 3750.8125 | 3649.6815 | 3548.5505 | 3447.4195 | 3346.2885 | 3245.1575 | 3144.0265 | 3042.8955 | 2941.7645 | 2840.6335 | 2739.5025 | 2638.3716 | 2537.2406 | 2436.1096 | 2334.9786 | 2233.8476 | 2132.7166 | 2031.5856 | 1930.4546 | 1829.3236 | 1728.1926 | 1627.0616 | 1525.9306 | 1424.7997 | 0 | 0 | 0 | 0
|  | 2043 | 3245.0637 | 2043: 4890.7209; 2044: 4621.5033; 2045: 4354.8906; 2046: 4154.9623; 2047: 3980.0406; 2048: 3823.874; 2049: 3705.2174; 2050: 3605.3157; 2051: 3505.4141; 2052: 3405.5125; 2053: 3305.6108; 2054: 3205.7092; 2055: 3105.8076; 2056: 3005.9059; 2057: 2906.0043; 2058: 2806.1026; 2059: 2706.201; 2060: 2606.2994; 2061: 2506.3977; 2062: 2406.4961; 2063: 2306.5945; 2064: 2206.6928; 2065: 2106.7912; 2066: 2006.8895; 2067: 1906.9879; 2068: 1807.0863; 2069: 1707.1846; 2070: 1607.283; 2071: 1507.3813; 2072: 1407.4797; 2073: 0; 2074: 0; 2075: 0
|  | 2044 | 3205.6165 | 2044: 4831.269; 2045: 4565.324; 2046: 4301.9523; 2047: 4104.4543; 2048: 3931.6591; 2049: 3777.3908; 2050: 3660.1766; 2051: 3561.4893; 2052: 3462.8021; 2053: 3364.1149; 2054: 3265.4276; 2055: 3166.7404; 2056: 3068.0532; 2057: 2969.366; 2058: 2870.6787; 2059: 2771.9915; 2060: 2673.3043; 2061: 2574.617; 2062: 2475.9298; 2063: 2377.2426; 2064: 2278.5554; 2065: 2179.8681; 2066: 2081.1809; 2067: 1982.4937; 2068: 1883.8064; 2069: 1785.1192; 2070: 1686.432; 2071: 1587.7448; 2072: 1489.0575; 2073: 1390.3703; 2074: 0; 2075: 0
|  | 2045 | 3166.6489 | 2045: 4772.5398; 2046: 4509.8277; 2047: 4249.6575; 2048: 4054.5604; 2049: 3883.8656; 2050: 3731.4726; 2051: 3615.6833; 2052: 3518.1957; 2053: 3420.7081; 2054: 3323.2205; 2055: 3225.7329; 2056: 3128.2453; 2057: 3030.7578; 2058: 2933.2702; 2059: 2835.7826; 2060: 2738.295; 2061: 2640.8074; 2062: 2543.3199; 2063: 2445.8323; 2064: 2348.3447; 2065: 2250.8571; 2066: 2153.3695; 2067: 2055.882; 2068: 1958.3944; 2069: 1860.9068; 2070: 1763.4192; 2071: 1665.9316; 2072: 1568.4441; 2073: 1470.9565; 2074: 1373.4689; 2075: 0 | 0 | 0 | 0 | 0
|  | 2046 | 3128.1549 | 2046: 4714.5246; 2047: 4455.006; 2048: 4197.9984; 2049: 4005.2729; 2050: 3836.6531; 2051: 3686.1126; 2052: 3571.7308; 2053: 3475.4283; 2054: 3379.1258; 2055: 3282.8233; 2056: 3186.5207; 2057: 3090.2182; 2058: 2993.9157; 2059: 2897.6132; 2060: 2801.3107; 2061: 2705.0082; 2062: 2608.7056; 2063: 2512.4031; 2064: 2416.1006; 2065: 2319.7981; 2066: 2223.4956; 2067: 2127.1931; 2068: 2030.8905; 2069: 1934.588; 2070: 1838.2855; 2071: 1741.983; 2072: 1645.6805; 2073: 1549.378; 2074: 1453.0754; 2075: 1356.7729 | 0 | 0 | 0 | 0
|  | 2047 | 3090.1289 | 2047: 4657.2146; 2048: 4400.8507; 2049: 4146.9673; 2050: 3956.5846; 2051: 3790.0145; 2052: 3641.3041; 2053: 3528.3127; 2054: 3433.1808; 2055: 3338.0489; 2056: 3242.9171; 2057: 3147.7852; 2058: 3052.6534; 2059: 2957.5215; 2060: 2862.3896; 2061: 2767.2578; 2062: 2672.1259; 2063: 2576.9941; 2064: 2481.8622; 2065: 2386.7304; 2066: 2291.5985; 2067: 2196.4666; 2068: 2101.3348; 2069: 2006.2029; 2070: 1911.0711; 2071: 1815.9392; 2072: 1720.8074; 2073: 1625.6755; 2074: 1530.5436; 2075: 1435.4118 | 1340.2799 | 0 | 0 | 0
|  | 2048 | 3052.5651 | 2048: 4600.6012; 2049: 4347.3537; 2050: 4096.5566; 2051: 3908.4881; 2052: 3743.9429; 2053: 3597.0402; 2054: 3485.4223; 2055: 3391.4469; 2056: 3297.4714; 2057: 3203.496; 2058: 3109.5206; 2059: 3015.5451; 2060: 2921.5697; 2061: 2827.5943; 2062: 2733.6189; 2063: 2639.6434; 2064: 2545.668; 2065: 2451.6926; 2066: 2357.7171; 2067: 2263.7417; 2068: 2169.7663; 2069: 2075.7908; 2070: 1981.8154; 2071: 1887.84; 2072: 1793.8646; 2073: 1699.8891; 2074: 1605.9137; 2075: 1511.9383 | 1417.9628 | 1323.9874 | 0 | 0
|  | 2049 | 3015.458 | 2049: 4544.676; 2050: 4294.5071; 2051: 4046.7586; 2052: 3860.9763; 2053: 3698.4314; 2054: 3553.3144; 2055: 3443.0533; 2056: 3350.2203; 2057: 3257.3872; 2058: 3164.5541; 2059: 3071.7211; 2060: 2978.888; 2061: 2886.055; 2062: 2793.2219; 2063: 2700.3888; 2064: 2607.5558; 2065: 2514.7227; 2066: 2421.8897; 2067: 2329.0566; 2068: 2236.2235; 2069: 2143.3905; 2070: 2050.5574; 2071: 1957.7244; 2072: 1864.8913; 2073: 1772.0582; 2074: 1679.2252; 2075: 1586.3921 | 1493.5591 | 1400.726 | 1307.8929 | 0
|  | 2050 | 2978.8019 | 2050: 4489.4307; 2051: 4242.3028; 2052: 3997.566; 2053: 3814.0421; 2054: 3653.473; 2055: 3510.1201; 2056: 3401.1994; 2057: 3309.4948; 2058: 3217.7902; 2059: 3126.0856; 2060: 3034.3811; 2061: 2942.6765; 2062: 2850.9719; 2063: 2759.2673; 2064: 2667.5628; 2065: 2575.8582; 2066: 2484.1536; 2067: 2392.449; 2068: 2300.7445; 2069: 2209.0399; 2070: 2117.3353; 2071: 2025.6307; 2072: 1933.9262; 2073: 1842.2216; 2074: 1750.517; 2075: 1658.8124 | 1567.1079 | 1475.4033 | 1383.6987 | 1291.9941
|  | Annual Change (%) |  | 0% | 0% | 0% | 0% | 0% | 0% | -1.146% | -1.159% | -1.173% | -1.187% | -1.201% | -1.216% | -1.216% | -1.216% | -1.216% | -1.216% | -1.216% | -1.216% | -1.216% | -1.216% | -1.216% | -1.216% | -1.216% | -1.216% | -1.216% | -1.216% | -1.216% | -1.216% | -1.216% | -1.216% | -1.216% | 0% | 0% | 0% | 0% | 0% | 0% | 0% | 0% | 0% | 0% | 0% | 0% | 0% | 0% | 0% | 0% | 0% | 0% | 0% | 0% | 0% | 0% | 0% | 0% | 0%
|  | Levelized Capital Cost ($/MW-wk) |  | 4035.5265 | 4035.5265 | 4035.5265 | 4035.5265 | 4035.5265 | 4035.5265 | 3989.2813 | 3943.036 | 3896.7907 | 3850.5454 | 3804.3001 | 3758.0549 | 3712.3717 | 3667.244 | 3622.6647 | 3578.6274 | 3535.1254 | 3492.1523 | 3449.7015 | 3407.7667 | 3366.3417 | 3325.4203 | 3284.9963 | 3245.0637 | 3205.6165 | 3166.6489 | 3128.1549 | 3090.1289 | 3052.5651 | 3015.458 | 2978.8019 | 2978.8019 | 2978.8019 | 2978.8019 | 2978.8019 | 2978.8019 | 2978.8019 | 2978.8019 | 2978.8019 | 2978.8019 | 2978.8019 | 2978.8019 | 2978.8019 | 2978.8019 | 2978.8019 | 2978.8019 | 2978.8019 | 2978.8019 | 2978.8019 | 2978.8019 | 2978.8019 | 2978.8019 | 2978.8019 | 2978.8019 | 2978.8019 | 2978.8019
|  | Economic Life | 30
|  | check s/b 0 | 0
itc
Revenue Requirement by vintage year
2012 $/MW-wk
| Aurora Input |  | Levelized Cost | 2020 | 2021 | 2022 | 2023 | 2024 | 2025 | 2026 | 2027 | 2028 | 2029 | 2030 | 2031 | 2032 | 2033 | 2034 | 2035 | 2036 | 2037 | 2038 | 2039 | 2040 | 2041 | 2042 | 2043 | 2044 | 2045 | 2046 | Levelized | 2047 | 2048 | 2049 | 2050 | 2051 | 2052 | 2053 | 2054 | 2055 | 2056 | 2057 | 2058 | 2059 | 2060 | 2061 | 2062 | 2063 | 2064 | 2065 | 2066 | 2067 | 2068 | 2069 | 2070 | 2071 | 2072 | 2073 | 2074 | 2075 | 2076 | 2077 | 2078 | 2079
|  | 2020 | 4035.5265 | 6082.0483 | 5747.2521 | 5415.6954 | 5167.0667 | 4949.536 | 4755.3289 | 4607.7688 | 4483.5322 | 4359.2956 | 4235.0589 | 4110.8223 | 3986.5857 | 3862.3491 | 3738.1125 | 3613.8759 | 3489.6393 | 3365.4027 | 3241.1661 | 3116.9294 | 2992.6928 | 2868.4562 | 2744.2196 | 2619.983 | 2495.7464 | 2371.5098 | 2247.2732 | 2123.0366 | 1878.0493 | 1998.8 | 1874.5633 | 1750.3267 | 0 | 0 | 0 | 0 | 0 | 0 | 0 | 0 | 0 | 0 | 0 | 0 | 0 | 0 | 0 | 0 | 0 | 0 | 0 | 0 | 0 | 0 | 0 | 0 | 0 | 0 | 0 | 0 | 0 | 0
|  | 2021 | 4035.5265 |  | 6082.0483 | 5747.2521 | 5415.6954 | 5167.0667 | 4949.536 | 4755.3289 | 4607.7688 | 4483.5322 | 4359.2956 | 4235.0589 | 4110.8223 | 3986.5857 | 3862.3491 | 3738.1125 | 3613.8759 | 3489.6393 | 3365.4027 | 3241.1661 | 3116.9294 | 2992.6928 | 2868.4562 | 2744.2196 | 2619.983 | 2495.7464 | 2371.5098 | 2247.2732 | 1943.2165 | 2123.0366 | 1998.8 | 1874.5633 | 1750.3267 | 0 | 0 | 0 | 0 | 0 | 0 | 0 | 0 | 0 | 0 | 0 | 0 | 0 | 0 | 0 | 0 | 0 | 0 | 0 | 0 | 0 | 0 | 0 | 0 | 0 | 0 | 0 | 0 | 0
|  | 2022 | 4035.5265 |  |  | 6082.0483 | 5747.2521 | 5415.6954 | 5167.0667 | 4949.536 | 4755.3289 | 4607.7688 | 4483.5322 | 4359.2956 | 4235.0589 | 4110.8223 | 3986.5857 | 3862.3491 | 3738.1125 | 3613.8759 | 3489.6393 | 3365.4027 | 3241.1661 | 3116.9294 | 2992.6928 | 2868.4562 | 2744.2196 | 2619.983 | 2495.7464 | 2371.5098 | 2009.2529 | 2247.2732 | 2123.0366 | 1998.8 | 1874.5633 | 1750.3267 | 0 | 0 | 0 | 0 | 0 | 0 | 0 | 0 | 0 | 0 | 0 | 0 | 0 | 0 | 0 | 0 | 0 | 0 | 0 | 0 | 0 | 0 | 0 | 0 | 0 | 0 | 0 | 0
|  | 2023 | 4035.5265 |  |  |  | 6082.0483 | 5747.2521 | 5415.6954 | 5167.0667 | 4949.536 | 4755.3289 | 4607.7688 | 4483.5322 | 4359.2956 | 4235.0589 | 4110.8223 | 3986.5857 | 3862.3491 | 3738.1125 | 3613.8759 | 3489.6393 | 3365.4027 | 3241.1661 | 3116.9294 | 2992.6928 | 2868.4562 | 2744.2196 | 2619.983 | 2495.7464 | 2076.1573 | 2371.5098 | 2247.2732 | 2123.0366 | 1998.8 | 1874.5633 | 1750.3267 | 0 | 0 | 0 | 0 | 0 | 0 | 0 | 0 | 0 | 0 | 0 | 0 | 0 | 0 | 0 | 0 | 0 | 0 | 0 | 0 | 0 | 0 | 0 | 0 | 0 | 0 | 0
|  | 2024 | 4035.5265 |  |  |  |  | 6082.0483 | 5747.2521 | 5415.6954 | 5167.0667 | 4949.536 | 4755.3289 | 4607.7688 | 4483.5322 | 4359.2956 | 4235.0589 | 4110.8223 | 3986.5857 | 3862.3491 | 3738.1125 | 3613.8759 | 3489.6393 | 3365.4027 | 3241.1661 | 3116.9294 | 2992.6928 | 2868.4562 | 2744.2196 | 2619.983 | 2143.9278 | 2495.7464 | 2371.5098 | 2247.2732 | 2123.0366 | 1998.8 | 1874.5633 | 1750.3267 | 0 | 0 | 0 | 0 | 0 | 0 | 0 | 0 | 0 | 0 | 0 | 0 | 0 | 0 | 0 | 0 | 0 | 0 | 0 | 0 | 0 | 0 | 0 | 0 | 0 | 0
|  | 2025 | 4035.5265 | [5 empty] | 6082.0483 | 5747.2521 | 5415.6954 | 5167.0667 | 4949.536 | 4755.3289 | 4607.7688 | 4483.5322 | 4359.2956 | 4235.0589 | 4110.8223 | 3986.5857 | 3862.3491 | 3738.1125 | 3613.8759 | 3489.6393 | 3365.4027 | 3241.1661 | 3116.9294 | 2992.6928 | 2868.4562 | 2744.2196 | 2212.5624 | 2619.983 | 2495.7464 | 2371.5098 | 2247.2732 | 2123.0366 | 1998.8 | 1874.5633 | 1750.3267 | 0 | 0 | 0 | 0 | 0 | 0 | 0 | 0 | 0 | 0 | 0 | 0 | 0 | 0 | 0 | 0 | 0 | 0 | 0 | 0 | 0 | 0 | 0 | 0 | 0
|  | 2026 | 3989.2813 | [6 empty] | 6082.0483 | 5747.2521 | 5415.6954 | 5167.0667 | 4949.536 | 4755.3289 | 4607.7688 | 4483.5322 | 4359.2956 | 4235.0589 | 4110.8223 | 3986.5857 | 3862.3491 | 3738.1125 | 3613.8759 | 3489.6393 | 3365.4027 | 3241.1661 | 3116.9294 | 2992.6928 | 2868.4562 | 2282.059 | 2744.2196 | 2619.983 | 2495.7464 | 2371.5098 | 2247.2732 | 2123.0366 | 1998.8 | 1874.5633 | 1750.3267 | 0 | 0 | 0 | 0 | 0 | 0 | 0 | 0 | 0 | 0 | 0 | 0 | 0 | 0 | 0 | 0 | 0 | 0 | 0 | 0 | 0 | 0 | 0 | 0
|  | 2027 | 3943.036 | [7 empty] | 6082.0483 | 5747.2521 | 5415.6954 | 5167.0667 | 4949.536 | 4755.3289 | 4607.7688 | 4483.5322 | 4359.2956 | 4235.0589 | 4110.8223 | 3986.5857 | 3862.3491 | 3738.1125 | 3613.8759 | 3489.6393 | 3365.4027 | 3241.1661 | 3116.9294 | 2992.6928 | 2352.415 | 2868.4562 | 2744.2196 | 2619.983 | 2495.7464 | 2371.5098 | 2247.2732 | 2123.0366 | 1998.8 | 1874.5633 | 1750.3267 | 0 | 0 | 0 | 0 | 0 | 0 | 0 | 0 | 0 | 0 | 0 | 0 | 0 | 0 | 0 | 0 | 0 | 0 | 0 | 0 | 0 | 0 | 0
|  | 2028 | 3896.7907 | [8 empty] | 6012.3508 | 5681.3913 | 5353.634 | 5107.8545 | 4892.8166 | 4700.835 | 4554.9659 | 4432.1529 | 4309.34 | 4186.5271 | 4063.7142 | 3940.9013 | 3818.0884 | 3695.2754 | 3572.4625 | 3449.6496 | 3326.8367 | 3204.0238 | 3081.2109 | 2395.8536 | 2958.398 | 2835.585 | 2712.7721 | 2589.9592 | 2467.1463 | 2344.3334 | 2221.5205 | 2098.7075 | 1975.8946 | 1853.0817 | 1730.2688 | 0 | 0 | 0 | 0 | 0 | 0 | 0 | 0 | 0 | 0 | 0 | 0 | 0 | 0 | 0 | 0 | 0 | 0 | 0 | 0 | 0 | 0
|  | 2029 | 3850.5454 | [9 empty] | 5942.6533 | 5615.5304 | 5291.5726 | 5048.6423 | 4836.0972 | 4646.3411 | 4502.1629 | 4380.7737 | 4259.3845 | 4137.9953 | 4016.6061 | 3895.2168 | 3773.8276 | 3652.4384 | 3531.0492 | 3409.66 | 3288.2707 | 3166.8815 | 2438.4939 | 3045.4923 | 2924.1031 | 2802.7138 | 2681.3246 | 2559.9354 | 2438.5462 | 2317.157 | 2195.7677 | 2074.3785 | 1952.9893 | 1831.6001 | 1710.2109 | 0 | 0 | 0 | 0 | 0 | 0 | 0 | 0 | 0 | 0 | 0 | 0 | 0 | 0 | 0 | 0 | 0 | 0 | 0 | 0 | 0
|  | 2030 | 3804.3001 | [10 empty] | 5872.9558 | 5549.6695 | 5229.5113 | 4989.4301 | 4779.3778 | 4591.8472 | 4449.36 | 4329.3945 | 4209.429 | 4089.4635 | 3969.4979 | 3849.5324 | 3729.5669 | 3609.6013 | 3489.6358 | 3369.6703 | 3249.7048 | 2480.3031 | 3129.7392 | 3009.7737 | 2889.8082 | 2769.8427 | 2649.8771 | 2529.9116 | 2409.9461 | 2289.9805 | 2170.015 | 2050.0495 | 1930.084 | 1810.1184 | 1690.1529 | 0 | 0 | 0 | 0 | 0 | 0 | 0 | 0 | 0 | 0 | 0 | 0 | 0 | 0 | 0 | 0 | 0 | 0 | 0 | 0
|  | 2031 | 3758.0549 | [11 empty] | 5803.2583 | 5483.8087 | 5167.4499 | 4930.2179 | 4722.6584 | 4537.3534 | 4396.5571 | 4278.0153 | 4159.4735 | 4040.9316 | 3922.3898 | 3803.848 | 3685.3061 | 3566.7643 | 3448.2225 | 3329.6806 | 2521.2485 | 3211.1388 | 3092.597 | 2974.0551 | 2855.5133 | 2736.9715 | 2618.4296 | 2499.8878 | 2381.346 | 2262.8041 | 2144.2623 | 2025.7205 | 1907.1786 | 1788.6368 | 1670.095 | 0 | 0 | 0 | 0 | 0 | 0 | 0 | 0 | 0 | 0 | 0 | 0 | 0 | 0 | 0 | 0 | 0 | 0 | 0
|  | 2032 | 3712.3717 | [12 empty] | 5733.5609 | 5417.9478 | 5105.3885 | 4871.0057 | 4665.939 | 4482.8595 | 4343.7542 | 4226.6361 | 4109.5179 | 3992.3998 | 3875.2817 | 3758.1635 | 3641.0454 | 3523.9272 | 3406.8091 | 2561.2971 | 3289.691 | 3172.5728 | 3055.4547 | 2938.3366 | 2821.2184 | 2704.1003 | 2586.9821 | 2469.864 | 2352.7459 | 2235.6277 | 2118.5096 | 2001.3914 | 1884.2733 | 1767.1552 | 1650.037 | 0 | 0 | 0 | 0 | 0 | 0 | 0 | 0 | 0 | 0 | 0 | 0 | 0 | 0 | 0 | 0 | 0 | 0
|  | 2033 | 3667.244 | [13 empty] | 5663.8634 | 5352.0869 | 5043.3271 | 4811.7935 | 4609.2196 | 4428.3656 | 4290.9513 | 4175.2568 | 4059.5624 | 3943.868 | 3828.1735 | 3712.4791 | 3596.7846 | 3481.0902 | 2600.416 | 3365.3957 | 3249.7013 | 3134.0069 | 3018.3124 | 2902.618 | 2786.9235 | 2671.2291 | 2555.5346 | 2439.8402 | 2324.1458 | 2208.4513 | 2092.7569 | 1977.0624 | 1861.368 | 1745.6735 | 1629.9791 | 0 | 0 | 0 | 0 | 0 | 0 | 0 | 0 | 0 | 0 | 0 | 0 | 0 | 0 | 0 | 0 | 0
|  | 2034 | 3622.6647 | [14 empty] | 5595.0131 | 5287.0267 | 4982.0202 | 4753.301 | 4553.1897 | 4374.5341 | 4238.7903 | 4124.5022 | 4010.2141 | 3895.9261 | 3781.638 | 3667.35 | 3553.0619 | 2638.9719 | 3438.7739 | 3324.4858 | 3210.1978 | 3095.9097 | 2981.6216 | 2867.3336 | 2753.0455 | 2638.7575 | 2524.4694 | 2410.1814 | 2295.8933 | 2181.6053 | 2067.3172 | 1953.0291 | 1838.7411 | 1724.453 | 1610.165 | 0 | 0 | 0 | 0 | 0 | 0 | 0 | 0 | 0 | 0 | 0 | 0 | 0 | 0 | 0 | 0
|  | 2035 | 3578.6274 | [15 empty] | 5526.9999 | 5222.7573 | 4921.4584 | 4695.5196 | 4497.8408 | 4321.3571 | 4187.2633 | 4074.3645 | 3961.4658 | 3848.567 | 3735.6682 | 3622.7695 | 2676.9589 | 3509.8707 | 3396.9719 | 3284.0732 | 3171.1744 | 3058.2757 | 2945.3769 | 2832.4781 | 2719.5794 | 2606.6806 | 2493.7818 | 2380.8831 | 2267.9843 | 2155.0855 | 2042.1868 | 1929.288 | 1816.3893 | 1703.4905 | 1590.5917 | 0 | 0 | 0 | 0 | 0 | 0 | 0 | 0 | 0 | 0 | 0 | 0 | 0 | 0 | 0
|  | 2036 | 3535.1254 | [16 empty] | 5459.8134 | 5159.2692 | 4861.6329 | 4638.4406 | 4443.1648 | 4268.8264 | 4136.3627 | 4024.8363 | 3913.31 | 3801.7836 | 3690.2572 | 2714.3716 | 3578.7309 | 3467.2045 | 3355.6782 | 3244.1518 | 3132.6254 | 3021.0991 | 2909.5727 | 2798.0464 | 2686.52 | 2574.9936 | 2463.4673 | 2351.9409 | 2240.4146 | 2128.8882 | 2017.3618 | 1905.8355 | 1794.3091 | 1682.7828 | 1571.2564 | 0 | 0 | 0 | 0 | 0 | 0 | 0 | 0 | 0 | 0 | 0 | 0 | 0 | 0
|  | 2037 | 3492.1523 | [17 empty] | 5393.4436 | 5096.5528 | 4802.5347 | 4582.0555 | 4389.1535 | 4216.9343 | 4086.0808 | 3975.9102 | 3865.7396 | 3755.5689 | 2751.2045 | 3645.3983 | 3535.2276 | 3425.057 | 3314.8864 | 3204.7157 | 3094.5451 | 2984.3744 | 2874.2038 | 2764.0332 | 2653.8625 | 2543.6919 | 2433.5212 | 2323.3506 | 2213.18 | 2103.0093 | 1992.8387 | 1882.668 | 1772.4974 | 1662.3268 | 1552.1561 | 0 | 0 | 0 | 0 | 0 | 0 | 0 | 0 | 0 | 0 | 0 | 0 | 0
|  | 2038 | 3449.7015 | [18 empty] | 5327.8806 | 5034.5988 | 4744.1548 | 4526.3558 | 4335.7987 | 4165.673 | 4036.4102 | 3927.5788 | 3818.7474 | 2787.4525 | 3709.916 | 3601.0846 | 3492.2532 | 3383.4218 | 3274.5904 | 3165.759 | 3056.9276 | 2948.0962 | 2839.2648 | 2730.4334 | 2621.602 | 2512.7706 | 2403.9392 | 2295.1078 | 2186.2764 | 2077.445 | 1968.6136 | 1859.7822 | 1750.9508 | 1642.1194 | 1533.288 | 0 | 0 | 0 | 0 | 0 | 0 | 0 | 0 | 0 | 0 | 0 | 0
|  | 2039 | 3407.7667 | [19 empty] | 5263.1146 | 4973.398 | 4686.4846 | 4471.3332 | 4283.0925 | 4115.0349 | 3987.3434 | 3879.835 | 2823.1107 | 3772.3265 | 3664.8181 | 3557.3096 | 3449.8012 | 3342.2928 | 3234.7843 | 3127.2759 | 3019.7674 | 2912.259 | 2804.7506 | 2697.2421 | 2589.7337 | 2482.2252 | 2374.7168 | 2267.2084 | 2159.6999 | 2052.1915 | 1944.6831 | 1837.1746 | 1729.6662 | 1622.1577 | 1514.6493 | 0 | 0 | 0 | 0 | 0 | 0 | 0 | 0 | 0 | 0 | 0
|  | 2040 | 3366.3417 | [20 empty] | 5199.1359 | 4912.9411 | 4629.5154 | 4416.9794 | 4231.027 | 4065.0123 | 3938.873 | 2858.1745 | 3832.6715 | 3726.4699 | 3620.2683 | 3514.0668 | 3407.8652 | 3301.6637 | 3195.4621 | 3089.2605 | 2983.059 | 2876.8574 | 2770.6559 | 2664.4543 | 2558.2527 | 2452.0512 | 2345.8496 | 2239.6481 | 2133.4465 | 2027.2449 | 1921.0434 | 1814.8418 | 1708.6403 | 1602.4387 | 1496.2371 | 0 | 0 | 0 | 0 | 0 | 0 | 0 | 0 | 0 | 0
|  | 2041 | 3325.4203 | [21 empty] | 5135.9349 | 4853.2191 | 4573.2388 | 4363.2864 | 4179.5944 | 4015.5978 | 2892.6394 | 3890.9919 | 3786.0813 | 3681.1707 | 3576.2602 | 3471.3496 | 3366.439 | 3261.5285 | 3156.6179 | 3051.7073 | 2946.7968 | 2841.8862 | 2736.9756 | 2632.0651 | 2527.1545 | 2422.2439 | 2317.3333 | 2212.4228 | 2107.5122 | 2002.6016 | 1897.6911 | 1792.7805 | 1687.8699 | 1582.9594 | 1478.0488 | 0 | 0 | 0 | 0 | 0 | 0 | 0 | 0 | 0
|  | 2042 | 3284.9963 | [22 empty] | 5073.5022 | 4794.2231 | 4517.6462 | 4310.246 | 4128.787 | 2927.7336 | 3966.784 | 3843.6928 | 3740.0575 | 3636.4222 | 3532.787 | 3429.1517 | 3325.5164 | 3221.8811 | 3118.2459 | 3014.6106 | 2910.9753 | 2807.3401 | 2703.7048 | 2600.0695 | 2496.4343 | 2392.799 | 2289.1637 | 2185.5284 | 2081.8932 | 1978.2579 | 1874.6226 | 1770.9874 | 1667.3521 | 1563.7168 | 1460.0816 | 0 | 0 | 0 | 0 | 0 | 0 | 0 | 0
|  | 2043 | 3245.0637 | [23 empty] | 5011.8284 | 4735.9443 | 4462.7295 | 4257.8504 | 2965.6618 | 4078.5973 | 3918.5635 | 3796.9686 | 3694.5931 | 3592.2177 | 3489.8422 | 3387.4667 | 3285.0913 | 3182.7158 | 3080.3403 | 2977.9648 | 2875.5894 | 2773.2139 | 2670.8384 | 2568.4629 | 2466.0875 | 2363.712 | 2261.3365 | 2158.961 | 2056.5856 | 1954.2101 | 1851.8346 | 1749.4591 | 1647.0837 | 1544.7082 | 1442.3327 | 0 | 0 | 0 | 0 | 0 | 0 | 0
|  | 2044 | 3205.6165 | [24 empty] | 4950.9043 | 4678.3739 | 4408.4803 | 3007.1006 | 4206.0918 | 4029.0176 | 3870.9292 | 3750.8125 | 3649.6815 | 3548.5505 | 3447.4195 | 3346.2885 | 3245.1575 | 3144.0265 | 3042.8955 | 2941.7645 | 2840.6335 | 2739.5025 | 2638.3716 | 2537.2406 | 2436.1096 | 2334.9786 | 2233.8476 | 2132.7166 | 2031.5856 | 1930.4546 | 1829.3236 | 1728.1926 | 1627.0616 | 1525.9306 | 1424.7997 | 0 | 0 | 0 | 0 | 0 | 0
|  | 2045 | 3166.6489 | [25 empty] | 4890.7209 | 4621.5033 | 3052.9779 | 4354.8906 | 4154.9623 | 3980.0406 | 3823.874 | 3705.2174 | 3605.3157 | 3505.4141 | 3405.5125 | 3305.6108 | 3205.7092 | 3105.8076 | 3005.9059 | 2906.0043 | 2806.1026 | 2706.201 | 2606.2994 | 2506.3977 | 2406.4961 | 2306.5945 | 2206.6928 | 2106.7912 | 2006.8895 | 1906.9879 | 1807.0863 | 1707.1846 | 1607.283 | 1507.3813 | 1407.4797 | 0 | 0 | 0 | 0 | 0
|  | 2046 | 3128.1549 | [26 empty] | 4831.269 | 3106.4696 | 4565.324 | 4301.9523 | 4104.4543 | 3931.6591 | 3777.3908 | 3660.1766 | 3561.4893 | 3462.8021 | 3364.1149 | 3265.4276 | 3166.7404 | 3068.0532 | 2969.366 | 2870.6787 | 2771.9915 | 2673.3043 | 2574.617 | 2475.9298 | 2377.2426 | 2278.5554 | 2179.8681 | 2081.1809 | 1982.4937 | 1883.8064 | 1785.1192 | 1686.432 | 1587.7448 | 1489.0575 | 1390.3703 | 0 | 0 | 0 | 0
|  | 2047 | 3090.1289 | [27 empty] | 3166.6489 | 4772.5398 | 4509.8277 | 4249.6575 | 4054.5604 | 3883.8656 | 3731.4726 | 3615.6833 | 3518.1957 | 3420.7081 | 3323.2205 | 3225.7329 | 3128.2453 | 3030.7578 | 2933.2702 | 2835.7826 | 2738.295 | 2640.8074 | 2543.3199 | 2445.8323 | 2348.3447 | 2250.8571 | 2153.3695 | 2055.882 | 1958.3944 | 1860.9068 | 1763.4192 | 1665.9316 | 1568.4441 | 1470.9565 | 1373.4689 | 0 | 0 | 0
|  | 2048 | 3052.5651 | [27 empty] | 3128.1549 |  | 4714.5246 | 4455.006 | 4197.9984 | 4005.2729 | 3836.6531 | 3686.1126 | 3571.7308 | 3475.4283 | 3379.1258 | 3282.8233 | 3186.5207 | 3090.2182 | 2993.9157 | 2897.6132 | 2801.3107 | 2705.0082 | 2608.7056 | 2512.4031 | 2416.1006 | 2319.7981 | 2223.4956 | 2127.1931 | 2030.8905 | 1934.588 | 1838.2855 | 1741.983 | 1645.6805 | 1549.378 | 1453.0754 | 1356.7729 | 0 | 0
|  | 2049 | 3015.458 | [27 empty] | 3090.1289 |  |  | 4657.2146 | 4400.8507 | 4146.9673 | 3956.5846 | 3790.0145 | 3641.3041 | 3528.3127 | 3433.1808 | 3338.0489 | 3242.9171 | 3147.7852 | 3052.6534 | 2957.5215 | 2862.3896 | 2767.2578 | 2672.1259 | 2576.9941 | 2481.8622 | 2386.7304 | 2291.5985 | 2196.4666 | 2101.3348 | 2006.2029 | 1911.0711 | 1815.9392 | 1720.8074 | 1625.6755 | 1530.5436 | 1435.4118 | 1340.2799 | 0
|  | 2050 | 2978.8019 | [27 empty] | 3052.5651 |  |  |  | 4600.6012 | 4347.3537 | 4096.5566 | 3908.4881 | 3743.9429 | 3597.0402 | 3485.4223 | 3391.4469 | 3297.4714 | 3203.496 | 3109.5206 | 3015.5451 | 2921.5697 | 2827.5943 | 2733.6189 | 2639.6434 | 2545.668 | 2451.6926 | 2357.7171 | 2263.7417 | 2169.7663 | 2075.7908 | 1981.8154 | 1887.84 | 1793.8646 | 1699.8891 | 1605.9137 | 1511.9383 | 1417.9628 | 1323.9874
|  |  |  | 30% | 30% | 30% | 30% | 26% | 22% | 10% | 10% | 10% | 10% | 10% | 10% | 10% | 10% | 10% | 10% | 10% | 10% | 10% | 10% | 10% | 10% | 10% | 10% | 10% | 10% | 10% | 10% | 10% | 10% | 10% | 10% | 10% | 10% | 10% | 10% | 10% | 10% | 10% | 10% | 10% | 10% | 10% | 10% | 10% | 10% | 10% | 10% | 10% | 10% | 10% | 10% | 10% | 10% | 10% | 10%
ITC
| 2020-2023 | 30% |  | 266.4103 | [27 empty] | 2064: 0; 2065: 0; 2066: 0; 2067: 0; 2068: 0; 2069: 0; 2070: 0; 2071: 0; 2072: 0
| 2024 | 26% |  | 230.889 | [27 empty] | 2056: 0; 2057: 0; 2058: 0; 2059: 0; 2060: 0; 2061: 0; 2062: 0; 2063: 0; 2064: 0; 2065: 0; 2066: 0; 2067: 0; 2068: 0; 2069: 0; 2070: 0; 2071: 0; 2072: 0; 2073: 0; 2074: 0
| 2025 | 22% |  | 195.3676 | [27 empty] | 2056: 0; 2057: 0; 2058: 0; 2059: 0; 2060: 0; 2061: 0; 2062: 0; 2063: 0; 2064: 0; 2065: 0; 2066: 0; 2067: 0; 2068: 0; 2069: 0; 2070: 0; 2071: 0; 2072: 0; 2073: 0; 2074: 0
| Start 2026 | 10% |  | 88.8034 | [27 empty] | 2056: 0; 2057: 0; 2058: 0; 2059: 0; 2060: 0; 2061: 0; 2062: 0; 2063: 0; 2064: 0; 2065: 0; 2066: 0; 2067: 0; 2068: 0; 2069: 0; 2070: 0; 2071: 0; 2072: 0; 2073: 0; 2074: 0
[41 empty] | 0 | 0 | 0 | 0 | 0 | 0 | 0 | 0 | 0 | 0 | 0 | 0 | 0 | 0 | 0 | 0 | 0 | 0 | 0
[41 empty] | 0 | 0 | 0 | 0 | 0 | 0 | 0 | 0 | 0 | 0 | 0 | 0 | 0 | 0 | 0 | 0 | 0 | 0 | 0
Amortization
|  | 30% |  | 13.3205 | 13.3205 | 13.3205 | 13.3205 | 13.3205 | 13.3205 | 13.3205 | 13.3205 | 13.3205 | 13.3205 | 13.3205 | 13.3205 | 13.3205 | 13.3205 | 13.3205 | 13.3205 | 13.3205 | 13.3205 | 13.3205 | 13.3205 | 13.3205 | 13.3205 | 13.3205 | 13.3205 | 13.3205 | 13.3205 | 13.3205 | 13.3205 | 13.3205 | 13.3205 | 13.3205 | 13.3205 | 13.3205 | 13.3205 | 13.3205 | 13.3205 | 13.3205 | 13.3205 | 13.3205 | 13.3205 | 13.3205 | 13.3205 | 13.3205 | 13.3205 | 13.3205 | 13.3205 | 13.3205 | 13.3205 | 13.3205 | 13.3205 | 13.3205 | 13.3205 | 13.3205 | 13.3205 | 13.3205 | 13.3205
|  | 26% |  | 11.5444 | 11.5444 | 11.5444 | 11.5444 | 11.5444 | 11.5444 | 11.5444 | 11.5444 | 11.5444 | 11.5444 | 11.5444 | 11.5444 | 11.5444 | 11.5444 | 11.5444 | 11.5444 | 11.5444 | 11.5444 | 11.5444 | 11.5444 | 11.5444 | 11.5444 | 11.5444 | 11.5444 | 11.5444 | 11.5444 | 11.5444 | 11.5444 | 11.5444 | 11.5444 | 11.5444 | 11.5444 | 11.5444 | 11.5444 | 11.5444 | 11.5444 | 11.5444 | 11.5444 | 11.5444 | 11.5444 | 11.5444 | 11.5444 | 11.5444 | 11.5444 | 11.5444 | 11.5444 | 11.5444 | 11.5444 | 11.5444 | 11.5444 | 11.5444 | 11.5444 | 11.5444 | 11.5444 | 11.5444 | 11.5444
|  | 22% |  | 9.7684 | 9.7684 | 9.7684 | 9.7684 | 9.7684 | 9.7684 | 9.7684 | 9.7684 | 9.7684 | 9.7684 | 9.7684 | 9.7684 | 9.7684 | 9.7684 | 9.7684 | 9.7684 | 9.7684 | 9.7684 | 9.7684 | 9.7684 | 9.7684 | 9.7684 | 9.7684 | 9.7684 | 9.7684 | 9.7684 | 9.7684 | 9.7684 | 9.7684 | 9.7684 | 9.7684 | 9.7684 | 9.7684 | 9.7684 | 9.7684 | 9.7684 | 9.7684 | 9.7684 | 9.7684 | 9.7684 | 9.7684 | 9.7684 | 9.7684 | 9.7684 | 9.7684 | 9.7684 | 9.7684 | 9.7684 | 9.7684 | 9.7684 | 9.7684 | 9.7684 | 9.7684 | 9.7684 | 9.7684 | 9.7684
|  | 10% |  | 4.4402 | 4.4402 | 4.4402 | 4.4402 | 4.4402 | 4.4402 | 4.4402 | 4.4402 | 4.4402 | 4.4402 | 4.4402 | 4.4402 | 4.4402 | 4.4402 | 4.4402 | 4.4402 | 4.4402 | 4.4402 | 4.4402 | 4.4402 | 4.4402 | 4.4402 | 4.4402 | 4.4402 | 4.4402 | 4.4402 | 4.4402 | 4.4402 | 4.4402 | 4.4402 | 4.4402 | 4.4402 | 4.4402 | 4.4402 | 4.4402 | 4.4402 | 4.4402 | 4.4402 | 4.4402 | 4.4402 | 4.4402 | 4.4402 | 4.4402 | 4.4402 | 4.4402 | 4.4402 | 4.4402 | 4.4402 | 4.4402 | 4.4402 | 4.4402 | 4.4402 | 4.4402 | 4.4402 | 4.4402 | 4.4402
|  |  |  | 2020 | 2021 | 2022 | 2023 | 2024 | 2025 | 2026 | 2027 | 2028 | 2029 | 2030 | 2031 | 2032 | 2033 | 2034 | 2035 | 2036 | 2037 | 2038 | 2039 | 2040 | 2041 | 2042 | 2043 | 2044 | 2045 | 2046 | 2047 | 2048 | 2049 | 2050 | 2051 | 2052 | 2053 | 2054 | 2055 | 2056 | 2057 | 2058 | 2059 | 2060 | 2061 | 2062 | 2063 | 2064 | 2065 | 2066 | 2067 | 2068 | 2069 | 2070 | 2071 | 2072 | 2073 | 2074 | 2075
|  | ITC Base |  | 266.4103 | 266.4103 | 266.4103 | 266.4103 | 266.4103 | 266.4103 | 266.4103 | 266.4103 | 266.4103 | 266.4103 | 266.4103 | 266.4103 | 266.4103 | 266.4103 | 266.4103 | 266.4103 | 266.4103 | 266.4103 | 266.4103 | 266.4103 | 266.4103 | 266.4103 | 266.4103 | 266.4103 | 266.4103 | 266.4103 | 266.4103 | 266.4103 | 266.4103 | 266.4103 | 266.4103 | 266.4103 | 266.4103 | 266.4103 | 266.4103 | 266.4103 | 266.4103 | 266.4103 | 266.4103 | 266.4103 | 266.4103 | 266.4103 | 266.4103 | 266.4103 | 266.4103 | 266.4103 | 266.4103 | 266.4103 | 266.4103 | 266.4103 | 266.4103 | 266.4103 | 266.4103 | 266.4103 | 266.4103 | 266.4103
|  | Accum ITC Amort |  | 13.3205 | 8.8803 | 13.3205 | 17.7607 | 22.2009 | 26.641 | 31.0812 | 35.5214 | 39.9616 | 44.4017 | 48.8419 | 53.2821 | 57.7222 | 62.1624 | 66.6026 | 71.0428 | 75.4829 | 79.9231 | 84.3633 | 88.8034 | 93.2436 | 97.6838 | 102.124 | 106.5641 | 111.0043 | 115.4445 | 119.8847 | 124.3248 | 128.765 | 133.2052 | 137.6453 | 142.0855 | 146.5257 | 150.9659 | 155.406 | 159.8462 | 164.2864 | 168.7265 | 173.1667 | 177.6069 | 182.0471 | 186.4872 | 190.9274 | 195.3676 | 199.8078 | 204.2479 | 208.6881 | 213.1283 | 217.5684 | 222.0086 | 226.4488 | 230.889 | 235.3291 | 239.7693 | 244.2095 | 248.6496
|  | Ratebase |  | 253.0898 | 257.53 | 253.0898 | 248.6496 | 244.2095 | 239.7693 | 235.3291 | 230.889 | 226.4488 | 222.0086 | 217.5684 | 213.1283 | 208.6881 | 204.2479 | 199.8078 | 195.3676 | 190.9274 | 186.4872 | 182.0471 | 177.6069 | 173.1667 | 168.7265 | 164.2864 | 159.8462 | 155.406 | 150.9659 | 146.5257 | 142.0855 | 137.6453 | 133.2052 | 128.765 | 124.3248 | 119.8847 | 115.4445 | 111.0043 | 106.5641 | 102.124 | 97.6838 | 93.2436 | 88.8034 | 84.3633 | 79.9231 | 75.4829 | 71.0428 | 66.6026 | 62.1624 | 57.7222 | 53.2821 | 48.8419 | 44.4017 | 39.9616 | 35.5214 | 31.0812 | 26.641 | 22.2009 | 17.7607
|  | Tax Basis |  | 754.8293 | 754.8293 | 754.8293 | 754.8293 | 754.8293 | 754.8293 | 754.8293 | 754.8293 | 754.8293 | 754.8293 | 754.8293 | 754.8293 | 754.8293 | 754.8293 | 754.8293 | 754.8293 | 754.8293 | 754.8293 | 754.8293 | 754.8293 | 754.8293 | 754.8293 | 754.8293 | 754.8293 | 754.8293 | 754.8293 | 754.8293 | 754.8293 | 754.8293 | 754.8293 | 754.8293 | 754.8293 | 754.8293 | 754.8293 | 754.8293 | 754.8293 | 754.8293 | 754.8293 | 754.8293 | 754.8293 | 754.8293 | 754.8293 | 754.8293 | 754.8293 | 754.8293 | 754.8293 | 754.8293 | 754.8293 | 754.8293 | 754.8293 | 754.8293 | 754.8293 | 754.8293 | 754.8293 | 754.8293 | 754.8293
|  | Book Depreciation |  | 25.161 | 25.161 | 25.161 | 25.161 | 25.161 | 25.161 | 25.161 | 25.161 | 25.161 | 25.161 | 25.161 | 25.161 | 25.161 | 25.161 | 25.161 | 25.161 | 25.161 | 25.161 | 25.161 | 25.161 | 25.161 | 25.161 | 25.161 | 25.161 | 25.161 | 25.161 | 25.161 | 25.161 | 25.161 | 25.161 | 25.161 | 25.161 | 25.161 | 25.161 | 25.161 | 25.161 | 25.161 | 25.161 | 25.161 | 25.161 | 25.161 | 25.161 | 25.161 | 25.161 | 25.161 | 25.161 | 25.161 | 25.161 | 25.161 | 25.161 | 25.161 | 25.161 | 25.161 | 25.161 | 25.161 | 25.161
|  | Tax Depreciation |  | 150.9659 | 241.5454 | 144.9272 | 86.9563 | 86.9563 | 43.4782 | 0 | 0 | 0 | 0 | 0 | 0 | 0 | 0 | 0 | 0 | 0 | 0 | 0 | 0 | 0 | 0 | 0 | 0 | 0 | 0 | 0 | 0 | 0 | 0 | 0 | 0 | 0 | 0 | 0 | 0 | 0 | 0 | 0 | 0 | 0 | 0 | 0 | 0 | 0 | 0 | 0 | 0 | 0 | 0 | 0 | 0 | 0 | 0 | 0 | 0
|  | Difference between book and tax |  | -125.8049 | -216.3844 | -119.7662 | -61.7954 | -61.7954 | -18.3172 | 25.161 | 25.161 | 25.161 | 25.161 | 25.161 | 25.161 | 25.161 | 25.161 | 25.161 | 25.161 | 25.161 | 25.161 | 25.161 | 25.161 | 25.161 | 25.161 | 25.161 | 25.161 | 25.161 | 25.161 | 25.161 | 25.161 | 25.161 | 25.161 | 25.161 | 25.161 | 25.161 | 25.161 | 25.161 | 25.161 | 25.161 | 25.161 | 25.161 | 25.161 | 25.161 | 25.161 | 25.161 | 25.161 | 25.161 | 25.161 | 25.161 | 25.161 | 25.161 | 25.161 | 25.161 | 25.161 | 25.161 | 25.161 | 25.161 | 25.161
|  | Deferred Tax |  | -26.419 | -45.4407 | -25.1509 | -12.977 | -12.977 | -3.8466 | 5.2838 | 5.2838 | 5.2838 | 5.2838 | 5.2838 | 5.2838 | 5.2838 | 5.2838 | 5.2838 | 5.2838 | 5.2838 | 5.2838 | 5.2838 | 5.2838 | 5.2838 | 5.2838 | 5.2838 | 5.2838 | 5.2838 | 5.2838 | 5.2838 | 5.2838 | 5.2838 | 5.2838 | 5.2838 | 5.2838 | 5.2838 | 5.2838 | 5.2838 | 5.2838 | 5.2838 | 5.2838 | 5.2838 | 5.2838 | 5.2838 | 5.2838 | 5.2838 | 5.2838 | 5.2838 | 5.2838 | 5.2838 | 5.2838 | 5.2838 | 5.2838 | 5.2838 | 5.2838 | 5.2838 | 5.2838 | 5.2838 | 5.2838
|  | Accum Defered Tax |  | -26.419 | -71.8597 | -97.0107 | -109.9877 | -122.9647 | -126.8113 | -121.5275 | -116.2437 | -110.9599 | -105.6761 | -100.3923 | -95.1085 | -89.8247 | -84.5409 | -79.2571 | -73.9733 | -68.6895 | -63.4057 | -58.1219 | -52.838 | -47.5542 | -42.2704 | -36.9866 | -31.7028 | -26.419 | -21.1352 | -15.8514 | -10.5676 | -5.2838 | 5.6843e-14 | 5.2838 | 10.5676 | 15.8514 | 21.1352 | 26.419 | 31.7028 | 36.9866 | 42.2704 | 47.5542 | 52.838 | 58.1219 | 63.4057 | 68.6895 | 73.9733 | 79.2571 | 84.5409 | 89.8247 | 95.1085 | 100.3923 | 105.6761 | 110.9599 | 116.2437 | 121.5275 | 126.8113 | 132.0951 | 137.3789
|  | Revenue Requirement |  | 102.4703 | 96.8297 | 91.2436 | 87.0547 | 83.3898 | 80.1178 | 77.6317 | 75.5385 | 73.4454 | 71.3523 | 69.2591 | 67.166 | 65.0729 | 62.9797 | 60.8866 | 58.7934 | 56.7003 | 54.6072 | 52.514 | 50.4209 | 48.3278 | 46.2346 | 44.1415 | 42.0483 | 39.9552 | 37.8621 | 35.7689 | 33.6758 | 31.5826 | 29.4895 | 0 | 0 | 0 | 0 | 0 | 0 | 0 | 0 | 0 | 0 | 0 | 0 | 0 | 0 | 0 | 0 | 0 | 0 | 0 | 0 | 0 | 0 | 0 | 0 | 0 | 0
|  | Depreciation |  | 29.6011 | 29.6011 | 29.6011 | 29.6011 | 29.6011 | 29.6011 | 29.6011 | 29.6011 | 29.6011 | 29.6011 | 29.6011 | 29.6011 | 29.6011 | 29.6011 | 29.6011 | 29.6011 | 29.6011 | 29.6011 | 29.6011 | 29.6011 | 29.6011 | 29.6011 | 29.6011 | 29.6011 | 29.6011 | 29.6011 | 29.6011 | 29.6011 | 29.6011 | 29.6011 | 0 | 0 | 0 | 0 | 0 | 0 | 0 | 0 | 0 | 0 | 0 | 0 | 0 | 0 | 0 | 0 | 0 | 0 | 0 | 0 | 0 | 0 | 0 | 0 | 0 | 0
|  | Insurance |  | 0.42537 | 0.42537 | 0.42537 | 0.42537 | 0.42537 | 0.42537 | 0.42537 | 0.42537 | 0.42537 | 0.42537 | 0.42537 | 0.42537 | 0.42537 | 0.42537 | 0.42537 | 0.42537 | 0.42537 | 0.42537 | 0.42537 | 0.42537 | 0.42537 | 0.42537 | 0.42537 | 0.42537 | 0.42537 | 0.42537 | 0.42537 | 0.42537 | 0.42537 | 0.42537 | 0 | 0 | 0 | 0 | 0 | 0 | 0 | 0 | 0 | 0 | 0 | 0 | 0 | 0 | 0 | 0 | 0 | 0 | 0 | 0 | 0 | 0 | 0 | 0 | 0 | 0
|  | Property Taxes |  | 4.0369 | 4.0369 | 4.0369 | 4.0369 | 4.0369 | 4.0369 | 4.0369 | 4.0369 | 4.0369 | 4.0369 | 4.0369 | 4.0369 | 4.0369 | 4.0369 | 4.0369 | 4.0369 | 4.0369 | 4.0369 | 4.0369 | 4.0369 | 4.0369 | 4.0369 | 4.0369 | 4.0369 | 4.0369 | 4.0369 | 4.0369 | 4.0369 | 4.0369 | 4.0369 | 0 | 0 | 0 | 0 | 0 | 0 | 0 | 0 | 0 | 0 | 0 | 0 | 0 | 0 | 0 | 0 | 0 | 0 | 0 | 0 | 0 | 0 | 0 | 0 | 0 | 0
|  | Current Taxes |  | -16.7157 | -40.2788 | -17.5815 | -4.1389 | -4.9085 | 5.146 | 15.3656 | 14.926 | 14.4865 | 14.0469 | 13.6073 | 13.1678 | 12.7282 | 12.2887 | 11.8491 | 11.4095 | 10.97 | 10.5304 | 10.0909 | 9.6513 | 9.2118 | 8.7722 | 8.3326 | 7.8931 | 7.4535 | 7.014 | 6.5744 | 6.1348 | 5.6953 | 5.2557 | 0 | 0 | 0 | 0 | 0 | 0 | 0 | 0 | 0 | 0 | 0 | 0 | 0 | 0 | 0 | 0 | 0 | 0 | 0 | 0 | 0 | 0 | 0 | 0 | 0 | 0
|  | DFIT |  |  | 53.4597 | 29.5893 |  | 15.2671 | 4.5254 | -6.2162 | -6.2162 | -6.2162 | -6.2162 | -6.2162 | -6.2162 | -6.2162 | -6.2162 | -6.2162 | -6.2162 | -6.2162 | -6.2162 | -6.2162 | -6.2162 | -6.2162 | -6.2162 | -6.2162 | -6.2162 | -6.2162 | -6.2162 | -6.2162 | -6.2162 | -6.2162 | -6.2162 | 0 | 0 | 0 | 0 | 0 | 0 | 0 | 0 | 0 | 0 | 0 | 0 | 0 | 0 | 0 | 0 | 0 | 0 | 0 | 0 | 0 | 0 | 0 | 0 | 0 | 0
|  | ITC |  | -4.4402 | -4.4402 | -4.4402 | -4.4402 | -4.4402 | -4.4402 | -4.4402 | -4.4402 | -4.4402 | -4.4402 | -4.4402 | -4.4402 | -4.4402 | -4.4402 | -4.4402 | -4.4402 | -4.4402 | -4.4402 | -4.4402 | -4.4402 | -4.4402 | -4.4402 | -4.4402 | -4.4402 | -4.4402 | -4.4402 | -4.4402 | -4.4402 | -4.4402 | -4.4402 | -4.4402 | -4.4402 | -4.4402 | -4.4402 | -4.4402 | -4.4402 | -4.4402 | -4.4402 | -4.4402 | -4.4402 | -4.4402 | -4.4402 | -4.4402 | -4.4402 | -4.4402 | -4.4402 | -4.4402 | -4.4402 | -4.4402 | -4.4402 | -4.4402 | -4.4402 | -4.4402 | -4.4402 | -4.4402 | -4.4402
|  | Total Operating Expenses |  | 12.9075 | 42.8042 | 41.6311 | 25.4843 | 39.9818 | 39.2947 | 38.7726 | 38.333 | 37.8935 | 37.4539 | 37.0143 | 36.5748 | 36.1352 | 35.6957 | 35.2561 | 34.8165 | 34.377 | 33.9374 | 33.4979 | 33.0583 | 32.6187 | 32.1792 | 31.7396 | 31.3001 | 30.8605 | 30.421 | 29.9814 | 29.5418 | 29.1023 | 28.6627 | -4.4402 | -4.4402 | -4.4402 | -4.4402 | -4.4402 | -4.4402 | -4.4402 | -4.4402 | -4.4402 | -4.4402 | -4.4402 | -4.4402 | -4.4402 | -4.4402 | -4.4402 | -4.4402 | -4.4402 | -4.4402 | -4.4402 | -4.4402 | -4.4402 | -4.4402 | -4.4402 | -4.4402 | -4.4402 | -4.4402
|  | Operating |  | 89.5629 | 54.0255 | 49.6126 | 61.5704 | 43.408 | 40.8231 | 38.8591 | 37.2055 | 35.552 | 33.8984 | 32.2448 | 30.5912 | 28.9376 | 27.2841 | 25.6305 | 23.9769 | 22.3233 | 20.6697 | 19.0162 | 17.3626 | 15.709 | 14.0554 | 12.4018 | 10.7483 | 9.0947 | 7.4411 | 5.7875 | 4.1339 | 2.4804 | 0.82679 | 4.4402 | 4.4402 | 4.4402 | 4.4402 | 4.4402 | 4.4402 | 4.4402 | 4.4402 | 4.4402 | 4.4402 | 4.4402 | 4.4402 | 4.4402 | 4.4402 | 4.4402 | 4.4402 | 4.4402 | 4.4402 | 4.4402 | 4.4402 | 4.4402 | 4.4402 | 4.4402 | 4.4402 | 4.4402 | 4.4402
|  | Ratebase |  | 860.0244 | 794.4933 | 729.5964 | 680.9313 | 638.3531 | 600.3401 | 571.4576 | 547.1402 | 522.8229 | 498.5055 | 474.1882 | 449.8709 | 425.5535 | 401.2362 | 376.9188 | 352.6015 | 328.2841 | 303.9668 | 279.6494 | 255.3321 | 231.0148 | 206.6974 | 182.3801 | 158.0627 | 133.7454 | 109.428 | 85.1107 | 60.7934 | 36.476 | 12.1587 | 0 | 0 | 0 | 0 | 0 | 0 | 0 | 0 | 0 | 0 | 0 | 0 | 0 | 0 | 0 | 0 | 0 | 0 | 0 | 0 | 0 | 0 | 0 | 0 | 0 | 0
|  | Return on Ratebase |  | 10.41% | 6.8% | 6.8% | 9.042% | 6.8% | 6.8% | 6.8% | 6.8% | 6.8% | 6.8% | 6.8% | 6.8% | 6.8% | 6.8% | 6.8% | 6.8% | 6.8% | 6.8% | 6.8% | 6.8% | 6.8% | 6.8% | 6.8% | 6.8% | 6.8% | 6.8% | 6.8% | 6.8% | 6.8% | 6.8% | #DIV/0! | #DIV/0! | #DIV/0! | #DIV/0! | #DIV/0! | #DIV/0! | #DIV/0! | #DIV/0! | #DIV/0! | #DIV/0! | #DIV/0! | #DIV/0! | #DIV/0! | #DIV/0! | #DIV/0! | #DIV/0! | #DIV/0! | #DIV/0! | #DIV/0! | #DIV/0! | #DIV/0! | #DIV/0! | #DIV/0! | #DIV/0! | #DIV/0! | #DIV/0!
|  | Revenue Requirement |  | 102.4703 | 96.8297 | 91.2436 | 87.0547 | 83.3898 | 80.1178 | 77.6317 | 75.5385 | 73.4454 | 71.3523 | 69.2591 | 67.166 | 65.0729 | 62.9797 | 60.8866 | 58.7934 | 56.7003 | 54.6072 | 52.514 | 50.4209 | 48.3278 | 46.2346 | 44.1415 | 42.0483 | 39.9552 | 37.8621 | 35.7689 | 33.6758 | 31.5826 | 29.4895 | 0 | 0 | 0 | 0 | 0 | 0 | 0 | 0 | 0 | 0 | 0 | 0 | 0 | 0 | 0 | 0 | 0 | 0 | 0 | 0 | 0 | 0 | 0 | 0 | 0 | 0
|  | Tax Depreciation |  | 177.6069 | 284.171 | 170.5026 | 102.3016 | 102.3016 | 51.1508 | 0 | 0 | 0 | 0 | 0 | 0 | 0 | 0 | 0 | 0 | 0 | 0 | 0 | 0 | 0 | 0 | 0 | 0 | 0 | 0 | 0 | 0 | 0 | 0 | 0 | 0 | 0 | 0 | 0 | 0 | 0 | 0 | 0 | 0 | 0 | 0 | 0 | 0 | 0 | 0 | 0 | 0 | 0 | 0 | 0 | 0 | 0 | 0 | 0 | 0
|  | Property Taxes |  | 0.42537 | 0.42537 | 0.42537 | 0.42537 | 0.42537 | 0.42537 | 0.42537 | 0.42537 | 0.42537 | 0.42537 | 0.42537 | 0.42537 | 0.42537 | 0.42537 | 0.42537 | 0.42537 | 0.42537 | 0.42537 | 0.42537 | 0.42537 | 0.42537 | 0.42537 | 0.42537 | 0.42537 | 0.42537 | 0.42537 | 0.42537 | 0.42537 | 0.42537 | 0.42537 | 0 | 0 | 0 | 0 | 0 | 0 | 0 | 0 | 0 | 0 | 0 | 0 | 0 | 0 | 0 | 0 | 0 | 0 | 0 | 0 | 0 | 0 | 0 | 0 | 0 | 0
|  | Insurance |  | 4.0369 | 4.0369 | 4.0369 | 4.0369 | 4.0369 | 4.0369 | 4.0369 | 4.0369 | 4.0369 | 4.0369 | 4.0369 | 4.0369 | 4.0369 | 4.0369 | 4.0369 | 4.0369 | 4.0369 | 4.0369 | 4.0369 | 4.0369 | 4.0369 | 4.0369 | 4.0369 | 4.0369 | 4.0369 | 4.0369 | 4.0369 | 4.0369 | 4.0369 | 4.0369 | 0 | 0 | 0 | 0 | 0 | 0 | 0 | 0 | 0 | 0 | 0 | 0 | 0 | 0 | 0 | 0 | 0 | 0 | 0 | 0 | 0 | 0 | 0 | 0 | 0 | 0
|  | Expenses |  | 182.0691 | 288.6333 | 174.9649 | 106.7638 | 106.7638 | 55.613 | 4.4623 | 4.4623 | 4.4623 | 4.4623 | 4.4623 | 4.4623 | 4.4623 | 4.4623 | 4.4623 | 4.4623 | 4.4623 | 4.4623 | 4.4623 | 4.4623 | 4.4623 | 4.4623 | 4.4623 | 4.4623 | 4.4623 | 4.4623 | 4.4623 | 4.4623 | 4.4623 | 4.4623 | 0 | 0 | 0 | 0 | 0 | 0 | 0 | 0 | 0 | 0 | 0 | 0 | 0 | 0 | 0 | 0 | 0 | 0 | 0 | 0 | 0 | 0 | 0 | 0 | 0 | 0
|  | Taxable Income |  | -79.5988 | -191.8036 | -83.7212 | -19.7091 | -23.374 | 24.5047 | 73.1694 | 71.0763 | 68.9832 | 66.89 | 64.7969 | 62.7037 | 60.6106 | 58.5175 | 56.4243 | 54.3312 | 52.238 | 50.1449 | 48.0518 | 45.9586 | 43.8655 | 41.7724 | 39.6792 | 37.5861 | 35.4929 | 33.3998 | 31.3067 | 29.2135 | 27.1204 | 25.0272 | 0 | 0 | 0 | 0 | 0 | 0 | 0 | 0 | 0 | 0 | 0 | 0 | 0 | 0 | 0 | 0 | 0 | 0 | 0 | 0 | 0 | 0 | 0 | 0 | 0 | 0
|  | Tax Rate |  | 0.21 | 0.21 | 0.21 | 0.21 | 0.21 | 0.21 | 0.21 | 0.21 | 0.21 | 0.21 | 0.21 | 0.21 | 0.21 | 0.21 | 0.21 | 0.21 | 0.21 | 0.21 | 0.21 | 0.21 | 0.21 | 0.21 | 0.21 | 0.21 | 0.21 | 0.21 | 0.21 | 0.21 | 0.21 | 0.21 | 0.21 | 0.21 | 0.21 | 0.21 | 0.21 | 0.21 | 0.21 | 0.21 | 0.21 | 0.21 | 0.21 | 0.21 | 0.21 | 0.21 | 0.21 | 0.21 | 0.21 | 0.21 | 0.21 | 0.21 | 0.21 | 0.21 | 0.21 | 0.21 | 0.21 | 0.21
|  | Taxes |  | -16.7157 | -40.2788 | -17.5815 | -4.1389 | -4.9085 | 5.146 | 15.3656 | 14.926 | 14.4865 | 14.0469 | 13.6073 | 13.1678 | 12.7282 | 12.2887 | 11.8491 | 11.4095 | 10.97 | 10.5304 | 10.0909 | 9.6513 | 9.2118 | 8.7722 | 8.3326 | 7.8931 | 7.4535 | 7.014 | 6.5744 | 6.1348 | 5.6953 | 5.2557 | 0 | 0 | 0 | 0 | 0 | 0 | 0 | 0 | 0 | 0 | 0 | 0 | 0 | 0 | 0 | 0 | 0 | 0 | 0 | 0 | 0 | 0 | 0 | 0 | 0 | 0

## Resi_Solar_Leasing_26%
Solar FINANCIALS
($ 1000s Unless Otherwise Indicated)
| Calendar Year of Fin. Close |  |  | 2020 | 2021 | 2022 | 2023 | 2024 | 2025 | 2026 | 2027 | 2028 | 2029 | 2030 | 2031 | 2032 | 2033 | 2034 | 2035 | 2036 | 2037 | 2038 | 2039 | 2040 | 2041 | 2042 | 2043 | 2044 | 2045 | 2046 | 2047 | 2048 | 2049 | 2050 | 2051 | 2052 | 2053 | 2054 | 2055 | 2056 | 2057 | 2058 | 2059 | 2060 | 2061 | 2062 | 2063 | 2064 | 2065 | 2066 | 2067 | 2068 | 2069 | 2070 | 2071 | 2072 | 2073 | 2074 | 2075
| Operating Year |  | 0 | 1 | 2 | 3 | 4 | 5 | 6 | 7 | 8 | 9 | 10 | 11 | 12 | 13 | 14 | 15 | 16 | 17 | 18 | 19 | 20 | 21 | 22 | 23 | 24 | 25 | 26 | 27 | 28 | 29 | 30 | 31 | 32 | 33 | 34 | 35 | 36 | 37 | 38 | 39 | 40 | 41 | 42 | 43 | 44 | 45 | 46 | 47 | 48 | 49 | 50 | 51 | 52 | 53 | 54 | 55 | 56
| Calendar Year | Capital Invest.
| 2020 | 888.0344 | 0: 1213
| Gross plant |  | 2020 1: 888.0344; 2021 2: 888.0344; 2022 3: 888.0344; 2023 4: 888.0344; 2024 5: 888.0344; 2025 6: 888.0344; 2026 7: 888.0344; 2027 8: 888.0344; 2028 9: 888.0344; 2029 10: 888.0344; 2030 11: 888.0344; 2031 12: 888.0344; 2032 13: 888.0344; 2033 14: 888.0344; 2034 15: 888.0344; 2035 16: 888.0344; 2036 17: 888.0344; 2037 18: 888.0344; 2038 19: 888.0344; 2039 20: 888.0344; 2040 21: 888.0344; 2041 22: 888.0344; 2042 23: 888.0344; 2043 24: 888.0344; 2044 25: 888.0344; 2045 26: 888.0344; 2046 27: 888.0344; 2047 28: 888.0344; 2048 29: 888.0344; 2049 30: 888.0344
| Accumulated Depreciation |  | 2020 1: 29.6011; 2021 2: 59.2023; 2022 3: 88.8034; 2023 4: 118.4046; 2024 5: 148.0057; 2025 6: 177.6069; 2026 7: 207.208; 2027 8: 236.8092; 2028 9: 266.4103; 2029 10: 296.0115; 2030 11: 325.6126; 2031 12: 355.2138; 2032 13: 384.8149; 2033 14: 414.4161; 2034 15: 444.0172; 2035 16: 473.6184; 2036 17: 503.2195; 2037 18: 532.8207; 2038 19: 562.4218; 2039 20: 592.023; 2040 21: 621.6241; 2041 22: 651.2253; 2042 23: 680.8264; 2043 24: 710.4276; 2044 25: 740.0287; 2045 26: 769.6299; 2046 27: 799.231; 2047 28: 828.8322; 2048 29: 858.4333; 2049 30: 888.0344
| Net book value |  | 2020 1: 858.4333; 2021 2: 828.8322; 2022 3: 799.231; 2023 4: 769.6299; 2024 5: 740.0287; 2025 6: 710.4276; 2026 7: 680.8264; 2027 8: 651.2253; 2028 9: 621.6241; 2029 10: 592.023; 2030 11: 562.4218; 2031 12: 532.8207; 2032 13: 503.2195; 2033 14: 473.6184; 2034 15: 444.0172; 2035 16: 414.4161; 2036 17: 384.8149; 2037 18: 355.2138; 2038 19: 325.6126; 2039 20: 296.0115; 2040 21: 266.4103; 2041 22: 236.8092; 2042 23: 207.208; 2043 24: 177.6069; 2044 25: 148.0057; 2045 26: 118.4046; 2046 27: 88.8034; 2047 28: 59.2023; 2048 29: 29.6011; 2049 30: 0
| ITC |  | 2020 1: 0; 2021 2: 0; 2022 3: 0; 2023 4: 0; 2024 5: 0; 2025 6: 0; 2026 7: 0; 2027 8: 0; 2028 9: 0; 2029 10: 0; 2030 11: 0; 2031 12: 0; 2032 13: 0; 2033 14: 0; 2034 15: 0; 2035 16: 0; 2036 17: 0; 2037 18: 0; 2038 19: 0; 2039 20: 0; 2040 21: 0; 2041 22: 0; 2042 23: 0; 2043 24: 0; 2044 25: 0; 2045 26: 0; 2046 27: 0; 2047 28: 0; 2048 29: 0; 2049 30: 0
| Accumulated deferred income tax |  | 2020 1: -27.0406; 2021 2: -73.5506; 2022 3: -99.2933; 2023 4: -112.5756; 2024 5: -125.858; 2025 6: -129.7951; 2026 7: -124.387; 2027 8: -118.9789; 2028 9: -113.5707; 2029 10: -108.1626; 2030 11: -102.7545; 2031 12: -97.3463; 2032 13: -91.9382; 2033 14: -86.5301; 2034 15: -81.1219; 2035 16: -75.7138; 2036 17: -70.3057; 2037 18: -64.8976; 2038 19: -59.4894; 2039 20: -54.0813; 2040 21: -48.6732; 2041 22: -43.265; 2042 23: -37.8569; 2043 24: -32.4488; 2044 25: -27.0406; 2045 26: -21.6325; 2046 27: -16.2244; 2047 28: -10.8163; 2048 29: -5.4081; 2049 30: 8.7041e-14
| Rate Base |  | 2020 1: 831.3927; 2021 2: 755.2816; 2022 3: 699.9377; 2023 4: 657.0542; 2024 5: 614.1707; 2025 6: 580.6324; 2026 7: 556.4394; 2027 8: 532.2464; 2028 9: 508.0534; 2029 10: 483.8604; 2030 11: 459.6674; 2031 12: 435.4743; 2032 13: 411.2813; 2033 14: 387.0883; 2034 15: 362.8953; 2035 16: 338.7023; 2036 17: 314.5092; 2037 18: 290.3162; 2038 19: 266.1232; 2039 20: 241.9302; 2040 21: 217.7372; 2041 22: 193.5441; 2042 23: 169.3511; 2043 24: 145.1581; 2044 25: 120.9651; 2045 26: 96.7721; 2046 27: 72.5791; 2047 28: 48.386; 2048 29: 24.193; 2049 30: 8.7041e-14
| Average rate base |  | 2020 1: 859.7135; 2021 2: 793.3371; 2022 3: 727.6097; 2023 4: 678.496; 2024 5: 635.6125; 2025 6: 597.4016; 2026 7: 568.5359; 2027 8: 544.3429; 2028 9: 520.1499; 2029 10: 495.9569; 2030 11: 471.7639; 2031 12: 447.5708; 2032 13: 423.3778; 2033 14: 399.1848; 2034 15: 374.9918; 2035 16: 350.7988; 2036 17: 326.6057; 2037 18: 302.4127; 2038 19: 278.2197; 2039 20: 254.0267; 2040 21: 229.8337; 2041 22: 205.6407; 2042 23: 181.4476; 2043 24: 157.2546; 2044 25: 133.0616; 2045 26: 108.8686; 2046 27: 84.6756; 2047 28: 60.4825; 2048 29: 36.2895; 2049 30: 12.0965
| Pre-tax Return | 0.086076 | 2020 1: 74.0007; 2021 2: 68.2872; 2022 3: 62.6297; 2023 4: 58.4022; 2024 5: 54.7109; 2025 6: 51.4219; 2026 7: 48.9373; 2027 8: 46.8548; 2028 9: 44.7724; 2029 10: 42.69; 2030 11: 40.6075; 2031 12: 38.5251; 2032 13: 36.4426; 2033 14: 34.3602; 2034 15: 32.2778; 2035 16: 30.1953; 2036 17: 28.1129; 2037 18: 26.0305; 2038 19: 23.948; 2039 20: 21.8656; 2040 21: 19.7832; 2041 22: 17.7007; 2042 23: 15.6183; 2043 24: 13.5358; 2044 25: 11.4534; 2045 26: 9.371; 2046 27: 7.2885; 2047 28: 5.2061; 2048 29: 3.1237; 2049 30: 1.0412
| Book Depreciation |  | 2020 1: 29.6011; 2021 2: 29.6011; 2022 3: 29.6011; 2023 4: 29.6011; 2024 5: 29.6011; 2025 6: 29.6011; 2026 7: 29.6011; 2027 8: 29.6011; 2028 9: 29.6011; 2029 10: 29.6011; 2030 11: 29.6011; 2031 12: 29.6011; 2032 13: 29.6011; 2033 14: 29.6011; 2034 15: 29.6011; 2035 16: 29.6011; 2036 17: 29.6011; 2037 18: 29.6011; 2038 19: 29.6011; 2039 20: 29.6011; 2040 21: 29.6011; 2041 22: 29.6011; 2042 23: 29.6011; 2043 24: 29.6011; 2044 25: 29.6011; 2045 26: 29.6011; 2046 27: 29.6011; 2047 28: 29.6011; 2048 29: 29.6011; 2049 30: 29.6011
| Insurance |  | 2020 1: 0.42537; 2021 2: 0.42537; 2022 3: 0.42537; 2023 4: 0.42537; 2024 5: 0.42537; 2025 6: 0.42537; 2026 7: 0.42537; 2027 8: 0.42537; 2028 9: 0.42537; 2029 10: 0.42537; 2030 11: 0.42537; 2031 12: 0.42537; 2032 13: 0.42537; 2033 14: 0.42537; 2034 15: 0.42537; 2035 16: 0.42537; 2036 17: 0.42537; 2037 18: 0.42537; 2038 19: 0.42537; 2039 20: 0.42537; 2040 21: 0.42537; 2041 22: 0.42537; 2042 23: 0.42537; 2043 24: 0.42537; 2044 25: 0.42537; 2045 26: 0.42537; 2046 27: 0.42537; 2047 28: 0.42537; 2048 29: 0.42537; 2049 30: 0.42537
| ITC Amort - Grossed for Taxes |  | 2020 1: -5.6205; 2021 2: -5.6205; 2022 3: -5.6205; 2023 4: -5.6205; 2024 5: -5.6205; 2025 6: -5.6205; 2026 7: -5.6205; 2027 8: -5.6205; 2028 9: -5.6205; 2029 10: -5.6205; 2030 11: -5.6205; 2031 12: -5.6205; 2032 13: -5.6205; 2033 14: -5.6205; 2034 15: -5.6205; 2035 16: -5.6205; 2036 17: -5.6205; 2037 18: -5.6205; 2038 19: -5.6205; 2039 20: -5.6205; 2040 21: -5.6205; 2041 22: -5.6205; 2042 23: -5.6205; 2043 24: -5.6205; 2044 25: -5.6205; 2045 26: -5.6205; 2046 27: -5.6205; 2047 28: -5.6205; 2048 29: -5.6205; 2049 30: -5.6205
| Property Taxes |  | 2020 1: 4.0369; 2021 2: 4.0369; 2022 3: 4.0369; 2023 4: 4.0369; 2024 5: 4.0369; 2025 6: 4.0369; 2026 7: 4.0369; 2027 8: 4.0369; 2028 9: 4.0369; 2029 10: 4.0369; 2030 11: 4.0369; 2031 12: 4.0369; 2032 13: 4.0369; 2033 14: 4.0369; 2034 15: 4.0369; 2035 16: 4.0369; 2036 17: 4.0369; 2037 18: 4.0369; 2038 19: 4.0369; 2039 20: 4.0369; 2040 21: 4.0369; 2041 22: 4.0369; 2042 23: 4.0369; 2043 24: 4.0369; 2044 25: 4.0369; 2045 26: 4.0369; 2046 27: 4.0369; 2047 28: 4.0369; 2048 29: 4.0369; 2049 30: 4.0369
| Revenue Requirement |  | 2020 1: 102.4436; 2021 2: 96.7302; 2022 3: 91.0726; 2023 4: 86.8451; 2024 5: 83.1539; 2025 6: 79.8648; 2026 7: 77.3802; 2027 8: 75.2978; 2028 9: 73.2153; 2029 10: 71.1329; 2030 11: 69.0505; 2031 12: 66.968; 2032 13: 64.8856; 2033 14: 62.8031; 2034 15: 60.7207; 2035 16: 58.6383; 2036 17: 56.5558; 2037 18: 54.4734; 2038 19: 52.391; 2039 20: 50.3085; 2040 21: 48.2261; 2041 22: 46.1437; 2042 23: 44.0612; 2043 24: 41.9788; 2044 25: 39.8963; 2045 26: 37.8139; 2046 27: 35.7315; 2047 28: 33.649; 2048 29: 31.5666; 2049 30: 29.4842
| Book Depreciation |  | 2020 1: 29.6011; 2021 2: 29.6011; 2022 3: 29.6011; 2023 4: 29.6011; 2024 5: 29.6011; 2025 6: 29.6011; 2026 7: 29.6011; 2027 8: 29.6011; 2028 9: 29.6011; 2029 10: 29.6011; 2030 11: 29.6011; 2031 12: 29.6011; 2032 13: 29.6011; 2033 14: 29.6011; 2034 15: 29.6011; 2035 16: 29.6011; 2036 17: 29.6011; 2037 18: 29.6011; 2038 19: 29.6011; 2039 20: 29.6011; 2040 21: 29.6011; 2041 22: 29.6011; 2042 23: 29.6011; 2043 24: 29.6011; 2044 25: 29.6011; 2045 26: 29.6011; 2046 27: 29.6011; 2047 28: 29.6011; 2048 29: 29.6011; 2049 30: 29.6011
| Tax Depreciation |  | 2020 1: 177.6069; 2021 2: 284.171; 2022 3: 170.5026; 2023 4: 102.3016; 2024 5: 102.3016; 2025 6: 51.1508; 2026 7: 0; 2027 8: 0; 2028 9: 0; 2029 10: 0; 2030 11: 0; 2031 12: 0; 2032 13: 0; 2033 14: 0; 2034 15: 0; 2035 16: 0; 2036 17: 0; 2037 18: 0; 2038 19: 0; 2039 20: 0; 2040 21: 0; 2041 22: 0; 2042 23: 0; 2043 24: 0; 2044 25: 0; 2045 26: 0; 2046 27: 0; 2047 28: 0; 2048 29: 0; 2049 30: 0
| Difference between book and tax |  | 2020 1: -148.0057; 2021 2: -254.5699; 2022 3: -140.9015; 2023 4: -72.7004; 2024 5: -72.7004; 2025 6: -21.5496; 2026 7: 29.6011; 2027 8: 29.6011; 2028 9: 29.6011; 2029 10: 29.6011; 2030 11: 29.6011; 2031 12: 29.6011; 2032 13: 29.6011; 2033 14: 29.6011; 2034 15: 29.6011; 2035 16: 29.6011; 2036 17: 29.6011; 2037 18: 29.6011; 2038 19: 29.6011; 2039 20: 29.6011; 2040 21: 29.6011; 2041 22: 29.6011; 2042 23: 29.6011; 2043 24: 29.6011; 2044 25: 29.6011; 2045 26: 29.6011; 2046 27: 29.6011; 2047 28: 29.6011; 2048 29: 29.6011; 2049 30: 29.6011
| Tax rate |  | 2020 1: -31.0812; 2021 2: -53.4597; 2022 3: -29.5893; 2023 4: -15.2671; 2024 5: -15.2671; 2025 6: -4.5254; 2026 7: 6.2162; 2027 8: 6.2162; 2028 9: 6.2162; 2029 10: 6.2162; 2030 11: 6.2162; 2031 12: 6.2162; 2032 13: 6.2162; 2033 14: 6.2162; 2034 15: 6.2162; 2035 16: 6.2162; 2036 17: 6.2162; 2037 18: 6.2162; 2038 19: 6.2162; 2039 20: 6.2162; 2040 21: 6.2162; 2041 22: 6.2162; 2042 23: 6.2162; 2043 24: 6.2162; 2044 25: 6.2162; 2045 26: 6.2162; 2046 27: 6.2162; 2047 28: 6.2162; 2048 29: 6.2162; 2049 30: 6.2162
Depreciation Tables
|  | 5 | 2020 1: 20%; 2021 2: 32%; 2022 3: 19.2%; 2023 4: 11.52%; 2024 5: 11.52%; 2025 6: 5.76%; 2026 7: 0%; 2027 8: 0%; 2028 9: 0%; 2029 10: 0%; 2030 11: 0%; 2031 12: 0%; 2032 13: 0%; 2033 14: 0%; 2034 15: 0%; 2035 16: 0%; 2036 17: 0%; 2037 18: 0%; 2038 19: 0%; 2039 20: 0%; 2040 21: 0%
|  | 5 | 0: 1; 2020 1: 20%; 2021 2: 32%; 2022 3: 19.2%; 2023 4: 11.52%; 2024 5: 11.52%; 2025 6: 5.76%
|  | 10 | 0: 0; 2020 1: 10%; 2021 2: 18%; 2022 3: 14.4%; 2023 4: 11.52%; 2024 5: 9.22%; 2025 6: 7.37%; 2026 7: 6.55%; 2027 8: 6.55%; 2028 9: 6.56%; 2029 10: 6.55%; 2030 11: 3.28%
|  | 15 | 0: 0; 2020 1: 5%; 2021 2: 9.5%; 2022 3: 8.55%; 2023 4: 7.7%; 2024 5: 6.93%; 2025 6: 6.23%; 2026 7: 5.9%; 2027 8: 5.9%; 2028 9: 5.91%; 2029 10: 5.9%; 2030 11: 5.91%; 2031 12: 5.9%; 2032 13: 5.91%; 2033 14: 5.9%; 2034 15: 5.91%; 2035 16: 2.95%
|  | 20 | 0: 0; 2020 1: 3.75%; 2021 2: 7.219%; 2022 3: 6.677%; 2023 4: 6.177%; 2024 5: 5.713%; 2025 6: 5.285%; 2026 7: 4.888%; 2027 8: 4.522%; 2028 9: 4.462%; 2029 10: 4.461%; 2030 11: 4.462%; 2031 12: 4.461%; 2032 13: 4.462%; 2033 14: 4.461%; 2034 15: 4.462%; 2035 16: 4.461%; 2036 17: 4.462%; 2037 18: 4.461%; 2038 19: 4.462%; 2039 20: 4.461%; 2040 21: 2.231%
Revenue Requirement by vintage year
2012 $000
|  |  |  | 2020 | 2021 | 2022 | 2023 | 2024 | 2025 | 2026 | 2027 | 2028 | 2029 | 2030 | 2031 | 2032 | 2033 | 2034 | 2035 | 2036 | 2037 | 2038 | 2039 | 2040 | 2041 | 2042 | 2043 | 2044 | 2045 | 2046 | 2047 | 2048 | 2049 | 2050 | 2051 | 2052 | 2053 | 2054 | 2055 | 2056 | 2057 | 2058 | 2059 | 2060 | 2061 | 2062 | 2063 | 2064 | 2065 | 2066 | 2067 | 2068 | 2069 | 2070 | 2071 | 2072 | 2073 | 2074 | 2075
|  | 2020 | 0% | 102.4436 | 96.7302 | 91.0726 | 86.8451 | 83.1539 | 79.8648 | 77.3802 | 75.2978 | 73.2153 | 71.1329 | 69.0505 | 66.968 | 64.8856 | 62.8031 | 60.7207 | 58.6383 | 56.5558 | 54.4734 | 52.391 | 50.3085 | 48.2261 | 46.1437 | 44.0612 | 41.9788 | 39.8963 | 37.8139 | 35.7315 | 33.649 | 31.5666 | 29.4842 | 0 | 0 | 0 | 0 | 0 | 0 | 0 | 0 | 0 | 0 | 0 | 0 | 0 | 0 | 0 | 0 | 0 | 0 | 0 | 0 | 0 | 0 | 0 | 0 | 0 | 0
|  | 2021 | 0% |  | 102.4436 | 96.7302 | 91.0726 | 86.8451 | 83.1539 | 79.8648 | 77.3802 | 75.2978 | 73.2153 | 71.1329 | 69.0505 | 66.968 | 64.8856 | 62.8031 | 60.7207 | 58.6383 | 56.5558 | 54.4734 | 52.391 | 50.3085 | 48.2261 | 46.1437 | 44.0612 | 41.9788 | 39.8963 | 37.8139 | 35.7315 | 33.649 | 31.5666 | 29.4842 | 0 | 0 | 0 | 0 | 0 | 0 | 0 | 0 | 0 | 0 | 0 | 0 | 0 | 0 | 0 | 0 | 0 | 0 | 0 | 0 | 0 | 0 | 0 | 0 | 0
|  | 2022 | 0% |  |  | 102.4436 | 96.7302 | 91.0726 | 86.8451 | 83.1539 | 79.8648 | 77.3802 | 75.2978 | 73.2153 | 71.1329 | 69.0505 | 66.968 | 64.8856 | 62.8031 | 60.7207 | 58.6383 | 56.5558 | 54.4734 | 52.391 | 50.3085 | 48.2261 | 46.1437 | 44.0612 | 41.9788 | 39.8963 | 37.8139 | 35.7315 | 33.649 | 31.5666 | 29.4842 | 0 | 0 | 0 | 0 | 0 | 0 | 0 | 0 | 0 | 0 | 0 | 0 | 0 | 0 | 0 | 0 | 0 | 0 | 0 | 0 | 0 | 0 | 0 | 0
|  | 2023 | 0% |  |  |  | 102.4436 | 96.7302 | 91.0726 | 86.8451 | 83.1539 | 79.8648 | 77.3802 | 75.2978 | 73.2153 | 71.1329 | 69.0505 | 66.968 | 64.8856 | 62.8031 | 60.7207 | 58.6383 | 56.5558 | 54.4734 | 52.391 | 50.3085 | 48.2261 | 46.1437 | 44.0612 | 41.9788 | 39.8963 | 37.8139 | 35.7315 | 33.649 | 31.5666 | 29.4842 | 0 | 0 | 0 | 0 | 0 | 0 | 0 | 0 | 0 | 0 | 0 | 0 | 0 | 0 | 0 | 0 | 0 | 0 | 0 | 0 | 0 | 0 | 0
|  | 2024 | 0% |  |  |  |  | 102.4436 | 96.7302 | 91.0726 | 86.8451 | 83.1539 | 79.8648 | 77.3802 | 75.2978 | 73.2153 | 71.1329 | 69.0505 | 66.968 | 64.8856 | 62.8031 | 60.7207 | 58.6383 | 56.5558 | 54.4734 | 52.391 | 50.3085 | 48.2261 | 46.1437 | 44.0612 | 41.9788 | 39.8963 | 37.8139 | 35.7315 | 33.649 | 31.5666 | 29.4842 | 0 | 0 | 0 | 0 | 0 | 0 | 0 | 0 | 0 | 0 | 0 | 0 | 0 | 0 | 0 | 0 | 0 | 0 | 0 | 0 | 0 | 0
|  | 2025 | 0% | [5 empty] | 102.4436 | 96.7302 | 91.0726 | 86.8451 | 83.1539 | 79.8648 | 77.3802 | 75.2978 | 73.2153 | 71.1329 | 69.0505 | 66.968 | 64.8856 | 62.8031 | 60.7207 | 58.6383 | 56.5558 | 54.4734 | 52.391 | 50.3085 | 48.2261 | 46.1437 | 44.0612 | 41.9788 | 39.8963 | 37.8139 | 35.7315 | 33.649 | 31.5666 | 29.4842 | 0 | 0 | 0 | 0 | 0 | 0 | 0 | 0 | 0 | 0 | 0 | 0 | 0 | 0 | 0 | 0 | 0 | 0 | 0 | 0 | 0
|  | 2026 | -1.146% | [6 empty] | 101.2696 | 95.6217 | 90.029 | 85.8499 | 82.201 | 78.9496 | 76.4935 | 74.4349 | 72.3763 | 70.3177 | 68.2592 | 66.2006 | 64.142 | 62.0835 | 60.0249 | 57.9663 | 55.9077 | 53.8492 | 51.7906 | 49.732 | 47.6734 | 45.6149 | 43.5563 | 41.4977 | 39.4391 | 37.3806 | 35.322 | 33.2634 | 31.2049 | 29.1463 | 0 | 0 | 0 | 0 | 0 | 0 | 0 | 0 | 0 | 0 | 0 | 0 | 0 | 0 | 0 | 0 | 0 | 0 | 0 | 0
|  | 2027 | -1.159% | [7 empty] | 100.0957 | 94.5132 | 88.9853 | 84.8547 | 81.2481 | 78.0344 | 75.6067 | 73.572 | 71.5373 | 69.5026 | 67.4679 | 65.4332 | 63.3985 | 61.3638 | 59.329 | 57.2943 | 55.2596 | 53.2249 | 51.1902 | 49.1555 | 47.1208 | 45.0861 | 43.0514 | 41.0167 | 38.982 | 36.9472 | 34.9125 | 32.8778 | 30.8431 | 28.8084 | 0 | 0 | 0 | 0 | 0 | 0 | 0 | 0 | 0 | 0 | 0 | 0 | 0 | 0 | 0 | 0 | 0 | 0 | 0
|  | 2028 | -1.173% | [8 empty] | 98.9217 | 93.4047 | 87.9417 | 83.8595 | 80.2952 | 77.1192 | 74.72 | 72.7091 | 70.6983 | 68.6874 | 66.6766 | 64.6658 | 62.6549 | 60.6441 | 58.6332 | 56.6224 | 54.6115 | 52.6007 | 50.5898 | 48.579 | 46.5681 | 44.5573 | 42.5464 | 40.5356 | 38.5248 | 36.5139 | 34.5031 | 32.4922 | 30.4814 | 28.4705 | 0 | 0 | 0 | 0 | 0 | 0 | 0 | 0 | 0 | 0 | 0 | 0 | 0 | 0 | 0 | 0 | 0 | 0
|  | 2029 | -1.187% | [9 empty] | 97.7478 | 92.2962 | 86.898 | 82.8643 | 79.3423 | 76.204 | 73.8332 | 71.8463 | 69.8593 | 67.8723 | 65.8853 | 63.8983 | 61.9113 | 59.9244 | 57.9374 | 55.9504 | 53.9634 | 51.9764 | 49.9895 | 48.0025 | 46.0155 | 44.0285 | 42.0415 | 40.0545 | 38.0676 | 36.0806 | 34.0936 | 32.1066 | 30.1196 | 28.1327 | 0 | 0 | 0 | 0 | 0 | 0 | 0 | 0 | 0 | 0 | 0 | 0 | 0 | 0 | 0 | 0 | 0
|  | 2030 | -1.201% | [10 empty] | 96.5738 | 91.1878 | 85.8544 | 81.8691 | 78.3894 | 75.2888 | 72.9465 | 70.9834 | 69.0203 | 67.0571 | 65.094 | 63.1309 | 61.1678 | 59.2047 | 57.2416 | 55.2784 | 53.3153 | 51.3522 | 49.3891 | 47.426 | 45.4628 | 43.4997 | 41.5366 | 39.5735 | 37.6104 | 35.6473 | 33.6841 | 31.721 | 29.7579 | 27.7948 | 0 | 0 | 0 | 0 | 0 | 0 | 0 | 0 | 0 | 0 | 0 | 0 | 0 | 0 | 0 | 0
|  | 2031 | -1.216% | [11 empty] | 95.3999 | 90.0793 | 84.8107 | 80.8739 | 77.4365 | 74.3736 | 72.0598 | 70.1205 | 68.1812 | 66.242 | 64.3027 | 62.3635 | 60.4242 | 58.485 | 56.5457 | 54.6065 | 52.6672 | 50.728 | 48.7887 | 46.8494 | 44.9102 | 42.9709 | 41.0317 | 39.0924 | 37.1532 | 35.2139 | 33.2747 | 31.3354 | 29.3962 | 27.4569 | 0 | 0 | 0 | 0 | 0 | 0 | 0 | 0 | 0 | 0 | 0 | 0 | 0 | 0 | 0
|  | 2032 | -1.216% | [12 empty] | 94.2402 | 88.9843 | 83.7798 | 79.8908 | 76.4951 | 73.4695 | 71.1838 | 69.2681 | 67.3524 | 65.4368 | 63.5211 | 61.6054 | 59.6897 | 57.774 | 55.8583 | 53.9427 | 52.027 | 50.1113 | 48.1956 | 46.2799 | 44.3643 | 42.4486 | 40.5329 | 38.6172 | 36.7015 | 34.7859 | 32.8702 | 30.9545 | 29.0388 | 27.1231 | 0 | 0 | 0 | 0 | 0 | 0 | 0 | 0 | 0 | 0 | 0 | 0 | 0 | 0
|  | 2033 | -1.216% | [13 empty] | 93.0946 | 87.9026 | 82.7613 | 78.9196 | 75.5652 | 72.5764 | 70.3185 | 68.4261 | 66.5337 | 64.6413 | 62.7489 | 60.8565 | 58.9641 | 57.0717 | 55.1793 | 53.2869 | 51.3945 | 49.5022 | 47.6098 | 45.7174 | 43.825 | 41.9326 | 40.0402 | 38.1478 | 36.2554 | 34.363 | 32.4706 | 30.5782 | 28.6858 | 26.7934 | 0 | 0 | 0 | 0 | 0 | 0 | 0 | 0 | 0 | 0 | 0 | 0 | 0
|  | 2034 | -1.216% | [14 empty] | 91.9629 | 86.834 | 81.7553 | 77.9603 | 74.6467 | 71.6941 | 69.4637 | 67.5943 | 65.7249 | 63.8555 | 61.9861 | 60.1167 | 58.2473 | 56.378 | 54.5086 | 52.6392 | 50.7698 | 48.9004 | 47.031 | 45.1616 | 43.2922 | 41.4228 | 39.5535 | 37.6841 | 35.8147 | 33.9453 | 32.0759 | 30.2065 | 28.3371 | 26.4677 | 0 | 0 | 0 | 0 | 0 | 0 | 0 | 0 | 0 | 0 | 0 | 0
|  | 2035 | -1.216% | [15 empty] | 90.845 | 85.7785 | 80.7615 | 77.0126 | 73.7393 | 70.8226 | 68.6193 | 66.7726 | 64.9259 | 63.0793 | 61.2326 | 59.386 | 57.5393 | 55.6926 | 53.846 | 51.9993 | 50.1526 | 48.306 | 46.4593 | 44.6126 | 42.766 | 40.9193 | 39.0726 | 37.226 | 35.3793 | 33.5326 | 31.686 | 29.8393 | 27.9926 | 26.146 | 0 | 0 | 0 | 0 | 0 | 0 | 0 | 0 | 0 | 0 | 0
|  | 2036 | -1.216% | [16 empty] | 89.7407 | 84.7357 | 79.7797 | 76.0764 | 72.8429 | 69.9617 | 67.7851 | 65.9609 | 64.1367 | 62.3125 | 60.4883 | 58.6641 | 56.8398 | 55.0156 | 53.1914 | 51.3672 | 49.543 | 47.7188 | 45.8945 | 44.0703 | 42.2461 | 40.4219 | 38.5977 | 36.7735 | 34.9492 | 33.125 | 31.3008 | 29.4766 | 27.6524 | 25.8281 | 0 | 0 | 0 | 0 | 0 | 0 | 0 | 0 | 0 | 0
|  | 2037 | -1.216% | [17 empty] | 88.6498 | 83.7057 | 78.8099 | 75.1516 | 71.9574 | 69.1112 | 66.9611 | 65.1591 | 63.3571 | 61.555 | 59.753 | 57.9509 | 56.1489 | 54.3468 | 52.5448 | 50.7428 | 48.9407 | 47.1387 | 45.3366 | 43.5346 | 41.7326 | 39.9305 | 38.1285 | 36.3264 | 34.5244 | 32.7223 | 30.9203 | 29.1183 | 27.3162 | 25.5142 | 0 | 0 | 0 | 0 | 0 | 0 | 0 | 0 | 0
|  | 2038 | -1.216% | [18 empty] | 87.5722 | 82.6882 | 77.8519 | 74.2381 | 71.0827 | 68.2711 | 66.1472 | 64.367 | 62.5869 | 60.8067 | 59.0266 | 57.2465 | 55.4663 | 53.6862 | 51.9061 | 50.1259 | 48.3458 | 46.5657 | 44.7855 | 43.0054 | 41.2253 | 39.4451 | 37.665 | 35.8848 | 34.1047 | 32.3246 | 30.5444 | 28.7643 | 26.9842 | 25.204 | 0 | 0 | 0 | 0 | 0 | 0 | 0 | 0
|  | 2039 | -1.216% | [19 empty] | 86.5076 | 81.683 | 76.9055 | 73.3356 | 70.2186 | 67.4412 | 65.3431 | 63.5846 | 61.8261 | 60.0676 | 58.3091 | 56.5506 | 54.7921 | 53.0336 | 51.2751 | 49.5166 | 47.7581 | 45.9996 | 44.2411 | 42.4826 | 40.7241 | 38.9656 | 37.2071 | 35.4486 | 33.6901 | 31.9316 | 30.1731 | 28.4146 | 26.6561 | 24.8976 | 0 | 0 | 0 | 0 | 0 | 0 | 0
|  | 2040 | -1.216% | [20 empty] | 85.456 | 80.6901 | 75.9707 | 72.4442 | 69.365 | 66.6214 | 64.5488 | 62.8116 | 61.0745 | 59.3374 | 57.6003 | 55.8632 | 54.126 | 52.3889 | 50.6518 | 48.9147 | 47.1776 | 45.4404 | 43.7033 | 41.9662 | 40.2291 | 38.492 | 36.7548 | 35.0177 | 33.2806 | 31.5435 | 29.8064 | 28.0692 | 26.3321 | 24.595 | 0 | 0 | 0 | 0 | 0 | 0
|  | 2041 | -1.216% | [21 empty] | 84.4172 | 79.7092 | 75.0471 | 71.5635 | 68.5218 | 65.8115 | 63.7641 | 62.0481 | 60.3321 | 58.6161 | 56.9001 | 55.1841 | 53.4681 | 51.7521 | 50.0361 | 48.3201 | 46.6041 | 44.8881 | 43.1721 | 41.456 | 39.74 | 38.024 | 36.308 | 34.592 | 32.876 | 31.16 | 29.444 | 27.728 | 26.012 | 24.296 | 0 | 0 | 0 | 0 | 0
|  | 2042 | -1.216% | [22 empty] | 83.3911 | 78.7402 | 74.1349 | 70.6936 | 67.6889 | 65.0115 | 62.989 | 61.2938 | 59.5987 | 57.9035 | 56.2084 | 54.5133 | 52.8181 | 51.123 | 49.4278 | 47.7327 | 46.0375 | 44.3424 | 42.6473 | 40.9521 | 39.257 | 37.5618 | 35.8667 | 34.1715 | 32.4764 | 30.7812 | 29.0861 | 27.391 | 25.6958 | 24.0007 | 0 | 0 | 0 | 0
|  | 2043 | -1.216% | 2043: 82.3774; 2044: 77.7831; 2045: 73.2337; 2046: 69.8342; 2047: 66.866; 2048: 64.2212; 2049: 62.2233; 2050: 60.5487; 2051: 58.8742; 2052: 57.1997; 2053: 55.5251; 2054: 53.8506; 2055: 52.1761; 2056: 50.5015; 2057: 48.827; 2058: 47.1524; 2059: 45.4779; 2060: 43.8034; 2061: 42.1288; 2062: 40.4543; 2063: 38.7798; 2064: 37.1052; 2065: 35.4307; 2066: 33.7561; 2067: 32.0816; 2068: 30.4071; 2069: 28.7325; 2070: 27.058; 2071: 25.3835; 2072: 23.7089; 2073: 0; 2074: 0; 2075: 0
|  | 2044 | -1.216% | 2044: 81.376; 2045: 76.8375; 2046: 72.3435; 2047: 68.9853; 2048: 66.0532; 2049: 63.4406; 2050: 61.4669; 2051: 59.8127; 2052: 58.1585; 2053: 56.5043; 2054: 54.8502; 2055: 53.196; 2056: 51.5418; 2057: 49.8876; 2058: 48.2334; 2059: 46.5793; 2060: 44.9251; 2061: 43.2709; 2062: 41.6167; 2063: 39.9625; 2064: 38.3083; 2065: 36.6542; 2066: 35; 2067: 33.3458; 2068: 31.6916; 2069: 30.0374; 2070: 28.3833; 2071: 26.7291; 2072: 25.0749; 2073: 23.4207; 2074: 0; 2075: 0
|  | 2045 | -1.216% | 2045: 80.3868; 2046: 75.9035; 2047: 71.464; 2048: 68.1467; 2049: 65.2503; 2050: 62.6694; 2051: 60.7197; 2052: 59.0856; 2053: 57.4515; 2054: 55.8175; 2055: 54.1834; 2056: 52.5493; 2057: 50.9153; 2058: 49.2812; 2059: 47.6471; 2060: 46.013; 2061: 44.379; 2062: 42.7449; 2063: 41.1108; 2064: 39.4767; 2065: 37.8427; 2066: 36.2086; 2067: 34.5745; 2068: 32.9404; 2069: 31.3064; 2070: 29.6723; 2071: 28.0382; 2072: 26.4042; 2073: 24.7701; 2074: 23.136; 2075: 0
|  | 2046 | -1.216% | 2046: 79.4096; 2047: 74.9808; 2048: 70.5953; 2049: 67.3184; 2050: 64.4571; 2051: 61.9076; 2052: 59.9816; 2053: 58.3674; 2054: 56.7532; 2055: 55.139; 2056: 53.5247; 2057: 51.9105; 2058: 50.2963; 2059: 48.6821; 2060: 47.0679; 2061: 45.4537; 2062: 43.8395; 2063: 42.2253; 2064: 40.6111; 2065: 38.9969; 2066: 37.3826; 2067: 35.7684; 2068: 34.1542; 2069: 32.54; 2070: 30.9258; 2071: 29.3116; 2072: 27.6974; 2073: 26.0832; 2074: 24.469; 2075: 22.8548 | 0 | 0 | 0 | 0
|  | 2047 | -1.216% | 2047: 78.4443; 2048: 74.0693; 2049: 69.7372; 2050: 66.5; 2051: 63.6735; 2052: 61.155; 2053: 59.2524; 2054: 57.6579; 2055: 56.0633; 2056: 54.4687; 2057: 52.8741; 2058: 51.2795; 2059: 49.6849; 2060: 48.0903; 2061: 46.4957; 2062: 44.9012; 2063: 43.3066; 2064: 41.712; 2065: 40.1174; 2066: 38.5228; 2067: 36.9282; 2068: 35.3336; 2069: 33.739; 2070: 32.1445; 2071: 30.5499; 2072: 28.9553; 2073: 27.3607; 2074: 25.7661; 2075: 24.1715 | 22.5769 | 0 | 0 | 0
|  | 2048 | -1.216% | 2048: 77.4907; 2049: 73.1689; 2050: 68.8894; 2051: 65.6916; 2052: 62.8995; 2053: 60.4116; 2054: 58.5322; 2055: 56.957; 2056: 55.3818; 2057: 53.8066; 2058: 52.2314; 2059: 50.6562; 2060: 49.0809; 2061: 47.5057; 2062: 45.9305; 2063: 44.3553; 2064: 42.7801; 2065: 41.2049; 2066: 39.6297; 2067: 38.0545; 2068: 36.4793; 2069: 34.9041; 2070: 33.3289; 2071: 31.7537; 2072: 30.1785; 2073: 28.6033; 2074: 27.0281; 2075: 25.4529 | 23.8777 | 22.3025 | 0 | 0
|  | 2049 | -1.216% | 2049: 76.5487; 2050: 72.2795; 2051: 68.052; 2052: 64.8931; 2053: 62.1349; 2054: 59.6772; 2055: 57.8206; 2056: 56.2646; 2057: 54.7085; 2058: 53.1525; 2059: 51.5964; 2060: 50.0404; 2061: 48.4843; 2062: 46.9283; 2063: 45.3722; 2064: 43.8162; 2065: 42.2601; 2066: 40.704; 2067: 39.148; 2068: 37.5919; 2069: 36.0359; 2070: 34.4798; 2071: 32.9238; 2072: 31.3677; 2073: 29.8117; 2074: 28.2556; 2075: 26.6995 | 25.1435 | 23.5874 | 22.0314 | 0
|  | 2050 | -1.216% | 2050: 75.6182; 2051: 71.4009; 2052: 67.2248; 2053: 64.1043; 2054: 61.3796; 2055: 58.9518; 2056: 57.1178; 2057: 55.5806; 2058: 54.0435; 2059: 52.5064; 2060: 50.9692; 2061: 49.4321; 2062: 47.8949; 2063: 46.3578; 2064: 44.8207; 2065: 43.2835; 2066: 41.7464; 2067: 40.2092; 2068: 38.6721; 2069: 37.135; 2070: 35.5978; 2071: 34.0607; 2072: 32.5235; 2073: 30.9864; 2074: 29.4493; 2075: 27.9121 | 26.375 | 24.8378 | 23.3007 | 21.7636
Revenue Requirement by vintage year
2012 $/MW-wk
| Aurora Input |  | Levelized Cost | 2020 | 2021 | 2022 | 2023 | 2024 | 2025 | 2026 | 2027 | 2028 | 2029 | 2030 | 2031 | 2032 | 2033 | 2034 | 2035 | 2036 | 2037 | 2038 | 2039 | 2040 | 2041 | 2042 | 2043 | 2044 | 2045 | 2046 | 2047 | 2048 | 2049 | 2050 | 2051 | 2052 | 2053 | 2054 | 2055 | 2056 | 2057 | 2058 | 2059 | 2060 | 2061 | 2062 | 2063 | 2064 | 2065 | 2066 | 2067 | 2068 | 2069 | 2070 | 2071 | 2072 | 2073 | 2074 | 2075
|  | 2020 | 4026.4462 | 6080.4603 | 5741.345 | 5405.5454 | 5154.625 | 4935.5343 | 4740.316 | 4592.8422 | 4469.2408 | 4345.6394 | 4222.0379 | 4098.4365 | 3974.835 | 3851.2336 | 3727.6322 | 3604.0307 | 3480.4293 | 3356.8278 | 3233.2264 | 3109.625 | 2986.0235 | 2862.4221 | 2738.8207 | 2615.2192 | 2491.6178 | 2368.0163 | 2244.4149 | 2120.8135 | 1997.212 | 1873.6106 | 1750.0091 | 0 | 0 | 0 | 0 | 0 | 0 | 0 | 0 | 0 | 0 | 0 | 0 | 0 | 0 | 0 | 0 | 0 | 0 | 0 | 0 | 0 | 0 | 0 | 0 | 0 | 0
|  | 2021 | 4026.4462 |  | 6080.4603 | 5741.345 | 5405.5454 | 5154.625 | 4935.5343 | 4740.316 | 4592.8422 | 4469.2408 | 4345.6394 | 4222.0379 | 4098.4365 | 3974.835 | 3851.2336 | 3727.6322 | 3604.0307 | 3480.4293 | 3356.8278 | 3233.2264 | 3109.625 | 2986.0235 | 2862.4221 | 2738.8207 | 2615.2192 | 2491.6178 | 2368.0163 | 2244.4149 | 2120.8135 | 1997.212 | 1873.6106 | 1750.0091 | 0 | 0 | 0 | 0 | 0 | 0 | 0 | 0 | 0 | 0 | 0 | 0 | 0 | 0 | 0 | 0 | 0 | 0 | 0 | 0 | 0 | 0 | 0 | 0 | 0
|  | 2022 | 4026.4462 |  |  | 6080.4603 | 5741.345 | 5405.5454 | 5154.625 | 4935.5343 | 4740.316 | 4592.8422 | 4469.2408 | 4345.6394 | 4222.0379 | 4098.4365 | 3974.835 | 3851.2336 | 3727.6322 | 3604.0307 | 3480.4293 | 3356.8278 | 3233.2264 | 3109.625 | 2986.0235 | 2862.4221 | 2738.8207 | 2615.2192 | 2491.6178 | 2368.0163 | 2244.4149 | 2120.8135 | 1997.212 | 1873.6106 | 1750.0091 | 0 | 0 | 0 | 0 | 0 | 0 | 0 | 0 | 0 | 0 | 0 | 0 | 0 | 0 | 0 | 0 | 0 | 0 | 0 | 0 | 0 | 0 | 0 | 0
|  | 2023 | 4026.4462 |  |  |  | 6080.4603 | 5741.345 | 5405.5454 | 5154.625 | 4935.5343 | 4740.316 | 4592.8422 | 4469.2408 | 4345.6394 | 4222.0379 | 4098.4365 | 3974.835 | 3851.2336 | 3727.6322 | 3604.0307 | 3480.4293 | 3356.8278 | 3233.2264 | 3109.625 | 2986.0235 | 2862.4221 | 2738.8207 | 2615.2192 | 2491.6178 | 2368.0163 | 2244.4149 | 2120.8135 | 1997.212 | 1873.6106 | 1750.0091 | 0 | 0 | 0 | 0 | 0 | 0 | 0 | 0 | 0 | 0 | 0 | 0 | 0 | 0 | 0 | 0 | 0 | 0 | 0 | 0 | 0 | 0 | 0
|  | 2024 | 4026.4462 |  |  |  |  | 6080.4603 | 5741.345 | 5405.5454 | 5154.625 | 4935.5343 | 4740.316 | 4592.8422 | 4469.2408 | 4345.6394 | 4222.0379 | 4098.4365 | 3974.835 | 3851.2336 | 3727.6322 | 3604.0307 | 3480.4293 | 3356.8278 | 3233.2264 | 3109.625 | 2986.0235 | 2862.4221 | 2738.8207 | 2615.2192 | 2491.6178 | 2368.0163 | 2244.4149 | 2120.8135 | 1997.212 | 1873.6106 | 1750.0091 | 0 | 0 | 0 | 0 | 0 | 0 | 0 | 0 | 0 | 0 | 0 | 0 | 0 | 0 | 0 | 0 | 0 | 0 | 0 | 0 | 0 | 0
|  | 2025 | 4026.4462 | [5 empty] | 6080.4603 | 5741.345 | 5405.5454 | 5154.625 | 4935.5343 | 4740.316 | 4592.8422 | 4469.2408 | 4345.6394 | 4222.0379 | 4098.4365 | 3974.835 | 3851.2336 | 3727.6322 | 3604.0307 | 3480.4293 | 3356.8278 | 3233.2264 | 3109.625 | 2986.0235 | 2862.4221 | 2738.8207 | 2615.2192 | 2491.6178 | 2368.0163 | 2244.4149 | 2120.8135 | 1997.212 | 1873.6106 | 1750.0091 | 0 | 0 | 0 | 0 | 0 | 0 | 0 | 0 | 0 | 0 | 0 | 0 | 0 | 0 | 0 | 0 | 0 | 0 | 0 | 0 | 0
|  | 2026 | 3980.3049 | [6 empty] | 6010.781 | 5675.5519 | 5343.6003 | 5095.5553 | 4878.9754 | 4685.9941 | 4540.2104 | 4418.0253 | 4295.8403 | 4173.6553 | 4051.4703 | 3929.2853 | 3807.1002 | 3684.9152 | 3562.7302 | 3440.5452 | 3318.3601 | 3196.1751 | 3073.9901 | 2951.8051 | 2829.6201 | 2707.435 | 2585.25 | 2463.065 | 2340.88 | 2218.6949 | 2096.5099 | 1974.3249 | 1852.1399 | 1729.9548 | 0 | 0 | 0 | 0 | 0 | 0 | 0 | 0 | 0 | 0 | 0 | 0 | 0 | 0 | 0 | 0 | 0 | 0 | 0 | 0
|  | 2027 | 3934.1637 | [7 empty] | 5941.1018 | 5609.7587 | 5281.6552 | 5036.4857 | 4822.4164 | 4631.6723 | 4487.5785 | 4366.8099 | 4246.0413 | 4125.2727 | 4004.5041 | 3883.7355 | 3762.9669 | 3642.1983 | 3521.4297 | 3400.661 | 3279.8924 | 3159.1238 | 3038.3552 | 2917.5866 | 2796.818 | 2676.0494 | 2555.2808 | 2434.5122 | 2313.7436 | 2192.975 | 2072.2064 | 1951.4378 | 1830.6692 | 1709.9005 | 0 | 0 | 0 | 0 | 0 | 0 | 0 | 0 | 0 | 0 | 0 | 0 | 0 | 0 | 0 | 0 | 0 | 0 | 0
|  | 2028 | 3888.0225 | [8 empty] | 5871.4225 | 5543.9655 | 5219.7102 | 4977.4161 | 4765.8575 | 4577.3504 | 4434.9466 | 4315.5945 | 4196.2423 | 4076.8901 | 3957.5379 | 3838.1857 | 3718.8335 | 3599.4813 | 3480.1291 | 3360.7769 | 3241.4247 | 3122.0725 | 3002.7203 | 2883.3682 | 2764.016 | 2644.6638 | 2525.3116 | 2405.9594 | 2286.6072 | 2167.255 | 2047.9028 | 1928.5506 | 1809.1984 | 1689.8462 | 0 | 0 | 0 | 0 | 0 | 0 | 0 | 0 | 0 | 0 | 0 | 0 | 0 | 0 | 0 | 0 | 0 | 0
|  | 2029 | 3841.8813 | [9 empty] | 5801.7432 | 5478.1723 | 5157.7651 | 4918.3464 | 4709.2985 | 4523.0286 | 4382.3148 | 4264.379 | 4146.4432 | 4028.5075 | 3910.5717 | 3792.6359 | 3674.7001 | 3556.7644 | 3438.8286 | 3320.8928 | 3202.957 | 3085.0213 | 2967.0855 | 2849.1497 | 2731.2139 | 2613.2781 | 2495.3424 | 2377.4066 | 2259.4708 | 2141.535 | 2023.5993 | 1905.6635 | 1787.7277 | 1669.7919 | 0 | 0 | 0 | 0 | 0 | 0 | 0 | 0 | 0 | 0 | 0 | 0 | 0 | 0 | 0 | 0 | 0
|  | 2030 | 3795.74 | [10 empty] | 5732.0639 | 5412.3792 | 5095.82 | 4859.2768 | 4652.7395 | 4468.7068 | 4329.6829 | 4213.1636 | 4096.6442 | 3980.1248 | 3863.6055 | 3747.0861 | 3630.5668 | 3514.0474 | 3397.528 | 3281.0087 | 3164.4893 | 3047.97 | 2931.4506 | 2814.9312 | 2698.4119 | 2581.8925 | 2465.3732 | 2348.8538 | 2232.3344 | 2115.8151 | 1999.2957 | 1882.7764 | 1766.257 | 1649.7376 | 0 | 0 | 0 | 0 | 0 | 0 | 0 | 0 | 0 | 0 | 0 | 0 | 0 | 0 | 0 | 0
|  | 2031 | 3749.5988 | [11 empty] | 5662.3846 | 5346.586 | 5033.875 | 4800.2072 | 4596.1806 | 4414.3849 | 4277.0511 | 4161.9481 | 4046.8452 | 3931.7422 | 3816.6393 | 3701.5363 | 3586.4334 | 3471.3304 | 3356.2275 | 3241.1246 | 3126.0216 | 3010.9187 | 2895.8157 | 2780.7128 | 2665.6098 | 2550.5069 | 2435.404 | 2320.301 | 2205.1981 | 2090.0951 | 1974.9922 | 1859.8892 | 1744.7863 | 1629.6833 | 0 | 0 | 0 | 0 | 0 | 0 | 0 | 0 | 0 | 0 | 0 | 0 | 0 | 0 | 0
|  | 2032 | 3704.0185 | [12 empty] | 5593.5524 | 5281.5926 | 4972.6829 | 4741.8556 | 4540.3092 | 4360.7234 | 4225.059 | 4111.3552 | 3997.6515 | 3883.9478 | 3770.244 | 3656.5403 | 3542.8365 | 3429.1328 | 3315.429 | 3201.7253 | 3088.0215 | 2974.3178 | 2860.614 | 2746.9103 | 2633.2065 | 2519.5028 | 2405.799 | 2292.0953 | 2178.3916 | 2064.6878 | 1950.9841 | 1837.2803 | 1723.5766 | 1609.8728 | 0 | 0 | 0 | 0 | 0 | 0 | 0 | 0 | 0 | 0 | 0 | 0 | 0 | 0
|  | 2033 | 3658.9922 | [13 empty] | 5525.5568 | 5217.3893 | 4912.2347 | 4684.2133 | 4485.1169 | 4307.7142 | 4173.6989 | 4061.3774 | 3949.0558 | 3836.7343 | 3724.4127 | 3612.0912 | 3499.7696 | 3387.448 | 3275.1265 | 3162.8049 | 3050.4834 | 2938.1618 | 2825.8403 | 2713.5187 | 2601.1971 | 2488.8756 | 2376.554 | 2264.2325 | 2151.9109 | 2039.5894 | 1927.2678 | 1814.9462 | 1702.6247 | 1590.3031 | 0 | 0 | 0 | 0 | 0 | 0 | 0 | 0 | 0 | 0 | 0 | 0 | 0
|  | 2034 | 3614.5133 | [14 empty] | 5458.3879 | 5153.9664 | 4852.5213 | 4627.2718 | 4430.5956 | 4255.3494 | 4122.9632 | 4012.0071 | 3901.0509 | 3790.0947 | 3679.1386 | 3568.1824 | 3457.2262 | 3346.27 | 3235.3139 | 3124.3577 | 3013.4015 | 2902.4454 | 2791.4892 | 2680.533 | 2569.5768 | 2458.6207 | 2347.6645 | 2236.7083 | 2125.7522 | 2014.796 | 1903.8398 | 1792.8837 | 1681.9275 | 1570.9713 | 0 | 0 | 0 | 0 | 0 | 0 | 0 | 0 | 0 | 0 | 0 | 0
|  | 2035 | 3570.5751 | [15 empty] | 5392.0354 | 5091.3145 | 4793.5338 | 4571.0224 | 4376.737 | 4203.6211 | 4072.8443 | 3963.2369 | 3853.6295 | 3744.0221 | 3634.4147 | 3524.8074 | 3415.2 | 3305.5926 | 3195.9852 | 3086.3778 | 2976.7705 | 2867.1631 | 2757.5557 | 2647.9483 | 2538.3409 | 2428.7335 | 2319.1262 | 2209.5188 | 2099.9114 | 1990.304 | 1880.6966 | 1771.0893 | 1661.4819 | 1551.8745 | 0 | 0 | 0 | 0 | 0 | 0 | 0 | 0 | 0 | 0 | 0
|  | 2036 | 3527.171 | [16 empty] | 5326.4895 | 5029.4242 | 4735.2633 | 4515.4568 | 4323.5332 | 4152.5217 | 4023.3345 | 3915.0596 | 3806.7846 | 3698.5096 | 3590.2346 | 3481.9596 | 3373.6846 | 3265.4096 | 3157.1346 | 3048.8597 | 2940.5847 | 2832.3097 | 2724.0347 | 2615.7597 | 2507.4847 | 2399.2097 | 2290.9347 | 2182.6598 | 2074.3848 | 1966.1098 | 1857.8348 | 1749.5598 | 1641.2848 | 1533.0098 | 0 | 0 | 0 | 0 | 0 | 0 | 0 | 0 | 0 | 0
|  | 2037 | 3484.2945 | [17 empty] | 5261.7404 | 4968.2862 | 4677.7012 | 4460.5667 | 4270.9761 | 4102.0434 | 3974.4267 | 3867.4679 | 3760.5091 | 3653.5503 | 3546.5915 | 3439.6327 | 3332.6739 | 3225.7151 | 3118.7563 | 3011.7976 | 2904.8388 | 2797.88 | 2690.9212 | 2583.9624 | 2477.0036 | 2370.0448 | 2263.086 | 2156.1272 | 2049.1684 | 1942.2096 | 1835.2508 | 1728.2921 | 1621.3333 | 1514.3745 | 0 | 0 | 0 | 0 | 0 | 0 | 0 | 0 | 0
|  | 2038 | 3441.9392 | [18 empty] | 5197.7784 | 4907.8915 | 4620.8388 | 4406.3438 | 4219.0578 | 4052.1788 | 3926.1133 | 3820.4547 | 3714.7961 | 3609.1375 | 3503.4789 | 3397.8204 | 3292.1618 | 3186.5032 | 3080.8446 | 2975.186 | 2869.5274 | 2763.8688 | 2658.2102 | 2552.5516 | 2446.893 | 2341.2344 | 2235.5758 | 2129.9172 | 2024.2586 | 1918.6 | 1812.9414 | 1707.2828 | 1601.6243 | 1495.9657 | 0 | 0 | 0 | 0 | 0 | 0 | 0 | 0
|  | 2039 | 3400.0988 | [19 empty] | 5134.594 | 4848.2309 | 4564.6676 | 4352.78 | 4167.7708 | 4002.9202 | 3878.3873 | 3774.0131 | 3669.6389 | 3565.2647 | 3460.8905 | 3356.5163 | 3252.1421 | 3147.7679 | 3043.3937 | 2939.0195 | 2834.6453 | 2730.271 | 2625.8968 | 2521.5226 | 2417.1484 | 2312.7742 | 2208.4 | 2104.0258 | 1999.6516 | 1895.2774 | 1790.9032 | 1686.529 | 1582.1548 | 1477.7806 | 0 | 0 | 0 | 0 | 0 | 0 | 0
|  | 2040 | 3358.7671 | [20 empty] | 5072.1776 | 4789.2955 | 4509.1793 | 4299.8674 | 4117.1071 | 3954.2605 | 3831.2414 | 3728.136 | 3625.0305 | 3521.9251 | 3418.8197 | 3315.7143 | 3212.6088 | 3109.5034 | 3006.398 | 2903.2926 | 2800.1871 | 2697.0817 | 2593.9763 | 2490.8709 | 2387.7655 | 2284.66 | 2181.5546 | 2078.4492 | 1975.3438 | 1872.2383 | 1769.1329 | 1666.0275 | 1562.9221 | 1459.8166 | 0 | 0 | 0 | 0 | 0 | 0
|  | 2041 | 3317.9377 | [21 empty] | 5010.5199 | 4731.0766 | 4454.3655 | 4247.598 | 4067.0593 | 3906.1923 | 3784.6686 | 3682.8165 | 3580.9645 | 3479.1124 | 3377.2603 | 3275.4083 | 3173.5562 | 3071.7041 | 2969.8521 | 2868 | 2766.1479 | 2664.2959 | 2562.4438 | 2460.5917 | 2358.7396 | 2256.8876 | 2155.0355 | 2053.1834 | 1951.3314 | 1849.4793 | 1747.6272 | 1645.7752 | 1543.9231 | 1442.071 | 0 | 0 | 0 | 0 | 0
|  | 2042 | 3277.6047 | [22 empty] | 4949.6117 | 4673.5654 | 4400.218 | 4195.9639 | 4017.6199 | 3858.7084 | 3738.662 | 3638.048 | 3537.4341 | 3436.8201 | 3336.2062 | 3235.5922 | 3134.9783 | 3034.3643 | 2933.7504 | 2833.1364 | 2732.5225 | 2631.9085 | 2531.2946 | 2430.6806 | 2330.0667 | 2229.4527 | 2128.8388 | 2028.2248 | 1927.6109 | 1826.9969 | 1726.383 | 1625.769 | 1525.1551 | 1424.5411 | 0 | 0 | 0 | 0
|  | 2043 | 3237.7619 | 2043: 4889.444; 2044: 4616.7533; 2045: 4346.7287; 2046: 4144.9576; 2047: 3968.7815; 2048: 3811.8018; 2049: 3693.2146; 2050: 3593.8237; 2051: 3494.4328; 2052: 3395.042; 2053: 3295.6511; 2054: 3196.2602; 2055: 3096.8693; 2056: 2997.4784; 2057: 2898.0875; 2058: 2798.6967; 2059: 2699.3058; 2060: 2599.9149; 2061: 2500.524; 2062: 2401.1331; 2063: 2301.7423; 2064: 2202.3514; 2065: 2102.9605; 2066: 2003.5696; 2067: 1904.1787; 2068: 1804.7879; 2069: 1705.397; 2070: 1606.0061; 2071: 1506.6152; 2072: 1407.2243; 2073: 0; 2074: 0; 2075: 0
|  | 2044 | 3198.4035 | 2044: 4830.0076; 2045: 4560.6317; 2046: 4293.8896; 2047: 4094.5712; 2048: 3920.5368; 2049: 3765.4653; 2050: 3648.3197; 2051: 3550.137; 2052: 3451.9543; 2053: 3353.7716; 2054: 3255.589; 2055: 3157.4063; 2056: 3059.2236; 2057: 2961.0409; 2058: 2862.8582; 2059: 2764.6756; 2060: 2666.4929; 2061: 2568.3102; 2062: 2470.1275; 2063: 2371.9448; 2064: 2273.7622; 2065: 2175.5795; 2066: 2077.3968; 2067: 1979.2141; 2068: 1881.0314; 2069: 1782.8488; 2070: 1684.6661; 2071: 1586.4834; 2072: 1488.3007; 2073: 1390.118; 2074: 0; 2075: 0
|  | 2045 | 3159.5235 | 2045: 4771.2938; 2046: 4505.1925; 2047: 4241.6928; 2048: 4044.7974; 2049: 3872.8785; 2050: 3719.6921; 2051: 3603.9705; 2052: 3506.9813; 2053: 3409.9922; 2054: 3313.003; 2055: 3216.0138; 2056: 3119.0247; 2057: 3022.0355; 2058: 2925.0463; 2059: 2828.0572; 2060: 2731.068; 2061: 2634.0788; 2062: 2537.0897; 2063: 2440.1005; 2064: 2343.1113; 2065: 2246.1222; 2066: 2149.133; 2067: 2052.1438; 2068: 1955.1547; 2069: 1858.1655; 2070: 1761.1763; 2071: 1664.1872; 2072: 1567.198; 2073: 1470.2088; 2074: 1373.2197; 2075: 0 | 0 | 0 | 0 | 0
|  | 2046 | 3121.1162 | 2046: 4713.2937; 2047: 4450.4271; 2048: 4190.1306; 2049: 3995.6286; 2050: 3825.7996; 2051: 3674.4753; 2052: 3560.1604; 2053: 3464.3503; 2054: 3368.5401; 2055: 3272.73; 2056: 3176.9198; 2057: 3081.1096; 2058: 2985.2995; 2059: 2889.4893; 2060: 2793.6792; 2061: 2697.869; 2062: 2602.0588; 2063: 2506.2487; 2064: 2410.4385; 2065: 2314.6284; 2066: 2218.8182; 2067: 2123.008; 2068: 2027.1979; 2069: 1931.3877; 2070: 1835.5776; 2071: 1739.7674; 2072: 1643.9572; 2073: 1548.1471; 2074: 1452.3369; 2075: 1356.5267 | 0 | 0 | 0 | 0
|  | 2047 | 3083.1757 | 2047: 4655.9986; 2048: 4396.3275; 2049: 4139.1951; 2050: 3947.0575; 2051: 3779.293; 2052: 3629.8082; 2053: 3516.8829; 2054: 3422.2374; 2055: 3327.592; 2056: 3232.9465; 2057: 3138.301; 2058: 3043.6555; 2059: 2949.01; 2060: 2854.3645; 2061: 2759.719; 2062: 2665.0736; 2063: 2570.4281; 2064: 2475.7826; 2065: 2381.1371; 2066: 2286.4916; 2067: 2191.8461; 2068: 2097.2006; 2069: 2002.5551; 2070: 1907.9097; 2071: 1813.2642; 2072: 1718.6187; 2073: 1623.9732; 2074: 1529.3277; 2075: 1434.6822 | 1340.0367 | 0 | 0 | 0
|  | 2048 | 3045.6965 | 2048: 4599.4001; 2049: 4342.8855; 2050: 4088.8789; 2051: 3899.0769; 2052: 3733.3517; 2053: 3585.684; 2054: 3474.1315; 2055: 3380.6365; 2056: 3287.1416; 2057: 3193.6466; 2058: 3100.1516; 2059: 3006.6567; 2060: 2913.1617; 2061: 2819.6667; 2062: 2726.1717; 2063: 2632.6768; 2064: 2539.1818; 2065: 2445.6868; 2066: 2352.1919; 2067: 2258.6969; 2068: 2165.2019; 2069: 2071.7069; 2070: 1978.212; 2071: 1884.717; 2072: 1791.222; 2073: 1697.7271; 2074: 1604.2321; 2075: 1510.7371 | 1417.2421 | 1323.7472 | 0 | 0
|  | 2049 | 3008.6728 | 2049: 4543.4895; 2050: 4290.0931; 2051: 4039.1742; 2052: 3851.6795; 2053: 3687.9689; 2054: 3542.0963; 2055: 3431.8998; 2056: 3339.5413; 2057: 3247.1829; 2058: 3154.8245; 2059: 3062.466; 2060: 2970.1076; 2061: 2877.7491; 2062: 2785.3907; 2063: 2693.0323; 2064: 2600.6738; 2065: 2508.3154; 2066: 2415.9569; 2067: 2323.5985; 2068: 2231.24; 2069: 2138.8816; 2070: 2046.5232; 2071: 1954.1647; 2072: 1861.8063; 2073: 1769.4478; 2074: 1677.0894; 2075: 1584.731 | 1492.3725 | 1400.0141 | 1307.6556 | 0
|  | 2050 | 2972.0993 | 2050: 4488.2586; 2051: 4237.9425; 2052: 3990.0738; 2053: 3804.8583; 2054: 3643.1377; 2055: 3499.0384; 2056: 3390.1814; 2057: 3298.9457; 2058: 3207.71; 2059: 3116.4742; 2060: 3025.2385; 2061: 2934.0028; 2062: 2842.7671; 2063: 2751.5313; 2064: 2660.2956; 2065: 2569.0599; 2066: 2477.8242; 2067: 2386.5884; 2068: 2295.3527; 2069: 2204.117; 2070: 2112.8812; 2071: 2021.6455; 2072: 1930.4098; 2073: 1839.1741; 2074: 1747.9383; 2075: 1656.7026 | 1565.4669 | 1474.2312 | 1382.9954 | 1291.7597
|  | Annual Change (%) |  | 0% | 0% | 0% | 0% | 0% | 0% | -1.146% | -1.159% | -1.173% | -1.187% | -1.201% | -1.216% | -1.216% | -1.216% | -1.216% | -1.216% | -1.216% | -1.216% | -1.216% | -1.216% | -1.216% | -1.216% | -1.216% | -1.216% | -1.216% | -1.216% | -1.216% | -1.216% | -1.216% | -1.216% | -1.216% | 0% | 0% | 0% | 0% | 0% | 0% | 0% | 0% | 0% | 0% | 0% | 0% | 0% | 0% | 0% | 0% | 0% | 0% | 0% | 0% | 0% | 0% | 0% | 0% | 0%
|  | Levelized Capital Cost ($/MW-wk) |  | 4026.4462 | 4026.4462 | 4026.4462 | 4026.4462 | 4026.4462 | 4026.4462 | 3980.3049 | 3934.1637 | 3888.0225 | 3841.8813 | 3795.74 | 3749.5988 | 3704.0185 | 3658.9922 | 3614.5133 | 3570.5751 | 3527.171 | 3484.2945 | 3441.9392 | 3400.0988 | 3358.7671 | 3317.9377 | 3277.6047 | 3237.7619 | 3198.4035 | 3159.5235 | 3121.1162 | 3083.1757 | 3045.6965 | 3008.6728 | 2972.0993 | 2972.0993 | 2972.0993 | 2972.0993 | 2972.0993 | 2972.0993 | 2972.0993 | 2972.0993 | 2972.0993 | 2972.0993 | 2972.0993 | 2972.0993 | 2972.0993 | 2972.0993 | 2972.0993 | 2972.0993 | 2972.0993 | 2972.0993 | 2972.0993 | 2972.0993 | 2972.0993 | 2972.0993 | 2972.0993 | 2972.0993 | 2972.0993 | 2972.0993
|  | Economic Life | 30
|  | check s/b 0 | 0
itc
Revenue Requirement by vintage year
2012 $/MW-wk
| Aurora Input |  | Levelized Cost | 2020 | 2021 | 2022 | 2023 | 2024 | 2025 | 2026 | 2027 | 2028 | 2029 | 2030 | 2031 | 2032 | 2033 | 2034 | 2035 | 2036 | 2037 | 2038 | 2039 | 2040 | 2041 | 2042 | 2043 | 2044 | 2045 | 2046 | Levelized | 2047 | 2048 | 2049 | 2050 | 2051 | 2052 | 2053 | 2054 | 2055 | 2056 | 2057 | 2058 | 2059 | 2060 | 2061 | 2062 | 2063 | 2064 | 2065 | 2066 | 2067 | 2068 | 2069 | 2070 | 2071 | 2072 | 2073 | 2074 | 2075 | 2076 | 2077 | 2078 | 2079
|  | 2020 | 4026.4462 | 6080.4603 | 5741.345 | 5405.5454 | 5154.625 | 4935.5343 | 4740.316 | 4592.8422 | 4469.2408 | 4345.6394 | 4222.0379 | 4098.4365 | 3974.835 | 3851.2336 | 3727.6322 | 3604.0307 | 3480.4293 | 3356.8278 | 3233.2264 | 3109.625 | 2986.0235 | 2862.4221 | 2738.8207 | 2615.2192 | 2491.6178 | 2368.0163 | 2244.4149 | 2120.8135 | 1877.0787 | 1997.212 | 1873.6106 | 1750.0091 | 0 | 0 | 0 | 0 | 0 | 0 | 0 | 0 | 0 | 0 | 0 | 0 | 0 | 0 | 0 | 0 | 0 | 0 | 0 | 0 | 0 | 0 | 0 | 0 | 0 | 0 | 0 | 0 | 0 | 0
|  | 2021 | 4026.4462 |  | 6080.4603 | 5741.345 | 5405.5454 | 5154.625 | 4935.5343 | 4740.316 | 4592.8422 | 4469.2408 | 4345.6394 | 4222.0379 | 4098.4365 | 3974.835 | 3851.2336 | 3727.6322 | 3604.0307 | 3480.4293 | 3356.8278 | 3233.2264 | 3109.625 | 2986.0235 | 2862.4221 | 2738.8207 | 2615.2192 | 2491.6178 | 2368.0163 | 2244.4149 | 1941.9127 | 2120.8135 | 1997.212 | 1873.6106 | 1750.0091 | 0 | 0 | 0 | 0 | 0 | 0 | 0 | 0 | 0 | 0 | 0 | 0 | 0 | 0 | 0 | 0 | 0 | 0 | 0 | 0 | 0 | 0 | 0 | 0 | 0 | 0 | 0 | 0 | 0
|  | 2022 | 4026.4462 |  |  | 6080.4603 | 5741.345 | 5405.5454 | 5154.625 | 4935.5343 | 4740.316 | 4592.8422 | 4469.2408 | 4345.6394 | 4222.0379 | 4098.4365 | 3974.835 | 3851.2336 | 3727.6322 | 3604.0307 | 3480.4293 | 3356.8278 | 3233.2264 | 3109.625 | 2986.0235 | 2862.4221 | 2738.8207 | 2615.2192 | 2491.6178 | 2368.0163 | 2007.6116 | 2244.4149 | 2120.8135 | 1997.212 | 1873.6106 | 1750.0091 | 0 | 0 | 0 | 0 | 0 | 0 | 0 | 0 | 0 | 0 | 0 | 0 | 0 | 0 | 0 | 0 | 0 | 0 | 0 | 0 | 0 | 0 | 0 | 0 | 0 | 0 | 0 | 0
|  | 2023 | 4026.4462 |  |  |  | 6080.4603 | 5741.345 | 5405.5454 | 5154.625 | 4935.5343 | 4740.316 | 4592.8422 | 4469.2408 | 4345.6394 | 4222.0379 | 4098.4365 | 3974.835 | 3851.2336 | 3727.6322 | 3604.0307 | 3480.4293 | 3356.8278 | 3233.2264 | 3109.625 | 2986.0235 | 2862.4221 | 2738.8207 | 2615.2192 | 2491.6178 | 2074.1738 | 2368.0163 | 2244.4149 | 2120.8135 | 1997.212 | 1873.6106 | 1750.0091 | 0 | 0 | 0 | 0 | 0 | 0 | 0 | 0 | 0 | 0 | 0 | 0 | 0 | 0 | 0 | 0 | 0 | 0 | 0 | 0 | 0 | 0 | 0 | 0 | 0 | 0 | 0
|  | 2024 | 4026.4462 |  |  |  |  | 6080.4603 | 5741.345 | 5405.5454 | 5154.625 | 4935.5343 | 4740.316 | 4592.8422 | 4469.2408 | 4345.6394 | 4222.0379 | 4098.4365 | 3974.835 | 3851.2336 | 3727.6322 | 3604.0307 | 3480.4293 | 3356.8278 | 3233.2264 | 3109.625 | 2986.0235 | 2862.4221 | 2738.8207 | 2615.2192 | 2141.5978 | 2491.6178 | 2368.0163 | 2244.4149 | 2120.8135 | 1997.212 | 1873.6106 | 1750.0091 | 0 | 0 | 0 | 0 | 0 | 0 | 0 | 0 | 0 | 0 | 0 | 0 | 0 | 0 | 0 | 0 | 0 | 0 | 0 | 0 | 0 | 0 | 0 | 0 | 0 | 0
|  | 2025 | 4026.4462 | [5 empty] | 6080.4603 | 5741.345 | 5405.5454 | 5154.625 | 4935.5343 | 4740.316 | 4592.8422 | 4469.2408 | 4345.6394 | 4222.0379 | 4098.4365 | 3974.835 | 3851.2336 | 3727.6322 | 3604.0307 | 3480.4293 | 3356.8278 | 3233.2264 | 3109.625 | 2986.0235 | 2862.4221 | 2738.8207 | 2209.8816 | 2615.2192 | 2491.6178 | 2368.0163 | 2244.4149 | 2120.8135 | 1997.212 | 1873.6106 | 1750.0091 | 0 | 0 | 0 | 0 | 0 | 0 | 0 | 0 | 0 | 0 | 0 | 0 | 0 | 0 | 0 | 0 | 0 | 0 | 0 | 0 | 0 | 0 | 0 | 0 | 0
|  | 2026 | 3980.3049 | [6 empty] | 6080.4603 | 5741.345 | 5405.5454 | 5154.625 | 4935.5343 | 4740.316 | 4592.8422 | 4469.2408 | 4345.6394 | 4222.0379 | 4098.4365 | 3974.835 | 3851.2336 | 3727.6322 | 3604.0307 | 3480.4293 | 3356.8278 | 3233.2264 | 3109.625 | 2986.0235 | 2862.4221 | 2279.0229 | 2738.8207 | 2615.2192 | 2491.6178 | 2368.0163 | 2244.4149 | 2120.8135 | 1997.212 | 1873.6106 | 1750.0091 | 0 | 0 | 0 | 0 | 0 | 0 | 0 | 0 | 0 | 0 | 0 | 0 | 0 | 0 | 0 | 0 | 0 | 0 | 0 | 0 | 0 | 0 | 0 | 0
|  | 2027 | 3934.1637 | [7 empty] | 6080.4603 | 5741.345 | 5405.5454 | 5154.625 | 4935.5343 | 4740.316 | 4592.8422 | 4469.2408 | 4345.6394 | 4222.0379 | 4098.4365 | 3974.835 | 3851.2336 | 3727.6322 | 3604.0307 | 3480.4293 | 3356.8278 | 3233.2264 | 3109.625 | 2986.0235 | 2349.0191 | 2862.4221 | 2738.8207 | 2615.2192 | 2491.6178 | 2368.0163 | 2244.4149 | 2120.8135 | 1997.212 | 1873.6106 | 1750.0091 | 0 | 0 | 0 | 0 | 0 | 0 | 0 | 0 | 0 | 0 | 0 | 0 | 0 | 0 | 0 | 0 | 0 | 0 | 0 | 0 | 0 | 0 | 0
|  | 2028 | 3888.0225 | [8 empty] | 6010.781 | 5675.5519 | 5343.6003 | 5095.5553 | 4878.9754 | 4685.9941 | 4540.2104 | 4418.0253 | 4295.8403 | 4173.6553 | 4051.4703 | 3929.2853 | 3807.1002 | 3684.9152 | 3562.7302 | 3440.5452 | 3318.3601 | 3196.1751 | 3073.9901 | 2392.1368 | 2951.8051 | 2829.6201 | 2707.435 | 2585.25 | 2463.065 | 2340.88 | 2218.6949 | 2096.5099 | 1974.3249 | 1852.1399 | 1729.9548 | 0 | 0 | 0 | 0 | 0 | 0 | 0 | 0 | 0 | 0 | 0 | 0 | 0 | 0 | 0 | 0 | 0 | 0 | 0 | 0 | 0 | 0
|  | 2029 | 3841.8813 | [9 empty] | 5941.1018 | 5609.7587 | 5281.6552 | 5036.4857 | 4822.4164 | 4631.6723 | 4487.5785 | 4366.8099 | 4246.0413 | 4125.2727 | 4004.5041 | 3883.7355 | 3762.9669 | 3642.1983 | 3521.4297 | 3400.661 | 3279.8924 | 3159.1238 | 2434.4602 | 3038.3552 | 2917.5866 | 2796.818 | 2676.0494 | 2555.2808 | 2434.5122 | 2313.7436 | 2192.975 | 2072.2064 | 1951.4378 | 1830.6692 | 1709.9005 | 0 | 0 | 0 | 0 | 0 | 0 | 0 | 0 | 0 | 0 | 0 | 0 | 0 | 0 | 0 | 0 | 0 | 0 | 0 | 0 | 0
|  | 2030 | 3795.74 | [10 empty] | 5871.4225 | 5543.9655 | 5219.7102 | 4977.4161 | 4765.8575 | 4577.3504 | 4434.9466 | 4315.5945 | 4196.2423 | 4076.8901 | 3957.5379 | 3838.1857 | 3718.8335 | 3599.4813 | 3480.1291 | 3360.7769 | 3241.4247 | 2475.9567 | 3122.0725 | 3002.7203 | 2883.3682 | 2764.016 | 2644.6638 | 2525.3116 | 2405.9594 | 2286.6072 | 2167.255 | 2047.9028 | 1928.5506 | 1809.1984 | 1689.8462 | 0 | 0 | 0 | 0 | 0 | 0 | 0 | 0 | 0 | 0 | 0 | 0 | 0 | 0 | 0 | 0 | 0 | 0 | 0 | 0
|  | 2031 | 3749.5988 | [11 empty] | 5801.7432 | 5478.1723 | 5157.7651 | 4918.3464 | 4709.2985 | 4523.0286 | 4382.3148 | 4264.379 | 4146.4432 | 4028.5075 | 3910.5717 | 3792.6359 | 3674.7001 | 3556.7644 | 3438.8286 | 3320.8928 | 2516.5938 | 3202.957 | 3085.0213 | 2967.0855 | 2849.1497 | 2731.2139 | 2613.2781 | 2495.3424 | 2377.4066 | 2259.4708 | 2141.535 | 2023.5993 | 1905.6635 | 1787.7277 | 1669.7919 | 0 | 0 | 0 | 0 | 0 | 0 | 0 | 0 | 0 | 0 | 0 | 0 | 0 | 0 | 0 | 0 | 0 | 0 | 0
|  | 2032 | 3704.0185 | [12 empty] | 5732.0639 | 5412.3792 | 5095.82 | 4859.2768 | 4652.7395 | 4468.7068 | 4329.6829 | 4213.1636 | 4096.6442 | 3980.1248 | 3863.6055 | 3747.0861 | 3630.5668 | 3514.0474 | 3397.528 | 2556.3388 | 3281.0087 | 3164.4893 | 3047.97 | 2931.4506 | 2814.9312 | 2698.4119 | 2581.8925 | 2465.3732 | 2348.8538 | 2232.3344 | 2115.8151 | 1999.2957 | 1882.7764 | 1766.257 | 1649.7376 | 0 | 0 | 0 | 0 | 0 | 0 | 0 | 0 | 0 | 0 | 0 | 0 | 0 | 0 | 0 | 0 | 0 | 0
|  | 2033 | 3658.9922 | [13 empty] | 5662.3846 | 5346.586 | 5033.875 | 4800.2072 | 4596.1806 | 4414.3849 | 4277.0511 | 4161.9481 | 4046.8452 | 3931.7422 | 3816.6393 | 3701.5363 | 3586.4334 | 3471.3304 | 2595.1588 | 3356.2275 | 3241.1246 | 3126.0216 | 3010.9187 | 2895.8157 | 2780.7128 | 2665.6098 | 2550.5069 | 2435.404 | 2320.301 | 2205.1981 | 2090.0951 | 1974.9922 | 1859.8892 | 1744.7863 | 1629.6833 | 0 | 0 | 0 | 0 | 0 | 0 | 0 | 0 | 0 | 0 | 0 | 0 | 0 | 0 | 0 | 0 | 0
|  | 2034 | 3614.5133 | [14 empty] | 5593.5524 | 5281.5926 | 4972.6829 | 4741.8556 | 4540.3092 | 4360.7234 | 4225.059 | 4111.3552 | 3997.6515 | 3883.9478 | 3770.244 | 3656.5403 | 3542.8365 | 2633.4199 | 3429.1328 | 3315.429 | 3201.7253 | 3088.0215 | 2974.3178 | 2860.614 | 2746.9103 | 2633.2065 | 2519.5028 | 2405.799 | 2292.0953 | 2178.3916 | 2064.6878 | 1950.9841 | 1837.2803 | 1723.5766 | 1609.8728 | 0 | 0 | 0 | 0 | 0 | 0 | 0 | 0 | 0 | 0 | 0 | 0 | 0 | 0 | 0 | 0
|  | 2035 | 3570.5751 | [15 empty] | 5525.5568 | 5217.3893 | 4912.2347 | 4684.2133 | 4485.1169 | 4307.7142 | 4173.6989 | 4061.3774 | 3949.0558 | 3836.7343 | 3724.4127 | 3612.0912 | 2671.1162 | 3499.7696 | 3387.448 | 3275.1265 | 3162.8049 | 3050.4834 | 2938.1618 | 2825.8403 | 2713.5187 | 2601.1971 | 2488.8756 | 2376.554 | 2264.2325 | 2151.9109 | 2039.5894 | 1927.2678 | 1814.9462 | 1702.6247 | 1590.3031 | 0 | 0 | 0 | 0 | 0 | 0 | 0 | 0 | 0 | 0 | 0 | 0 | 0 | 0 | 0
|  | 2036 | 3527.171 | [16 empty] | 5458.3879 | 5153.9664 | 4852.5213 | 4627.2718 | 4430.5956 | 4255.3494 | 4122.9632 | 4012.0071 | 3901.0509 | 3790.0947 | 3679.1386 | 2708.2422 | 3568.1824 | 3457.2262 | 3346.27 | 3235.3139 | 3124.3577 | 3013.4015 | 2902.4454 | 2791.4892 | 2680.533 | 2569.5768 | 2458.6207 | 2347.6645 | 2236.7083 | 2125.7522 | 2014.796 | 1903.8398 | 1792.8837 | 1681.9275 | 1570.9713 | 0 | 0 | 0 | 0 | 0 | 0 | 0 | 0 | 0 | 0 | 0 | 0 | 0 | 0
|  | 2037 | 3484.2945 | [17 empty] | 5392.0354 | 5091.3145 | 4793.5338 | 4571.0224 | 4376.737 | 4203.6211 | 4072.8443 | 3963.2369 | 3853.6295 | 3744.0221 | 2744.7926 | 3634.4147 | 3524.8074 | 3415.2 | 3305.5926 | 3195.9852 | 3086.3778 | 2976.7705 | 2867.1631 | 2757.5557 | 2647.9483 | 2538.3409 | 2428.7335 | 2319.1262 | 2209.5188 | 2099.9114 | 1990.304 | 1880.6966 | 1771.0893 | 1661.4819 | 1551.8745 | 0 | 0 | 0 | 0 | 0 | 0 | 0 | 0 | 0 | 0 | 0 | 0 | 0
|  | 2038 | 3441.9392 | [18 empty] | 5326.4895 | 5029.4242 | 4735.2633 | 4515.4568 | 4323.5332 | 4152.5217 | 4023.3345 | 3915.0596 | 3806.7846 | 2780.7622 | 3698.5096 | 3590.2346 | 3481.9596 | 3373.6846 | 3265.4096 | 3157.1346 | 3048.8597 | 2940.5847 | 2832.3097 | 2724.0347 | 2615.7597 | 2507.4847 | 2399.2097 | 2290.9347 | 2182.6598 | 2074.3848 | 1966.1098 | 1857.8348 | 1749.5598 | 1641.2848 | 1533.0098 | 0 | 0 | 0 | 0 | 0 | 0 | 0 | 0 | 0 | 0 | 0 | 0
|  | 2039 | 3400.0988 | [19 empty] | 5261.7404 | 4968.2862 | 4677.7012 | 4460.5667 | 4270.9761 | 4102.0434 | 3974.4267 | 3867.4679 | 2816.1462 | 3760.5091 | 3653.5503 | 3546.5915 | 3439.6327 | 3332.6739 | 3225.7151 | 3118.7563 | 3011.7976 | 2904.8388 | 2797.88 | 2690.9212 | 2583.9624 | 2477.0036 | 2370.0448 | 2263.086 | 2156.1272 | 2049.1684 | 1942.2096 | 1835.2508 | 1728.2921 | 1621.3333 | 1514.3745 | 0 | 0 | 0 | 0 | 0 | 0 | 0 | 0 | 0 | 0 | 0
|  | 2040 | 3358.7671 | [20 empty] | 5197.7784 | 4907.8915 | 4620.8388 | 4406.3438 | 4219.0578 | 4052.1788 | 3926.1133 | 2850.94 | 3820.4547 | 3714.7961 | 3609.1375 | 3503.4789 | 3397.8204 | 3292.1618 | 3186.5032 | 3080.8446 | 2975.186 | 2869.5274 | 2763.8688 | 2658.2102 | 2552.5516 | 2446.893 | 2341.2344 | 2235.5758 | 2129.9172 | 2024.2586 | 1918.6 | 1812.9414 | 1707.2828 | 1601.6243 | 1495.9657 | 0 | 0 | 0 | 0 | 0 | 0 | 0 | 0 | 0 | 0
|  | 2041 | 3317.9377 | [21 empty] | 5134.594 | 4848.2309 | 4564.6676 | 4352.78 | 4167.7708 | 4002.9202 | 2885.139 | 3878.3873 | 3774.0131 | 3669.6389 | 3565.2647 | 3460.8905 | 3356.5163 | 3252.1421 | 3147.7679 | 3043.3937 | 2939.0195 | 2834.6453 | 2730.271 | 2625.8968 | 2521.5226 | 2417.1484 | 2312.7742 | 2208.4 | 2104.0258 | 1999.6516 | 1895.2774 | 1790.9032 | 1686.529 | 1582.1548 | 1477.7806 | 0 | 0 | 0 | 0 | 0 | 0 | 0 | 0 | 0
|  | 2042 | 3277.6047 | [22 empty] | 5072.1776 | 4789.2955 | 4509.1793 | 4299.8674 | 4117.1071 | 2920.0004 | 3954.2605 | 3831.2414 | 3728.136 | 3625.0305 | 3521.9251 | 3418.8197 | 3315.7143 | 3212.6088 | 3109.5034 | 3006.398 | 2903.2926 | 2800.1871 | 2697.0817 | 2593.9763 | 2490.8709 | 2387.7655 | 2284.66 | 2181.5546 | 2078.4492 | 1975.3438 | 1872.2383 | 1769.1329 | 1666.0275 | 1562.9221 | 1459.8166 | 0 | 0 | 0 | 0 | 0 | 0 | 0 | 0
|  | 2043 | 3237.7619 | [23 empty] | 5010.5199 | 4731.0766 | 4454.3655 | 4247.598 | 2957.7811 | 4067.0593 | 3906.1923 | 3784.6686 | 3682.8165 | 3580.9645 | 3479.1124 | 3377.2603 | 3275.4083 | 3173.5562 | 3071.7041 | 2969.8521 | 2868 | 2766.1479 | 2664.2959 | 2562.4438 | 2460.5917 | 2358.7396 | 2256.8876 | 2155.0355 | 2053.1834 | 1951.3314 | 1849.4793 | 1747.6272 | 1645.7752 | 1543.9231 | 1442.071 | 0 | 0 | 0 | 0 | 0 | 0 | 0
|  | 2044 | 3198.4035 | [24 empty] | 4949.6117 | 4673.5654 | 4400.218 | 2999.1734 | 4195.9639 | 4017.6199 | 3858.7084 | 3738.662 | 3638.048 | 3537.4341 | 3436.8201 | 3336.2062 | 3235.5922 | 3134.9783 | 3034.3643 | 2933.7504 | 2833.1364 | 2732.5225 | 2631.9085 | 2531.2946 | 2430.6806 | 2330.0667 | 2229.4527 | 2128.8388 | 2028.2248 | 1927.6109 | 1826.9969 | 1726.383 | 1625.769 | 1525.1551 | 1424.5411 | 0 | 0 | 0 | 0 | 0 | 0
|  | 2045 | 3159.5235 | [25 empty] | 4889.444 | 4616.7533 | 3045.1274 | 4346.7287 | 4144.9576 | 3968.7815 | 3811.8018 | 3693.2146 | 3593.8237 | 3494.4328 | 3395.042 | 3295.6511 | 3196.2602 | 3096.8693 | 2997.4784 | 2898.0875 | 2798.6967 | 2699.3058 | 2599.9149 | 2500.524 | 2401.1331 | 2301.7423 | 2202.3514 | 2102.9605 | 2003.5696 | 1904.1787 | 1804.7879 | 1705.397 | 1606.0061 | 1506.6152 | 1407.2243 | 0 | 0 | 0 | 0 | 0
|  | 2046 | 3121.1162 | [26 empty] | 4830.0076 | 3098.8937 | 4560.6317 | 4293.8896 | 4094.5712 | 3920.5368 | 3765.4653 | 3648.3197 | 3550.137 | 3451.9543 | 3353.7716 | 3255.589 | 3157.4063 | 3059.2236 | 2961.0409 | 2862.8582 | 2764.6756 | 2666.4929 | 2568.3102 | 2470.1275 | 2371.9448 | 2273.7622 | 2175.5795 | 2077.3968 | 1979.2141 | 1881.0314 | 1782.8488 | 1684.6661 | 1586.4834 | 1488.3007 | 1390.118 | 0 | 0 | 0 | 0
|  | 2047 | 3083.1757 | [27 empty] | 3159.5235 | 4771.2938 | 4505.1925 | 4241.6928 | 4044.7974 | 3872.8785 | 3719.6921 | 3603.9705 | 3506.9813 | 3409.9922 | 3313.003 | 3216.0138 | 3119.0247 | 3022.0355 | 2925.0463 | 2828.0572 | 2731.068 | 2634.0788 | 2537.0897 | 2440.1005 | 2343.1113 | 2246.1222 | 2149.133 | 2052.1438 | 1955.1547 | 1858.1655 | 1761.1763 | 1664.1872 | 1567.198 | 1470.2088 | 1373.2197 | 0 | 0 | 0
|  | 2048 | 3045.6965 | [27 empty] | 3121.1162 |  | 4713.2937 | 4450.4271 | 4190.1306 | 3995.6286 | 3825.7996 | 3674.4753 | 3560.1604 | 3464.3503 | 3368.5401 | 3272.73 | 3176.9198 | 3081.1096 | 2985.2995 | 2889.4893 | 2793.6792 | 2697.869 | 2602.0588 | 2506.2487 | 2410.4385 | 2314.6284 | 2218.8182 | 2123.008 | 2027.1979 | 1931.3877 | 1835.5776 | 1739.7674 | 1643.9572 | 1548.1471 | 1452.3369 | 1356.5267 | 0 | 0
|  | 2049 | 3008.6728 | [27 empty] | 3083.1757 |  |  | 4655.9986 | 4396.3275 | 4139.1951 | 3947.0575 | 3779.293 | 3629.8082 | 3516.8829 | 3422.2374 | 3327.592 | 3232.9465 | 3138.301 | 3043.6555 | 2949.01 | 2854.3645 | 2759.719 | 2665.0736 | 2570.4281 | 2475.7826 | 2381.1371 | 2286.4916 | 2191.8461 | 2097.2006 | 2002.5551 | 1907.9097 | 1813.2642 | 1718.6187 | 1623.9732 | 1529.3277 | 1434.6822 | 1340.0367 | 0
|  | 2050 | 2972.0993 | [27 empty] | 3045.6965 |  |  |  | 4599.4001 | 4342.8855 | 4088.8789 | 3899.0769 | 3733.3517 | 3585.684 | 3474.1315 | 3380.6365 | 3287.1416 | 3193.6466 | 3100.1516 | 3006.6567 | 2913.1617 | 2819.6667 | 2726.1717 | 2632.6768 | 2539.1818 | 2445.6868 | 2352.1919 | 2258.6969 | 2165.2019 | 2071.7069 | 1978.212 | 1884.717 | 1791.222 | 1697.7271 | 1604.2321 | 1510.7371 | 1417.2421 | 1323.7472
|  |  |  | 30% | 30% | 30% | 30% | 26% | 22% | 10% | 10% | 10% | 10% | 10% | 10% | 10% | 10% | 10% | 10% | 10% | 10% | 10% | 10% | 10% | 10% | 10% | 10% | 10% | 10% | 10% | 10% | 10% | 10% | 10% | 10% | 10% | 10% | 10% | 10% | 10% | 10% | 10% | 10% | 10% | 10% | 10% | 10% | 10% | 10% | 10% | 10% | 10% | 10% | 10% | 10% | 10% | 10% | 10% | 10%
ITC
| 2020-2023 | 30% |  | 266.4103 | [27 empty] | 2064: 0; 2065: 0; 2066: 0; 2067: 0; 2068: 0; 2069: 0; 2070: 0; 2071: 0; 2072: 0
| 2024 | 26% |  | 230.889 | [27 empty] | 2056: 0; 2057: 0; 2058: 0; 2059: 0; 2060: 0; 2061: 0; 2062: 0; 2063: 0; 2064: 0; 2065: 0; 2066: 0; 2067: 0; 2068: 0; 2069: 0; 2070: 0; 2071: 0; 2072: 0; 2073: 0; 2074: 0
| 2025 | 22% |  | 195.3676 | [27 empty] | 2056: 0; 2057: 0; 2058: 0; 2059: 0; 2060: 0; 2061: 0; 2062: 0; 2063: 0; 2064: 0; 2065: 0; 2066: 0; 2067: 0; 2068: 0; 2069: 0; 2070: 0; 2071: 0; 2072: 0; 2073: 0; 2074: 0
| Start 2026 | 10% |  | 88.8034 | [27 empty] | 2056: 0; 2057: 0; 2058: 0; 2059: 0; 2060: 0; 2061: 0; 2062: 0; 2063: 0; 2064: 0; 2065: 0; 2066: 0; 2067: 0; 2068: 0; 2069: 0; 2070: 0; 2071: 0; 2072: 0; 2073: 0; 2074: 0
[41 empty] | 0 | 0 | 0 | 0 | 0 | 0 | 0 | 0 | 0 | 0 | 0 | 0 | 0 | 0 | 0 | 0 | 0 | 0 | 0
[41 empty] | 0 | 0 | 0 | 0 | 0 | 0 | 0 | 0 | 0 | 0 | 0 | 0 | 0 | 0 | 0 | 0 | 0 | 0 | 0
Amortization
|  | 30% |  | 13.3205 | 13.3205 | 13.3205 | 13.3205 | 13.3205 | 13.3205 | 13.3205 | 13.3205 | 13.3205 | 13.3205 | 13.3205 | 13.3205 | 13.3205 | 13.3205 | 13.3205 | 13.3205 | 13.3205 | 13.3205 | 13.3205 | 13.3205 | 13.3205 | 13.3205 | 13.3205 | 13.3205 | 13.3205 | 13.3205 | 13.3205 | 13.3205 | 13.3205 | 13.3205 | 13.3205 | 13.3205 | 13.3205 | 13.3205 | 13.3205 | 13.3205 | 13.3205 | 13.3205 | 13.3205 | 13.3205 | 13.3205 | 13.3205 | 13.3205 | 13.3205 | 13.3205 | 13.3205 | 13.3205 | 13.3205 | 13.3205 | 13.3205 | 13.3205 | 13.3205 | 13.3205 | 13.3205 | 13.3205 | 13.3205
|  | 26% |  | 11.5444 | 11.5444 | 11.5444 | 11.5444 | 11.5444 | 11.5444 | 11.5444 | 11.5444 | 11.5444 | 11.5444 | 11.5444 | 11.5444 | 11.5444 | 11.5444 | 11.5444 | 11.5444 | 11.5444 | 11.5444 | 11.5444 | 11.5444 | 11.5444 | 11.5444 | 11.5444 | 11.5444 | 11.5444 | 11.5444 | 11.5444 | 11.5444 | 11.5444 | 11.5444 | 11.5444 | 11.5444 | 11.5444 | 11.5444 | 11.5444 | 11.5444 | 11.5444 | 11.5444 | 11.5444 | 11.5444 | 11.5444 | 11.5444 | 11.5444 | 11.5444 | 11.5444 | 11.5444 | 11.5444 | 11.5444 | 11.5444 | 11.5444 | 11.5444 | 11.5444 | 11.5444 | 11.5444 | 11.5444 | 11.5444
|  | 22% |  | 9.7684 | 9.7684 | 9.7684 | 9.7684 | 9.7684 | 9.7684 | 9.7684 | 9.7684 | 9.7684 | 9.7684 | 9.7684 | 9.7684 | 9.7684 | 9.7684 | 9.7684 | 9.7684 | 9.7684 | 9.7684 | 9.7684 | 9.7684 | 9.7684 | 9.7684 | 9.7684 | 9.7684 | 9.7684 | 9.7684 | 9.7684 | 9.7684 | 9.7684 | 9.7684 | 9.7684 | 9.7684 | 9.7684 | 9.7684 | 9.7684 | 9.7684 | 9.7684 | 9.7684 | 9.7684 | 9.7684 | 9.7684 | 9.7684 | 9.7684 | 9.7684 | 9.7684 | 9.7684 | 9.7684 | 9.7684 | 9.7684 | 9.7684 | 9.7684 | 9.7684 | 9.7684 | 9.7684 | 9.7684 | 9.7684
|  | 10% |  | 4.4402 | 4.4402 | 4.4402 | 4.4402 | 4.4402 | 4.4402 | 4.4402 | 4.4402 | 4.4402 | 4.4402 | 4.4402 | 4.4402 | 4.4402 | 4.4402 | 4.4402 | 4.4402 | 4.4402 | 4.4402 | 4.4402 | 4.4402 | 4.4402 | 4.4402 | 4.4402 | 4.4402 | 4.4402 | 4.4402 | 4.4402 | 4.4402 | 4.4402 | 4.4402 | 4.4402 | 4.4402 | 4.4402 | 4.4402 | 4.4402 | 4.4402 | 4.4402 | 4.4402 | 4.4402 | 4.4402 | 4.4402 | 4.4402 | 4.4402 | 4.4402 | 4.4402 | 4.4402 | 4.4402 | 4.4402 | 4.4402 | 4.4402 | 4.4402 | 4.4402 | 4.4402 | 4.4402 | 4.4402 | 4.4402
|  |  |  | 2020 | 2021 | 2022 | 2023 | 2024 | 2025 | 2026 | 2027 | 2028 | 2029 | 2030 | 2031 | 2032 | 2033 | 2034 | 2035 | 2036 | 2037 | 2038 | 2039 | 2040 | 2041 | 2042 | 2043 | 2044 | 2045 | 2046 | 2047 | 2048 | 2049 | 2050 | 2051 | 2052 | 2053 | 2054 | 2055 | 2056 | 2057 | 2058 | 2059 | 2060 | 2061 | 2062 | 2063 | 2064 | 2065 | 2066 | 2067 | 2068 | 2069 | 2070 | 2071 | 2072 | 2073 | 2074 | 2075
|  | ITC Base |  | 230.889 | 230.889 | 230.889 | 230.889 | 230.889 | 230.889 | 230.889 | 230.889 | 230.889 | 230.889 | 230.889 | 230.889 | 230.889 | 230.889 | 230.889 | 230.889 | 230.889 | 230.889 | 230.889 | 230.889 | 230.889 | 230.889 | 230.889 | 230.889 | 230.889 | 230.889 | 230.889 | 230.889 | 230.889 | 230.889 | 230.889 | 230.889 | 230.889 | 230.889 | 230.889 | 230.889 | 230.889 | 230.889 | 230.889 | 230.889 | 230.889 | 230.889 | 230.889 | 230.889 | 230.889 | 230.889 | 230.889 | 230.889 | 230.889 | 230.889 | 230.889 | 230.889 | 230.889 | 230.889 | 230.889 | 230.889
|  | Accum ITC Amort |  | 11.5444 | 8.8803 | 13.3205 | 17.7607 | 22.2009 | 26.641 | 31.0812 | 35.5214 | 39.9616 | 44.4017 | 48.8419 | 53.2821 | 57.7222 | 62.1624 | 66.6026 | 71.0428 | 75.4829 | 79.9231 | 84.3633 | 88.8034 | 93.2436 | 97.6838 | 102.124 | 106.5641 | 111.0043 | 115.4445 | 119.8847 | 124.3248 | 128.765 | 133.2052 | 137.6453 | 142.0855 | 146.5257 | 150.9659 | 155.406 | 159.8462 | 164.2864 | 168.7265 | 173.1667 | 177.6069 | 182.0471 | 186.4872 | 190.9274 | 195.3676 | 199.8078 | 204.2479 | 208.6881 | 213.1283 | 217.5684 | 222.0086 | 226.4488 | 230.889 | 235.3291 | 239.7693 | 244.2095 | 248.6496
|  | Ratebase |  | 219.3445 | 222.0086 | 217.5684 | 213.1283 | 208.6881 | 204.2479 | 199.8078 | 195.3676 | 190.9274 | 186.4872 | 182.0471 | 177.6069 | 173.1667 | 168.7265 | 164.2864 | 159.8462 | 155.406 | 150.9659 | 146.5257 | 142.0855 | 137.6453 | 133.2052 | 128.765 | 124.3248 | 119.8847 | 115.4445 | 111.0043 | 106.5641 | 102.124 | 97.6838 | 93.2436 | 88.8034 | 84.3633 | 79.9231 | 75.4829 | 71.0428 | 66.6026 | 62.1624 | 57.7222 | 53.2821 | 48.8419 | 44.4017 | 39.9616 | 35.5214 | 31.0812 | 26.641 | 22.2009 | 17.7607 | 13.3205 | 8.8803 | 4.4402 | 0 | -4.4402 | -8.8803 | -13.3205 | -17.7607
|  | Tax Basis |  | 772.59 | 772.59 | 772.59 | 772.59 | 772.59 | 772.59 | 772.59 | 772.59 | 772.59 | 772.59 | 772.59 | 772.59 | 772.59 | 772.59 | 772.59 | 772.59 | 772.59 | 772.59 | 772.59 | 772.59 | 772.59 | 772.59 | 772.59 | 772.59 | 772.59 | 772.59 | 772.59 | 772.59 | 772.59 | 772.59 | 772.59 | 772.59 | 772.59 | 772.59 | 772.59 | 772.59 | 772.59 | 772.59 | 772.59 | 772.59 | 772.59 | 772.59 | 772.59 | 772.59 | 772.59 | 772.59 | 772.59 | 772.59 | 772.59 | 772.59 | 772.59 | 772.59 | 772.59 | 772.59 | 772.59 | 772.59
|  | Book Depreciation |  | 25.753 | 25.753 | 25.753 | 25.753 | 25.753 | 25.753 | 25.753 | 25.753 | 25.753 | 25.753 | 25.753 | 25.753 | 25.753 | 25.753 | 25.753 | 25.753 | 25.753 | 25.753 | 25.753 | 25.753 | 25.753 | 25.753 | 25.753 | 25.753 | 25.753 | 25.753 | 25.753 | 25.753 | 25.753 | 25.753 | 25.753 | 25.753 | 25.753 | 25.753 | 25.753 | 25.753 | 25.753 | 25.753 | 25.753 | 25.753 | 25.753 | 25.753 | 25.753 | 25.753 | 25.753 | 25.753 | 25.753 | 25.753 | 25.753 | 25.753 | 25.753 | 25.753 | 25.753 | 25.753 | 25.753 | 25.753
|  | Tax Depreciation |  | 154.518 | 247.2288 | 148.3373 | 89.0024 | 89.0024 | 44.5012 | 0 | 0 | 0 | 0 | 0 | 0 | 0 | 0 | 0 | 0 | 0 | 0 | 0 | 0 | 0 | 0 | 0 | 0 | 0 | 0 | 0 | 0 | 0 | 0 | 0 | 0 | 0 | 0 | 0 | 0 | 0 | 0 | 0 | 0 | 0 | 0 | 0 | 0 | 0 | 0 | 0 | 0 | 0 | 0 | 0 | 0 | 0 | 0 | 0 | 0
|  | Difference between book and tax |  | -128.765 | -221.4758 | -122.5843 | -63.2494 | -63.2494 | -18.7482 | 25.753 | 25.753 | 25.753 | 25.753 | 25.753 | 25.753 | 25.753 | 25.753 | 25.753 | 25.753 | 25.753 | 25.753 | 25.753 | 25.753 | 25.753 | 25.753 | 25.753 | 25.753 | 25.753 | 25.753 | 25.753 | 25.753 | 25.753 | 25.753 | 25.753 | 25.753 | 25.753 | 25.753 | 25.753 | 25.753 | 25.753 | 25.753 | 25.753 | 25.753 | 25.753 | 25.753 | 25.753 | 25.753 | 25.753 | 25.753 | 25.753 | 25.753 | 25.753 | 25.753 | 25.753 | 25.753 | 25.753 | 25.753 | 25.753 | 25.753
|  | Deferred Tax |  | -27.0406 | -46.5099 | -25.7427 | -13.2824 | -13.2824 | -3.9371 | 5.4081 | 5.4081 | 5.4081 | 5.4081 | 5.4081 | 5.4081 | 5.4081 | 5.4081 | 5.4081 | 5.4081 | 5.4081 | 5.4081 | 5.4081 | 5.4081 | 5.4081 | 5.4081 | 5.4081 | 5.4081 | 5.4081 | 5.4081 | 5.4081 | 5.4081 | 5.4081 | 5.4081 | 5.4081 | 5.4081 | 5.4081 | 5.4081 | 5.4081 | 5.4081 | 5.4081 | 5.4081 | 5.4081 | 5.4081 | 5.4081 | 5.4081 | 5.4081 | 5.4081 | 5.4081 | 5.4081 | 5.4081 | 5.4081 | 5.4081 | 5.4081 | 5.4081 | 5.4081 | 5.4081 | 5.4081 | 5.4081 | 5.4081
|  | Accum Defered Tax |  | -27.0406 | -73.5506 | -99.2933 | -112.5756 | -125.858 | -129.7951 | -124.387 | -118.9789 | -113.5707 | -108.1626 | -102.7545 | -97.3463 | -91.9382 | -86.5301 | -81.1219 | -75.7138 | -70.3057 | -64.8976 | -59.4894 | -54.0813 | -48.6732 | -43.265 | -37.8569 | -32.4488 | -27.0406 | -21.6325 | -16.2244 | -10.8163 | -5.4081 | 8.7041e-14 | 5.4081 | 10.8163 | 16.2244 | 21.6325 | 27.0406 | 32.4488 | 37.8569 | 43.265 | 48.6732 | 54.0813 | 59.4894 | 64.8976 | 70.3057 | 75.7138 | 81.1219 | 86.5301 | 91.9382 | 97.3463 | 102.7545 | 108.1626 | 113.5707 | 118.9789 | 124.387 | 129.7951 | 135.2032 | 140.6114
|  | Revenue Requirement |  | 102.4436 | 96.7302 | 91.0726 | 86.8451 | 83.1539 | 79.8648 | 77.3802 | 75.2978 | 73.2153 | 71.1329 | 69.0505 | 66.968 | 64.8856 | 62.8031 | 60.7207 | 58.6383 | 56.5558 | 54.4734 | 52.391 | 50.3085 | 48.2261 | 46.1437 | 44.0612 | 41.9788 | 39.8963 | 37.8139 | 35.7315 | 33.649 | 31.5666 | 29.4842 | 0 | 0 | 0 | 0 | 0 | 0 | 0 | 0 | 0 | 0 | 0 | 0 | 0 | 0 | 0 | 0 | 0 | 0 | 0 | 0 | 0 | 0 | 0 | 0 | 0 | 0
|  | Depreciation |  | 29.6011 | 29.6011 | 29.6011 | 29.6011 | 29.6011 | 29.6011 | 29.6011 | 29.6011 | 29.6011 | 29.6011 | 29.6011 | 29.6011 | 29.6011 | 29.6011 | 29.6011 | 29.6011 | 29.6011 | 29.6011 | 29.6011 | 29.6011 | 29.6011 | 29.6011 | 29.6011 | 29.6011 | 29.6011 | 29.6011 | 29.6011 | 29.6011 | 29.6011 | 29.6011 | 0 | 0 | 0 | 0 | 0 | 0 | 0 | 0 | 0 | 0 | 0 | 0 | 0 | 0 | 0 | 0 | 0 | 0 | 0 | 0 | 0 | 0 | 0 | 0 | 0 | 0
|  | Insurance |  | 0.42537 | 0.42537 | 0.42537 | 0.42537 | 0.42537 | 0.42537 | 0.42537 | 0.42537 | 0.42537 | 0.42537 | 0.42537 | 0.42537 | 0.42537 | 0.42537 | 0.42537 | 0.42537 | 0.42537 | 0.42537 | 0.42537 | 0.42537 | 0.42537 | 0.42537 | 0.42537 | 0.42537 | 0.42537 | 0.42537 | 0.42537 | 0.42537 | 0.42537 | 0.42537 | 0 | 0 | 0 | 0 | 0 | 0 | 0 | 0 | 0 | 0 | 0 | 0 | 0 | 0 | 0 | 0 | 0 | 0 | 0 | 0 | 0 | 0 | 0 | 0 | 0 | 0
|  | Property Taxes |  | 4.0369 | 4.0369 | 4.0369 | 4.0369 | 4.0369 | 4.0369 | 4.0369 | 4.0369 | 4.0369 | 4.0369 | 4.0369 | 4.0369 | 4.0369 | 4.0369 | 4.0369 | 4.0369 | 4.0369 | 4.0369 | 4.0369 | 4.0369 | 4.0369 | 4.0369 | 4.0369 | 4.0369 | 4.0369 | 4.0369 | 4.0369 | 4.0369 | 4.0369 | 4.0369 | 0 | 0 | 0 | 0 | 0 | 0 | 0 | 0 | 0 | 0 | 0 | 0 | 0 | 0 | 0 | 0 | 0 | 0 | 0 | 0 | 0 | 0 | 0 | 0 | 0 | 0
|  | Current Taxes |  | -16.7214 | -40.2997 | -17.6174 | -4.1829 | -4.9581 | 5.0929 | 15.3128 | 14.8755 | 14.4381 | 14.0008 | 13.5635 | 13.1262 | 12.6889 | 12.2516 | 11.8143 | 11.377 | 10.9397 | 10.5023 | 10.065 | 9.6277 | 9.1904 | 8.7531 | 8.3158 | 7.8785 | 7.4412 | 7.0038 | 6.5665 | 6.1292 | 5.6919 | 5.2546 | 0 | 0 | 0 | 0 | 0 | 0 | 0 | 0 | 0 | 0 | 0 | 0 | 0 | 0 | 0 | 0 | 0 | 0 | 0 | 0 | 0 | 0 | 0 | 0 | 0 | 0
|  | DFIT |  |  | 53.4597 | 29.5893 |  | 15.2671 | 4.5254 | -6.2162 | -6.2162 | -6.2162 | -6.2162 | -6.2162 | -6.2162 | -6.2162 | -6.2162 | -6.2162 | -6.2162 | -6.2162 | -6.2162 | -6.2162 | -6.2162 | -6.2162 | -6.2162 | -6.2162 | -6.2162 | -6.2162 | -6.2162 | -6.2162 | -6.2162 | -6.2162 | -6.2162 | 0 | 0 | 0 | 0 | 0 | 0 | 0 | 0 | 0 | 0 | 0 | 0 | 0 | 0 | 0 | 0 | 0 | 0 | 0 | 0 | 0 | 0 | 0 | 0 | 0 | 0
|  | ITC |  | -4.4402 | -4.4402 | -4.4402 | -4.4402 | -4.4402 | -4.4402 | -4.4402 | -4.4402 | -4.4402 | -4.4402 | -4.4402 | -4.4402 | -4.4402 | -4.4402 | -4.4402 | -4.4402 | -4.4402 | -4.4402 | -4.4402 | -4.4402 | -4.4402 | -4.4402 | -4.4402 | -4.4402 | -4.4402 | -4.4402 | -4.4402 | -4.4402 | -4.4402 | -4.4402 | -4.4402 | -4.4402 | -4.4402 | -4.4402 | -4.4402 | -4.4402 | -4.4402 | -4.4402 | -4.4402 | -4.4402 | -4.4402 | -4.4402 | -4.4402 | -4.4402 | -4.4402 | -4.4402 | -4.4402 | -4.4402 | -4.4402 | -4.4402 | -4.4402 | -4.4402 | -4.4402 | -4.4402 | -4.4402 | -4.4402
|  | Total Operating Expenses |  | 12.9019 | 42.7833 | 41.5952 | 25.4403 | 39.9322 | 39.2415 | 38.7198 | 38.2825 | 37.8451 | 37.4078 | 36.9705 | 36.5332 | 36.0959 | 35.6586 | 35.2213 | 34.784 | 34.3466 | 33.9093 | 33.472 | 33.0347 | 32.5974 | 32.1601 | 31.7228 | 31.2855 | 30.8482 | 30.4108 | 29.9735 | 29.5362 | 29.0989 | 28.6616 | -4.4402 | -4.4402 | -4.4402 | -4.4402 | -4.4402 | -4.4402 | -4.4402 | -4.4402 | -4.4402 | -4.4402 | -4.4402 | -4.4402 | -4.4402 | -4.4402 | -4.4402 | -4.4402 | -4.4402 | -4.4402 | -4.4402 | -4.4402 | -4.4402 | -4.4402 | -4.4402 | -4.4402 | -4.4402 | -4.4402
|  | Operating |  | 89.5417 | 53.9469 | 49.4775 | 61.4048 | 43.2216 | 40.6233 | 38.6604 | 37.0153 | 35.3702 | 33.7251 | 32.0799 | 30.4348 | 28.7897 | 27.1446 | 25.4994 | 23.8543 | 22.2092 | 20.5641 | 18.9189 | 17.2738 | 15.6287 | 13.9836 | 12.3384 | 10.6933 | 9.0482 | 7.4031 | 5.7579 | 4.1128 | 2.4677 | 0.82256 | 4.4402 | 4.4402 | 4.4402 | 4.4402 | 4.4402 | 4.4402 | 4.4402 | 4.4402 | 4.4402 | 4.4402 | 4.4402 | 4.4402 | 4.4402 | 4.4402 | 4.4402 | 4.4402 | 4.4402 | 4.4402 | 4.4402 | 4.4402 | 4.4402 | 4.4402 | 4.4402 | 4.4402 | 4.4402 | 4.4402
|  | Ratebase |  | 859.7135 | 793.3371 | 727.6097 | 678.496 | 635.6125 | 597.4016 | 568.5359 | 544.3429 | 520.1499 | 495.9569 | 471.7639 | 447.5708 | 423.3778 | 399.1848 | 374.9918 | 350.7988 | 326.6057 | 302.4127 | 278.2197 | 254.0267 | 229.8337 | 205.6407 | 181.4476 | 157.2546 | 133.0616 | 108.8686 | 84.6756 | 60.4825 | 36.2895 | 12.0965 | 0 | 0 | 0 | 0 | 0 | 0 | 0 | 0 | 0 | 0 | 0 | 0 | 0 | 0 | 0 | 0 | 0 | 0 | 0 | 0 | 0 | 0 | 0 | 0 | 0 | 0
|  | Return on Ratebase |  | 10.42% | 6.8% | 6.8% | 9.05% | 6.8% | 6.8% | 6.8% | 6.8% | 6.8% | 6.8% | 6.8% | 6.8% | 6.8% | 6.8% | 6.8% | 6.8% | 6.8% | 6.8% | 6.8% | 6.8% | 6.8% | 6.8% | 6.8% | 6.8% | 6.8% | 6.8% | 6.8% | 6.8% | 6.8% | 6.8% | #DIV/0! | #DIV/0! | #DIV/0! | #DIV/0! | #DIV/0! | #DIV/0! | #DIV/0! | #DIV/0! | #DIV/0! | #DIV/0! | #DIV/0! | #DIV/0! | #DIV/0! | #DIV/0! | #DIV/0! | #DIV/0! | #DIV/0! | #DIV/0! | #DIV/0! | #DIV/0! | #DIV/0! | #DIV/0! | #DIV/0! | #DIV/0! | #DIV/0! | #DIV/0!
|  | Revenue Requirement |  | 102.4436 | 96.7302 | 91.0726 | 86.8451 | 83.1539 | 79.8648 | 77.3802 | 75.2978 | 73.2153 | 71.1329 | 69.0505 | 66.968 | 64.8856 | 62.8031 | 60.7207 | 58.6383 | 56.5558 | 54.4734 | 52.391 | 50.3085 | 48.2261 | 46.1437 | 44.0612 | 41.9788 | 39.8963 | 37.8139 | 35.7315 | 33.649 | 31.5666 | 29.4842 | 0 | 0 | 0 | 0 | 0 | 0 | 0 | 0 | 0 | 0 | 0 | 0 | 0 | 0 | 0 | 0 | 0 | 0 | 0 | 0 | 0 | 0 | 0 | 0 | 0 | 0
|  | Tax Depreciation |  | 177.6069 | 284.171 | 170.5026 | 102.3016 | 102.3016 | 51.1508 | 0 | 0 | 0 | 0 | 0 | 0 | 0 | 0 | 0 | 0 | 0 | 0 | 0 | 0 | 0 | 0 | 0 | 0 | 0 | 0 | 0 | 0 | 0 | 0 | 0 | 0 | 0 | 0 | 0 | 0 | 0 | 0 | 0 | 0 | 0 | 0 | 0 | 0 | 0 | 0 | 0 | 0 | 0 | 0 | 0 | 0 | 0 | 0 | 0 | 0
|  | Property Taxes |  | 0.42537 | 0.42537 | 0.42537 | 0.42537 | 0.42537 | 0.42537 | 0.42537 | 0.42537 | 0.42537 | 0.42537 | 0.42537 | 0.42537 | 0.42537 | 0.42537 | 0.42537 | 0.42537 | 0.42537 | 0.42537 | 0.42537 | 0.42537 | 0.42537 | 0.42537 | 0.42537 | 0.42537 | 0.42537 | 0.42537 | 0.42537 | 0.42537 | 0.42537 | 0.42537 | 0 | 0 | 0 | 0 | 0 | 0 | 0 | 0 | 0 | 0 | 0 | 0 | 0 | 0 | 0 | 0 | 0 | 0 | 0 | 0 | 0 | 0 | 0 | 0 | 0 | 0
|  | Insurance |  | 4.0369 | 4.0369 | 4.0369 | 4.0369 | 4.0369 | 4.0369 | 4.0369 | 4.0369 | 4.0369 | 4.0369 | 4.0369 | 4.0369 | 4.0369 | 4.0369 | 4.0369 | 4.0369 | 4.0369 | 4.0369 | 4.0369 | 4.0369 | 4.0369 | 4.0369 | 4.0369 | 4.0369 | 4.0369 | 4.0369 | 4.0369 | 4.0369 | 4.0369 | 4.0369 | 0 | 0 | 0 | 0 | 0 | 0 | 0 | 0 | 0 | 0 | 0 | 0 | 0 | 0 | 0 | 0 | 0 | 0 | 0 | 0 | 0 | 0 | 0 | 0 | 0 | 0
|  | Expenses |  | 182.0691 | 288.6333 | 174.9649 | 106.7638 | 106.7638 | 55.613 | 4.4623 | 4.4623 | 4.4623 | 4.4623 | 4.4623 | 4.4623 | 4.4623 | 4.4623 | 4.4623 | 4.4623 | 4.4623 | 4.4623 | 4.4623 | 4.4623 | 4.4623 | 4.4623 | 4.4623 | 4.4623 | 4.4623 | 4.4623 | 4.4623 | 4.4623 | 4.4623 | 4.4623 | 0 | 0 | 0 | 0 | 0 | 0 | 0 | 0 | 0 | 0 | 0 | 0 | 0 | 0 | 0 | 0 | 0 | 0 | 0 | 0 | 0 | 0 | 0 | 0 | 0 | 0
|  | Taxable Income |  | -79.6256 | -191.9031 | -83.8922 | -19.9187 | -23.6099 | 24.2518 | 72.9179 | 70.8355 | 68.7531 | 66.6706 | 64.5882 | 62.5058 | 60.4233 | 58.3409 | 56.2585 | 54.176 | 52.0936 | 50.0111 | 47.9287 | 45.8463 | 43.7638 | 41.6814 | 39.599 | 37.5165 | 35.4341 | 33.3516 | 31.2692 | 29.1868 | 27.1043 | 25.0219 | 0 | 0 | 0 | 0 | 0 | 0 | 0 | 0 | 0 | 0 | 0 | 0 | 0 | 0 | 0 | 0 | 0 | 0 | 0 | 0 | 0 | 0 | 0 | 0 | 0 | 0
|  | Tax Rate |  | 0.21 | 0.21 | 0.21 | 0.21 | 0.21 | 0.21 | 0.21 | 0.21 | 0.21 | 0.21 | 0.21 | 0.21 | 0.21 | 0.21 | 0.21 | 0.21 | 0.21 | 0.21 | 0.21 | 0.21 | 0.21 | 0.21 | 0.21 | 0.21 | 0.21 | 0.21 | 0.21 | 0.21 | 0.21 | 0.21 | 0.21 | 0.21 | 0.21 | 0.21 | 0.21 | 0.21 | 0.21 | 0.21 | 0.21 | 0.21 | 0.21 | 0.21 | 0.21 | 0.21 | 0.21 | 0.21 | 0.21 | 0.21 | 0.21 | 0.21 | 0.21 | 0.21 | 0.21 | 0.21 | 0.21 | 0.21
|  | Taxes |  | -16.7214 | -40.2997 | -17.6174 | -4.1829 | -4.9581 | 5.0929 | 15.3128 | 14.8755 | 14.4381 | 14.0008 | 13.5635 | 13.1262 | 12.6889 | 12.2516 | 11.8143 | 11.377 | 10.9397 | 10.5023 | 10.065 | 9.6277 | 9.1904 | 8.7531 | 8.3158 | 7.8785 | 7.4412 | 7.0038 | 6.5665 | 6.1292 | 5.6919 | 5.2546 | 0 | 0 | 0 | 0 | 0 | 0 | 0 | 0 | 0 | 0 | 0 | 0 | 0 | 0 | 0 | 0 | 0 | 0 | 0 | 0 | 0 | 0 | 0 | 0 | 0 | 0

## Resi_Solar_Leasing_22%
Solar FINANCIALS
($ 1000s Unless Otherwise Indicated)
| Calendar Year of Fin. Close |  |  | 2020 | 2021 | 2022 | 2023 | 2024 | 2025 | 2026 | 2027 | 2028 | 2029 | 2030 | 2031 | 2032 | 2033 | 2034 | 2035 | 2036 | 2037 | 2038 | 2039 | 2040 | 2041 | 2042 | 2043 | 2044 | 2045 | 2046 | 2047 | 2048 | 2049 | 2050 | 2051 | 2052 | 2053 | 2054 | 2055 | 2056 | 2057 | 2058 | 2059 | 2060 | 2061 | 2062 | 2063 | 2064 | 2065 | 2066 | 2067 | 2068 | 2069 | 2070 | 2071 | 2072 | 2073 | 2074 | 2075
| Operating Year |  | 0 | 1 | 2 | 3 | 4 | 5 | 6 | 7 | 8 | 9 | 10 | 11 | 12 | 13 | 14 | 15 | 16 | 17 | 18 | 19 | 20 | 21 | 22 | 23 | 24 | 25 | 26 | 27 | 28 | 29 | 30 | 31 | 32 | 33 | 34 | 35 | 36 | 37 | 38 | 39 | 40 | 41 | 42 | 43 | 44 | 45 | 46 | 47 | 48 | 49 | 50 | 51 | 52 | 53 | 54 | 55 | 56
| Calendar Year | Capital Invest.
| 2020 | 888.0344 | 0: 1213
| Gross plant |  | 2020 1: 888.0344; 2021 2: 888.0344; 2022 3: 888.0344; 2023 4: 888.0344; 2024 5: 888.0344; 2025 6: 888.0344; 2026 7: 888.0344; 2027 8: 888.0344; 2028 9: 888.0344; 2029 10: 888.0344; 2030 11: 888.0344; 2031 12: 888.0344; 2032 13: 888.0344; 2033 14: 888.0344; 2034 15: 888.0344; 2035 16: 888.0344; 2036 17: 888.0344; 2037 18: 888.0344; 2038 19: 888.0344; 2039 20: 888.0344; 2040 21: 888.0344; 2041 22: 888.0344; 2042 23: 888.0344; 2043 24: 888.0344; 2044 25: 888.0344; 2045 26: 888.0344; 2046 27: 888.0344; 2047 28: 888.0344; 2048 29: 888.0344; 2049 30: 888.0344
| Accumulated Depreciation |  | 2020 1: 29.6011; 2021 2: 59.2023; 2022 3: 88.8034; 2023 4: 118.4046; 2024 5: 148.0057; 2025 6: 177.6069; 2026 7: 207.208; 2027 8: 236.8092; 2028 9: 266.4103; 2029 10: 296.0115; 2030 11: 325.6126; 2031 12: 355.2138; 2032 13: 384.8149; 2033 14: 414.4161; 2034 15: 444.0172; 2035 16: 473.6184; 2036 17: 503.2195; 2037 18: 532.8207; 2038 19: 562.4218; 2039 20: 592.023; 2040 21: 621.6241; 2041 22: 651.2253; 2042 23: 680.8264; 2043 24: 710.4276; 2044 25: 740.0287; 2045 26: 769.6299; 2046 27: 799.231; 2047 28: 828.8322; 2048 29: 858.4333; 2049 30: 888.0344
| Net book value |  | 2020 1: 858.4333; 2021 2: 828.8322; 2022 3: 799.231; 2023 4: 769.6299; 2024 5: 740.0287; 2025 6: 710.4276; 2026 7: 680.8264; 2027 8: 651.2253; 2028 9: 621.6241; 2029 10: 592.023; 2030 11: 562.4218; 2031 12: 532.8207; 2032 13: 503.2195; 2033 14: 473.6184; 2034 15: 444.0172; 2035 16: 414.4161; 2036 17: 384.8149; 2037 18: 355.2138; 2038 19: 325.6126; 2039 20: 296.0115; 2040 21: 266.4103; 2041 22: 236.8092; 2042 23: 207.208; 2043 24: 177.6069; 2044 25: 148.0057; 2045 26: 118.4046; 2046 27: 88.8034; 2047 28: 59.2023; 2048 29: 29.6011; 2049 30: 0
| ITC |  | 2020 1: 0; 2021 2: 0; 2022 3: 0; 2023 4: 0; 2024 5: 0; 2025 6: 0; 2026 7: 0; 2027 8: 0; 2028 9: 0; 2029 10: 0; 2030 11: 0; 2031 12: 0; 2032 13: 0; 2033 14: 0; 2034 15: 0; 2035 16: 0; 2036 17: 0; 2037 18: 0; 2038 19: 0; 2039 20: 0; 2040 21: 0; 2041 22: 0; 2042 23: 0; 2043 24: 0; 2044 25: 0; 2045 26: 0; 2046 27: 0; 2047 28: 0; 2048 29: 0; 2049 30: 0
| Accumulated deferred income tax |  | 2020 1: -27.6623; 2021 2: -75.2414; 2022 3: -101.5759; 2023 4: -115.1636; 2024 5: -128.7513; 2025 6: -132.7789; 2026 7: -127.2465; 2027 8: -121.714; 2028 9: -116.1815; 2029 10: -110.6491; 2030 11: -105.1166; 2031 12: -99.5842; 2032 13: -94.0517; 2033 14: -88.5193; 2034 15: -82.9868; 2035 16: -77.4544; 2036 17: -71.9219; 2037 18: -66.3895; 2038 19: -60.857; 2039 20: -55.3245; 2040 21: -49.7921; 2041 22: -44.2596; 2042 23: -38.7272; 2043 24: -33.1947; 2044 25: -27.6623; 2045 26: -22.1298; 2046 27: -16.5974; 2047 28: -11.0649; 2048 29: -5.5325; 2049 30: 5.862e-14
| Rate Base |  | 2020 1: 830.771; 2021 2: 753.5908; 2022 3: 697.6551; 2023 4: 654.4663; 2024 5: 611.2774; 2025 6: 577.6486; 2026 7: 553.58; 2027 8: 529.5113; 2028 9: 505.4426; 2029 10: 481.3739; 2030 11: 457.3052; 2031 12: 433.2365; 2032 13: 409.1678; 2033 14: 385.0991; 2034 15: 361.0304; 2035 16: 336.9617; 2036 17: 312.893; 2037 18: 288.8243; 2038 19: 264.7556; 2039 20: 240.6869; 2040 21: 216.6182; 2041 22: 192.5495; 2042 23: 168.4809; 2043 24: 144.4122; 2044 25: 120.3435; 2045 26: 96.2748; 2046 27: 72.2061; 2047 28: 48.1374; 2048 29: 24.0687; 2049 30: 5.862e-14
| Average rate base |  | 2020 1: 859.4027; 2021 2: 792.1809; 2022 3: 725.623; 2023 4: 676.0607; 2024 5: 632.8719; 2025 6: 594.463; 2026 7: 565.6143; 2027 8: 541.5456; 2028 9: 517.4769; 2029 10: 493.4082; 2030 11: 469.3395; 2031 12: 445.2708; 2032 13: 421.2021; 2033 14: 397.1334; 2034 15: 373.0648; 2035 16: 348.9961; 2036 17: 324.9274; 2037 18: 300.8587; 2038 19: 276.79; 2039 20: 252.7213; 2040 21: 228.6526; 2041 22: 204.5839; 2042 23: 180.5152; 2043 24: 156.4465; 2044 25: 132.3778; 2045 26: 108.3091; 2046 27: 84.2404; 2047 28: 60.1717; 2048 29: 36.103; 2049 30: 12.0343
| Pre-tax Return | 0.086076 | 2020 1: 73.9739; 2021 2: 68.1877; 2022 3: 62.4587; 2023 4: 58.1926; 2024 5: 54.475; 2025 6: 51.169; 2026 7: 48.6858; 2027 8: 46.6141; 2028 9: 44.5423; 2029 10: 42.4706; 2030 11: 40.3988; 2031 12: 38.3271; 2032 13: 36.2554; 2033 14: 34.1836; 2034 15: 32.1119; 2035 16: 30.0402; 2036 17: 27.9684; 2037 18: 25.8967; 2038 19: 23.825; 2039 20: 21.7532; 2040 21: 19.6815; 2041 22: 17.6098; 2042 23: 15.538; 2043 24: 13.4663; 2044 25: 11.3945; 2045 26: 9.3228; 2046 27: 7.2511; 2047 28: 5.1793; 2048 29: 3.1076; 2049 30: 1.0359
| Book Depreciation |  | 2020 1: 29.6011; 2021 2: 29.6011; 2022 3: 29.6011; 2023 4: 29.6011; 2024 5: 29.6011; 2025 6: 29.6011; 2026 7: 29.6011; 2027 8: 29.6011; 2028 9: 29.6011; 2029 10: 29.6011; 2030 11: 29.6011; 2031 12: 29.6011; 2032 13: 29.6011; 2033 14: 29.6011; 2034 15: 29.6011; 2035 16: 29.6011; 2036 17: 29.6011; 2037 18: 29.6011; 2038 19: 29.6011; 2039 20: 29.6011; 2040 21: 29.6011; 2041 22: 29.6011; 2042 23: 29.6011; 2043 24: 29.6011; 2044 25: 29.6011; 2045 26: 29.6011; 2046 27: 29.6011; 2047 28: 29.6011; 2048 29: 29.6011; 2049 30: 29.6011
| Insurance |  | 2020 1: 0.42537; 2021 2: 0.42537; 2022 3: 0.42537; 2023 4: 0.42537; 2024 5: 0.42537; 2025 6: 0.42537; 2026 7: 0.42537; 2027 8: 0.42537; 2028 9: 0.42537; 2029 10: 0.42537; 2030 11: 0.42537; 2031 12: 0.42537; 2032 13: 0.42537; 2033 14: 0.42537; 2034 15: 0.42537; 2035 16: 0.42537; 2036 17: 0.42537; 2037 18: 0.42537; 2038 19: 0.42537; 2039 20: 0.42537; 2040 21: 0.42537; 2041 22: 0.42537; 2042 23: 0.42537; 2043 24: 0.42537; 2044 25: 0.42537; 2045 26: 0.42537; 2046 27: 0.42537; 2047 28: 0.42537; 2048 29: 0.42537; 2049 30: 0.42537
| ITC Amort - Grossed for Taxes |  | 2020 1: -5.6205; 2021 2: -5.6205; 2022 3: -5.6205; 2023 4: -5.6205; 2024 5: -5.6205; 2025 6: -5.6205; 2026 7: -5.6205; 2027 8: -5.6205; 2028 9: -5.6205; 2029 10: -5.6205; 2030 11: -5.6205; 2031 12: -5.6205; 2032 13: -5.6205; 2033 14: -5.6205; 2034 15: -5.6205; 2035 16: -5.6205; 2036 17: -5.6205; 2037 18: -5.6205; 2038 19: -5.6205; 2039 20: -5.6205; 2040 21: -5.6205; 2041 22: -5.6205; 2042 23: -5.6205; 2043 24: -5.6205; 2044 25: -5.6205; 2045 26: -5.6205; 2046 27: -5.6205; 2047 28: -5.6205; 2048 29: -5.6205; 2049 30: -5.6205
| Property Taxes |  | 2020 1: 4.0369; 2021 2: 4.0369; 2022 3: 4.0369; 2023 4: 4.0369; 2024 5: 4.0369; 2025 6: 4.0369; 2026 7: 4.0369; 2027 8: 4.0369; 2028 9: 4.0369; 2029 10: 4.0369; 2030 11: 4.0369; 2031 12: 4.0369; 2032 13: 4.0369; 2033 14: 4.0369; 2034 15: 4.0369; 2035 16: 4.0369; 2036 17: 4.0369; 2037 18: 4.0369; 2038 19: 4.0369; 2039 20: 4.0369; 2040 21: 4.0369; 2041 22: 4.0369; 2042 23: 4.0369; 2043 24: 4.0369; 2044 25: 4.0369; 2045 26: 4.0369; 2046 27: 4.0369; 2047 28: 4.0369; 2048 29: 4.0369; 2049 30: 4.0369
| Revenue Requirement |  | 2020 1: 102.4168; 2021 2: 96.6307; 2022 3: 90.9016; 2023 4: 86.6355; 2024 5: 82.918; 2025 6: 79.6119; 2026 7: 77.1287; 2027 8: 75.057; 2028 9: 72.9853; 2029 10: 70.9135; 2030 11: 68.8418; 2031 12: 66.77; 2032 13: 64.6983; 2033 14: 62.6266; 2034 15: 60.5548; 2035 16: 58.4831; 2036 17: 56.4114; 2037 18: 54.3396; 2038 19: 52.2679; 2039 20: 50.1962; 2040 21: 48.1244; 2041 22: 46.0527; 2042 23: 43.981; 2043 24: 41.9092; 2044 25: 39.8375; 2045 26: 37.7657; 2046 27: 35.694; 2047 28: 33.6223; 2048 29: 31.5505; 2049 30: 29.4788
| Book Depreciation |  | 2020 1: 29.6011; 2021 2: 29.6011; 2022 3: 29.6011; 2023 4: 29.6011; 2024 5: 29.6011; 2025 6: 29.6011; 2026 7: 29.6011; 2027 8: 29.6011; 2028 9: 29.6011; 2029 10: 29.6011; 2030 11: 29.6011; 2031 12: 29.6011; 2032 13: 29.6011; 2033 14: 29.6011; 2034 15: 29.6011; 2035 16: 29.6011; 2036 17: 29.6011; 2037 18: 29.6011; 2038 19: 29.6011; 2039 20: 29.6011; 2040 21: 29.6011; 2041 22: 29.6011; 2042 23: 29.6011; 2043 24: 29.6011; 2044 25: 29.6011; 2045 26: 29.6011; 2046 27: 29.6011; 2047 28: 29.6011; 2048 29: 29.6011; 2049 30: 29.6011
| Tax Depreciation |  | 2020 1: 177.6069; 2021 2: 284.171; 2022 3: 170.5026; 2023 4: 102.3016; 2024 5: 102.3016; 2025 6: 51.1508; 2026 7: 0; 2027 8: 0; 2028 9: 0; 2029 10: 0; 2030 11: 0; 2031 12: 0; 2032 13: 0; 2033 14: 0; 2034 15: 0; 2035 16: 0; 2036 17: 0; 2037 18: 0; 2038 19: 0; 2039 20: 0; 2040 21: 0; 2041 22: 0; 2042 23: 0; 2043 24: 0; 2044 25: 0; 2045 26: 0; 2046 27: 0; 2047 28: 0; 2048 29: 0; 2049 30: 0
| Difference between book and tax |  | 2020 1: -148.0057; 2021 2: -254.5699; 2022 3: -140.9015; 2023 4: -72.7004; 2024 5: -72.7004; 2025 6: -21.5496; 2026 7: 29.6011; 2027 8: 29.6011; 2028 9: 29.6011; 2029 10: 29.6011; 2030 11: 29.6011; 2031 12: 29.6011; 2032 13: 29.6011; 2033 14: 29.6011; 2034 15: 29.6011; 2035 16: 29.6011; 2036 17: 29.6011; 2037 18: 29.6011; 2038 19: 29.6011; 2039 20: 29.6011; 2040 21: 29.6011; 2041 22: 29.6011; 2042 23: 29.6011; 2043 24: 29.6011; 2044 25: 29.6011; 2045 26: 29.6011; 2046 27: 29.6011; 2047 28: 29.6011; 2048 29: 29.6011; 2049 30: 29.6011
| Tax rate |  | 2020 1: -31.0812; 2021 2: -53.4597; 2022 3: -29.5893; 2023 4: -15.2671; 2024 5: -15.2671; 2025 6: -4.5254; 2026 7: 6.2162; 2027 8: 6.2162; 2028 9: 6.2162; 2029 10: 6.2162; 2030 11: 6.2162; 2031 12: 6.2162; 2032 13: 6.2162; 2033 14: 6.2162; 2034 15: 6.2162; 2035 16: 6.2162; 2036 17: 6.2162; 2037 18: 6.2162; 2038 19: 6.2162; 2039 20: 6.2162; 2040 21: 6.2162; 2041 22: 6.2162; 2042 23: 6.2162; 2043 24: 6.2162; 2044 25: 6.2162; 2045 26: 6.2162; 2046 27: 6.2162; 2047 28: 6.2162; 2048 29: 6.2162; 2049 30: 6.2162
Depreciation Tables
|  | 5 | 2020 1: 20%; 2021 2: 32%; 2022 3: 19.2%; 2023 4: 11.52%; 2024 5: 11.52%; 2025 6: 5.76%; 2026 7: 0%; 2027 8: 0%; 2028 9: 0%; 2029 10: 0%; 2030 11: 0%; 2031 12: 0%; 2032 13: 0%; 2033 14: 0%; 2034 15: 0%; 2035 16: 0%; 2036 17: 0%; 2037 18: 0%; 2038 19: 0%; 2039 20: 0%; 2040 21: 0%
|  | 5 | 0: 1; 2020 1: 20%; 2021 2: 32%; 2022 3: 19.2%; 2023 4: 11.52%; 2024 5: 11.52%; 2025 6: 5.76%
|  | 10 | 0: 0; 2020 1: 10%; 2021 2: 18%; 2022 3: 14.4%; 2023 4: 11.52%; 2024 5: 9.22%; 2025 6: 7.37%; 2026 7: 6.55%; 2027 8: 6.55%; 2028 9: 6.56%; 2029 10: 6.55%; 2030 11: 3.28%
|  | 15 | 0: 0; 2020 1: 5%; 2021 2: 9.5%; 2022 3: 8.55%; 2023 4: 7.7%; 2024 5: 6.93%; 2025 6: 6.23%; 2026 7: 5.9%; 2027 8: 5.9%; 2028 9: 5.91%; 2029 10: 5.9%; 2030 11: 5.91%; 2031 12: 5.9%; 2032 13: 5.91%; 2033 14: 5.9%; 2034 15: 5.91%; 2035 16: 2.95%
|  | 20 | 0: 0; 2020 1: 3.75%; 2021 2: 7.219%; 2022 3: 6.677%; 2023 4: 6.177%; 2024 5: 5.713%; 2025 6: 5.285%; 2026 7: 4.888%; 2027 8: 4.522%; 2028 9: 4.462%; 2029 10: 4.461%; 2030 11: 4.462%; 2031 12: 4.461%; 2032 13: 4.462%; 2033 14: 4.461%; 2034 15: 4.462%; 2035 16: 4.461%; 2036 17: 4.462%; 2037 18: 4.461%; 2038 19: 4.462%; 2039 20: 4.461%; 2040 21: 2.231%
Revenue Requirement by vintage year
2012 $000
|  |  |  | 2020 | 2021 | 2022 | 2023 | 2024 | 2025 | 2026 | 2027 | 2028 | 2029 | 2030 | 2031 | 2032 | 2033 | 2034 | 2035 | 2036 | 2037 | 2038 | 2039 | 2040 | 2041 | 2042 | 2043 | 2044 | 2045 | 2046 | 2047 | 2048 | 2049 | 2050 | 2051 | 2052 | 2053 | 2054 | 2055 | 2056 | 2057 | 2058 | 2059 | 2060 | 2061 | 2062 | 2063 | 2064 | 2065 | 2066 | 2067 | 2068 | 2069 | 2070 | 2071 | 2072 | 2073 | 2074 | 2075
|  | 2020 | 0% | 102.4168 | 96.6307 | 90.9016 | 86.6355 | 82.918 | 79.6119 | 77.1287 | 75.057 | 72.9853 | 70.9135 | 68.8418 | 66.77 | 64.6983 | 62.6266 | 60.5548 | 58.4831 | 56.4114 | 54.3396 | 52.2679 | 50.1962 | 48.1244 | 46.0527 | 43.981 | 41.9092 | 39.8375 | 37.7657 | 35.694 | 33.6223 | 31.5505 | 29.4788 | 0 | 0 | 0 | 0 | 0 | 0 | 0 | 0 | 0 | 0 | 0 | 0 | 0 | 0 | 0 | 0 | 0 | 0 | 0 | 0 | 0 | 0 | 0 | 0 | 0 | 0
|  | 2021 | 0% |  | 102.4168 | 96.6307 | 90.9016 | 86.6355 | 82.918 | 79.6119 | 77.1287 | 75.057 | 72.9853 | 70.9135 | 68.8418 | 66.77 | 64.6983 | 62.6266 | 60.5548 | 58.4831 | 56.4114 | 54.3396 | 52.2679 | 50.1962 | 48.1244 | 46.0527 | 43.981 | 41.9092 | 39.8375 | 37.7657 | 35.694 | 33.6223 | 31.5505 | 29.4788 | 0 | 0 | 0 | 0 | 0 | 0 | 0 | 0 | 0 | 0 | 0 | 0 | 0 | 0 | 0 | 0 | 0 | 0 | 0 | 0 | 0 | 0 | 0 | 0 | 0
|  | 2022 | 0% |  |  | 102.4168 | 96.6307 | 90.9016 | 86.6355 | 82.918 | 79.6119 | 77.1287 | 75.057 | 72.9853 | 70.9135 | 68.8418 | 66.77 | 64.6983 | 62.6266 | 60.5548 | 58.4831 | 56.4114 | 54.3396 | 52.2679 | 50.1962 | 48.1244 | 46.0527 | 43.981 | 41.9092 | 39.8375 | 37.7657 | 35.694 | 33.6223 | 31.5505 | 29.4788 | 0 | 0 | 0 | 0 | 0 | 0 | 0 | 0 | 0 | 0 | 0 | 0 | 0 | 0 | 0 | 0 | 0 | 0 | 0 | 0 | 0 | 0 | 0 | 0
|  | 2023 | 0% |  |  |  | 102.4168 | 96.6307 | 90.9016 | 86.6355 | 82.918 | 79.6119 | 77.1287 | 75.057 | 72.9853 | 70.9135 | 68.8418 | 66.77 | 64.6983 | 62.6266 | 60.5548 | 58.4831 | 56.4114 | 54.3396 | 52.2679 | 50.1962 | 48.1244 | 46.0527 | 43.981 | 41.9092 | 39.8375 | 37.7657 | 35.694 | 33.6223 | 31.5505 | 29.4788 | 0 | 0 | 0 | 0 | 0 | 0 | 0 | 0 | 0 | 0 | 0 | 0 | 0 | 0 | 0 | 0 | 0 | 0 | 0 | 0 | 0 | 0 | 0
|  | 2024 | 0% |  |  |  |  | 102.4168 | 96.6307 | 90.9016 | 86.6355 | 82.918 | 79.6119 | 77.1287 | 75.057 | 72.9853 | 70.9135 | 68.8418 | 66.77 | 64.6983 | 62.6266 | 60.5548 | 58.4831 | 56.4114 | 54.3396 | 52.2679 | 50.1962 | 48.1244 | 46.0527 | 43.981 | 41.9092 | 39.8375 | 37.7657 | 35.694 | 33.6223 | 31.5505 | 29.4788 | 0 | 0 | 0 | 0 | 0 | 0 | 0 | 0 | 0 | 0 | 0 | 0 | 0 | 0 | 0 | 0 | 0 | 0 | 0 | 0 | 0 | 0
|  | 2025 | 0% | [5 empty] | 102.4168 | 96.6307 | 90.9016 | 86.6355 | 82.918 | 79.6119 | 77.1287 | 75.057 | 72.9853 | 70.9135 | 68.8418 | 66.77 | 64.6983 | 62.6266 | 60.5548 | 58.4831 | 56.4114 | 54.3396 | 52.2679 | 50.1962 | 48.1244 | 46.0527 | 43.981 | 41.9092 | 39.8375 | 37.7657 | 35.694 | 33.6223 | 31.5505 | 29.4788 | 0 | 0 | 0 | 0 | 0 | 0 | 0 | 0 | 0 | 0 | 0 | 0 | 0 | 0 | 0 | 0 | 0 | 0 | 0 | 0 | 0
|  | 2026 | -1.146% | [6 empty] | 101.2432 | 95.5233 | 89.8599 | 85.6427 | 81.9678 | 78.6996 | 76.2449 | 74.1969 | 72.1489 | 70.1009 | 68.0529 | 66.0049 | 63.9569 | 61.9089 | 59.8609 | 57.8129 | 55.7649 | 53.7169 | 51.6689 | 49.6209 | 47.5729 | 45.5249 | 43.477 | 41.429 | 39.381 | 37.333 | 35.285 | 33.237 | 31.189 | 29.141 | 0 | 0 | 0 | 0 | 0 | 0 | 0 | 0 | 0 | 0 | 0 | 0 | 0 | 0 | 0 | 0 | 0 | 0 | 0 | 0
|  | 2027 | -1.159% | [7 empty] | 100.0695 | 94.416 | 88.8182 | 84.6499 | 81.0176 | 77.7873 | 75.361 | 73.3368 | 71.3125 | 69.2882 | 67.264 | 65.2397 | 63.2155 | 61.1912 | 59.167 | 57.1427 | 55.1185 | 53.0942 | 51.07 | 49.0457 | 47.0215 | 44.9972 | 42.973 | 40.9487 | 38.9244 | 36.9002 | 34.8759 | 32.8517 | 30.8274 | 28.8032 | 0 | 0 | 0 | 0 | 0 | 0 | 0 | 0 | 0 | 0 | 0 | 0 | 0 | 0 | 0 | 0 | 0 | 0 | 0
|  | 2028 | -1.173% | [8 empty] | 98.8959 | 93.3086 | 87.7765 | 83.6571 | 80.0674 | 76.875 | 74.4771 | 72.4766 | 70.4761 | 68.4756 | 66.4751 | 64.4746 | 62.4741 | 60.4736 | 58.473 | 56.4725 | 54.472 | 52.4715 | 50.471 | 48.4705 | 46.47 | 44.4695 | 42.4689 | 40.4684 | 38.4679 | 36.4674 | 34.4669 | 32.4664 | 30.4659 | 28.4654 | 0 | 0 | 0 | 0 | 0 | 0 | 0 | 0 | 0 | 0 | 0 | 0 | 0 | 0 | 0 | 0 | 0 | 0
|  | 2029 | -1.187% | [9 empty] | 97.7222 | 92.2013 | 86.7349 | 82.6643 | 79.1172 | 75.9626 | 73.5933 | 71.6165 | 69.6397 | 67.663 | 65.6862 | 63.7094 | 61.7327 | 59.7559 | 57.7791 | 55.8023 | 53.8256 | 51.8488 | 49.872 | 47.8953 | 45.9185 | 43.9417 | 41.9649 | 39.9882 | 38.0114 | 36.0346 | 34.0579 | 32.0811 | 30.1043 | 28.1275 | 0 | 0 | 0 | 0 | 0 | 0 | 0 | 0 | 0 | 0 | 0 | 0 | 0 | 0 | 0 | 0 | 0
|  | 2030 | -1.201% | [10 empty] | 96.5486 | 91.0939 | 85.6932 | 81.6715 | 78.167 | 75.0503 | 72.7094 | 70.7564 | 68.8034 | 66.8503 | 64.8973 | 62.9443 | 60.9912 | 59.0382 | 57.0852 | 55.1322 | 53.1791 | 51.2261 | 49.2731 | 47.32 | 45.367 | 43.414 | 41.4609 | 39.5079 | 37.5549 | 35.6019 | 33.6488 | 31.6958 | 29.7428 | 27.7897 | 0 | 0 | 0 | 0 | 0 | 0 | 0 | 0 | 0 | 0 | 0 | 0 | 0 | 0 | 0 | 0
|  | 2031 | -1.216% | [11 empty] | 95.3749 | 89.9866 | 84.6515 | 80.6787 | 77.2168 | 74.138 | 71.8256 | 69.8963 | 67.967 | 66.0377 | 64.1084 | 62.1791 | 60.2498 | 58.3205 | 56.3913 | 54.462 | 52.5327 | 50.6034 | 48.6741 | 46.7448 | 44.8155 | 42.8862 | 40.9569 | 39.0277 | 37.0984 | 35.1691 | 33.2398 | 31.3105 | 29.3812 | 27.4519 | 0 | 0 | 0 | 0 | 0 | 0 | 0 | 0 | 0 | 0 | 0 | 0 | 0 | 0 | 0
|  | 2032 | -1.216% | [12 empty] | 94.2156 | 88.8927 | 83.6224 | 79.698 | 76.2781 | 73.2368 | 70.9524 | 69.0466 | 67.1408 | 65.2349 | 63.3291 | 61.4233 | 59.5174 | 57.6116 | 55.7058 | 53.7999 | 51.8941 | 49.9883 | 48.0824 | 46.1766 | 44.2707 | 42.3649 | 40.4591 | 38.5532 | 36.6474 | 34.7416 | 32.8357 | 30.9299 | 29.0241 | 27.1182 | 0 | 0 | 0 | 0 | 0 | 0 | 0 | 0 | 0 | 0 | 0 | 0 | 0 | 0
|  | 2033 | -1.216% | [13 empty] | 93.0703 | 87.8121 | 82.6059 | 78.7291 | 75.3509 | 72.3465 | 70.0899 | 68.2073 | 66.3246 | 64.4419 | 62.5593 | 60.6766 | 58.7939 | 56.9113 | 55.0286 | 53.1459 | 51.2633 | 49.3806 | 47.4979 | 45.6153 | 43.7326 | 41.8499 | 39.9672 | 38.0846 | 36.2019 | 34.3192 | 32.4366 | 30.5539 | 28.6712 | 26.7886 | 0 | 0 | 0 | 0 | 0 | 0 | 0 | 0 | 0 | 0 | 0 | 0 | 0
|  | 2034 | -1.216% | [14 empty] | 91.9389 | 86.7447 | 81.6018 | 77.7721 | 74.4349 | 71.4671 | 69.2379 | 67.3781 | 65.5184 | 63.6586 | 61.7988 | 59.939 | 58.0792 | 56.2194 | 54.3597 | 52.4999 | 50.6401 | 48.7803 | 46.9205 | 45.0608 | 43.201 | 41.3412 | 39.4814 | 37.6216 | 35.7618 | 33.9021 | 32.0423 | 30.1825 | 28.3227 | 26.4629 | 0 | 0 | 0 | 0 | 0 | 0 | 0 | 0 | 0 | 0 | 0 | 0
|  | 2035 | -1.216% | [15 empty] | 90.8213 | 85.6902 | 80.6098 | 76.8267 | 73.5301 | 70.5983 | 68.3963 | 66.5591 | 64.7219 | 62.8847 | 61.0476 | 59.2104 | 57.3732 | 55.536 | 53.6989 | 51.8617 | 50.0245 | 48.1873 | 46.3502 | 44.513 | 42.6758 | 40.8386 | 39.0015 | 37.1643 | 35.3271 | 33.4899 | 31.6528 | 29.8156 | 27.9784 | 26.1412 | 0 | 0 | 0 | 0 | 0 | 0 | 0 | 0 | 0 | 0 | 0
|  | 2036 | -1.216% | [16 empty] | 89.7173 | 84.6486 | 79.6299 | 75.8928 | 72.6362 | 69.7401 | 67.5648 | 65.75 | 63.9352 | 62.1203 | 60.3055 | 58.4906 | 56.6758 | 54.8609 | 53.0461 | 51.2313 | 49.4164 | 47.6016 | 45.7867 | 43.9719 | 42.157 | 40.3422 | 38.5274 | 36.7125 | 34.8977 | 33.0828 | 31.268 | 29.4531 | 27.6383 | 25.8235 | 0 | 0 | 0 | 0 | 0 | 0 | 0 | 0 | 0 | 0
|  | 2037 | -1.216% | [17 empty] | 88.6267 | 83.6196 | 78.6619 | 74.9702 | 71.7533 | 68.8923 | 66.7435 | 64.9507 | 63.158 | 61.3652 | 59.5724 | 57.7796 | 55.9868 | 54.1941 | 52.4013 | 50.6085 | 48.8157 | 47.0229 | 45.2301 | 43.4374 | 41.6446 | 39.8518 | 38.059 | 36.2662 | 34.4735 | 32.6807 | 30.8879 | 29.0951 | 27.3023 | 25.5096 | 0 | 0 | 0 | 0 | 0 | 0 | 0 | 0 | 0
|  | 2038 | -1.216% | [18 empty] | 87.5493 | 82.6031 | 77.7057 | 74.0589 | 70.881 | 68.0549 | 65.9322 | 64.1612 | 62.3902 | 60.6192 | 58.8482 | 57.0772 | 55.3063 | 53.5353 | 51.7643 | 49.9933 | 48.2223 | 46.4513 | 44.6803 | 42.9093 | 41.1383 | 39.3674 | 37.5964 | 35.8254 | 34.0544 | 32.2834 | 30.5124 | 28.7414 | 26.9704 | 25.1995 | 0 | 0 | 0 | 0 | 0 | 0 | 0 | 0
|  | 2039 | -1.216% | [19 empty] | 86.485 | 81.599 | 76.7611 | 73.1586 | 70.0194 | 67.2276 | 65.1307 | 63.3812 | 61.6318 | 59.8823 | 58.1329 | 56.3834 | 54.6339 | 52.8845 | 51.135 | 49.3856 | 47.6361 | 45.8866 | 44.1372 | 42.3877 | 40.6383 | 38.8888 | 37.1393 | 35.3899 | 33.6404 | 31.891 | 30.1415 | 28.392 | 26.6426 | 24.8931 | 0 | 0 | 0 | 0 | 0 | 0 | 0
|  | 2040 | -1.216% | [20 empty] | 85.4337 | 80.607 | 75.828 | 72.2693 | 69.1682 | 66.4104 | 64.339 | 62.6108 | 60.8826 | 59.1544 | 57.4262 | 55.698 | 53.9698 | 52.2416 | 50.5134 | 48.7852 | 47.057 | 45.3288 | 43.6007 | 41.8725 | 40.1443 | 38.4161 | 36.6879 | 34.9597 | 33.2315 | 31.5033 | 29.7751 | 28.0469 | 26.3187 | 24.5905 | 0 | 0 | 0 | 0 | 0 | 0
|  | 2041 | -1.216% | [21 empty] | 84.3952 | 79.6272 | 74.9062 | 71.3908 | 68.3274 | 65.6031 | 63.5569 | 61.8497 | 60.1425 | 58.4353 | 56.7281 | 55.0209 | 53.3138 | 51.6066 | 49.8994 | 48.1922 | 46.485 | 44.7778 | 43.0706 | 41.3635 | 39.6563 | 37.9491 | 36.2419 | 34.5347 | 32.8275 | 31.1203 | 29.4132 | 27.706 | 25.9988 | 24.2916 | 0 | 0 | 0 | 0 | 0
|  | 2042 | -1.216% | [22 empty] | 83.3693 | 78.6592 | 73.9957 | 70.523 | 67.4968 | 64.8056 | 62.7843 | 61.0978 | 59.4114 | 57.725 | 56.0385 | 54.3521 | 52.6657 | 50.9792 | 49.2928 | 47.6064 | 45.9199 | 44.2335 | 42.5471 | 40.8606 | 39.1742 | 37.4878 | 35.8013 | 34.1149 | 32.4285 | 30.742 | 29.0556 | 27.3692 | 25.6827 | 23.9963 | 0 | 0 | 0 | 0
|  | 2043 | -1.216% | 2043: 82.3558; 2044: 77.703; 2045: 73.0962; 2046: 69.6657; 2047: 66.6763; 2048: 64.0178; 2049: 62.0211; 2050: 60.3551; 2051: 58.6892; 2052: 57.0233; 2053: 55.3573; 2054: 53.6914; 2055: 52.0255; 2056: 50.3595; 2057: 48.6936; 2058: 47.0277; 2059: 45.3617; 2060: 43.6958; 2061: 42.0299; 2062: 40.3639; 2063: 38.698; 2064: 37.0321; 2065: 35.3661; 2066: 33.7002; 2067: 32.0343; 2068: 30.3683; 2069: 28.7024; 2070: 27.0365; 2071: 25.3705; 2072: 23.7046; 2073: 0; 2074: 0; 2075: 0
|  | 2044 | -1.216% | 2044: 81.3547; 2045: 76.7585; 2046: 72.2076; 2047: 68.8188; 2048: 65.8658; 2049: 63.2396; 2050: 61.2671; 2051: 59.6214; 2052: 57.9758; 2053: 56.3301; 2054: 54.6844; 2055: 53.0387; 2056: 51.393; 2057: 49.7474; 2058: 48.1017; 2059: 46.456; 2060: 44.8103; 2061: 43.1646; 2062: 41.519; 2063: 39.8733; 2064: 38.2276; 2065: 36.5819; 2066: 34.9362; 2067: 33.2905; 2068: 31.6449; 2069: 29.9992; 2070: 28.3535; 2071: 26.7078; 2072: 25.0621; 2073: 23.4165; 2074: 0; 2075: 0
|  | 2045 | -1.216% | 2045: 80.3658; 2046: 75.8254; 2047: 71.3299; 2048: 67.9823; 2049: 65.0651; 2050: 62.4709; 2051: 60.5224; 2052: 58.8967; 2053: 57.271; 2054: 55.6453; 2055: 54.0197; 2056: 52.394; 2057: 50.7683; 2058: 49.1426; 2059: 47.5169; 2060: 45.8913; 2061: 44.2656; 2062: 42.6399; 2063: 41.0142; 2064: 39.3886; 2065: 37.7629; 2066: 36.1372; 2067: 34.5115; 2068: 32.8859; 2069: 31.2602; 2070: 29.6345; 2071: 28.0088; 2072: 26.3832; 2073: 24.7575; 2074: 23.1318; 2075: 0
|  | 2046 | -1.216% | 2046: 79.3888; 2047: 74.9037; 2048: 70.4628; 2049: 67.1559; 2050: 64.2742; 2051: 61.7115; 2052: 59.7866; 2053: 58.1807; 2054: 56.5748; 2055: 54.9689; 2056: 53.363; 2057: 51.7571; 2058: 50.1512; 2059: 48.5452; 2060: 46.9393; 2061: 45.3334; 2062: 43.7275; 2063: 42.1216; 2064: 40.5157; 2065: 38.9098; 2066: 37.3038; 2067: 35.6979; 2068: 34.092; 2069: 32.4861; 2070: 30.8802; 2071: 29.2743; 2072: 27.6684; 2073: 26.0624; 2074: 24.4565; 2075: 22.8506 | 0 | 0 | 0 | 0
|  | 2047 | -1.216% | 2047: 78.4238; 2048: 73.9931; 2049: 69.6062; 2050: 66.3395; 2051: 63.4929; 2052: 60.9613; 2053: 59.0599; 2054: 57.4735; 2055: 55.8871; 2056: 54.3007; 2057: 52.7143; 2058: 51.1279; 2059: 49.5415; 2060: 47.9551; 2061: 46.3687; 2062: 44.7823; 2063: 43.1959; 2064: 41.6096; 2065: 40.0232; 2066: 38.4368; 2067: 36.8504; 2068: 35.264; 2069: 33.6776; 2070: 32.0912; 2071: 30.5048; 2072: 28.9184; 2073: 27.332; 2074: 25.7456; 2075: 24.1592 | 22.5728 | 0 | 0 | 0
|  | 2048 | -1.216% | 2048: 77.4705; 2049: 73.0937; 2050: 68.7601; 2051: 65.5331; 2052: 62.7211; 2053: 60.2203; 2054: 58.3419; 2055: 56.7748; 2056: 55.2077; 2057: 53.6406; 2058: 52.0735; 2059: 50.5064; 2060: 48.9393; 2061: 47.3722; 2062: 45.8051; 2063: 44.238; 2064: 42.6709; 2065: 41.1037; 2066: 39.5366; 2067: 37.9695; 2068: 36.4024; 2069: 34.8353; 2070: 33.2682; 2071: 31.7011; 2072: 30.134; 2073: 28.5669; 2074: 26.9998; 2075: 25.4327 | 23.8656 | 22.2984 | 0 | 0
|  | 2049 | -1.216% | 2049: 76.5287; 2050: 72.2051; 2051: 67.9242; 2052: 64.7365; 2053: 61.9586; 2054: 59.4882; 2055: 57.6327; 2056: 56.0847; 2057: 54.5366; 2058: 52.9886; 2059: 51.4405; 2060: 49.8924; 2061: 48.3444; 2062: 46.7963; 2063: 45.2483; 2064: 43.7002; 2065: 42.1521; 2066: 40.6041; 2067: 39.056; 2068: 37.508; 2069: 35.9599; 2070: 34.4119; 2071: 32.8638; 2072: 31.3157; 2073: 29.7677; 2074: 28.2196; 2075: 26.6716 | 25.1235 | 23.5754 | 22.0274 | 0
|  | 2050 | -1.216% | 2050: 75.5984; 2051: 71.3274; 2052: 67.0985; 2053: 63.9495; 2054: 61.2055; 2055: 58.7651; 2056: 56.9321; 2057: 55.4029; 2058: 53.8737; 2059: 52.3444; 2060: 50.8152; 2061: 49.2859; 2062: 47.7567; 2063: 46.2275; 2064: 44.6982; 2065: 43.169; 2066: 41.6397; 2067: 40.1105; 2068: 38.5813; 2069: 37.052; 2070: 35.5228; 2071: 33.9935; 2072: 32.4643; 2073: 30.9351; 2074: 29.4058; 2075: 27.8766 | 26.3473 | 24.8181 | 23.2889 | 21.7596
Revenue Requirement by vintage year
2012 $/MW-wk
| Aurora Input |  | Levelized Cost | 2020 | 2021 | 2022 | 2023 | 2024 | 2025 | 2026 | 2027 | 2028 | 2029 | 2030 | 2031 | 2032 | 2033 | 2034 | 2035 | 2036 | 2037 | 2038 | 2039 | 2040 | 2041 | 2042 | 2043 | 2044 | 2045 | 2046 | 2047 | 2048 | 2049 | 2050 | 2051 | 2052 | 2053 | 2054 | 2055 | 2056 | 2057 | 2058 | 2059 | 2060 | 2061 | 2062 | 2063 | 2064 | 2065 | 2066 | 2067 | 2068 | 2069 | 2070 | 2071 | 2072 | 2073 | 2074 | 2075
|  | 2020 | 4017.3658 | 6078.8724 | 5735.4379 | 5395.3953 | 5142.1832 | 4921.5326 | 4725.303 | 4577.9157 | 4454.9494 | 4331.9832 | 4209.0169 | 4086.0506 | 3963.0844 | 3840.1181 | 3717.1518 | 3594.1856 | 3471.2193 | 3348.253 | 3225.2868 | 3102.3205 | 2979.3542 | 2856.388 | 2733.4217 | 2610.4554 | 2487.4892 | 2364.5229 | 2241.5566 | 2118.5904 | 1995.6241 | 1872.6578 | 1749.6916 | 0 | 0 | 0 | 0 | 0 | 0 | 0 | 0 | 0 | 0 | 0 | 0 | 0 | 0 | 0 | 0 | 0 | 0 | 0 | 0 | 0 | 0 | 0 | 0 | 0 | 0
|  | 2021 | 4017.3658 |  | 6078.8724 | 5735.4379 | 5395.3953 | 5142.1832 | 4921.5326 | 4725.303 | 4577.9157 | 4454.9494 | 4331.9832 | 4209.0169 | 4086.0506 | 3963.0844 | 3840.1181 | 3717.1518 | 3594.1856 | 3471.2193 | 3348.253 | 3225.2868 | 3102.3205 | 2979.3542 | 2856.388 | 2733.4217 | 2610.4554 | 2487.4892 | 2364.5229 | 2241.5566 | 2118.5904 | 1995.6241 | 1872.6578 | 1749.6916 | 0 | 0 | 0 | 0 | 0 | 0 | 0 | 0 | 0 | 0 | 0 | 0 | 0 | 0 | 0 | 0 | 0 | 0 | 0 | 0 | 0 | 0 | 0 | 0 | 0
|  | 2022 | 4017.3658 |  |  | 6078.8724 | 5735.4379 | 5395.3953 | 5142.1832 | 4921.5326 | 4725.303 | 4577.9157 | 4454.9494 | 4331.9832 | 4209.0169 | 4086.0506 | 3963.0844 | 3840.1181 | 3717.1518 | 3594.1856 | 3471.2193 | 3348.253 | 3225.2868 | 3102.3205 | 2979.3542 | 2856.388 | 2733.4217 | 2610.4554 | 2487.4892 | 2364.5229 | 2241.5566 | 2118.5904 | 1995.6241 | 1872.6578 | 1749.6916 | 0 | 0 | 0 | 0 | 0 | 0 | 0 | 0 | 0 | 0 | 0 | 0 | 0 | 0 | 0 | 0 | 0 | 0 | 0 | 0 | 0 | 0 | 0 | 0
|  | 2023 | 4017.3658 |  |  |  | 6078.8724 | 5735.4379 | 5395.3953 | 5142.1832 | 4921.5326 | 4725.303 | 4577.9157 | 4454.9494 | 4331.9832 | 4209.0169 | 4086.0506 | 3963.0844 | 3840.1181 | 3717.1518 | 3594.1856 | 3471.2193 | 3348.253 | 3225.2868 | 3102.3205 | 2979.3542 | 2856.388 | 2733.4217 | 2610.4554 | 2487.4892 | 2364.5229 | 2241.5566 | 2118.5904 | 1995.6241 | 1872.6578 | 1749.6916 | 0 | 0 | 0 | 0 | 0 | 0 | 0 | 0 | 0 | 0 | 0 | 0 | 0 | 0 | 0 | 0 | 0 | 0 | 0 | 0 | 0 | 0 | 0
|  | 2024 | 4017.3658 |  |  |  |  | 6078.8724 | 5735.4379 | 5395.3953 | 5142.1832 | 4921.5326 | 4725.303 | 4577.9157 | 4454.9494 | 4331.9832 | 4209.0169 | 4086.0506 | 3963.0844 | 3840.1181 | 3717.1518 | 3594.1856 | 3471.2193 | 3348.253 | 3225.2868 | 3102.3205 | 2979.3542 | 2856.388 | 2733.4217 | 2610.4554 | 2487.4892 | 2364.5229 | 2241.5566 | 2118.5904 | 1995.6241 | 1872.6578 | 1749.6916 | 0 | 0 | 0 | 0 | 0 | 0 | 0 | 0 | 0 | 0 | 0 | 0 | 0 | 0 | 0 | 0 | 0 | 0 | 0 | 0 | 0 | 0
|  | 2025 | 4017.3658 | [5 empty] | 6078.8724 | 5735.4379 | 5395.3953 | 5142.1832 | 4921.5326 | 4725.303 | 4577.9157 | 4454.9494 | 4331.9832 | 4209.0169 | 4086.0506 | 3963.0844 | 3840.1181 | 3717.1518 | 3594.1856 | 3471.2193 | 3348.253 | 3225.2868 | 3102.3205 | 2979.3542 | 2856.388 | 2733.4217 | 2610.4554 | 2487.4892 | 2364.5229 | 2241.5566 | 2118.5904 | 1995.6241 | 1872.6578 | 1749.6916 | 0 | 0 | 0 | 0 | 0 | 0 | 0 | 0 | 0 | 0 | 0 | 0 | 0 | 0 | 0 | 0 | 0 | 0 | 0 | 0 | 0
|  | 2026 | 3971.3286 | [6 empty] | 6009.2113 | 5669.7125 | 5333.5666 | 5083.2562 | 4865.1341 | 4671.1532 | 4525.4549 | 4403.8977 | 4282.3406 | 4160.7835 | 4039.2264 | 3917.6692 | 3796.1121 | 3674.555 | 3552.9978 | 3431.4407 | 3309.8836 | 3188.3265 | 3066.7693 | 2945.2122 | 2823.6551 | 2702.0979 | 2580.5408 | 2458.9837 | 2337.4265 | 2215.8694 | 2094.3123 | 1972.7552 | 1851.198 | 1729.6409 | 0 | 0 | 0 | 0 | 0 | 0 | 0 | 0 | 0 | 0 | 0 | 0 | 0 | 0 | 0 | 0 | 0 | 0 | 0 | 0
|  | 2027 | 3925.2914 | [7 empty] | 5939.5502 | 5603.987 | 5271.7378 | 5024.3291 | 4808.7356 | 4617.0034 | 4472.9941 | 4352.8461 | 4232.6981 | 4112.5501 | 3992.4021 | 3872.2541 | 3752.1061 | 3631.9581 | 3511.8101 | 3391.6621 | 3271.5141 | 3151.3662 | 3031.2182 | 2911.0702 | 2790.9222 | 2670.7742 | 2550.6262 | 2430.4782 | 2310.3302 | 2190.1822 | 2070.0342 | 1949.8862 | 1829.7382 | 1709.5902 | 0 | 0 | 0 | 0 | 0 | 0 | 0 | 0 | 0 | 0 | 0 | 0 | 0 | 0 | 0 | 0 | 0 | 0 | 0
|  | 2028 | 3879.2543 | [8 empty] | 5869.8891 | 5538.2615 | 5209.9091 | 4965.402 | 4752.3371 | 4562.8536 | 4420.5333 | 4301.7944 | 4183.0555 | 4064.3167 | 3945.5778 | 3826.839 | 3708.1001 | 3589.3613 | 3470.6224 | 3351.8836 | 3233.1447 | 3114.4058 | 2995.667 | 2876.9281 | 2758.1893 | 2639.4504 | 2520.7116 | 2401.9727 | 2283.2339 | 2164.495 | 2045.7561 | 1927.0173 | 1808.2784 | 1689.5396 | 0 | 0 | 0 | 0 | 0 | 0 | 0 | 0 | 0 | 0 | 0 | 0 | 0 | 0 | 0 | 0 | 0 | 0
|  | 2029 | 3833.2171 | [9 empty] | 5800.2281 | 5472.536 | 5148.0803 | 4906.475 | 4695.9386 | 4508.7038 | 4368.0724 | 4250.7427 | 4133.413 | 4016.0833 | 3898.7536 | 3781.4239 | 3664.0941 | 3546.7644 | 3429.4347 | 3312.105 | 3194.7753 | 3077.4455 | 2960.1158 | 2842.7861 | 2725.4564 | 2608.1267 | 2490.7969 | 2373.4672 | 2256.1375 | 2138.8078 | 2021.4781 | 1904.1484 | 1786.8186 | 1669.4889 | 0 | 0 | 0 | 0 | 0 | 0 | 0 | 0 | 0 | 0 | 0 | 0 | 0 | 0 | 0 | 0 | 0
|  | 2030 | 3787.1799 | [10 empty] | 5730.567 | 5406.8105 | 5086.2515 | 4847.5479 | 4639.5401 | 4454.554 | 4315.6116 | 4199.6911 | 4083.7705 | 3967.8499 | 3851.9293 | 3736.0087 | 3620.0881 | 3504.1676 | 3388.247 | 3272.3264 | 3156.4058 | 3040.4852 | 2924.5647 | 2808.6441 | 2692.7235 | 2576.8029 | 2460.8823 | 2344.9617 | 2229.0412 | 2113.1206 | 1997.2 | 1881.2794 | 1765.3588 | 1649.4383 | 0 | 0 | 0 | 0 | 0 | 0 | 0 | 0 | 0 | 0 | 0 | 0 | 0 | 0 | 0 | 0
|  | 2031 | 3741.1428 | [11 empty] | 5660.9059 | 5341.085 | 5024.4228 | 4788.6209 | 4583.1416 | 4400.4042 | 4263.1508 | 4148.6394 | 4034.1279 | 3919.6165 | 3805.105 | 3690.5936 | 3576.0822 | 3461.5707 | 3347.0593 | 3232.5478 | 3118.0364 | 3003.5249 | 2889.0135 | 2774.502 | 2659.9906 | 2545.4792 | 2430.9677 | 2316.4563 | 2201.9448 | 2087.4334 | 1972.9219 | 1858.4105 | 1743.899 | 1629.3876 | 0 | 0 | 0 | 0 | 0 | 0 | 0 | 0 | 0 | 0 | 0 | 0 | 0 | 0 | 0
|  | 2032 | 3695.6652 | [12 empty] | 5592.0916 | 5276.1585 | 4963.3456 | 4730.4101 | 4527.4287 | 4346.9127 | 4211.3277 | 4098.2083 | 3985.0889 | 3871.9694 | 3758.85 | 3645.7305 | 3532.6111 | 3419.4917 | 3306.3722 | 3193.2528 | 3080.1334 | 2967.0139 | 2853.8945 | 2740.775 | 2627.6556 | 2514.5362 | 2401.4167 | 2288.2973 | 2175.1779 | 2062.0584 | 1948.939 | 1835.8195 | 1722.7001 | 1609.5807 | 0 | 0 | 0 | 0 | 0 | 0 | 0 | 0 | 0 | 0 | 0 | 0 | 0 | 0
|  | 2033 | 3650.7405 | [13 empty] | 5524.1138 | 5212.0212 | 4903.0109 | 4672.907 | 4472.393 | 4294.0714 | 4160.1346 | 4048.3902 | 3936.6459 | 3824.9015 | 3713.1572 | 3601.4128 | 3489.6685 | 3377.9241 | 3266.1798 | 3154.4354 | 3042.6911 | 2930.9467 | 2819.2024 | 2707.458 | 2595.7137 | 2483.9693 | 2372.225 | 2260.4806 | 2148.7363 | 2036.9919 | 1925.2476 | 1813.5032 | 1701.7589 | 1590.0145 | 0 | 0 | 0 | 0 | 0 | 0 | 0 | 0 | 0 | 0 | 0 | 0 | 0
|  | 2034 | 3606.3619 | [14 empty] | 5456.9624 | 5148.6636 | 4843.4097 | 4616.1029 | 4418.0263 | 4241.8724 | 4109.5638 | 3999.1778 | 3888.7918 | 3778.4058 | 3668.0199 | 3557.6339 | 3447.2479 | 3336.8619 | 3226.4759 | 3116.0899 | 3005.704 | 2895.318 | 2784.932 | 2674.546 | 2564.16 | 2453.7741 | 2343.3881 | 2233.0021 | 2122.6161 | 2012.2301 | 1901.8442 | 1791.4582 | 1681.0722 | 1570.6862 | 0 | 0 | 0 | 0 | 0 | 0 | 0 | 0 | 0 | 0 | 0 | 0
|  | 2035 | 3562.5228 | [15 empty] | 5390.6273 | 5086.0762 | 4784.5329 | 4559.9893 | 4364.3206 | 4190.308 | 4059.6077 | 3950.5636 | 3841.5195 | 3732.4753 | 3623.4312 | 3514.3871 | 3405.343 | 3296.2988 | 3187.2547 | 3078.2106 | 2969.1665 | 2860.1223 | 2751.0782 | 2642.0341 | 2532.99 | 2423.9459 | 2314.9017 | 2205.8576 | 2096.8135 | 1987.7694 | 1878.7252 | 1769.6811 | 1660.637 | 1551.5929 | 0 | 0 | 0 | 0 | 0 | 0 | 0 | 0 | 0 | 0 | 0
|  | 2036 | 3519.2166 | [16 empty] | 5325.0985 | 5024.2496 | 4726.3719 | 4504.5578 | 4311.2676 | 4139.3704 | 4010.2589 | 3902.5403 | 3794.8217 | 3687.1032 | 3579.3846 | 3471.666 | 3363.9474 | 3256.2288 | 3148.5103 | 3040.7917 | 2933.0731 | 2825.3545 | 2717.636 | 2609.9174 | 2502.1988 | 2394.4802 | 2286.7617 | 2179.0431 | 2071.3245 | 1963.6059 | 1855.8874 | 1748.1688 | 1640.4502 | 1532.7316 | 0 | 0 | 0 | 0 | 0 | 0 | 0 | 0 | 0 | 0
|  | 2037 | 3476.4368 | [17 empty] | 5260.3663 | 4963.1745 | 4668.9178 | 4449.8002 | 4258.8596 | 4089.0519 | 3961.51 | 3855.1008 | 3748.6917 | 3642.2825 | 3535.8734 | 3429.4642 | 3323.0551 | 3216.646 | 3110.2368 | 3003.8277 | 2897.4185 | 2791.0094 | 2684.6002 | 2578.1911 | 2471.7819 | 2365.3728 | 2258.9637 | 2152.5545 | 2046.1454 | 1939.7362 | 1833.3271 | 1726.9179 | 1620.5088 | 1514.0997 | 0 | 0 | 0 | 0 | 0 | 0 | 0 | 0 | 0
|  | 2038 | 3434.177 | [18 empty] | 5196.421 | 4902.8419 | 4612.1622 | 4395.7082 | 4207.0887 | 4039.3452 | 3913.3536 | 3808.238 | 3703.1224 | 3598.0067 | 3492.8911 | 3387.7755 | 3282.6599 | 3177.5442 | 3072.4286 | 2967.313 | 2862.1973 | 2757.0817 | 2651.9661 | 2546.8505 | 2441.7348 | 2336.6192 | 2231.5036 | 2126.3879 | 2021.2723 | 1916.1567 | 1811.0411 | 1705.9254 | 1600.8098 | 1495.6942 | 0 | 0 | 0 | 0 | 0 | 0 | 0 | 0
|  | 2039 | 3392.431 | [19 empty] | 5133.253 | 4843.2427 | 4556.0965 | 4342.2737 | 4155.9471 | 3990.2427 | 3865.7827 | 3761.9448 | 3658.107 | 3554.2692 | 3450.4313 | 3346.5935 | 3242.7557 | 3138.9178 | 3035.08 | 2931.2422 | 2827.4043 | 2723.5665 | 2619.7286 | 2515.8908 | 2412.053 | 2308.2151 | 2204.3773 | 2100.5395 | 1996.7016 | 1892.8638 | 1789.0259 | 1685.1881 | 1581.3503 | 1477.5124 | 0 | 0 | 0 | 0 | 0 | 0 | 0
|  | 2040 | 3351.1924 | [20 empty] | 5070.8529 | 4784.368 | 4500.7124 | 4289.4888 | 4105.4272 | 3941.7371 | 3818.79 | 3716.2144 | 3613.6389 | 3511.0633 | 3408.4877 | 3305.9121 | 3203.3365 | 3100.761 | 2998.1854 | 2895.6098 | 2793.0342 | 2690.4587 | 2587.8831 | 2485.3075 | 2382.7319 | 2280.1563 | 2177.5808 | 2075.0052 | 1972.4296 | 1869.854 | 1767.2784 | 1664.7029 | 1562.1273 | 1459.5517 | 0 | 0 | 0 | 0 | 0 | 0
|  | 2041 | 3310.4551 | [21 empty] | 5009.2114 | 4726.2089 | 4446.0015 | 4237.3455 | 4055.5214 | 3893.8211 | 3772.3686 | 3671.0399 | 3569.7113 | 3468.3826 | 3367.0539 | 3265.7253 | 3164.3966 | 3063.068 | 2961.7393 | 2860.4106 | 2759.082 | 2657.7533 | 2556.4246 | 2455.096 | 2353.7673 | 2252.4386 | 2151.11 | 2049.7813 | 1948.4526 | 1847.124 | 1745.7953 | 1644.4666 | 1543.138 | 1441.8093 | 0 | 0 | 0 | 0 | 0
|  | 2042 | 3270.2131 | [22 empty] | 4948.3191 | 4668.7569 | 4391.9556 | 4185.8361 | 4006.2223 | 3846.4876 | 3726.5115 | 3626.4146 | 3526.3177 | 3426.2208 | 3326.1239 | 3226.0269 | 3125.93 | 3025.8331 | 2925.7362 | 2825.6393 | 2725.5424 | 2625.4455 | 2525.3486 | 2425.2517 | 2325.1548 | 2225.0579 | 2124.961 | 2024.8641 | 1924.7671 | 1824.6702 | 1724.5733 | 1624.4764 | 1524.3795 | 1424.2826 | 0 | 0 | 0 | 0
|  | 2043 | 3230.4602 | 2043: 4888.1671; 2044: 4612.0032; 2045: 4338.5668; 2046: 4134.9529; 2047: 3957.5224; 2048: 3799.7295; 2049: 3681.2118; 2050: 3582.3317; 2051: 3483.4516; 2052: 3384.5714; 2053: 3285.6913; 2054: 3186.8112; 2055: 3087.9311; 2056: 2989.0509; 2057: 2890.1708; 2058: 2791.2907; 2059: 2692.4106; 2060: 2593.5304; 2061: 2494.6503; 2062: 2395.7702; 2063: 2296.8901; 2064: 2198.0099; 2065: 2099.1298; 2066: 2000.2497; 2067: 1901.3696; 2068: 1802.4894; 2069: 1703.6093; 2070: 1604.7292; 2071: 1505.8491; 2072: 1406.969; 2073: 0; 2074: 0; 2075: 0
|  | 2044 | 3191.1905 | 2044: 4828.7463; 2045: 4555.9394; 2046: 4285.8269; 2047: 4084.6881; 2048: 3909.4145; 2049: 3753.5398; 2050: 3636.4628; 2051: 3538.7847; 2052: 3441.1065; 2053: 3343.4284; 2054: 3245.7503; 2055: 3148.0721; 2056: 3050.394; 2057: 2952.7159; 2058: 2855.0377; 2059: 2757.3596; 2060: 2659.6815; 2061: 2562.0033; 2062: 2464.3252; 2063: 2366.6471; 2064: 2268.9689; 2065: 2171.2908; 2066: 2073.6127; 2067: 1975.9346; 2068: 1878.2564; 2069: 1780.5783; 2070: 1682.9002; 2071: 1585.222; 2072: 1487.5439; 2073: 1389.8658; 2074: 0; 2075: 0
|  | 2045 | 3152.3982 | 2045: 4770.0478; 2046: 4500.5572; 2047: 4233.7282; 2048: 4035.0345; 2049: 3861.8915; 2050: 3707.9116; 2051: 3592.2578; 2052: 3495.767; 2053: 3399.2763; 2054: 3302.7855; 2055: 3206.2947; 2056: 3109.804; 2057: 3013.3132; 2058: 2916.8225; 2059: 2820.3317; 2060: 2723.841; 2061: 2627.3502; 2062: 2530.8595; 2063: 2434.3687; 2064: 2337.878; 2065: 2241.3872; 2066: 2144.8965; 2067: 2048.4057; 2068: 1951.915; 2069: 1855.4242; 2070: 1758.9335; 2071: 1662.4427; 2072: 1565.952; 2073: 1469.4612; 2074: 1372.9705; 2075: 0 | 0 | 0 | 0 | 0
|  | 2046 | 3114.0775 | 2046: 4712.0628; 2047: 4445.8482; 2048: 4182.2627; 2049: 3985.9844; 2050: 3814.9461; 2051: 3662.838; 2052: 3548.5901; 2053: 3453.2723; 2054: 3357.9545; 2055: 3262.6367; 2056: 3167.3189; 2057: 3072.001; 2058: 2976.6832; 2059: 2881.3654; 2060: 2786.0476; 2061: 2690.7298; 2062: 2595.412; 2063: 2500.0942; 2064: 2404.7764; 2065: 2309.4586; 2066: 2214.1408; 2067: 2118.823; 2068: 2023.5052; 2069: 1928.1874; 2070: 1832.8696; 2071: 1737.5518; 2072: 1642.234; 2073: 1546.9162; 2074: 1451.5984; 2075: 1356.2806 | 0 | 0 | 0 | 0
|  | 2047 | 3076.2226 | 2047: 4654.7827; 2048: 4391.8042; 2049: 4131.4229; 2050: 3937.5305; 2051: 3768.5714; 2052: 3618.3123; 2053: 3505.4532; 2054: 3411.2941; 2055: 3317.135; 2056: 3222.9759; 2057: 3128.8168; 2058: 3034.6576; 2059: 2940.4985; 2060: 2846.3394; 2061: 2752.1803; 2062: 2658.0212; 2063: 2563.8621; 2064: 2469.7029; 2065: 2375.5438; 2066: 2281.3847; 2067: 2187.2256; 2068: 2093.0665; 2069: 1998.9074; 2070: 1904.7482; 2071: 1810.5891; 2072: 1716.43; 2073: 1622.2709; 2074: 1528.1118; 2075: 1433.9527 | 1339.7936 | 0 | 0 | 0
|  | 2048 | 3038.8279 | 2048: 4598.1989; 2049: 4338.4172; 2050: 4081.2011; 2051: 3889.6657; 2052: 3722.7605; 2053: 3574.3279; 2054: 3462.8407; 2055: 3369.8262; 2056: 3276.8117; 2057: 3183.7972; 2058: 3090.7827; 2059: 2997.7682; 2060: 2904.7537; 2061: 2811.7391; 2062: 2718.7246; 2063: 2625.7101; 2064: 2532.6956; 2065: 2439.6811; 2066: 2346.6666; 2067: 2253.6521; 2068: 2160.6376; 2069: 2067.623; 2070: 1974.6085; 2071: 1881.594; 2072: 1788.5795; 2073: 1695.565; 2074: 1602.5505; 2075: 1509.536 | 1416.5215 | 1323.5069 | 0 | 0
|  | 2049 | 3001.8877 | 2049: 4542.303; 2050: 4285.6792; 2051: 4031.5898; 2052: 3842.3827; 2053: 3677.5064; 2054: 3530.8782; 2055: 3420.7463; 2056: 3328.8624; 2057: 3236.9786; 2058: 3145.0948; 2059: 3053.211; 2060: 2961.3271; 2061: 2869.4433; 2062: 2777.5595; 2063: 2685.6757; 2064: 2593.7918; 2065: 2501.908; 2066: 2410.0242; 2067: 2318.1404; 2068: 2226.2566; 2069: 2134.3727; 2070: 2042.4889; 2071: 1950.6051; 2072: 1858.7213; 2073: 1766.8374; 2074: 1674.9536; 2075: 1583.0698 | 1491.186 | 1399.3021 | 1307.4183 | 0
|  | 2050 | 2965.3966 | 2050: 4487.0865; 2051: 4233.5822; 2052: 3982.5816; 2053: 3795.6745; 2054: 3632.8024; 2055: 3487.9567; 2056: 3379.1635; 2057: 3288.3966; 2058: 3197.6297; 2059: 3106.8628; 2060: 3016.096; 2061: 2925.3291; 2062: 2834.5622; 2063: 2743.7953; 2064: 2653.0285; 2065: 2562.2616; 2066: 2471.4947; 2067: 2380.7278; 2068: 2289.9609; 2069: 2199.1941; 2070: 2108.4272; 2071: 2017.6603; 2072: 1926.8934; 2073: 1836.1265; 2074: 1745.3597; 2075: 1654.5928 | 1563.8259 | 1473.059 | 1382.2922 | 1291.5253
|  | Annual Change (%) |  | 0% | 0% | 0% | 0% | 0% | 0% | -1.146% | -1.159% | -1.173% | -1.187% | -1.201% | -1.216% | -1.216% | -1.216% | -1.216% | -1.216% | -1.216% | -1.216% | -1.216% | -1.216% | -1.216% | -1.216% | -1.216% | -1.216% | -1.216% | -1.216% | -1.216% | -1.216% | -1.216% | -1.216% | -1.216% | 0% | 0% | 0% | 0% | 0% | 0% | 0% | 0% | 0% | 0% | 0% | 0% | 0% | 0% | 0% | 0% | 0% | 0% | 0% | 0% | 0% | 0% | 0% | 0% | 0%
|  | Levelized Capital Cost ($/MW-wk) |  | 4017.3658 | 4017.3658 | 4017.3658 | 4017.3658 | 4017.3658 | 4017.3658 | 3971.3286 | 3925.2914 | 3879.2543 | 3833.2171 | 3787.1799 | 3741.1428 | 3695.6652 | 3650.7405 | 3606.3619 | 3562.5228 | 3519.2166 | 3476.4368 | 3434.177 | 3392.431 | 3351.1924 | 3310.4551 | 3270.2131 | 3230.4602 | 3191.1905 | 3152.3982 | 3114.0775 | 3076.2226 | 3038.8279 | 3001.8877 | 2965.3966 | 2965.3966 | 2965.3966 | 2965.3966 | 2965.3966 | 2965.3966 | 2965.3966 | 2965.3966 | 2965.3966 | 2965.3966 | 2965.3966 | 2965.3966 | 2965.3966 | 2965.3966 | 2965.3966 | 2965.3966 | 2965.3966 | 2965.3966 | 2965.3966 | 2965.3966 | 2965.3966 | 2965.3966 | 2965.3966 | 2965.3966 | 2965.3966 | 2965.3966
|  | Economic Life | 30
|  | check s/b 0 | 0
itc
Revenue Requirement by vintage year
2012 $/MW-wk
| Aurora Input |  | Levelized Cost | 2020 | 2021 | 2022 | 2023 | 2024 | 2025 | 2026 | 2027 | 2028 | 2029 | 2030 | 2031 | 2032 | 2033 | 2034 | 2035 | 2036 | 2037 | 2038 | 2039 | 2040 | 2041 | 2042 | 2043 | 2044 | 2045 | 2046 | Levelized | 2047 | 2048 | 2049 | 2050 | 2051 | 2052 | 2053 | 2054 | 2055 | 2056 | 2057 | 2058 | 2059 | 2060 | 2061 | 2062 | 2063 | 2064 | 2065 | 2066 | 2067 | 2068 | 2069 | 2070 | 2071 | 2072 | 2073 | 2074 | 2075 | 2076 | 2077 | 2078 | 2079
|  | 2020 | 4017.3658 | 6078.8724 | 5735.4379 | 5395.3953 | 5142.1832 | 4921.5326 | 4725.303 | 4577.9157 | 4454.9494 | 4331.9832 | 4209.0169 | 4086.0506 | 3963.0844 | 3840.1181 | 3717.1518 | 3594.1856 | 3471.2193 | 3348.253 | 3225.2868 | 3102.3205 | 2979.3542 | 2856.388 | 2733.4217 | 2610.4554 | 2487.4892 | 2364.5229 | 2241.5566 | 2118.5904 | 1876.1082 | 1995.6241 | 1872.6578 | 1749.6916 | 0 | 0 | 0 | 0 | 0 | 0 | 0 | 0 | 0 | 0 | 0 | 0 | 0 | 0 | 0 | 0 | 0 | 0 | 0 | 0 | 0 | 0 | 0 | 0 | 0 | 0 | 0 | 0 | 0 | 0
|  | 2021 | 4017.3658 |  | 6078.8724 | 5735.4379 | 5395.3953 | 5142.1832 | 4921.5326 | 4725.303 | 4577.9157 | 4454.9494 | 4331.9832 | 4209.0169 | 4086.0506 | 3963.0844 | 3840.1181 | 3717.1518 | 3594.1856 | 3471.2193 | 3348.253 | 3225.2868 | 3102.3205 | 2979.3542 | 2856.388 | 2733.4217 | 2610.4554 | 2487.4892 | 2364.5229 | 2241.5566 | 1940.609 | 2118.5904 | 1995.6241 | 1872.6578 | 1749.6916 | 0 | 0 | 0 | 0 | 0 | 0 | 0 | 0 | 0 | 0 | 0 | 0 | 0 | 0 | 0 | 0 | 0 | 0 | 0 | 0 | 0 | 0 | 0 | 0 | 0 | 0 | 0 | 0 | 0
|  | 2022 | 4017.3658 |  |  | 6078.8724 | 5735.4379 | 5395.3953 | 5142.1832 | 4921.5326 | 4725.303 | 4577.9157 | 4454.9494 | 4331.9832 | 4209.0169 | 4086.0506 | 3963.0844 | 3840.1181 | 3717.1518 | 3594.1856 | 3471.2193 | 3348.253 | 3225.2868 | 3102.3205 | 2979.3542 | 2856.388 | 2733.4217 | 2610.4554 | 2487.4892 | 2364.5229 | 2005.9702 | 2241.5566 | 2118.5904 | 1995.6241 | 1872.6578 | 1749.6916 | 0 | 0 | 0 | 0 | 0 | 0 | 0 | 0 | 0 | 0 | 0 | 0 | 0 | 0 | 0 | 0 | 0 | 0 | 0 | 0 | 0 | 0 | 0 | 0 | 0 | 0 | 0 | 0
|  | 2023 | 4017.3658 |  |  |  | 6078.8724 | 5735.4379 | 5395.3953 | 5142.1832 | 4921.5326 | 4725.303 | 4577.9157 | 4454.9494 | 4331.9832 | 4209.0169 | 4086.0506 | 3963.0844 | 3840.1181 | 3717.1518 | 3594.1856 | 3471.2193 | 3348.253 | 3225.2868 | 3102.3205 | 2979.3542 | 2856.388 | 2733.4217 | 2610.4554 | 2487.4892 | 2072.1904 | 2364.5229 | 2241.5566 | 2118.5904 | 1995.6241 | 1872.6578 | 1749.6916 | 0 | 0 | 0 | 0 | 0 | 0 | 0 | 0 | 0 | 0 | 0 | 0 | 0 | 0 | 0 | 0 | 0 | 0 | 0 | 0 | 0 | 0 | 0 | 0 | 0 | 0 | 0
|  | 2024 | 4017.3658 |  |  |  |  | 6078.8724 | 5735.4379 | 5395.3953 | 5142.1832 | 4921.5326 | 4725.303 | 4577.9157 | 4454.9494 | 4331.9832 | 4209.0169 | 4086.0506 | 3963.0844 | 3840.1181 | 3717.1518 | 3594.1856 | 3471.2193 | 3348.253 | 3225.2868 | 3102.3205 | 2979.3542 | 2856.388 | 2733.4217 | 2610.4554 | 2139.2679 | 2487.4892 | 2364.5229 | 2241.5566 | 2118.5904 | 1995.6241 | 1872.6578 | 1749.6916 | 0 | 0 | 0 | 0 | 0 | 0 | 0 | 0 | 0 | 0 | 0 | 0 | 0 | 0 | 0 | 0 | 0 | 0 | 0 | 0 | 0 | 0 | 0 | 0 | 0 | 0
|  | 2025 | 4017.3658 | [5 empty] | 6078.8724 | 5735.4379 | 5395.3953 | 5142.1832 | 4921.5326 | 4725.303 | 4577.9157 | 4454.9494 | 4331.9832 | 4209.0169 | 4086.0506 | 3963.0844 | 3840.1181 | 3717.1518 | 3594.1856 | 3471.2193 | 3348.253 | 3225.2868 | 3102.3205 | 2979.3542 | 2856.388 | 2733.4217 | 2207.2008 | 2610.4554 | 2487.4892 | 2364.5229 | 2241.5566 | 2118.5904 | 1995.6241 | 1872.6578 | 1749.6916 | 0 | 0 | 0 | 0 | 0 | 0 | 0 | 0 | 0 | 0 | 0 | 0 | 0 | 0 | 0 | 0 | 0 | 0 | 0 | 0 | 0 | 0 | 0 | 0 | 0
|  | 2026 | 3971.3286 | [6 empty] | 6078.8724 | 5735.4379 | 5395.3953 | 5142.1832 | 4921.5326 | 4725.303 | 4577.9157 | 4454.9494 | 4331.9832 | 4209.0169 | 4086.0506 | 3963.0844 | 3840.1181 | 3717.1518 | 3594.1856 | 3471.2193 | 3348.253 | 3225.2868 | 3102.3205 | 2979.3542 | 2856.388 | 2275.9868 | 2733.4217 | 2610.4554 | 2487.4892 | 2364.5229 | 2241.5566 | 2118.5904 | 1995.6241 | 1872.6578 | 1749.6916 | 0 | 0 | 0 | 0 | 0 | 0 | 0 | 0 | 0 | 0 | 0 | 0 | 0 | 0 | 0 | 0 | 0 | 0 | 0 | 0 | 0 | 0 | 0 | 0
|  | 2027 | 3925.2914 | [7 empty] | 6078.8724 | 5735.4379 | 5395.3953 | 5142.1832 | 4921.5326 | 4725.303 | 4577.9157 | 4454.9494 | 4331.9832 | 4209.0169 | 4086.0506 | 3963.0844 | 3840.1181 | 3717.1518 | 3594.1856 | 3471.2193 | 3348.253 | 3225.2868 | 3102.3205 | 2979.3542 | 2345.6233 | 2856.388 | 2733.4217 | 2610.4554 | 2487.4892 | 2364.5229 | 2241.5566 | 2118.5904 | 1995.6241 | 1872.6578 | 1749.6916 | 0 | 0 | 0 | 0 | 0 | 0 | 0 | 0 | 0 | 0 | 0 | 0 | 0 | 0 | 0 | 0 | 0 | 0 | 0 | 0 | 0 | 0 | 0
|  | 2028 | 3879.2543 | [8 empty] | 6009.2113 | 5669.7125 | 5333.5666 | 5083.2562 | 4865.1341 | 4671.1532 | 4525.4549 | 4403.8977 | 4282.3406 | 4160.7835 | 4039.2264 | 3917.6692 | 3796.1121 | 3674.555 | 3552.9978 | 3431.4407 | 3309.8836 | 3188.3265 | 3066.7693 | 2388.42 | 2945.2122 | 2823.6551 | 2702.0979 | 2580.5408 | 2458.9837 | 2337.4265 | 2215.8694 | 2094.3123 | 1972.7552 | 1851.198 | 1729.6409 | 0 | 0 | 0 | 0 | 0 | 0 | 0 | 0 | 0 | 0 | 0 | 0 | 0 | 0 | 0 | 0 | 0 | 0 | 0 | 0 | 0 | 0
|  | 2029 | 3833.2171 | [9 empty] | 5939.5502 | 5603.987 | 5271.7378 | 5024.3291 | 4808.7356 | 4617.0034 | 4472.9941 | 4352.8461 | 4232.6981 | 4112.5501 | 3992.4021 | 3872.2541 | 3752.1061 | 3631.9581 | 3511.8101 | 3391.6621 | 3271.5141 | 3151.3662 | 2430.4265 | 3031.2182 | 2911.0702 | 2790.9222 | 2670.7742 | 2550.6262 | 2430.4782 | 2310.3302 | 2190.1822 | 2070.0342 | 1949.8862 | 1829.7382 | 1709.5902 | 0 | 0 | 0 | 0 | 0 | 0 | 0 | 0 | 0 | 0 | 0 | 0 | 0 | 0 | 0 | 0 | 0 | 0 | 0 | 0 | 0
|  | 2030 | 3787.1799 | [10 empty] | 5869.8891 | 5538.2615 | 5209.9091 | 4965.402 | 4752.3371 | 4562.8536 | 4420.5333 | 4301.7944 | 4183.0555 | 4064.3167 | 3945.5778 | 3826.839 | 3708.1001 | 3589.3613 | 3470.6224 | 3351.8836 | 3233.1447 | 2471.6104 | 3114.4058 | 2995.667 | 2876.9281 | 2758.1893 | 2639.4504 | 2520.7116 | 2401.9727 | 2283.2339 | 2164.495 | 2045.7561 | 1927.0173 | 1808.2784 | 1689.5396 | 0 | 0 | 0 | 0 | 0 | 0 | 0 | 0 | 0 | 0 | 0 | 0 | 0 | 0 | 0 | 0 | 0 | 0 | 0 | 0
|  | 2031 | 3741.1428 | [11 empty] | 5800.2281 | 5472.536 | 5148.0803 | 4906.475 | 4695.9386 | 4508.7038 | 4368.0724 | 4250.7427 | 4133.413 | 4016.0833 | 3898.7536 | 3781.4239 | 3664.0941 | 3546.7644 | 3429.4347 | 3312.105 | 2511.9392 | 3194.7753 | 3077.4455 | 2960.1158 | 2842.7861 | 2725.4564 | 2608.1267 | 2490.7969 | 2373.4672 | 2256.1375 | 2138.8078 | 2021.4781 | 1904.1484 | 1786.8186 | 1669.4889 | 0 | 0 | 0 | 0 | 0 | 0 | 0 | 0 | 0 | 0 | 0 | 0 | 0 | 0 | 0 | 0 | 0 | 0 | 0
|  | 2032 | 3695.6652 | [12 empty] | 5730.567 | 5406.8105 | 5086.2515 | 4847.5479 | 4639.5401 | 4454.554 | 4315.6116 | 4199.6911 | 4083.7705 | 3967.8499 | 3851.9293 | 3736.0087 | 3620.0881 | 3504.1676 | 3388.247 | 2551.3805 | 3272.3264 | 3156.4058 | 3040.4852 | 2924.5647 | 2808.6441 | 2692.7235 | 2576.8029 | 2460.8823 | 2344.9617 | 2229.0412 | 2113.1206 | 1997.2 | 1881.2794 | 1765.3588 | 1649.4383 | 0 | 0 | 0 | 0 | 0 | 0 | 0 | 0 | 0 | 0 | 0 | 0 | 0 | 0 | 0 | 0 | 0 | 0
|  | 2033 | 3650.7405 | [13 empty] | 5660.9059 | 5341.085 | 5024.4228 | 4788.6209 | 4583.1416 | 4400.4042 | 4263.1508 | 4148.6394 | 4034.1279 | 3919.6165 | 3805.105 | 3690.5936 | 3576.0822 | 3461.5707 | 2589.9016 | 3347.0593 | 3232.5478 | 3118.0364 | 3003.5249 | 2889.0135 | 2774.502 | 2659.9906 | 2545.4792 | 2430.9677 | 2316.4563 | 2201.9448 | 2087.4334 | 1972.9219 | 1858.4105 | 1743.899 | 1629.3876 | 0 | 0 | 0 | 0 | 0 | 0 | 0 | 0 | 0 | 0 | 0 | 0 | 0 | 0 | 0 | 0 | 0
|  | 2034 | 3606.3619 | [14 empty] | 5592.0916 | 5276.1585 | 4963.3456 | 4730.4101 | 4527.4287 | 4346.9127 | 4211.3277 | 4098.2083 | 3985.0889 | 3871.9694 | 3758.85 | 3645.7305 | 3532.6111 | 2627.8678 | 3419.4917 | 3306.3722 | 3193.2528 | 3080.1334 | 2967.0139 | 2853.8945 | 2740.775 | 2627.6556 | 2514.5362 | 2401.4167 | 2288.2973 | 2175.1779 | 2062.0584 | 1948.939 | 1835.8195 | 1722.7001 | 1609.5807 | 0 | 0 | 0 | 0 | 0 | 0 | 0 | 0 | 0 | 0 | 0 | 0 | 0 | 0 | 0 | 0
|  | 2035 | 3562.5228 | [15 empty] | 5524.1138 | 5212.0212 | 4903.0109 | 4672.907 | 4472.393 | 4294.0714 | 4160.1346 | 4048.3902 | 3936.6459 | 3824.9015 | 3713.1572 | 3601.4128 | 2665.2734 | 3489.6685 | 3377.9241 | 3266.1798 | 3154.4354 | 3042.6911 | 2930.9467 | 2819.2024 | 2707.458 | 2595.7137 | 2483.9693 | 2372.225 | 2260.4806 | 2148.7363 | 2036.9919 | 1925.2476 | 1813.5032 | 1701.7589 | 1590.0145 | 0 | 0 | 0 | 0 | 0 | 0 | 0 | 0 | 0 | 0 | 0 | 0 | 0 | 0 | 0
|  | 2036 | 3519.2166 | [16 empty] | 5456.9624 | 5148.6636 | 4843.4097 | 4616.1029 | 4418.0263 | 4241.8724 | 4109.5638 | 3999.1778 | 3888.7918 | 3778.4058 | 3668.0199 | 2702.1128 | 3557.6339 | 3447.2479 | 3336.8619 | 3226.4759 | 3116.0899 | 3005.704 | 2895.318 | 2784.932 | 2674.546 | 2564.16 | 2453.7741 | 2343.3881 | 2233.0021 | 2122.6161 | 2012.2301 | 1901.8442 | 1791.4582 | 1681.0722 | 1570.6862 | 0 | 0 | 0 | 0 | 0 | 0 | 0 | 0 | 0 | 0 | 0 | 0 | 0 | 0
|  | 2037 | 3476.4368 | [17 empty] | 5390.6273 | 5086.0762 | 4784.5329 | 4559.9893 | 4364.3206 | 4190.308 | 4059.6077 | 3950.5636 | 3841.5195 | 3732.4753 | 2738.3807 | 3623.4312 | 3514.3871 | 3405.343 | 3296.2988 | 3187.2547 | 3078.2106 | 2969.1665 | 2860.1223 | 2751.0782 | 2642.0341 | 2532.99 | 2423.9459 | 2314.9017 | 2205.8576 | 2096.8135 | 1987.7694 | 1878.7252 | 1769.6811 | 1660.637 | 1551.5929 | 0 | 0 | 0 | 0 | 0 | 0 | 0 | 0 | 0 | 0 | 0 | 0 | 0
|  | 2038 | 3434.177 | [18 empty] | 5325.0985 | 5024.2496 | 4726.3719 | 4504.5578 | 4311.2676 | 4139.3704 | 4010.2589 | 3902.5403 | 3794.8217 | 2774.072 | 3687.1032 | 3579.3846 | 3471.666 | 3363.9474 | 3256.2288 | 3148.5103 | 3040.7917 | 2933.0731 | 2825.3545 | 2717.636 | 2609.9174 | 2502.1988 | 2394.4802 | 2286.7617 | 2179.0431 | 2071.3245 | 1963.6059 | 1855.8874 | 1748.1688 | 1640.4502 | 1532.7316 | 0 | 0 | 0 | 0 | 0 | 0 | 0 | 0 | 0 | 0 | 0 | 0
|  | 2039 | 3392.431 | [19 empty] | 5260.3663 | 4963.1745 | 4668.9178 | 4449.8002 | 4258.8596 | 4089.0519 | 3961.51 | 3855.1008 | 2809.1818 | 3748.6917 | 3642.2825 | 3535.8734 | 3429.4642 | 3323.0551 | 3216.646 | 3110.2368 | 3003.8277 | 2897.4185 | 2791.0094 | 2684.6002 | 2578.1911 | 2471.7819 | 2365.3728 | 2258.9637 | 2152.5545 | 2046.1454 | 1939.7362 | 1833.3271 | 1726.9179 | 1620.5088 | 1514.0997 | 0 | 0 | 0 | 0 | 0 | 0 | 0 | 0 | 0 | 0 | 0
|  | 2040 | 3351.1924 | [20 empty] | 5196.421 | 4902.8419 | 4612.1622 | 4395.7082 | 4207.0887 | 4039.3452 | 3913.3536 | 2843.7054 | 3808.238 | 3703.1224 | 3598.0067 | 3492.8911 | 3387.7755 | 3282.6599 | 3177.5442 | 3072.4286 | 2967.313 | 2862.1973 | 2757.0817 | 2651.9661 | 2546.8505 | 2441.7348 | 2336.6192 | 2231.5036 | 2126.3879 | 2021.2723 | 1916.1567 | 1811.0411 | 1705.9254 | 1600.8098 | 1495.6942 | 0 | 0 | 0 | 0 | 0 | 0 | 0 | 0 | 0 | 0
|  | 2041 | 3310.4551 | [21 empty] | 5133.253 | 4843.2427 | 4556.0965 | 4342.2737 | 4155.9471 | 3990.2427 | 2877.6386 | 3865.7827 | 3761.9448 | 3658.107 | 3554.2692 | 3450.4313 | 3346.5935 | 3242.7557 | 3138.9178 | 3035.08 | 2931.2422 | 2827.4043 | 2723.5665 | 2619.7286 | 2515.8908 | 2412.053 | 2308.2151 | 2204.3773 | 2100.5395 | 1996.7016 | 1892.8638 | 1789.0259 | 1685.1881 | 1581.3503 | 1477.5124 | 0 | 0 | 0 | 0 | 0 | 0 | 0 | 0 | 0
|  | 2042 | 3270.2131 | [22 empty] | 5070.8529 | 4784.368 | 4500.7124 | 4289.4888 | 4105.4272 | 2912.2673 | 3941.7371 | 3818.79 | 3716.2144 | 3613.6389 | 3511.0633 | 3408.4877 | 3305.9121 | 3203.3365 | 3100.761 | 2998.1854 | 2895.6098 | 2793.0342 | 2690.4587 | 2587.8831 | 2485.3075 | 2382.7319 | 2280.1563 | 2177.5808 | 2075.0052 | 1972.4296 | 1869.854 | 1767.2784 | 1664.7029 | 1562.1273 | 1459.5517 | 0 | 0 | 0 | 0 | 0 | 0 | 0 | 0
|  | 2043 | 3230.4602 | [23 empty] | 5009.2114 | 4726.2089 | 4446.0015 | 4237.3455 | 2949.9004 | 4055.5214 | 3893.8211 | 3772.3686 | 3671.0399 | 3569.7113 | 3468.3826 | 3367.0539 | 3265.7253 | 3164.3966 | 3063.068 | 2961.7393 | 2860.4106 | 2759.082 | 2657.7533 | 2556.4246 | 2455.096 | 2353.7673 | 2252.4386 | 2151.11 | 2049.7813 | 1948.4526 | 1847.124 | 1745.7953 | 1644.4666 | 1543.138 | 1441.8093 | 0 | 0 | 0 | 0 | 0 | 0 | 0
|  | 2044 | 3191.1905 | [24 empty] | 4948.3191 | 4668.7569 | 4391.9556 | 2991.2463 | 4185.8361 | 4006.2223 | 3846.4876 | 3726.5115 | 3626.4146 | 3526.3177 | 3426.2208 | 3326.1239 | 3226.0269 | 3125.93 | 3025.8331 | 2925.7362 | 2825.6393 | 2725.5424 | 2625.4455 | 2525.3486 | 2425.2517 | 2325.1548 | 2225.0579 | 2124.961 | 2024.8641 | 1924.7671 | 1824.6702 | 1724.5733 | 1624.4764 | 1524.3795 | 1424.2826 | 0 | 0 | 0 | 0 | 0 | 0
|  | 2045 | 3152.3982 | [25 empty] | 4888.1671 | 4612.0032 | 3037.2769 | 4338.5668 | 4134.9529 | 3957.5224 | 3799.7295 | 3681.2118 | 3582.3317 | 3483.4516 | 3384.5714 | 3285.6913 | 3186.8112 | 3087.9311 | 2989.0509 | 2890.1708 | 2791.2907 | 2692.4106 | 2593.5304 | 2494.6503 | 2395.7702 | 2296.8901 | 2198.0099 | 2099.1298 | 2000.2497 | 1901.3696 | 1802.4894 | 1703.6093 | 1604.7292 | 1505.8491 | 1406.969 | 0 | 0 | 0 | 0 | 0
|  | 2046 | 3114.0775 | [26 empty] | 4828.7463 | 3091.3177 | 4555.9394 | 4285.8269 | 4084.6881 | 3909.4145 | 3753.5398 | 3636.4628 | 3538.7847 | 3441.1065 | 3343.4284 | 3245.7503 | 3148.0721 | 3050.394 | 2952.7159 | 2855.0377 | 2757.3596 | 2659.6815 | 2562.0033 | 2464.3252 | 2366.6471 | 2268.9689 | 2171.2908 | 2073.6127 | 1975.9346 | 1878.2564 | 1780.5783 | 1682.9002 | 1585.222 | 1487.5439 | 1389.8658 | 0 | 0 | 0 | 0
|  | 2047 | 3076.2226 | [27 empty] | 3152.3982 | 4770.0478 | 4500.5572 | 4233.7282 | 4035.0345 | 3861.8915 | 3707.9116 | 3592.2578 | 3495.767 | 3399.2763 | 3302.7855 | 3206.2947 | 3109.804 | 3013.3132 | 2916.8225 | 2820.3317 | 2723.841 | 2627.3502 | 2530.8595 | 2434.3687 | 2337.878 | 2241.3872 | 2144.8965 | 2048.4057 | 1951.915 | 1855.4242 | 1758.9335 | 1662.4427 | 1565.952 | 1469.4612 | 1372.9705 | 0 | 0 | 0
|  | 2048 | 3038.8279 | [27 empty] | 3114.0775 |  | 4712.0628 | 4445.8482 | 4182.2627 | 3985.9844 | 3814.9461 | 3662.838 | 3548.5901 | 3453.2723 | 3357.9545 | 3262.6367 | 3167.3189 | 3072.001 | 2976.6832 | 2881.3654 | 2786.0476 | 2690.7298 | 2595.412 | 2500.0942 | 2404.7764 | 2309.4586 | 2214.1408 | 2118.823 | 2023.5052 | 1928.1874 | 1832.8696 | 1737.5518 | 1642.234 | 1546.9162 | 1451.5984 | 1356.2806 | 0 | 0
|  | 2049 | 3001.8877 | [27 empty] | 3076.2226 |  |  | 4654.7827 | 4391.8042 | 4131.4229 | 3937.5305 | 3768.5714 | 3618.3123 | 3505.4532 | 3411.2941 | 3317.135 | 3222.9759 | 3128.8168 | 3034.6576 | 2940.4985 | 2846.3394 | 2752.1803 | 2658.0212 | 2563.8621 | 2469.7029 | 2375.5438 | 2281.3847 | 2187.2256 | 2093.0665 | 1998.9074 | 1904.7482 | 1810.5891 | 1716.43 | 1622.2709 | 1528.1118 | 1433.9527 | 1339.7936 | 0
|  | 2050 | 2965.3966 | [27 empty] | 3038.8279 |  |  |  | 4598.1989 | 4338.4172 | 4081.2011 | 3889.6657 | 3722.7605 | 3574.3279 | 3462.8407 | 3369.8262 | 3276.8117 | 3183.7972 | 3090.7827 | 2997.7682 | 2904.7537 | 2811.7391 | 2718.7246 | 2625.7101 | 2532.6956 | 2439.6811 | 2346.6666 | 2253.6521 | 2160.6376 | 2067.623 | 1974.6085 | 1881.594 | 1788.5795 | 1695.565 | 1602.5505 | 1509.536 | 1416.5215 | 1323.5069
|  |  |  | 30% | 30% | 30% | 30% | 26% | 22% | 10% | 10% | 10% | 10% | 10% | 10% | 10% | 10% | 10% | 10% | 10% | 10% | 10% | 10% | 10% | 10% | 10% | 10% | 10% | 10% | 10% | 10% | 10% | 10% | 10% | 10% | 10% | 10% | 10% | 10% | 10% | 10% | 10% | 10% | 10% | 10% | 10% | 10% | 10% | 10% | 10% | 10% | 10% | 10% | 10% | 10% | 10% | 10% | 10% | 10%
ITC
| 2020-2023 | 30% |  | 266.4103 | [27 empty] | 2064: 0; 2065: 0; 2066: 0; 2067: 0; 2068: 0; 2069: 0; 2070: 0; 2071: 0; 2072: 0
| 2024 | 26% |  | 230.889 | [27 empty] | 2056: 0; 2057: 0; 2058: 0; 2059: 0; 2060: 0; 2061: 0; 2062: 0; 2063: 0; 2064: 0; 2065: 0; 2066: 0; 2067: 0; 2068: 0; 2069: 0; 2070: 0; 2071: 0; 2072: 0; 2073: 0; 2074: 0
| 2025 | 22% |  | 195.3676 | [27 empty] | 2056: 0; 2057: 0; 2058: 0; 2059: 0; 2060: 0; 2061: 0; 2062: 0; 2063: 0; 2064: 0; 2065: 0; 2066: 0; 2067: 0; 2068: 0; 2069: 0; 2070: 0; 2071: 0; 2072: 0; 2073: 0; 2074: 0
| Start 2026 | 10% |  | 88.8034 | [27 empty] | 2056: 0; 2057: 0; 2058: 0; 2059: 0; 2060: 0; 2061: 0; 2062: 0; 2063: 0; 2064: 0; 2065: 0; 2066: 0; 2067: 0; 2068: 0; 2069: 0; 2070: 0; 2071: 0; 2072: 0; 2073: 0; 2074: 0
[41 empty] | 0 | 0 | 0 | 0 | 0 | 0 | 0 | 0 | 0 | 0 | 0 | 0 | 0 | 0 | 0 | 0 | 0 | 0 | 0
[41 empty] | 0 | 0 | 0 | 0 | 0 | 0 | 0 | 0 | 0 | 0 | 0 | 0 | 0 | 0 | 0 | 0 | 0 | 0 | 0
Amortization
|  | 30% |  | 13.3205 | 13.3205 | 13.3205 | 13.3205 | 13.3205 | 13.3205 | 13.3205 | 13.3205 | 13.3205 | 13.3205 | 13.3205 | 13.3205 | 13.3205 | 13.3205 | 13.3205 | 13.3205 | 13.3205 | 13.3205 | 13.3205 | 13.3205 | 13.3205 | 13.3205 | 13.3205 | 13.3205 | 13.3205 | 13.3205 | 13.3205 | 13.3205 | 13.3205 | 13.3205 | 13.3205 | 13.3205 | 13.3205 | 13.3205 | 13.3205 | 13.3205 | 13.3205 | 13.3205 | 13.3205 | 13.3205 | 13.3205 | 13.3205 | 13.3205 | 13.3205 | 13.3205 | 13.3205 | 13.3205 | 13.3205 | 13.3205 | 13.3205 | 13.3205 | 13.3205 | 13.3205 | 13.3205 | 13.3205 | 13.3205
|  | 26% |  | 11.5444 | 11.5444 | 11.5444 | 11.5444 | 11.5444 | 11.5444 | 11.5444 | 11.5444 | 11.5444 | 11.5444 | 11.5444 | 11.5444 | 11.5444 | 11.5444 | 11.5444 | 11.5444 | 11.5444 | 11.5444 | 11.5444 | 11.5444 | 11.5444 | 11.5444 | 11.5444 | 11.5444 | 11.5444 | 11.5444 | 11.5444 | 11.5444 | 11.5444 | 11.5444 | 11.5444 | 11.5444 | 11.5444 | 11.5444 | 11.5444 | 11.5444 | 11.5444 | 11.5444 | 11.5444 | 11.5444 | 11.5444 | 11.5444 | 11.5444 | 11.5444 | 11.5444 | 11.5444 | 11.5444 | 11.5444 | 11.5444 | 11.5444 | 11.5444 | 11.5444 | 11.5444 | 11.5444 | 11.5444 | 11.5444
|  | 22% |  | 9.7684 | 9.7684 | 9.7684 | 9.7684 | 9.7684 | 9.7684 | 9.7684 | 9.7684 | 9.7684 | 9.7684 | 9.7684 | 9.7684 | 9.7684 | 9.7684 | 9.7684 | 9.7684 | 9.7684 | 9.7684 | 9.7684 | 9.7684 | 9.7684 | 9.7684 | 9.7684 | 9.7684 | 9.7684 | 9.7684 | 9.7684 | 9.7684 | 9.7684 | 9.7684 | 9.7684 | 9.7684 | 9.7684 | 9.7684 | 9.7684 | 9.7684 | 9.7684 | 9.7684 | 9.7684 | 9.7684 | 9.7684 | 9.7684 | 9.7684 | 9.7684 | 9.7684 | 9.7684 | 9.7684 | 9.7684 | 9.7684 | 9.7684 | 9.7684 | 9.7684 | 9.7684 | 9.7684 | 9.7684 | 9.7684
|  | 10% |  | 4.4402 | 4.4402 | 4.4402 | 4.4402 | 4.4402 | 4.4402 | 4.4402 | 4.4402 | 4.4402 | 4.4402 | 4.4402 | 4.4402 | 4.4402 | 4.4402 | 4.4402 | 4.4402 | 4.4402 | 4.4402 | 4.4402 | 4.4402 | 4.4402 | 4.4402 | 4.4402 | 4.4402 | 4.4402 | 4.4402 | 4.4402 | 4.4402 | 4.4402 | 4.4402 | 4.4402 | 4.4402 | 4.4402 | 4.4402 | 4.4402 | 4.4402 | 4.4402 | 4.4402 | 4.4402 | 4.4402 | 4.4402 | 4.4402 | 4.4402 | 4.4402 | 4.4402 | 4.4402 | 4.4402 | 4.4402 | 4.4402 | 4.4402 | 4.4402 | 4.4402 | 4.4402 | 4.4402 | 4.4402 | 4.4402
|  |  |  | 2020 | 2021 | 2022 | 2023 | 2024 | 2025 | 2026 | 2027 | 2028 | 2029 | 2030 | 2031 | 2032 | 2033 | 2034 | 2035 | 2036 | 2037 | 2038 | 2039 | 2040 | 2041 | 2042 | 2043 | 2044 | 2045 | 2046 | 2047 | 2048 | 2049 | 2050 | 2051 | 2052 | 2053 | 2054 | 2055 | 2056 | 2057 | 2058 | 2059 | 2060 | 2061 | 2062 | 2063 | 2064 | 2065 | 2066 | 2067 | 2068 | 2069 | 2070 | 2071 | 2072 | 2073 | 2074 | 2075
|  | ITC Base |  | 195.3676 | 195.3676 | 195.3676 | 195.3676 | 195.3676 | 195.3676 | 195.3676 | 195.3676 | 195.3676 | 195.3676 | 195.3676 | 195.3676 | 195.3676 | 195.3676 | 195.3676 | 195.3676 | 195.3676 | 195.3676 | 195.3676 | 195.3676 | 195.3676 | 195.3676 | 195.3676 | 195.3676 | 195.3676 | 195.3676 | 195.3676 | 195.3676 | 195.3676 | 195.3676 | 195.3676 | 195.3676 | 195.3676 | 195.3676 | 195.3676 | 195.3676 | 195.3676 | 195.3676 | 195.3676 | 195.3676 | 195.3676 | 195.3676 | 195.3676 | 195.3676 | 195.3676 | 195.3676 | 195.3676 | 195.3676 | 195.3676 | 195.3676 | 195.3676 | 195.3676 | 195.3676 | 195.3676 | 195.3676 | 195.3676
|  | Accum ITC Amort |  | 9.7684 | 8.8803 | 13.3205 | 17.7607 | 22.2009 | 26.641 | 31.0812 | 35.5214 | 39.9616 | 44.4017 | 48.8419 | 53.2821 | 57.7222 | 62.1624 | 66.6026 | 71.0428 | 75.4829 | 79.9231 | 84.3633 | 88.8034 | 93.2436 | 97.6838 | 102.124 | 106.5641 | 111.0043 | 115.4445 | 119.8847 | 124.3248 | 128.765 | 133.2052 | 137.6453 | 142.0855 | 146.5257 | 150.9659 | 155.406 | 159.8462 | 164.2864 | 168.7265 | 173.1667 | 177.6069 | 182.0471 | 186.4872 | 190.9274 | 195.3676 | 199.8078 | 204.2479 | 208.6881 | 213.1283 | 217.5684 | 222.0086 | 226.4488 | 230.889 | 235.3291 | 239.7693 | 244.2095 | 248.6496
|  | Ratebase |  | 185.5992 | 186.4872 | 182.0471 | 177.6069 | 173.1667 | 168.7265 | 164.2864 | 159.8462 | 155.406 | 150.9659 | 146.5257 | 142.0855 | 137.6453 | 133.2052 | 128.765 | 124.3248 | 119.8847 | 115.4445 | 111.0043 | 106.5641 | 102.124 | 97.6838 | 93.2436 | 88.8034 | 84.3633 | 79.9231 | 75.4829 | 71.0428 | 66.6026 | 62.1624 | 57.7222 | 53.2821 | 48.8419 | 44.4017 | 39.9616 | 35.5214 | 31.0812 | 26.641 | 22.2009 | 17.7607 | 13.3205 | 8.8803 | 4.4402 | 0 | -4.4402 | -8.8803 | -13.3205 | -17.7607 | -22.2009 | -26.641 | -31.0812 | -35.5214 | -39.9616 | -44.4017 | -48.8419 | -53.2821
|  | Tax Basis |  | 790.3507 | 790.3507 | 790.3507 | 790.3507 | 790.3507 | 790.3507 | 790.3507 | 790.3507 | 790.3507 | 790.3507 | 790.3507 | 790.3507 | 790.3507 | 790.3507 | 790.3507 | 790.3507 | 790.3507 | 790.3507 | 790.3507 | 790.3507 | 790.3507 | 790.3507 | 790.3507 | 790.3507 | 790.3507 | 790.3507 | 790.3507 | 790.3507 | 790.3507 | 790.3507 | 790.3507 | 790.3507 | 790.3507 | 790.3507 | 790.3507 | 790.3507 | 790.3507 | 790.3507 | 790.3507 | 790.3507 | 790.3507 | 790.3507 | 790.3507 | 790.3507 | 790.3507 | 790.3507 | 790.3507 | 790.3507 | 790.3507 | 790.3507 | 790.3507 | 790.3507 | 790.3507 | 790.3507 | 790.3507 | 790.3507
|  | Book Depreciation |  | 26.345 | 26.345 | 26.345 | 26.345 | 26.345 | 26.345 | 26.345 | 26.345 | 26.345 | 26.345 | 26.345 | 26.345 | 26.345 | 26.345 | 26.345 | 26.345 | 26.345 | 26.345 | 26.345 | 26.345 | 26.345 | 26.345 | 26.345 | 26.345 | 26.345 | 26.345 | 26.345 | 26.345 | 26.345 | 26.345 | 26.345 | 26.345 | 26.345 | 26.345 | 26.345 | 26.345 | 26.345 | 26.345 | 26.345 | 26.345 | 26.345 | 26.345 | 26.345 | 26.345 | 26.345 | 26.345 | 26.345 | 26.345 | 26.345 | 26.345 | 26.345 | 26.345 | 26.345 | 26.345 | 26.345 | 26.345
|  | Tax Depreciation |  | 158.0701 | 252.9122 | 151.7473 | 91.0484 | 91.0484 | 45.5242 | 0 | 0 | 0 | 0 | 0 | 0 | 0 | 0 | 0 | 0 | 0 | 0 | 0 | 0 | 0 | 0 | 0 | 0 | 0 | 0 | 0 | 0 | 0 | 0 | 0 | 0 | 0 | 0 | 0 | 0 | 0 | 0 | 0 | 0 | 0 | 0 | 0 | 0 | 0 | 0 | 0 | 0 | 0 | 0 | 0 | 0 | 0 | 0 | 0 | 0
|  | Difference between book and tax |  | -131.7251 | -226.5672 | -125.4023 | -64.7034 | -64.7034 | -19.1792 | 26.345 | 26.345 | 26.345 | 26.345 | 26.345 | 26.345 | 26.345 | 26.345 | 26.345 | 26.345 | 26.345 | 26.345 | 26.345 | 26.345 | 26.345 | 26.345 | 26.345 | 26.345 | 26.345 | 26.345 | 26.345 | 26.345 | 26.345 | 26.345 | 26.345 | 26.345 | 26.345 | 26.345 | 26.345 | 26.345 | 26.345 | 26.345 | 26.345 | 26.345 | 26.345 | 26.345 | 26.345 | 26.345 | 26.345 | 26.345 | 26.345 | 26.345 | 26.345 | 26.345 | 26.345 | 26.345 | 26.345 | 26.345 | 26.345 | 26.345
|  | Deferred Tax |  | -27.6623 | -47.5791 | -26.3345 | -13.5877 | -13.5877 | -4.0276 | 5.5325 | 5.5325 | 5.5325 | 5.5325 | 5.5325 | 5.5325 | 5.5325 | 5.5325 | 5.5325 | 5.5325 | 5.5325 | 5.5325 | 5.5325 | 5.5325 | 5.5325 | 5.5325 | 5.5325 | 5.5325 | 5.5325 | 5.5325 | 5.5325 | 5.5325 | 5.5325 | 5.5325 | 5.5325 | 5.5325 | 5.5325 | 5.5325 | 5.5325 | 5.5325 | 5.5325 | 5.5325 | 5.5325 | 5.5325 | 5.5325 | 5.5325 | 5.5325 | 5.5325 | 5.5325 | 5.5325 | 5.5325 | 5.5325 | 5.5325 | 5.5325 | 5.5325 | 5.5325 | 5.5325 | 5.5325 | 5.5325 | 5.5325
|  | Accum Defered Tax |  | -27.6623 | -75.2414 | -101.5759 | -115.1636 | -128.7513 | -132.7789 | -127.2465 | -121.714 | -116.1815 | -110.6491 | -105.1166 | -99.5842 | -94.0517 | -88.5193 | -82.9868 | -77.4544 | -71.9219 | -66.3895 | -60.857 | -55.3245 | -49.7921 | -44.2596 | -38.7272 | -33.1947 | -27.6623 | -22.1298 | -16.5974 | -11.0649 | -5.5325 | 5.862e-14 | 5.5325 | 11.0649 | 16.5974 | 22.1298 | 27.6623 | 33.1947 | 38.7272 | 44.2596 | 49.7921 | 55.3245 | 60.857 | 66.3895 | 71.9219 | 77.4544 | 82.9868 | 88.5193 | 94.0517 | 99.5842 | 105.1166 | 110.6491 | 116.1815 | 121.714 | 127.2465 | 132.7789 | 138.3114 | 143.8438
|  | Revenue Requirement |  | 102.4168 | 96.6307 | 90.9016 | 86.6355 | 82.918 | 79.6119 | 77.1287 | 75.057 | 72.9853 | 70.9135 | 68.8418 | 66.77 | 64.6983 | 62.6266 | 60.5548 | 58.4831 | 56.4114 | 54.3396 | 52.2679 | 50.1962 | 48.1244 | 46.0527 | 43.981 | 41.9092 | 39.8375 | 37.7657 | 35.694 | 33.6223 | 31.5505 | 29.4788 | 0 | 0 | 0 | 0 | 0 | 0 | 0 | 0 | 0 | 0 | 0 | 0 | 0 | 0 | 0 | 0 | 0 | 0 | 0 | 0 | 0 | 0 | 0 | 0 | 0 | 0
|  | Depreciation |  | 29.6011 | 29.6011 | 29.6011 | 29.6011 | 29.6011 | 29.6011 | 29.6011 | 29.6011 | 29.6011 | 29.6011 | 29.6011 | 29.6011 | 29.6011 | 29.6011 | 29.6011 | 29.6011 | 29.6011 | 29.6011 | 29.6011 | 29.6011 | 29.6011 | 29.6011 | 29.6011 | 29.6011 | 29.6011 | 29.6011 | 29.6011 | 29.6011 | 29.6011 | 29.6011 | 0 | 0 | 0 | 0 | 0 | 0 | 0 | 0 | 0 | 0 | 0 | 0 | 0 | 0 | 0 | 0 | 0 | 0 | 0 | 0 | 0 | 0 | 0 | 0 | 0 | 0
|  | Insurance |  | 0.42537 | 0.42537 | 0.42537 | 0.42537 | 0.42537 | 0.42537 | 0.42537 | 0.42537 | 0.42537 | 0.42537 | 0.42537 | 0.42537 | 0.42537 | 0.42537 | 0.42537 | 0.42537 | 0.42537 | 0.42537 | 0.42537 | 0.42537 | 0.42537 | 0.42537 | 0.42537 | 0.42537 | 0.42537 | 0.42537 | 0.42537 | 0.42537 | 0.42537 | 0.42537 | 0 | 0 | 0 | 0 | 0 | 0 | 0 | 0 | 0 | 0 | 0 | 0 | 0 | 0 | 0 | 0 | 0 | 0 | 0 | 0 | 0 | 0 | 0 | 0 | 0 | 0
|  | Property Taxes |  | 4.0369 | 4.0369 | 4.0369 | 4.0369 | 4.0369 | 4.0369 | 4.0369 | 4.0369 | 4.0369 | 4.0369 | 4.0369 | 4.0369 | 4.0369 | 4.0369 | 4.0369 | 4.0369 | 4.0369 | 4.0369 | 4.0369 | 4.0369 | 4.0369 | 4.0369 | 4.0369 | 4.0369 | 4.0369 | 4.0369 | 4.0369 | 4.0369 | 4.0369 | 4.0369 | 0 | 0 | 0 | 0 | 0 | 0 | 0 | 0 | 0 | 0 | 0 | 0 | 0 | 0 | 0 | 0 | 0 | 0 | 0 | 0 | 0 | 0 | 0 | 0 | 0 | 0
|  | Current Taxes |  | -16.727 | -40.3206 | -17.6533 | -4.2269 | -5.0076 | 5.0398 | 15.26 | 14.8249 | 14.3898 | 13.9548 | 13.5197 | 13.0846 | 12.6496 | 12.2145 | 11.7794 | 11.3444 | 10.9093 | 10.4742 | 10.0392 | 9.6041 | 9.1691 | 8.734 | 8.2989 | 7.8639 | 7.4288 | 6.9937 | 6.5587 | 6.1236 | 5.6885 | 5.2535 | 0 | 0 | 0 | 0 | 0 | 0 | 0 | 0 | 0 | 0 | 0 | 0 | 0 | 0 | 0 | 0 | 0 | 0 | 0 | 0 | 0 | 0 | 0 | 0 | 0 | 0
|  | DFIT |  |  | 53.4597 | 29.5893 |  | 15.2671 | 4.5254 | -6.2162 | -6.2162 | -6.2162 | -6.2162 | -6.2162 | -6.2162 | -6.2162 | -6.2162 | -6.2162 | -6.2162 | -6.2162 | -6.2162 | -6.2162 | -6.2162 | -6.2162 | -6.2162 | -6.2162 | -6.2162 | -6.2162 | -6.2162 | -6.2162 | -6.2162 | -6.2162 | -6.2162 | 0 | 0 | 0 | 0 | 0 | 0 | 0 | 0 | 0 | 0 | 0 | 0 | 0 | 0 | 0 | 0 | 0 | 0 | 0 | 0 | 0 | 0 | 0 | 0 | 0 | 0
|  | ITC |  | -4.4402 | -4.4402 | -4.4402 | -4.4402 | -4.4402 | -4.4402 | -4.4402 | -4.4402 | -4.4402 | -4.4402 | -4.4402 | -4.4402 | -4.4402 | -4.4402 | -4.4402 | -4.4402 | -4.4402 | -4.4402 | -4.4402 | -4.4402 | -4.4402 | -4.4402 | -4.4402 | -4.4402 | -4.4402 | -4.4402 | -4.4402 | -4.4402 | -4.4402 | -4.4402 | -4.4402 | -4.4402 | -4.4402 | -4.4402 | -4.4402 | -4.4402 | -4.4402 | -4.4402 | -4.4402 | -4.4402 | -4.4402 | -4.4402 | -4.4402 | -4.4402 | -4.4402 | -4.4402 | -4.4402 | -4.4402 | -4.4402 | -4.4402 | -4.4402 | -4.4402 | -4.4402 | -4.4402 | -4.4402 | -4.4402
|  | Total Operating Expenses |  | 12.8963 | 42.7624 | 41.5593 | 25.3963 | 39.8827 | 39.1884 | 38.667 | 38.2319 | 37.7968 | 37.3618 | 36.9267 | 36.4916 | 36.0566 | 35.6215 | 35.1864 | 34.7514 | 34.3163 | 33.8812 | 33.4462 | 33.0111 | 32.576 | 32.141 | 31.7059 | 31.2709 | 30.8358 | 30.4007 | 29.9657 | 29.5306 | 29.0955 | 28.6605 | -4.4402 | -4.4402 | -4.4402 | -4.4402 | -4.4402 | -4.4402 | -4.4402 | -4.4402 | -4.4402 | -4.4402 | -4.4402 | -4.4402 | -4.4402 | -4.4402 | -4.4402 | -4.4402 | -4.4402 | -4.4402 | -4.4402 | -4.4402 | -4.4402 | -4.4402 | -4.4402 | -4.4402 | -4.4402 | -4.4402
|  | Operating |  | 89.5206 | 53.8683 | 49.3424 | 61.2392 | 43.0353 | 40.4235 | 38.4618 | 36.8251 | 35.1884 | 33.5518 | 31.9151 | 30.2784 | 28.6417 | 27.0051 | 25.3684 | 23.7317 | 22.0951 | 20.4584 | 18.8217 | 17.185 | 15.5484 | 13.9117 | 12.275 | 10.6384 | 9.0017 | 7.365 | 5.7283 | 4.0917 | 2.455 | 0.81834 | 4.4402 | 4.4402 | 4.4402 | 4.4402 | 4.4402 | 4.4402 | 4.4402 | 4.4402 | 4.4402 | 4.4402 | 4.4402 | 4.4402 | 4.4402 | 4.4402 | 4.4402 | 4.4402 | 4.4402 | 4.4402 | 4.4402 | 4.4402 | 4.4402 | 4.4402 | 4.4402 | 4.4402 | 4.4402 | 4.4402
|  | Ratebase |  | 859.4027 | 792.1809 | 725.623 | 676.0607 | 632.8719 | 594.463 | 565.6143 | 541.5456 | 517.4769 | 493.4082 | 469.3395 | 445.2708 | 421.2021 | 397.1334 | 373.0648 | 348.9961 | 324.9274 | 300.8587 | 276.79 | 252.7213 | 228.6526 | 204.5839 | 180.5152 | 156.4465 | 132.3778 | 108.3091 | 84.2404 | 60.1717 | 36.103 | 12.0343 | 0 | 0 | 0 | 0 | 0 | 0 | 0 | 0 | 0 | 0 | 0 | 0 | 0 | 0 | 0 | 0 | 0 | 0 | 0 | 0 | 0 | 0 | 0 | 0 | 0 | 0
|  | Return on Ratebase |  | 10.42% | 6.8% | 6.8% | 9.058% | 6.8% | 6.8% | 6.8% | 6.8% | 6.8% | 6.8% | 6.8% | 6.8% | 6.8% | 6.8% | 6.8% | 6.8% | 6.8% | 6.8% | 6.8% | 6.8% | 6.8% | 6.8% | 6.8% | 6.8% | 6.8% | 6.8% | 6.8% | 6.8% | 6.8% | 6.8% | #DIV/0! | #DIV/0! | #DIV/0! | #DIV/0! | #DIV/0! | #DIV/0! | #DIV/0! | #DIV/0! | #DIV/0! | #DIV/0! | #DIV/0! | #DIV/0! | #DIV/0! | #DIV/0! | #DIV/0! | #DIV/0! | #DIV/0! | #DIV/0! | #DIV/0! | #DIV/0! | #DIV/0! | #DIV/0! | #DIV/0! | #DIV/0! | #DIV/0! | #DIV/0!
|  | Revenue Requirement |  | 102.4168 | 96.6307 | 90.9016 | 86.6355 | 82.918 | 79.6119 | 77.1287 | 75.057 | 72.9853 | 70.9135 | 68.8418 | 66.77 | 64.6983 | 62.6266 | 60.5548 | 58.4831 | 56.4114 | 54.3396 | 52.2679 | 50.1962 | 48.1244 | 46.0527 | 43.981 | 41.9092 | 39.8375 | 37.7657 | 35.694 | 33.6223 | 31.5505 | 29.4788 | 0 | 0 | 0 | 0 | 0 | 0 | 0 | 0 | 0 | 0 | 0 | 0 | 0 | 0 | 0 | 0 | 0 | 0 | 0 | 0 | 0 | 0 | 0 | 0 | 0 | 0
|  | Tax Depreciation |  | 177.6069 | 284.171 | 170.5026 | 102.3016 | 102.3016 | 51.1508 | 0 | 0 | 0 | 0 | 0 | 0 | 0 | 0 | 0 | 0 | 0 | 0 | 0 | 0 | 0 | 0 | 0 | 0 | 0 | 0 | 0 | 0 | 0 | 0 | 0 | 0 | 0 | 0 | 0 | 0 | 0 | 0 | 0 | 0 | 0 | 0 | 0 | 0 | 0 | 0 | 0 | 0 | 0 | 0 | 0 | 0 | 0 | 0 | 0 | 0
|  | Property Taxes |  | 0.42537 | 0.42537 | 0.42537 | 0.42537 | 0.42537 | 0.42537 | 0.42537 | 0.42537 | 0.42537 | 0.42537 | 0.42537 | 0.42537 | 0.42537 | 0.42537 | 0.42537 | 0.42537 | 0.42537 | 0.42537 | 0.42537 | 0.42537 | 0.42537 | 0.42537 | 0.42537 | 0.42537 | 0.42537 | 0.42537 | 0.42537 | 0.42537 | 0.42537 | 0.42537 | 0 | 0 | 0 | 0 | 0 | 0 | 0 | 0 | 0 | 0 | 0 | 0 | 0 | 0 | 0 | 0 | 0 | 0 | 0 | 0 | 0 | 0 | 0 | 0 | 0 | 0
|  | Insurance |  | 4.0369 | 4.0369 | 4.0369 | 4.0369 | 4.0369 | 4.0369 | 4.0369 | 4.0369 | 4.0369 | 4.0369 | 4.0369 | 4.0369 | 4.0369 | 4.0369 | 4.0369 | 4.0369 | 4.0369 | 4.0369 | 4.0369 | 4.0369 | 4.0369 | 4.0369 | 4.0369 | 4.0369 | 4.0369 | 4.0369 | 4.0369 | 4.0369 | 4.0369 | 4.0369 | 0 | 0 | 0 | 0 | 0 | 0 | 0 | 0 | 0 | 0 | 0 | 0 | 0 | 0 | 0 | 0 | 0 | 0 | 0 | 0 | 0 | 0 | 0 | 0 | 0 | 0
|  | Expenses |  | 182.0691 | 288.6333 | 174.9649 | 106.7638 | 106.7638 | 55.613 | 4.4623 | 4.4623 | 4.4623 | 4.4623 | 4.4623 | 4.4623 | 4.4623 | 4.4623 | 4.4623 | 4.4623 | 4.4623 | 4.4623 | 4.4623 | 4.4623 | 4.4623 | 4.4623 | 4.4623 | 4.4623 | 4.4623 | 4.4623 | 4.4623 | 4.4623 | 4.4623 | 4.4623 | 0 | 0 | 0 | 0 | 0 | 0 | 0 | 0 | 0 | 0 | 0 | 0 | 0 | 0 | 0 | 0 | 0 | 0 | 0 | 0 | 0 | 0 | 0 | 0 | 0 | 0
|  | Taxable Income |  | -79.6523 | -192.0026 | -84.0633 | -20.1283 | -23.8458 | 23.9989 | 72.6665 | 70.5947 | 68.523 | 66.4513 | 64.3795 | 62.3078 | 60.2361 | 58.1643 | 56.0926 | 54.0208 | 51.9491 | 49.8774 | 47.8056 | 45.7339 | 43.6622 | 41.5904 | 39.5187 | 37.447 | 35.3752 | 33.3035 | 31.2318 | 29.16 | 27.0883 | 25.0165 | 0 | 0 | 0 | 0 | 0 | 0 | 0 | 0 | 0 | 0 | 0 | 0 | 0 | 0 | 0 | 0 | 0 | 0 | 0 | 0 | 0 | 0 | 0 | 0 | 0 | 0
|  | Tax Rate |  | 0.21 | 0.21 | 0.21 | 0.21 | 0.21 | 0.21 | 0.21 | 0.21 | 0.21 | 0.21 | 0.21 | 0.21 | 0.21 | 0.21 | 0.21 | 0.21 | 0.21 | 0.21 | 0.21 | 0.21 | 0.21 | 0.21 | 0.21 | 0.21 | 0.21 | 0.21 | 0.21 | 0.21 | 0.21 | 0.21 | 0.21 | 0.21 | 0.21 | 0.21 | 0.21 | 0.21 | 0.21 | 0.21 | 0.21 | 0.21 | 0.21 | 0.21 | 0.21 | 0.21 | 0.21 | 0.21 | 0.21 | 0.21 | 0.21 | 0.21 | 0.21 | 0.21 | 0.21 | 0.21 | 0.21 | 0.21
|  | Taxes |  | -16.727 | -40.3206 | -17.6533 | -4.2269 | -5.0076 | 5.0398 | 15.26 | 14.8249 | 14.3898 | 13.9548 | 13.5197 | 13.0846 | 12.6496 | 12.2145 | 11.7794 | 11.3444 | 10.9093 | 10.4742 | 10.0392 | 9.6041 | 9.1691 | 8.734 | 8.2989 | 7.8639 | 7.4288 | 6.9937 | 6.5587 | 6.1236 | 5.6885 | 5.2535 | 0 | 0 | 0 | 0 | 0 | 0 | 0 | 0 | 0 | 0 | 0 | 0 | 0 | 0 | 0 | 0 | 0 | 0 | 0 | 0 | 0 | 0 | 0 | 0 | 0 | 0

## Resi_Solar_Leasing_10%
Solar FINANCIALS
($ 1000s Unless Otherwise Indicated)
| Calendar Year of Fin. Close |  |  | 2020 | 2021 | 2022 | 2023 | 2024 | 2025 | 2026 | 2027 | 2028 | 2029 | 2030 | 2031 | 2032 | 2033 | 2034 | 2035 | 2036 | 2037 | 2038 | 2039 | 2040 | 2041 | 2042 | 2043 | 2044 | 2045 | 2046 | 2047 | 2048 | 2049 | 2050 | 2051 | 2052 | 2053 | 2054 | 2055 | 2056 | 2057 | 2058 | 2059 | 2060 | 2061 | 2062 | 2063 | 2064 | 2065 | 2066 | 2067 | 2068 | 2069 | 2070 | 2071 | 2072 | 2073 | 2074 | 2075
| Operating Year |  | 0 | 1 | 2 | 3 | 4 | 5 | 6 | 7 | 8 | 9 | 10 | 11 | 12 | 13 | 14 | 15 | 16 | 17 | 18 | 19 | 20 | 21 | 22 | 23 | 24 | 25 | 26 | 27 | 28 | 29 | 30 | 31 | 32 | 33 | 34 | 35 | 36 | 37 | 38 | 39 | 40 | 41 | 42 | 43 | 44 | 45 | 46 | 47 | 48 | 49 | 50 | 51 | 52 | 53 | 54 | 55 | 56
| Calendar Year | Capital Invest.
| 2020 | 888.0344 | 0: 1213
| Gross plant |  | 2020 1: 888.0344; 2021 2: 888.0344; 2022 3: 888.0344; 2023 4: 888.0344; 2024 5: 888.0344; 2025 6: 888.0344; 2026 7: 888.0344; 2027 8: 888.0344; 2028 9: 888.0344; 2029 10: 888.0344; 2030 11: 888.0344; 2031 12: 888.0344; 2032 13: 888.0344; 2033 14: 888.0344; 2034 15: 888.0344; 2035 16: 888.0344; 2036 17: 888.0344; 2037 18: 888.0344; 2038 19: 888.0344; 2039 20: 888.0344; 2040 21: 888.0344; 2041 22: 888.0344; 2042 23: 888.0344; 2043 24: 888.0344; 2044 25: 888.0344; 2045 26: 888.0344; 2046 27: 888.0344; 2047 28: 888.0344; 2048 29: 888.0344; 2049 30: 888.0344
| Accumulated Depreciation |  | 2020 1: 29.6011; 2021 2: 59.2023; 2022 3: 88.8034; 2023 4: 118.4046; 2024 5: 148.0057; 2025 6: 177.6069; 2026 7: 207.208; 2027 8: 236.8092; 2028 9: 266.4103; 2029 10: 296.0115; 2030 11: 325.6126; 2031 12: 355.2138; 2032 13: 384.8149; 2033 14: 414.4161; 2034 15: 444.0172; 2035 16: 473.6184; 2036 17: 503.2195; 2037 18: 532.8207; 2038 19: 562.4218; 2039 20: 592.023; 2040 21: 621.6241; 2041 22: 651.2253; 2042 23: 680.8264; 2043 24: 710.4276; 2044 25: 740.0287; 2045 26: 769.6299; 2046 27: 799.231; 2047 28: 828.8322; 2048 29: 858.4333; 2049 30: 888.0344
| Net book value |  | 2020 1: 858.4333; 2021 2: 828.8322; 2022 3: 799.231; 2023 4: 769.6299; 2024 5: 740.0287; 2025 6: 710.4276; 2026 7: 680.8264; 2027 8: 651.2253; 2028 9: 621.6241; 2029 10: 592.023; 2030 11: 562.4218; 2031 12: 532.8207; 2032 13: 503.2195; 2033 14: 473.6184; 2034 15: 444.0172; 2035 16: 414.4161; 2036 17: 384.8149; 2037 18: 355.2138; 2038 19: 325.6126; 2039 20: 296.0115; 2040 21: 266.4103; 2041 22: 236.8092; 2042 23: 207.208; 2043 24: 177.6069; 2044 25: 148.0057; 2045 26: 118.4046; 2046 27: 88.8034; 2047 28: 59.2023; 2048 29: 29.6011; 2049 30: 0
| ITC |  | 2020 1: 0; 2021 2: 0; 2022 3: 0; 2023 4: 0; 2024 5: 0; 2025 6: 0; 2026 7: 0; 2027 8: 0; 2028 9: 0; 2029 10: 0; 2030 11: 0; 2031 12: 0; 2032 13: 0; 2033 14: 0; 2034 15: 0; 2035 16: 0; 2036 17: 0; 2037 18: 0; 2038 19: 0; 2039 20: 0; 2040 21: 0; 2041 22: 0; 2042 23: 0; 2043 24: 0; 2044 25: 0; 2045 26: 0; 2046 27: 0; 2047 28: 0; 2048 29: 0; 2049 30: 0
| Accumulated deferred income tax |  | 2020 1: -29.5271; 2021 2: -80.3138; 2022 3: -108.4237; 2023 4: -122.9274; 2024 5: -137.4311; 2025 6: -141.7303; 2026 7: -135.8249; 2027 8: -129.9194; 2028 9: -124.014; 2029 10: -118.1086; 2030 11: -112.2032; 2031 12: -106.2977; 2032 13: -100.3923; 2033 14: -94.4869; 2034 15: -88.5814; 2035 16: -82.676; 2036 17: -76.7706; 2037 18: -70.8651; 2038 19: -64.9597; 2039 20: -59.0543; 2040 21: -53.1489; 2041 22: -47.2434; 2042 23: -41.338; 2043 24: -35.4326; 2044 25: -29.5271; 2045 26: -23.6217; 2046 27: -17.7163; 2047 28: -11.8109; 2048 29: -5.9054; 2049 30: -9.4147e-14
| Rate Base |  | 2020 1: 828.9062; 2021 2: 748.5183; 2022 3: 690.8073; 2023 4: 646.7024; 2024 5: 602.5976; 2025 6: 568.6973; 2026 7: 545.0015; 2027 8: 521.3058; 2028 9: 497.6101; 2029 10: 473.9144; 2030 11: 450.2187; 2031 12: 426.5229; 2032 13: 402.8272; 2033 14: 379.1315; 2034 15: 355.4358; 2035 16: 331.7401; 2036 17: 308.0443; 2037 18: 284.3486; 2038 19: 260.6529; 2039 20: 236.9572; 2040 21: 213.2615; 2041 22: 189.5658; 2042 23: 165.87; 2043 24: 142.1743; 2044 25: 118.4786; 2045 26: 94.7829; 2046 27: 71.0872; 2047 28: 47.3914; 2048 29: 23.6957; 2049 30: -9.4147e-14
| Average rate base |  | 2020 1: 858.4703; 2021 2: 788.7122; 2022 3: 719.6628; 2023 4: 668.7549; 2024 5: 624.65; 2025 6: 585.6474; 2026 7: 556.8494; 2027 8: 533.1537; 2028 9: 509.458; 2029 10: 485.7622; 2030 11: 462.0665; 2031 12: 438.3708; 2032 13: 414.6751; 2033 14: 390.9794; 2034 15: 367.2836; 2035 16: 343.5879; 2036 17: 319.8922; 2037 18: 296.1965; 2038 19: 272.5008; 2039 20: 248.8051; 2040 21: 225.1093; 2041 22: 201.4136; 2042 23: 177.7179; 2043 24: 154.0222; 2044 25: 130.3265; 2045 26: 106.6307; 2046 27: 82.935; 2047 28: 59.2393; 2048 29: 35.5436; 2049 30: 11.8479
| Pre-tax Return | 0.086076 | 2020 1: 73.8936; 2021 2: 67.8892; 2022 3: 61.9457; 2023 4: 57.5637; 2024 5: 53.7673; 2025 6: 50.4102; 2026 7: 47.9313; 2027 8: 45.8917; 2028 9: 43.8521; 2029 10: 41.8124; 2030 11: 39.7728; 2031 12: 37.7332; 2032 13: 35.6936; 2033 14: 33.6539; 2034 15: 31.6143; 2035 16: 29.5747; 2036 17: 27.535; 2037 18: 25.4954; 2038 19: 23.4558; 2039 20: 21.4161; 2040 21: 19.3765; 2041 22: 17.3369; 2042 23: 15.2972; 2043 24: 13.2576; 2044 25: 11.218; 2045 26: 9.1783; 2046 27: 7.1387; 2047 28: 5.0991; 2048 29: 3.0594; 2049 30: 1.0198
| Book Depreciation |  | 2020 1: 29.6011; 2021 2: 29.6011; 2022 3: 29.6011; 2023 4: 29.6011; 2024 5: 29.6011; 2025 6: 29.6011; 2026 7: 29.6011; 2027 8: 29.6011; 2028 9: 29.6011; 2029 10: 29.6011; 2030 11: 29.6011; 2031 12: 29.6011; 2032 13: 29.6011; 2033 14: 29.6011; 2034 15: 29.6011; 2035 16: 29.6011; 2036 17: 29.6011; 2037 18: 29.6011; 2038 19: 29.6011; 2039 20: 29.6011; 2040 21: 29.6011; 2041 22: 29.6011; 2042 23: 29.6011; 2043 24: 29.6011; 2044 25: 29.6011; 2045 26: 29.6011; 2046 27: 29.6011; 2047 28: 29.6011; 2048 29: 29.6011; 2049 30: 29.6011
| Insurance |  | 2020 1: 0.42537; 2021 2: 0.42537; 2022 3: 0.42537; 2023 4: 0.42537; 2024 5: 0.42537; 2025 6: 0.42537; 2026 7: 0.42537; 2027 8: 0.42537; 2028 9: 0.42537; 2029 10: 0.42537; 2030 11: 0.42537; 2031 12: 0.42537; 2032 13: 0.42537; 2033 14: 0.42537; 2034 15: 0.42537; 2035 16: 0.42537; 2036 17: 0.42537; 2037 18: 0.42537; 2038 19: 0.42537; 2039 20: 0.42537; 2040 21: 0.42537; 2041 22: 0.42537; 2042 23: 0.42537; 2043 24: 0.42537; 2044 25: 0.42537; 2045 26: 0.42537; 2046 27: 0.42537; 2047 28: 0.42537; 2048 29: 0.42537; 2049 30: 0.42537
| ITC Amort - Grossed for Taxes |  | 2020 1: -5.6205; 2021 2: -5.6205; 2022 3: -5.6205; 2023 4: -5.6205; 2024 5: -5.6205; 2025 6: -5.6205; 2026 7: -5.6205; 2027 8: -5.6205; 2028 9: -5.6205; 2029 10: -5.6205; 2030 11: -5.6205; 2031 12: -5.6205; 2032 13: -5.6205; 2033 14: -5.6205; 2034 15: -5.6205; 2035 16: -5.6205; 2036 17: -5.6205; 2037 18: -5.6205; 2038 19: -5.6205; 2039 20: -5.6205; 2040 21: -5.6205; 2041 22: -5.6205; 2042 23: -5.6205; 2043 24: -5.6205; 2044 25: -5.6205; 2045 26: -5.6205; 2046 27: -5.6205; 2047 28: -5.6205; 2048 29: -5.6205; 2049 30: -5.6205
| Property Taxes |  | 2020 1: 4.0369; 2021 2: 4.0369; 2022 3: 4.0369; 2023 4: 4.0369; 2024 5: 4.0369; 2025 6: 4.0369; 2026 7: 4.0369; 2027 8: 4.0369; 2028 9: 4.0369; 2029 10: 4.0369; 2030 11: 4.0369; 2031 12: 4.0369; 2032 13: 4.0369; 2033 14: 4.0369; 2034 15: 4.0369; 2035 16: 4.0369; 2036 17: 4.0369; 2037 18: 4.0369; 2038 19: 4.0369; 2039 20: 4.0369; 2040 21: 4.0369; 2041 22: 4.0369; 2042 23: 4.0369; 2043 24: 4.0369; 2044 25: 4.0369; 2045 26: 4.0369; 2046 27: 4.0369; 2047 28: 4.0369; 2048 29: 4.0369; 2049 30: 4.0369
| Revenue Requirement |  | 2020 1: 102.3366; 2021 2: 96.3321; 2022 3: 90.3886; 2023 4: 86.0066; 2024 5: 82.2103; 2025 6: 78.8531; 2026 7: 76.3743; 2027 8: 74.3346; 2028 9: 72.295; 2029 10: 70.2554; 2030 11: 68.2158; 2031 12: 66.1761; 2032 13: 64.1365; 2033 14: 62.0969; 2034 15: 60.0572; 2035 16: 58.0176; 2036 17: 55.978; 2037 18: 53.9383; 2038 19: 51.8987; 2039 20: 49.8591; 2040 21: 47.8194; 2041 22: 45.7798; 2042 23: 43.7402; 2043 24: 41.7005; 2044 25: 39.6609; 2045 26: 37.6213; 2046 27: 35.5816; 2047 28: 33.542; 2048 29: 31.5024; 2049 30: 29.4628
| Book Depreciation |  | 2020 1: 29.6011; 2021 2: 29.6011; 2022 3: 29.6011; 2023 4: 29.6011; 2024 5: 29.6011; 2025 6: 29.6011; 2026 7: 29.6011; 2027 8: 29.6011; 2028 9: 29.6011; 2029 10: 29.6011; 2030 11: 29.6011; 2031 12: 29.6011; 2032 13: 29.6011; 2033 14: 29.6011; 2034 15: 29.6011; 2035 16: 29.6011; 2036 17: 29.6011; 2037 18: 29.6011; 2038 19: 29.6011; 2039 20: 29.6011; 2040 21: 29.6011; 2041 22: 29.6011; 2042 23: 29.6011; 2043 24: 29.6011; 2044 25: 29.6011; 2045 26: 29.6011; 2046 27: 29.6011; 2047 28: 29.6011; 2048 29: 29.6011; 2049 30: 29.6011
| Tax Depreciation |  | 2020 1: 177.6069; 2021 2: 284.171; 2022 3: 170.5026; 2023 4: 102.3016; 2024 5: 102.3016; 2025 6: 51.1508; 2026 7: 0; 2027 8: 0; 2028 9: 0; 2029 10: 0; 2030 11: 0; 2031 12: 0; 2032 13: 0; 2033 14: 0; 2034 15: 0; 2035 16: 0; 2036 17: 0; 2037 18: 0; 2038 19: 0; 2039 20: 0; 2040 21: 0; 2041 22: 0; 2042 23: 0; 2043 24: 0; 2044 25: 0; 2045 26: 0; 2046 27: 0; 2047 28: 0; 2048 29: 0; 2049 30: 0
| Difference between book and tax |  | 2020 1: -148.0057; 2021 2: -254.5699; 2022 3: -140.9015; 2023 4: -72.7004; 2024 5: -72.7004; 2025 6: -21.5496; 2026 7: 29.6011; 2027 8: 29.6011; 2028 9: 29.6011; 2029 10: 29.6011; 2030 11: 29.6011; 2031 12: 29.6011; 2032 13: 29.6011; 2033 14: 29.6011; 2034 15: 29.6011; 2035 16: 29.6011; 2036 17: 29.6011; 2037 18: 29.6011; 2038 19: 29.6011; 2039 20: 29.6011; 2040 21: 29.6011; 2041 22: 29.6011; 2042 23: 29.6011; 2043 24: 29.6011; 2044 25: 29.6011; 2045 26: 29.6011; 2046 27: 29.6011; 2047 28: 29.6011; 2048 29: 29.6011; 2049 30: 29.6011
| Tax rate |  | 2020 1: -31.0812; 2021 2: -53.4597; 2022 3: -29.5893; 2023 4: -15.2671; 2024 5: -15.2671; 2025 6: -4.5254; 2026 7: 6.2162; 2027 8: 6.2162; 2028 9: 6.2162; 2029 10: 6.2162; 2030 11: 6.2162; 2031 12: 6.2162; 2032 13: 6.2162; 2033 14: 6.2162; 2034 15: 6.2162; 2035 16: 6.2162; 2036 17: 6.2162; 2037 18: 6.2162; 2038 19: 6.2162; 2039 20: 6.2162; 2040 21: 6.2162; 2041 22: 6.2162; 2042 23: 6.2162; 2043 24: 6.2162; 2044 25: 6.2162; 2045 26: 6.2162; 2046 27: 6.2162; 2047 28: 6.2162; 2048 29: 6.2162; 2049 30: 6.2162
Depreciation Tables
|  | 5 | 2020 1: 20%; 2021 2: 32%; 2022 3: 19.2%; 2023 4: 11.52%; 2024 5: 11.52%; 2025 6: 5.76%; 2026 7: 0%; 2027 8: 0%; 2028 9: 0%; 2029 10: 0%; 2030 11: 0%; 2031 12: 0%; 2032 13: 0%; 2033 14: 0%; 2034 15: 0%; 2035 16: 0%; 2036 17: 0%; 2037 18: 0%; 2038 19: 0%; 2039 20: 0%; 2040 21: 0%
|  | 5 | 0: 1; 2020 1: 20%; 2021 2: 32%; 2022 3: 19.2%; 2023 4: 11.52%; 2024 5: 11.52%; 2025 6: 5.76%
|  | 10 | 0: 0; 2020 1: 10%; 2021 2: 18%; 2022 3: 14.4%; 2023 4: 11.52%; 2024 5: 9.22%; 2025 6: 7.37%; 2026 7: 6.55%; 2027 8: 6.55%; 2028 9: 6.56%; 2029 10: 6.55%; 2030 11: 3.28%
|  | 15 | 0: 0; 2020 1: 5%; 2021 2: 9.5%; 2022 3: 8.55%; 2023 4: 7.7%; 2024 5: 6.93%; 2025 6: 6.23%; 2026 7: 5.9%; 2027 8: 5.9%; 2028 9: 5.91%; 2029 10: 5.9%; 2030 11: 5.91%; 2031 12: 5.9%; 2032 13: 5.91%; 2033 14: 5.9%; 2034 15: 5.91%; 2035 16: 2.95%
|  | 20 | 0: 0; 2020 1: 3.75%; 2021 2: 7.219%; 2022 3: 6.677%; 2023 4: 6.177%; 2024 5: 5.713%; 2025 6: 5.285%; 2026 7: 4.888%; 2027 8: 4.522%; 2028 9: 4.462%; 2029 10: 4.461%; 2030 11: 4.462%; 2031 12: 4.461%; 2032 13: 4.462%; 2033 14: 4.461%; 2034 15: 4.462%; 2035 16: 4.461%; 2036 17: 4.462%; 2037 18: 4.461%; 2038 19: 4.462%; 2039 20: 4.461%; 2040 21: 2.231%
Revenue Requirement by vintage year
2012 $000
|  |  |  | 2020 | 2021 | 2022 | 2023 | 2024 | 2025 | 2026 | 2027 | 2028 | 2029 | 2030 | 2031 | 2032 | 2033 | 2034 | 2035 | 2036 | 2037 | 2038 | 2039 | 2040 | 2041 | 2042 | 2043 | 2044 | 2045 | 2046 | 2047 | 2048 | 2049 | 2050 | 2051 | 2052 | 2053 | 2054 | 2055 | 2056 | 2057 | 2058 | 2059 | 2060 | 2061 | 2062 | 2063 | 2064 | 2065 | 2066 | 2067 | 2068 | 2069 | 2070 | 2071 | 2072 | 2073 | 2074 | 2075
|  | 2020 | 0% | 102.3366 | 96.3321 | 90.3886 | 86.0066 | 82.2103 | 78.8531 | 76.3743 | 74.3346 | 72.295 | 70.2554 | 68.2158 | 66.1761 | 64.1365 | 62.0969 | 60.0572 | 58.0176 | 55.978 | 53.9383 | 51.8987 | 49.8591 | 47.8194 | 45.7798 | 43.7402 | 41.7005 | 39.6609 | 37.6213 | 35.5816 | 33.542 | 31.5024 | 29.4628 | 0 | 0 | 0 | 0 | 0 | 0 | 0 | 0 | 0 | 0 | 0 | 0 | 0 | 0 | 0 | 0 | 0 | 0 | 0 | 0 | 0 | 0 | 0 | 0 | 0 | 0
|  | 2021 | 0% |  | 102.3366 | 96.3321 | 90.3886 | 86.0066 | 82.2103 | 78.8531 | 76.3743 | 74.3346 | 72.295 | 70.2554 | 68.2158 | 66.1761 | 64.1365 | 62.0969 | 60.0572 | 58.0176 | 55.978 | 53.9383 | 51.8987 | 49.8591 | 47.8194 | 45.7798 | 43.7402 | 41.7005 | 39.6609 | 37.6213 | 35.5816 | 33.542 | 31.5024 | 29.4628 | 0 | 0 | 0 | 0 | 0 | 0 | 0 | 0 | 0 | 0 | 0 | 0 | 0 | 0 | 0 | 0 | 0 | 0 | 0 | 0 | 0 | 0 | 0 | 0 | 0
|  | 2022 | 0% |  |  | 102.3366 | 96.3321 | 90.3886 | 86.0066 | 82.2103 | 78.8531 | 76.3743 | 74.3346 | 72.295 | 70.2554 | 68.2158 | 66.1761 | 64.1365 | 62.0969 | 60.0572 | 58.0176 | 55.978 | 53.9383 | 51.8987 | 49.8591 | 47.8194 | 45.7798 | 43.7402 | 41.7005 | 39.6609 | 37.6213 | 35.5816 | 33.542 | 31.5024 | 29.4628 | 0 | 0 | 0 | 0 | 0 | 0 | 0 | 0 | 0 | 0 | 0 | 0 | 0 | 0 | 0 | 0 | 0 | 0 | 0 | 0 | 0 | 0 | 0 | 0
|  | 2023 | 0% |  |  |  | 102.3366 | 96.3321 | 90.3886 | 86.0066 | 82.2103 | 78.8531 | 76.3743 | 74.3346 | 72.295 | 70.2554 | 68.2158 | 66.1761 | 64.1365 | 62.0969 | 60.0572 | 58.0176 | 55.978 | 53.9383 | 51.8987 | 49.8591 | 47.8194 | 45.7798 | 43.7402 | 41.7005 | 39.6609 | 37.6213 | 35.5816 | 33.542 | 31.5024 | 29.4628 | 0 | 0 | 0 | 0 | 0 | 0 | 0 | 0 | 0 | 0 | 0 | 0 | 0 | 0 | 0 | 0 | 0 | 0 | 0 | 0 | 0 | 0 | 0
|  | 2024 | 0% |  |  |  |  | 102.3366 | 96.3321 | 90.3886 | 86.0066 | 82.2103 | 78.8531 | 76.3743 | 74.3346 | 72.295 | 70.2554 | 68.2158 | 66.1761 | 64.1365 | 62.0969 | 60.0572 | 58.0176 | 55.978 | 53.9383 | 51.8987 | 49.8591 | 47.8194 | 45.7798 | 43.7402 | 41.7005 | 39.6609 | 37.6213 | 35.5816 | 33.542 | 31.5024 | 29.4628 | 0 | 0 | 0 | 0 | 0 | 0 | 0 | 0 | 0 | 0 | 0 | 0 | 0 | 0 | 0 | 0 | 0 | 0 | 0 | 0 | 0 | 0
|  | 2025 | 0% | [5 empty] | 102.3366 | 96.3321 | 90.3886 | 86.0066 | 82.2103 | 78.8531 | 76.3743 | 74.3346 | 72.295 | 70.2554 | 68.2158 | 66.1761 | 64.1365 | 62.0969 | 60.0572 | 58.0176 | 55.978 | 53.9383 | 51.8987 | 49.8591 | 47.8194 | 45.7798 | 43.7402 | 41.7005 | 39.6609 | 37.6213 | 35.5816 | 33.542 | 31.5024 | 29.4628 | 0 | 0 | 0 | 0 | 0 | 0 | 0 | 0 | 0 | 0 | 0 | 0 | 0 | 0 | 0 | 0 | 0 | 0 | 0 | 0 | 0
|  | 2026 | -1.146% | [6 empty] | 101.1639 | 95.2282 | 89.3528 | 85.0211 | 81.2682 | 77.9495 | 75.4991 | 73.4828 | 71.4665 | 69.4503 | 67.434 | 65.4178 | 63.4015 | 61.3853 | 59.369 | 57.3527 | 55.3365 | 53.3202 | 51.304 | 49.2877 | 47.2714 | 45.2552 | 43.2389 | 41.2227 | 39.2064 | 37.1902 | 35.1739 | 33.1576 | 31.1414 | 29.1251 | 0 | 0 | 0 | 0 | 0 | 0 | 0 | 0 | 0 | 0 | 0 | 0 | 0 | 0 | 0 | 0 | 0 | 0 | 0 | 0
|  | 2027 | -1.159% | [7 empty] | 99.9911 | 94.1242 | 88.317 | 84.0355 | 80.3261 | 77.0459 | 74.6238 | 72.631 | 70.6381 | 68.6452 | 66.6523 | 64.6594 | 62.6665 | 60.6737 | 58.6808 | 56.6879 | 54.695 | 52.7021 | 50.7092 | 48.7163 | 46.7235 | 44.7306 | 42.7377 | 40.7448 | 38.7519 | 36.759 | 34.7661 | 32.7733 | 30.7804 | 28.7875 | 0 | 0 | 0 | 0 | 0 | 0 | 0 | 0 | 0 | 0 | 0 | 0 | 0 | 0 | 0 | 0 | 0 | 0 | 0
|  | 2028 | -1.173% | [8 empty] | 98.8184 | 93.0203 | 87.2812 | 83.0499 | 79.384 | 76.1422 | 73.7486 | 71.7791 | 69.8096 | 67.8401 | 65.8706 | 63.9011 | 61.9316 | 59.9621 | 57.9925 | 56.023 | 54.0535 | 52.084 | 50.1145 | 48.145 | 46.1755 | 44.206 | 42.2364 | 40.2669 | 38.2974 | 36.3279 | 34.3584 | 32.3889 | 30.4194 | 28.4499 | 0 | 0 | 0 | 0 | 0 | 0 | 0 | 0 | 0 | 0 | 0 | 0 | 0 | 0 | 0 | 0 | 0 | 0
|  | 2029 | -1.187% | [9 empty] | 97.6457 | 91.9164 | 86.2453 | 82.0643 | 78.4419 | 75.2386 | 72.8734 | 70.9273 | 68.9811 | 67.035 | 65.0889 | 63.1427 | 61.1966 | 59.2505 | 57.3043 | 55.3582 | 53.412 | 51.4659 | 49.5198 | 47.5736 | 45.6275 | 43.6813 | 41.7352 | 39.7891 | 37.8429 | 35.8968 | 33.9506 | 32.0045 | 30.0584 | 28.1122 | 0 | 0 | 0 | 0 | 0 | 0 | 0 | 0 | 0 | 0 | 0 | 0 | 0 | 0 | 0 | 0 | 0
|  | 2030 | -1.201% | [10 empty] | 96.4729 | 90.8125 | 85.2095 | 81.0787 | 77.4998 | 74.335 | 71.9982 | 70.0754 | 68.1527 | 66.2299 | 64.3071 | 62.3844 | 60.4616 | 58.5388 | 56.6161 | 54.6933 | 52.7706 | 50.8478 | 48.925 | 47.0023 | 45.0795 | 43.1567 | 41.234 | 39.3112 | 37.3884 | 35.4657 | 33.5429 | 31.6201 | 29.6974 | 27.7746 | 0 | 0 | 0 | 0 | 0 | 0 | 0 | 0 | 0 | 0 | 0 | 0 | 0 | 0 | 0 | 0
|  | 2031 | -1.216% | [11 empty] | 95.3002 | 89.7086 | 84.1737 | 80.0931 | 76.5577 | 73.4314 | 71.123 | 69.2236 | 67.3242 | 65.4248 | 63.5254 | 61.626 | 59.7266 | 57.8272 | 55.9279 | 54.0285 | 52.1291 | 50.2297 | 48.3303 | 46.4309 | 44.5315 | 42.6321 | 40.7327 | 38.8333 | 36.9339 | 35.0345 | 33.1352 | 31.2358 | 29.3364 | 27.437 | 0 | 0 | 0 | 0 | 0 | 0 | 0 | 0 | 0 | 0 | 0 | 0 | 0 | 0 | 0
|  | 2032 | -1.216% | [12 empty] | 94.1417 | 88.6181 | 83.1505 | 79.1195 | 75.6271 | 72.5387 | 70.2584 | 68.3821 | 66.5058 | 64.6295 | 62.7532 | 60.8769 | 59.0006 | 57.1243 | 55.248 | 53.3717 | 51.4954 | 49.6191 | 47.7428 | 45.8665 | 43.9902 | 42.1139 | 40.2376 | 38.3613 | 36.485 | 34.6087 | 32.7324 | 30.8561 | 28.9798 | 27.1034 | 0 | 0 | 0 | 0 | 0 | 0 | 0 | 0 | 0 | 0 | 0 | 0 | 0 | 0
|  | 2033 | -1.216% | [13 empty] | 92.9973 | 87.5408 | 82.1397 | 78.1577 | 74.7078 | 71.657 | 69.4044 | 67.5509 | 65.6974 | 63.8439 | 61.9904 | 60.1369 | 58.2834 | 56.4299 | 54.5764 | 52.7229 | 50.8694 | 49.0159 | 47.1624 | 45.3089 | 43.4554 | 41.6019 | 39.7484 | 37.8949 | 36.0415 | 34.188 | 32.3345 | 30.481 | 28.6275 | 26.774 | 0 | 0 | 0 | 0 | 0 | 0 | 0 | 0 | 0 | 0 | 0 | 0 | 0
|  | 2034 | -1.216% | [14 empty] | 91.8669 | 86.4767 | 81.1412 | 77.2076 | 73.7996 | 70.7859 | 68.5607 | 66.7297 | 64.8987 | 63.0678 | 61.2368 | 59.4059 | 57.5749 | 55.7439 | 53.913 | 52.082 | 50.251 | 48.4201 | 46.5891 | 44.7581 | 42.9272 | 41.0962 | 39.2653 | 37.4343 | 35.6033 | 33.7724 | 31.9414 | 30.1104 | 28.2795 | 26.4485 | 0 | 0 | 0 | 0 | 0 | 0 | 0 | 0 | 0 | 0 | 0 | 0
|  | 2035 | -1.216% | [15 empty] | 90.7501 | 85.4254 | 80.1549 | 76.269 | 72.9025 | 69.9254 | 67.7272 | 65.9185 | 64.1098 | 62.3011 | 60.4924 | 58.6837 | 56.875 | 55.0663 | 53.2576 | 51.4489 | 49.6402 | 47.8315 | 46.0228 | 44.2141 | 42.4054 | 40.5967 | 38.7879 | 36.9792 | 35.1705 | 33.3618 | 31.5531 | 29.7444 | 27.9357 | 26.127 | 0 | 0 | 0 | 0 | 0 | 0 | 0 | 0 | 0 | 0 | 0
|  | 2036 | -1.216% | [16 empty] | 89.647 | 84.387 | 79.1805 | 75.3419 | 72.0163 | 69.0754 | 66.9039 | 65.1172 | 63.3305 | 61.5438 | 59.7571 | 57.9703 | 56.1836 | 54.3969 | 52.6102 | 50.8235 | 49.0368 | 47.25 | 45.4633 | 43.6766 | 41.8899 | 40.1032 | 38.3164 | 36.5297 | 34.743 | 32.9563 | 31.1696 | 29.3828 | 27.5961 | 25.8094 | 0 | 0 | 0 | 0 | 0 | 0 | 0 | 0 | 0 | 0
|  | 2037 | -1.216% | [17 empty] | 88.5572 | 83.3612 | 78.218 | 74.4261 | 71.1409 | 68.2357 | 66.0907 | 64.3257 | 62.5607 | 60.7957 | 59.0307 | 57.2657 | 55.5007 | 53.7357 | 51.9707 | 50.2057 | 48.4407 | 46.6757 | 44.9107 | 43.1457 | 41.3807 | 39.6157 | 37.8507 | 36.0857 | 34.3207 | 32.5557 | 30.7907 | 29.0257 | 27.2607 | 25.4957 | 0 | 0 | 0 | 0 | 0 | 0 | 0 | 0 | 0
|  | 2038 | -1.216% | [18 empty] | 87.4807 | 82.3479 | 77.2672 | 73.5213 | 70.2761 | 67.4062 | 65.2873 | 63.5437 | 61.8002 | 60.0566 | 58.3131 | 56.5695 | 54.826 | 53.0824 | 51.3389 | 49.5954 | 47.8518 | 46.1083 | 44.3647 | 42.6212 | 40.8776 | 39.1341 | 37.3905 | 35.647 | 33.9035 | 32.1599 | 30.4164 | 28.6728 | 26.9293 | 25.1857 | 0 | 0 | 0 | 0 | 0 | 0 | 0 | 0
|  | 2039 | -1.216% | [19 empty] | 86.4173 | 81.3468 | 76.3279 | 72.6276 | 69.4218 | 66.5868 | 64.4936 | 62.7713 | 61.0489 | 59.3266 | 57.6042 | 55.8819 | 54.1595 | 52.4372 | 50.7148 | 48.9925 | 47.2701 | 45.5478 | 43.8254 | 42.1031 | 40.3807 | 38.6584 | 36.936 | 35.2137 | 33.4913 | 31.769 | 30.0466 | 28.3243 | 26.6019 | 24.8796 | 0 | 0 | 0 | 0 | 0 | 0 | 0
|  | 2040 | -1.216% | [20 empty] | 85.3668 | 80.358 | 75.4 | 71.7447 | 68.5779 | 65.7774 | 63.7096 | 62.0082 | 60.3068 | 58.6054 | 56.904 | 55.2026 | 53.5012 | 51.7997 | 50.0983 | 48.3969 | 46.6955 | 44.9941 | 43.2927 | 41.5913 | 39.8899 | 38.1884 | 36.487 | 34.7856 | 33.0842 | 31.3828 | 29.6814 | 27.98 | 26.2785 | 24.5771 | 0 | 0 | 0 | 0 | 0 | 0
|  | 2041 | -1.216% | [21 empty] | 84.3291 | 79.3811 | 74.4835 | 70.8726 | 67.7443 | 64.9778 | 62.9352 | 61.2544 | 59.5737 | 57.893 | 56.2123 | 54.5315 | 52.8508 | 51.1701 | 49.4893 | 47.8086 | 46.1279 | 44.4471 | 42.7664 | 41.0857 | 39.4049 | 37.7242 | 36.0435 | 34.3628 | 32.682 | 31.0013 | 29.3206 | 27.6398 | 25.9591 | 24.2784 | 0 | 0 | 0 | 0 | 0
|  | 2042 | -1.216% | [22 empty] | 83.3039 | 78.4162 | 73.5781 | 70.0111 | 66.9207 | 64.1879 | 62.1701 | 60.5098 | 58.8495 | 57.1892 | 55.5289 | 53.8686 | 52.2083 | 50.548 | 48.8877 | 47.2274 | 45.5671 | 43.9068 | 42.2465 | 40.5862 | 38.9259 | 37.2656 | 35.6053 | 33.945 | 32.2847 | 30.6244 | 28.9641 | 27.3038 | 25.6435 | 23.9832 | 0 | 0 | 0 | 0
|  | 2043 | -1.216% | 2043: 82.2913; 2044: 77.4629; 2045: 72.6836; 2046: 69.16; 2047: 66.1073; 2048: 63.4077; 2049: 61.4144; 2050: 59.7743; 2051: 58.1342; 2052: 56.494; 2053: 54.8539; 2054: 53.2138; 2055: 51.5737; 2056: 49.9336; 2057: 48.2935; 2058: 46.6533; 2059: 45.0132; 2060: 43.3731; 2061: 41.733; 2062: 40.0929; 2063: 38.4528; 2064: 36.8126; 2065: 35.1725; 2066: 33.5324; 2067: 31.8923; 2068: 30.2522; 2069: 28.6121; 2070: 26.9719; 2071: 25.3318; 2072: 23.6917; 2073: 0; 2074: 0; 2075: 0
|  | 2044 | -1.216% | 2044: 81.291; 2045: 76.5213; 2046: 71.8001; 2047: 68.3193; 2048: 65.3037; 2049: 62.6369; 2050: 60.6678; 2051: 59.0477; 2052: 57.4275; 2053: 55.8073; 2054: 54.1871; 2055: 52.5669; 2056: 50.9468; 2057: 49.3266; 2058: 47.7064; 2059: 46.0862; 2060: 44.466; 2061: 42.8459; 2062: 41.2257; 2063: 39.6055; 2064: 37.9853; 2065: 36.3651; 2066: 34.745; 2067: 33.1248; 2068: 31.5046; 2069: 29.8844; 2070: 28.2642; 2071: 26.6441; 2072: 25.0239; 2073: 23.4037; 2074: 0; 2075: 0
|  | 2045 | -1.216% | 2045: 80.3028; 2046: 75.5911; 2047: 70.9273; 2048: 67.4888; 2049: 64.5098; 2050: 61.8755; 2051: 59.9303; 2052: 58.3299; 2053: 56.7294; 2054: 55.1289; 2055: 53.5284; 2056: 51.9279; 2057: 50.3274; 2058: 48.727; 2059: 47.1265; 2060: 45.526; 2061: 43.9255; 2062: 42.325; 2063: 40.7245; 2064: 39.1241; 2065: 37.5236; 2066: 35.9231; 2067: 34.3226; 2068: 32.7221; 2069: 31.1216; 2070: 29.5211; 2071: 27.9207; 2072: 26.3202; 2073: 24.7197; 2074: 23.1192; 2075: 0
|  | 2046 | -1.216% | 2046: 79.3266; 2047: 74.6722; 2048: 70.0651; 2049: 66.6684; 2050: 63.7256; 2051: 61.1233; 2052: 59.2018; 2053: 57.6208; 2054: 56.0398; 2055: 54.4587; 2056: 52.8777; 2057: 51.2967; 2058: 49.7157; 2059: 48.1346; 2060: 46.5536; 2061: 44.9726; 2062: 43.3915; 2063: 41.8105; 2064: 40.2295; 2065: 38.6485; 2066: 37.0674; 2067: 35.4864; 2068: 33.9054; 2069: 32.3243; 2070: 30.7433; 2071: 29.1623; 2072: 27.5813; 2073: 26.0002; 2074: 24.4192; 2075: 22.8382 | 0 | 0 | 0 | 0
|  | 2047 | -1.216% | 2047: 78.3623; 2048: 73.7645; 2049: 69.2134; 2050: 65.858; 2051: 62.951; 2052: 60.3803; 2053: 58.4822; 2054: 56.9204; 2055: 55.3586; 2056: 53.7967; 2057: 52.2349; 2058: 50.6731; 2059: 49.1113; 2060: 47.5495; 2061: 45.9877; 2062: 44.4259; 2063: 42.8641; 2064: 41.3023; 2065: 39.7405; 2066: 38.1786; 2067: 36.6168; 2068: 35.055; 2069: 33.4932; 2070: 31.9314; 2071: 30.3696; 2072: 28.8078; 2073: 27.246; 2074: 25.6842; 2075: 24.1224 | 22.5606 | 0 | 0 | 0
|  | 2048 | -1.216% | 2048: 77.4097; 2049: 72.8678; 2050: 68.372; 2051: 65.0574; 2052: 62.1857; 2053: 59.6463; 2054: 57.7713; 2055: 56.2284; 2056: 54.6856; 2057: 53.1428; 2058: 51.6; 2059: 50.0571; 2060: 48.5143; 2061: 46.9715; 2062: 45.4287; 2063: 43.8858; 2064: 42.343; 2065: 40.8002; 2066: 39.2574; 2067: 37.7145; 2068: 36.1717; 2069: 34.6289; 2070: 33.0861; 2071: 31.5432; 2072: 30.0004; 2073: 28.4576; 2074: 26.9148; 2075: 25.372 | 23.8291 | 22.2863 | 0 | 0
|  | 2049 | -1.216% | 2049: 76.4687; 2050: 71.982; 2051: 67.5409; 2052: 64.2666; 2053: 61.4298; 2054: 58.9212; 2055: 57.069; 2056: 55.5449; 2057: 54.0208; 2058: 52.4968; 2059: 50.9727; 2060: 49.4486; 2061: 47.9246; 2062: 46.4005; 2063: 44.8764; 2064: 43.3524; 2065: 41.8283; 2066: 40.3042; 2067: 38.7802; 2068: 37.2561; 2069: 35.732; 2070: 34.2079; 2071: 32.6839; 2072: 31.1598; 2073: 29.6357; 2074: 28.1117; 2075: 26.5876 | 25.0635 | 23.5395 | 22.0154 | 0
|  | 2050 | -1.216% | 2050: 75.5392; 2051: 71.107; 2052: 66.7198; 2053: 63.4853; 2054: 60.6831; 2055: 58.205; 2056: 56.3753; 2057: 54.8697; 2058: 53.3642; 2059: 51.8586; 2060: 50.3531; 2061: 48.8475; 2062: 47.342; 2063: 45.8365; 2064: 44.3309; 2065: 42.8254; 2066: 41.3198; 2067: 39.8143; 2068: 38.3087; 2069: 36.8032; 2070: 35.2977; 2071: 33.7921; 2072: 32.2866; 2073: 30.781; 2074: 29.2755; 2075: 27.7699 | 26.2644 | 24.7589 | 23.2533 | 21.7478
Revenue Requirement by vintage year
2012 $/MW-wk
| Aurora Input |  | Levelized Cost | 2020 | 2021 | 2022 | 2023 | 2024 | 2025 | 2026 | 2027 | 2028 | 2029 | 2030 | 2031 | 2032 | 2033 | 2034 | 2035 | 2036 | 2037 | 2038 | 2039 | 2040 | 2041 | 2042 | 2043 | 2044 | 2045 | 2046 | 2047 | 2048 | 2049 | 2050 | 2051 | 2052 | 2053 | 2054 | 2055 | 2056 | 2057 | 2058 | 2059 | 2060 | 2061 | 2062 | 2063 | 2064 | 2065 | 2066 | 2067 | 2068 | 2069 | 2070 | 2071 | 2072 | 2073 | 2074 | 2075
|  | 2020 | 3990.1246 | 6074.1086 | 5717.7166 | 5364.9452 | 5104.858 | 4879.5274 | 4680.2643 | 4533.1361 | 4412.0753 | 4291.0146 | 4169.9538 | 4048.8931 | 3927.8323 | 3806.7716 | 3685.7108 | 3564.6501 | 3443.5893 | 3322.5286 | 3201.4678 | 3080.4071 | 2959.3463 | 2838.2856 | 2717.2248 | 2596.1641 | 2475.1033 | 2354.0426 | 2232.9818 | 2111.9211 | 1990.8603 | 1869.7996 | 1748.7388 | 0 | 0 | 0 | 0 | 0 | 0 | 0 | 0 | 0 | 0 | 0 | 0 | 0 | 0 | 0 | 0 | 0 | 0 | 0 | 0 | 0 | 0 | 0 | 0 | 0 | 0
|  | 2021 | 3990.1246 |  | 6074.1086 | 5717.7166 | 5364.9452 | 5104.858 | 4879.5274 | 4680.2643 | 4533.1361 | 4412.0753 | 4291.0146 | 4169.9538 | 4048.8931 | 3927.8323 | 3806.7716 | 3685.7108 | 3564.6501 | 3443.5893 | 3322.5286 | 3201.4678 | 3080.4071 | 2959.3463 | 2838.2856 | 2717.2248 | 2596.1641 | 2475.1033 | 2354.0426 | 2232.9818 | 2111.9211 | 1990.8603 | 1869.7996 | 1748.7388 | 0 | 0 | 0 | 0 | 0 | 0 | 0 | 0 | 0 | 0 | 0 | 0 | 0 | 0 | 0 | 0 | 0 | 0 | 0 | 0 | 0 | 0 | 0 | 0 | 0
|  | 2022 | 3990.1246 |  |  | 6074.1086 | 5717.7166 | 5364.9452 | 5104.858 | 4879.5274 | 4680.2643 | 4533.1361 | 4412.0753 | 4291.0146 | 4169.9538 | 4048.8931 | 3927.8323 | 3806.7716 | 3685.7108 | 3564.6501 | 3443.5893 | 3322.5286 | 3201.4678 | 3080.4071 | 2959.3463 | 2838.2856 | 2717.2248 | 2596.1641 | 2475.1033 | 2354.0426 | 2232.9818 | 2111.9211 | 1990.8603 | 1869.7996 | 1748.7388 | 0 | 0 | 0 | 0 | 0 | 0 | 0 | 0 | 0 | 0 | 0 | 0 | 0 | 0 | 0 | 0 | 0 | 0 | 0 | 0 | 0 | 0 | 0 | 0
|  | 2023 | 3990.1246 |  |  |  | 6074.1086 | 5717.7166 | 5364.9452 | 5104.858 | 4879.5274 | 4680.2643 | 4533.1361 | 4412.0753 | 4291.0146 | 4169.9538 | 4048.8931 | 3927.8323 | 3806.7716 | 3685.7108 | 3564.6501 | 3443.5893 | 3322.5286 | 3201.4678 | 3080.4071 | 2959.3463 | 2838.2856 | 2717.2248 | 2596.1641 | 2475.1033 | 2354.0426 | 2232.9818 | 2111.9211 | 1990.8603 | 1869.7996 | 1748.7388 | 0 | 0 | 0 | 0 | 0 | 0 | 0 | 0 | 0 | 0 | 0 | 0 | 0 | 0 | 0 | 0 | 0 | 0 | 0 | 0 | 0 | 0 | 0
|  | 2024 | 3990.1246 |  |  |  |  | 6074.1086 | 5717.7166 | 5364.9452 | 5104.858 | 4879.5274 | 4680.2643 | 4533.1361 | 4412.0753 | 4291.0146 | 4169.9538 | 4048.8931 | 3927.8323 | 3806.7716 | 3685.7108 | 3564.6501 | 3443.5893 | 3322.5286 | 3201.4678 | 3080.4071 | 2959.3463 | 2838.2856 | 2717.2248 | 2596.1641 | 2475.1033 | 2354.0426 | 2232.9818 | 2111.9211 | 1990.8603 | 1869.7996 | 1748.7388 | 0 | 0 | 0 | 0 | 0 | 0 | 0 | 0 | 0 | 0 | 0 | 0 | 0 | 0 | 0 | 0 | 0 | 0 | 0 | 0 | 0 | 0
|  | 2025 | 3990.1246 | [5 empty] | 6074.1086 | 5717.7166 | 5364.9452 | 5104.858 | 4879.5274 | 4680.2643 | 4533.1361 | 4412.0753 | 4291.0146 | 4169.9538 | 4048.8931 | 3927.8323 | 3806.7716 | 3685.7108 | 3564.6501 | 3443.5893 | 3322.5286 | 3201.4678 | 3080.4071 | 2959.3463 | 2838.2856 | 2717.2248 | 2596.1641 | 2475.1033 | 2354.0426 | 2232.9818 | 2111.9211 | 1990.8603 | 1869.7996 | 1748.7388 | 0 | 0 | 0 | 0 | 0 | 0 | 0 | 0 | 0 | 0 | 0 | 0 | 0 | 0 | 0 | 0 | 0 | 0 | 0 | 0 | 0
|  | 2026 | 3944.3996 | [6 empty] | 6004.5021 | 5652.1942 | 5303.4654 | 5046.3586 | 4823.6103 | 4626.6306 | 4481.1884 | 4361.515 | 4241.8415 | 4122.1681 | 4002.4946 | 3882.8212 | 3763.1477 | 3643.4743 | 3523.8008 | 3404.1274 | 3284.4539 | 3164.7805 | 3045.107 | 2925.4336 | 2805.7601 | 2686.0867 | 2566.4132 | 2446.7398 | 2327.0663 | 2207.3929 | 2087.7194 | 1968.046 | 1848.3725 | 1728.6991 | 0 | 0 | 0 | 0 | 0 | 0 | 0 | 0 | 0 | 0 | 0 | 0 | 0 | 0 | 0 | 0 | 0 | 0 | 0 | 0
|  | 2027 | 3898.6746 | [7 empty] | 5934.8956 | 5586.6718 | 5241.9855 | 4987.8593 | 4767.6931 | 4572.9969 | 4429.2408 | 4310.9546 | 4192.6685 | 4074.3823 | 3956.0962 | 3837.81 | 3719.5239 | 3601.2377 | 3482.9516 | 3364.6654 | 3246.3793 | 3128.0931 | 3009.807 | 2891.5208 | 2773.2347 | 2654.9485 | 2536.6624 | 2418.3762 | 2300.0901 | 2181.8039 | 2063.5178 | 1945.2316 | 1826.9455 | 1708.6593 | 0 | 0 | 0 | 0 | 0 | 0 | 0 | 0 | 0 | 0 | 0 | 0 | 0 | 0 | 0 | 0 | 0 | 0 | 0
|  | 2028 | 3852.9496 | [8 empty] | 5865.2891 | 5521.1494 | 5180.5057 | 4929.36 | 4711.776 | 4519.3632 | 4377.2931 | 4260.3942 | 4143.4954 | 4026.5965 | 3909.6977 | 3792.7989 | 3675.9 | 3559.0012 | 3442.1023 | 3325.2035 | 3208.3046 | 3091.4058 | 2974.5069 | 2857.6081 | 2740.7092 | 2623.8104 | 2506.9115 | 2390.0127 | 2273.1138 | 2156.215 | 2039.3161 | 1922.4173 | 1805.5184 | 1688.6196 | 0 | 0 | 0 | 0 | 0 | 0 | 0 | 0 | 0 | 0 | 0 | 0 | 0 | 0 | 0 | 0 | 0 | 0
|  | 2029 | 3807.2246 | [9 empty] | 5795.6826 | 5455.627 | 5119.0259 | 4870.8607 | 4655.8588 | 4465.7296 | 4325.3454 | 4209.8339 | 4094.3223 | 3978.8108 | 3863.2992 | 3747.7877 | 3632.2762 | 3516.7646 | 3401.2531 | 3285.7415 | 3170.23 | 3054.7184 | 2939.2069 | 2823.6953 | 2708.1838 | 2592.6722 | 2477.1607 | 2361.6491 | 2246.1376 | 2130.626 | 2015.1145 | 1899.6029 | 1784.0914 | 1668.5798 | 0 | 0 | 0 | 0 | 0 | 0 | 0 | 0 | 0 | 0 | 0 | 0 | 0 | 0 | 0 | 0 | 0
|  | 2030 | 3761.4996 | [10 empty] | 5726.0761 | 5390.1046 | 5057.5461 | 4812.3613 | 4599.9417 | 4412.0959 | 4273.3978 | 4159.2735 | 4045.1493 | 3931.025 | 3816.9008 | 3702.7765 | 3588.6523 | 3474.528 | 3360.4038 | 3246.2796 | 3132.1553 | 3018.0311 | 2903.9068 | 2789.7826 | 2675.6583 | 2561.5341 | 2447.4098 | 2333.2856 | 2219.1613 | 2105.0371 | 1990.9128 | 1876.7886 | 1762.6643 | 1648.5401 | 0 | 0 | 0 | 0 | 0 | 0 | 0 | 0 | 0 | 0 | 0 | 0 | 0 | 0 | 0 | 0
|  | 2031 | 3715.7746 | [11 empty] | 5656.4696 | 5324.5822 | 4996.0663 | 4753.862 | 4544.0245 | 4358.4622 | 4221.4501 | 4108.7132 | 3995.9762 | 3883.2393 | 3770.5023 | 3657.7654 | 3545.0284 | 3432.2915 | 3319.5545 | 3206.8176 | 3094.0807 | 2981.3437 | 2868.6068 | 2755.8698 | 2643.1329 | 2530.3959 | 2417.659 | 2304.922 | 2192.1851 | 2079.4481 | 1966.7112 | 1853.9742 | 1741.2373 | 1628.5003 | 0 | 0 | 0 | 0 | 0 | 0 | 0 | 0 | 0 | 0 | 0 | 0 | 0 | 0 | 0
|  | 2032 | 3670.6055 | [12 empty] | 5587.7093 | 5259.8563 | 4935.3339 | 4696.0738 | 4488.7871 | 4305.4805 | 4170.1339 | 4058.7674 | 3947.4009 | 3836.0344 | 3724.6679 | 3613.3014 | 3501.9349 | 3390.5684 | 3279.2019 | 3167.8354 | 3056.4688 | 2945.1023 | 2833.7358 | 2722.3693 | 2611.0028 | 2499.6363 | 2388.2698 | 2276.9033 | 2165.5368 | 2054.1702 | 1942.8037 | 1831.4372 | 1720.0707 | 1608.7042 | 0 | 0 | 0 | 0 | 0 | 0 | 0 | 0 | 0 | 0 | 0 | 0 | 0 | 0
|  | 2033 | 3625.9854 | [13 empty] | 5519.7848 | 5195.9172 | 4875.3397 | 4638.9881 | 4434.2212 | 4253.1428 | 4119.4416 | 4009.4288 | 3899.4161 | 3789.4034 | 3679.3906 | 3569.3779 | 3459.3652 | 3349.3524 | 3239.3397 | 3129.327 | 3019.3142 | 2909.3015 | 2799.2888 | 2689.276 | 2579.2633 | 2469.2506 | 2359.2378 | 2249.2251 | 2139.2124 | 2029.1996 | 1919.1869 | 1809.1742 | 1699.1614 | 1589.1487 | 0 | 0 | 0 | 0 | 0 | 0 | 0 | 0 | 0 | 0 | 0 | 0 | 0
|  | 2034 | 3581.9077 | [14 empty] | 5452.686 | 5132.7553 | 4816.0748 | 4582.5963 | 4380.3186 | 4201.4414 | 4069.3654 | 3960.69 | 3852.0146 | 3743.3392 | 3634.6638 | 3525.9884 | 3417.3129 | 3308.6375 | 3199.9621 | 3091.2867 | 2982.6113 | 2873.9359 | 2765.2605 | 2656.5851 | 2547.9096 | 2439.2342 | 2330.5588 | 2221.8834 | 2113.208 | 2004.5326 | 1895.8572 | 1787.1818 | 1678.5063 | 1569.8309 | 0 | 0 | 0 | 0 | 0 | 0 | 0 | 0 | 0 | 0 | 0 | 0
|  | 2035 | 3538.3658 | [15 empty] | 5386.4028 | 5070.3613 | 4757.5303 | 4526.89 | 4327.0712 | 4150.3685 | 4019.898 | 3912.5436 | 3805.1893 | 3697.8349 | 3590.4806 | 3483.1262 | 3375.7719 | 3268.4176 | 3161.0632 | 3053.7089 | 2946.3545 | 2839.0002 | 2731.6458 | 2624.2915 | 2516.9371 | 2409.5828 | 2302.2284 | 2194.8741 | 2087.5197 | 1980.1654 | 1872.811 | 1765.4567 | 1658.1023 | 1550.748 | 0 | 0 | 0 | 0 | 0 | 0 | 0 | 0 | 0 | 0 | 0
|  | 2036 | 3495.3533 | [16 empty] | 5320.9254 | 5008.7257 | 4699.6975 | 4471.8609 | 4274.4711 | 4099.9163 | 3971.0319 | 3864.9825 | 3758.9332 | 3652.8839 | 3546.8345 | 3440.7852 | 3334.7358 | 3228.6865 | 3122.6371 | 3016.5878 | 2910.5385 | 2804.4891 | 2698.4398 | 2592.3904 | 2486.3411 | 2380.2917 | 2274.2424 | 2168.1931 | 2062.1437 | 1956.0944 | 1850.045 | 1743.9957 | 1637.9463 | 1531.897 | 0 | 0 | 0 | 0 | 0 | 0 | 0 | 0 | 0 | 0
|  | 2037 | 3452.8636 | [17 empty] | 5256.244 | 4947.8394 | 4642.5677 | 4417.5007 | 4222.5103 | 4050.0775 | 3922.7598 | 3817.9996 | 3713.2394 | 3608.4792 | 3503.719 | 3398.9588 | 3294.1986 | 3189.4384 | 3084.6782 | 2979.918 | 2875.1578 | 2770.3976 | 2665.6374 | 2560.8772 | 2456.117 | 2351.3568 | 2246.5966 | 2141.8364 | 2037.0762 | 1932.316 | 1827.5558 | 1722.7956 | 1618.0354 | 1513.2752 | 0 | 0 | 0 | 0 | 0 | 0 | 0 | 0 | 0
|  | 2038 | 3410.8904 | [18 empty] | 5192.3488 | 4887.6932 | 4586.1324 | 4363.8013 | 4171.1813 | 4000.8446 | 3875.0745 | 3771.5878 | 3668.1011 | 3564.6143 | 3461.1276 | 3357.6409 | 3254.1541 | 3150.6674 | 3047.1807 | 2943.694 | 2840.2072 | 2736.7205 | 2633.2338 | 2529.747 | 2426.2603 | 2322.7736 | 2219.2868 | 2115.8001 | 2012.3134 | 1908.8266 | 1805.3399 | 1701.8532 | 1598.3665 | 1494.8797 | 0 | 0 | 0 | 0 | 0 | 0 | 0 | 0
|  | 2039 | 3369.4274 | [19 empty] | 5129.2303 | 4828.2781 | 4530.3832 | 4310.7547 | 4120.4762 | 3952.2101 | 3827.9689 | 3725.7402 | 3623.5114 | 3521.2827 | 3419.0539 | 3316.8252 | 3214.5965 | 3112.3677 | 3010.139 | 2907.9102 | 2805.6815 | 2703.4528 | 2601.224 | 2498.9953 | 2396.7665 | 2294.5378 | 2192.3091 | 2090.0803 | 1987.8516 | 1885.6228 | 1783.3941 | 1681.1654 | 1578.9366 | 1476.7079 | 0 | 0 | 0 | 0 | 0 | 0 | 0
|  | 2040 | 3328.4685 | [20 empty] | 5066.8791 | 4769.5853 | 4475.3116 | 4258.3529 | 4070.3874 | 3904.1668 | 3781.4359 | 3680.4499 | 3579.4638 | 3478.4778 | 3377.4917 | 3276.5057 | 3175.5197 | 3074.5336 | 2973.5476 | 2872.5615 | 2771.5755 | 2670.5894 | 2569.6034 | 2468.6174 | 2367.6313 | 2266.6453 | 2165.6592 | 2064.6732 | 1963.6872 | 1862.7011 | 1761.7151 | 1660.729 | 1559.743 | 1458.7569 | 0 | 0 | 0 | 0 | 0 | 0
|  | 2041 | 3288.0074 | [21 empty] | 5005.2858 | 4711.6059 | 4420.9094 | 4206.5882 | 4020.9076 | 3856.7075 | 3735.4686 | 3635.7101 | 3535.9517 | 3436.1932 | 3336.4348 | 3236.6763 | 3136.9179 | 3037.1594 | 2937.401 | 2837.6425 | 2737.8841 | 2638.1256 | 2538.3672 | 2438.6087 | 2338.8503 | 2239.0918 | 2139.3334 | 2039.5749 | 1939.8165 | 1840.058 | 1740.2996 | 1640.5411 | 1540.7827 | 1441.0242 | 0 | 0 | 0 | 0 | 0
|  | 2042 | 3248.0382 | [22 empty] | 4944.4413 | 4654.3314 | 4367.1686 | 4155.4526 | 3972.0292 | 3809.8252 | 3690.06 | 3591.5142 | 3492.9684 | 3394.4227 | 3295.8769 | 3197.3311 | 3098.7853 | 3000.2395 | 2901.6938 | 2803.148 | 2704.6022 | 2606.0564 | 2507.5106 | 2408.9649 | 2310.4191 | 2211.8733 | 2113.3275 | 2014.7817 | 1916.2359 | 1817.6902 | 1719.1444 | 1620.5986 | 1522.0528 | 1423.507 | 0 | 0 | 0 | 0
|  | 2043 | 3208.5549 | 2043: 4884.3364; 2044: 4597.7531; 2045: 4314.0811; 2046: 4104.9387; 2047: 3923.745; 2048: 3763.5128; 2049: 3645.2034; 2050: 3547.8556; 2051: 3450.5077; 2052: 3353.1599; 2053: 3255.812; 2054: 3158.4642; 2055: 3061.1163; 2056: 2963.7685; 2057: 2866.4206; 2058: 2769.0728; 2059: 2671.7249; 2060: 2574.3771; 2061: 2477.0292; 2062: 2379.6813; 2063: 2282.3335; 2064: 2184.9856; 2065: 2087.6378; 2066: 1990.2899; 2067: 1892.9421; 2068: 1795.5942; 2069: 1698.2464; 2070: 1600.8985; 2071: 1503.5507; 2072: 1406.2028; 2073: 0; 2074: 0; 2075: 0
|  | 2044 | 3169.5515 | 2044: 4824.9622; 2045: 4541.8626; 2046: 4261.6389; 2047: 4055.0389; 2048: 3876.0478; 2049: 3717.7633; 2050: 3600.8921; 2051: 3504.7277; 2052: 3408.5632; 2053: 3312.3987; 2054: 3216.2342; 2055: 3120.0697; 2056: 3023.9052; 2057: 2927.7407; 2058: 2831.5762; 2059: 2735.4118; 2060: 2639.2473; 2061: 2543.0828; 2062: 2446.9183; 2063: 2350.7538; 2064: 2254.5893; 2065: 2158.4248; 2066: 2062.2603; 2067: 1966.0959; 2068: 1869.9314; 2069: 1773.7669; 2070: 1677.6024; 2071: 1581.4379; 2072: 1485.2734; 2073: 1389.1089; 2074: 0; 2075: 0
|  | 2045 | 3131.0223 | 2045: 4766.3096; 2046: 4486.6514; 2047: 4209.8342; 2048: 4005.7456; 2049: 3828.9303; 2050: 3672.57; 2051: 3557.1195; 2052: 3462.124; 2053: 3367.1285; 2054: 3272.133; 2055: 3177.1375; 2056: 3082.142; 2057: 2987.1465; 2058: 2892.151; 2059: 2797.1555; 2060: 2702.1599; 2061: 2607.1644; 2062: 2512.1689; 2063: 2417.1734; 2064: 2322.1779; 2065: 2227.1824; 2066: 2132.1869; 2067: 2037.1914; 2068: 1942.1959; 2069: 1847.2004; 2070: 1752.2049; 2071: 1657.2094; 2072: 1562.2139; 2073: 1467.2184; 2074: 1372.2229; 2075: 0 | 0 | 0 | 0 | 0
|  | 2046 | 3092.9614 | 2046: 4708.3701; 2047: 4432.1114; 2048: 4158.6592; 2049: 3957.0515; 2050: 3782.3856; 2051: 3627.926; 2052: 3513.879; 2053: 3420.0382; 2054: 3326.1975; 2055: 3232.3568; 2056: 3138.516; 2057: 3044.6753; 2058: 2950.8345; 2059: 2856.9938; 2060: 2763.1531; 2061: 2669.3123; 2062: 2575.4716; 2063: 2481.6309; 2064: 2387.7901; 2065: 2293.9494; 2066: 2200.1087; 2067: 2106.2679; 2068: 2012.4272; 2069: 1918.5865; 2070: 1824.7457; 2071: 1730.905; 2072: 1637.0642; 2073: 1543.2235; 2074: 1449.3828; 2075: 1355.542 | 0 | 0 | 0 | 0
|  | 2047 | 3055.3632 | 2047: 4651.1349; 2048: 4378.2345; 2049: 4108.1063; 2050: 3908.9494; 2051: 3736.4067; 2052: 3583.8247; 2053: 3471.1641; 2054: 3378.4641; 2055: 3285.7641; 2056: 3193.0641; 2057: 3100.364; 2058: 3007.664; 2059: 2914.964; 2060: 2822.264; 2061: 2729.564; 2062: 2636.864; 2063: 2544.164; 2064: 2451.464; 2065: 2358.764; 2066: 2266.064; 2067: 2173.364; 2068: 2080.664; 2069: 1987.964; 2070: 1895.264; 2071: 1802.564; 2072: 1709.864; 2073: 1617.164; 2074: 1524.464; 2075: 1431.764 | 1339.064 | 0 | 0 | 0
|  | 2048 | 3018.222 | 2048: 4594.5955; 2049: 4325.0124; 2050: 4058.1679; 2051: 3861.432; 2052: 3690.9868; 2053: 3540.2596; 2054: 3428.9684; 2055: 3337.3953; 2056: 3245.8221; 2057: 3154.249; 2058: 3062.6759; 2059: 2971.1027; 2060: 2879.5296; 2061: 2787.9564; 2062: 2696.3833; 2063: 2604.8102; 2064: 2513.237; 2065: 2421.6639; 2066: 2330.0908; 2067: 2238.5176; 2068: 2146.9445; 2069: 2055.3714; 2070: 1963.7982; 2071: 1872.2251; 2072: 1780.6519; 2073: 1689.0788; 2074: 1597.5057; 2075: 1505.9325 | 1414.3594 | 1322.7863 | 0 | 0
|  | 2049 | 2981.5324 | 2049: 4538.7433; 2050: 4272.4373; 2051: 4008.8366; 2052: 3814.4922; 2053: 3646.1189; 2054: 3497.224; 2055: 3387.2857; 2056: 3296.8257; 2057: 3206.3657; 2058: 3115.9058; 2059: 3025.4458; 2060: 2934.9858; 2061: 2844.5259; 2062: 2754.0659; 2063: 2663.6059; 2064: 2573.146; 2065: 2482.686; 2066: 2392.226; 2067: 2301.7661; 2068: 2211.3061; 2069: 2120.8461; 2070: 2030.3861; 2071: 1939.9262; 2072: 1849.4662; 2073: 1759.0062; 2074: 1668.5463; 2075: 1578.0863 | 1487.6263 | 1397.1664 | 1306.7064 | 0
|  | 2050 | 2945.2887 | 2050: 4483.5701; 2051: 4220.5013; 2052: 3960.105; 2053: 3768.123; 2054: 3601.7965; 2055: 3454.7115; 2056: 3346.1096; 2057: 3256.7493; 2058: 3167.389; 2059: 3078.0286; 2060: 2988.6683; 2061: 2899.308; 2062: 2809.9476; 2063: 2720.5873; 2064: 2631.227; 2065: 2541.8667; 2066: 2452.5063; 2067: 2363.146; 2068: 2273.7857; 2069: 2184.4253; 2070: 2095.065; 2071: 2005.7047; 2072: 1916.3443; 2073: 1826.984; 2074: 1737.6237; 2075: 1648.2633 | 1558.903 | 1469.5427 | 1380.1823 | 1290.822
|  | Annual Change (%) |  | 0% | 0% | 0% | 0% | 0% | 0% | -1.146% | -1.159% | -1.173% | -1.187% | -1.201% | -1.216% | -1.216% | -1.216% | -1.216% | -1.216% | -1.216% | -1.216% | -1.216% | -1.216% | -1.216% | -1.216% | -1.216% | -1.216% | -1.216% | -1.216% | -1.216% | -1.216% | -1.216% | -1.216% | -1.216% | 0% | 0% | 0% | 0% | 0% | 0% | 0% | 0% | 0% | 0% | 0% | 0% | 0% | 0% | 0% | 0% | 0% | 0% | 0% | 0% | 0% | 0% | 0% | 0% | 0%
|  | Levelized Capital Cost ($/MW-wk) |  | 3990.1246 | 3990.1246 | 3990.1246 | 3990.1246 | 3990.1246 | 3990.1246 | 3944.3996 | 3898.6746 | 3852.9496 | 3807.2246 | 3761.4996 | 3715.7746 | 3670.6055 | 3625.9854 | 3581.9077 | 3538.3658 | 3495.3533 | 3452.8636 | 3410.8904 | 3369.4274 | 3328.4685 | 3288.0074 | 3248.0382 | 3208.5549 | 3169.5515 | 3131.0223 | 3092.9614 | 3055.3632 | 3018.222 | 2981.5324 | 2945.2887 | 2945.2887 | 2945.2887 | 2945.2887 | 2945.2887 | 2945.2887 | 2945.2887 | 2945.2887 | 2945.2887 | 2945.2887 | 2945.2887 | 2945.2887 | 2945.2887 | 2945.2887 | 2945.2887 | 2945.2887 | 2945.2887 | 2945.2887 | 2945.2887 | 2945.2887 | 2945.2887 | 2945.2887 | 2945.2887 | 2945.2887 | 2945.2887 | 2945.2887
|  | Economic Life | 30
|  | check s/b 0 | 0
itc
Revenue Requirement by vintage year
2012 $/MW-wk
| Aurora Input |  | Levelized Cost | 2020 | 2021 | 2022 | 2023 | 2024 | 2025 | 2026 | 2027 | 2028 | 2029 | 2030 | 2031 | 2032 | 2033 | 2034 | 2035 | 2036 | 2037 | 2038 | 2039 | 2040 | 2041 | 2042 | 2043 | 2044 | 2045 | 2046 | Levelized | 2047 | 2048 | 2049 | 2050 | 2051 | 2052 | 2053 | 2054 | 2055 | 2056 | 2057 | 2058 | 2059 | 2060 | 2061 | 2062 | 2063 | 2064 | 2065 | 2066 | 2067 | 2068 | 2069 | 2070 | 2071 | 2072 | 2073 | 2074 | 2075 | 2076 | 2077 | 2078 | 2079
|  | 2020 | 3990.1246 | 6074.1086 | 5717.7166 | 5364.9452 | 5104.858 | 4879.5274 | 4680.2643 | 4533.1361 | 4412.0753 | 4291.0146 | 4169.9538 | 4048.8931 | 3927.8323 | 3806.7716 | 3685.7108 | 3564.6501 | 3443.5893 | 3322.5286 | 3201.4678 | 3080.4071 | 2959.3463 | 2838.2856 | 2717.2248 | 2596.1641 | 2475.1033 | 2354.0426 | 2232.9818 | 2111.9211 | 1873.1964 | 1990.8603 | 1869.7996 | 1748.7388 | 0 | 0 | 0 | 0 | 0 | 0 | 0 | 0 | 0 | 0 | 0 | 0 | 0 | 0 | 0 | 0 | 0 | 0 | 0 | 0 | 0 | 0 | 0 | 0 | 0 | 0 | 0 | 0 | 0 | 0
|  | 2021 | 3990.1246 |  | 6074.1086 | 5717.7166 | 5364.9452 | 5104.858 | 4879.5274 | 4680.2643 | 4533.1361 | 4412.0753 | 4291.0146 | 4169.9538 | 4048.8931 | 3927.8323 | 3806.7716 | 3685.7108 | 3564.6501 | 3443.5893 | 3322.5286 | 3201.4678 | 3080.4071 | 2959.3463 | 2838.2856 | 2717.2248 | 2596.1641 | 2475.1033 | 2354.0426 | 2232.9818 | 1936.6977 | 2111.9211 | 1990.8603 | 1869.7996 | 1748.7388 | 0 | 0 | 0 | 0 | 0 | 0 | 0 | 0 | 0 | 0 | 0 | 0 | 0 | 0 | 0 | 0 | 0 | 0 | 0 | 0 | 0 | 0 | 0 | 0 | 0 | 0 | 0 | 0 | 0
|  | 2022 | 3990.1246 |  |  | 6074.1086 | 5717.7166 | 5364.9452 | 5104.858 | 4879.5274 | 4680.2643 | 4533.1361 | 4412.0753 | 4291.0146 | 4169.9538 | 4048.8931 | 3927.8323 | 3806.7716 | 3685.7108 | 3564.6501 | 3443.5893 | 3322.5286 | 3201.4678 | 3080.4071 | 2959.3463 | 2838.2856 | 2717.2248 | 2596.1641 | 2475.1033 | 2354.0426 | 2001.0461 | 2232.9818 | 2111.9211 | 1990.8603 | 1869.7996 | 1748.7388 | 0 | 0 | 0 | 0 | 0 | 0 | 0 | 0 | 0 | 0 | 0 | 0 | 0 | 0 | 0 | 0 | 0 | 0 | 0 | 0 | 0 | 0 | 0 | 0 | 0 | 0 | 0 | 0
|  | 2023 | 3990.1246 |  |  |  | 6074.1086 | 5717.7166 | 5364.9452 | 5104.858 | 4879.5274 | 4680.2643 | 4533.1361 | 4412.0753 | 4291.0146 | 4169.9538 | 4048.8931 | 3927.8323 | 3806.7716 | 3685.7108 | 3564.6501 | 3443.5893 | 3322.5286 | 3201.4678 | 3080.4071 | 2959.3463 | 2838.2856 | 2717.2248 | 2596.1641 | 2475.1033 | 2066.2401 | 2354.0426 | 2232.9818 | 2111.9211 | 1990.8603 | 1869.7996 | 1748.7388 | 0 | 0 | 0 | 0 | 0 | 0 | 0 | 0 | 0 | 0 | 0 | 0 | 0 | 0 | 0 | 0 | 0 | 0 | 0 | 0 | 0 | 0 | 0 | 0 | 0 | 0 | 0
|  | 2024 | 3990.1246 |  |  |  |  | 6074.1086 | 5717.7166 | 5364.9452 | 5104.858 | 4879.5274 | 4680.2643 | 4533.1361 | 4412.0753 | 4291.0146 | 4169.9538 | 4048.8931 | 3927.8323 | 3806.7716 | 3685.7108 | 3564.6501 | 3443.5893 | 3322.5286 | 3201.4678 | 3080.4071 | 2959.3463 | 2838.2856 | 2717.2248 | 2596.1641 | 2132.2782 | 2475.1033 | 2354.0426 | 2232.9818 | 2111.9211 | 1990.8603 | 1869.7996 | 1748.7388 | 0 | 0 | 0 | 0 | 0 | 0 | 0 | 0 | 0 | 0 | 0 | 0 | 0 | 0 | 0 | 0 | 0 | 0 | 0 | 0 | 0 | 0 | 0 | 0 | 0 | 0
|  | 2025 | 3990.1246 | [5 empty] | 6074.1086 | 5717.7166 | 5364.9452 | 5104.858 | 4879.5274 | 4680.2643 | 4533.1361 | 4412.0753 | 4291.0146 | 4169.9538 | 4048.8931 | 3927.8323 | 3806.7716 | 3685.7108 | 3564.6501 | 3443.5893 | 3322.5286 | 3201.4678 | 3080.4071 | 2959.3463 | 2838.2856 | 2717.2248 | 2199.1584 | 2596.1641 | 2475.1033 | 2354.0426 | 2232.9818 | 2111.9211 | 1990.8603 | 1869.7996 | 1748.7388 | 0 | 0 | 0 | 0 | 0 | 0 | 0 | 0 | 0 | 0 | 0 | 0 | 0 | 0 | 0 | 0 | 0 | 0 | 0 | 0 | 0 | 0 | 0 | 0 | 0
|  | 2026 | 3944.3996 | [6 empty] | 6074.1086 | 5717.7166 | 5364.9452 | 5104.858 | 4879.5274 | 4680.2643 | 4533.1361 | 4412.0753 | 4291.0146 | 4169.9538 | 4048.8931 | 3927.8323 | 3806.7716 | 3685.7108 | 3564.6501 | 3443.5893 | 3322.5286 | 3201.4678 | 3080.4071 | 2959.3463 | 2838.2856 | 2266.8784 | 2717.2248 | 2596.1641 | 2475.1033 | 2354.0426 | 2232.9818 | 2111.9211 | 1990.8603 | 1869.7996 | 1748.7388 | 0 | 0 | 0 | 0 | 0 | 0 | 0 | 0 | 0 | 0 | 0 | 0 | 0 | 0 | 0 | 0 | 0 | 0 | 0 | 0 | 0 | 0 | 0 | 0
|  | 2027 | 3898.6746 | [7 empty] | 6074.1086 | 5717.7166 | 5364.9452 | 5104.858 | 4879.5274 | 4680.2643 | 4533.1361 | 4412.0753 | 4291.0146 | 4169.9538 | 4048.8931 | 3927.8323 | 3806.7716 | 3685.7108 | 3564.6501 | 3443.5893 | 3322.5286 | 3201.4678 | 3080.4071 | 2959.3463 | 2335.4358 | 2838.2856 | 2717.2248 | 2596.1641 | 2475.1033 | 2354.0426 | 2232.9818 | 2111.9211 | 1990.8603 | 1869.7996 | 1748.7388 | 0 | 0 | 0 | 0 | 0 | 0 | 0 | 0 | 0 | 0 | 0 | 0 | 0 | 0 | 0 | 0 | 0 | 0 | 0 | 0 | 0 | 0 | 0
|  | 2028 | 3852.9496 | [8 empty] | 6004.5021 | 5652.1942 | 5303.4654 | 5046.3586 | 4823.6103 | 4626.6306 | 4481.1884 | 4361.515 | 4241.8415 | 4122.1681 | 4002.4946 | 3882.8212 | 3763.1477 | 3643.4743 | 3523.8008 | 3404.1274 | 3284.4539 | 3164.7805 | 3045.107 | 2377.2696 | 2925.4336 | 2805.7601 | 2686.0867 | 2566.4132 | 2446.7398 | 2327.0663 | 2207.3929 | 2087.7194 | 1968.046 | 1848.3725 | 1728.6991 | 0 | 0 | 0 | 0 | 0 | 0 | 0 | 0 | 0 | 0 | 0 | 0 | 0 | 0 | 0 | 0 | 0 | 0 | 0 | 0 | 0 | 0
|  | 2029 | 3807.2246 | [9 empty] | 5934.8956 | 5586.6718 | 5241.9855 | 4987.8593 | 4767.6931 | 4572.9969 | 4429.2408 | 4310.9546 | 4192.6685 | 4074.3823 | 3956.0962 | 3837.81 | 3719.5239 | 3601.2377 | 3482.9516 | 3364.6654 | 3246.3793 | 3128.0931 | 2418.3253 | 3009.807 | 2891.5208 | 2773.2347 | 2654.9485 | 2536.6624 | 2418.3762 | 2300.0901 | 2181.8039 | 2063.5178 | 1945.2316 | 1826.9455 | 1708.6593 | 0 | 0 | 0 | 0 | 0 | 0 | 0 | 0 | 0 | 0 | 0 | 0 | 0 | 0 | 0 | 0 | 0 | 0 | 0 | 0 | 0
|  | 2030 | 3761.4996 | [10 empty] | 5865.2891 | 5521.1494 | 5180.5057 | 4929.36 | 4711.776 | 4519.3632 | 4377.2931 | 4260.3942 | 4143.4954 | 4026.5965 | 3909.6977 | 3792.7989 | 3675.9 | 3559.0012 | 3442.1023 | 3325.2035 | 3208.3046 | 2458.5712 | 3091.4058 | 2974.5069 | 2857.6081 | 2740.7092 | 2623.8104 | 2506.9115 | 2390.0127 | 2273.1138 | 2156.215 | 2039.3161 | 1922.4173 | 1805.5184 | 1688.6196 | 0 | 0 | 0 | 0 | 0 | 0 | 0 | 0 | 0 | 0 | 0 | 0 | 0 | 0 | 0 | 0 | 0 | 0 | 0 | 0
|  | 2031 | 3715.7746 | [11 empty] | 5795.6826 | 5455.627 | 5119.0259 | 4870.8607 | 4655.8588 | 4465.7296 | 4325.3454 | 4209.8339 | 4094.3223 | 3978.8108 | 3863.2992 | 3747.7877 | 3632.2762 | 3516.7646 | 3401.2531 | 3285.7415 | 2497.9753 | 3170.23 | 3054.7184 | 2939.2069 | 2823.6953 | 2708.1838 | 2592.6722 | 2477.1607 | 2361.6491 | 2246.1376 | 2130.626 | 2015.1145 | 1899.6029 | 1784.0914 | 1668.5798 | 0 | 0 | 0 | 0 | 0 | 0 | 0 | 0 | 0 | 0 | 0 | 0 | 0 | 0 | 0 | 0 | 0 | 0 | 0
|  | 2032 | 3670.6055 | [12 empty] | 5726.0761 | 5390.1046 | 5057.5461 | 4812.3613 | 4599.9417 | 4412.0959 | 4273.3978 | 4159.2735 | 4045.1493 | 3931.025 | 3816.9008 | 3702.7765 | 3588.6523 | 3474.528 | 3360.4038 | 2536.5056 | 3246.2796 | 3132.1553 | 3018.0311 | 2903.9068 | 2789.7826 | 2675.6583 | 2561.5341 | 2447.4098 | 2333.2856 | 2219.1613 | 2105.0371 | 1990.9128 | 1876.7886 | 1762.6643 | 1648.5401 | 0 | 0 | 0 | 0 | 0 | 0 | 0 | 0 | 0 | 0 | 0 | 0 | 0 | 0 | 0 | 0 | 0 | 0
|  | 2033 | 3625.9854 | [13 empty] | 5656.4696 | 5324.5822 | 4996.0663 | 4753.862 | 4544.0245 | 4358.4622 | 4221.4501 | 4108.7132 | 3995.9762 | 3883.2393 | 3770.5023 | 3657.7654 | 3545.0284 | 3432.2915 | 2574.13 | 3319.5545 | 3206.8176 | 3094.0807 | 2981.3437 | 2868.6068 | 2755.8698 | 2643.1329 | 2530.3959 | 2417.659 | 2304.922 | 2192.1851 | 2079.4481 | 1966.7112 | 1853.9742 | 1741.2373 | 1628.5003 | 0 | 0 | 0 | 0 | 0 | 0 | 0 | 0 | 0 | 0 | 0 | 0 | 0 | 0 | 0 | 0 | 0
|  | 2034 | 3581.9077 | [14 empty] | 5587.7093 | 5259.8563 | 4935.3339 | 4696.0738 | 4488.7871 | 4305.4805 | 4170.1339 | 4058.7674 | 3947.4009 | 3836.0344 | 3724.6679 | 3613.3014 | 3501.9349 | 2611.2117 | 3390.5684 | 3279.2019 | 3167.8354 | 3056.4688 | 2945.1023 | 2833.7358 | 2722.3693 | 2611.0028 | 2499.6363 | 2388.2698 | 2276.9033 | 2165.5368 | 2054.1702 | 1942.8037 | 1831.4372 | 1720.0707 | 1608.7042 | 0 | 0 | 0 | 0 | 0 | 0 | 0 | 0 | 0 | 0 | 0 | 0 | 0 | 0 | 0 | 0
|  | 2035 | 3538.3658 | [15 empty] | 5519.7848 | 5195.9172 | 4875.3397 | 4638.9881 | 4434.2212 | 4253.1428 | 4119.4416 | 4009.4288 | 3899.4161 | 3789.4034 | 3679.3906 | 3569.3779 | 2647.7451 | 3459.3652 | 3349.3524 | 3239.3397 | 3129.327 | 3019.3142 | 2909.3015 | 2799.2888 | 2689.276 | 2579.2633 | 2469.2506 | 2359.2378 | 2249.2251 | 2139.2124 | 2029.1996 | 1919.1869 | 1809.1742 | 1699.1614 | 1589.1487 | 0 | 0 | 0 | 0 | 0 | 0 | 0 | 0 | 0 | 0 | 0 | 0 | 0 | 0 | 0
|  | 2036 | 3495.3533 | [16 empty] | 5452.686 | 5132.7553 | 4816.0748 | 4582.5963 | 4380.3186 | 4201.4414 | 4069.3654 | 3960.69 | 3852.0146 | 3743.3392 | 3634.6638 | 2683.7246 | 3525.9884 | 3417.3129 | 3308.6375 | 3199.9621 | 3091.2867 | 2982.6113 | 2873.9359 | 2765.2605 | 2656.5851 | 2547.9096 | 2439.2342 | 2330.5588 | 2221.8834 | 2113.208 | 2004.5326 | 1895.8572 | 1787.1818 | 1678.5063 | 1569.8309 | 0 | 0 | 0 | 0 | 0 | 0 | 0 | 0 | 0 | 0 | 0 | 0 | 0 | 0
|  | 2037 | 3452.8636 | [17 empty] | 5386.4028 | 5070.3613 | 4757.5303 | 4526.89 | 4327.0712 | 4150.3685 | 4019.898 | 3912.5436 | 3805.1893 | 3697.8349 | 2719.145 | 3590.4806 | 3483.1262 | 3375.7719 | 3268.4176 | 3161.0632 | 3053.7089 | 2946.3545 | 2839.0002 | 2731.6458 | 2624.2915 | 2516.9371 | 2409.5828 | 2302.2284 | 2194.8741 | 2087.5197 | 1980.1654 | 1872.811 | 1765.4567 | 1658.1023 | 1550.748 | 0 | 0 | 0 | 0 | 0 | 0 | 0 | 0 | 0 | 0 | 0 | 0 | 0
|  | 2038 | 3410.8904 | [18 empty] | 5320.9254 | 5008.7257 | 4699.6975 | 4471.8609 | 4274.4711 | 4099.9163 | 3971.0319 | 3864.9825 | 3758.9332 | 2754.0012 | 3652.8839 | 3546.8345 | 3440.7852 | 3334.7358 | 3228.6865 | 3122.6371 | 3016.5878 | 2910.5385 | 2804.4891 | 2698.4398 | 2592.3904 | 2486.3411 | 2380.2917 | 2274.2424 | 2168.1931 | 2062.1437 | 1956.0944 | 1850.045 | 1743.9957 | 1637.9463 | 1531.897 | 0 | 0 | 0 | 0 | 0 | 0 | 0 | 0 | 0 | 0 | 0 | 0
|  | 2039 | 3369.4274 | [19 empty] | 5256.244 | 4947.8394 | 4642.5677 | 4417.5007 | 4222.5103 | 4050.0775 | 3922.7598 | 3817.9996 | 2788.2884 | 3713.2394 | 3608.4792 | 3503.719 | 3398.9588 | 3294.1986 | 3189.4384 | 3084.6782 | 2979.918 | 2875.1578 | 2770.3976 | 2665.6374 | 2560.8772 | 2456.117 | 2351.3568 | 2246.5966 | 2141.8364 | 2037.0762 | 1932.316 | 1827.5558 | 1722.7956 | 1618.0354 | 1513.2752 | 0 | 0 | 0 | 0 | 0 | 0 | 0 | 0 | 0 | 0 | 0
|  | 2040 | 3328.4685 | [20 empty] | 5192.3488 | 4887.6932 | 4586.1324 | 4363.8013 | 4171.1813 | 4000.8446 | 3875.0745 | 2822.0019 | 3771.5878 | 3668.1011 | 3564.6143 | 3461.1276 | 3357.6409 | 3254.1541 | 3150.6674 | 3047.1807 | 2943.694 | 2840.2072 | 2736.7205 | 2633.2338 | 2529.747 | 2426.2603 | 2322.7736 | 2219.2868 | 2115.8001 | 2012.3134 | 1908.8266 | 1805.3399 | 1701.8532 | 1598.3665 | 1494.8797 | 0 | 0 | 0 | 0 | 0 | 0 | 0 | 0 | 0 | 0
|  | 2041 | 3288.0074 | [21 empty] | 5129.2303 | 4828.2781 | 4530.3832 | 4310.7547 | 4120.4762 | 3952.2101 | 2855.1373 | 3827.9689 | 3725.7402 | 3623.5114 | 3521.2827 | 3419.0539 | 3316.8252 | 3214.5965 | 3112.3677 | 3010.139 | 2907.9102 | 2805.6815 | 2703.4528 | 2601.224 | 2498.9953 | 2396.7665 | 2294.5378 | 2192.3091 | 2090.0803 | 1987.8516 | 1885.6228 | 1783.3941 | 1681.1654 | 1578.9366 | 1476.7079 | 0 | 0 | 0 | 0 | 0 | 0 | 0 | 0 | 0
|  | 2042 | 3248.0382 | [22 empty] | 5066.8791 | 4769.5853 | 4475.3116 | 4258.3529 | 4070.3874 | 2889.0678 | 3904.1668 | 3781.4359 | 3680.4499 | 3579.4638 | 3478.4778 | 3377.4917 | 3276.5057 | 3175.5197 | 3074.5336 | 2973.5476 | 2872.5615 | 2771.5755 | 2670.5894 | 2569.6034 | 2468.6174 | 2367.6313 | 2266.6453 | 2165.6592 | 2064.6732 | 1963.6872 | 1862.7011 | 1761.7151 | 1660.729 | 1559.743 | 1458.7569 | 0 | 0 | 0 | 0 | 0 | 0 | 0 | 0
|  | 2043 | 3208.5549 | [23 empty] | 5005.2858 | 4711.6059 | 4420.9094 | 4206.5882 | 2926.2582 | 4020.9076 | 3856.7075 | 3735.4686 | 3635.7101 | 3535.9517 | 3436.1932 | 3336.4348 | 3236.6763 | 3136.9179 | 3037.1594 | 2937.401 | 2837.6425 | 2737.8841 | 2638.1256 | 2538.3672 | 2438.6087 | 2338.8503 | 2239.0918 | 2139.3334 | 2039.5749 | 1939.8165 | 1840.058 | 1740.2996 | 1640.5411 | 1540.7827 | 1441.0242 | 0 | 0 | 0 | 0 | 0 | 0 | 0
|  | 2044 | 3169.5515 | [24 empty] | 4944.4413 | 4654.3314 | 4367.1686 | 2967.4648 | 4155.4526 | 3972.0292 | 3809.8252 | 3690.06 | 3591.5142 | 3492.9684 | 3394.4227 | 3295.8769 | 3197.3311 | 3098.7853 | 3000.2395 | 2901.6938 | 2803.148 | 2704.6022 | 2606.0564 | 2507.5106 | 2408.9649 | 2310.4191 | 2211.8733 | 2113.3275 | 2014.7817 | 1916.2359 | 1817.6902 | 1719.1444 | 1620.5986 | 1522.0528 | 1423.507 | 0 | 0 | 0 | 0 | 0 | 0
|  | 2045 | 3131.0223 | [25 empty] | 4884.3364 | 4597.7531 | 3013.7254 | 4314.0811 | 4104.9387 | 3923.745 | 3763.5128 | 3645.2034 | 3547.8556 | 3450.5077 | 3353.1599 | 3255.812 | 3158.4642 | 3061.1163 | 2963.7685 | 2866.4206 | 2769.0728 | 2671.7249 | 2574.3771 | 2477.0292 | 2379.6813 | 2282.3335 | 2184.9856 | 2087.6378 | 1990.2899 | 1892.9421 | 1795.5942 | 1698.2464 | 1600.8985 | 1503.5507 | 1406.2028 | 0 | 0 | 0 | 0 | 0
|  | 2046 | 3092.9614 | [26 empty] | 4824.9622 | 3068.5897 | 4541.8626 | 4261.6389 | 4055.0389 | 3876.0478 | 3717.7633 | 3600.8921 | 3504.7277 | 3408.5632 | 3312.3987 | 3216.2342 | 3120.0697 | 3023.9052 | 2927.7407 | 2831.5762 | 2735.4118 | 2639.2473 | 2543.0828 | 2446.9183 | 2350.7538 | 2254.5893 | 2158.4248 | 2062.2603 | 1966.0959 | 1869.9314 | 1773.7669 | 1677.6024 | 1581.4379 | 1485.2734 | 1389.1089 | 0 | 0 | 0 | 0
|  | 2047 | 3055.3632 | [27 empty] | 3131.0223 | 4766.3096 | 4486.6514 | 4209.8342 | 4005.7456 | 3828.9303 | 3672.57 | 3557.1195 | 3462.124 | 3367.1285 | 3272.133 | 3177.1375 | 3082.142 | 2987.1465 | 2892.151 | 2797.1555 | 2702.1599 | 2607.1644 | 2512.1689 | 2417.1734 | 2322.1779 | 2227.1824 | 2132.1869 | 2037.1914 | 1942.1959 | 1847.2004 | 1752.2049 | 1657.2094 | 1562.2139 | 1467.2184 | 1372.2229 | 0 | 0 | 0
|  | 2048 | 3018.222 | [27 empty] | 3092.9614 |  | 4708.3701 | 4432.1114 | 4158.6592 | 3957.0515 | 3782.3856 | 3627.926 | 3513.879 | 3420.0382 | 3326.1975 | 3232.3568 | 3138.516 | 3044.6753 | 2950.8345 | 2856.9938 | 2763.1531 | 2669.3123 | 2575.4716 | 2481.6309 | 2387.7901 | 2293.9494 | 2200.1087 | 2106.2679 | 2012.4272 | 1918.5865 | 1824.7457 | 1730.905 | 1637.0642 | 1543.2235 | 1449.3828 | 1355.542 | 0 | 0
|  | 2049 | 2981.5324 | [27 empty] | 3055.3632 |  |  | 4651.1349 | 4378.2345 | 4108.1063 | 3908.9494 | 3736.4067 | 3583.8247 | 3471.1641 | 3378.4641 | 3285.7641 | 3193.0641 | 3100.364 | 3007.664 | 2914.964 | 2822.264 | 2729.564 | 2636.864 | 2544.164 | 2451.464 | 2358.764 | 2266.064 | 2173.364 | 2080.664 | 1987.964 | 1895.264 | 1802.564 | 1709.864 | 1617.164 | 1524.464 | 1431.764 | 1339.064 | 0
|  | 2050 | 2945.2887 | [27 empty] | 3018.222 |  |  |  | 4594.5955 | 4325.0124 | 4058.1679 | 3861.432 | 3690.9868 | 3540.2596 | 3428.9684 | 3337.3953 | 3245.8221 | 3154.249 | 3062.6759 | 2971.1027 | 2879.5296 | 2787.9564 | 2696.3833 | 2604.8102 | 2513.237 | 2421.6639 | 2330.0908 | 2238.5176 | 2146.9445 | 2055.3714 | 1963.7982 | 1872.2251 | 1780.6519 | 1689.0788 | 1597.5057 | 1505.9325 | 1414.3594 | 1322.7863
|  |  |  | 30% | 30% | 30% | 30% | 26% | 22% | 10% | 10% | 10% | 10% | 10% | 10% | 10% | 10% | 10% | 10% | 10% | 10% | 10% | 10% | 10% | 10% | 10% | 10% | 10% | 10% | 10% | 10% | 10% | 10% | 10% | 10% | 10% | 10% | 10% | 10% | 10% | 10% | 10% | 10% | 10% | 10% | 10% | 10% | 10% | 10% | 10% | 10% | 10% | 10% | 10% | 10% | 10% | 10% | 10% | 10%
ITC
| 2020-2023 | 30% |  | 266.4103 | [27 empty] | 2064: 0; 2065: 0; 2066: 0; 2067: 0; 2068: 0; 2069: 0; 2070: 0; 2071: 0; 2072: 0
| 2024 | 26% |  | 230.889 | [27 empty] | 2056: 0; 2057: 0; 2058: 0; 2059: 0; 2060: 0; 2061: 0; 2062: 0; 2063: 0; 2064: 0; 2065: 0; 2066: 0; 2067: 0; 2068: 0; 2069: 0; 2070: 0; 2071: 0; 2072: 0; 2073: 0; 2074: 0
| 2025 | 22% |  | 195.3676 | [27 empty] | 2056: 0; 2057: 0; 2058: 0; 2059: 0; 2060: 0; 2061: 0; 2062: 0; 2063: 0; 2064: 0; 2065: 0; 2066: 0; 2067: 0; 2068: 0; 2069: 0; 2070: 0; 2071: 0; 2072: 0; 2073: 0; 2074: 0
| Start 2026 | 10% |  | 88.8034 | [27 empty] | 2056: 0; 2057: 0; 2058: 0; 2059: 0; 2060: 0; 2061: 0; 2062: 0; 2063: 0; 2064: 0; 2065: 0; 2066: 0; 2067: 0; 2068: 0; 2069: 0; 2070: 0; 2071: 0; 2072: 0; 2073: 0; 2074: 0
[41 empty] | 0 | 0 | 0 | 0 | 0 | 0 | 0 | 0 | 0 | 0 | 0 | 0 | 0 | 0 | 0 | 0 | 0 | 0 | 0
[41 empty] | 0 | 0 | 0 | 0 | 0 | 0 | 0 | 0 | 0 | 0 | 0 | 0 | 0 | 0 | 0 | 0 | 0 | 0 | 0
Amortization
|  | 30% |  | 13.3205 | 13.3205 | 13.3205 | 13.3205 | 13.3205 | 13.3205 | 13.3205 | 13.3205 | 13.3205 | 13.3205 | 13.3205 | 13.3205 | 13.3205 | 13.3205 | 13.3205 | 13.3205 | 13.3205 | 13.3205 | 13.3205 | 13.3205 | 13.3205 | 13.3205 | 13.3205 | 13.3205 | 13.3205 | 13.3205 | 13.3205 | 13.3205 | 13.3205 | 13.3205 | 13.3205 | 13.3205 | 13.3205 | 13.3205 | 13.3205 | 13.3205 | 13.3205 | 13.3205 | 13.3205 | 13.3205 | 13.3205 | 13.3205 | 13.3205 | 13.3205 | 13.3205 | 13.3205 | 13.3205 | 13.3205 | 13.3205 | 13.3205 | 13.3205 | 13.3205 | 13.3205 | 13.3205 | 13.3205 | 13.3205
|  | 26% |  | 11.5444 | 11.5444 | 11.5444 | 11.5444 | 11.5444 | 11.5444 | 11.5444 | 11.5444 | 11.5444 | 11.5444 | 11.5444 | 11.5444 | 11.5444 | 11.5444 | 11.5444 | 11.5444 | 11.5444 | 11.5444 | 11.5444 | 11.5444 | 11.5444 | 11.5444 | 11.5444 | 11.5444 | 11.5444 | 11.5444 | 11.5444 | 11.5444 | 11.5444 | 11.5444 | 11.5444 | 11.5444 | 11.5444 | 11.5444 | 11.5444 | 11.5444 | 11.5444 | 11.5444 | 11.5444 | 11.5444 | 11.5444 | 11.5444 | 11.5444 | 11.5444 | 11.5444 | 11.5444 | 11.5444 | 11.5444 | 11.5444 | 11.5444 | 11.5444 | 11.5444 | 11.5444 | 11.5444 | 11.5444 | 11.5444
|  | 22% |  | 9.7684 | 9.7684 | 9.7684 | 9.7684 | 9.7684 | 9.7684 | 9.7684 | 9.7684 | 9.7684 | 9.7684 | 9.7684 | 9.7684 | 9.7684 | 9.7684 | 9.7684 | 9.7684 | 9.7684 | 9.7684 | 9.7684 | 9.7684 | 9.7684 | 9.7684 | 9.7684 | 9.7684 | 9.7684 | 9.7684 | 9.7684 | 9.7684 | 9.7684 | 9.7684 | 9.7684 | 9.7684 | 9.7684 | 9.7684 | 9.7684 | 9.7684 | 9.7684 | 9.7684 | 9.7684 | 9.7684 | 9.7684 | 9.7684 | 9.7684 | 9.7684 | 9.7684 | 9.7684 | 9.7684 | 9.7684 | 9.7684 | 9.7684 | 9.7684 | 9.7684 | 9.7684 | 9.7684 | 9.7684 | 9.7684
|  | 10% |  | 4.4402 | 4.4402 | 4.4402 | 4.4402 | 4.4402 | 4.4402 | 4.4402 | 4.4402 | 4.4402 | 4.4402 | 4.4402 | 4.4402 | 4.4402 | 4.4402 | 4.4402 | 4.4402 | 4.4402 | 4.4402 | 4.4402 | 4.4402 | 4.4402 | 4.4402 | 4.4402 | 4.4402 | 4.4402 | 4.4402 | 4.4402 | 4.4402 | 4.4402 | 4.4402 | 4.4402 | 4.4402 | 4.4402 | 4.4402 | 4.4402 | 4.4402 | 4.4402 | 4.4402 | 4.4402 | 4.4402 | 4.4402 | 4.4402 | 4.4402 | 4.4402 | 4.4402 | 4.4402 | 4.4402 | 4.4402 | 4.4402 | 4.4402 | 4.4402 | 4.4402 | 4.4402 | 4.4402 | 4.4402 | 4.4402
|  |  |  | 2020 | 2021 | 2022 | 2023 | 2024 | 2025 | 2026 | 2027 | 2028 | 2029 | 2030 | 2031 | 2032 | 2033 | 2034 | 2035 | 2036 | 2037 | 2038 | 2039 | 2040 | 2041 | 2042 | 2043 | 2044 | 2045 | 2046 | 2047 | 2048 | 2049 | 2050 | 2051 | 2052 | 2053 | 2054 | 2055 | 2056 | 2057 | 2058 | 2059 | 2060 | 2061 | 2062 | 2063 | 2064 | 2065 | 2066 | 2067 | 2068 | 2069 | 2070 | 2071 | 2072 | 2073 | 2074 | 2075
|  | ITC Base |  | 88.8034 | 88.8034 | 88.8034 | 88.8034 | 88.8034 | 88.8034 | 88.8034 | 88.8034 | 88.8034 | 88.8034 | 88.8034 | 88.8034 | 88.8034 | 88.8034 | 88.8034 | 88.8034 | 88.8034 | 88.8034 | 88.8034 | 88.8034 | 88.8034 | 88.8034 | 88.8034 | 88.8034 | 88.8034 | 88.8034 | 88.8034 | 88.8034 | 88.8034 | 88.8034 | 88.8034 | 88.8034 | 88.8034 | 88.8034 | 88.8034 | 88.8034 | 88.8034 | 88.8034 | 88.8034 | 88.8034 | 88.8034 | 88.8034 | 88.8034 | 88.8034 | 88.8034 | 88.8034 | 88.8034 | 88.8034 | 88.8034 | 88.8034 | 88.8034 | 88.8034 | 88.8034 | 88.8034 | 88.8034 | 88.8034
|  | Accum ITC Amort |  | 4.4402 | 8.8803 | 13.3205 | 17.7607 | 22.2009 | 26.641 | 31.0812 | 35.5214 | 39.9616 | 44.4017 | 48.8419 | 53.2821 | 57.7222 | 62.1624 | 66.6026 | 71.0428 | 75.4829 | 79.9231 | 84.3633 | 88.8034 | 93.2436 | 97.6838 | 102.124 | 106.5641 | 111.0043 | 115.4445 | 119.8847 | 124.3248 | 128.765 | 133.2052 | 137.6453 | 142.0855 | 146.5257 | 150.9659 | 155.406 | 159.8462 | 164.2864 | 168.7265 | 173.1667 | 177.6069 | 182.0471 | 186.4872 | 190.9274 | 195.3676 | 199.8078 | 204.2479 | 208.6881 | 213.1283 | 217.5684 | 222.0086 | 226.4488 | 230.889 | 235.3291 | 239.7693 | 244.2095 | 248.6496
|  | Ratebase |  | 84.3633 | 79.9231 | 75.4829 | 71.0428 | 66.6026 | 62.1624 | 57.7222 | 53.2821 | 48.8419 | 44.4017 | 39.9616 | 35.5214 | 31.0812 | 26.641 | 22.2009 | 17.7607 | 13.3205 | 8.8803 | 4.4402 | 0 | -4.4402 | -8.8803 | -13.3205 | -17.7607 | -22.2009 | -26.641 | -31.0812 | -35.5214 | -39.9616 | -44.4017 | -48.8419 | -53.2821 | -57.7222 | -62.1624 | -66.6026 | -71.0428 | -75.4829 | -79.9231 | -84.3633 | -88.8034 | -93.2436 | -97.6838 | -102.124 | -106.5641 | -111.0043 | -115.4445 | -119.8847 | -124.3248 | -128.765 | -133.2052 | -137.6453 | -142.0855 | -146.5257 | -150.9659 | -155.406 | -159.8462
|  | Tax Basis |  | 843.6327 | 843.6327 | 843.6327 | 843.6327 | 843.6327 | 843.6327 | 843.6327 | 843.6327 | 843.6327 | 843.6327 | 843.6327 | 843.6327 | 843.6327 | 843.6327 | 843.6327 | 843.6327 | 843.6327 | 843.6327 | 843.6327 | 843.6327 | 843.6327 | 843.6327 | 843.6327 | 843.6327 | 843.6327 | 843.6327 | 843.6327 | 843.6327 | 843.6327 | 843.6327 | 843.6327 | 843.6327 | 843.6327 | 843.6327 | 843.6327 | 843.6327 | 843.6327 | 843.6327 | 843.6327 | 843.6327 | 843.6327 | 843.6327 | 843.6327 | 843.6327 | 843.6327 | 843.6327 | 843.6327 | 843.6327 | 843.6327 | 843.6327 | 843.6327 | 843.6327 | 843.6327 | 843.6327 | 843.6327 | 843.6327
|  | Book Depreciation |  | 28.1211 | 28.1211 | 28.1211 | 28.1211 | 28.1211 | 28.1211 | 28.1211 | 28.1211 | 28.1211 | 28.1211 | 28.1211 | 28.1211 | 28.1211 | 28.1211 | 28.1211 | 28.1211 | 28.1211 | 28.1211 | 28.1211 | 28.1211 | 28.1211 | 28.1211 | 28.1211 | 28.1211 | 28.1211 | 28.1211 | 28.1211 | 28.1211 | 28.1211 | 28.1211 | 28.1211 | 28.1211 | 28.1211 | 28.1211 | 28.1211 | 28.1211 | 28.1211 | 28.1211 | 28.1211 | 28.1211 | 28.1211 | 28.1211 | 28.1211 | 28.1211 | 28.1211 | 28.1211 | 28.1211 | 28.1211 | 28.1211 | 28.1211 | 28.1211 | 28.1211 | 28.1211 | 28.1211 | 28.1211 | 28.1211
|  | Tax Depreciation |  | 168.7265 | 269.9625 | 161.9775 | 97.1865 | 97.1865 | 48.5932 | 0 | 0 | 0 | 0 | 0 | 0 | 0 | 0 | 0 | 0 | 0 | 0 | 0 | 0 | 0 | 0 | 0 | 0 | 0 | 0 | 0 | 0 | 0 | 0 | 0 | 0 | 0 | 0 | 0 | 0 | 0 | 0 | 0 | 0 | 0 | 0 | 0 | 0 | 0 | 0 | 0 | 0 | 0 | 0 | 0 | 0 | 0 | 0 | 0 | 0
|  | Difference between book and tax |  | -140.6055 | -241.8414 | -133.8564 | -69.0654 | -69.0654 | -20.4722 | 28.1211 | 28.1211 | 28.1211 | 28.1211 | 28.1211 | 28.1211 | 28.1211 | 28.1211 | 28.1211 | 28.1211 | 28.1211 | 28.1211 | 28.1211 | 28.1211 | 28.1211 | 28.1211 | 28.1211 | 28.1211 | 28.1211 | 28.1211 | 28.1211 | 28.1211 | 28.1211 | 28.1211 | 28.1211 | 28.1211 | 28.1211 | 28.1211 | 28.1211 | 28.1211 | 28.1211 | 28.1211 | 28.1211 | 28.1211 | 28.1211 | 28.1211 | 28.1211 | 28.1211 | 28.1211 | 28.1211 | 28.1211 | 28.1211 | 28.1211 | 28.1211 | 28.1211 | 28.1211 | 28.1211 | 28.1211 | 28.1211 | 28.1211
|  | Deferred Tax |  | -29.5271 | -50.7867 | -28.1098 | -14.5037 | -14.5037 | -4.2992 | 5.9054 | 5.9054 | 5.9054 | 5.9054 | 5.9054 | 5.9054 | 5.9054 | 5.9054 | 5.9054 | 5.9054 | 5.9054 | 5.9054 | 5.9054 | 5.9054 | 5.9054 | 5.9054 | 5.9054 | 5.9054 | 5.9054 | 5.9054 | 5.9054 | 5.9054 | 5.9054 | 5.9054 | 5.9054 | 5.9054 | 5.9054 | 5.9054 | 5.9054 | 5.9054 | 5.9054 | 5.9054 | 5.9054 | 5.9054 | 5.9054 | 5.9054 | 5.9054 | 5.9054 | 5.9054 | 5.9054 | 5.9054 | 5.9054 | 5.9054 | 5.9054 | 5.9054 | 5.9054 | 5.9054 | 5.9054 | 5.9054 | 5.9054
|  | Accum Defered Tax |  | -29.5271 | -80.3138 | -108.4237 | -122.9274 | -137.4311 | -141.7303 | -135.8249 | -129.9194 | -124.014 | -118.1086 | -112.2032 | -106.2977 | -100.3923 | -94.4869 | -88.5814 | -82.676 | -76.7706 | -70.8651 | -64.9597 | -59.0543 | -53.1489 | -47.2434 | -41.338 | -35.4326 | -29.5271 | -23.6217 | -17.7163 | -11.8109 | -5.9054 | -9.4147e-14 | 5.9054 | 11.8109 | 17.7163 | 23.6217 | 29.5271 | 35.4326 | 41.338 | 47.2434 | 53.1489 | 59.0543 | 64.9597 | 70.8651 | 76.7706 | 82.676 | 88.5814 | 94.4869 | 100.3923 | 106.2977 | 112.2032 | 118.1086 | 124.014 | 129.9194 | 135.8249 | 141.7303 | 147.6357 | 153.5412
|  | Revenue Requirement |  | 102.3366 | 96.3321 | 90.3886 | 86.0066 | 82.2103 | 78.8531 | 76.3743 | 74.3346 | 72.295 | 70.2554 | 68.2158 | 66.1761 | 64.1365 | 62.0969 | 60.0572 | 58.0176 | 55.978 | 53.9383 | 51.8987 | 49.8591 | 47.8194 | 45.7798 | 43.7402 | 41.7005 | 39.6609 | 37.6213 | 35.5816 | 33.542 | 31.5024 | 29.4628 | 0 | 0 | 0 | 0 | 0 | 0 | 0 | 0 | 0 | 0 | 0 | 0 | 0 | 0 | 0 | 0 | 0 | 0 | 0 | 0 | 0 | 0 | 0 | 0 | 0 | 0
|  | Depreciation |  | 29.6011 | 29.6011 | 29.6011 | 29.6011 | 29.6011 | 29.6011 | 29.6011 | 29.6011 | 29.6011 | 29.6011 | 29.6011 | 29.6011 | 29.6011 | 29.6011 | 29.6011 | 29.6011 | 29.6011 | 29.6011 | 29.6011 | 29.6011 | 29.6011 | 29.6011 | 29.6011 | 29.6011 | 29.6011 | 29.6011 | 29.6011 | 29.6011 | 29.6011 | 29.6011 | 0 | 0 | 0 | 0 | 0 | 0 | 0 | 0 | 0 | 0 | 0 | 0 | 0 | 0 | 0 | 0 | 0 | 0 | 0 | 0 | 0 | 0 | 0 | 0 | 0 | 0
|  | Insurance |  | 0.42537 | 0.42537 | 0.42537 | 0.42537 | 0.42537 | 0.42537 | 0.42537 | 0.42537 | 0.42537 | 0.42537 | 0.42537 | 0.42537 | 0.42537 | 0.42537 | 0.42537 | 0.42537 | 0.42537 | 0.42537 | 0.42537 | 0.42537 | 0.42537 | 0.42537 | 0.42537 | 0.42537 | 0.42537 | 0.42537 | 0.42537 | 0.42537 | 0.42537 | 0.42537 | 0 | 0 | 0 | 0 | 0 | 0 | 0 | 0 | 0 | 0 | 0 | 0 | 0 | 0 | 0 | 0 | 0 | 0 | 0 | 0 | 0 | 0 | 0 | 0 | 0 | 0
|  | Property Taxes |  | 4.0369 | 4.0369 | 4.0369 | 4.0369 | 4.0369 | 4.0369 | 4.0369 | 4.0369 | 4.0369 | 4.0369 | 4.0369 | 4.0369 | 4.0369 | 4.0369 | 4.0369 | 4.0369 | 4.0369 | 4.0369 | 4.0369 | 4.0369 | 4.0369 | 4.0369 | 4.0369 | 4.0369 | 4.0369 | 4.0369 | 4.0369 | 4.0369 | 4.0369 | 4.0369 | 0 | 0 | 0 | 0 | 0 | 0 | 0 | 0 | 0 | 0 | 0 | 0 | 0 | 0 | 0 | 0 | 0 | 0 | 0 | 0 | 0 | 0 | 0 | 0 | 0 | 0
|  | Current Taxes |  | -16.7438 | -40.3833 | -17.761 | -4.359 | -5.1562 | 4.8804 | 15.1015 | 14.6732 | 14.2449 | 13.8166 | 13.3882 | 12.9599 | 12.5316 | 12.1033 | 11.6749 | 11.2466 | 10.8183 | 10.39 | 9.9617 | 9.5333 | 9.105 | 8.6767 | 8.2484 | 7.82 | 7.3917 | 6.9634 | 6.5351 | 6.1067 | 5.6784 | 5.2501 | 0 | 0 | 0 | 0 | 0 | 0 | 0 | 0 | 0 | 0 | 0 | 0 | 0 | 0 | 0 | 0 | 0 | 0 | 0 | 0 | 0 | 0 | 0 | 0 | 0 | 0
|  | DFIT |  |  | 53.4597 | 29.5893 |  | 15.2671 | 4.5254 | -6.2162 | -6.2162 | -6.2162 | -6.2162 | -6.2162 | -6.2162 | -6.2162 | -6.2162 | -6.2162 | -6.2162 | -6.2162 | -6.2162 | -6.2162 | -6.2162 | -6.2162 | -6.2162 | -6.2162 | -6.2162 | -6.2162 | -6.2162 | -6.2162 | -6.2162 | -6.2162 | -6.2162 | 0 | 0 | 0 | 0 | 0 | 0 | 0 | 0 | 0 | 0 | 0 | 0 | 0 | 0 | 0 | 0 | 0 | 0 | 0 | 0 | 0 | 0 | 0 | 0 | 0 | 0
|  | ITC |  | -4.4402 | -4.4402 | -4.4402 | -4.4402 | -4.4402 | -4.4402 | -4.4402 | -4.4402 | -4.4402 | -4.4402 | -4.4402 | -4.4402 | -4.4402 | -4.4402 | -4.4402 | -4.4402 | -4.4402 | -4.4402 | -4.4402 | -4.4402 | -4.4402 | -4.4402 | -4.4402 | -4.4402 | -4.4402 | -4.4402 | -4.4402 | -4.4402 | -4.4402 | -4.4402 | -4.4402 | -4.4402 | -4.4402 | -4.4402 | -4.4402 | -4.4402 | -4.4402 | -4.4402 | -4.4402 | -4.4402 | -4.4402 | -4.4402 | -4.4402 | -4.4402 | -4.4402 | -4.4402 | -4.4402 | -4.4402 | -4.4402 | -4.4402 | -4.4402 | -4.4402 | -4.4402 | -4.4402 | -4.4402 | -4.4402
|  | Total Operating Expenses |  | 12.8794 | 42.6997 | 41.4515 | 25.2642 | 39.7341 | 39.0291 | 38.5085 | 38.0802 | 37.6519 | 37.2235 | 36.7952 | 36.3669 | 35.9386 | 35.5103 | 35.0819 | 34.6536 | 34.2253 | 33.797 | 33.3686 | 32.9403 | 32.512 | 32.0837 | 31.6554 | 31.227 | 30.7987 | 30.3704 | 29.9421 | 29.5137 | 29.0854 | 28.6571 | -4.4402 | -4.4402 | -4.4402 | -4.4402 | -4.4402 | -4.4402 | -4.4402 | -4.4402 | -4.4402 | -4.4402 | -4.4402 | -4.4402 | -4.4402 | -4.4402 | -4.4402 | -4.4402 | -4.4402 | -4.4402 | -4.4402 | -4.4402 | -4.4402 | -4.4402 | -4.4402 | -4.4402 | -4.4402 | -4.4402
|  | Operating |  | 89.4572 | 53.6324 | 48.9371 | 60.7424 | 42.4762 | 39.824 | 37.8658 | 36.2545 | 34.6431 | 33.0318 | 31.4205 | 29.8092 | 28.1979 | 26.5866 | 24.9753 | 23.364 | 21.7527 | 20.1414 | 18.5301 | 16.9187 | 15.3074 | 13.6961 | 12.0848 | 10.4735 | 8.8622 | 7.2509 | 5.6396 | 4.0283 | 2.417 | 0.80565 | 4.4402 | 4.4402 | 4.4402 | 4.4402 | 4.4402 | 4.4402 | 4.4402 | 4.4402 | 4.4402 | 4.4402 | 4.4402 | 4.4402 | 4.4402 | 4.4402 | 4.4402 | 4.4402 | 4.4402 | 4.4402 | 4.4402 | 4.4402 | 4.4402 | 4.4402 | 4.4402 | 4.4402 | 4.4402 | 4.4402
|  | Ratebase |  | 858.4703 | 788.7122 | 719.6628 | 668.7549 | 624.65 | 585.6474 | 556.8494 | 533.1537 | 509.458 | 485.7622 | 462.0665 | 438.3708 | 414.6751 | 390.9794 | 367.2836 | 343.5879 | 319.8922 | 296.1965 | 272.5008 | 248.8051 | 225.1093 | 201.4136 | 177.7179 | 154.0222 | 130.3265 | 106.6307 | 82.935 | 59.2393 | 35.5436 | 11.8479 | 0 | 0 | 0 | 0 | 0 | 0 | 0 | 0 | 0 | 0 | 0 | 0 | 0 | 0 | 0 | 0 | 0 | 0 | 0 | 0 | 0 | 0 | 0 | 0 | 0 | 0
|  | Return on Ratebase |  | 10.42% | 6.8% | 6.8% | 9.083% | 6.8% | 6.8% | 6.8% | 6.8% | 6.8% | 6.8% | 6.8% | 6.8% | 6.8% | 6.8% | 6.8% | 6.8% | 6.8% | 6.8% | 6.8% | 6.8% | 6.8% | 6.8% | 6.8% | 6.8% | 6.8% | 6.8% | 6.8% | 6.8% | 6.8% | 6.8% | #DIV/0! | #DIV/0! | #DIV/0! | #DIV/0! | #DIV/0! | #DIV/0! | #DIV/0! | #DIV/0! | #DIV/0! | #DIV/0! | #DIV/0! | #DIV/0! | #DIV/0! | #DIV/0! | #DIV/0! | #DIV/0! | #DIV/0! | #DIV/0! | #DIV/0! | #DIV/0! | #DIV/0! | #DIV/0! | #DIV/0! | #DIV/0! | #DIV/0! | #DIV/0!
|  | Revenue Requirement |  | 102.3366 | 96.3321 | 90.3886 | 86.0066 | 82.2103 | 78.8531 | 76.3743 | 74.3346 | 72.295 | 70.2554 | 68.2158 | 66.1761 | 64.1365 | 62.0969 | 60.0572 | 58.0176 | 55.978 | 53.9383 | 51.8987 | 49.8591 | 47.8194 | 45.7798 | 43.7402 | 41.7005 | 39.6609 | 37.6213 | 35.5816 | 33.542 | 31.5024 | 29.4628 | 0 | 0 | 0 | 0 | 0 | 0 | 0 | 0 | 0 | 0 | 0 | 0 | 0 | 0 | 0 | 0 | 0 | 0 | 0 | 0 | 0 | 0 | 0 | 0 | 0 | 0
|  | Tax Depreciation |  | 177.6069 | 284.171 | 170.5026 | 102.3016 | 102.3016 | 51.1508 | 0 | 0 | 0 | 0 | 0 | 0 | 0 | 0 | 0 | 0 | 0 | 0 | 0 | 0 | 0 | 0 | 0 | 0 | 0 | 0 | 0 | 0 | 0 | 0 | 0 | 0 | 0 | 0 | 0 | 0 | 0 | 0 | 0 | 0 | 0 | 0 | 0 | 0 | 0 | 0 | 0 | 0 | 0 | 0 | 0 | 0 | 0 | 0 | 0 | 0
|  | Property Taxes |  | 0.42537 | 0.42537 | 0.42537 | 0.42537 | 0.42537 | 0.42537 | 0.42537 | 0.42537 | 0.42537 | 0.42537 | 0.42537 | 0.42537 | 0.42537 | 0.42537 | 0.42537 | 0.42537 | 0.42537 | 0.42537 | 0.42537 | 0.42537 | 0.42537 | 0.42537 | 0.42537 | 0.42537 | 0.42537 | 0.42537 | 0.42537 | 0.42537 | 0.42537 | 0.42537 | 0 | 0 | 0 | 0 | 0 | 0 | 0 | 0 | 0 | 0 | 0 | 0 | 0 | 0 | 0 | 0 | 0 | 0 | 0 | 0 | 0 | 0 | 0 | 0 | 0 | 0
|  | Insurance |  | 4.0369 | 4.0369 | 4.0369 | 4.0369 | 4.0369 | 4.0369 | 4.0369 | 4.0369 | 4.0369 | 4.0369 | 4.0369 | 4.0369 | 4.0369 | 4.0369 | 4.0369 | 4.0369 | 4.0369 | 4.0369 | 4.0369 | 4.0369 | 4.0369 | 4.0369 | 4.0369 | 4.0369 | 4.0369 | 4.0369 | 4.0369 | 4.0369 | 4.0369 | 4.0369 | 0 | 0 | 0 | 0 | 0 | 0 | 0 | 0 | 0 | 0 | 0 | 0 | 0 | 0 | 0 | 0 | 0 | 0 | 0 | 0 | 0 | 0 | 0 | 0 | 0 | 0
|  | Expenses |  | 182.0691 | 288.6333 | 174.9649 | 106.7638 | 106.7638 | 55.613 | 4.4623 | 4.4623 | 4.4623 | 4.4623 | 4.4623 | 4.4623 | 4.4623 | 4.4623 | 4.4623 | 4.4623 | 4.4623 | 4.4623 | 4.4623 | 4.4623 | 4.4623 | 4.4623 | 4.4623 | 4.4623 | 4.4623 | 4.4623 | 4.4623 | 4.4623 | 4.4623 | 4.4623 | 0 | 0 | 0 | 0 | 0 | 0 | 0 | 0 | 0 | 0 | 0 | 0 | 0 | 0 | 0 | 0 | 0 | 0 | 0 | 0 | 0 | 0 | 0 | 0 | 0 | 0
|  | Taxable Income |  | -79.7326 | -192.3012 | -84.5763 | -20.7572 | -24.5535 | 23.24 | 71.912 | 69.8724 | 67.8328 | 65.7931 | 63.7535 | 61.7139 | 59.6742 | 57.6346 | 55.595 | 53.5553 | 51.5157 | 49.4761 | 47.4364 | 45.3968 | 43.3572 | 41.3175 | 39.2779 | 37.2383 | 35.1987 | 33.159 | 31.1194 | 29.0798 | 27.0401 | 25.0005 | 0 | 0 | 0 | 0 | 0 | 0 | 0 | 0 | 0 | 0 | 0 | 0 | 0 | 0 | 0 | 0 | 0 | 0 | 0 | 0 | 0 | 0 | 0 | 0 | 0 | 0
|  | Tax Rate |  | 0.21 | 0.21 | 0.21 | 0.21 | 0.21 | 0.21 | 0.21 | 0.21 | 0.21 | 0.21 | 0.21 | 0.21 | 0.21 | 0.21 | 0.21 | 0.21 | 0.21 | 0.21 | 0.21 | 0.21 | 0.21 | 0.21 | 0.21 | 0.21 | 0.21 | 0.21 | 0.21 | 0.21 | 0.21 | 0.21 | 0.21 | 0.21 | 0.21 | 0.21 | 0.21 | 0.21 | 0.21 | 0.21 | 0.21 | 0.21 | 0.21 | 0.21 | 0.21 | 0.21 | 0.21 | 0.21 | 0.21 | 0.21 | 0.21 | 0.21 | 0.21 | 0.21 | 0.21 | 0.21 | 0.21 | 0.21
|  | Taxes |  | -16.7438 | -40.3833 | -17.761 | -4.359 | -5.1562 | 4.8804 | 15.1015 | 14.6732 | 14.2449 | 13.8166 | 13.3882 | 12.9599 | 12.5316 | 12.1033 | 11.6749 | 11.2466 | 10.8183 | 10.39 | 9.9617 | 9.5333 | 9.105 | 8.6767 | 8.2484 | 7.82 | 7.3917 | 6.9634 | 6.5351 | 6.1067 | 5.6784 | 5.2501 | 0 | 0 | 0 | 0 | 0 | 0 | 0 | 0 | 0 | 0 | 0 | 0 | 0 | 0 | 0 | 0 | 0 | 0 | 0 | 0 | 0 | 0 | 0 | 0 | 0 | 0

## Resi_Solar_Leasing_LI_30%
Solar FINANCIALS
($ 1000s Unless Otherwise Indicated)
| Calendar Year of Fin. Close |  |  | 2020 | 2021 | 2022 | 2023 | 2024 | 2025 | 2026 | 2027 | 2028 | 2029 | 2030 | 2031 | 2032 | 2033 | 2034 | 2035 | 2036 | 2037 | 2038 | 2039 | 2040 | 2041 | 2042 | 2043 | 2044 | 2045 | 2046 | 2047 | 2048 | 2049 | 2050 | 2051 | 2052 | 2053 | 2054 | 2055 | 2056 | 2057 | 2058 | 2059 | 2060 | 2061 | 2062 | 2063 | 2064 | 2065 | 2066 | 2067 | 2068 | 2069 | 2070 | 2071 | 2072 | 2073 | 2074 | 2075
| Operating Year |  | 0 | 1 | 2 | 3 | 4 | 5 | 6 | 7 | 8 | 9 | 10 | 11 | 12 | 13 | 14 | 15 | 16 | 17 | 18 | 19 | 20 | 21 | 22 | 23 | 24 | 25 | 26 | 27 | 28 | 29 | 30 | 31 | 32 | 33 | 34 | 35 | 36 | 37 | 38 | 39 | 40 | 41 | 42 | 43 | 44 | 45 | 46 | 47 | 48 | 49 | 50 | 51 | 52 | 53 | 54 | 55 | 56
| Calendar Year | Capital Invest.
| 2020 | 153.6279 | 0: 1213
| Gross plant |  | 2020 1: 153.6279; 2021 2: 153.6279; 2022 3: 153.6279; 2023 4: 153.6279; 2024 5: 153.6279; 2025 6: 153.6279; 2026 7: 153.6279; 2027 8: 153.6279; 2028 9: 153.6279; 2029 10: 153.6279; 2030 11: 153.6279; 2031 12: 153.6279; 2032 13: 153.6279; 2033 14: 153.6279; 2034 15: 153.6279; 2035 16: 153.6279; 2036 17: 153.6279; 2037 18: 153.6279; 2038 19: 153.6279; 2039 20: 153.6279; 2040 21: 153.6279; 2041 22: 153.6279; 2042 23: 153.6279; 2043 24: 153.6279; 2044 25: 153.6279; 2045 26: 153.6279; 2046 27: 153.6279; 2047 28: 153.6279; 2048 29: 153.6279; 2049 30: 153.6279
| Accumulated Depreciation |  | 2020 1: 5.1209; 2021 2: 10.2419; 2022 3: 15.3628; 2023 4: 20.4837; 2024 5: 25.6046; 2025 6: 30.7256; 2026 7: 35.8465; 2027 8: 40.9674; 2028 9: 46.0884; 2029 10: 51.2093; 2030 11: 56.3302; 2031 12: 61.4512; 2032 13: 66.5721; 2033 14: 71.693; 2034 15: 76.8139; 2035 16: 81.9349; 2036 17: 87.0558; 2037 18: 92.1767; 2038 19: 97.2977; 2039 20: 102.4186; 2040 21: 107.5395; 2041 22: 112.6605; 2042 23: 117.7814; 2043 24: 122.9023; 2044 25: 128.0232; 2045 26: 133.1442; 2046 27: 138.2651; 2047 28: 143.386; 2048 29: 148.507; 2049 30: 153.6279
| Net book value |  | 2020 1: 148.507; 2021 2: 143.386; 2022 3: 138.2651; 2023 4: 133.1442; 2024 5: 128.0232; 2025 6: 122.9023; 2026 7: 117.7814; 2027 8: 112.6605; 2028 9: 107.5395; 2029 10: 102.4186; 2030 11: 97.2977; 2031 12: 92.1767; 2032 13: 87.0558; 2033 14: 81.9349; 2034 15: 76.8139; 2035 16: 71.693; 2036 17: 66.5721; 2037 18: 61.4512; 2038 19: 56.3302; 2039 20: 51.2093; 2040 21: 46.0884; 2041 22: 40.9674; 2042 23: 35.8465; 2043 24: 30.7256; 2044 25: 25.6046; 2045 26: 20.4837; 2046 27: 15.3628; 2047 28: 10.2419; 2048 29: 5.1209; 2049 30: 0
| ITC |  | 2020 1: 0; 2021 2: 0; 2022 3: 0; 2023 4: 0; 2024 5: 0; 2025 6: 0; 2026 7: 0; 2027 8: 0; 2028 9: 0; 2029 10: 0; 2030 11: 0; 2031 12: 0; 2032 13: 0; 2033 14: 0; 2034 15: 0; 2035 16: 0; 2036 17: 0; 2037 18: 0; 2038 19: 0; 2039 20: 0; 2040 21: 0; 2041 22: 0; 2042 23: 0; 2043 24: 0; 2044 25: 0; 2045 26: 0; 2046 27: 0; 2047 28: 0; 2048 29: 0; 2049 30: 0
| Accumulated deferred income tax |  | 2020 1: -4.5704; 2021 2: -12.4316; 2022 3: -16.7826; 2023 4: -19.0276; 2024 5: -21.2726; 2025 6: -21.9381; 2026 7: -21.024; 2027 8: -20.1099; 2028 9: -19.1958; 2029 10: -18.2817; 2030 11: -17.3676; 2031 12: -16.4535; 2032 13: -15.5395; 2033 14: -14.6254; 2034 15: -13.7113; 2035 16: -12.7972; 2036 17: -11.8831; 2037 18: -10.969; 2038 19: -10.0549; 2039 20: -9.1409; 2040 21: -8.2268; 2041 22: -7.3127; 2042 23: -6.3986; 2043 24: -5.4845; 2044 25: -4.5704; 2045 26: -3.6563; 2046 27: -2.7423; 2047 28: -1.8282; 2048 29: -0.91409; 2049 30: -1.7097e-14
| Rate Base |  | 2020 1: 143.9365; 2021 2: 130.9545; 2022 3: 121.4825; 2023 4: 114.1166; 2024 5: 106.7506; 2025 6: 100.9642; 2026 7: 96.7574; 2027 8: 92.5506; 2028 9: 88.3437; 2029 10: 84.1369; 2030 11: 79.93; 2031 12: 75.7232; 2032 13: 71.5163; 2033 14: 67.3095; 2034 15: 63.1027; 2035 16: 58.8958; 2036 17: 54.689; 2037 18: 50.4821; 2038 19: 46.2753; 2039 20: 42.0684; 2040 21: 37.8616; 2041 22: 33.6547; 2042 23: 29.4479; 2043 24: 25.2411; 2044 25: 21.0342; 2045 26: 16.8274; 2046 27: 12.6205; 2047 28: 8.4137; 2048 29: 4.2068; 2049 30: -1.7097e-14
| Average rate base |  | 2020 1: 148.7822; 2021 2: 137.4455; 2022 3: 126.2185; 2023 4: 117.7995; 2024 5: 110.4336; 2025 6: 103.8574; 2026 7: 98.8608; 2027 8: 94.654; 2028 9: 90.4471; 2029 10: 86.2403; 2030 11: 82.0335; 2031 12: 77.8266; 2032 13: 73.6198; 2033 14: 69.4129; 2034 15: 65.2061; 2035 16: 60.9992; 2036 17: 56.7924; 2037 18: 52.5855; 2038 19: 48.3787; 2039 20: 44.1719; 2040 21: 39.965; 2041 22: 35.7582; 2042 23: 31.5513; 2043 24: 27.3445; 2044 25: 23.1376; 2045 26: 18.9308; 2046 27: 14.724; 2047 28: 10.5171; 2048 29: 6.3103; 2049 30: 2.1034
| Pre-tax Return | 0.086076 | 2020 1: 12.8066; 2021 2: 11.8308; 2022 3: 10.8644; 2023 4: 10.1397; 2024 5: 9.5057; 2025 6: 8.9396; 2026 7: 8.5095; 2027 8: 8.1474; 2028 9: 7.7853; 2029 10: 7.4232; 2030 11: 7.0611; 2031 12: 6.699; 2032 13: 6.3369; 2033 14: 5.9748; 2034 15: 5.6127; 2035 16: 5.2506; 2036 17: 4.8885; 2037 18: 4.5264; 2038 19: 4.1642; 2039 20: 3.8021; 2040 21: 3.44; 2041 22: 3.0779; 2042 23: 2.7158; 2043 24: 2.3537; 2044 25: 1.9916; 2045 26: 1.6295; 2046 27: 1.2674; 2047 28: 0.90527; 2048 29: 0.54316; 2049 30: 0.18105
| Book Depreciation |  | 2020 1: 5.1209; 2021 2: 5.1209; 2022 3: 5.1209; 2023 4: 5.1209; 2024 5: 5.1209; 2025 6: 5.1209; 2026 7: 5.1209; 2027 8: 5.1209; 2028 9: 5.1209; 2029 10: 5.1209; 2030 11: 5.1209; 2031 12: 5.1209; 2032 13: 5.1209; 2033 14: 5.1209; 2034 15: 5.1209; 2035 16: 5.1209; 2036 17: 5.1209; 2037 18: 5.1209; 2038 19: 5.1209; 2039 20: 5.1209; 2040 21: 5.1209; 2041 22: 5.1209; 2042 23: 5.1209; 2043 24: 5.1209; 2044 25: 5.1209; 2045 26: 5.1209; 2046 27: 5.1209; 2047 28: 5.1209; 2048 29: 5.1209; 2049 30: 5.1209
| Insurance |  | 2020 1: 0.073588; 2021 2: 0.073588; 2022 3: 0.073588; 2023 4: 0.073588; 2024 5: 0.073588; 2025 6: 0.073588; 2026 7: 0.073588; 2027 8: 0.073588; 2028 9: 0.073588; 2029 10: 0.073588; 2030 11: 0.073588; 2031 12: 0.073588; 2032 13: 0.073588; 2033 14: 0.073588; 2034 15: 0.073588; 2035 16: 0.073588; 2036 17: 0.073588; 2037 18: 0.073588; 2038 19: 0.073588; 2039 20: 0.073588; 2040 21: 0.073588; 2041 22: 0.073588; 2042 23: 0.073588; 2043 24: 0.073588; 2044 25: 0.073588; 2045 26: 0.073588; 2046 27: 0.073588; 2047 28: 0.073588; 2048 29: 0.073588; 2049 30: 0.073588
| ITC Amort - Grossed for Taxes |  | 2020 1: -0.97233; 2021 2: -0.97233; 2022 3: -0.97233; 2023 4: -0.97233; 2024 5: -0.97233; 2025 6: -0.97233; 2026 7: -0.97233; 2027 8: -0.97233; 2028 9: -0.97233; 2029 10: -0.97233; 2030 11: -0.97233; 2031 12: -0.97233; 2032 13: -0.97233; 2033 14: -0.97233; 2034 15: -0.97233; 2035 16: -0.97233; 2036 17: -0.97233; 2037 18: -0.97233; 2038 19: -0.97233; 2039 20: -0.97233; 2040 21: -0.97233; 2041 22: -0.97233; 2042 23: -0.97233; 2043 24: -0.97233; 2044 25: -0.97233; 2045 26: -0.97233; 2046 27: -0.97233; 2047 28: -0.97233; 2048 29: -0.97233; 2049 30: -0.97233
| Property Taxes |  | 2020 1: 0.69837; 2021 2: 0.69837; 2022 3: 0.69837; 2023 4: 0.69837; 2024 5: 0.69837; 2025 6: 0.69837; 2026 7: 0.69837; 2027 8: 0.69837; 2028 9: 0.69837; 2029 10: 0.69837; 2030 11: 0.69837; 2031 12: 0.69837; 2032 13: 0.69837; 2033 14: 0.69837; 2034 15: 0.69837; 2035 16: 0.69837; 2036 17: 0.69837; 2037 18: 0.69837; 2038 19: 0.69837; 2039 20: 0.69837; 2040 21: 0.69837; 2041 22: 0.69837; 2042 23: 0.69837; 2043 24: 0.69837; 2044 25: 0.69837; 2045 26: 0.69837; 2046 27: 0.69837; 2047 28: 0.69837; 2048 29: 0.69837; 2049 30: 0.69837
| Revenue Requirement |  | 2020 1: 17.7271; 2021 2: 16.7513; 2022 3: 15.7849; 2023 4: 15.0603; 2024 5: 14.4262; 2025 6: 13.8602; 2026 7: 13.4301; 2027 8: 13.068; 2028 9: 12.7059; 2029 10: 12.3438; 2030 11: 11.9817; 2031 12: 11.6196; 2032 13: 11.2575; 2033 14: 10.8953; 2034 15: 10.5332; 2035 16: 10.1711; 2036 17: 9.809; 2037 18: 9.4469; 2038 19: 9.0848; 2039 20: 8.7227; 2040 21: 8.3606; 2041 22: 7.9985; 2042 23: 7.6364; 2043 24: 7.2743; 2044 25: 6.9122; 2045 26: 6.55; 2046 27: 6.1879; 2047 28: 5.8258; 2048 29: 5.4637; 2049 30: 5.1016
| Book Depreciation |  | 2020 1: 5.1209; 2021 2: 5.1209; 2022 3: 5.1209; 2023 4: 5.1209; 2024 5: 5.1209; 2025 6: 5.1209; 2026 7: 5.1209; 2027 8: 5.1209; 2028 9: 5.1209; 2029 10: 5.1209; 2030 11: 5.1209; 2031 12: 5.1209; 2032 13: 5.1209; 2033 14: 5.1209; 2034 15: 5.1209; 2035 16: 5.1209; 2036 17: 5.1209; 2037 18: 5.1209; 2038 19: 5.1209; 2039 20: 5.1209; 2040 21: 5.1209; 2041 22: 5.1209; 2042 23: 5.1209; 2043 24: 5.1209; 2044 25: 5.1209; 2045 26: 5.1209; 2046 27: 5.1209; 2047 28: 5.1209; 2048 29: 5.1209; 2049 30: 5.1209
| Tax Depreciation |  | 2020 1: 30.7256; 2021 2: 49.1609; 2022 3: 29.4966; 2023 4: 17.6979; 2024 5: 17.6979; 2025 6: 8.849; 2026 7: 0; 2027 8: 0; 2028 9: 0; 2029 10: 0; 2030 11: 0; 2031 12: 0; 2032 13: 0; 2033 14: 0; 2034 15: 0; 2035 16: 0; 2036 17: 0; 2037 18: 0; 2038 19: 0; 2039 20: 0; 2040 21: 0; 2041 22: 0; 2042 23: 0; 2043 24: 0; 2044 25: 0; 2045 26: 0; 2046 27: 0; 2047 28: 0; 2048 29: 0; 2049 30: 0
| Difference between book and tax |  | 2020 1: -25.6046; 2021 2: -44.04; 2022 3: -24.3756; 2023 4: -12.577; 2024 5: -12.577; 2025 6: -3.728; 2026 7: 5.1209; 2027 8: 5.1209; 2028 9: 5.1209; 2029 10: 5.1209; 2030 11: 5.1209; 2031 12: 5.1209; 2032 13: 5.1209; 2033 14: 5.1209; 2034 15: 5.1209; 2035 16: 5.1209; 2036 17: 5.1209; 2037 18: 5.1209; 2038 19: 5.1209; 2039 20: 5.1209; 2040 21: 5.1209; 2041 22: 5.1209; 2042 23: 5.1209; 2043 24: 5.1209; 2044 25: 5.1209; 2045 26: 5.1209; 2046 27: 5.1209; 2047 28: 5.1209; 2048 29: 5.1209; 2049 30: 5.1209
| Tax rate |  | 2020 1: -5.377; 2021 2: -9.2484; 2022 3: -5.1189; 2023 4: -2.6412; 2024 5: -2.6412; 2025 6: -0.78289; 2026 7: 1.0754; 2027 8: 1.0754; 2028 9: 1.0754; 2029 10: 1.0754; 2030 11: 1.0754; 2031 12: 1.0754; 2032 13: 1.0754; 2033 14: 1.0754; 2034 15: 1.0754; 2035 16: 1.0754; 2036 17: 1.0754; 2037 18: 1.0754; 2038 19: 1.0754; 2039 20: 1.0754; 2040 21: 1.0754; 2041 22: 1.0754; 2042 23: 1.0754; 2043 24: 1.0754; 2044 25: 1.0754; 2045 26: 1.0754; 2046 27: 1.0754; 2047 28: 1.0754; 2048 29: 1.0754; 2049 30: 1.0754
Depreciation Tables
|  | 5 | 2020 1: 20%; 2021 2: 32%; 2022 3: 19.2%; 2023 4: 11.52%; 2024 5: 11.52%; 2025 6: 5.76%; 2026 7: 0%; 2027 8: 0%; 2028 9: 0%; 2029 10: 0%; 2030 11: 0%; 2031 12: 0%; 2032 13: 0%; 2033 14: 0%; 2034 15: 0%; 2035 16: 0%; 2036 17: 0%; 2037 18: 0%; 2038 19: 0%; 2039 20: 0%; 2040 21: 0%
|  | 5 | 0: 1; 2020 1: 20%; 2021 2: 32%; 2022 3: 19.2%; 2023 4: 11.52%; 2024 5: 11.52%; 2025 6: 5.76%
|  | 10 | 0: 0; 2020 1: 10%; 2021 2: 18%; 2022 3: 14.4%; 2023 4: 11.52%; 2024 5: 9.22%; 2025 6: 7.37%; 2026 7: 6.55%; 2027 8: 6.55%; 2028 9: 6.56%; 2029 10: 6.55%; 2030 11: 3.28%
|  | 15 | 0: 0; 2020 1: 5%; 2021 2: 9.5%; 2022 3: 8.55%; 2023 4: 7.7%; 2024 5: 6.93%; 2025 6: 6.23%; 2026 7: 5.9%; 2027 8: 5.9%; 2028 9: 5.91%; 2029 10: 5.9%; 2030 11: 5.91%; 2031 12: 5.9%; 2032 13: 5.91%; 2033 14: 5.9%; 2034 15: 5.91%; 2035 16: 2.95%
|  | 20 | 0: 0; 2020 1: 3.75%; 2021 2: 7.219%; 2022 3: 6.677%; 2023 4: 6.177%; 2024 5: 5.713%; 2025 6: 5.285%; 2026 7: 4.888%; 2027 8: 4.522%; 2028 9: 4.462%; 2029 10: 4.461%; 2030 11: 4.462%; 2031 12: 4.461%; 2032 13: 4.462%; 2033 14: 4.461%; 2034 15: 4.462%; 2035 16: 4.461%; 2036 17: 4.462%; 2037 18: 4.461%; 2038 19: 4.462%; 2039 20: 4.461%; 2040 21: 2.231%
Revenue Requirement by vintage year
2012 $000
|  |  |  | 2020 | 2021 | 2022 | 2023 | 2024 | 2025 | 2026 | 2027 | 2028 | 2029 | 2030 | 2031 | 2032 | 2033 | 2034 | 2035 | 2036 | 2037 | 2038 | 2039 | 2040 | 2041 | 2042 | 2043 | 2044 | 2045 | 2046 | 2047 | 2048 | 2049 | 2050 | 2051 | 2052 | 2053 | 2054 | 2055 | 2056 | 2057 | 2058 | 2059 | 2060 | 2061 | 2062 | 2063 | 2064 | 2065 | 2066 | 2067 | 2068 | 2069 | 2070 | 2071 | 2072 | 2073 | 2074 | 2075
|  | 2020 | 0% | 17.7271 | 16.7513 | 15.7849 | 15.0603 | 14.4262 | 13.8602 | 13.4301 | 13.068 | 12.7059 | 12.3438 | 11.9817 | 11.6196 | 11.2575 | 10.8953 | 10.5332 | 10.1711 | 9.809 | 9.4469 | 9.0848 | 8.7227 | 8.3606 | 7.9985 | 7.6364 | 7.2743 | 6.9122 | 6.55 | 6.1879 | 5.8258 | 5.4637 | 5.1016 | 0 | 0 | 0 | 0 | 0 | 0 | 0 | 0 | 0 | 0 | 0 | 0 | 0 | 0 | 0 | 0 | 0 | 0 | 0 | 0 | 0 | 0 | 0 | 0 | 0 | 0
|  | 2021 | 0% |  | 17.7271 | 16.7513 | 15.7849 | 15.0603 | 14.4262 | 13.8602 | 13.4301 | 13.068 | 12.7059 | 12.3438 | 11.9817 | 11.6196 | 11.2575 | 10.8953 | 10.5332 | 10.1711 | 9.809 | 9.4469 | 9.0848 | 8.7227 | 8.3606 | 7.9985 | 7.6364 | 7.2743 | 6.9122 | 6.55 | 6.1879 | 5.8258 | 5.4637 | 5.1016 | 0 | 0 | 0 | 0 | 0 | 0 | 0 | 0 | 0 | 0 | 0 | 0 | 0 | 0 | 0 | 0 | 0 | 0 | 0 | 0 | 0 | 0 | 0 | 0 | 0
|  | 2022 | 0% |  |  | 17.7271 | 16.7513 | 15.7849 | 15.0603 | 14.4262 | 13.8602 | 13.4301 | 13.068 | 12.7059 | 12.3438 | 11.9817 | 11.6196 | 11.2575 | 10.8953 | 10.5332 | 10.1711 | 9.809 | 9.4469 | 9.0848 | 8.7227 | 8.3606 | 7.9985 | 7.6364 | 7.2743 | 6.9122 | 6.55 | 6.1879 | 5.8258 | 5.4637 | 5.1016 | 0 | 0 | 0 | 0 | 0 | 0 | 0 | 0 | 0 | 0 | 0 | 0 | 0 | 0 | 0 | 0 | 0 | 0 | 0 | 0 | 0 | 0 | 0 | 0
|  | 2023 | 0% |  |  |  | 17.7271 | 16.7513 | 15.7849 | 15.0603 | 14.4262 | 13.8602 | 13.4301 | 13.068 | 12.7059 | 12.3438 | 11.9817 | 11.6196 | 11.2575 | 10.8953 | 10.5332 | 10.1711 | 9.809 | 9.4469 | 9.0848 | 8.7227 | 8.3606 | 7.9985 | 7.6364 | 7.2743 | 6.9122 | 6.55 | 6.1879 | 5.8258 | 5.4637 | 5.1016 | 0 | 0 | 0 | 0 | 0 | 0 | 0 | 0 | 0 | 0 | 0 | 0 | 0 | 0 | 0 | 0 | 0 | 0 | 0 | 0 | 0 | 0 | 0
|  | 2024 | 0% |  |  |  |  | 17.7271 | 16.7513 | 15.7849 | 15.0603 | 14.4262 | 13.8602 | 13.4301 | 13.068 | 12.7059 | 12.3438 | 11.9817 | 11.6196 | 11.2575 | 10.8953 | 10.5332 | 10.1711 | 9.809 | 9.4469 | 9.0848 | 8.7227 | 8.3606 | 7.9985 | 7.6364 | 7.2743 | 6.9122 | 6.55 | 6.1879 | 5.8258 | 5.4637 | 5.1016 | 0 | 0 | 0 | 0 | 0 | 0 | 0 | 0 | 0 | 0 | 0 | 0 | 0 | 0 | 0 | 0 | 0 | 0 | 0 | 0 | 0 | 0
|  | 2025 | 0% | [5 empty] | 17.7271 | 16.7513 | 15.7849 | 15.0603 | 14.4262 | 13.8602 | 13.4301 | 13.068 | 12.7059 | 12.3438 | 11.9817 | 11.6196 | 11.2575 | 10.8953 | 10.5332 | 10.1711 | 9.809 | 9.4469 | 9.0848 | 8.7227 | 8.3606 | 7.9985 | 7.6364 | 7.2743 | 6.9122 | 6.55 | 6.1879 | 5.8258 | 5.4637 | 5.1016 | 0 | 0 | 0 | 0 | 0 | 0 | 0 | 0 | 0 | 0 | 0 | 0 | 0 | 0 | 0 | 0 | 0 | 0 | 0 | 0 | 0
|  | 2026 | -1.236% | [6 empty] | 17.5081 | 16.5443 | 15.5899 | 14.8741 | 14.248 | 13.6889 | 13.2641 | 12.9065 | 12.5489 | 12.1912 | 11.8336 | 11.476 | 11.1183 | 10.7607 | 10.4031 | 10.0454 | 9.6878 | 9.3302 | 8.9725 | 8.6149 | 8.2573 | 7.8996 | 7.542 | 7.1844 | 6.8267 | 6.4691 | 6.1115 | 5.7538 | 5.3962 | 5.0386 | 0 | 0 | 0 | 0 | 0 | 0 | 0 | 0 | 0 | 0 | 0 | 0 | 0 | 0 | 0 | 0 | 0 | 0 | 0 | 0
|  | 2027 | -1.251% | [7 empty] | 17.289 | 16.3373 | 15.3948 | 14.688 | 14.0697 | 13.5176 | 13.0982 | 12.745 | 12.3918 | 12.0387 | 11.6855 | 11.3324 | 10.9792 | 10.626 | 10.2729 | 9.9197 | 9.5666 | 9.2134 | 8.8603 | 8.5071 | 8.1539 | 7.8008 | 7.4476 | 7.0945 | 6.7413 | 6.3882 | 6.035 | 5.6818 | 5.3287 | 4.9755 | 0 | 0 | 0 | 0 | 0 | 0 | 0 | 0 | 0 | 0 | 0 | 0 | 0 | 0 | 0 | 0 | 0 | 0 | 0
|  | 2028 | -1.267% | [8 empty] | 17.0699 | 16.1303 | 15.1997 | 14.5019 | 13.8914 | 13.3463 | 12.9322 | 12.5835 | 12.2348 | 11.8861 | 11.5374 | 11.1888 | 10.8401 | 10.4914 | 10.1427 | 9.794 | 9.4454 | 9.0967 | 8.748 | 8.3993 | 8.0506 | 7.7019 | 7.3533 | 7.0046 | 6.6559 | 6.3072 | 5.9585 | 5.6098 | 5.2612 | 4.9125 | 0 | 0 | 0 | 0 | 0 | 0 | 0 | 0 | 0 | 0 | 0 | 0 | 0 | 0 | 0 | 0 | 0 | 0
|  | 2029 | -1.283% | [9 empty] | 16.8508 | 15.9232 | 15.0046 | 14.3158 | 13.7131 | 13.175 | 12.7662 | 12.422 | 12.0778 | 11.7336 | 11.3894 | 11.0452 | 10.701 | 10.3568 | 10.0125 | 9.6683 | 9.3241 | 8.9799 | 8.6357 | 8.2915 | 7.9473 | 7.6031 | 7.2589 | 6.9147 | 6.5705 | 6.2263 | 5.882 | 5.5378 | 5.1936 | 4.8494 | 0 | 0 | 0 | 0 | 0 | 0 | 0 | 0 | 0 | 0 | 0 | 0 | 0 | 0 | 0 | 0 | 0
|  | 2030 | -1.3% | [10 empty] | 16.6317 | 15.7162 | 14.8096 | 14.1297 | 13.5348 | 13.0037 | 12.6002 | 12.2605 | 11.9208 | 11.581 | 11.2413 | 10.9016 | 10.5618 | 10.2221 | 9.8824 | 9.5426 | 9.2029 | 8.8632 | 8.5234 | 8.1837 | 7.844 | 7.5042 | 7.1645 | 6.8248 | 6.485 | 6.1453 | 5.8056 | 5.4658 | 5.1261 | 4.7864 | 0 | 0 | 0 | 0 | 0 | 0 | 0 | 0 | 0 | 0 | 0 | 0 | 0 | 0 | 0 | 0
|  | 2031 | -1.317% | [11 empty] | 16.4127 | 15.5092 | 14.6145 | 13.9435 | 13.3565 | 12.8325 | 12.4343 | 12.099 | 11.7637 | 11.4285 | 11.0932 | 10.758 | 10.4227 | 10.0875 | 9.7522 | 9.4169 | 9.0817 | 8.7464 | 8.4112 | 8.0759 | 7.7406 | 7.4054 | 7.0701 | 6.7349 | 6.3996 | 6.0644 | 5.7291 | 5.3938 | 5.0586 | 4.7233 | 0 | 0 | 0 | 0 | 0 | 0 | 0 | 0 | 0 | 0 | 0 | 0 | 0 | 0 | 0
|  | 2032 | -1.317% | [12 empty] | 16.1965 | 15.3049 | 14.422 | 13.7599 | 13.1806 | 12.6634 | 12.2705 | 11.9396 | 11.6088 | 11.2779 | 10.9471 | 10.6163 | 10.2854 | 9.9546 | 9.6237 | 9.2929 | 8.9621 | 8.6312 | 8.3004 | 7.9695 | 7.6387 | 7.3078 | 6.977 | 6.6462 | 6.3153 | 5.9845 | 5.6536 | 5.3228 | 4.992 | 4.6611 | 0 | 0 | 0 | 0 | 0 | 0 | 0 | 0 | 0 | 0 | 0 | 0 | 0 | 0
|  | 2033 | -1.317% | [13 empty] | 15.9831 | 15.1033 | 14.232 | 13.5786 | 13.007 | 12.4966 | 12.1088 | 11.7824 | 11.4559 | 11.1294 | 10.8029 | 10.4764 | 10.1499 | 9.8235 | 9.497 | 9.1705 | 8.844 | 8.5175 | 8.191 | 7.8646 | 7.5381 | 7.2116 | 6.8851 | 6.5586 | 6.2321 | 5.9056 | 5.5792 | 5.2527 | 4.9262 | 4.5997 | 0 | 0 | 0 | 0 | 0 | 0 | 0 | 0 | 0 | 0 | 0 | 0 | 0
|  | 2034 | -1.317% | [14 empty] | 15.7726 | 14.9044 | 14.0445 | 13.3998 | 12.8356 | 12.332 | 11.9493 | 11.6272 | 11.305 | 10.9828 | 10.6606 | 10.3384 | 10.0162 | 9.6941 | 9.3719 | 9.0497 | 8.7275 | 8.4053 | 8.0831 | 7.761 | 7.4388 | 7.1166 | 6.7944 | 6.4722 | 6.15 | 5.8279 | 5.5057 | 5.1835 | 4.8613 | 4.5391 | 0 | 0 | 0 | 0 | 0 | 0 | 0 | 0 | 0 | 0 | 0 | 0
|  | 2035 | -1.317% | [15 empty] | 15.5648 | 14.708 | 13.8595 | 13.2233 | 12.6666 | 12.1696 | 11.7919 | 11.474 | 11.1561 | 10.8381 | 10.5202 | 10.2022 | 9.8843 | 9.5664 | 9.2484 | 8.9305 | 8.6125 | 8.2946 | 7.9767 | 7.6587 | 7.3408 | 7.0228 | 6.7049 | 6.387 | 6.069 | 5.7511 | 5.4332 | 5.1152 | 4.7973 | 4.4793 | 0 | 0 | 0 | 0 | 0 | 0 | 0 | 0 | 0 | 0 | 0
|  | 2036 | -1.317% | [16 empty] | 15.3598 | 14.5143 | 13.677 | 13.0491 | 12.4997 | 12.0093 | 11.6366 | 11.3229 | 11.0091 | 10.6954 | 10.3816 | 10.0679 | 9.7541 | 9.4404 | 9.1266 | 8.8128 | 8.4991 | 8.1853 | 7.8716 | 7.5578 | 7.2441 | 6.9303 | 6.6166 | 6.3028 | 5.9891 | 5.6753 | 5.3616 | 5.0478 | 4.7341 | 4.4203 | 0 | 0 | 0 | 0 | 0 | 0 | 0 | 0 | 0 | 0
|  | 2037 | -1.317% | [17 empty] | 15.1575 | 14.3231 | 13.4968 | 12.8772 | 12.3351 | 11.8511 | 11.4833 | 11.1737 | 10.8641 | 10.5545 | 10.2449 | 9.9352 | 9.6256 | 9.316 | 9.0064 | 8.6968 | 8.3871 | 8.0775 | 7.7679 | 7.4583 | 7.1487 | 6.8391 | 6.5294 | 6.2198 | 5.9102 | 5.6006 | 5.291 | 4.9813 | 4.6717 | 4.3621 | 0 | 0 | 0 | 0 | 0 | 0 | 0 | 0 | 0
|  | 2038 | -1.317% | [18 empty] | 14.9578 | 14.1344 | 13.319 | 12.7076 | 12.1726 | 11.695 | 11.3321 | 11.0265 | 10.721 | 10.4154 | 10.1099 | 9.8044 | 9.4988 | 9.1933 | 8.8877 | 8.5822 | 8.2767 | 7.9711 | 7.6656 | 7.36 | 7.0545 | 6.749 | 6.4434 | 6.1379 | 5.8323 | 5.5268 | 5.2213 | 4.9157 | 4.6102 | 4.3046 | 0 | 0 | 0 | 0 | 0 | 0 | 0 | 0
|  | 2039 | -1.317% | [19 empty] | 14.7608 | 13.9483 | 13.1436 | 12.5402 | 12.0122 | 11.5409 | 11.1828 | 10.8813 | 10.5798 | 10.2783 | 9.9767 | 9.6752 | 9.3737 | 9.0722 | 8.7707 | 8.4692 | 8.1676 | 7.8661 | 7.5646 | 7.2631 | 6.9616 | 6.6601 | 6.3586 | 6.057 | 5.7555 | 5.454 | 5.1525 | 4.851 | 4.5495 | 4.2479 | 0 | 0 | 0 | 0 | 0 | 0 | 0
|  | 2040 | -1.317% | [20 empty] | 14.5664 | 13.7645 | 12.9705 | 12.375 | 11.854 | 11.3889 | 11.0355 | 10.738 | 10.4404 | 10.1429 | 9.8453 | 9.5478 | 9.2502 | 8.9527 | 8.6551 | 8.3576 | 8.0601 | 7.7625 | 7.465 | 7.1674 | 6.8699 | 6.5723 | 6.2748 | 5.9773 | 5.6797 | 5.3822 | 5.0846 | 4.7871 | 4.4895 | 4.192 | 0 | 0 | 0 | 0 | 0 | 0
|  | 2041 | -1.317% | [21 empty] | 14.3745 | 13.5832 | 12.7996 | 12.212 | 11.6979 | 11.2389 | 10.8901 | 10.5965 | 10.3029 | 10.0093 | 9.7156 | 9.422 | 9.1284 | 8.8348 | 8.5411 | 8.2475 | 7.9539 | 7.6603 | 7.3666 | 7.073 | 6.7794 | 6.4858 | 6.1921 | 5.8985 | 5.6049 | 5.3113 | 5.0176 | 4.724 | 4.4304 | 4.1368 | 0 | 0 | 0 | 0 | 0
|  | 2042 | -1.317% | [22 empty] | 14.1851 | 13.4043 | 12.631 | 12.0511 | 11.5438 | 11.0908 | 10.7467 | 10.4569 | 10.1672 | 9.8774 | 9.5877 | 9.2979 | 9.0081 | 8.7184 | 8.4286 | 8.1389 | 7.8491 | 7.5594 | 7.2696 | 6.9798 | 6.6901 | 6.4003 | 6.1106 | 5.8208 | 5.5311 | 5.2413 | 4.9516 | 4.6618 | 4.372 | 4.0823 | 0 | 0 | 0 | 0
|  | 2043 | -1.317% | 2043: 13.9983; 2044: 13.2277; 2045: 12.4646; 2046: 11.8924; 2047: 11.3917; 2048: 10.9447; 2049: 10.6051; 2050: 10.3192; 2051: 10.0332; 2052: 9.7473; 2053: 9.4614; 2054: 9.1754; 2055: 8.8895; 2056: 8.6035; 2057: 8.3176; 2058: 8.0317; 2059: 7.7457; 2060: 7.4598; 2061: 7.1738; 2062: 6.8879; 2063: 6.602; 2064: 6.316; 2065: 6.0301; 2066: 5.7441; 2067: 5.4582; 2068: 5.1723; 2069: 4.8863; 2070: 4.6004; 2071: 4.3144; 2072: 4.0285; 2073: 0; 2074: 0; 2075: 0
|  | 2044 | -1.317% | 2044: 13.8139; 2045: 13.0535; 2046: 12.3004; 2047: 11.7357; 2048: 11.2417; 2049: 10.8006; 2050: 10.4654; 2051: 10.1833; 2052: 9.9011; 2053: 9.6189; 2054: 9.3367; 2055: 9.0546; 2056: 8.7724; 2057: 8.4902; 2058: 8.208; 2059: 7.9259; 2060: 7.6437; 2061: 7.3615; 2062: 7.0794; 2063: 6.7972; 2064: 6.515; 2065: 6.2328; 2066: 5.9507; 2067: 5.6685; 2068: 5.3863; 2069: 5.1041; 2070: 4.822; 2071: 4.5398; 2072: 4.2576; 2073: 3.9754; 2074: 0; 2075: 0
|  | 2045 | -1.317% | 2045: 13.6319; 2046: 12.8815; 2047: 12.1384; 2048: 11.5812; 2049: 11.0936; 2050: 10.6583; 2051: 10.3276; 2052: 10.0491; 2053: 9.7707; 2054: 9.4922; 2055: 9.2138; 2056: 8.9353; 2057: 8.6568; 2058: 8.3784; 2059: 8.0999; 2060: 7.8215; 2061: 7.543; 2062: 7.2646; 2063: 6.9861; 2064: 6.7076; 2065: 6.4292; 2066: 6.1507; 2067: 5.8723; 2068: 5.5938; 2069: 5.3154; 2070: 5.0369; 2071: 4.7584; 2072: 4.48; 2073: 4.2015; 2074: 3.9231; 2075: 0
|  | 2046 | -1.317% | 2046: 13.4524; 2047: 12.7119; 2048: 11.9785; 2049: 11.4286; 2050: 10.9475; 2051: 10.5179; 2052: 10.1915; 2053: 9.9168; 2054: 9.642; 2055: 9.3672; 2056: 9.0924; 2057: 8.8176; 2058: 8.5428; 2059: 8.268; 2060: 7.9932; 2061: 7.7184; 2062: 7.4437; 2063: 7.1689; 2064: 6.8941; 2065: 6.6193; 2066: 6.3445; 2067: 6.0697; 2068: 5.7949; 2069: 5.5201; 2070: 5.2453; 2071: 4.9706; 2072: 4.6958; 2073: 4.421; 2074: 4.1462; 2075: 3.8714 | 0 | 0 | 0 | 0
|  | 2047 | -1.317% | 2047: 13.2752; 2048: 12.5444; 2049: 11.8207; 2050: 11.2781; 2051: 10.8033; 2052: 10.3794; 2053: 10.0573; 2054: 9.7861; 2055: 9.515; 2056: 9.2438; 2057: 8.9726; 2058: 8.7014; 2059: 8.4303; 2060: 8.1591; 2061: 7.8879; 2062: 7.6168; 2063: 7.3456; 2064: 7.0744; 2065: 6.8033; 2066: 6.5321; 2067: 6.2609; 2068: 5.9898; 2069: 5.7186; 2070: 5.4474; 2071: 5.1763; 2072: 4.9051; 2073: 4.6339; 2074: 4.3627; 2075: 4.0916 | 3.8204 | 0 | 0 | 0
|  | 2048 | -1.317% | 2048: 13.1003; 2049: 12.3792; 2050: 11.665; 2051: 11.1295; 2052: 10.661; 2053: 10.2426; 2054: 9.9248; 2055: 9.6572; 2056: 9.3896; 2057: 9.122; 2058: 8.8544; 2059: 8.5868; 2060: 8.3192; 2061: 8.0516; 2062: 7.784; 2063: 7.5164; 2064: 7.2488; 2065: 6.9812; 2066: 6.7137; 2067: 6.4461; 2068: 6.1785; 2069: 5.9109; 2070: 5.6433; 2071: 5.3757; 2072: 5.1081; 2073: 4.8405; 2074: 4.5729; 2075: 4.3053 | 4.0377 | 3.7701 | 0 | 0
|  | 2049 | -1.317% | 2049: 12.9278; 2050: 12.2161; 2051: 11.5114; 2052: 10.9829; 2053: 10.5205; 2054: 10.1077; 2055: 9.7941; 2056: 9.53; 2057: 9.2659; 2058: 9.0019; 2059: 8.7378; 2060: 8.4737; 2061: 8.2096; 2062: 7.9456; 2063: 7.6815; 2064: 7.4174; 2065: 7.1534; 2066: 6.8893; 2067: 6.6252; 2068: 6.3611; 2069: 6.0971; 2070: 5.833; 2071: 5.5689; 2072: 5.3049; 2073: 5.0408; 2074: 4.7767; 2075: 4.5126 | 4.2486 | 3.9845 | 3.7204 | 0
|  | 2050 | -1.317% | 2050: 12.7575; 2051: 12.0552; 2052: 11.3597; 2053: 10.8382; 2054: 10.3819; 2055: 9.9746; 2056: 9.6651; 2057: 9.4045; 2058: 9.1439; 2059: 8.8833; 2060: 8.6227; 2061: 8.3621; 2062: 8.1015; 2063: 7.8409; 2064: 7.5803; 2065: 7.3197; 2066: 7.0591; 2067: 6.7985; 2068: 6.5379; 2069: 6.2774; 2070: 6.0168; 2071: 5.7562; 2072: 5.4956; 2073: 5.235; 2074: 4.9744; 2075: 4.7138 | 4.4532 | 4.1926 | 3.932 | 3.6714
Revenue Requirement by vintage year
2012 $/MW-wk
| Aurora Input |  | Levelized Cost | 2020 | 2021 | 2022 | 2023 | 2024 | 2025 | 2026 | 2027 | 2028 | 2029 | 2030 | 2031 | 2032 | 2033 | 2034 | 2035 | 2036 | 2037 | 2038 | 2039 | 2040 | 2041 | 2042 | 2043 | 2044 | 2045 | 2046 | 2047 | 2048 | 2049 | 2050 | 2051 | 2052 | 2053 | 2054 | 2055 | 2056 | 2057 | 2058 | 2059 | 2060 | 2061 | 2062 | 2063 | 2064 | 2065 | 2066 | 2067 | 2068 | 2069 | 2070 | 2071 | 2072 | 2073 | 2074 | 2075
|  | 2020 | 5026.5841 | 7575.6971 | 7158.6807 | 6745.6992 | 6436.0115 | 6165.0589 | 5923.1578 | 5739.3594 | 5584.6123 | 5429.8653 | 5275.1183 | 5120.3712 | 4965.6242 | 4810.8772 | 4656.1301 | 4501.3831 | 4346.6361 | 4191.889 | 4037.142 | 3882.395 | 3727.6479 | 3572.9009 | 3418.1538 | 3263.4068 | 3108.6598 | 2953.9127 | 2799.1657 | 2644.4187 | 2489.6716 | 2334.9246 | 2180.1776 | 0 | 0 | 0 | 0 | 0 | 0 | 0 | 0 | 0 | 0 | 0 | 0 | 0 | 0 | 0 | 0 | 0 | 0 | 0 | 0 | 0 | 0 | 0 | 0 | 0 | 0
|  | 2021 | 5026.5841 |  | 7575.6971 | 7158.6807 | 6745.6992 | 6436.0115 | 6165.0589 | 5923.1578 | 5739.3594 | 5584.6123 | 5429.8653 | 5275.1183 | 5120.3712 | 4965.6242 | 4810.8772 | 4656.1301 | 4501.3831 | 4346.6361 | 4191.889 | 4037.142 | 3882.395 | 3727.6479 | 3572.9009 | 3418.1538 | 3263.4068 | 3108.6598 | 2953.9127 | 2799.1657 | 2644.4187 | 2489.6716 | 2334.9246 | 2180.1776 | 0 | 0 | 0 | 0 | 0 | 0 | 0 | 0 | 0 | 0 | 0 | 0 | 0 | 0 | 0 | 0 | 0 | 0 | 0 | 0 | 0 | 0 | 0 | 0 | 0
|  | 2022 | 5026.5841 |  |  | 7575.6971 | 7158.6807 | 6745.6992 | 6436.0115 | 6165.0589 | 5923.1578 | 5739.3594 | 5584.6123 | 5429.8653 | 5275.1183 | 5120.3712 | 4965.6242 | 4810.8772 | 4656.1301 | 4501.3831 | 4346.6361 | 4191.889 | 4037.142 | 3882.395 | 3727.6479 | 3572.9009 | 3418.1538 | 3263.4068 | 3108.6598 | 2953.9127 | 2799.1657 | 2644.4187 | 2489.6716 | 2334.9246 | 2180.1776 | 0 | 0 | 0 | 0 | 0 | 0 | 0 | 0 | 0 | 0 | 0 | 0 | 0 | 0 | 0 | 0 | 0 | 0 | 0 | 0 | 0 | 0 | 0 | 0
|  | 2023 | 5026.5841 |  |  |  | 7575.6971 | 7158.6807 | 6745.6992 | 6436.0115 | 6165.0589 | 5923.1578 | 5739.3594 | 5584.6123 | 5429.8653 | 5275.1183 | 5120.3712 | 4965.6242 | 4810.8772 | 4656.1301 | 4501.3831 | 4346.6361 | 4191.889 | 4037.142 | 3882.395 | 3727.6479 | 3572.9009 | 3418.1538 | 3263.4068 | 3108.6598 | 2953.9127 | 2799.1657 | 2644.4187 | 2489.6716 | 2334.9246 | 2180.1776 | 0 | 0 | 0 | 0 | 0 | 0 | 0 | 0 | 0 | 0 | 0 | 0 | 0 | 0 | 0 | 0 | 0 | 0 | 0 | 0 | 0 | 0 | 0
|  | 2024 | 5026.5841 |  |  |  |  | 7575.6971 | 7158.6807 | 6745.6992 | 6436.0115 | 6165.0589 | 5923.1578 | 5739.3594 | 5584.6123 | 5429.8653 | 5275.1183 | 5120.3712 | 4965.6242 | 4810.8772 | 4656.1301 | 4501.3831 | 4346.6361 | 4191.889 | 4037.142 | 3882.395 | 3727.6479 | 3572.9009 | 3418.1538 | 3263.4068 | 3108.6598 | 2953.9127 | 2799.1657 | 2644.4187 | 2489.6716 | 2334.9246 | 2180.1776 | 0 | 0 | 0 | 0 | 0 | 0 | 0 | 0 | 0 | 0 | 0 | 0 | 0 | 0 | 0 | 0 | 0 | 0 | 0 | 0 | 0 | 0
|  | 2025 | 5026.5841 | [5 empty] | 7575.6971 | 7158.6807 | 6745.6992 | 6436.0115 | 6165.0589 | 5923.1578 | 5739.3594 | 5584.6123 | 5429.8653 | 5275.1183 | 5120.3712 | 4965.6242 | 4810.8772 | 4656.1301 | 4501.3831 | 4346.6361 | 4191.889 | 4037.142 | 3882.395 | 3727.6479 | 3572.9009 | 3418.1538 | 3263.4068 | 3108.6598 | 2953.9127 | 2799.1657 | 2644.4187 | 2489.6716 | 2334.9246 | 2180.1776 | 0 | 0 | 0 | 0 | 0 | 0 | 0 | 0 | 0 | 0 | 0 | 0 | 0 | 0 | 0 | 0 | 0 | 0 | 0 | 0 | 0
|  | 2026 | 4964.4637 | [6 empty] | 7482.0739 | 7070.2111 | 6662.3334 | 6356.4729 | 6088.8689 | 5849.9572 | 5668.4303 | 5515.5957 | 5362.7611 | 5209.9264 | 5057.0918 | 4904.2572 | 4751.4226 | 4598.588 | 4445.7534 | 4292.9188 | 4140.0841 | 3987.2495 | 3834.4149 | 3681.5803 | 3528.7457 | 3375.9111 | 3223.0765 | 3070.2418 | 2917.4072 | 2764.5726 | 2611.738 | 2458.9034 | 2306.0688 | 2153.2342 | 0 | 0 | 0 | 0 | 0 | 0 | 0 | 0 | 0 | 0 | 0 | 0 | 0 | 0 | 0 | 0 | 0 | 0 | 0 | 0
|  | 2027 | 4902.3434 | [7 empty] | 7388.4507 | 6981.7416 | 6578.9676 | 6276.9344 | 6012.6789 | 5776.7567 | 5597.5012 | 5446.579 | 5295.6568 | 5144.7346 | 4993.8124 | 4842.8902 | 4691.968 | 4541.0458 | 4390.1236 | 4239.2015 | 4088.2793 | 3937.3571 | 3786.4349 | 3635.5127 | 3484.5905 | 3333.6683 | 3182.7461 | 3031.8239 | 2880.9017 | 2729.9795 | 2579.0573 | 2428.1351 | 2277.2129 | 2126.2907 | 0 | 0 | 0 | 0 | 0 | 0 | 0 | 0 | 0 | 0 | 0 | 0 | 0 | 0 | 0 | 0 | 0 | 0 | 0
|  | 2028 | 4840.223 | [8 empty] | 7294.8275 | 6893.272 | 6495.6018 | 6197.3958 | 5936.4889 | 5703.5562 | 5526.5721 | 5377.5624 | 5228.5526 | 5079.5428 | 4930.533 | 4781.5233 | 4632.5135 | 4483.5037 | 4334.4939 | 4185.4842 | 4036.4744 | 3887.4646 | 3738.4548 | 3589.4451 | 3440.4353 | 3291.4255 | 3142.4157 | 2993.406 | 2844.3962 | 2695.3864 | 2546.3766 | 2397.3669 | 2248.3571 | 2099.3473 | 0 | 0 | 0 | 0 | 0 | 0 | 0 | 0 | 0 | 0 | 0 | 0 | 0 | 0 | 0 | 0 | 0 | 0
|  | 2029 | 4778.1027 | [9 empty] | 7201.2043 | 6804.8024 | 6412.236 | 6117.8573 | 5860.2988 | 5630.3557 | 5455.6431 | 5308.5457 | 5161.4483 | 5014.351 | 4867.2536 | 4720.1563 | 4573.0589 | 4425.9616 | 4278.8642 | 4131.7669 | 3984.6695 | 3837.5721 | 3690.4748 | 3543.3774 | 3396.2801 | 3249.1827 | 3102.0854 | 2954.988 | 2807.8907 | 2660.7933 | 2513.6959 | 2366.5986 | 2219.5012 | 2072.4039 | 0 | 0 | 0 | 0 | 0 | 0 | 0 | 0 | 0 | 0 | 0 | 0 | 0 | 0 | 0 | 0 | 0
|  | 2030 | 4715.9823 | [10 empty] | 7107.5811 | 6716.3329 | 6328.8703 | 6038.3187 | 5784.1088 | 5557.1551 | 5384.714 | 5239.529 | 5094.3441 | 4949.1592 | 4803.9742 | 4658.7893 | 4513.6044 | 4368.4194 | 4223.2345 | 4078.0496 | 3932.8646 | 3787.6797 | 3642.4947 | 3497.3098 | 3352.1249 | 3206.9399 | 3061.755 | 2916.5701 | 2771.3851 | 2626.2002 | 2481.0153 | 2335.8303 | 2190.6454 | 2045.4605 | 0 | 0 | 0 | 0 | 0 | 0 | 0 | 0 | 0 | 0 | 0 | 0 | 0 | 0 | 0 | 0
|  | 2031 | 4653.862 | [11 empty] | 7013.9579 | 6627.8633 | 6245.5045 | 5958.7801 | 5707.9188 | 5483.9546 | 5313.7849 | 5170.5124 | 5027.2399 | 4883.9673 | 4740.6948 | 4597.4223 | 4454.1498 | 4310.8773 | 4167.6048 | 4024.3323 | 3881.0597 | 3737.7872 | 3594.5147 | 3451.2422 | 3307.9697 | 3164.6972 | 3021.4246 | 2878.1521 | 2734.8796 | 2591.6071 | 2448.3346 | 2305.0621 | 2161.7896 | 2018.517 | 0 | 0 | 0 | 0 | 0 | 0 | 0 | 0 | 0 | 0 | 0 | 0 | 0 | 0 | 0
|  | 2032 | 4592.5599 | [12 empty] | 6921.5679 | 6540.5591 | 6163.2368 | 5880.2893 | 5632.7323 | 5411.7183 | 5243.7901 | 5102.4048 | 4961.0195 | 4819.6343 | 4678.249 | 4536.8637 | 4395.4784 | 4254.0931 | 4112.7078 | 3971.3225 | 3829.9372 | 3688.552 | 3547.1667 | 3405.7814 | 3264.3961 | 3123.0108 | 2981.6255 | 2840.2402 | 2698.855 | 2557.4697 | 2416.0844 | 2274.6991 | 2133.3138 | 1991.9285 | 0 | 0 | 0 | 0 | 0 | 0 | 0 | 0 | 0 | 0 | 0 | 0 | 0 | 0
|  | 2033 | 4532.0653 | [13 empty] | 6830.3949 | 6454.4049 | 6082.0528 | 5802.8323 | 5558.5363 | 5340.4335 | 5174.7173 | 5035.1944 | 4895.6715 | 4756.1486 | 4616.6257 | 4477.1027 | 4337.5798 | 4198.0569 | 4058.534 | 3919.0111 | 3779.4882 | 3639.9652 | 3500.4423 | 3360.9194 | 3221.3965 | 3081.8736 | 2942.3507 | 2802.8277 | 2663.3048 | 2523.7819 | 2384.259 | 2244.7361 | 2105.2132 | 1965.6902 | 0 | 0 | 0 | 0 | 0 | 0 | 0 | 0 | 0 | 0 | 0 | 0 | 0
|  | 2034 | 4472.3676 | [14 empty] | 6740.4229 | 6369.3855 | 6001.9381 | 5726.3957 | 5485.3176 | 5270.0877 | 5106.5544 | 4968.8693 | 4831.1842 | 4693.4992 | 4555.8141 | 4418.129 | 4280.4439 | 4142.7588 | 4005.0738 | 3867.3887 | 3729.7036 | 3592.0185 | 3454.3334 | 3316.6484 | 3178.9633 | 3041.2782 | 2903.5931 | 2765.908 | 2628.223 | 2490.5379 | 2352.8528 | 2215.1677 | 2077.4827 | 1939.7976 | 0 | 0 | 0 | 0 | 0 | 0 | 0 | 0 | 0 | 0 | 0 | 0
|  | 2035 | 4413.4562 | [15 empty] | 6651.636 | 6285.486 | 5922.8788 | 5650.9659 | 5413.0633 | 5200.6685 | 5039.2893 | 4903.4179 | 4767.5464 | 4631.675 | 4495.8035 | 4359.9321 | 4224.0606 | 4088.1892 | 3952.3177 | 3816.4463 | 3680.5748 | 3544.7034 | 3408.8319 | 3272.9605 | 3137.089 | 3001.2176 | 2865.3461 | 2729.4747 | 2593.6032 | 2457.7318 | 2321.8603 | 2185.9889 | 2050.1174 | 1914.246 | 0 | 0 | 0 | 0 | 0 | 0 | 0 | 0 | 0 | 0 | 0
|  | 2036 | 4355.3209 | [16 empty] | 6564.0187 | 6202.6917 | 5844.8608 | 5576.5296 | 5341.7608 | 5132.1638 | 4972.9103 | 4838.8286 | 4704.7469 | 4570.6651 | 4436.5834 | 4302.5017 | 4168.42 | 4034.3383 | 3900.2566 | 3766.1749 | 3632.0932 | 3498.0115 | 3363.9298 | 3229.848 | 3095.7663 | 2961.6846 | 2827.6029 | 2693.5212 | 2559.4395 | 2425.3578 | 2291.2761 | 2157.1944 | 2023.1127 | 1889.0309 | 0 | 0 | 0 | 0 | 0 | 0 | 0 | 0 | 0 | 0
|  | 2037 | 4297.9513 | [17 empty] | 6477.5554 | 6120.988 | 5767.8706 | 5503.0739 | 5271.3975 | 5064.5614 | 4907.4056 | 4775.0901 | 4642.7745 | 4510.459 | 4378.1434 | 4245.8279 | 4113.5123 | 3981.1968 | 3848.8812 | 3716.5657 | 3584.2501 | 3451.9346 | 3319.6191 | 3187.3035 | 3054.988 | 2922.6724 | 2790.3569 | 2658.0413 | 2525.7258 | 2393.4102 | 2261.0947 | 2128.7791 | 1996.4636 | 1864.1481 | 0 | 0 | 0 | 0 | 0 | 0 | 0 | 0 | 0
|  | 2038 | 4241.3373 | [18 empty] | 6392.2311 | 6040.3605 | 5691.8944 | 5430.5858 | 5201.9611 | 4997.8494 | 4842.7638 | 4712.1911 | 4581.6185 | 4451.0458 | 4320.4732 | 4189.9005 | 4059.3279 | 3928.7553 | 3798.1826 | 3667.61 | 3537.0373 | 3406.4647 | 3275.892 | 3145.3194 | 3014.7467 | 2884.1741 | 2753.6015 | 2623.0288 | 2492.4562 | 2361.8835 | 2231.3109 | 2100.7382 | 1970.1656 | 1839.5929 | 0 | 0 | 0 | 0 | 0 | 0 | 0 | 0
|  | 2039 | 4185.4692 | [19 empty] | 6308.0307 | 5960.795 | 5616.9191 | 5359.0524 | 5133.4393 | 4932.0162 | 4778.9734 | 4650.1207 | 4521.268 | 4392.4153 | 4263.5626 | 4134.7099 | 4005.8572 | 3877.0045 | 3748.1518 | 3619.2991 | 3490.4464 | 3361.5937 | 3232.741 | 3103.8883 | 2975.0356 | 2846.1829 | 2717.3302 | 2588.4775 | 2459.6248 | 2330.7721 | 2201.9194 | 2073.0667 | 1944.214 | 1815.3613 | 0 | 0 | 0 | 0 | 0 | 0 | 0
|  | 2040 | 4130.3369 | [20 empty] | 6224.9394 | 5882.2776 | 5542.9313 | 5288.4614 | 5065.8201 | 4867.0502 | 4716.0233 | 4588.8679 | 4461.7125 | 4334.5571 | 4207.4017 | 4080.2463 | 3953.0908 | 3825.9354 | 3698.78 | 3571.6246 | 3444.4692 | 3317.3138 | 3190.1584 | 3063.0029 | 2935.8475 | 2808.6921 | 2681.5367 | 2554.3813 | 2427.2259 | 2300.0704 | 2172.915 | 2045.7596 | 1918.6042 | 1791.4488 | 0 | 0 | 0 | 0 | 0 | 0
|  | 2041 | 4075.9309 | [21 empty] | 6142.9427 | 5804.7945 | 5469.9182 | 5218.8002 | 4999.0916 | 4802.94 | 4653.9025 | 4528.422 | 4402.9415 | 4277.461 | 4151.9805 | 4026.5 | 3901.0195 | 3775.5391 | 3650.0586 | 3524.5781 | 3399.0976 | 3273.6171 | 3148.1366 | 3022.6561 | 2897.1756 | 2771.6952 | 2646.2147 | 2520.7342 | 2395.2537 | 2269.7732 | 2144.2927 | 2018.8122 | 1893.3318 | 1767.8513 | 0 | 0 | 0 | 0 | 0
|  | 2042 | 4022.2415 | [22 empty] | 6062.026 | 5728.332 | 5397.8668 | 5150.0566 | 4933.242 | 4739.6742 | 4592.5998 | 4468.7722 | 4344.9446 | 4221.117 | 4097.2894 | 3973.4618 | 3849.6341 | 3725.8065 | 3601.9789 | 3478.1513 | 3354.3237 | 3230.496 | 3106.6684 | 2982.8408 | 2859.0132 | 2735.1856 | 2611.3579 | 2487.5303 | 2363.7027 | 2239.8751 | 2116.0475 | 1992.2198 | 1868.3922 | 1744.5646 | 0 | 0 | 0 | 0
|  | 2043 | 3969.2593 | 2043: 5982.1751; 2044: 5652.8767; 2045: 5326.7644; 2046: 5082.2185; 2047: 4868.2599; 2048: 4677.2418; 2049: 4532.1047; 2050: 4409.9082; 2051: 4287.7117; 2052: 4165.5152; 2053: 4043.3186; 2054: 3921.1221; 2055: 3798.9256; 2056: 3676.7291; 2057: 3554.5325; 2058: 3432.336; 2059: 3310.1395; 2060: 3187.943; 2061: 3065.7464; 2062: 2943.5499; 2063: 2821.3534; 2064: 2699.1569; 2065: 2576.9603; 2066: 2454.7638; 2067: 2332.5673; 2068: 2210.3708; 2069: 2088.1742; 2070: 1965.9777; 2071: 1843.7812; 2072: 1721.5847; 2073: 0; 2074: 0; 2075: 0
|  | 2044 | 3916.975 | 2044: 5903.3761; 2045: 5578.4153; 2046: 5256.5987; 2047: 5015.274; 2048: 4804.1337; 2049: 4615.6317; 2050: 4472.4065; 2051: 4351.8196; 2052: 4231.2327; 2053: 4110.6457; 2054: 3990.0588; 2055: 3869.4719; 2056: 3748.885; 2057: 3628.2981; 2058: 3507.7112; 2059: 3387.1242; 2060: 3266.5373; 2061: 3145.9504; 2062: 3025.3635; 2063: 2904.7766; 2064: 2784.1897; 2065: 2663.6028; 2066: 2543.0158; 2067: 2422.4289; 2068: 2301.842; 2069: 2181.2551; 2070: 2060.6682; 2071: 1940.0813; 2072: 1819.4944; 2073: 1698.9074; 2074: 0; 2075: 0
|  | 2045 | 3865.3794 | 2045: 5825.615; 2046: 5504.9347; 2047: 5187.3572; 2048: 4949.2112; 2049: 4740.8522; 2050: 4554.8332; 2051: 4413.4946; 2052: 4294.4961; 2053: 4175.4976; 2054: 4056.4991; 2055: 3937.5006; 2056: 3818.5021; 2057: 3699.5035; 2058: 3580.505; 2059: 3461.5065; 2060: 3342.508; 2061: 3223.5095; 2062: 3104.511; 2063: 2985.5125; 2064: 2866.514; 2065: 2747.5155; 2066: 2628.517; 2067: 2509.5185; 2068: 2390.52; 2069: 2271.5215; 2070: 2152.5229; 2071: 2033.5244; 2072: 1914.5259; 2073: 1795.5274; 2074: 1676.5289; 2075: 0 | 0 | 0 | 0 | 0
|  | 2046 | 3814.4635 | 2046: 5748.8783; 2047: 5432.4221; 2048: 5119.0277; 2049: 4884.0187; 2050: 4678.4042; 2051: 4494.8356; 2052: 4355.3587; 2053: 4237.9277; 2054: 4120.4967; 2055: 4003.0656; 2056: 3885.6346; 2057: 3768.2036; 2058: 3650.7726; 2059: 3533.3415; 2060: 3415.9105; 2061: 3298.4795; 2062: 3181.0485; 2063: 3063.6175; 2064: 2946.1864; 2065: 2828.7554; 2066: 2711.3244; 2067: 2593.8934; 2068: 2476.4623; 2069: 2359.0313; 2070: 2241.6003; 2071: 2124.1693; 2072: 2006.7382; 2073: 1889.3072; 2074: 1771.8762; 2075: 1654.4452 | 0 | 0 | 0 | 0
|  | 2047 | 3764.2182 | 2047: 5673.1523; 2048: 5360.8645; 2049: 5051.5984; 2050: 4819.685; 2051: 4616.7789; 2052: 4435.6283; 2053: 4297.9886; 2054: 4182.1044; 2055: 4066.2202; 2056: 3950.3361; 2057: 3834.4519; 2058: 3718.5677; 2059: 3602.6835; 2060: 3486.7993; 2061: 3370.9151; 2062: 3255.0309; 2063: 3139.1467; 2064: 3023.2626; 2065: 2907.3784; 2066: 2791.4942; 2067: 2675.61; 2068: 2559.7258; 2069: 2443.8416; 2070: 2327.9574; 2071: 2212.0733; 2072: 2096.1891; 2073: 1980.3049; 2074: 1864.4207; 2075: 1748.5365 | 1632.6523 | 0 | 0 | 0
|  | 2048 | 3714.6348 | 2048: 5598.4239; 2049: 5290.2496; 2050: 4985.0572; 2051: 4756.1986; 2052: 4555.9653; 2053: 4377.2008; 2054: 4241.3742; 2055: 4127.0165; 2056: 4012.6588; 2057: 3898.301; 2058: 3783.9433; 2059: 3669.5856; 2060: 3555.2279; 2061: 3440.8701; 2062: 3326.5124; 2063: 3212.1547; 2064: 3097.797; 2065: 2983.4392; 2066: 2869.0815; 2067: 2754.7238; 2068: 2640.3661; 2069: 2526.0083; 2070: 2411.6506; 2071: 2297.2929; 2072: 2182.9352; 2073: 2068.5774; 2074: 1954.2197; 2075: 1839.862 | 1725.5043 | 1611.1465 | 0 | 0
|  | 2049 | 3665.7045 | 2049: 5524.6797; 2050: 5220.5649; 2051: 4919.3925; 2052: 4693.5485; 2053: 4495.9527; 2054: 4319.543; 2055: 4185.5055; 2056: 4072.6542; 2057: 3959.8028; 2058: 3846.9514; 2059: 3734.1001; 2060: 3621.2487; 2061: 3508.3973; 2062: 3395.546; 2063: 3282.6946; 2064: 3169.8432; 2065: 3056.9918; 2066: 2944.1405; 2067: 2831.2891; 2068: 2718.4377; 2069: 2605.5864; 2070: 2492.735; 2071: 2379.8836; 2072: 2267.0322; 2073: 2154.1809; 2074: 2041.3295; 2075: 1928.4781 | 1815.6268 | 1702.7754 | 1589.924 | 0
|  | 2050 | 3617.4187 | 2050: 5451.907; 2051: 5151.798; 2052: 4854.5928; 2053: 4631.7237; 2054: 4436.7307; 2055: 4262.6447; 2056: 4130.3728; 2057: 4019.0079; 2058: 3907.6431; 2059: 3796.2782; 2060: 3684.9134; 2061: 3573.5485; 2062: 3462.1837; 2063: 3350.8188; 2064: 3239.4539; 2065: 3128.0891; 2066: 3016.7242; 2067: 2905.3594; 2068: 2793.9945; 2069: 2682.6296; 2070: 2571.2648; 2071: 2459.8999; 2072: 2348.5351; 2073: 2237.1702; 2074: 2125.8054; 2075: 2014.4405 | 1903.0756 | 1791.7108 | 1680.3459 | 1568.9811
|  | Annual Change (%) |  | 0% | 0% | 0% | 0% | 0% | 0% | -1.236% | -1.251% | -1.267% | -1.283% | -1.3% | -1.317% | -1.317% | -1.317% | -1.317% | -1.317% | -1.317% | -1.317% | -1.317% | -1.317% | -1.317% | -1.317% | -1.317% | -1.317% | -1.317% | -1.317% | -1.317% | -1.317% | -1.317% | -1.317% | -1.317% | 0% | 0% | 0% | 0% | 0% | 0% | 0% | 0% | 0% | 0% | 0% | 0% | 0% | 0% | 0% | 0% | 0% | 0% | 0% | 0% | 0% | 0% | 0% | 0% | 0%
|  | Levelized Capital Cost ($/MW-wk) |  | 5026.5841 | 5026.5841 | 5026.5841 | 5026.5841 | 5026.5841 | 5026.5841 | 4964.4637 | 4902.3434 | 4840.223 | 4778.1027 | 4715.9823 | 4653.862 | 4592.5599 | 4532.0653 | 4472.3676 | 4413.4562 | 4355.3209 | 4297.9513 | 4241.3373 | 4185.4692 | 4130.3369 | 4075.9309 | 4022.2415 | 3969.2593 | 3916.975 | 3865.3794 | 3814.4635 | 3764.2182 | 3714.6348 | 3665.7045 | 3617.4187 | 3617.4187 | 3617.4187 | 3617.4187 | 3617.4187 | 3617.4187 | 3617.4187 | 3617.4187 | 3617.4187 | 3617.4187 | 3617.4187 | 3617.4187 | 3617.4187 | 3617.4187 | 3617.4187 | 3617.4187 | 3617.4187 | 3617.4187 | 3617.4187 | 3617.4187 | 3617.4187 | 3617.4187 | 3617.4187 | 3617.4187 | 3617.4187 | 3617.4187
|  | Economic Life | 30
|  | check s/b 0 | 0
itc
Revenue Requirement by vintage year
2012 $/MW-wk
| Aurora Input |  | Levelized Cost | 2020 | 2021 | 2022 | 2023 | 2024 | 2025 | 2026 | 2027 | 2028 | 2029 | 2030 | 2031 | 2032 | 2033 | 2034 | 2035 | 2036 | 2037 | 2038 | 2039 | 2040 | 2041 | 2042 | 2043 | 2044 | 2045 | 2046 | Levelized | 2047 | 2048 | 2049 | 2050 | 2051 | 2052 | 2053 | 2054 | 2055 | 2056 | 2057 | 2058 | 2059 | 2060 | 2061 | 2062 | 2063 | 2064 | 2065 | 2066 | 2067 | 2068 | 2069 | 2070 | 2071 | 2072 | 2073 | 2074 | 2075 | 2076 | 2077 | 2078 | 2079
|  | 2020 | 5026.5841 | 7575.6971 | 7158.6807 | 6745.6992 | 6436.0115 | 6165.0589 | 5923.1578 | 5739.3594 | 5584.6123 | 5429.8653 | 5275.1183 | 5120.3712 | 4965.6242 | 4810.8772 | 4656.1301 | 4501.3831 | 4346.6361 | 4191.889 | 4037.142 | 3882.395 | 3727.6479 | 3572.9009 | 3418.1538 | 3263.4068 | 3108.6598 | 2953.9127 | 2799.1657 | 2644.4187 | 2339.2667 | 2489.6716 | 2334.9246 | 2180.1776 | 0 | 0 | 0 | 0 | 0 | 0 | 0 | 0 | 0 | 0 | 0 | 0 | 0 | 0 | 0 | 0 | 0 | 0 | 0 | 0 | 0 | 0 | 0 | 0 | 0 | 0 | 0 | 0 | 0 | 0
|  | 2021 | 5026.5841 |  | 7575.6971 | 7158.6807 | 6745.6992 | 6436.0115 | 6165.0589 | 5923.1578 | 5739.3594 | 5584.6123 | 5429.8653 | 5275.1183 | 5120.3712 | 4965.6242 | 4810.8772 | 4656.1301 | 4501.3831 | 4346.6361 | 4191.889 | 4037.142 | 3882.395 | 3727.6479 | 3572.9009 | 3418.1538 | 3263.4068 | 3108.6598 | 2953.9127 | 2799.1657 | 2420.4378 | 2644.4187 | 2489.6716 | 2334.9246 | 2180.1776 | 0 | 0 | 0 | 0 | 0 | 0 | 0 | 0 | 0 | 0 | 0 | 0 | 0 | 0 | 0 | 0 | 0 | 0 | 0 | 0 | 0 | 0 | 0 | 0 | 0 | 0 | 0 | 0 | 0
|  | 2022 | 5026.5841 |  |  | 7575.6971 | 7158.6807 | 6745.6992 | 6436.0115 | 6165.0589 | 5923.1578 | 5739.3594 | 5584.6123 | 5429.8653 | 5275.1183 | 5120.3712 | 4965.6242 | 4810.8772 | 4656.1301 | 4501.3831 | 4346.6361 | 4191.889 | 4037.142 | 3882.395 | 3727.6479 | 3572.9009 | 3418.1538 | 3263.4068 | 3108.6598 | 2953.9127 | 2502.6917 | 2799.1657 | 2644.4187 | 2489.6716 | 2334.9246 | 2180.1776 | 0 | 0 | 0 | 0 | 0 | 0 | 0 | 0 | 0 | 0 | 0 | 0 | 0 | 0 | 0 | 0 | 0 | 0 | 0 | 0 | 0 | 0 | 0 | 0 | 0 | 0 | 0 | 0
|  | 2023 | 5026.5841 |  |  |  | 7575.6971 | 7158.6807 | 6745.6992 | 6436.0115 | 6165.0589 | 5923.1578 | 5739.3594 | 5584.6123 | 5429.8653 | 5275.1183 | 5120.3712 | 4965.6242 | 4810.8772 | 4656.1301 | 4501.3831 | 4346.6361 | 4191.889 | 4037.142 | 3882.395 | 3727.6479 | 3572.9009 | 3418.1538 | 3263.4068 | 3108.6598 | 2586.0266 | 2953.9127 | 2799.1657 | 2644.4187 | 2489.6716 | 2334.9246 | 2180.1776 | 0 | 0 | 0 | 0 | 0 | 0 | 0 | 0 | 0 | 0 | 0 | 0 | 0 | 0 | 0 | 0 | 0 | 0 | 0 | 0 | 0 | 0 | 0 | 0 | 0 | 0 | 0
|  | 2024 | 5026.5841 |  |  |  |  | 7575.6971 | 7158.6807 | 6745.6992 | 6436.0115 | 6165.0589 | 5923.1578 | 5739.3594 | 5584.6123 | 5429.8653 | 5275.1183 | 5120.3712 | 4965.6242 | 4810.8772 | 4656.1301 | 4501.3831 | 4346.6361 | 4191.889 | 4037.142 | 3882.395 | 3727.6479 | 3572.9009 | 3418.1538 | 3263.4068 | 2670.4404 | 3108.6598 | 2953.9127 | 2799.1657 | 2644.4187 | 2489.6716 | 2334.9246 | 2180.1776 | 0 | 0 | 0 | 0 | 0 | 0 | 0 | 0 | 0 | 0 | 0 | 0 | 0 | 0 | 0 | 0 | 0 | 0 | 0 | 0 | 0 | 0 | 0 | 0 | 0 | 0
|  | 2025 | 5026.5841 | [5 empty] | 7575.6971 | 7158.6807 | 6745.6992 | 6436.0115 | 6165.0589 | 5923.1578 | 5739.3594 | 5584.6123 | 5429.8653 | 5275.1183 | 5120.3712 | 4965.6242 | 4810.8772 | 4656.1301 | 4501.3831 | 4346.6361 | 4191.889 | 4037.142 | 3882.395 | 3727.6479 | 3572.9009 | 3418.1538 | 2755.9306 | 3263.4068 | 3108.6598 | 2953.9127 | 2799.1657 | 2644.4187 | 2489.6716 | 2334.9246 | 2180.1776 | 0 | 0 | 0 | 0 | 0 | 0 | 0 | 0 | 0 | 0 | 0 | 0 | 0 | 0 | 0 | 0 | 0 | 0 | 0 | 0 | 0 | 0 | 0 | 0 | 0
|  | 2026 | 4964.4637 | [6 empty] | 7575.6971 | 7158.6807 | 6745.6992 | 6436.0115 | 6165.0589 | 5923.1578 | 5739.3594 | 5584.6123 | 5429.8653 | 5275.1183 | 5120.3712 | 4965.6242 | 4810.8772 | 4656.1301 | 4501.3831 | 4346.6361 | 4191.889 | 4037.142 | 3882.395 | 3727.6479 | 3572.9009 | 2842.4944 | 3418.1538 | 3263.4068 | 3108.6598 | 2953.9127 | 2799.1657 | 2644.4187 | 2489.6716 | 2334.9246 | 2180.1776 | 0 | 0 | 0 | 0 | 0 | 0 | 0 | 0 | 0 | 0 | 0 | 0 | 0 | 0 | 0 | 0 | 0 | 0 | 0 | 0 | 0 | 0 | 0 | 0
|  | 2027 | 4902.3434 | [7 empty] | 7575.6971 | 7158.6807 | 6745.6992 | 6436.0115 | 6165.0589 | 5923.1578 | 5739.3594 | 5584.6123 | 5429.8653 | 5275.1183 | 5120.3712 | 4965.6242 | 4810.8772 | 4656.1301 | 4501.3831 | 4346.6361 | 4191.889 | 4037.142 | 3882.395 | 3727.6479 | 2930.1285 | 3572.9009 | 3418.1538 | 3263.4068 | 3108.6598 | 2953.9127 | 2799.1657 | 2644.4187 | 2489.6716 | 2334.9246 | 2180.1776 | 0 | 0 | 0 | 0 | 0 | 0 | 0 | 0 | 0 | 0 | 0 | 0 | 0 | 0 | 0 | 0 | 0 | 0 | 0 | 0 | 0 | 0 | 0
|  | 2028 | 4840.223 | [8 empty] | 7482.0739 | 7070.2111 | 6662.3334 | 6356.4729 | 6088.8689 | 5849.9572 | 5668.4303 | 5515.5957 | 5362.7611 | 5209.9264 | 5057.0918 | 4904.2572 | 4751.4226 | 4598.588 | 4445.7534 | 4292.9188 | 4140.0841 | 3987.2495 | 3834.4149 | 2981.5217 | 3681.5803 | 3528.7457 | 3375.9111 | 3223.0765 | 3070.2418 | 2917.4072 | 2764.5726 | 2611.738 | 2458.9034 | 2306.0688 | 2153.2342 | 0 | 0 | 0 | 0 | 0 | 0 | 0 | 0 | 0 | 0 | 0 | 0 | 0 | 0 | 0 | 0 | 0 | 0 | 0 | 0 | 0 | 0
|  | 2029 | 4778.1027 | [9 empty] | 7388.4507 | 6981.7416 | 6578.9676 | 6276.9344 | 6012.6789 | 5776.7567 | 5597.5012 | 5446.579 | 5295.6568 | 5144.7346 | 4993.8124 | 4842.8902 | 4691.968 | 4541.0458 | 4390.1236 | 4239.2015 | 4088.2793 | 3937.3571 | 3031.7589 | 3786.4349 | 3635.5127 | 3484.5905 | 3333.6683 | 3182.7461 | 3031.8239 | 2880.9017 | 2729.9795 | 2579.0573 | 2428.1351 | 2277.2129 | 2126.2907 | 0 | 0 | 0 | 0 | 0 | 0 | 0 | 0 | 0 | 0 | 0 | 0 | 0 | 0 | 0 | 0 | 0 | 0 | 0 | 0 | 0
|  | 2030 | 4715.9823 | [10 empty] | 7294.8275 | 6893.272 | 6495.6018 | 6197.3958 | 5936.4889 | 5703.5562 | 5526.5721 | 5377.5624 | 5228.5526 | 5079.5428 | 4930.533 | 4781.5233 | 4632.5135 | 4483.5037 | 4334.4939 | 4185.4842 | 4036.4744 | 3080.7968 | 3887.4646 | 3738.4548 | 3589.4451 | 3440.4353 | 3291.4255 | 3142.4157 | 2993.406 | 2844.3962 | 2695.3864 | 2546.3766 | 2397.3669 | 2248.3571 | 2099.3473 | 0 | 0 | 0 | 0 | 0 | 0 | 0 | 0 | 0 | 0 | 0 | 0 | 0 | 0 | 0 | 0 | 0 | 0 | 0 | 0
|  | 2031 | 4653.862 | [11 empty] | 7201.2043 | 6804.8024 | 6412.236 | 6117.8573 | 5860.2988 | 5630.3557 | 5455.6431 | 5308.5457 | 5161.4483 | 5014.351 | 4867.2536 | 4720.1563 | 4573.0589 | 4425.9616 | 4278.8642 | 4131.7669 | 3128.5916 | 3984.6695 | 3837.5721 | 3690.4748 | 3543.3774 | 3396.2801 | 3249.1827 | 3102.0854 | 2954.988 | 2807.8907 | 2660.7933 | 2513.6959 | 2366.5986 | 2219.5012 | 2072.4039 | 0 | 0 | 0 | 0 | 0 | 0 | 0 | 0 | 0 | 0 | 0 | 0 | 0 | 0 | 0 | 0 | 0 | 0 | 0
|  | 2032 | 4592.5599 | [12 empty] | 7107.5811 | 6716.3329 | 6328.8703 | 6038.3187 | 5784.1088 | 5557.1551 | 5384.714 | 5239.529 | 5094.3441 | 4949.1592 | 4803.9742 | 4658.7893 | 4513.6044 | 4368.4194 | 4223.2345 | 3175.0996 | 4078.0496 | 3932.8646 | 3787.6797 | 3642.4947 | 3497.3098 | 3352.1249 | 3206.9399 | 3061.755 | 2916.5701 | 2771.3851 | 2626.2002 | 2481.0153 | 2335.8303 | 2190.6454 | 2045.4605 | 0 | 0 | 0 | 0 | 0 | 0 | 0 | 0 | 0 | 0 | 0 | 0 | 0 | 0 | 0 | 0 | 0 | 0
|  | 2033 | 4532.0653 | [13 empty] | 7013.9579 | 6627.8633 | 6245.5045 | 5958.7801 | 5707.9188 | 5483.9546 | 5313.7849 | 5170.5124 | 5027.2399 | 4883.9673 | 4740.6948 | 4597.4223 | 4454.1498 | 4310.8773 | 3220.2769 | 4167.6048 | 4024.3323 | 3881.0597 | 3737.7872 | 3594.5147 | 3451.2422 | 3307.9697 | 3164.6972 | 3021.4246 | 2878.1521 | 2734.8796 | 2591.6071 | 2448.3346 | 2305.0621 | 2161.7896 | 2018.517 | 0 | 0 | 0 | 0 | 0 | 0 | 0 | 0 | 0 | 0 | 0 | 0 | 0 | 0 | 0 | 0 | 0
|  | 2034 | 4472.3676 | [14 empty] | 6921.5679 | 6540.5591 | 6163.2368 | 5880.2893 | 5632.7323 | 5411.7183 | 5243.7901 | 5102.4048 | 4961.0195 | 4819.6343 | 4678.249 | 4536.8637 | 4395.4784 | 3264.6613 | 4254.0931 | 4112.7078 | 3971.3225 | 3829.9372 | 3688.552 | 3547.1667 | 3405.7814 | 3264.3961 | 3123.0108 | 2981.6255 | 2840.2402 | 2698.855 | 2557.4697 | 2416.0844 | 2274.6991 | 2133.3138 | 1991.9285 | 0 | 0 | 0 | 0 | 0 | 0 | 0 | 0 | 0 | 0 | 0 | 0 | 0 | 0 | 0 | 0
|  | 2035 | 4413.4562 | [15 empty] | 6830.3949 | 6454.4049 | 6082.0528 | 5802.8323 | 5558.5363 | 5340.4335 | 5174.7173 | 5035.1944 | 4895.6715 | 4756.1486 | 4616.6257 | 4477.1027 | 3308.2481 | 4337.5798 | 4198.0569 | 4058.534 | 3919.0111 | 3779.4882 | 3639.9652 | 3500.4423 | 3360.9194 | 3221.3965 | 3081.8736 | 2942.3507 | 2802.8277 | 2663.3048 | 2523.7819 | 2384.259 | 2244.7361 | 2105.2132 | 1965.6902 | 0 | 0 | 0 | 0 | 0 | 0 | 0 | 0 | 0 | 0 | 0 | 0 | 0 | 0 | 0
|  | 2036 | 4355.3209 | [16 empty] | 6740.4229 | 6369.3855 | 6001.9381 | 5726.3957 | 5485.3176 | 5270.0877 | 5106.5544 | 4968.8693 | 4831.1842 | 4693.4992 | 4555.8141 | 3351.0326 | 4418.129 | 4280.4439 | 4142.7588 | 4005.0738 | 3867.3887 | 3729.7036 | 3592.0185 | 3454.3334 | 3316.6484 | 3178.9633 | 3041.2782 | 2903.5931 | 2765.908 | 2628.223 | 2490.5379 | 2352.8528 | 2215.1677 | 2077.4827 | 1939.7976 | 0 | 0 | 0 | 0 | 0 | 0 | 0 | 0 | 0 | 0 | 0 | 0 | 0 | 0
|  | 2037 | 4297.9513 | [17 empty] | 6651.636 | 6285.486 | 5922.8788 | 5650.9659 | 5413.0633 | 5200.6685 | 5039.2893 | 4903.4179 | 4767.5464 | 4631.675 | 3393.0105 | 4495.8035 | 4359.9321 | 4224.0606 | 4088.1892 | 3952.3177 | 3816.4463 | 3680.5748 | 3544.7034 | 3408.8319 | 3272.9605 | 3137.089 | 3001.2176 | 2865.3461 | 2729.4747 | 2593.6032 | 2457.7318 | 2321.8603 | 2185.9889 | 2050.1174 | 1914.246 | 0 | 0 | 0 | 0 | 0 | 0 | 0 | 0 | 0 | 0 | 0 | 0 | 0
|  | 2038 | 4241.3373 | [18 empty] | 6564.0187 | 6202.6917 | 5844.8608 | 5576.5296 | 5341.7608 | 5132.1638 | 4972.9103 | 4838.8286 | 4704.7469 | 3434.1779 | 4570.6651 | 4436.5834 | 4302.5017 | 4168.42 | 4034.3383 | 3900.2566 | 3766.1749 | 3632.0932 | 3498.0115 | 3363.9298 | 3229.848 | 3095.7663 | 2961.6846 | 2827.6029 | 2693.5212 | 2559.4395 | 2425.3578 | 2291.2761 | 2157.1944 | 2023.1127 | 1889.0309 | 0 | 0 | 0 | 0 | 0 | 0 | 0 | 0 | 0 | 0 | 0 | 0
|  | 2039 | 4185.4692 | [19 empty] | 6477.5554 | 6120.988 | 5767.8706 | 5503.0739 | 5271.3975 | 5064.5614 | 4907.4056 | 4775.0901 | 3474.5312 | 4642.7745 | 4510.459 | 4378.1434 | 4245.8279 | 4113.5123 | 3981.1968 | 3848.8812 | 3716.5657 | 3584.2501 | 3451.9346 | 3319.6191 | 3187.3035 | 3054.988 | 2922.6724 | 2790.3569 | 2658.0413 | 2525.7258 | 2393.4102 | 2261.0947 | 2128.7791 | 1996.4636 | 1864.1481 | 0 | 0 | 0 | 0 | 0 | 0 | 0 | 0 | 0 | 0 | 0
|  | 2040 | 4130.3369 | [20 empty] | 6392.2311 | 6040.3605 | 5691.8944 | 5430.5858 | 5201.9611 | 4997.8494 | 4842.7638 | 3514.067 | 4712.1911 | 4581.6185 | 4451.0458 | 4320.4732 | 4189.9005 | 4059.3279 | 3928.7553 | 3798.1826 | 3667.61 | 3537.0373 | 3406.4647 | 3275.892 | 3145.3194 | 3014.7467 | 2884.1741 | 2753.6015 | 2623.0288 | 2492.4562 | 2361.8835 | 2231.3109 | 2100.7382 | 1970.1656 | 1839.5929 | 0 | 0 | 0 | 0 | 0 | 0 | 0 | 0 | 0 | 0
|  | 2041 | 4075.9309 | [21 empty] | 6308.0307 | 5960.795 | 5616.9191 | 5359.0524 | 5133.4393 | 4932.0162 | 3552.7823 | 4778.9734 | 4650.1207 | 4521.268 | 4392.4153 | 4263.5626 | 4134.7099 | 4005.8572 | 3877.0045 | 3748.1518 | 3619.2991 | 3490.4464 | 3361.5937 | 3232.741 | 3103.8883 | 2975.0356 | 2846.1829 | 2717.3302 | 2588.4775 | 2459.6248 | 2330.7721 | 2201.9194 | 2073.0667 | 1944.214 | 1815.3613 | 0 | 0 | 0 | 0 | 0 | 0 | 0 | 0 | 0
|  | 2042 | 4022.2415 | [22 empty] | 6224.9394 | 5882.2776 | 5542.9313 | 5288.4614 | 5065.8201 | 3592.1861 | 4867.0502 | 4716.0233 | 4588.8679 | 4461.7125 | 4334.5571 | 4207.4017 | 4080.2463 | 3953.0908 | 3825.9354 | 3698.78 | 3571.6246 | 3444.4692 | 3317.3138 | 3190.1584 | 3063.0029 | 2935.8475 | 2808.6921 | 2681.5367 | 2554.3813 | 2427.2259 | 2300.0704 | 2172.915 | 2045.7596 | 1918.6042 | 1791.4488 | 0 | 0 | 0 | 0 | 0 | 0 | 0 | 0
|  | 2043 | 3969.2593 | [23 empty] | 6142.9427 | 5804.7945 | 5469.9182 | 5218.8002 | 3634.9789 | 4999.0916 | 4802.94 | 4653.9025 | 4528.422 | 4402.9415 | 4277.461 | 4151.9805 | 4026.5 | 3901.0195 | 3775.5391 | 3650.0586 | 3524.5781 | 3399.0976 | 3273.6171 | 3148.1366 | 3022.6561 | 2897.1756 | 2771.6952 | 2646.2147 | 2520.7342 | 2395.2537 | 2269.7732 | 2144.2927 | 2018.8122 | 1893.3318 | 1767.8513 | 0 | 0 | 0 | 0 | 0 | 0 | 0
|  | 2044 | 3916.975 | [24 empty] | 6062.026 | 5728.332 | 5397.8668 | 3681.9782 | 5150.0566 | 4933.242 | 4739.6742 | 4592.5998 | 4468.7722 | 4344.9446 | 4221.117 | 4097.2894 | 3973.4618 | 3849.6341 | 3725.8065 | 3601.9789 | 3478.1513 | 3354.3237 | 3230.496 | 3106.6684 | 2982.8408 | 2859.0132 | 2735.1856 | 2611.3579 | 2487.5303 | 2363.7027 | 2239.8751 | 2116.0475 | 1992.2198 | 1868.3922 | 1744.5646 | 0 | 0 | 0 | 0 | 0 | 0
|  | 2045 | 3865.3794 | [25 empty] | 5982.1751 | 5652.8767 | 3734.306 | 5326.7644 | 5082.2185 | 4868.2599 | 4677.2418 | 4532.1047 | 4409.9082 | 4287.7117 | 4165.5152 | 4043.3186 | 3921.1221 | 3798.9256 | 3676.7291 | 3554.5325 | 3432.336 | 3310.1395 | 3187.943 | 3065.7464 | 2943.5499 | 2821.3534 | 2699.1569 | 2576.9603 | 2454.7638 | 2332.5673 | 2210.3708 | 2088.1742 | 1965.9777 | 1843.7812 | 1721.5847 | 0 | 0 | 0 | 0 | 0
|  | 2046 | 3814.4635 | [26 empty] | 5903.3761 | 3795.8264 | 5578.4153 | 5256.5987 | 5015.274 | 4804.1337 | 4615.6317 | 4472.4065 | 4351.8196 | 4231.2327 | 4110.6457 | 3990.0588 | 3869.4719 | 3748.885 | 3628.2981 | 3507.7112 | 3387.1242 | 3266.5373 | 3145.9504 | 3025.3635 | 2904.7766 | 2784.1897 | 2663.6028 | 2543.0158 | 2422.4289 | 2301.842 | 2181.2551 | 2060.6682 | 1940.0813 | 1819.4944 | 1698.9074 | 0 | 0 | 0 | 0
|  | 2047 | 3764.2182 | [27 empty] | 3865.3794 | 5825.615 | 5504.9347 | 5187.3572 | 4949.2112 | 4740.8522 | 4554.8332 | 4413.4946 | 4294.4961 | 4175.4976 | 4056.4991 | 3937.5006 | 3818.5021 | 3699.5035 | 3580.505 | 3461.5065 | 3342.508 | 3223.5095 | 3104.511 | 2985.5125 | 2866.514 | 2747.5155 | 2628.517 | 2509.5185 | 2390.52 | 2271.5215 | 2152.5229 | 2033.5244 | 1914.5259 | 1795.5274 | 1676.5289 | 0 | 0 | 0
|  | 2048 | 3714.6348 | [27 empty] | 3814.4635 |  | 5748.8783 | 5432.4221 | 5119.0277 | 4884.0187 | 4678.4042 | 4494.8356 | 4355.3587 | 4237.9277 | 4120.4967 | 4003.0656 | 3885.6346 | 3768.2036 | 3650.7726 | 3533.3415 | 3415.9105 | 3298.4795 | 3181.0485 | 3063.6175 | 2946.1864 | 2828.7554 | 2711.3244 | 2593.8934 | 2476.4623 | 2359.0313 | 2241.6003 | 2124.1693 | 2006.7382 | 1889.3072 | 1771.8762 | 1654.4452 | 0 | 0
|  | 2049 | 3665.7045 | [27 empty] | 3764.2182 |  |  | 5673.1523 | 5360.8645 | 5051.5984 | 4819.685 | 4616.7789 | 4435.6283 | 4297.9886 | 4182.1044 | 4066.2202 | 3950.3361 | 3834.4519 | 3718.5677 | 3602.6835 | 3486.7993 | 3370.9151 | 3255.0309 | 3139.1467 | 3023.2626 | 2907.3784 | 2791.4942 | 2675.61 | 2559.7258 | 2443.8416 | 2327.9574 | 2212.0733 | 2096.1891 | 1980.3049 | 1864.4207 | 1748.5365 | 1632.6523 | 0
|  | 2050 | 3617.4187 | [27 empty] | 3714.6348 |  |  |  | 5598.4239 | 5290.2496 | 4985.0572 | 4756.1986 | 4555.9653 | 4377.2008 | 4241.3742 | 4127.0165 | 4012.6588 | 3898.301 | 3783.9433 | 3669.5856 | 3555.2279 | 3440.8701 | 3326.5124 | 3212.1547 | 3097.797 | 2983.4392 | 2869.0815 | 2754.7238 | 2640.3661 | 2526.0083 | 2411.6506 | 2297.2929 | 2182.9352 | 2068.5774 | 1954.2197 | 1839.862 | 1725.5043 | 1611.1465
|  |  |  | 30% | 30% | 30% | 30% | 26% | 22% | 10% | 10% | 10% | 10% | 10% | 10% | 10% | 10% | 10% | 10% | 10% | 10% | 10% | 10% | 10% | 10% | 10% | 10% | 10% | 10% | 10% | 10% | 10% | 10% | 10% | 10% | 10% | 10% | 10% | 10% | 10% | 10% | 10% | 10% | 10% | 10% | 10% | 10% | 10% | 10% | 10% | 10% | 10% | 10% | 10% | 10% | 10% | 10% | 10% | 10%
ITC
| 2020-2023 | 30% |  | 46.0884 | [27 empty] | 2064: 0; 2065: 0; 2066: 0; 2067: 0; 2068: 0; 2069: 0; 2070: 0; 2071: 0; 2072: 0
| 2024 | 26% |  | 39.9433 | [27 empty] | 2056: 0; 2057: 0; 2058: 0; 2059: 0; 2060: 0; 2061: 0; 2062: 0; 2063: 0; 2064: 0; 2065: 0; 2066: 0; 2067: 0; 2068: 0; 2069: 0; 2070: 0; 2071: 0; 2072: 0; 2073: 0; 2074: 0
| 2025 | 22% |  | 33.7981 | [27 empty] | 2056: 0; 2057: 0; 2058: 0; 2059: 0; 2060: 0; 2061: 0; 2062: 0; 2063: 0; 2064: 0; 2065: 0; 2066: 0; 2067: 0; 2068: 0; 2069: 0; 2070: 0; 2071: 0; 2072: 0; 2073: 0; 2074: 0
| Start 2026 | 10% |  | 15.3628 | [27 empty] | 2056: 0; 2057: 0; 2058: 0; 2059: 0; 2060: 0; 2061: 0; 2062: 0; 2063: 0; 2064: 0; 2065: 0; 2066: 0; 2067: 0; 2068: 0; 2069: 0; 2070: 0; 2071: 0; 2072: 0; 2073: 0; 2074: 0
[41 empty] | 0 | 0 | 0 | 0 | 0 | 0 | 0 | 0 | 0 | 0 | 0 | 0 | 0 | 0 | 0 | 0 | 0 | 0 | 0
[41 empty] | 0 | 0 | 0 | 0 | 0 | 0 | 0 | 0 | 0 | 0 | 0 | 0 | 0 | 0 | 0 | 0 | 0 | 0 | 0
Amortization
|  | 30% |  | 2.3044 | 2.3044 | 2.3044 | 2.3044 | 2.3044 | 2.3044 | 2.3044 | 2.3044 | 2.3044 | 2.3044 | 2.3044 | 2.3044 | 2.3044 | 2.3044 | 2.3044 | 2.3044 | 2.3044 | 2.3044 | 2.3044 | 2.3044 | 2.3044 | 2.3044 | 2.3044 | 2.3044 | 2.3044 | 2.3044 | 2.3044 | 2.3044 | 2.3044 | 2.3044 | 2.3044 | 2.3044 | 2.3044 | 2.3044 | 2.3044 | 2.3044 | 2.3044 | 2.3044 | 2.3044 | 2.3044 | 2.3044 | 2.3044 | 2.3044 | 2.3044 | 2.3044 | 2.3044 | 2.3044 | 2.3044 | 2.3044 | 2.3044 | 2.3044 | 2.3044 | 2.3044 | 2.3044 | 2.3044 | 2.3044
|  | 26% |  | 1.9972 | 1.9972 | 1.9972 | 1.9972 | 1.9972 | 1.9972 | 1.9972 | 1.9972 | 1.9972 | 1.9972 | 1.9972 | 1.9972 | 1.9972 | 1.9972 | 1.9972 | 1.9972 | 1.9972 | 1.9972 | 1.9972 | 1.9972 | 1.9972 | 1.9972 | 1.9972 | 1.9972 | 1.9972 | 1.9972 | 1.9972 | 1.9972 | 1.9972 | 1.9972 | 1.9972 | 1.9972 | 1.9972 | 1.9972 | 1.9972 | 1.9972 | 1.9972 | 1.9972 | 1.9972 | 1.9972 | 1.9972 | 1.9972 | 1.9972 | 1.9972 | 1.9972 | 1.9972 | 1.9972 | 1.9972 | 1.9972 | 1.9972 | 1.9972 | 1.9972 | 1.9972 | 1.9972 | 1.9972 | 1.9972
|  | 22% |  | 1.6899 | 1.6899 | 1.6899 | 1.6899 | 1.6899 | 1.6899 | 1.6899 | 1.6899 | 1.6899 | 1.6899 | 1.6899 | 1.6899 | 1.6899 | 1.6899 | 1.6899 | 1.6899 | 1.6899 | 1.6899 | 1.6899 | 1.6899 | 1.6899 | 1.6899 | 1.6899 | 1.6899 | 1.6899 | 1.6899 | 1.6899 | 1.6899 | 1.6899 | 1.6899 | 1.6899 | 1.6899 | 1.6899 | 1.6899 | 1.6899 | 1.6899 | 1.6899 | 1.6899 | 1.6899 | 1.6899 | 1.6899 | 1.6899 | 1.6899 | 1.6899 | 1.6899 | 1.6899 | 1.6899 | 1.6899 | 1.6899 | 1.6899 | 1.6899 | 1.6899 | 1.6899 | 1.6899 | 1.6899 | 1.6899
|  | 10% |  | 0.76814 | 0.76814 | 0.76814 | 0.76814 | 0.76814 | 0.76814 | 0.76814 | 0.76814 | 0.76814 | 0.76814 | 0.76814 | 0.76814 | 0.76814 | 0.76814 | 0.76814 | 0.76814 | 0.76814 | 0.76814 | 0.76814 | 0.76814 | 0.76814 | 0.76814 | 0.76814 | 0.76814 | 0.76814 | 0.76814 | 0.76814 | 0.76814 | 0.76814 | 0.76814 | 0.76814 | 0.76814 | 0.76814 | 0.76814 | 0.76814 | 0.76814 | 0.76814 | 0.76814 | 0.76814 | 0.76814 | 0.76814 | 0.76814 | 0.76814 | 0.76814 | 0.76814 | 0.76814 | 0.76814 | 0.76814 | 0.76814 | 0.76814 | 0.76814 | 0.76814 | 0.76814 | 0.76814 | 0.76814 | 0.76814
|  |  |  | 2020 | 2021 | 2022 | 2023 | 2024 | 2025 | 2026 | 2027 | 2028 | 2029 | 2030 | 2031 | 2032 | 2033 | 2034 | 2035 | 2036 | 2037 | 2038 | 2039 | 2040 | 2041 | 2042 | 2043 | 2044 | 2045 | 2046 | 2047 | 2048 | 2049 | 2050 | 2051 | 2052 | 2053 | 2054 | 2055 | 2056 | 2057 | 2058 | 2059 | 2060 | 2061 | 2062 | 2063 | 2064 | 2065 | 2066 | 2067 | 2068 | 2069 | 2070 | 2071 | 2072 | 2073 | 2074 | 2075
|  | ITC Base |  | 46.0884 | 46.0884 | 46.0884 | 46.0884 | 46.0884 | 46.0884 | 46.0884 | 46.0884 | 46.0884 | 46.0884 | 46.0884 | 46.0884 | 46.0884 | 46.0884 | 46.0884 | 46.0884 | 46.0884 | 46.0884 | 46.0884 | 46.0884 | 46.0884 | 46.0884 | 46.0884 | 46.0884 | 46.0884 | 46.0884 | 46.0884 | 46.0884 | 46.0884 | 46.0884 | 46.0884 | 46.0884 | 46.0884 | 46.0884 | 46.0884 | 46.0884 | 46.0884 | 46.0884 | 46.0884 | 46.0884 | 46.0884 | 46.0884 | 46.0884 | 46.0884 | 46.0884 | 46.0884 | 46.0884 | 46.0884 | 46.0884 | 46.0884 | 46.0884 | 46.0884 | 46.0884 | 46.0884 | 46.0884 | 46.0884
|  | Accum ITC Amort |  | 2.3044 | 1.5363 | 2.3044 | 3.0726 | 3.8407 | 4.6088 | 5.377 | 6.1451 | 6.9133 | 7.6814 | 8.4495 | 9.2177 | 9.9858 | 10.754 | 11.5221 | 12.2902 | 13.0584 | 13.8265 | 14.5946 | 15.3628 | 16.1309 | 16.8991 | 17.6672 | 18.4353 | 19.2035 | 19.9716 | 20.7398 | 21.5079 | 22.276 | 23.0442 | 23.8123 | 24.5805 | 25.3486 | 26.1167 | 26.8849 | 27.653 | 28.4212 | 29.1893 | 29.9574 | 30.7256 | 31.4937 | 32.2619 | 33.03 | 33.7981 | 34.5663 | 35.3344 | 36.1026 | 36.8707 | 37.6388 | 38.407 | 39.1751 | 39.9433 | 40.7114 | 41.4795 | 42.2477 | 43.0158
|  | Ratebase |  | 43.7839 | 44.5521 | 43.7839 | 43.0158 | 42.2477 | 41.4795 | 40.7114 | 39.9433 | 39.1751 | 38.407 | 37.6388 | 36.8707 | 36.1026 | 35.3344 | 34.5663 | 33.7981 | 33.03 | 32.2619 | 31.4937 | 30.7256 | 29.9574 | 29.1893 | 28.4212 | 27.653 | 26.8849 | 26.1167 | 25.3486 | 24.5805 | 23.8123 | 23.0442 | 22.276 | 21.5079 | 20.7398 | 19.9716 | 19.2035 | 18.4353 | 17.6672 | 16.8991 | 16.1309 | 15.3628 | 14.5946 | 13.8265 | 13.0584 | 12.2902 | 11.5221 | 10.754 | 9.9858 | 9.2177 | 8.4495 | 7.6814 | 6.9133 | 6.1451 | 5.377 | 4.6088 | 3.8407 | 3.0726
|  | Tax Basis |  | 130.5837 | 130.5837 | 130.5837 | 130.5837 | 130.5837 | 130.5837 | 130.5837 | 130.5837 | 130.5837 | 130.5837 | 130.5837 | 130.5837 | 130.5837 | 130.5837 | 130.5837 | 130.5837 | 130.5837 | 130.5837 | 130.5837 | 130.5837 | 130.5837 | 130.5837 | 130.5837 | 130.5837 | 130.5837 | 130.5837 | 130.5837 | 130.5837 | 130.5837 | 130.5837 | 130.5837 | 130.5837 | 130.5837 | 130.5837 | 130.5837 | 130.5837 | 130.5837 | 130.5837 | 130.5837 | 130.5837 | 130.5837 | 130.5837 | 130.5837 | 130.5837 | 130.5837 | 130.5837 | 130.5837 | 130.5837 | 130.5837 | 130.5837 | 130.5837 | 130.5837 | 130.5837 | 130.5837 | 130.5837 | 130.5837
|  | Book Depreciation |  | 4.3528 | 4.3528 | 4.3528 | 4.3528 | 4.3528 | 4.3528 | 4.3528 | 4.3528 | 4.3528 | 4.3528 | 4.3528 | 4.3528 | 4.3528 | 4.3528 | 4.3528 | 4.3528 | 4.3528 | 4.3528 | 4.3528 | 4.3528 | 4.3528 | 4.3528 | 4.3528 | 4.3528 | 4.3528 | 4.3528 | 4.3528 | 4.3528 | 4.3528 | 4.3528 | 4.3528 | 4.3528 | 4.3528 | 4.3528 | 4.3528 | 4.3528 | 4.3528 | 4.3528 | 4.3528 | 4.3528 | 4.3528 | 4.3528 | 4.3528 | 4.3528 | 4.3528 | 4.3528 | 4.3528 | 4.3528 | 4.3528 | 4.3528 | 4.3528 | 4.3528 | 4.3528 | 4.3528 | 4.3528 | 4.3528
|  | Tax Depreciation |  | 26.1167 | 41.7868 | 25.0721 | 15.0432 | 15.0432 | 7.5216 | 0 | 0 | 0 | 0 | 0 | 0 | 0 | 0 | 0 | 0 | 0 | 0 | 0 | 0 | 0 | 0 | 0 | 0 | 0 | 0 | 0 | 0 | 0 | 0 | 0 | 0 | 0 | 0 | 0 | 0 | 0 | 0 | 0 | 0 | 0 | 0 | 0 | 0 | 0 | 0 | 0 | 0 | 0 | 0 | 0 | 0 | 0 | 0 | 0 | 0
|  | Difference between book and tax |  | -21.764 | -37.434 | -20.7193 | -10.6905 | -10.6905 | -3.1688 | 4.3528 | 4.3528 | 4.3528 | 4.3528 | 4.3528 | 4.3528 | 4.3528 | 4.3528 | 4.3528 | 4.3528 | 4.3528 | 4.3528 | 4.3528 | 4.3528 | 4.3528 | 4.3528 | 4.3528 | 4.3528 | 4.3528 | 4.3528 | 4.3528 | 4.3528 | 4.3528 | 4.3528 | 4.3528 | 4.3528 | 4.3528 | 4.3528 | 4.3528 | 4.3528 | 4.3528 | 4.3528 | 4.3528 | 4.3528 | 4.3528 | 4.3528 | 4.3528 | 4.3528 | 4.3528 | 4.3528 | 4.3528 | 4.3528 | 4.3528 | 4.3528 | 4.3528 | 4.3528 | 4.3528 | 4.3528 | 4.3528 | 4.3528
|  | Deferred Tax |  | -4.5704 | -7.8611 | -4.351 | -2.245 | -2.245 | -0.66545 | 0.91409 | 0.91409 | 0.91409 | 0.91409 | 0.91409 | 0.91409 | 0.91409 | 0.91409 | 0.91409 | 0.91409 | 0.91409 | 0.91409 | 0.91409 | 0.91409 | 0.91409 | 0.91409 | 0.91409 | 0.91409 | 0.91409 | 0.91409 | 0.91409 | 0.91409 | 0.91409 | 0.91409 | 0.91409 | 0.91409 | 0.91409 | 0.91409 | 0.91409 | 0.91409 | 0.91409 | 0.91409 | 0.91409 | 0.91409 | 0.91409 | 0.91409 | 0.91409 | 0.91409 | 0.91409 | 0.91409 | 0.91409 | 0.91409 | 0.91409 | 0.91409 | 0.91409 | 0.91409 | 0.91409 | 0.91409 | 0.91409 | 0.91409
|  | Accum Defered Tax |  | -4.5704 | -12.4316 | -16.7826 | -19.0276 | -21.2726 | -21.9381 | -21.024 | -20.1099 | -19.1958 | -18.2817 | -17.3676 | -16.4535 | -15.5395 | -14.6254 | -13.7113 | -12.7972 | -11.8831 | -10.969 | -10.0549 | -9.1409 | -8.2268 | -7.3127 | -6.3986 | -5.4845 | -4.5704 | -3.6563 | -2.7423 | -1.8282 | -0.91409 | -1.7097e-14 | 0.91409 | 1.8282 | 2.7423 | 3.6563 | 4.5704 | 5.4845 | 6.3986 | 7.3127 | 8.2268 | 9.1409 | 10.0549 | 10.969 | 11.8831 | 12.7972 | 13.7113 | 14.6254 | 15.5395 | 16.4535 | 17.3676 | 18.2817 | 19.1958 | 20.1099 | 21.024 | 21.9381 | 22.8521 | 23.7662
|  | Revenue Requirement |  | 17.7271 | 16.7513 | 15.7849 | 15.0603 | 14.4262 | 13.8602 | 13.4301 | 13.068 | 12.7059 | 12.3438 | 11.9817 | 11.6196 | 11.2575 | 10.8953 | 10.5332 | 10.1711 | 9.809 | 9.4469 | 9.0848 | 8.7227 | 8.3606 | 7.9985 | 7.6364 | 7.2743 | 6.9122 | 6.55 | 6.1879 | 5.8258 | 5.4637 | 5.1016 | 0 | 0 | 0 | 0 | 0 | 0 | 0 | 0 | 0 | 0 | 0 | 0 | 0 | 0 | 0 | 0 | 0 | 0 | 0 | 0 | 0 | 0 | 0 | 0 | 0 | 0
|  | Depreciation |  | 5.1209 | 5.1209 | 5.1209 | 5.1209 | 5.1209 | 5.1209 | 5.1209 | 5.1209 | 5.1209 | 5.1209 | 5.1209 | 5.1209 | 5.1209 | 5.1209 | 5.1209 | 5.1209 | 5.1209 | 5.1209 | 5.1209 | 5.1209 | 5.1209 | 5.1209 | 5.1209 | 5.1209 | 5.1209 | 5.1209 | 5.1209 | 5.1209 | 5.1209 | 5.1209 | 0 | 0 | 0 | 0 | 0 | 0 | 0 | 0 | 0 | 0 | 0 | 0 | 0 | 0 | 0 | 0 | 0 | 0 | 0 | 0 | 0 | 0 | 0 | 0 | 0 | 0
|  | Insurance |  | 0.073588 | 0.073588 | 0.073588 | 0.073588 | 0.073588 | 0.073588 | 0.073588 | 0.073588 | 0.073588 | 0.073588 | 0.073588 | 0.073588 | 0.073588 | 0.073588 | 0.073588 | 0.073588 | 0.073588 | 0.073588 | 0.073588 | 0.073588 | 0.073588 | 0.073588 | 0.073588 | 0.073588 | 0.073588 | 0.073588 | 0.073588 | 0.073588 | 0.073588 | 0.073588 | 0 | 0 | 0 | 0 | 0 | 0 | 0 | 0 | 0 | 0 | 0 | 0 | 0 | 0 | 0 | 0 | 0 | 0 | 0 | 0 | 0 | 0 | 0 | 0 | 0 | 0
|  | Property Taxes |  | 0.69837 | 0.69837 | 0.69837 | 0.69837 | 0.69837 | 0.69837 | 0.69837 | 0.69837 | 0.69837 | 0.69837 | 0.69837 | 0.69837 | 0.69837 | 0.69837 | 0.69837 | 0.69837 | 0.69837 | 0.69837 | 0.69837 | 0.69837 | 0.69837 | 0.69837 | 0.69837 | 0.69837 | 0.69837 | 0.69837 | 0.69837 | 0.69837 | 0.69837 | 0.69837 | 0 | 0 | 0 | 0 | 0 | 0 | 0 | 0 | 0 | 0 | 0 | 0 | 0 | 0 | 0 | 0 | 0 | 0 | 0 | 0 | 0 | 0 | 0 | 0 | 0 | 0
|  | Current Taxes |  | -2.8918 | -6.9681 | -3.0416 | -0.71602 | -0.84917 | 0.89025 | 2.6582 | 2.5822 | 2.5061 | 2.4301 | 2.354 | 2.278 | 2.202 | 2.1259 | 2.0499 | 1.9738 | 1.8978 | 1.8217 | 1.7457 | 1.6697 | 1.5936 | 1.5176 | 1.4415 | 1.3655 | 1.2894 | 1.2134 | 1.1374 | 1.0613 | 0.98527 | 0.90923 | 0 | 0 | 0 | 0 | 0 | 0 | 0 | 0 | 0 | 0 | 0 | 0 | 0 | 0 | 0 | 0 | 0 | 0 | 0 | 0 | 0 | 0 | 0 | 0 | 0 | 0
|  | DFIT |  |  | 9.2484 | 5.1189 |  | 2.6412 | 0.78289 | -1.0754 | -1.0754 | -1.0754 | -1.0754 | -1.0754 | -1.0754 | -1.0754 | -1.0754 | -1.0754 | -1.0754 | -1.0754 | -1.0754 | -1.0754 | -1.0754 | -1.0754 | -1.0754 | -1.0754 | -1.0754 | -1.0754 | -1.0754 | -1.0754 | -1.0754 | -1.0754 | -1.0754 | 0 | 0 | 0 | 0 | 0 | 0 | 0 | 0 | 0 | 0 | 0 | 0 | 0 | 0 | 0 | 0 | 0 | 0 | 0 | 0 | 0 | 0 | 0 | 0 | 0 | 0
|  | ITC |  | -0.76814 | -0.76814 | -0.76814 | -0.76814 | -0.76814 | -0.76814 | -0.76814 | -0.76814 | -0.76814 | -0.76814 | -0.76814 | -0.76814 | -0.76814 | -0.76814 | -0.76814 | -0.76814 | -0.76814 | -0.76814 | -0.76814 | -0.76814 | -0.76814 | -0.76814 | -0.76814 | -0.76814 | -0.76814 | -0.76814 | -0.76814 | -0.76814 | -0.76814 | -0.76814 | -0.76814 | -0.76814 | -0.76814 | -0.76814 | -0.76814 | -0.76814 | -0.76814 | -0.76814 | -0.76814 | -0.76814 | -0.76814 | -0.76814 | -0.76814 | -0.76814 | -0.76814 | -0.76814 | -0.76814 | -0.76814 | -0.76814 | -0.76814 | -0.76814 | -0.76814 | -0.76814 | -0.76814 | -0.76814 | -0.76814
|  | Total Operating Expenses |  | 2.233 | 7.405 | 7.2021 | 4.4087 | 6.9168 | 6.7979 | 6.7076 | 6.6315 | 6.5555 | 6.4794 | 6.4034 | 6.3274 | 6.2513 | 6.1753 | 6.0992 | 6.0232 | 5.9471 | 5.8711 | 5.7951 | 5.719 | 5.643 | 5.5669 | 5.4909 | 5.4148 | 5.3388 | 5.2628 | 5.1867 | 5.1107 | 5.0346 | 4.9586 | -0.76814 | -0.76814 | -0.76814 | -0.76814 | -0.76814 | -0.76814 | -0.76814 | -0.76814 | -0.76814 | -0.76814 | -0.76814 | -0.76814 | -0.76814 | -0.76814 | -0.76814 | -0.76814 | -0.76814 | -0.76814 | -0.76814 | -0.76814 | -0.76814 | -0.76814 | -0.76814 | -0.76814 | -0.76814 | -0.76814
|  | Operating |  | 15.4942 | 9.3463 | 8.5829 | 10.6515 | 7.5095 | 7.0623 | 6.7225 | 6.4365 | 6.1504 | 5.8643 | 5.5783 | 5.2922 | 5.0061 | 4.7201 | 4.434 | 4.1479 | 3.8619 | 3.5758 | 3.2898 | 3.0037 | 2.7176 | 2.4316 | 2.1455 | 1.8594 | 1.5734 | 1.2873 | 1.0012 | 0.71516 | 0.4291 | 0.14303 | 0.76814 | 0.76814 | 0.76814 | 0.76814 | 0.76814 | 0.76814 | 0.76814 | 0.76814 | 0.76814 | 0.76814 | 0.76814 | 0.76814 | 0.76814 | 0.76814 | 0.76814 | 0.76814 | 0.76814 | 0.76814 | 0.76814 | 0.76814 | 0.76814 | 0.76814 | 0.76814 | 0.76814 | 0.76814 | 0.76814
|  | Ratebase |  | 148.7822 | 137.4455 | 126.2185 | 117.7995 | 110.4336 | 103.8574 | 98.8608 | 94.654 | 90.4471 | 86.2403 | 82.0335 | 77.8266 | 73.6198 | 69.4129 | 65.2061 | 60.9992 | 56.7924 | 52.5855 | 48.3787 | 44.1719 | 39.965 | 35.7582 | 31.5513 | 27.3445 | 23.1376 | 18.9308 | 14.724 | 10.5171 | 6.3103 | 2.1034 | 0 | 0 | 0 | 0 | 0 | 0 | 0 | 0 | 0 | 0 | 0 | 0 | 0 | 0 | 0 | 0 | 0 | 0 | 0 | 0 | 0 | 0 | 0 | 0 | 0 | 0
|  | Return on Ratebase |  | 10.41% | 6.8% | 6.8% | 9.042% | 6.8% | 6.8% | 6.8% | 6.8% | 6.8% | 6.8% | 6.8% | 6.8% | 6.8% | 6.8% | 6.8% | 6.8% | 6.8% | 6.8% | 6.8% | 6.8% | 6.8% | 6.8% | 6.8% | 6.8% | 6.8% | 6.8% | 6.8% | 6.8% | 6.8% | 6.8% | #DIV/0! | #DIV/0! | #DIV/0! | #DIV/0! | #DIV/0! | #DIV/0! | #DIV/0! | #DIV/0! | #DIV/0! | #DIV/0! | #DIV/0! | #DIV/0! | #DIV/0! | #DIV/0! | #DIV/0! | #DIV/0! | #DIV/0! | #DIV/0! | #DIV/0! | #DIV/0! | #DIV/0! | #DIV/0! | #DIV/0! | #DIV/0! | #DIV/0! | #DIV/0!
|  | Revenue Requirement |  | 17.7271 | 16.7513 | 15.7849 | 15.0603 | 14.4262 | 13.8602 | 13.4301 | 13.068 | 12.7059 | 12.3438 | 11.9817 | 11.6196 | 11.2575 | 10.8953 | 10.5332 | 10.1711 | 9.809 | 9.4469 | 9.0848 | 8.7227 | 8.3606 | 7.9985 | 7.6364 | 7.2743 | 6.9122 | 6.55 | 6.1879 | 5.8258 | 5.4637 | 5.1016 | 0 | 0 | 0 | 0 | 0 | 0 | 0 | 0 | 0 | 0 | 0 | 0 | 0 | 0 | 0 | 0 | 0 | 0 | 0 | 0 | 0 | 0 | 0 | 0 | 0 | 0
|  | Tax Depreciation |  | 30.7256 | 49.1609 | 29.4966 | 17.6979 | 17.6979 | 8.849 | 0 | 0 | 0 | 0 | 0 | 0 | 0 | 0 | 0 | 0 | 0 | 0 | 0 | 0 | 0 | 0 | 0 | 0 | 0 | 0 | 0 | 0 | 0 | 0 | 0 | 0 | 0 | 0 | 0 | 0 | 0 | 0 | 0 | 0 | 0 | 0 | 0 | 0 | 0 | 0 | 0 | 0 | 0 | 0 | 0 | 0 | 0 | 0 | 0 | 0
|  | Property Taxes |  | 0.073588 | 0.073588 | 0.073588 | 0.073588 | 0.073588 | 0.073588 | 0.073588 | 0.073588 | 0.073588 | 0.073588 | 0.073588 | 0.073588 | 0.073588 | 0.073588 | 0.073588 | 0.073588 | 0.073588 | 0.073588 | 0.073588 | 0.073588 | 0.073588 | 0.073588 | 0.073588 | 0.073588 | 0.073588 | 0.073588 | 0.073588 | 0.073588 | 0.073588 | 0.073588 | 0 | 0 | 0 | 0 | 0 | 0 | 0 | 0 | 0 | 0 | 0 | 0 | 0 | 0 | 0 | 0 | 0 | 0 | 0 | 0 | 0 | 0 | 0 | 0 | 0 | 0
|  | Insurance |  | 0.69837 | 0.69837 | 0.69837 | 0.69837 | 0.69837 | 0.69837 | 0.69837 | 0.69837 | 0.69837 | 0.69837 | 0.69837 | 0.69837 | 0.69837 | 0.69837 | 0.69837 | 0.69837 | 0.69837 | 0.69837 | 0.69837 | 0.69837 | 0.69837 | 0.69837 | 0.69837 | 0.69837 | 0.69837 | 0.69837 | 0.69837 | 0.69837 | 0.69837 | 0.69837 | 0 | 0 | 0 | 0 | 0 | 0 | 0 | 0 | 0 | 0 | 0 | 0 | 0 | 0 | 0 | 0 | 0 | 0 | 0 | 0 | 0 | 0 | 0 | 0 | 0 | 0
|  | Expenses |  | 31.4975 | 49.9329 | 30.2685 | 18.4699 | 18.4699 | 9.6209 | 0.77196 | 0.77196 | 0.77196 | 0.77196 | 0.77196 | 0.77196 | 0.77196 | 0.77196 | 0.77196 | 0.77196 | 0.77196 | 0.77196 | 0.77196 | 0.77196 | 0.77196 | 0.77196 | 0.77196 | 0.77196 | 0.77196 | 0.77196 | 0.77196 | 0.77196 | 0.77196 | 0.77196 | 0 | 0 | 0 | 0 | 0 | 0 | 0 | 0 | 0 | 0 | 0 | 0 | 0 | 0 | 0 | 0 | 0 | 0 | 0 | 0 | 0 | 0 | 0 | 0 | 0 | 0
|  | Taxable Income |  | -13.7704 | -33.1816 | -14.4836 | -3.4096 | -4.0437 | 4.2393 | 12.6581 | 12.296 | 11.9339 | 11.5718 | 11.2097 | 10.8476 | 10.4855 | 10.1234 | 9.7613 | 9.3992 | 9.0371 | 8.675 | 8.3128 | 7.9507 | 7.5886 | 7.2265 | 6.8644 | 6.5023 | 6.1402 | 5.7781 | 5.416 | 5.0539 | 4.6918 | 4.3297 | 0 | 0 | 0 | 0 | 0 | 0 | 0 | 0 | 0 | 0 | 0 | 0 | 0 | 0 | 0 | 0 | 0 | 0 | 0 | 0 | 0 | 0 | 0 | 0 | 0 | 0
|  | Tax Rate |  | 0.21 | 0.21 | 0.21 | 0.21 | 0.21 | 0.21 | 0.21 | 0.21 | 0.21 | 0.21 | 0.21 | 0.21 | 0.21 | 0.21 | 0.21 | 0.21 | 0.21 | 0.21 | 0.21 | 0.21 | 0.21 | 0.21 | 0.21 | 0.21 | 0.21 | 0.21 | 0.21 | 0.21 | 0.21 | 0.21 | 0.21 | 0.21 | 0.21 | 0.21 | 0.21 | 0.21 | 0.21 | 0.21 | 0.21 | 0.21 | 0.21 | 0.21 | 0.21 | 0.21 | 0.21 | 0.21 | 0.21 | 0.21 | 0.21 | 0.21 | 0.21 | 0.21 | 0.21 | 0.21 | 0.21 | 0.21
|  | Taxes |  | -2.8918 | -6.9681 | -3.0416 | -0.71602 | -0.84917 | 0.89025 | 2.6582 | 2.5822 | 2.5061 | 2.4301 | 2.354 | 2.278 | 2.202 | 2.1259 | 2.0499 | 1.9738 | 1.8978 | 1.8217 | 1.7457 | 1.6697 | 1.5936 | 1.5176 | 1.4415 | 1.3655 | 1.2894 | 1.2134 | 1.1374 | 1.0613 | 0.98527 | 0.90923 | 0 | 0 | 0 | 0 | 0 | 0 | 0 | 0 | 0 | 0 | 0 | 0 | 0 | 0 | 0 | 0 | 0 | 0 | 0 | 0 | 0 | 0 | 0 | 0 | 0 | 0

## Resi_Solar_Leasing_LI_26%
Solar FINANCIALS
($ 1000s Unless Otherwise Indicated)
| Calendar Year of Fin. Close |  |  | 2020 | 2021 | 2022 | 2023 | 2024 | 2025 | 2026 | 2027 | 2028 | 2029 | 2030 | 2031 | 2032 | 2033 | 2034 | 2035 | 2036 | 2037 | 2038 | 2039 | 2040 | 2041 | 2042 | 2043 | 2044 | 2045 | 2046 | 2047 | 2048 | 2049 | 2050 | 2051 | 2052 | 2053 | 2054 | 2055 | 2056 | 2057 | 2058 | 2059 | 2060 | 2061 | 2062 | 2063 | 2064 | 2065 | 2066 | 2067 | 2068 | 2069 | 2070 | 2071 | 2072 | 2073 | 2074 | 2075
| Operating Year |  | 0 | 1 | 2 | 3 | 4 | 5 | 6 | 7 | 8 | 9 | 10 | 11 | 12 | 13 | 14 | 15 | 16 | 17 | 18 | 19 | 20 | 21 | 22 | 23 | 24 | 25 | 26 | 27 | 28 | 29 | 30 | 31 | 32 | 33 | 34 | 35 | 36 | 37 | 38 | 39 | 40 | 41 | 42 | 43 | 44 | 45 | 46 | 47 | 48 | 49 | 50 | 51 | 52 | 53 | 54 | 55 | 56
| Calendar Year | Capital Invest.
| 2020 | 153.6279 | 0: 1213
| Gross plant |  | 2020 1: 153.6279; 2021 2: 153.6279; 2022 3: 153.6279; 2023 4: 153.6279; 2024 5: 153.6279; 2025 6: 153.6279; 2026 7: 153.6279; 2027 8: 153.6279; 2028 9: 153.6279; 2029 10: 153.6279; 2030 11: 153.6279; 2031 12: 153.6279; 2032 13: 153.6279; 2033 14: 153.6279; 2034 15: 153.6279; 2035 16: 153.6279; 2036 17: 153.6279; 2037 18: 153.6279; 2038 19: 153.6279; 2039 20: 153.6279; 2040 21: 153.6279; 2041 22: 153.6279; 2042 23: 153.6279; 2043 24: 153.6279; 2044 25: 153.6279; 2045 26: 153.6279; 2046 27: 153.6279; 2047 28: 153.6279; 2048 29: 153.6279; 2049 30: 153.6279
| Accumulated Depreciation |  | 2020 1: 5.1209; 2021 2: 10.2419; 2022 3: 15.3628; 2023 4: 20.4837; 2024 5: 25.6046; 2025 6: 30.7256; 2026 7: 35.8465; 2027 8: 40.9674; 2028 9: 46.0884; 2029 10: 51.2093; 2030 11: 56.3302; 2031 12: 61.4512; 2032 13: 66.5721; 2033 14: 71.693; 2034 15: 76.8139; 2035 16: 81.9349; 2036 17: 87.0558; 2037 18: 92.1767; 2038 19: 97.2977; 2039 20: 102.4186; 2040 21: 107.5395; 2041 22: 112.6605; 2042 23: 117.7814; 2043 24: 122.9023; 2044 25: 128.0232; 2045 26: 133.1442; 2046 27: 138.2651; 2047 28: 143.386; 2048 29: 148.507; 2049 30: 153.6279
| Net book value |  | 2020 1: 148.507; 2021 2: 143.386; 2022 3: 138.2651; 2023 4: 133.1442; 2024 5: 128.0232; 2025 6: 122.9023; 2026 7: 117.7814; 2027 8: 112.6605; 2028 9: 107.5395; 2029 10: 102.4186; 2030 11: 97.2977; 2031 12: 92.1767; 2032 13: 87.0558; 2033 14: 81.9349; 2034 15: 76.8139; 2035 16: 71.693; 2036 17: 66.5721; 2037 18: 61.4512; 2038 19: 56.3302; 2039 20: 51.2093; 2040 21: 46.0884; 2041 22: 40.9674; 2042 23: 35.8465; 2043 24: 30.7256; 2044 25: 25.6046; 2045 26: 20.4837; 2046 27: 15.3628; 2047 28: 10.2419; 2048 29: 5.1209; 2049 30: 0
| ITC |  | 2020 1: 0; 2021 2: 0; 2022 3: 0; 2023 4: 0; 2024 5: 0; 2025 6: 0; 2026 7: 0; 2027 8: 0; 2028 9: 0; 2029 10: 0; 2030 11: 0; 2031 12: 0; 2032 13: 0; 2033 14: 0; 2034 15: 0; 2035 16: 0; 2036 17: 0; 2037 18: 0; 2038 19: 0; 2039 20: 0; 2040 21: 0; 2041 22: 0; 2042 23: 0; 2043 24: 0; 2044 25: 0; 2045 26: 0; 2046 27: 0; 2047 28: 0; 2048 29: 0; 2049 30: 0
| Accumulated deferred income tax |  | 2020 1: -4.678; 2021 2: -12.7241; 2022 3: -17.1775; 2023 4: -19.4753; 2024 5: -21.7731; 2025 6: -22.4543; 2026 7: -21.5187; 2027 8: -20.5831; 2028 9: -19.6475; 2029 10: -18.7119; 2030 11: -17.7763; 2031 12: -16.8407; 2032 13: -15.9051; 2033 14: -14.9695; 2034 15: -14.0339; 2035 16: -13.0983; 2036 17: -12.1627; 2037 18: -11.2271; 2038 19: -10.2915; 2039 20: -9.3559; 2040 21: -8.4203; 2041 22: -7.4848; 2042 23: -6.5492; 2043 24: -5.6136; 2044 25: -4.678; 2045 26: -3.7424; 2046 27: -2.8068; 2047 28: -1.8712; 2048 29: -0.93559; 2049 30: -8.2157e-15
| Rate Base |  | 2020 1: 143.829; 2021 2: 130.662; 2022 3: 121.0876; 2023 4: 113.6688; 2024 5: 106.2501; 2025 6: 100.4481; 2026 7: 96.2627; 2027 8: 92.0774; 2028 9: 87.8921; 2029 10: 83.7067; 2030 11: 79.5214; 2031 12: 75.336; 2032 13: 71.1507; 2033 14: 66.9654; 2034 15: 62.78; 2035 16: 58.5947; 2036 17: 54.4094; 2037 18: 50.224; 2038 19: 46.0387; 2039 20: 41.8534; 2040 21: 37.668; 2041 22: 33.4827; 2042 23: 29.2974; 2043 24: 25.112; 2044 25: 20.9267; 2045 26: 16.7413; 2046 27: 12.556; 2047 28: 8.3707; 2048 29: 4.1853; 2049 30: -8.2157e-15
| Average rate base |  | 2020 1: 148.7284; 2021 2: 137.2455; 2022 3: 125.8748; 2023 4: 117.3782; 2024 5: 109.9595; 2025 6: 103.3491; 2026 7: 98.3554; 2027 8: 94.1701; 2028 9: 89.9847; 2029 10: 85.7994; 2030 11: 81.614; 2031 12: 77.4287; 2032 13: 73.2434; 2033 14: 69.058; 2034 15: 64.8727; 2035 16: 60.6874; 2036 17: 56.502; 2037 18: 52.3167; 2038 19: 48.1314; 2039 20: 43.946; 2040 21: 39.7607; 2041 22: 35.5754; 2042 23: 31.39; 2043 24: 27.2047; 2044 25: 23.0193; 2045 26: 18.834; 2046 27: 14.6487; 2047 28: 10.4633; 2048 29: 6.278; 2049 30: 2.0927
| Pre-tax Return | 0.086076 | 2020 1: 12.8019; 2021 2: 11.8135; 2022 3: 10.8348; 2023 4: 10.1034; 2024 5: 9.4649; 2025 6: 8.8959; 2026 7: 8.466; 2027 8: 8.1058; 2028 9: 7.7455; 2029 10: 7.3853; 2030 11: 7.025; 2031 12: 6.6647; 2032 13: 6.3045; 2033 14: 5.9442; 2034 15: 5.584; 2035 16: 5.2237; 2036 17: 4.8635; 2037 18: 4.5032; 2038 19: 4.143; 2039 20: 3.7827; 2040 21: 3.4224; 2041 22: 3.0622; 2042 23: 2.7019; 2043 24: 2.3417; 2044 25: 1.9814; 2045 26: 1.6212; 2046 27: 1.2609; 2047 28: 0.90064; 2048 29: 0.54039; 2049 30: 0.18013
| Book Depreciation |  | 2020 1: 5.1209; 2021 2: 5.1209; 2022 3: 5.1209; 2023 4: 5.1209; 2024 5: 5.1209; 2025 6: 5.1209; 2026 7: 5.1209; 2027 8: 5.1209; 2028 9: 5.1209; 2029 10: 5.1209; 2030 11: 5.1209; 2031 12: 5.1209; 2032 13: 5.1209; 2033 14: 5.1209; 2034 15: 5.1209; 2035 16: 5.1209; 2036 17: 5.1209; 2037 18: 5.1209; 2038 19: 5.1209; 2039 20: 5.1209; 2040 21: 5.1209; 2041 22: 5.1209; 2042 23: 5.1209; 2043 24: 5.1209; 2044 25: 5.1209; 2045 26: 5.1209; 2046 27: 5.1209; 2047 28: 5.1209; 2048 29: 5.1209; 2049 30: 5.1209
| Insurance |  | 2020 1: 0.073588; 2021 2: 0.073588; 2022 3: 0.073588; 2023 4: 0.073588; 2024 5: 0.073588; 2025 6: 0.073588; 2026 7: 0.073588; 2027 8: 0.073588; 2028 9: 0.073588; 2029 10: 0.073588; 2030 11: 0.073588; 2031 12: 0.073588; 2032 13: 0.073588; 2033 14: 0.073588; 2034 15: 0.073588; 2035 16: 0.073588; 2036 17: 0.073588; 2037 18: 0.073588; 2038 19: 0.073588; 2039 20: 0.073588; 2040 21: 0.073588; 2041 22: 0.073588; 2042 23: 0.073588; 2043 24: 0.073588; 2044 25: 0.073588; 2045 26: 0.073588; 2046 27: 0.073588; 2047 28: 0.073588; 2048 29: 0.073588; 2049 30: 0.073588
| ITC Amort - Grossed for Taxes |  | 2020 1: -0.97233; 2021 2: -0.97233; 2022 3: -0.97233; 2023 4: -0.97233; 2024 5: -0.97233; 2025 6: -0.97233; 2026 7: -0.97233; 2027 8: -0.97233; 2028 9: -0.97233; 2029 10: -0.97233; 2030 11: -0.97233; 2031 12: -0.97233; 2032 13: -0.97233; 2033 14: -0.97233; 2034 15: -0.97233; 2035 16: -0.97233; 2036 17: -0.97233; 2037 18: -0.97233; 2038 19: -0.97233; 2039 20: -0.97233; 2040 21: -0.97233; 2041 22: -0.97233; 2042 23: -0.97233; 2043 24: -0.97233; 2044 25: -0.97233; 2045 26: -0.97233; 2046 27: -0.97233; 2047 28: -0.97233; 2048 29: -0.97233; 2049 30: -0.97233
| Property Taxes |  | 2020 1: 0.69837; 2021 2: 0.69837; 2022 3: 0.69837; 2023 4: 0.69837; 2024 5: 0.69837; 2025 6: 0.69837; 2026 7: 0.69837; 2027 8: 0.69837; 2028 9: 0.69837; 2029 10: 0.69837; 2030 11: 0.69837; 2031 12: 0.69837; 2032 13: 0.69837; 2033 14: 0.69837; 2034 15: 0.69837; 2035 16: 0.69837; 2036 17: 0.69837; 2037 18: 0.69837; 2038 19: 0.69837; 2039 20: 0.69837; 2040 21: 0.69837; 2041 22: 0.69837; 2042 23: 0.69837; 2043 24: 0.69837; 2044 25: 0.69837; 2045 26: 0.69837; 2046 27: 0.69837; 2047 28: 0.69837; 2048 29: 0.69837; 2049 30: 0.69837
| Revenue Requirement |  | 2020 1: 17.7225; 2021 2: 16.7341; 2022 3: 15.7554; 2023 4: 15.024; 2024 5: 14.3854; 2025 6: 13.8164; 2026 7: 13.3866; 2027 8: 13.0263; 2028 9: 12.6661; 2029 10: 12.3058; 2030 11: 11.9456; 2031 12: 11.5853; 2032 13: 11.2251; 2033 14: 10.8648; 2034 15: 10.5045; 2035 16: 10.1443; 2036 17: 9.784; 2037 18: 9.4238; 2038 19: 9.0635; 2039 20: 8.7033; 2040 21: 8.343; 2041 22: 7.9827; 2042 23: 7.6225; 2043 24: 7.2622; 2044 25: 6.902; 2045 26: 6.5417; 2046 27: 6.1815; 2047 28: 5.8212; 2048 29: 5.4609; 2049 30: 5.1007
| Book Depreciation |  | 2020 1: 5.1209; 2021 2: 5.1209; 2022 3: 5.1209; 2023 4: 5.1209; 2024 5: 5.1209; 2025 6: 5.1209; 2026 7: 5.1209; 2027 8: 5.1209; 2028 9: 5.1209; 2029 10: 5.1209; 2030 11: 5.1209; 2031 12: 5.1209; 2032 13: 5.1209; 2033 14: 5.1209; 2034 15: 5.1209; 2035 16: 5.1209; 2036 17: 5.1209; 2037 18: 5.1209; 2038 19: 5.1209; 2039 20: 5.1209; 2040 21: 5.1209; 2041 22: 5.1209; 2042 23: 5.1209; 2043 24: 5.1209; 2044 25: 5.1209; 2045 26: 5.1209; 2046 27: 5.1209; 2047 28: 5.1209; 2048 29: 5.1209; 2049 30: 5.1209
| Tax Depreciation |  | 2020 1: 30.7256; 2021 2: 49.1609; 2022 3: 29.4966; 2023 4: 17.6979; 2024 5: 17.6979; 2025 6: 8.849; 2026 7: 0; 2027 8: 0; 2028 9: 0; 2029 10: 0; 2030 11: 0; 2031 12: 0; 2032 13: 0; 2033 14: 0; 2034 15: 0; 2035 16: 0; 2036 17: 0; 2037 18: 0; 2038 19: 0; 2039 20: 0; 2040 21: 0; 2041 22: 0; 2042 23: 0; 2043 24: 0; 2044 25: 0; 2045 26: 0; 2046 27: 0; 2047 28: 0; 2048 29: 0; 2049 30: 0
| Difference between book and tax |  | 2020 1: -25.6046; 2021 2: -44.04; 2022 3: -24.3756; 2023 4: -12.577; 2024 5: -12.577; 2025 6: -3.728; 2026 7: 5.1209; 2027 8: 5.1209; 2028 9: 5.1209; 2029 10: 5.1209; 2030 11: 5.1209; 2031 12: 5.1209; 2032 13: 5.1209; 2033 14: 5.1209; 2034 15: 5.1209; 2035 16: 5.1209; 2036 17: 5.1209; 2037 18: 5.1209; 2038 19: 5.1209; 2039 20: 5.1209; 2040 21: 5.1209; 2041 22: 5.1209; 2042 23: 5.1209; 2043 24: 5.1209; 2044 25: 5.1209; 2045 26: 5.1209; 2046 27: 5.1209; 2047 28: 5.1209; 2048 29: 5.1209; 2049 30: 5.1209
| Tax rate |  | 2020 1: -5.377; 2021 2: -9.2484; 2022 3: -5.1189; 2023 4: -2.6412; 2024 5: -2.6412; 2025 6: -0.78289; 2026 7: 1.0754; 2027 8: 1.0754; 2028 9: 1.0754; 2029 10: 1.0754; 2030 11: 1.0754; 2031 12: 1.0754; 2032 13: 1.0754; 2033 14: 1.0754; 2034 15: 1.0754; 2035 16: 1.0754; 2036 17: 1.0754; 2037 18: 1.0754; 2038 19: 1.0754; 2039 20: 1.0754; 2040 21: 1.0754; 2041 22: 1.0754; 2042 23: 1.0754; 2043 24: 1.0754; 2044 25: 1.0754; 2045 26: 1.0754; 2046 27: 1.0754; 2047 28: 1.0754; 2048 29: 1.0754; 2049 30: 1.0754
Depreciation Tables
|  | 5 | 2020 1: 20%; 2021 2: 32%; 2022 3: 19.2%; 2023 4: 11.52%; 2024 5: 11.52%; 2025 6: 5.76%; 2026 7: 0%; 2027 8: 0%; 2028 9: 0%; 2029 10: 0%; 2030 11: 0%; 2031 12: 0%; 2032 13: 0%; 2033 14: 0%; 2034 15: 0%; 2035 16: 0%; 2036 17: 0%; 2037 18: 0%; 2038 19: 0%; 2039 20: 0%; 2040 21: 0%
|  | 5 | 0: 1; 2020 1: 20%; 2021 2: 32%; 2022 3: 19.2%; 2023 4: 11.52%; 2024 5: 11.52%; 2025 6: 5.76%
|  | 10 | 0: 0; 2020 1: 10%; 2021 2: 18%; 2022 3: 14.4%; 2023 4: 11.52%; 2024 5: 9.22%; 2025 6: 7.37%; 2026 7: 6.55%; 2027 8: 6.55%; 2028 9: 6.56%; 2029 10: 6.55%; 2030 11: 3.28%
|  | 15 | 0: 0; 2020 1: 5%; 2021 2: 9.5%; 2022 3: 8.55%; 2023 4: 7.7%; 2024 5: 6.93%; 2025 6: 6.23%; 2026 7: 5.9%; 2027 8: 5.9%; 2028 9: 5.91%; 2029 10: 5.9%; 2030 11: 5.91%; 2031 12: 5.9%; 2032 13: 5.91%; 2033 14: 5.9%; 2034 15: 5.91%; 2035 16: 2.95%
|  | 20 | 0: 0; 2020 1: 3.75%; 2021 2: 7.219%; 2022 3: 6.677%; 2023 4: 6.177%; 2024 5: 5.713%; 2025 6: 5.285%; 2026 7: 4.888%; 2027 8: 4.522%; 2028 9: 4.462%; 2029 10: 4.461%; 2030 11: 4.462%; 2031 12: 4.461%; 2032 13: 4.462%; 2033 14: 4.461%; 2034 15: 4.462%; 2035 16: 4.461%; 2036 17: 4.462%; 2037 18: 4.461%; 2038 19: 4.462%; 2039 20: 4.461%; 2040 21: 2.231%
Revenue Requirement by vintage year
2012 $000
|  |  |  | 2020 | 2021 | 2022 | 2023 | 2024 | 2025 | 2026 | 2027 | 2028 | 2029 | 2030 | 2031 | 2032 | 2033 | 2034 | 2035 | 2036 | 2037 | 2038 | 2039 | 2040 | 2041 | 2042 | 2043 | 2044 | 2045 | 2046 | 2047 | 2048 | 2049 | 2050 | 2051 | 2052 | 2053 | 2054 | 2055 | 2056 | 2057 | 2058 | 2059 | 2060 | 2061 | 2062 | 2063 | 2064 | 2065 | 2066 | 2067 | 2068 | 2069 | 2070 | 2071 | 2072 | 2073 | 2074 | 2075
|  | 2020 | 0% | 17.7225 | 16.7341 | 15.7554 | 15.024 | 14.3854 | 13.8164 | 13.3866 | 13.0263 | 12.6661 | 12.3058 | 11.9456 | 11.5853 | 11.2251 | 10.8648 | 10.5045 | 10.1443 | 9.784 | 9.4238 | 9.0635 | 8.7033 | 8.343 | 7.9827 | 7.6225 | 7.2622 | 6.902 | 6.5417 | 6.1815 | 5.8212 | 5.4609 | 5.1007 | 0 | 0 | 0 | 0 | 0 | 0 | 0 | 0 | 0 | 0 | 0 | 0 | 0 | 0 | 0 | 0 | 0 | 0 | 0 | 0 | 0 | 0 | 0 | 0 | 0 | 0
|  | 2021 | 0% |  | 17.7225 | 16.7341 | 15.7554 | 15.024 | 14.3854 | 13.8164 | 13.3866 | 13.0263 | 12.6661 | 12.3058 | 11.9456 | 11.5853 | 11.2251 | 10.8648 | 10.5045 | 10.1443 | 9.784 | 9.4238 | 9.0635 | 8.7033 | 8.343 | 7.9827 | 7.6225 | 7.2622 | 6.902 | 6.5417 | 6.1815 | 5.8212 | 5.4609 | 5.1007 | 0 | 0 | 0 | 0 | 0 | 0 | 0 | 0 | 0 | 0 | 0 | 0 | 0 | 0 | 0 | 0 | 0 | 0 | 0 | 0 | 0 | 0 | 0 | 0 | 0
|  | 2022 | 0% |  |  | 17.7225 | 16.7341 | 15.7554 | 15.024 | 14.3854 | 13.8164 | 13.3866 | 13.0263 | 12.6661 | 12.3058 | 11.9456 | 11.5853 | 11.2251 | 10.8648 | 10.5045 | 10.1443 | 9.784 | 9.4238 | 9.0635 | 8.7033 | 8.343 | 7.9827 | 7.6225 | 7.2622 | 6.902 | 6.5417 | 6.1815 | 5.8212 | 5.4609 | 5.1007 | 0 | 0 | 0 | 0 | 0 | 0 | 0 | 0 | 0 | 0 | 0 | 0 | 0 | 0 | 0 | 0 | 0 | 0 | 0 | 0 | 0 | 0 | 0 | 0
|  | 2023 | 0% |  |  |  | 17.7225 | 16.7341 | 15.7554 | 15.024 | 14.3854 | 13.8164 | 13.3866 | 13.0263 | 12.6661 | 12.3058 | 11.9456 | 11.5853 | 11.2251 | 10.8648 | 10.5045 | 10.1443 | 9.784 | 9.4238 | 9.0635 | 8.7033 | 8.343 | 7.9827 | 7.6225 | 7.2622 | 6.902 | 6.5417 | 6.1815 | 5.8212 | 5.4609 | 5.1007 | 0 | 0 | 0 | 0 | 0 | 0 | 0 | 0 | 0 | 0 | 0 | 0 | 0 | 0 | 0 | 0 | 0 | 0 | 0 | 0 | 0 | 0 | 0
|  | 2024 | 0% |  |  |  |  | 17.7225 | 16.7341 | 15.7554 | 15.024 | 14.3854 | 13.8164 | 13.3866 | 13.0263 | 12.6661 | 12.3058 | 11.9456 | 11.5853 | 11.2251 | 10.8648 | 10.5045 | 10.1443 | 9.784 | 9.4238 | 9.0635 | 8.7033 | 8.343 | 7.9827 | 7.6225 | 7.2622 | 6.902 | 6.5417 | 6.1815 | 5.8212 | 5.4609 | 5.1007 | 0 | 0 | 0 | 0 | 0 | 0 | 0 | 0 | 0 | 0 | 0 | 0 | 0 | 0 | 0 | 0 | 0 | 0 | 0 | 0 | 0 | 0
|  | 2025 | 0% | [5 empty] | 17.7225 | 16.7341 | 15.7554 | 15.024 | 14.3854 | 13.8164 | 13.3866 | 13.0263 | 12.6661 | 12.3058 | 11.9456 | 11.5853 | 11.2251 | 10.8648 | 10.5045 | 10.1443 | 9.784 | 9.4238 | 9.0635 | 8.7033 | 8.343 | 7.9827 | 7.6225 | 7.2622 | 6.902 | 6.5417 | 6.1815 | 5.8212 | 5.4609 | 5.1007 | 0 | 0 | 0 | 0 | 0 | 0 | 0 | 0 | 0 | 0 | 0 | 0 | 0 | 0 | 0 | 0 | 0 | 0 | 0 | 0 | 0
|  | 2026 | -1.236% | [6 empty] | 17.5035 | 16.5273 | 15.5606 | 14.8383 | 14.2076 | 13.6457 | 13.2212 | 12.8654 | 12.5095 | 12.1537 | 11.7979 | 11.4421 | 11.0863 | 10.7305 | 10.3747 | 10.0189 | 9.6631 | 9.3073 | 8.9515 | 8.5957 | 8.2399 | 7.8841 | 7.5283 | 7.1725 | 6.8167 | 6.4609 | 6.1051 | 5.7493 | 5.3935 | 5.0377 | 0 | 0 | 0 | 0 | 0 | 0 | 0 | 0 | 0 | 0 | 0 | 0 | 0 | 0 | 0 | 0 | 0 | 0 | 0 | 0
|  | 2027 | -1.251% | [7 empty] | 17.2845 | 16.3205 | 15.3659 | 14.6527 | 14.0299 | 13.4749 | 13.0557 | 12.7044 | 12.353 | 12.0017 | 11.6503 | 11.299 | 10.9476 | 10.5963 | 10.2449 | 9.8936 | 9.5422 | 9.1908 | 8.8395 | 8.4881 | 8.1368 | 7.7854 | 7.4341 | 7.0827 | 6.7314 | 6.38 | 6.0287 | 5.6773 | 5.326 | 4.9746 | 0 | 0 | 0 | 0 | 0 | 0 | 0 | 0 | 0 | 0 | 0 | 0 | 0 | 0 | 0 | 0 | 0 | 0 | 0
|  | 2028 | -1.267% | [8 empty] | 17.0654 | 16.1137 | 15.1712 | 14.467 | 13.8521 | 13.3042 | 12.8903 | 12.5434 | 12.1965 | 11.8496 | 11.5027 | 11.1558 | 10.8089 | 10.462 | 10.1151 | 9.7682 | 9.4213 | 9.0744 | 8.7275 | 8.3806 | 8.0337 | 7.6868 | 7.3399 | 6.993 | 6.6461 | 6.2992 | 5.9523 | 5.6054 | 5.2585 | 4.9116 | 0 | 0 | 0 | 0 | 0 | 0 | 0 | 0 | 0 | 0 | 0 | 0 | 0 | 0 | 0 | 0 | 0 | 0
|  | 2029 | -1.283% | [9 empty] | 16.8464 | 15.9069 | 14.9765 | 14.2813 | 13.6743 | 13.1334 | 12.7248 | 12.3824 | 12.04 | 11.6975 | 11.3551 | 11.0126 | 10.6702 | 10.3277 | 9.9853 | 9.6428 | 9.3004 | 8.9579 | 8.6155 | 8.273 | 7.9306 | 7.5881 | 7.2457 | 6.9032 | 6.5608 | 6.2183 | 5.8759 | 5.5334 | 5.191 | 4.8485 | 0 | 0 | 0 | 0 | 0 | 0 | 0 | 0 | 0 | 0 | 0 | 0 | 0 | 0 | 0 | 0 | 0
|  | 2030 | -1.3% | [10 empty] | 16.6274 | 15.7001 | 14.7818 | 14.0956 | 13.4965 | 12.9627 | 12.5594 | 12.2214 | 11.8834 | 11.5454 | 11.2074 | 10.8694 | 10.5314 | 10.1934 | 9.8554 | 9.5175 | 9.1795 | 8.8415 | 8.5035 | 8.1655 | 7.8275 | 7.4895 | 7.1515 | 6.8135 | 6.4755 | 6.1375 | 5.7995 | 5.4615 | 5.1235 | 4.7855 | 0 | 0 | 0 | 0 | 0 | 0 | 0 | 0 | 0 | 0 | 0 | 0 | 0 | 0 | 0 | 0
|  | 2031 | -1.317% | [11 empty] | 16.4084 | 15.4933 | 14.5871 | 13.91 | 13.3187 | 12.7919 | 12.394 | 12.0604 | 11.7269 | 11.3933 | 11.0598 | 10.7263 | 10.3927 | 10.0592 | 9.7256 | 9.3921 | 9.0585 | 8.725 | 8.3915 | 8.0579 | 7.7244 | 7.3908 | 7.0573 | 6.7237 | 6.3902 | 6.0566 | 5.7231 | 5.3896 | 5.056 | 4.7225 | 0 | 0 | 0 | 0 | 0 | 0 | 0 | 0 | 0 | 0 | 0 | 0 | 0 | 0 | 0
|  | 2032 | -1.317% | [12 empty] | 16.1922 | 15.2892 | 14.3949 | 13.7267 | 13.1433 | 12.6234 | 12.2307 | 11.9016 | 11.5724 | 11.2433 | 10.9141 | 10.585 | 10.2558 | 9.9267 | 9.5975 | 9.2684 | 8.9392 | 8.6101 | 8.2809 | 7.9518 | 7.6226 | 7.2935 | 6.9643 | 6.6352 | 6.306 | 5.9769 | 5.6477 | 5.3186 | 4.9894 | 4.6603 | 0 | 0 | 0 | 0 | 0 | 0 | 0 | 0 | 0 | 0 | 0 | 0 | 0 | 0
|  | 2033 | -1.317% | [13 empty] | 15.979 | 15.0878 | 14.2053 | 13.5459 | 12.9702 | 12.4572 | 12.0696 | 11.7448 | 11.42 | 11.0952 | 10.7704 | 10.4455 | 10.1207 | 9.7959 | 9.4711 | 9.1463 | 8.8215 | 8.4967 | 8.1718 | 7.847 | 7.5222 | 7.1974 | 6.8726 | 6.5478 | 6.223 | 5.8981 | 5.5733 | 5.2485 | 4.9237 | 4.5989 | 0 | 0 | 0 | 0 | 0 | 0 | 0 | 0 | 0 | 0 | 0 | 0 | 0
|  | 2034 | -1.317% | [14 empty] | 15.7685 | 14.889 | 14.0182 | 13.3675 | 12.7993 | 12.2931 | 11.9106 | 11.5901 | 11.2696 | 10.949 | 10.6285 | 10.3079 | 9.9874 | 9.6669 | 9.3463 | 9.0258 | 8.7053 | 8.3847 | 8.0642 | 7.7437 | 7.4231 | 7.1026 | 6.7821 | 6.4615 | 6.141 | 5.8204 | 5.4999 | 5.1794 | 4.8588 | 4.5383 | 0 | 0 | 0 | 0 | 0 | 0 | 0 | 0 | 0 | 0 | 0 | 0
|  | 2035 | -1.317% | [15 empty] | 15.5608 | 14.6929 | 13.8336 | 13.1914 | 12.6307 | 12.1311 | 11.7537 | 11.4374 | 11.1211 | 10.8048 | 10.4885 | 10.1722 | 9.8559 | 9.5395 | 9.2232 | 8.9069 | 8.5906 | 8.2743 | 7.958 | 7.6417 | 7.3253 | 7.009 | 6.6927 | 6.3764 | 6.0601 | 5.7438 | 5.4275 | 5.1112 | 4.7948 | 4.4785 | 0 | 0 | 0 | 0 | 0 | 0 | 0 | 0 | 0 | 0 | 0
|  | 2036 | -1.317% | [16 empty] | 15.3558 | 14.4994 | 13.6513 | 13.0177 | 12.4644 | 11.9713 | 11.5989 | 11.2868 | 10.9746 | 10.6625 | 10.3503 | 10.0382 | 9.726 | 9.4139 | 9.1017 | 8.7896 | 8.4774 | 8.1653 | 7.8531 | 7.541 | 7.2289 | 6.9167 | 6.6046 | 6.2924 | 5.9803 | 5.6681 | 5.356 | 5.0438 | 4.7317 | 4.4195 | 0 | 0 | 0 | 0 | 0 | 0 | 0 | 0 | 0 | 0
|  | 2037 | -1.317% | [17 empty] | 15.1535 | 14.3084 | 13.4715 | 12.8462 | 12.3002 | 11.8137 | 11.4461 | 11.1381 | 10.8301 | 10.522 | 10.214 | 9.906 | 9.5979 | 9.2899 | 8.9818 | 8.6738 | 8.3658 | 8.0577 | 7.7497 | 7.4417 | 7.1336 | 6.8256 | 6.5176 | 6.2095 | 5.9015 | 5.5935 | 5.2854 | 4.9774 | 4.6694 | 4.3613 | 0 | 0 | 0 | 0 | 0 | 0 | 0 | 0 | 0
|  | 2038 | -1.317% | [18 empty] | 14.9539 | 14.1199 | 13.2941 | 12.677 | 12.1382 | 11.658 | 11.2954 | 10.9914 | 10.6874 | 10.3834 | 10.0794 | 9.7755 | 9.4715 | 9.1675 | 8.8635 | 8.5596 | 8.2556 | 7.9516 | 7.6476 | 7.3436 | 7.0397 | 6.7357 | 6.4317 | 6.1277 | 5.8238 | 5.5198 | 5.2158 | 4.9118 | 4.6078 | 4.3039 | 0 | 0 | 0 | 0 | 0 | 0 | 0 | 0
|  | 2039 | -1.317% | [19 empty] | 14.7569 | 13.9339 | 13.119 | 12.51 | 11.9783 | 11.5045 | 11.1466 | 10.8466 | 10.5466 | 10.2467 | 9.9467 | 9.6467 | 9.3467 | 9.0468 | 8.7468 | 8.4468 | 8.1468 | 7.8469 | 7.5469 | 7.2469 | 6.9469 | 6.647 | 6.347 | 6.047 | 5.747 | 5.4471 | 5.1471 | 4.8471 | 4.5471 | 4.2472 | 0 | 0 | 0 | 0 | 0 | 0 | 0
|  | 2040 | -1.317% | [20 empty] | 14.5626 | 13.7504 | 12.9462 | 12.3452 | 11.8205 | 11.3529 | 10.9997 | 10.7037 | 10.4077 | 10.1117 | 9.8157 | 9.5196 | 9.2236 | 8.9276 | 8.6316 | 8.3355 | 8.0395 | 7.7435 | 7.4475 | 7.1515 | 6.8554 | 6.5594 | 6.2634 | 5.9674 | 5.6713 | 5.3753 | 5.0793 | 4.7833 | 4.4873 | 4.1912 | 0 | 0 | 0 | 0 | 0 | 0
|  | 2041 | -1.317% | [21 empty] | 14.3707 | 13.5693 | 12.7756 | 12.1826 | 11.6648 | 11.2034 | 10.8549 | 10.5627 | 10.2706 | 9.9785 | 9.6864 | 9.3942 | 9.1021 | 8.81 | 8.5179 | 8.2257 | 7.9336 | 7.6415 | 7.3494 | 7.0573 | 6.7651 | 6.473 | 6.1809 | 5.8888 | 5.5966 | 5.3045 | 5.0124 | 4.7203 | 4.4281 | 4.136 | 0 | 0 | 0 | 0 | 0
|  | 2042 | -1.317% | [22 empty] | 14.1814 | 13.3905 | 12.6073 | 12.0221 | 11.5111 | 11.0558 | 10.7119 | 10.4236 | 10.1353 | 9.847 | 9.5588 | 9.2705 | 8.9822 | 8.6939 | 8.4057 | 8.1174 | 7.8291 | 7.5408 | 7.2526 | 6.9643 | 6.676 | 6.3877 | 6.0995 | 5.8112 | 5.5229 | 5.2346 | 4.9464 | 4.6581 | 4.3698 | 4.0815 | 0 | 0 | 0 | 0
|  | 2043 | -1.317% | 2043: 13.9946; 2044: 13.2141; 2045: 12.4413; 2046: 11.8638; 2047: 11.3595; 2048: 10.9102; 2049: 10.5708; 2050: 10.2863; 2051: 10.0018; 2052: 9.7173; 2053: 9.4329; 2054: 9.1484; 2055: 8.8639; 2056: 8.5794; 2057: 8.2949; 2058: 8.0105; 2059: 7.726; 2060: 7.4415; 2061: 7.157; 2062: 6.8726; 2063: 6.5881; 2064: 6.3036; 2065: 6.0191; 2066: 5.7346; 2067: 5.4502; 2068: 5.1657; 2069: 4.8812; 2070: 4.5967; 2071: 4.3123; 2072: 4.0278; 2073: 0; 2074: 0; 2075: 0
|  | 2044 | -1.317% | 2044: 13.8103; 2045: 13.0401; 2046: 12.2774; 2047: 11.7075; 2048: 11.2099; 2049: 10.7665; 2050: 10.4315; 2051: 10.1508; 2052: 9.8701; 2053: 9.5893; 2054: 9.3086; 2055: 9.0279; 2056: 8.7471; 2057: 8.4664; 2058: 8.1857; 2059: 7.905; 2060: 7.6242; 2061: 7.3435; 2062: 7.0628; 2063: 6.782; 2064: 6.5013; 2065: 6.2206; 2066: 5.9398; 2067: 5.6591; 2068: 5.3784; 2069: 5.0976; 2070: 4.8169; 2071: 4.5362; 2072: 4.2555; 2073: 3.9747; 2074: 0; 2075: 0
|  | 2045 | -1.317% | 2045: 13.6284; 2046: 12.8683; 2047: 12.1157; 2048: 11.5533; 2049: 11.0622; 2050: 10.6247; 2051: 10.2941; 2052: 10.0171; 2053: 9.7401; 2054: 9.463; 2055: 9.186; 2056: 8.909; 2057: 8.6319; 2058: 8.3549; 2059: 8.0779; 2060: 7.8008; 2061: 7.5238; 2062: 7.2468; 2063: 6.9697; 2064: 6.6927; 2065: 6.4157; 2066: 6.1386; 2067: 5.8616; 2068: 5.5846; 2069: 5.3075; 2070: 5.0305; 2071: 4.7535; 2072: 4.4764; 2073: 4.1994; 2074: 3.9224; 2075: 0
|  | 2046 | -1.317% | 2046: 13.4489; 2047: 12.6988; 2048: 11.9561; 2049: 11.4011; 2050: 10.9165; 2051: 10.4847; 2052: 10.1585; 2053: 9.8851; 2054: 9.6118; 2055: 9.3384; 2056: 9.065; 2057: 8.7916; 2058: 8.5182; 2059: 8.2448; 2060: 7.9715; 2061: 7.6981; 2062: 7.4247; 2063: 7.1513; 2064: 6.8779; 2065: 6.6045; 2066: 6.3312; 2067: 6.0578; 2068: 5.7844; 2069: 5.511; 2070: 5.2376; 2071: 4.9642; 2072: 4.6909; 2073: 4.4175; 2074: 4.1441; 2075: 3.8707 | 0 | 0 | 0 | 0
|  | 2047 | -1.317% | 2047: 13.2717; 2048: 12.5315; 2049: 11.7986; 2050: 11.2509; 2051: 10.7727; 2052: 10.3466; 2053: 10.0247; 2054: 9.7549; 2055: 9.4851; 2056: 9.2154; 2057: 8.9456; 2058: 8.6758; 2059: 8.406; 2060: 8.1362; 2061: 7.8665; 2062: 7.5967; 2063: 7.3269; 2064: 7.0571; 2065: 6.7873; 2066: 6.5175; 2067: 6.2478; 2068: 5.978; 2069: 5.7082; 2070: 5.4384; 2071: 5.1686; 2072: 4.8988; 2073: 4.6291; 2074: 4.3593; 2075: 4.0895 | 3.8197 | 0 | 0 | 0
|  | 2048 | -1.317% | 2048: 13.0969; 2049: 12.3665; 2050: 11.6432; 2051: 11.1027; 2052: 10.6308; 2053: 10.2103; 2054: 9.8927; 2055: 9.6264; 2056: 9.3602; 2057: 9.094; 2058: 8.8277; 2059: 8.5615; 2060: 8.2953; 2061: 8.0291; 2062: 7.7628; 2063: 7.4966; 2064: 7.2304; 2065: 6.9641; 2066: 6.6979; 2067: 6.4317; 2068: 6.1655; 2069: 5.8992; 2070: 5.633; 2071: 5.3668; 2072: 5.1005; 2073: 4.8343; 2074: 4.5681; 2075: 4.3019 | 4.0356 | 3.7694 | 0 | 0
|  | 2049 | -1.317% | 2049: 12.9244; 2050: 12.2036; 2051: 11.4898; 2052: 10.9565; 2053: 10.4908; 2054: 10.0758; 2055: 9.7624; 2056: 9.4996; 2057: 9.2369; 2058: 8.9742; 2059: 8.7115; 2060: 8.4487; 2061: 8.186; 2062: 7.9233; 2063: 7.6606; 2064: 7.3979; 2065: 7.1351; 2066: 6.8724; 2067: 6.6097; 2068: 6.347; 2069: 6.0842; 2070: 5.8215; 2071: 5.5588; 2072: 5.2961; 2073: 5.0334; 2074: 4.7706; 2075: 4.5079 | 4.2452 | 3.9825 | 3.7197 | 0
|  | 2050 | -1.317% | 2050: 12.7541; 2051: 12.0428; 2052: 11.3385; 2053: 10.8121; 2054: 10.3526; 2055: 9.9431; 2056: 9.6338; 2057: 9.3745; 2058: 9.1152; 2059: 8.856; 2060: 8.5967; 2061: 8.3375; 2062: 8.0782; 2063: 7.8189; 2064: 7.5597; 2065: 7.3004; 2066: 7.0411; 2067: 6.7819; 2068: 6.5226; 2069: 6.2634; 2070: 6.0041; 2071: 5.7448; 2072: 5.4856; 2073: 5.2263; 2074: 4.9671; 2075: 4.7078 | 4.4485 | 4.1893 | 3.93 | 3.6707
Revenue Requirement by vintage year
2012 $/MW-wk
| Aurora Input |  | Levelized Cost | 2020 | 2021 | 2022 | 2023 | 2024 | 2025 | 2026 | 2027 | 2028 | 2029 | 2030 | 2031 | 2032 | 2033 | 2034 | 2035 | 2036 | 2037 | 2038 | 2039 | 2040 | 2041 | 2042 | 2043 | 2044 | 2045 | 2046 | 2047 | 2048 | 2049 | 2050 | 2051 | 2052 | 2053 | 2054 | 2055 | 2056 | 2057 | 2058 | 2059 | 2060 | 2061 | 2062 | 2063 | 2064 | 2065 | 2066 | 2067 | 2068 | 2069 | 2070 | 2071 | 2072 | 2073 | 2074 | 2075
|  | 2020 | 5015.2737 | 7573.7192 | 7151.3229 | 6733.0565 | 6420.5143 | 6147.6186 | 5904.4579 | 5720.7671 | 5566.8112 | 5412.8554 | 5258.8995 | 5104.9436 | 4950.9877 | 4797.0319 | 4643.076 | 4489.1201 | 4335.1642 | 4181.2084 | 4027.2525 | 3873.2966 | 3719.3407 | 3565.3849 | 3411.429 | 3257.4731 | 3103.5172 | 2949.5614 | 2795.6055 | 2641.6496 | 2487.6937 | 2333.7379 | 2179.782 | 0 | 0 | 0 | 0 | 0 | 0 | 0 | 0 | 0 | 0 | 0 | 0 | 0 | 0 | 0 | 0 | 0 | 0 | 0 | 0 | 0 | 0 | 0 | 0 | 0 | 0
|  | 2021 | 5015.2737 |  | 7573.7192 | 7151.3229 | 6733.0565 | 6420.5143 | 6147.6186 | 5904.4579 | 5720.7671 | 5566.8112 | 5412.8554 | 5258.8995 | 5104.9436 | 4950.9877 | 4797.0319 | 4643.076 | 4489.1201 | 4335.1642 | 4181.2084 | 4027.2525 | 3873.2966 | 3719.3407 | 3565.3849 | 3411.429 | 3257.4731 | 3103.5172 | 2949.5614 | 2795.6055 | 2641.6496 | 2487.6937 | 2333.7379 | 2179.782 | 0 | 0 | 0 | 0 | 0 | 0 | 0 | 0 | 0 | 0 | 0 | 0 | 0 | 0 | 0 | 0 | 0 | 0 | 0 | 0 | 0 | 0 | 0 | 0 | 0
|  | 2022 | 5015.2737 |  |  | 7573.7192 | 7151.3229 | 6733.0565 | 6420.5143 | 6147.6186 | 5904.4579 | 5720.7671 | 5566.8112 | 5412.8554 | 5258.8995 | 5104.9436 | 4950.9877 | 4797.0319 | 4643.076 | 4489.1201 | 4335.1642 | 4181.2084 | 4027.2525 | 3873.2966 | 3719.3407 | 3565.3849 | 3411.429 | 3257.4731 | 3103.5172 | 2949.5614 | 2795.6055 | 2641.6496 | 2487.6937 | 2333.7379 | 2179.782 | 0 | 0 | 0 | 0 | 0 | 0 | 0 | 0 | 0 | 0 | 0 | 0 | 0 | 0 | 0 | 0 | 0 | 0 | 0 | 0 | 0 | 0 | 0 | 0
|  | 2023 | 5015.2737 |  |  |  | 7573.7192 | 7151.3229 | 6733.0565 | 6420.5143 | 6147.6186 | 5904.4579 | 5720.7671 | 5566.8112 | 5412.8554 | 5258.8995 | 5104.9436 | 4950.9877 | 4797.0319 | 4643.076 | 4489.1201 | 4335.1642 | 4181.2084 | 4027.2525 | 3873.2966 | 3719.3407 | 3565.3849 | 3411.429 | 3257.4731 | 3103.5172 | 2949.5614 | 2795.6055 | 2641.6496 | 2487.6937 | 2333.7379 | 2179.782 | 0 | 0 | 0 | 0 | 0 | 0 | 0 | 0 | 0 | 0 | 0 | 0 | 0 | 0 | 0 | 0 | 0 | 0 | 0 | 0 | 0 | 0 | 0
|  | 2024 | 5015.2737 |  |  |  |  | 7573.7192 | 7151.3229 | 6733.0565 | 6420.5143 | 6147.6186 | 5904.4579 | 5720.7671 | 5566.8112 | 5412.8554 | 5258.8995 | 5104.9436 | 4950.9877 | 4797.0319 | 4643.076 | 4489.1201 | 4335.1642 | 4181.2084 | 4027.2525 | 3873.2966 | 3719.3407 | 3565.3849 | 3411.429 | 3257.4731 | 3103.5172 | 2949.5614 | 2795.6055 | 2641.6496 | 2487.6937 | 2333.7379 | 2179.782 | 0 | 0 | 0 | 0 | 0 | 0 | 0 | 0 | 0 | 0 | 0 | 0 | 0 | 0 | 0 | 0 | 0 | 0 | 0 | 0 | 0 | 0
|  | 2025 | 5015.2737 | [5 empty] | 7573.7192 | 7151.3229 | 6733.0565 | 6420.5143 | 6147.6186 | 5904.4579 | 5720.7671 | 5566.8112 | 5412.8554 | 5258.8995 | 5104.9436 | 4950.9877 | 4797.0319 | 4643.076 | 4489.1201 | 4335.1642 | 4181.2084 | 4027.2525 | 3873.2966 | 3719.3407 | 3565.3849 | 3411.429 | 3257.4731 | 3103.5172 | 2949.5614 | 2795.6055 | 2641.6496 | 2487.6937 | 2333.7379 | 2179.782 | 0 | 0 | 0 | 0 | 0 | 0 | 0 | 0 | 0 | 0 | 0 | 0 | 0 | 0 | 0 | 0 | 0 | 0 | 0 | 0 | 0
|  | 2026 | 4953.2931 | [6 empty] | 7480.1205 | 7062.9443 | 6649.8469 | 6341.1672 | 6071.6441 | 5831.4885 | 5650.0678 | 5498.0146 | 5345.9613 | 5193.9081 | 5041.8549 | 4889.8016 | 4737.7484 | 4585.6952 | 4433.6419 | 4281.5887 | 4129.5355 | 3977.4822 | 3825.429 | 3673.3758 | 3521.3226 | 3369.2693 | 3217.2161 | 3065.1629 | 2913.1096 | 2761.0564 | 2609.0032 | 2456.9499 | 2304.8967 | 2152.8435 | 0 | 0 | 0 | 0 | 0 | 0 | 0 | 0 | 0 | 0 | 0 | 0 | 0 | 0 | 0 | 0 | 0 | 0 | 0 | 0
|  | 2027 | 4891.3125 | [7 empty] | 7386.5217 | 6974.5657 | 6566.6374 | 6261.8202 | 5995.6696 | 5758.5191 | 5579.3685 | 5429.2179 | 5279.0673 | 5128.9167 | 4978.7661 | 4828.6155 | 4678.465 | 4528.3144 | 4378.1638 | 4228.0132 | 4077.8626 | 3927.712 | 3777.5614 | 3627.4108 | 3477.2602 | 3327.1096 | 3176.9591 | 3026.8085 | 2876.6579 | 2726.5073 | 2576.3567 | 2426.2061 | 2276.0555 | 2125.9049 | 0 | 0 | 0 | 0 | 0 | 0 | 0 | 0 | 0 | 0 | 0 | 0 | 0 | 0 | 0 | 0 | 0 | 0 | 0
|  | 2028 | 4829.332 | [8 empty] | 7292.9229 | 6886.187 | 6483.4278 | 6182.4731 | 5919.6951 | 5685.5497 | 5508.6692 | 5360.4212 | 5212.1733 | 5063.9253 | 4915.6774 | 4767.4295 | 4619.1815 | 4470.9336 | 4322.6856 | 4174.4377 | 4026.1897 | 3877.9418 | 3729.6938 | 3581.4459 | 3433.1979 | 3284.95 | 3136.702 | 2988.4541 | 2840.2061 | 2691.9582 | 2543.7102 | 2395.4623 | 2247.2143 | 2098.9664 | 0 | 0 | 0 | 0 | 0 | 0 | 0 | 0 | 0 | 0 | 0 | 0 | 0 | 0 | 0 | 0 | 0 | 0
|  | 2029 | 4767.3514 | [9 empty] | 7199.3242 | 6797.8084 | 6400.2183 | 6103.1261 | 5843.7206 | 5612.5802 | 5437.9699 | 5291.6246 | 5145.2793 | 4998.934 | 4852.5887 | 4706.2434 | 4559.898 | 4413.5527 | 4267.2074 | 4120.8621 | 3974.5168 | 3828.1715 | 3681.8262 | 3535.4809 | 3389.1356 | 3242.7903 | 3096.445 | 2950.0997 | 2803.7544 | 2657.4091 | 2511.0638 | 2364.7185 | 2218.3732 | 2072.0279 | 0 | 0 | 0 | 0 | 0 | 0 | 0 | 0 | 0 | 0 | 0 | 0 | 0 | 0 | 0 | 0 | 0
|  | 2030 | 4705.3709 | [10 empty] | 7105.7254 | 6709.4297 | 6317.0087 | 6023.7791 | 5767.7462 | 5539.6108 | 5367.2706 | 5222.8279 | 5078.3852 | 4933.9426 | 4789.4999 | 4645.0573 | 4500.6146 | 4356.1719 | 4211.7293 | 4067.2866 | 3922.8439 | 3778.4013 | 3633.9586 | 3489.516 | 3345.0733 | 3200.6306 | 3056.188 | 2911.7453 | 2767.3026 | 2622.86 | 2478.4173 | 2333.9746 | 2189.532 | 2045.0893 | 0 | 0 | 0 | 0 | 0 | 0 | 0 | 0 | 0 | 0 | 0 | 0 | 0 | 0 | 0 | 0
|  | 2031 | 4643.3903 | [11 empty] | 7012.1267 | 6621.0511 | 6233.7992 | 5944.432 | 5691.7717 | 5466.6414 | 5296.5713 | 5154.0312 | 5011.4912 | 4868.9512 | 4726.4112 | 4583.8712 | 4441.3311 | 4298.7911 | 4156.2511 | 4013.7111 | 3871.1711 | 3728.631 | 3586.091 | 3443.551 | 3301.011 | 3158.471 | 3015.9309 | 2873.3909 | 2730.8509 | 2588.3109 | 2445.7709 | 2303.2308 | 2160.6908 | 2018.1508 | 0 | 0 | 0 | 0 | 0 | 0 | 0 | 0 | 0 | 0 | 0 | 0 | 0 | 0 | 0
|  | 2032 | 4582.2261 | [12 empty] | 6919.7608 | 6533.8366 | 6151.6857 | 5866.1302 | 5616.7979 | 5394.6331 | 5226.8032 | 5086.1408 | 4945.4783 | 4804.8159 | 4664.1535 | 4523.491 | 4382.8286 | 4242.1661 | 4101.5037 | 3960.8413 | 3820.1788 | 3679.5164 | 3538.8539 | 3398.1915 | 3257.5291 | 3116.8666 | 2976.2042 | 2835.5417 | 2694.8793 | 2554.2169 | 2413.5544 | 2272.892 | 2132.2295 | 1991.5671 | 0 | 0 | 0 | 0 | 0 | 0 | 0 | 0 | 0 | 0 | 0 | 0 | 0 | 0
|  | 2033 | 4521.8677 | [13 empty] | 6828.6116 | 6447.771 | 6070.6538 | 5788.8597 | 5542.8118 | 5323.5734 | 5157.9542 | 5019.1446 | 4880.335 | 4741.5254 | 4602.7158 | 4463.9062 | 4325.0966 | 4186.2871 | 4047.4775 | 3908.6679 | 3769.8583 | 3631.0487 | 3492.2391 | 3353.4295 | 3214.6199 | 3075.8103 | 2937.0007 | 2798.1911 | 2659.3815 | 2520.5719 | 2381.7624 | 2242.9528 | 2104.1432 | 1965.3336 | 0 | 0 | 0 | 0 | 0 | 0 | 0 | 0 | 0 | 0 | 0 | 0 | 0
|  | 2034 | 4462.3043 | [14 empty] | 6738.6631 | 6362.839 | 5990.6894 | 5712.6071 | 5469.8002 | 5253.4497 | 5090.0121 | 4953.0309 | 4816.0498 | 4679.0686 | 4542.0875 | 4405.1063 | 4268.1252 | 4131.144 | 3994.1629 | 3857.1817 | 3720.2006 | 3583.2194 | 3446.2383 | 3309.2571 | 3172.276 | 3035.2948 | 2898.3137 | 2761.3325 | 2624.3514 | 2487.3702 | 2350.3891 | 2213.4079 | 2076.4268 | 1939.4456 | 0 | 0 | 0 | 0 | 0 | 0 | 0 | 0 | 0 | 0 | 0 | 0
|  | 2035 | 4403.5255 | [15 empty] | 6649.8994 | 6279.0257 | 5911.7782 | 5637.3589 | 5397.7503 | 5184.2496 | 5022.9649 | 4887.7881 | 4752.6113 | 4617.4345 | 4482.2577 | 4347.0809 | 4211.9041 | 4076.7273 | 3941.5505 | 3806.3738 | 3671.197 | 3536.0202 | 3400.8434 | 3265.6666 | 3130.4898 | 2995.313 | 2860.1362 | 2724.9594 | 2589.7826 | 2454.6058 | 2319.429 | 2184.2522 | 2049.0754 | 1913.8986 | 0 | 0 | 0 | 0 | 0 | 0 | 0 | 0 | 0 | 0 | 0
|  | 2036 | 4345.5209 | [16 empty] | 6562.3049 | 6196.3165 | 5833.9065 | 5563.102 | 5326.6495 | 5115.9611 | 4956.8009 | 4823.4047 | 4690.0085 | 4556.6123 | 4423.2161 | 4289.8199 | 4156.4237 | 4023.0275 | 3889.6313 | 3756.235 | 3622.8388 | 3489.4426 | 3356.0464 | 3222.6502 | 3089.254 | 2955.8578 | 2822.4616 | 2689.0654 | 2555.6692 | 2422.273 | 2288.8768 | 2155.4806 | 2022.0844 | 1888.6882 | 0 | 0 | 0 | 0 | 0 | 0 | 0 | 0 | 0 | 0
|  | 2037 | 4288.2804 | [17 empty] | 6475.8642 | 6114.6968 | 5757.0605 | 5489.8231 | 5256.4853 | 5048.5722 | 4891.5084 | 4759.8693 | 4628.2303 | 4496.5912 | 4364.9521 | 4233.3131 | 4101.674 | 3970.0349 | 3838.3959 | 3706.7568 | 3575.1177 | 3443.4786 | 3311.8396 | 3180.2005 | 3048.5614 | 2916.9224 | 2785.2833 | 2653.6442 | 2522.0052 | 2390.3661 | 2258.727 | 2127.088 | 1995.4489 | 1863.8098 | 0 | 0 | 0 | 0 | 0 | 0 | 0 | 0 | 0
|  | 2038 | 4231.7939 | [18 empty] | 6390.5622 | 6034.1521 | 5681.2267 | 5417.5095 | 5187.2453 | 4982.0708 | 4827.076 | 4697.1709 | 4567.2658 | 4437.3607 | 4307.4557 | 4177.5506 | 4047.6455 | 3917.7404 | 3787.8353 | 3657.9303 | 3528.0252 | 3398.1201 | 3268.215 | 3138.3099 | 3008.4049 | 2878.4998 | 2748.5947 | 2618.6896 | 2488.7846 | 2358.8795 | 2228.9744 | 2099.0693 | 1969.1642 | 1839.2592 | 0 | 0 | 0 | 0 | 0 | 0 | 0 | 0
|  | 2039 | 4176.0514 | [19 empty] | 6306.3838 | 5954.6685 | 5606.3919 | 5346.1484 | 5118.9173 | 4916.4455 | 4763.4923 | 4635.2983 | 4507.1044 | 4378.9105 | 4250.7166 | 4122.5226 | 3994.3287 | 3866.1348 | 3737.9408 | 3609.7469 | 3481.553 | 3353.359 | 3225.1651 | 3096.9712 | 2968.7773 | 2840.5833 | 2712.3894 | 2584.1955 | 2456.0015 | 2327.8076 | 2199.6137 | 2071.4197 | 1943.2258 | 1815.0319 | 0 | 0 | 0 | 0 | 0 | 0 | 0
|  | 2040 | 4121.0432 | [20 empty] | 6223.3142 | 5876.2318 | 5532.5428 | 5275.7273 | 5051.4894 | 4851.6846 | 4700.7461 | 4574.2408 | 4447.7355 | 4321.2302 | 4194.7248 | 4068.2195 | 3941.7142 | 3815.2089 | 3688.7035 | 3562.1982 | 3435.6929 | 3309.1876 | 3182.6823 | 3056.1769 | 2929.6716 | 2803.1663 | 2676.661 | 2550.1557 | 2423.6503 | 2297.145 | 2170.6397 | 2044.1344 | 1917.6291 | 1791.1237 | 0 | 0 | 0 | 0 | 0 | 0
|  | 2041 | 4066.7595 | [21 empty] | 6141.3388 | 5798.8283 | 5459.6665 | 5206.2339 | 4984.9496 | 4787.7767 | 4638.8265 | 4513.9875 | 4389.1486 | 4264.3096 | 4139.4706 | 4014.6317 | 3889.7927 | 3764.9538 | 3640.1148 | 3515.2759 | 3390.4369 | 3265.598 | 3140.759 | 3015.9201 | 2891.0811 | 2766.2421 | 2641.4032 | 2516.5642 | 2391.7253 | 2266.8863 | 2142.0474 | 2017.2084 | 1892.3695 | 1767.5305 | 0 | 0 | 0 | 0 | 0
|  | 2042 | 4013.191 | [22 empty] | 6060.4433 | 5722.4443 | 5387.7501 | 5137.6558 | 4919.2864 | 4724.7107 | 4577.7224 | 4454.5279 | 4331.3334 | 4208.1388 | 4084.9443 | 3961.7498 | 3838.5552 | 3715.3607 | 3592.1661 | 3468.9716 | 3345.7771 | 3222.5825 | 3099.388 | 2976.1934 | 2852.9989 | 2729.8044 | 2606.6098 | 2483.4153 | 2360.2208 | 2237.0262 | 2113.8317 | 1990.6371 | 1867.4426 | 1744.2481 | 0 | 0 | 0 | 0
|  | 2043 | 3960.328 | 2043: 5980.6133; 2044: 5647.0666; 2045: 5316.7811; 2046: 5069.981; 2047: 4854.4881; 2048: 4662.4754; 2049: 4517.4233; 2050: 4395.8515; 2051: 4274.2797; 2052: 4152.708; 2053: 4031.1362; 2054: 3909.5644; 2055: 3787.9926; 2056: 3666.4208; 2057: 3544.849; 2058: 3423.2773; 2059: 3301.7055; 2060: 3180.1337; 2061: 3058.5619; 2062: 2936.9901; 2063: 2815.4183; 2064: 2693.8466; 2065: 2572.2748; 2066: 2450.703; 2067: 2329.1312; 2068: 2207.5594; 2069: 2085.9876; 2070: 1964.4159; 2071: 1842.8441; 2072: 1721.2723; 2073: 0; 2074: 0; 2075: 0
|  | 2044 | 3908.1614 | 2044: 5901.8348; 2045: 5572.6817; 2046: 5246.7468; 2047: 5003.1977; 2048: 4790.5433; 2049: 4601.0598; 2050: 4457.9184; 2051: 4337.948; 2052: 4217.9776; 2053: 4098.0072; 2054: 3978.0368; 2055: 3858.0664; 2056: 3738.096; 2057: 3618.1256; 2058: 3498.1552; 2059: 3378.1848; 2060: 3258.2144; 2061: 3138.244; 2062: 3018.2736; 2063: 2898.3032; 2064: 2778.3328; 2065: 2658.3624; 2066: 2538.392; 2067: 2418.4216; 2068: 2298.4512; 2069: 2178.4808; 2070: 2058.5104; 2071: 1938.54; 2072: 1818.5696; 2073: 1698.5992; 2074: 0; 2075: 0
|  | 2045 | 3856.6819 | 2045: 5824.0941; 2046: 5499.2767; 2047: 5177.6351; 2048: 4937.2941; 2049: 4727.4408; 2050: 4540.4533; 2051: 4399.1974; 2052: 4280.8073; 2053: 4162.4172; 2054: 4044.027; 2055: 3925.6369; 2056: 3807.2468; 2057: 3688.8567; 2058: 3570.4666; 2059: 3452.0765; 2060: 3333.6863; 2061: 3215.2962; 2062: 3096.9061; 2063: 2978.516; 2064: 2860.1259; 2065: 2741.7358; 2066: 2623.3456; 2067: 2504.9555; 2068: 2386.5654; 2069: 2268.1753; 2070: 2149.7852; 2071: 2031.3951; 2072: 1913.005; 2073: 1794.6148; 2074: 1676.2247; 2075: 0 | 0 | 0 | 0 | 0
|  | 2046 | 3805.8805 | 2046: 5747.3773; 2047: 5426.8385; 2048: 5109.4337; 2049: 4872.2585; 2050: 4665.1695; 2051: 4480.6451; 2052: 4341.2498; 2053: 4224.4192; 2054: 4107.5885; 2055: 3990.7579; 2056: 3873.9273; 2057: 3757.0966; 2058: 3640.266; 2059: 3523.4353; 2060: 3406.6047; 2061: 3289.774; 2062: 3172.9434; 2063: 3056.1127; 2064: 2939.2821; 2065: 2822.4514; 2066: 2705.6208; 2067: 2588.7901; 2068: 2471.9595; 2069: 2355.1289; 2070: 2238.2982; 2071: 2121.4676; 2072: 2004.6369; 2073: 1887.8063; 2074: 1770.9756; 2075: 1654.145 | 0 | 0 | 0 | 0
|  | 2047 | 3755.7483 | 2047: 5671.6712; 2048: 5355.3546; 2049: 5042.1307; 2050: 4808.0797; 2051: 4603.7185; 2052: 4421.6247; 2053: 4284.0656; 2054: 4168.7739; 2055: 4053.4821; 2056: 3938.1904; 2057: 3822.8987; 2058: 3707.607; 2059: 3592.3153; 2060: 3477.0236; 2061: 3361.7318; 2062: 3246.4401; 2063: 3131.1484; 2064: 3015.8567; 2065: 2900.565; 2066: 2785.2733; 2067: 2669.9815; 2068: 2554.6898; 2069: 2439.3981; 2070: 2324.1064; 2071: 2208.8147; 2072: 2093.523; 2073: 1978.2312; 2074: 1862.9395; 2075: 1747.6478 | 1632.3561 | 0 | 0 | 0
|  | 2048 | 3706.2764 | 2048: 5596.9622; 2049: 5284.8122; 2050: 4975.7142; 2051: 4744.7462; 2052: 4543.0769; 2053: 4363.3817; 2054: 4227.6346; 2055: 4113.8615; 2056: 4000.0885; 2057: 3886.3154; 2058: 3772.5423; 2059: 3658.7693; 2060: 3544.9962; 2061: 3431.2232; 2062: 3317.4501; 2063: 3203.677; 2064: 3089.904; 2065: 2976.1309; 2066: 2862.3579; 2067: 2748.5848; 2068: 2634.8117; 2069: 2521.0387; 2070: 2407.2656; 2071: 2293.4926; 2072: 2179.7195; 2073: 2065.9464; 2074: 1952.1734; 2075: 1838.4003 | 1724.6273 | 1610.8542 | 0 | 0
|  | 2049 | 3657.4563 | 2049: 5523.2373; 2050: 5215.1991; 2051: 4910.1726; 2052: 4682.247; 2053: 4483.2341; 2054: 4305.9059; 2055: 4171.9469; 2056: 4059.6725; 2057: 3947.3981; 2058: 3835.1237; 2059: 3722.8493; 2060: 3610.5749; 2061: 3498.3005; 2062: 3386.026; 2063: 3273.7516; 2064: 3161.4772; 2065: 3049.2028; 2066: 2936.9284; 2067: 2824.654; 2068: 2712.3796; 2069: 2600.1052; 2070: 2487.8308; 2071: 2375.5564; 2072: 2263.282; 2073: 2151.0076; 2074: 2038.7332; 2075: 1926.4588 | 1814.1844 | 1701.9099 | 1589.6355 | 0
|  | 2050 | 3609.2791 | 2050: 5450.4836; 2051: 5146.5029; 2052: 4845.4943; 2053: 4620.571; 2054: 4424.1796; 2055: 4249.1872; 2056: 4116.9928; 2057: 4006.1973; 2058: 3895.4018; 2059: 3784.6063; 2060: 3673.8108; 2061: 3563.0153; 2062: 3452.2198; 2063: 3341.4243; 2064: 3230.6288; 2065: 3119.8333; 2066: 3009.0378; 2067: 2898.2423; 2068: 2787.4468; 2069: 2676.6513; 2070: 2565.8558; 2071: 2455.0603; 2072: 2344.2648; 2073: 2233.4693; 2074: 2122.6739; 2075: 2011.8784 | 1901.0829 | 1790.2874 | 1679.4919 | 1568.6964
|  | Annual Change (%) |  | 0% | 0% | 0% | 0% | 0% | 0% | -1.236% | -1.251% | -1.267% | -1.283% | -1.3% | -1.317% | -1.317% | -1.317% | -1.317% | -1.317% | -1.317% | -1.317% | -1.317% | -1.317% | -1.317% | -1.317% | -1.317% | -1.317% | -1.317% | -1.317% | -1.317% | -1.317% | -1.317% | -1.317% | -1.317% | 0% | 0% | 0% | 0% | 0% | 0% | 0% | 0% | 0% | 0% | 0% | 0% | 0% | 0% | 0% | 0% | 0% | 0% | 0% | 0% | 0% | 0% | 0% | 0% | 0%
|  | Levelized Capital Cost ($/MW-wk) |  | 5015.2737 | 5015.2737 | 5015.2737 | 5015.2737 | 5015.2737 | 5015.2737 | 4953.2931 | 4891.3125 | 4829.332 | 4767.3514 | 4705.3709 | 4643.3903 | 4582.2261 | 4521.8677 | 4462.3043 | 4403.5255 | 4345.5209 | 4288.2804 | 4231.7939 | 4176.0514 | 4121.0432 | 4066.7595 | 4013.191 | 3960.328 | 3908.1614 | 3856.6819 | 3805.8805 | 3755.7483 | 3706.2764 | 3657.4563 | 3609.2791 | 3609.2791 | 3609.2791 | 3609.2791 | 3609.2791 | 3609.2791 | 3609.2791 | 3609.2791 | 3609.2791 | 3609.2791 | 3609.2791 | 3609.2791 | 3609.2791 | 3609.2791 | 3609.2791 | 3609.2791 | 3609.2791 | 3609.2791 | 3609.2791 | 3609.2791 | 3609.2791 | 3609.2791 | 3609.2791 | 3609.2791 | 3609.2791 | 3609.2791
|  | Economic Life | 30
|  | check s/b 0 | 0
itc
Revenue Requirement by vintage year
2012 $/MW-wk
| Aurora Input |  | Levelized Cost | 2020 | 2021 | 2022 | 2023 | 2024 | 2025 | 2026 | 2027 | 2028 | 2029 | 2030 | 2031 | 2032 | 2033 | 2034 | 2035 | 2036 | 2037 | 2038 | 2039 | 2040 | 2041 | 2042 | 2043 | 2044 | 2045 | 2046 | Levelized | 2047 | 2048 | 2049 | 2050 | 2051 | 2052 | 2053 | 2054 | 2055 | 2056 | 2057 | 2058 | 2059 | 2060 | 2061 | 2062 | 2063 | 2064 | 2065 | 2066 | 2067 | 2068 | 2069 | 2070 | 2071 | 2072 | 2073 | 2074 | 2075 | 2076 | 2077 | 2078 | 2079
|  | 2020 | 5015.2737 | 7573.7192 | 7151.3229 | 6733.0565 | 6420.5143 | 6147.6186 | 5904.4579 | 5720.7671 | 5566.8112 | 5412.8554 | 5258.8995 | 5104.9436 | 4950.9877 | 4797.0319 | 4643.076 | 4489.1201 | 4335.1642 | 4181.2084 | 4027.2525 | 3873.2966 | 3719.3407 | 3565.3849 | 3411.429 | 3257.4731 | 3103.5172 | 2949.5614 | 2795.6055 | 2641.6496 | 2338.0577 | 2487.6937 | 2333.7379 | 2179.782 | 0 | 0 | 0 | 0 | 0 | 0 | 0 | 0 | 0 | 0 | 0 | 0 | 0 | 0 | 0 | 0 | 0 | 0 | 0 | 0 | 0 | 0 | 0 | 0 | 0 | 0 | 0 | 0 | 0 | 0
|  | 2021 | 5015.2737 |  | 7573.7192 | 7151.3229 | 6733.0565 | 6420.5143 | 6147.6186 | 5904.4579 | 5720.7671 | 5566.8112 | 5412.8554 | 5258.8995 | 5104.9436 | 4950.9877 | 4797.0319 | 4643.076 | 4489.1201 | 4335.1642 | 4181.2084 | 4027.2525 | 3873.2966 | 3719.3407 | 3565.3849 | 3411.429 | 3257.4731 | 3103.5172 | 2949.5614 | 2795.6055 | 2418.8139 | 2641.6496 | 2487.6937 | 2333.7379 | 2179.782 | 0 | 0 | 0 | 0 | 0 | 0 | 0 | 0 | 0 | 0 | 0 | 0 | 0 | 0 | 0 | 0 | 0 | 0 | 0 | 0 | 0 | 0 | 0 | 0 | 0 | 0 | 0 | 0 | 0
|  | 2022 | 5015.2737 |  |  | 7573.7192 | 7151.3229 | 6733.0565 | 6420.5143 | 6147.6186 | 5904.4579 | 5720.7671 | 5566.8112 | 5412.8554 | 5258.8995 | 5104.9436 | 4950.9877 | 4797.0319 | 4643.076 | 4489.1201 | 4335.1642 | 4181.2084 | 4027.2525 | 3873.2966 | 3719.3407 | 3565.3849 | 3411.429 | 3257.4731 | 3103.5172 | 2949.5614 | 2500.6472 | 2795.6055 | 2641.6496 | 2487.6937 | 2333.7379 | 2179.782 | 0 | 0 | 0 | 0 | 0 | 0 | 0 | 0 | 0 | 0 | 0 | 0 | 0 | 0 | 0 | 0 | 0 | 0 | 0 | 0 | 0 | 0 | 0 | 0 | 0 | 0 | 0 | 0
|  | 2023 | 5015.2737 |  |  |  | 7573.7192 | 7151.3229 | 6733.0565 | 6420.5143 | 6147.6186 | 5904.4579 | 5720.7671 | 5566.8112 | 5412.8554 | 5258.8995 | 5104.9436 | 4950.9877 | 4797.0319 | 4643.076 | 4489.1201 | 4335.1642 | 4181.2084 | 4027.2525 | 3873.2966 | 3719.3407 | 3565.3849 | 3411.429 | 3257.4731 | 3103.5172 | 2583.5561 | 2949.5614 | 2795.6055 | 2641.6496 | 2487.6937 | 2333.7379 | 2179.782 | 0 | 0 | 0 | 0 | 0 | 0 | 0 | 0 | 0 | 0 | 0 | 0 | 0 | 0 | 0 | 0 | 0 | 0 | 0 | 0 | 0 | 0 | 0 | 0 | 0 | 0 | 0
|  | 2024 | 5015.2737 |  |  |  |  | 7573.7192 | 7151.3229 | 6733.0565 | 6420.5143 | 6147.6186 | 5904.4579 | 5720.7671 | 5566.8112 | 5412.8554 | 5258.8995 | 5104.9436 | 4950.9877 | 4797.0319 | 4643.076 | 4489.1201 | 4335.1642 | 4181.2084 | 4027.2525 | 3873.2966 | 3719.3407 | 3565.3849 | 3411.429 | 3257.4731 | 2667.5383 | 3103.5172 | 2949.5614 | 2795.6055 | 2641.6496 | 2487.6937 | 2333.7379 | 2179.782 | 0 | 0 | 0 | 0 | 0 | 0 | 0 | 0 | 0 | 0 | 0 | 0 | 0 | 0 | 0 | 0 | 0 | 0 | 0 | 0 | 0 | 0 | 0 | 0 | 0 | 0
|  | 2025 | 5015.2737 | [5 empty] | 7573.7192 | 7151.3229 | 6733.0565 | 6420.5143 | 6147.6186 | 5904.4579 | 5720.7671 | 5566.8112 | 5412.8554 | 5258.8995 | 5104.9436 | 4950.9877 | 4797.0319 | 4643.076 | 4489.1201 | 4335.1642 | 4181.2084 | 4027.2525 | 3873.2966 | 3719.3407 | 3565.3849 | 3411.429 | 2752.5914 | 3257.4731 | 3103.5172 | 2949.5614 | 2795.6055 | 2641.6496 | 2487.6937 | 2333.7379 | 2179.782 | 0 | 0 | 0 | 0 | 0 | 0 | 0 | 0 | 0 | 0 | 0 | 0 | 0 | 0 | 0 | 0 | 0 | 0 | 0 | 0 | 0 | 0 | 0 | 0 | 0
|  | 2026 | 4953.2931 | [6 empty] | 7573.7192 | 7151.3229 | 6733.0565 | 6420.5143 | 6147.6186 | 5904.4579 | 5720.7671 | 5566.8112 | 5412.8554 | 5258.8995 | 5104.9436 | 4950.9877 | 4797.0319 | 4643.076 | 4489.1201 | 4335.1642 | 4181.2084 | 4027.2525 | 3873.2966 | 3719.3407 | 3565.3849 | 2838.7127 | 3411.429 | 3257.4731 | 3103.5172 | 2949.5614 | 2795.6055 | 2641.6496 | 2487.6937 | 2333.7379 | 2179.782 | 0 | 0 | 0 | 0 | 0 | 0 | 0 | 0 | 0 | 0 | 0 | 0 | 0 | 0 | 0 | 0 | 0 | 0 | 0 | 0 | 0 | 0 | 0 | 0
|  | 2027 | 4891.3125 | [7 empty] | 7573.7192 | 7151.3229 | 6733.0565 | 6420.5143 | 6147.6186 | 5904.4579 | 5720.7671 | 5566.8112 | 5412.8554 | 5258.8995 | 5104.9436 | 4950.9877 | 4797.0319 | 4643.076 | 4489.1201 | 4335.1642 | 4181.2084 | 4027.2525 | 3873.2966 | 3719.3407 | 2925.8988 | 3565.3849 | 3411.429 | 3257.4731 | 3103.5172 | 2949.5614 | 2795.6055 | 2641.6496 | 2487.6937 | 2333.7379 | 2179.782 | 0 | 0 | 0 | 0 | 0 | 0 | 0 | 0 | 0 | 0 | 0 | 0 | 0 | 0 | 0 | 0 | 0 | 0 | 0 | 0 | 0 | 0 | 0
|  | 2028 | 4829.332 | [8 empty] | 7480.1205 | 7062.9443 | 6649.8469 | 6341.1672 | 6071.6441 | 5831.4885 | 5650.0678 | 5498.0146 | 5345.9613 | 5193.9081 | 5041.8549 | 4889.8016 | 4737.7484 | 4585.6952 | 4433.6419 | 4281.5887 | 4129.5355 | 3977.4822 | 3825.429 | 2976.8963 | 3673.3758 | 3521.3226 | 3369.2693 | 3217.2161 | 3065.1629 | 2913.1096 | 2761.0564 | 2609.0032 | 2456.9499 | 2304.8967 | 2152.8435 | 0 | 0 | 0 | 0 | 0 | 0 | 0 | 0 | 0 | 0 | 0 | 0 | 0 | 0 | 0 | 0 | 0 | 0 | 0 | 0 | 0 | 0
|  | 2029 | 4767.3514 | [9 empty] | 7386.5217 | 6974.5657 | 6566.6374 | 6261.8202 | 5995.6696 | 5758.5191 | 5579.3685 | 5429.2179 | 5279.0673 | 5128.9167 | 4978.7661 | 4828.6155 | 4678.465 | 4528.3144 | 4378.1638 | 4228.0132 | 4077.8626 | 3927.712 | 3026.7438 | 3777.5614 | 3627.4108 | 3477.2602 | 3327.1096 | 3176.9591 | 3026.8085 | 2876.6579 | 2726.5073 | 2576.3567 | 2426.2061 | 2276.0555 | 2125.9049 | 0 | 0 | 0 | 0 | 0 | 0 | 0 | 0 | 0 | 0 | 0 | 0 | 0 | 0 | 0 | 0 | 0 | 0 | 0 | 0 | 0
|  | 2030 | 4705.3709 | [10 empty] | 7292.9229 | 6886.187 | 6483.4278 | 6182.4731 | 5919.6951 | 5685.5497 | 5508.6692 | 5360.4212 | 5212.1733 | 5063.9253 | 4915.6774 | 4767.4295 | 4619.1815 | 4470.9336 | 4322.6856 | 4174.4377 | 4026.1897 | 3075.3981 | 3877.9418 | 3729.6938 | 3581.4459 | 3433.1979 | 3284.95 | 3136.702 | 2988.4541 | 2840.2061 | 2691.9582 | 2543.7102 | 2395.4623 | 2247.2143 | 2098.9664 | 0 | 0 | 0 | 0 | 0 | 0 | 0 | 0 | 0 | 0 | 0 | 0 | 0 | 0 | 0 | 0 | 0 | 0 | 0 | 0
|  | 2031 | 4643.3903 | [11 empty] | 7199.3242 | 6797.8084 | 6400.2183 | 6103.1261 | 5843.7206 | 5612.5802 | 5437.9699 | 5291.6246 | 5145.2793 | 4998.934 | 4852.5887 | 4706.2434 | 4559.898 | 4413.5527 | 4267.2074 | 4120.8621 | 3122.8157 | 3974.5168 | 3828.1715 | 3681.8262 | 3535.4809 | 3389.1356 | 3242.7903 | 3096.445 | 2950.0997 | 2803.7544 | 2657.4091 | 2511.0638 | 2364.7185 | 2218.3732 | 2072.0279 | 0 | 0 | 0 | 0 | 0 | 0 | 0 | 0 | 0 | 0 | 0 | 0 | 0 | 0 | 0 | 0 | 0 | 0 | 0
|  | 2032 | 4582.2261 | [12 empty] | 7105.7254 | 6709.4297 | 6317.0087 | 6023.7791 | 5767.7462 | 5539.6108 | 5367.2706 | 5222.8279 | 5078.3852 | 4933.9426 | 4789.4999 | 4645.0573 | 4500.6146 | 4356.1719 | 4211.7293 | 3168.9531 | 4067.2866 | 3922.8439 | 3778.4013 | 3633.9586 | 3489.516 | 3345.0733 | 3200.6306 | 3056.188 | 2911.7453 | 2767.3026 | 2622.86 | 2478.4173 | 2333.9746 | 2189.532 | 2045.0893 | 0 | 0 | 0 | 0 | 0 | 0 | 0 | 0 | 0 | 0 | 0 | 0 | 0 | 0 | 0 | 0 | 0 | 0
|  | 2033 | 4521.8677 | [13 empty] | 7012.1267 | 6621.0511 | 6233.7992 | 5944.432 | 5691.7717 | 5466.6414 | 5296.5713 | 5154.0312 | 5011.4912 | 4868.9512 | 4726.4112 | 4583.8712 | 4441.3311 | 4298.7911 | 3213.7665 | 4156.2511 | 4013.7111 | 3871.1711 | 3728.631 | 3586.091 | 3443.551 | 3301.011 | 3158.471 | 3015.9309 | 2873.3909 | 2730.8509 | 2588.3109 | 2445.7709 | 2303.2308 | 2160.6908 | 2018.1508 | 0 | 0 | 0 | 0 | 0 | 0 | 0 | 0 | 0 | 0 | 0 | 0 | 0 | 0 | 0 | 0 | 0
|  | 2034 | 4462.3043 | [14 empty] | 6919.7608 | 6533.8366 | 6151.6857 | 5866.1302 | 5616.7979 | 5394.6331 | 5226.8032 | 5086.1408 | 4945.4783 | 4804.8159 | 4664.1535 | 4523.491 | 4382.8286 | 3257.7929 | 4242.1661 | 4101.5037 | 3960.8413 | 3820.1788 | 3679.5164 | 3538.8539 | 3398.1915 | 3257.5291 | 3116.8666 | 2976.2042 | 2835.5417 | 2694.8793 | 2554.2169 | 2413.5544 | 2272.892 | 2132.2295 | 1991.5671 | 0 | 0 | 0 | 0 | 0 | 0 | 0 | 0 | 0 | 0 | 0 | 0 | 0 | 0 | 0 | 0
|  | 2035 | 4403.5255 | [15 empty] | 6828.6116 | 6447.771 | 6070.6538 | 5788.8597 | 5542.8118 | 5323.5734 | 5157.9542 | 5019.1446 | 4880.335 | 4741.5254 | 4602.7158 | 4463.9062 | 3301.0275 | 4325.0966 | 4186.2871 | 4047.4775 | 3908.6679 | 3769.8583 | 3631.0487 | 3492.2391 | 3353.4295 | 3214.6199 | 3075.8103 | 2937.0007 | 2798.1911 | 2659.3815 | 2520.5719 | 2381.7624 | 2242.9528 | 2104.1432 | 1965.3336 | 0 | 0 | 0 | 0 | 0 | 0 | 0 | 0 | 0 | 0 | 0 | 0 | 0 | 0 | 0
|  | 2036 | 4345.5209 | [16 empty] | 6738.6631 | 6362.839 | 5990.6894 | 5712.6071 | 5469.8002 | 5253.4497 | 5090.0121 | 4953.0309 | 4816.0498 | 4679.0686 | 4542.0875 | 3343.4655 | 4405.1063 | 4268.1252 | 4131.144 | 3994.1629 | 3857.1817 | 3720.2006 | 3583.2194 | 3446.2383 | 3309.2571 | 3172.276 | 3035.2948 | 2898.3137 | 2761.3325 | 2624.3514 | 2487.3702 | 2350.3891 | 2213.4079 | 2076.4268 | 1939.4456 | 0 | 0 | 0 | 0 | 0 | 0 | 0 | 0 | 0 | 0 | 0 | 0 | 0 | 0
|  | 2037 | 4288.2804 | [17 empty] | 6649.8994 | 6279.0257 | 5911.7782 | 5637.3589 | 5397.7503 | 5184.2496 | 5022.9649 | 4887.7881 | 4752.6113 | 4617.4345 | 3385.1028 | 4482.2577 | 4347.0809 | 4211.9041 | 4076.7273 | 3941.5505 | 3806.3738 | 3671.197 | 3536.0202 | 3400.8434 | 3265.6666 | 3130.4898 | 2995.313 | 2860.1362 | 2724.9594 | 2589.7826 | 2454.6058 | 2319.429 | 2184.2522 | 2049.0754 | 1913.8986 | 0 | 0 | 0 | 0 | 0 | 0 | 0 | 0 | 0 | 0 | 0 | 0 | 0
|  | 2038 | 4231.7939 | [18 empty] | 6562.3049 | 6196.3165 | 5833.9065 | 5563.102 | 5326.6495 | 5115.9611 | 4956.8009 | 4823.4047 | 4690.0085 | 3425.9355 | 4556.6123 | 4423.2161 | 4289.8199 | 4156.4237 | 4023.0275 | 3889.6313 | 3756.235 | 3622.8388 | 3489.4426 | 3356.0464 | 3222.6502 | 3089.254 | 2955.8578 | 2822.4616 | 2689.0654 | 2555.6692 | 2422.273 | 2288.8768 | 2155.4806 | 2022.0844 | 1888.6882 | 0 | 0 | 0 | 0 | 0 | 0 | 0 | 0 | 0 | 0 | 0 | 0
|  | 2039 | 4176.0514 | [19 empty] | 6475.8642 | 6114.6968 | 5757.0605 | 5489.8231 | 5256.4853 | 5048.5722 | 4891.5084 | 4759.8693 | 3465.9598 | 4628.2303 | 4496.5912 | 4364.9521 | 4233.3131 | 4101.674 | 3970.0349 | 3838.3959 | 3706.7568 | 3575.1177 | 3443.4786 | 3311.8396 | 3180.2005 | 3048.5614 | 2916.9224 | 2785.2833 | 2653.6442 | 2522.0052 | 2390.3661 | 2258.727 | 2127.088 | 1995.4489 | 1863.8098 | 0 | 0 | 0 | 0 | 0 | 0 | 0 | 0 | 0 | 0 | 0
|  | 2040 | 4121.0432 | [20 empty] | 6390.5622 | 6034.1521 | 5681.2267 | 5417.5095 | 5187.2453 | 4982.0708 | 4827.076 | 3505.1723 | 4697.1709 | 4567.2658 | 4437.3607 | 4307.4557 | 4177.5506 | 4047.6455 | 3917.7404 | 3787.8353 | 3657.9303 | 3528.0252 | 3398.1201 | 3268.215 | 3138.3099 | 3008.4049 | 2878.4998 | 2748.5947 | 2618.6896 | 2488.7846 | 2358.8795 | 2228.9744 | 2099.0693 | 1969.1642 | 1839.2592 | 0 | 0 | 0 | 0 | 0 | 0 | 0 | 0 | 0 | 0
|  | 2041 | 4066.7595 | [21 empty] | 6306.3838 | 5954.6685 | 5606.3919 | 5346.1484 | 5118.9173 | 4916.4455 | 3543.5701 | 4763.4923 | 4635.2983 | 4507.1044 | 4378.9105 | 4250.7166 | 4122.5226 | 3994.3287 | 3866.1348 | 3737.9408 | 3609.7469 | 3481.553 | 3353.359 | 3225.1651 | 3096.9712 | 2968.7773 | 2840.5833 | 2712.3894 | 2584.1955 | 2456.0015 | 2327.8076 | 2199.6137 | 2071.4197 | 1943.2258 | 1815.0319 | 0 | 0 | 0 | 0 | 0 | 0 | 0 | 0 | 0
|  | 2042 | 4013.191 | [22 empty] | 6223.3142 | 5876.2318 | 5532.5428 | 5275.7273 | 5051.4894 | 3582.6979 | 4851.6846 | 4700.7461 | 4574.2408 | 4447.7355 | 4321.2302 | 4194.7248 | 4068.2195 | 3941.7142 | 3815.2089 | 3688.7035 | 3562.1982 | 3435.6929 | 3309.1876 | 3182.6823 | 3056.1769 | 2929.6716 | 2803.1663 | 2676.661 | 2550.1557 | 2423.6503 | 2297.145 | 2170.6397 | 2044.1344 | 1917.6291 | 1791.1237 | 0 | 0 | 0 | 0 | 0 | 0 | 0 | 0
|  | 2043 | 3960.328 | [23 empty] | 6141.3388 | 5798.8283 | 5459.6665 | 5206.2339 | 3625.3196 | 4984.9496 | 4787.7767 | 4638.8265 | 4513.9875 | 4389.1486 | 4264.3096 | 4139.4706 | 4014.6317 | 3889.7927 | 3764.9538 | 3640.1148 | 3515.2759 | 3390.4369 | 3265.598 | 3140.759 | 3015.9201 | 2891.0811 | 2766.2421 | 2641.4032 | 2516.5642 | 2391.7253 | 2266.8863 | 2142.0474 | 2017.2084 | 1892.3695 | 1767.5305 | 0 | 0 | 0 | 0 | 0 | 0 | 0
|  | 2044 | 3908.1614 | [24 empty] | 6060.4433 | 5722.4443 | 5387.7501 | 3672.2719 | 5137.6558 | 4919.2864 | 4724.7107 | 4577.7224 | 4454.5279 | 4331.3334 | 4208.1388 | 4084.9443 | 3961.7498 | 3838.5552 | 3715.3607 | 3592.1661 | 3468.9716 | 3345.7771 | 3222.5825 | 3099.388 | 2976.1934 | 2852.9989 | 2729.8044 | 2606.6098 | 2483.4153 | 2360.2208 | 2237.0262 | 2113.8317 | 1990.6371 | 1867.4426 | 1744.2481 | 0 | 0 | 0 | 0 | 0 | 0
|  | 2045 | 3856.6819 | [25 empty] | 5980.6133 | 5647.0666 | 3724.7035 | 5316.7811 | 5069.981 | 4854.4881 | 4662.4754 | 4517.4233 | 4395.8515 | 4274.2797 | 4152.708 | 4031.1362 | 3909.5644 | 3787.9926 | 3666.4208 | 3544.849 | 3423.2773 | 3301.7055 | 3180.1337 | 3058.5619 | 2936.9901 | 2815.4183 | 2693.8466 | 2572.2748 | 2450.703 | 2329.1312 | 2207.5594 | 2085.9876 | 1964.4159 | 1842.8441 | 1721.2723 | 0 | 0 | 0 | 0 | 0
|  | 2046 | 3805.8805 | [26 empty] | 5901.8348 | 3786.5693 | 5572.6817 | 5246.7468 | 5003.1977 | 4790.5433 | 4601.0598 | 4457.9184 | 4337.948 | 4217.9776 | 4098.0072 | 3978.0368 | 3858.0664 | 3738.096 | 3618.1256 | 3498.1552 | 3378.1848 | 3258.2144 | 3138.244 | 3018.2736 | 2898.3032 | 2778.3328 | 2658.3624 | 2538.392 | 2418.4216 | 2298.4512 | 2178.4808 | 2058.5104 | 1938.54 | 1818.5696 | 1698.5992 | 0 | 0 | 0 | 0
|  | 2047 | 3755.7483 | [27 empty] | 3856.6819 | 5824.0941 | 5499.2767 | 5177.6351 | 4937.2941 | 4727.4408 | 4540.4533 | 4399.1974 | 4280.8073 | 4162.4172 | 4044.027 | 3925.6369 | 3807.2468 | 3688.8567 | 3570.4666 | 3452.0765 | 3333.6863 | 3215.2962 | 3096.9061 | 2978.516 | 2860.1259 | 2741.7358 | 2623.3456 | 2504.9555 | 2386.5654 | 2268.1753 | 2149.7852 | 2031.3951 | 1913.005 | 1794.6148 | 1676.2247 | 0 | 0 | 0
|  | 2048 | 3706.2764 | [27 empty] | 3805.8805 |  | 5747.3773 | 5426.8385 | 5109.4337 | 4872.2585 | 4665.1695 | 4480.6451 | 4341.2498 | 4224.4192 | 4107.5885 | 3990.7579 | 3873.9273 | 3757.0966 | 3640.266 | 3523.4353 | 3406.6047 | 3289.774 | 3172.9434 | 3056.1127 | 2939.2821 | 2822.4514 | 2705.6208 | 2588.7901 | 2471.9595 | 2355.1289 | 2238.2982 | 2121.4676 | 2004.6369 | 1887.8063 | 1770.9756 | 1654.145 | 0 | 0
|  | 2049 | 3657.4563 | [27 empty] | 3755.7483 |  |  | 5671.6712 | 5355.3546 | 5042.1307 | 4808.0797 | 4603.7185 | 4421.6247 | 4284.0656 | 4168.7739 | 4053.4821 | 3938.1904 | 3822.8987 | 3707.607 | 3592.3153 | 3477.0236 | 3361.7318 | 3246.4401 | 3131.1484 | 3015.8567 | 2900.565 | 2785.2733 | 2669.9815 | 2554.6898 | 2439.3981 | 2324.1064 | 2208.8147 | 2093.523 | 1978.2312 | 1862.9395 | 1747.6478 | 1632.3561 | 0
|  | 2050 | 3609.2791 | [27 empty] | 3706.2764 |  |  |  | 5596.9622 | 5284.8122 | 4975.7142 | 4744.7462 | 4543.0769 | 4363.3817 | 4227.6346 | 4113.8615 | 4000.0885 | 3886.3154 | 3772.5423 | 3658.7693 | 3544.9962 | 3431.2232 | 3317.4501 | 3203.677 | 3089.904 | 2976.1309 | 2862.3579 | 2748.5848 | 2634.8117 | 2521.0387 | 2407.2656 | 2293.4926 | 2179.7195 | 2065.9464 | 1952.1734 | 1838.4003 | 1724.6273 | 1610.8542
|  |  |  | 30% | 30% | 30% | 30% | 26% | 22% | 10% | 10% | 10% | 10% | 10% | 10% | 10% | 10% | 10% | 10% | 10% | 10% | 10% | 10% | 10% | 10% | 10% | 10% | 10% | 10% | 10% | 10% | 10% | 10% | 10% | 10% | 10% | 10% | 10% | 10% | 10% | 10% | 10% | 10% | 10% | 10% | 10% | 10% | 10% | 10% | 10% | 10% | 10% | 10% | 10% | 10% | 10% | 10% | 10% | 10%
ITC
| 2020-2023 | 30% |  | 46.0884 | [27 empty] | 2064: 0; 2065: 0; 2066: 0; 2067: 0; 2068: 0; 2069: 0; 2070: 0; 2071: 0; 2072: 0
| 2024 | 26% |  | 39.9433 | [27 empty] | 2056: 0; 2057: 0; 2058: 0; 2059: 0; 2060: 0; 2061: 0; 2062: 0; 2063: 0; 2064: 0; 2065: 0; 2066: 0; 2067: 0; 2068: 0; 2069: 0; 2070: 0; 2071: 0; 2072: 0; 2073: 0; 2074: 0
| 2025 | 22% |  | 33.7981 | [27 empty] | 2056: 0; 2057: 0; 2058: 0; 2059: 0; 2060: 0; 2061: 0; 2062: 0; 2063: 0; 2064: 0; 2065: 0; 2066: 0; 2067: 0; 2068: 0; 2069: 0; 2070: 0; 2071: 0; 2072: 0; 2073: 0; 2074: 0
| Start 2026 | 10% |  | 15.3628 | [27 empty] | 2056: 0; 2057: 0; 2058: 0; 2059: 0; 2060: 0; 2061: 0; 2062: 0; 2063: 0; 2064: 0; 2065: 0; 2066: 0; 2067: 0; 2068: 0; 2069: 0; 2070: 0; 2071: 0; 2072: 0; 2073: 0; 2074: 0
[41 empty] | 0 | 0 | 0 | 0 | 0 | 0 | 0 | 0 | 0 | 0 | 0 | 0 | 0 | 0 | 0 | 0 | 0 | 0 | 0
[41 empty] | 0 | 0 | 0 | 0 | 0 | 0 | 0 | 0 | 0 | 0 | 0 | 0 | 0 | 0 | 0 | 0 | 0 | 0 | 0
Amortization
|  | 30% |  | 2.3044 | 2.3044 | 2.3044 | 2.3044 | 2.3044 | 2.3044 | 2.3044 | 2.3044 | 2.3044 | 2.3044 | 2.3044 | 2.3044 | 2.3044 | 2.3044 | 2.3044 | 2.3044 | 2.3044 | 2.3044 | 2.3044 | 2.3044 | 2.3044 | 2.3044 | 2.3044 | 2.3044 | 2.3044 | 2.3044 | 2.3044 | 2.3044 | 2.3044 | 2.3044 | 2.3044 | 2.3044 | 2.3044 | 2.3044 | 2.3044 | 2.3044 | 2.3044 | 2.3044 | 2.3044 | 2.3044 | 2.3044 | 2.3044 | 2.3044 | 2.3044 | 2.3044 | 2.3044 | 2.3044 | 2.3044 | 2.3044 | 2.3044 | 2.3044 | 2.3044 | 2.3044 | 2.3044 | 2.3044 | 2.3044
|  | 26% |  | 1.9972 | 1.9972 | 1.9972 | 1.9972 | 1.9972 | 1.9972 | 1.9972 | 1.9972 | 1.9972 | 1.9972 | 1.9972 | 1.9972 | 1.9972 | 1.9972 | 1.9972 | 1.9972 | 1.9972 | 1.9972 | 1.9972 | 1.9972 | 1.9972 | 1.9972 | 1.9972 | 1.9972 | 1.9972 | 1.9972 | 1.9972 | 1.9972 | 1.9972 | 1.9972 | 1.9972 | 1.9972 | 1.9972 | 1.9972 | 1.9972 | 1.9972 | 1.9972 | 1.9972 | 1.9972 | 1.9972 | 1.9972 | 1.9972 | 1.9972 | 1.9972 | 1.9972 | 1.9972 | 1.9972 | 1.9972 | 1.9972 | 1.9972 | 1.9972 | 1.9972 | 1.9972 | 1.9972 | 1.9972 | 1.9972
|  | 22% |  | 1.6899 | 1.6899 | 1.6899 | 1.6899 | 1.6899 | 1.6899 | 1.6899 | 1.6899 | 1.6899 | 1.6899 | 1.6899 | 1.6899 | 1.6899 | 1.6899 | 1.6899 | 1.6899 | 1.6899 | 1.6899 | 1.6899 | 1.6899 | 1.6899 | 1.6899 | 1.6899 | 1.6899 | 1.6899 | 1.6899 | 1.6899 | 1.6899 | 1.6899 | 1.6899 | 1.6899 | 1.6899 | 1.6899 | 1.6899 | 1.6899 | 1.6899 | 1.6899 | 1.6899 | 1.6899 | 1.6899 | 1.6899 | 1.6899 | 1.6899 | 1.6899 | 1.6899 | 1.6899 | 1.6899 | 1.6899 | 1.6899 | 1.6899 | 1.6899 | 1.6899 | 1.6899 | 1.6899 | 1.6899 | 1.6899
|  | 10% |  | 0.76814 | 0.76814 | 0.76814 | 0.76814 | 0.76814 | 0.76814 | 0.76814 | 0.76814 | 0.76814 | 0.76814 | 0.76814 | 0.76814 | 0.76814 | 0.76814 | 0.76814 | 0.76814 | 0.76814 | 0.76814 | 0.76814 | 0.76814 | 0.76814 | 0.76814 | 0.76814 | 0.76814 | 0.76814 | 0.76814 | 0.76814 | 0.76814 | 0.76814 | 0.76814 | 0.76814 | 0.76814 | 0.76814 | 0.76814 | 0.76814 | 0.76814 | 0.76814 | 0.76814 | 0.76814 | 0.76814 | 0.76814 | 0.76814 | 0.76814 | 0.76814 | 0.76814 | 0.76814 | 0.76814 | 0.76814 | 0.76814 | 0.76814 | 0.76814 | 0.76814 | 0.76814 | 0.76814 | 0.76814 | 0.76814
|  |  |  | 2020 | 2021 | 2022 | 2023 | 2024 | 2025 | 2026 | 2027 | 2028 | 2029 | 2030 | 2031 | 2032 | 2033 | 2034 | 2035 | 2036 | 2037 | 2038 | 2039 | 2040 | 2041 | 2042 | 2043 | 2044 | 2045 | 2046 | 2047 | 2048 | 2049 | 2050 | 2051 | 2052 | 2053 | 2054 | 2055 | 2056 | 2057 | 2058 | 2059 | 2060 | 2061 | 2062 | 2063 | 2064 | 2065 | 2066 | 2067 | 2068 | 2069 | 2070 | 2071 | 2072 | 2073 | 2074 | 2075
|  | ITC Base |  | 39.9433 | 39.9433 | 39.9433 | 39.9433 | 39.9433 | 39.9433 | 39.9433 | 39.9433 | 39.9433 | 39.9433 | 39.9433 | 39.9433 | 39.9433 | 39.9433 | 39.9433 | 39.9433 | 39.9433 | 39.9433 | 39.9433 | 39.9433 | 39.9433 | 39.9433 | 39.9433 | 39.9433 | 39.9433 | 39.9433 | 39.9433 | 39.9433 | 39.9433 | 39.9433 | 39.9433 | 39.9433 | 39.9433 | 39.9433 | 39.9433 | 39.9433 | 39.9433 | 39.9433 | 39.9433 | 39.9433 | 39.9433 | 39.9433 | 39.9433 | 39.9433 | 39.9433 | 39.9433 | 39.9433 | 39.9433 | 39.9433 | 39.9433 | 39.9433 | 39.9433 | 39.9433 | 39.9433 | 39.9433 | 39.9433
|  | Accum ITC Amort |  | 1.9972 | 1.5363 | 2.3044 | 3.0726 | 3.8407 | 4.6088 | 5.377 | 6.1451 | 6.9133 | 7.6814 | 8.4495 | 9.2177 | 9.9858 | 10.754 | 11.5221 | 12.2902 | 13.0584 | 13.8265 | 14.5946 | 15.3628 | 16.1309 | 16.8991 | 17.6672 | 18.4353 | 19.2035 | 19.9716 | 20.7398 | 21.5079 | 22.276 | 23.0442 | 23.8123 | 24.5805 | 25.3486 | 26.1167 | 26.8849 | 27.653 | 28.4212 | 29.1893 | 29.9574 | 30.7256 | 31.4937 | 32.2619 | 33.03 | 33.7981 | 34.5663 | 35.3344 | 36.1026 | 36.8707 | 37.6388 | 38.407 | 39.1751 | 39.9433 | 40.7114 | 41.4795 | 42.2477 | 43.0158
|  | Ratebase |  | 37.9461 | 38.407 | 37.6388 | 36.8707 | 36.1026 | 35.3344 | 34.5663 | 33.7981 | 33.03 | 32.2619 | 31.4937 | 30.7256 | 29.9574 | 29.1893 | 28.4212 | 27.653 | 26.8849 | 26.1167 | 25.3486 | 24.5805 | 23.8123 | 23.0442 | 22.276 | 21.5079 | 20.7398 | 19.9716 | 19.2035 | 18.4353 | 17.6672 | 16.8991 | 16.1309 | 15.3628 | 14.5946 | 13.8265 | 13.0584 | 12.2902 | 11.5221 | 10.754 | 9.9858 | 9.2177 | 8.4495 | 7.6814 | 6.9133 | 6.1451 | 5.377 | 4.6088 | 3.8407 | 3.0726 | 2.3044 | 1.5363 | 0.76814 | 0 | -0.76814 | -1.5363 | -2.3044 | -3.0726
|  | Tax Basis |  | 133.6563 | 133.6563 | 133.6563 | 133.6563 | 133.6563 | 133.6563 | 133.6563 | 133.6563 | 133.6563 | 133.6563 | 133.6563 | 133.6563 | 133.6563 | 133.6563 | 133.6563 | 133.6563 | 133.6563 | 133.6563 | 133.6563 | 133.6563 | 133.6563 | 133.6563 | 133.6563 | 133.6563 | 133.6563 | 133.6563 | 133.6563 | 133.6563 | 133.6563 | 133.6563 | 133.6563 | 133.6563 | 133.6563 | 133.6563 | 133.6563 | 133.6563 | 133.6563 | 133.6563 | 133.6563 | 133.6563 | 133.6563 | 133.6563 | 133.6563 | 133.6563 | 133.6563 | 133.6563 | 133.6563 | 133.6563 | 133.6563 | 133.6563 | 133.6563 | 133.6563 | 133.6563 | 133.6563 | 133.6563 | 133.6563
|  | Book Depreciation |  | 4.4552 | 4.4552 | 4.4552 | 4.4552 | 4.4552 | 4.4552 | 4.4552 | 4.4552 | 4.4552 | 4.4552 | 4.4552 | 4.4552 | 4.4552 | 4.4552 | 4.4552 | 4.4552 | 4.4552 | 4.4552 | 4.4552 | 4.4552 | 4.4552 | 4.4552 | 4.4552 | 4.4552 | 4.4552 | 4.4552 | 4.4552 | 4.4552 | 4.4552 | 4.4552 | 4.4552 | 4.4552 | 4.4552 | 4.4552 | 4.4552 | 4.4552 | 4.4552 | 4.4552 | 4.4552 | 4.4552 | 4.4552 | 4.4552 | 4.4552 | 4.4552 | 4.4552 | 4.4552 | 4.4552 | 4.4552 | 4.4552 | 4.4552 | 4.4552 | 4.4552 | 4.4552 | 4.4552 | 4.4552 | 4.4552
|  | Tax Depreciation |  | 26.7313 | 42.77 | 25.662 | 15.3972 | 15.3972 | 7.6986 | 0 | 0 | 0 | 0 | 0 | 0 | 0 | 0 | 0 | 0 | 0 | 0 | 0 | 0 | 0 | 0 | 0 | 0 | 0 | 0 | 0 | 0 | 0 | 0 | 0 | 0 | 0 | 0 | 0 | 0 | 0 | 0 | 0 | 0 | 0 | 0 | 0 | 0 | 0 | 0 | 0 | 0 | 0 | 0 | 0 | 0 | 0 | 0 | 0 | 0
|  | Difference between book and tax |  | -22.276 | -38.3148 | -21.2068 | -10.942 | -10.942 | -3.2434 | 4.4552 | 4.4552 | 4.4552 | 4.4552 | 4.4552 | 4.4552 | 4.4552 | 4.4552 | 4.4552 | 4.4552 | 4.4552 | 4.4552 | 4.4552 | 4.4552 | 4.4552 | 4.4552 | 4.4552 | 4.4552 | 4.4552 | 4.4552 | 4.4552 | 4.4552 | 4.4552 | 4.4552 | 4.4552 | 4.4552 | 4.4552 | 4.4552 | 4.4552 | 4.4552 | 4.4552 | 4.4552 | 4.4552 | 4.4552 | 4.4552 | 4.4552 | 4.4552 | 4.4552 | 4.4552 | 4.4552 | 4.4552 | 4.4552 | 4.4552 | 4.4552 | 4.4552 | 4.4552 | 4.4552 | 4.4552 | 4.4552 | 4.4552
|  | Deferred Tax |  | -4.678 | -8.0461 | -4.4534 | -2.2978 | -2.2978 | -0.68111 | 0.93559 | 0.93559 | 0.93559 | 0.93559 | 0.93559 | 0.93559 | 0.93559 | 0.93559 | 0.93559 | 0.93559 | 0.93559 | 0.93559 | 0.93559 | 0.93559 | 0.93559 | 0.93559 | 0.93559 | 0.93559 | 0.93559 | 0.93559 | 0.93559 | 0.93559 | 0.93559 | 0.93559 | 0.93559 | 0.93559 | 0.93559 | 0.93559 | 0.93559 | 0.93559 | 0.93559 | 0.93559 | 0.93559 | 0.93559 | 0.93559 | 0.93559 | 0.93559 | 0.93559 | 0.93559 | 0.93559 | 0.93559 | 0.93559 | 0.93559 | 0.93559 | 0.93559 | 0.93559 | 0.93559 | 0.93559 | 0.93559 | 0.93559
|  | Accum Defered Tax |  | -4.678 | -12.7241 | -17.1775 | -19.4753 | -21.7731 | -22.4543 | -21.5187 | -20.5831 | -19.6475 | -18.7119 | -17.7763 | -16.8407 | -15.9051 | -14.9695 | -14.0339 | -13.0983 | -12.1627 | -11.2271 | -10.2915 | -9.3559 | -8.4203 | -7.4848 | -6.5492 | -5.6136 | -4.678 | -3.7424 | -2.8068 | -1.8712 | -0.93559 | -8.2157e-15 | 0.93559 | 1.8712 | 2.8068 | 3.7424 | 4.678 | 5.6136 | 6.5492 | 7.4848 | 8.4203 | 9.3559 | 10.2915 | 11.2271 | 12.1627 | 13.0983 | 14.0339 | 14.9695 | 15.9051 | 16.8407 | 17.7763 | 18.7119 | 19.6475 | 20.5831 | 21.5187 | 22.4543 | 23.3898 | 24.3254
|  | Revenue Requirement |  | 17.7225 | 16.7341 | 15.7554 | 15.024 | 14.3854 | 13.8164 | 13.3866 | 13.0263 | 12.6661 | 12.3058 | 11.9456 | 11.5853 | 11.2251 | 10.8648 | 10.5045 | 10.1443 | 9.784 | 9.4238 | 9.0635 | 8.7033 | 8.343 | 7.9827 | 7.6225 | 7.2622 | 6.902 | 6.5417 | 6.1815 | 5.8212 | 5.4609 | 5.1007 | 0 | 0 | 0 | 0 | 0 | 0 | 0 | 0 | 0 | 0 | 0 | 0 | 0 | 0 | 0 | 0 | 0 | 0 | 0 | 0 | 0 | 0 | 0 | 0 | 0 | 0
|  | Depreciation |  | 5.1209 | 5.1209 | 5.1209 | 5.1209 | 5.1209 | 5.1209 | 5.1209 | 5.1209 | 5.1209 | 5.1209 | 5.1209 | 5.1209 | 5.1209 | 5.1209 | 5.1209 | 5.1209 | 5.1209 | 5.1209 | 5.1209 | 5.1209 | 5.1209 | 5.1209 | 5.1209 | 5.1209 | 5.1209 | 5.1209 | 5.1209 | 5.1209 | 5.1209 | 5.1209 | 0 | 0 | 0 | 0 | 0 | 0 | 0 | 0 | 0 | 0 | 0 | 0 | 0 | 0 | 0 | 0 | 0 | 0 | 0 | 0 | 0 | 0 | 0 | 0 | 0 | 0
|  | Insurance |  | 0.073588 | 0.073588 | 0.073588 | 0.073588 | 0.073588 | 0.073588 | 0.073588 | 0.073588 | 0.073588 | 0.073588 | 0.073588 | 0.073588 | 0.073588 | 0.073588 | 0.073588 | 0.073588 | 0.073588 | 0.073588 | 0.073588 | 0.073588 | 0.073588 | 0.073588 | 0.073588 | 0.073588 | 0.073588 | 0.073588 | 0.073588 | 0.073588 | 0.073588 | 0.073588 | 0 | 0 | 0 | 0 | 0 | 0 | 0 | 0 | 0 | 0 | 0 | 0 | 0 | 0 | 0 | 0 | 0 | 0 | 0 | 0 | 0 | 0 | 0 | 0 | 0 | 0
|  | Property Taxes |  | 0.69837 | 0.69837 | 0.69837 | 0.69837 | 0.69837 | 0.69837 | 0.69837 | 0.69837 | 0.69837 | 0.69837 | 0.69837 | 0.69837 | 0.69837 | 0.69837 | 0.69837 | 0.69837 | 0.69837 | 0.69837 | 0.69837 | 0.69837 | 0.69837 | 0.69837 | 0.69837 | 0.69837 | 0.69837 | 0.69837 | 0.69837 | 0.69837 | 0.69837 | 0.69837 | 0 | 0 | 0 | 0 | 0 | 0 | 0 | 0 | 0 | 0 | 0 | 0 | 0 | 0 | 0 | 0 | 0 | 0 | 0 | 0 | 0 | 0 | 0 | 0 | 0 | 0
|  | Current Taxes |  | -2.8928 | -6.9717 | -3.0478 | -0.72364 | -0.85774 | 0.88106 | 2.6491 | 2.5734 | 2.4978 | 2.4221 | 2.3465 | 2.2708 | 2.1951 | 2.1195 | 2.0438 | 1.9682 | 1.8925 | 1.8169 | 1.7412 | 1.6656 | 1.5899 | 1.5143 | 1.4386 | 1.363 | 1.2873 | 1.2116 | 1.136 | 1.0603 | 0.98469 | 0.90903 | 0 | 0 | 0 | 0 | 0 | 0 | 0 | 0 | 0 | 0 | 0 | 0 | 0 | 0 | 0 | 0 | 0 | 0 | 0 | 0 | 0 | 0 | 0 | 0 | 0 | 0
|  | DFIT |  |  | 9.2484 | 5.1189 |  | 2.6412 | 0.78289 | -1.0754 | -1.0754 | -1.0754 | -1.0754 | -1.0754 | -1.0754 | -1.0754 | -1.0754 | -1.0754 | -1.0754 | -1.0754 | -1.0754 | -1.0754 | -1.0754 | -1.0754 | -1.0754 | -1.0754 | -1.0754 | -1.0754 | -1.0754 | -1.0754 | -1.0754 | -1.0754 | -1.0754 | 0 | 0 | 0 | 0 | 0 | 0 | 0 | 0 | 0 | 0 | 0 | 0 | 0 | 0 | 0 | 0 | 0 | 0 | 0 | 0 | 0 | 0 | 0 | 0 | 0 | 0
|  | ITC |  | -0.76814 | -0.76814 | -0.76814 | -0.76814 | -0.76814 | -0.76814 | -0.76814 | -0.76814 | -0.76814 | -0.76814 | -0.76814 | -0.76814 | -0.76814 | -0.76814 | -0.76814 | -0.76814 | -0.76814 | -0.76814 | -0.76814 | -0.76814 | -0.76814 | -0.76814 | -0.76814 | -0.76814 | -0.76814 | -0.76814 | -0.76814 | -0.76814 | -0.76814 | -0.76814 | -0.76814 | -0.76814 | -0.76814 | -0.76814 | -0.76814 | -0.76814 | -0.76814 | -0.76814 | -0.76814 | -0.76814 | -0.76814 | -0.76814 | -0.76814 | -0.76814 | -0.76814 | -0.76814 | -0.76814 | -0.76814 | -0.76814 | -0.76814 | -0.76814 | -0.76814 | -0.76814 | -0.76814 | -0.76814 | -0.76814
|  | Total Operating Expenses |  | 2.232 | 7.4014 | 7.1959 | 4.4011 | 6.9082 | 6.7887 | 6.6984 | 6.6228 | 6.5471 | 6.4715 | 6.3958 | 6.3202 | 6.2445 | 6.1689 | 6.0932 | 6.0175 | 5.9419 | 5.8662 | 5.7906 | 5.7149 | 5.6393 | 5.5636 | 5.488 | 5.4123 | 5.3367 | 5.261 | 5.1854 | 5.1097 | 5.034 | 4.9584 | -0.76814 | -0.76814 | -0.76814 | -0.76814 | -0.76814 | -0.76814 | -0.76814 | -0.76814 | -0.76814 | -0.76814 | -0.76814 | -0.76814 | -0.76814 | -0.76814 | -0.76814 | -0.76814 | -0.76814 | -0.76814 | -0.76814 | -0.76814 | -0.76814 | -0.76814 | -0.76814 | -0.76814 | -0.76814 | -0.76814
|  | Operating |  | 15.4905 | 9.3327 | 8.5595 | 10.6229 | 7.4772 | 7.0277 | 6.6882 | 6.4036 | 6.119 | 5.8344 | 5.5498 | 5.2652 | 4.9805 | 4.6959 | 4.4113 | 4.1267 | 3.8421 | 3.5575 | 3.2729 | 2.9883 | 2.7037 | 2.4191 | 2.1345 | 1.8499 | 1.5653 | 1.2807 | 0.99611 | 0.71151 | 0.4269 | 0.1423 | 0.76814 | 0.76814 | 0.76814 | 0.76814 | 0.76814 | 0.76814 | 0.76814 | 0.76814 | 0.76814 | 0.76814 | 0.76814 | 0.76814 | 0.76814 | 0.76814 | 0.76814 | 0.76814 | 0.76814 | 0.76814 | 0.76814 | 0.76814 | 0.76814 | 0.76814 | 0.76814 | 0.76814 | 0.76814 | 0.76814
|  | Ratebase |  | 148.7284 | 137.2455 | 125.8748 | 117.3782 | 109.9595 | 103.3491 | 98.3554 | 94.1701 | 89.9847 | 85.7994 | 81.614 | 77.4287 | 73.2434 | 69.058 | 64.8727 | 60.6874 | 56.502 | 52.3167 | 48.1314 | 43.946 | 39.7607 | 35.5754 | 31.39 | 27.2047 | 23.0193 | 18.834 | 14.6487 | 10.4633 | 6.278 | 2.0927 | 0 | 0 | 0 | 0 | 0 | 0 | 0 | 0 | 0 | 0 | 0 | 0 | 0 | 0 | 0 | 0 | 0 | 0 | 0 | 0 | 0 | 0 | 0 | 0 | 0 | 0
|  | Return on Ratebase |  | 10.42% | 6.8% | 6.8% | 9.05% | 6.8% | 6.8% | 6.8% | 6.8% | 6.8% | 6.8% | 6.8% | 6.8% | 6.8% | 6.8% | 6.8% | 6.8% | 6.8% | 6.8% | 6.8% | 6.8% | 6.8% | 6.8% | 6.8% | 6.8% | 6.8% | 6.8% | 6.8% | 6.8% | 6.8% | 6.8% | #DIV/0! | #DIV/0! | #DIV/0! | #DIV/0! | #DIV/0! | #DIV/0! | #DIV/0! | #DIV/0! | #DIV/0! | #DIV/0! | #DIV/0! | #DIV/0! | #DIV/0! | #DIV/0! | #DIV/0! | #DIV/0! | #DIV/0! | #DIV/0! | #DIV/0! | #DIV/0! | #DIV/0! | #DIV/0! | #DIV/0! | #DIV/0! | #DIV/0! | #DIV/0!
|  | Revenue Requirement |  | 17.7225 | 16.7341 | 15.7554 | 15.024 | 14.3854 | 13.8164 | 13.3866 | 13.0263 | 12.6661 | 12.3058 | 11.9456 | 11.5853 | 11.2251 | 10.8648 | 10.5045 | 10.1443 | 9.784 | 9.4238 | 9.0635 | 8.7033 | 8.343 | 7.9827 | 7.6225 | 7.2622 | 6.902 | 6.5417 | 6.1815 | 5.8212 | 5.4609 | 5.1007 | 0 | 0 | 0 | 0 | 0 | 0 | 0 | 0 | 0 | 0 | 0 | 0 | 0 | 0 | 0 | 0 | 0 | 0 | 0 | 0 | 0 | 0 | 0 | 0 | 0 | 0
|  | Tax Depreciation |  | 30.7256 | 49.1609 | 29.4966 | 17.6979 | 17.6979 | 8.849 | 0 | 0 | 0 | 0 | 0 | 0 | 0 | 0 | 0 | 0 | 0 | 0 | 0 | 0 | 0 | 0 | 0 | 0 | 0 | 0 | 0 | 0 | 0 | 0 | 0 | 0 | 0 | 0 | 0 | 0 | 0 | 0 | 0 | 0 | 0 | 0 | 0 | 0 | 0 | 0 | 0 | 0 | 0 | 0 | 0 | 0 | 0 | 0 | 0 | 0
|  | Property Taxes |  | 0.073588 | 0.073588 | 0.073588 | 0.073588 | 0.073588 | 0.073588 | 0.073588 | 0.073588 | 0.073588 | 0.073588 | 0.073588 | 0.073588 | 0.073588 | 0.073588 | 0.073588 | 0.073588 | 0.073588 | 0.073588 | 0.073588 | 0.073588 | 0.073588 | 0.073588 | 0.073588 | 0.073588 | 0.073588 | 0.073588 | 0.073588 | 0.073588 | 0.073588 | 0.073588 | 0 | 0 | 0 | 0 | 0 | 0 | 0 | 0 | 0 | 0 | 0 | 0 | 0 | 0 | 0 | 0 | 0 | 0 | 0 | 0 | 0 | 0 | 0 | 0 | 0 | 0
|  | Insurance |  | 0.69837 | 0.69837 | 0.69837 | 0.69837 | 0.69837 | 0.69837 | 0.69837 | 0.69837 | 0.69837 | 0.69837 | 0.69837 | 0.69837 | 0.69837 | 0.69837 | 0.69837 | 0.69837 | 0.69837 | 0.69837 | 0.69837 | 0.69837 | 0.69837 | 0.69837 | 0.69837 | 0.69837 | 0.69837 | 0.69837 | 0.69837 | 0.69837 | 0.69837 | 0.69837 | 0 | 0 | 0 | 0 | 0 | 0 | 0 | 0 | 0 | 0 | 0 | 0 | 0 | 0 | 0 | 0 | 0 | 0 | 0 | 0 | 0 | 0 | 0 | 0 | 0 | 0
|  | Expenses |  | 31.4975 | 49.9329 | 30.2685 | 18.4699 | 18.4699 | 9.6209 | 0.77196 | 0.77196 | 0.77196 | 0.77196 | 0.77196 | 0.77196 | 0.77196 | 0.77196 | 0.77196 | 0.77196 | 0.77196 | 0.77196 | 0.77196 | 0.77196 | 0.77196 | 0.77196 | 0.77196 | 0.77196 | 0.77196 | 0.77196 | 0.77196 | 0.77196 | 0.77196 | 0.77196 | 0 | 0 | 0 | 0 | 0 | 0 | 0 | 0 | 0 | 0 | 0 | 0 | 0 | 0 | 0 | 0 | 0 | 0 | 0 | 0 | 0 | 0 | 0 | 0 | 0 | 0
|  | Taxable Income |  | -13.775 | -33.1988 | -14.5132 | -3.4459 | -4.0845 | 4.1955 | 12.6146 | 12.2544 | 11.8941 | 11.5339 | 11.1736 | 10.8134 | 10.4531 | 10.0928 | 9.7326 | 9.3723 | 9.0121 | 8.6518 | 8.2916 | 7.9313 | 7.571 | 7.2108 | 6.8505 | 6.4903 | 6.13 | 5.7698 | 5.4095 | 5.0492 | 4.689 | 4.3287 | 0 | 0 | 0 | 0 | 0 | 0 | 0 | 0 | 0 | 0 | 0 | 0 | 0 | 0 | 0 | 0 | 0 | 0 | 0 | 0 | 0 | 0 | 0 | 0 | 0 | 0
|  | Tax Rate |  | 0.21 | 0.21 | 0.21 | 0.21 | 0.21 | 0.21 | 0.21 | 0.21 | 0.21 | 0.21 | 0.21 | 0.21 | 0.21 | 0.21 | 0.21 | 0.21 | 0.21 | 0.21 | 0.21 | 0.21 | 0.21 | 0.21 | 0.21 | 0.21 | 0.21 | 0.21 | 0.21 | 0.21 | 0.21 | 0.21 | 0.21 | 0.21 | 0.21 | 0.21 | 0.21 | 0.21 | 0.21 | 0.21 | 0.21 | 0.21 | 0.21 | 0.21 | 0.21 | 0.21 | 0.21 | 0.21 | 0.21 | 0.21 | 0.21 | 0.21 | 0.21 | 0.21 | 0.21 | 0.21 | 0.21 | 0.21
|  | Taxes |  | -2.8928 | -6.9717 | -3.0478 | -0.72364 | -0.85774 | 0.88106 | 2.6491 | 2.5734 | 2.4978 | 2.4221 | 2.3465 | 2.2708 | 2.1951 | 2.1195 | 2.0438 | 1.9682 | 1.8925 | 1.8169 | 1.7412 | 1.6656 | 1.5899 | 1.5143 | 1.4386 | 1.363 | 1.2873 | 1.2116 | 1.136 | 1.0603 | 0.98469 | 0.90903 | 0 | 0 | 0 | 0 | 0 | 0 | 0 | 0 | 0 | 0 | 0 | 0 | 0 | 0 | 0 | 0 | 0 | 0 | 0 | 0 | 0 | 0 | 0 | 0 | 0 | 0

## Resi_Solar_Leasing_LI_22%
Solar FINANCIALS
($ 1000s Unless Otherwise Indicated)
| Calendar Year of Fin. Close |  |  | 2020 | 2021 | 2022 | 2023 | 2024 | 2025 | 2026 | 2027 | 2028 | 2029 | 2030 | 2031 | 2032 | 2033 | 2034 | 2035 | 2036 | 2037 | 2038 | 2039 | 2040 | 2041 | 2042 | 2043 | 2044 | 2045 | 2046 | 2047 | 2048 | 2049 | 2050 | 2051 | 2052 | 2053 | 2054 | 2055 | 2056 | 2057 | 2058 | 2059 | 2060 | 2061 | 2062 | 2063 | 2064 | 2065 | 2066 | 2067 | 2068 | 2069 | 2070 | 2071 | 2072 | 2073 | 2074 | 2075
| Operating Year |  | 0 | 1 | 2 | 3 | 4 | 5 | 6 | 7 | 8 | 9 | 10 | 11 | 12 | 13 | 14 | 15 | 16 | 17 | 18 | 19 | 20 | 21 | 22 | 23 | 24 | 25 | 26 | 27 | 28 | 29 | 30 | 31 | 32 | 33 | 34 | 35 | 36 | 37 | 38 | 39 | 40 | 41 | 42 | 43 | 44 | 45 | 46 | 47 | 48 | 49 | 50 | 51 | 52 | 53 | 54 | 55 | 56
| Calendar Year | Capital Invest.
| 2020 | 153.6279 | 0: 1213
| Gross plant |  | 2020 1: 153.6279; 2021 2: 153.6279; 2022 3: 153.6279; 2023 4: 153.6279; 2024 5: 153.6279; 2025 6: 153.6279; 2026 7: 153.6279; 2027 8: 153.6279; 2028 9: 153.6279; 2029 10: 153.6279; 2030 11: 153.6279; 2031 12: 153.6279; 2032 13: 153.6279; 2033 14: 153.6279; 2034 15: 153.6279; 2035 16: 153.6279; 2036 17: 153.6279; 2037 18: 153.6279; 2038 19: 153.6279; 2039 20: 153.6279; 2040 21: 153.6279; 2041 22: 153.6279; 2042 23: 153.6279; 2043 24: 153.6279; 2044 25: 153.6279; 2045 26: 153.6279; 2046 27: 153.6279; 2047 28: 153.6279; 2048 29: 153.6279; 2049 30: 153.6279
| Accumulated Depreciation |  | 2020 1: 5.1209; 2021 2: 10.2419; 2022 3: 15.3628; 2023 4: 20.4837; 2024 5: 25.6046; 2025 6: 30.7256; 2026 7: 35.8465; 2027 8: 40.9674; 2028 9: 46.0884; 2029 10: 51.2093; 2030 11: 56.3302; 2031 12: 61.4512; 2032 13: 66.5721; 2033 14: 71.693; 2034 15: 76.8139; 2035 16: 81.9349; 2036 17: 87.0558; 2037 18: 92.1767; 2038 19: 97.2977; 2039 20: 102.4186; 2040 21: 107.5395; 2041 22: 112.6605; 2042 23: 117.7814; 2043 24: 122.9023; 2044 25: 128.0232; 2045 26: 133.1442; 2046 27: 138.2651; 2047 28: 143.386; 2048 29: 148.507; 2049 30: 153.6279
| Net book value |  | 2020 1: 148.507; 2021 2: 143.386; 2022 3: 138.2651; 2023 4: 133.1442; 2024 5: 128.0232; 2025 6: 122.9023; 2026 7: 117.7814; 2027 8: 112.6605; 2028 9: 107.5395; 2029 10: 102.4186; 2030 11: 97.2977; 2031 12: 92.1767; 2032 13: 87.0558; 2033 14: 81.9349; 2034 15: 76.8139; 2035 16: 71.693; 2036 17: 66.5721; 2037 18: 61.4512; 2038 19: 56.3302; 2039 20: 51.2093; 2040 21: 46.0884; 2041 22: 40.9674; 2042 23: 35.8465; 2043 24: 30.7256; 2044 25: 25.6046; 2045 26: 20.4837; 2046 27: 15.3628; 2047 28: 10.2419; 2048 29: 5.1209; 2049 30: 0
| ITC |  | 2020 1: 0; 2021 2: 0; 2022 3: 0; 2023 4: 0; 2024 5: 0; 2025 6: 0; 2026 7: 0; 2027 8: 0; 2028 9: 0; 2029 10: 0; 2030 11: 0; 2031 12: 0; 2032 13: 0; 2033 14: 0; 2034 15: 0; 2035 16: 0; 2036 17: 0; 2037 18: 0; 2038 19: 0; 2039 20: 0; 2040 21: 0; 2041 22: 0; 2042 23: 0; 2043 24: 0; 2044 25: 0; 2045 26: 0; 2046 27: 0; 2047 28: 0; 2048 29: 0; 2049 30: 0
| Accumulated deferred income tax |  | 2020 1: -4.7855; 2021 2: -13.0166; 2022 3: -17.5724; 2023 4: -19.923; 2024 5: -22.2737; 2025 6: -22.9704; 2026 7: -22.0133; 2027 8: -21.0562; 2028 9: -20.0991; 2029 10: -19.142; 2030 11: -18.1849; 2031 12: -17.2278; 2032 13: -16.2707; 2033 14: -15.3136; 2034 15: -14.3565; 2035 16: -13.3994; 2036 17: -12.4423; 2037 18: -11.4852; 2038 19: -10.5281; 2039 20: -9.571; 2040 21: -8.6139; 2041 22: -7.6568; 2042 23: -6.6997; 2043 24: -5.7426; 2044 25: -4.7855; 2045 26: -3.8284; 2046 27: -2.8713; 2047 28: -1.9142; 2048 29: -0.9571; 2049 30: -9.992e-15
| Rate Base |  | 2020 1: 143.7214; 2021 2: 130.3694; 2022 3: 120.6927; 2023 4: 113.2211; 2024 5: 105.7496; 2025 6: 99.9319; 2026 7: 95.768; 2027 8: 91.6042; 2028 9: 87.4404; 2029 10: 83.2766; 2030 11: 79.1127; 2031 12: 74.9489; 2032 13: 70.7851; 2033 14: 66.6212; 2034 15: 62.4574; 2035 16: 58.2936; 2036 17: 54.1298; 2037 18: 49.9659; 2038 19: 45.8021; 2039 20: 41.6383; 2040 21: 37.4745; 2041 22: 33.3106; 2042 23: 29.1468; 2043 24: 24.983; 2044 25: 20.8191; 2045 26: 16.6553; 2046 27: 12.4915; 2047 28: 8.3277; 2048 29: 4.1638; 2049 30: -9.992e-15
| Average rate base |  | 2020 1: 148.6747; 2021 2: 137.0454; 2022 3: 125.5311; 2023 4: 116.9569; 2024 5: 109.4854; 2025 6: 102.8407; 2026 7: 97.85; 2027 8: 93.6861; 2028 9: 89.5223; 2029 10: 85.3585; 2030 11: 81.1946; 2031 12: 77.0308; 2032 13: 72.867; 2033 14: 68.7032; 2034 15: 64.5393; 2035 16: 60.3755; 2036 17: 56.2117; 2037 18: 52.0478; 2038 19: 47.884; 2039 20: 43.7202; 2040 21: 39.5564; 2041 22: 35.3925; 2042 23: 31.2287; 2043 24: 27.0649; 2044 25: 22.9011; 2045 26: 18.7372; 2046 27: 14.5734; 2047 28: 10.4096; 2048 29: 6.2457; 2049 30: 2.0819
| Pre-tax Return | 0.086076 | 2020 1: 12.7973; 2021 2: 11.7963; 2022 3: 10.8052; 2023 4: 10.0672; 2024 5: 9.4241; 2025 6: 8.8521; 2026 7: 8.4225; 2027 8: 8.0641; 2028 9: 7.7057; 2029 10: 7.3473; 2030 11: 6.9889; 2031 12: 6.6305; 2032 13: 6.2721; 2033 14: 5.9137; 2034 15: 5.5553; 2035 16: 5.1969; 2036 17: 4.8385; 2037 18: 4.4801; 2038 19: 4.1217; 2039 20: 3.7633; 2040 21: 3.4049; 2041 22: 3.0464; 2042 23: 2.688; 2043 24: 2.3296; 2044 25: 1.9712; 2045 26: 1.6128; 2046 27: 1.2544; 2047 28: 0.89601; 2048 29: 0.53761; 2049 30: 0.1792
| Book Depreciation |  | 2020 1: 5.1209; 2021 2: 5.1209; 2022 3: 5.1209; 2023 4: 5.1209; 2024 5: 5.1209; 2025 6: 5.1209; 2026 7: 5.1209; 2027 8: 5.1209; 2028 9: 5.1209; 2029 10: 5.1209; 2030 11: 5.1209; 2031 12: 5.1209; 2032 13: 5.1209; 2033 14: 5.1209; 2034 15: 5.1209; 2035 16: 5.1209; 2036 17: 5.1209; 2037 18: 5.1209; 2038 19: 5.1209; 2039 20: 5.1209; 2040 21: 5.1209; 2041 22: 5.1209; 2042 23: 5.1209; 2043 24: 5.1209; 2044 25: 5.1209; 2045 26: 5.1209; 2046 27: 5.1209; 2047 28: 5.1209; 2048 29: 5.1209; 2049 30: 5.1209
| Insurance |  | 2020 1: 0.073588; 2021 2: 0.073588; 2022 3: 0.073588; 2023 4: 0.073588; 2024 5: 0.073588; 2025 6: 0.073588; 2026 7: 0.073588; 2027 8: 0.073588; 2028 9: 0.073588; 2029 10: 0.073588; 2030 11: 0.073588; 2031 12: 0.073588; 2032 13: 0.073588; 2033 14: 0.073588; 2034 15: 0.073588; 2035 16: 0.073588; 2036 17: 0.073588; 2037 18: 0.073588; 2038 19: 0.073588; 2039 20: 0.073588; 2040 21: 0.073588; 2041 22: 0.073588; 2042 23: 0.073588; 2043 24: 0.073588; 2044 25: 0.073588; 2045 26: 0.073588; 2046 27: 0.073588; 2047 28: 0.073588; 2048 29: 0.073588; 2049 30: 0.073588
| ITC Amort - Grossed for Taxes |  | 2020 1: -0.97233; 2021 2: -0.97233; 2022 3: -0.97233; 2023 4: -0.97233; 2024 5: -0.97233; 2025 6: -0.97233; 2026 7: -0.97233; 2027 8: -0.97233; 2028 9: -0.97233; 2029 10: -0.97233; 2030 11: -0.97233; 2031 12: -0.97233; 2032 13: -0.97233; 2033 14: -0.97233; 2034 15: -0.97233; 2035 16: -0.97233; 2036 17: -0.97233; 2037 18: -0.97233; 2038 19: -0.97233; 2039 20: -0.97233; 2040 21: -0.97233; 2041 22: -0.97233; 2042 23: -0.97233; 2043 24: -0.97233; 2044 25: -0.97233; 2045 26: -0.97233; 2046 27: -0.97233; 2047 28: -0.97233; 2048 29: -0.97233; 2049 30: -0.97233
| Property Taxes |  | 2020 1: 0.69837; 2021 2: 0.69837; 2022 3: 0.69837; 2023 4: 0.69837; 2024 5: 0.69837; 2025 6: 0.69837; 2026 7: 0.69837; 2027 8: 0.69837; 2028 9: 0.69837; 2029 10: 0.69837; 2030 11: 0.69837; 2031 12: 0.69837; 2032 13: 0.69837; 2033 14: 0.69837; 2034 15: 0.69837; 2035 16: 0.69837; 2036 17: 0.69837; 2037 18: 0.69837; 2038 19: 0.69837; 2039 20: 0.69837; 2040 21: 0.69837; 2041 22: 0.69837; 2042 23: 0.69837; 2043 24: 0.69837; 2044 25: 0.69837; 2045 26: 0.69837; 2046 27: 0.69837; 2047 28: 0.69837; 2048 29: 0.69837; 2049 30: 0.69837
| Revenue Requirement |  | 2020 1: 17.7179; 2021 2: 16.7169; 2022 3: 15.7258; 2023 4: 14.9877; 2024 5: 14.3446; 2025 6: 13.7727; 2026 7: 13.3431; 2027 8: 12.9847; 2028 9: 12.6263; 2029 10: 12.2679; 2030 11: 11.9095; 2031 12: 11.5511; 2032 13: 11.1927; 2033 14: 10.8343; 2034 15: 10.4758; 2035 16: 10.1174; 2036 17: 9.759; 2037 18: 9.4006; 2038 19: 9.0422; 2039 20: 8.6838; 2040 21: 8.3254; 2041 22: 7.967; 2042 23: 7.6086; 2043 24: 7.2502; 2044 25: 6.8918; 2045 26: 6.5334; 2046 27: 6.175; 2047 28: 5.8166; 2048 29: 5.4582; 2049 30: 5.0998
| Book Depreciation |  | 2020 1: 5.1209; 2021 2: 5.1209; 2022 3: 5.1209; 2023 4: 5.1209; 2024 5: 5.1209; 2025 6: 5.1209; 2026 7: 5.1209; 2027 8: 5.1209; 2028 9: 5.1209; 2029 10: 5.1209; 2030 11: 5.1209; 2031 12: 5.1209; 2032 13: 5.1209; 2033 14: 5.1209; 2034 15: 5.1209; 2035 16: 5.1209; 2036 17: 5.1209; 2037 18: 5.1209; 2038 19: 5.1209; 2039 20: 5.1209; 2040 21: 5.1209; 2041 22: 5.1209; 2042 23: 5.1209; 2043 24: 5.1209; 2044 25: 5.1209; 2045 26: 5.1209; 2046 27: 5.1209; 2047 28: 5.1209; 2048 29: 5.1209; 2049 30: 5.1209
| Tax Depreciation |  | 2020 1: 30.7256; 2021 2: 49.1609; 2022 3: 29.4966; 2023 4: 17.6979; 2024 5: 17.6979; 2025 6: 8.849; 2026 7: 0; 2027 8: 0; 2028 9: 0; 2029 10: 0; 2030 11: 0; 2031 12: 0; 2032 13: 0; 2033 14: 0; 2034 15: 0; 2035 16: 0; 2036 17: 0; 2037 18: 0; 2038 19: 0; 2039 20: 0; 2040 21: 0; 2041 22: 0; 2042 23: 0; 2043 24: 0; 2044 25: 0; 2045 26: 0; 2046 27: 0; 2047 28: 0; 2048 29: 0; 2049 30: 0
| Difference between book and tax |  | 2020 1: -25.6046; 2021 2: -44.04; 2022 3: -24.3756; 2023 4: -12.577; 2024 5: -12.577; 2025 6: -3.728; 2026 7: 5.1209; 2027 8: 5.1209; 2028 9: 5.1209; 2029 10: 5.1209; 2030 11: 5.1209; 2031 12: 5.1209; 2032 13: 5.1209; 2033 14: 5.1209; 2034 15: 5.1209; 2035 16: 5.1209; 2036 17: 5.1209; 2037 18: 5.1209; 2038 19: 5.1209; 2039 20: 5.1209; 2040 21: 5.1209; 2041 22: 5.1209; 2042 23: 5.1209; 2043 24: 5.1209; 2044 25: 5.1209; 2045 26: 5.1209; 2046 27: 5.1209; 2047 28: 5.1209; 2048 29: 5.1209; 2049 30: 5.1209
| Tax rate |  | 2020 1: -5.377; 2021 2: -9.2484; 2022 3: -5.1189; 2023 4: -2.6412; 2024 5: -2.6412; 2025 6: -0.78289; 2026 7: 1.0754; 2027 8: 1.0754; 2028 9: 1.0754; 2029 10: 1.0754; 2030 11: 1.0754; 2031 12: 1.0754; 2032 13: 1.0754; 2033 14: 1.0754; 2034 15: 1.0754; 2035 16: 1.0754; 2036 17: 1.0754; 2037 18: 1.0754; 2038 19: 1.0754; 2039 20: 1.0754; 2040 21: 1.0754; 2041 22: 1.0754; 2042 23: 1.0754; 2043 24: 1.0754; 2044 25: 1.0754; 2045 26: 1.0754; 2046 27: 1.0754; 2047 28: 1.0754; 2048 29: 1.0754; 2049 30: 1.0754
Depreciation Tables
|  | 5 | 2020 1: 20%; 2021 2: 32%; 2022 3: 19.2%; 2023 4: 11.52%; 2024 5: 11.52%; 2025 6: 5.76%; 2026 7: 0%; 2027 8: 0%; 2028 9: 0%; 2029 10: 0%; 2030 11: 0%; 2031 12: 0%; 2032 13: 0%; 2033 14: 0%; 2034 15: 0%; 2035 16: 0%; 2036 17: 0%; 2037 18: 0%; 2038 19: 0%; 2039 20: 0%; 2040 21: 0%
|  | 5 | 0: 1; 2020 1: 20%; 2021 2: 32%; 2022 3: 19.2%; 2023 4: 11.52%; 2024 5: 11.52%; 2025 6: 5.76%
|  | 10 | 0: 0; 2020 1: 10%; 2021 2: 18%; 2022 3: 14.4%; 2023 4: 11.52%; 2024 5: 9.22%; 2025 6: 7.37%; 2026 7: 6.55%; 2027 8: 6.55%; 2028 9: 6.56%; 2029 10: 6.55%; 2030 11: 3.28%
|  | 15 | 0: 0; 2020 1: 5%; 2021 2: 9.5%; 2022 3: 8.55%; 2023 4: 7.7%; 2024 5: 6.93%; 2025 6: 6.23%; 2026 7: 5.9%; 2027 8: 5.9%; 2028 9: 5.91%; 2029 10: 5.9%; 2030 11: 5.91%; 2031 12: 5.9%; 2032 13: 5.91%; 2033 14: 5.9%; 2034 15: 5.91%; 2035 16: 2.95%
|  | 20 | 0: 0; 2020 1: 3.75%; 2021 2: 7.219%; 2022 3: 6.677%; 2023 4: 6.177%; 2024 5: 5.713%; 2025 6: 5.285%; 2026 7: 4.888%; 2027 8: 4.522%; 2028 9: 4.462%; 2029 10: 4.461%; 2030 11: 4.462%; 2031 12: 4.461%; 2032 13: 4.462%; 2033 14: 4.461%; 2034 15: 4.462%; 2035 16: 4.461%; 2036 17: 4.462%; 2037 18: 4.461%; 2038 19: 4.462%; 2039 20: 4.461%; 2040 21: 2.231%
Revenue Requirement by vintage year
2012 $000
|  |  |  | 2020 | 2021 | 2022 | 2023 | 2024 | 2025 | 2026 | 2027 | 2028 | 2029 | 2030 | 2031 | 2032 | 2033 | 2034 | 2035 | 2036 | 2037 | 2038 | 2039 | 2040 | 2041 | 2042 | 2043 | 2044 | 2045 | 2046 | 2047 | 2048 | 2049 | 2050 | 2051 | 2052 | 2053 | 2054 | 2055 | 2056 | 2057 | 2058 | 2059 | 2060 | 2061 | 2062 | 2063 | 2064 | 2065 | 2066 | 2067 | 2068 | 2069 | 2070 | 2071 | 2072 | 2073 | 2074 | 2075
|  | 2020 | 0% | 17.7179 | 16.7169 | 15.7258 | 14.9877 | 14.3446 | 13.7727 | 13.3431 | 12.9847 | 12.6263 | 12.2679 | 11.9095 | 11.5511 | 11.1927 | 10.8343 | 10.4758 | 10.1174 | 9.759 | 9.4006 | 9.0422 | 8.6838 | 8.3254 | 7.967 | 7.6086 | 7.2502 | 6.8918 | 6.5334 | 6.175 | 5.8166 | 5.4582 | 5.0998 | 0 | 0 | 0 | 0 | 0 | 0 | 0 | 0 | 0 | 0 | 0 | 0 | 0 | 0 | 0 | 0 | 0 | 0 | 0 | 0 | 0 | 0 | 0 | 0 | 0 | 0
|  | 2021 | 0% |  | 17.7179 | 16.7169 | 15.7258 | 14.9877 | 14.3446 | 13.7727 | 13.3431 | 12.9847 | 12.6263 | 12.2679 | 11.9095 | 11.5511 | 11.1927 | 10.8343 | 10.4758 | 10.1174 | 9.759 | 9.4006 | 9.0422 | 8.6838 | 8.3254 | 7.967 | 7.6086 | 7.2502 | 6.8918 | 6.5334 | 6.175 | 5.8166 | 5.4582 | 5.0998 | 0 | 0 | 0 | 0 | 0 | 0 | 0 | 0 | 0 | 0 | 0 | 0 | 0 | 0 | 0 | 0 | 0 | 0 | 0 | 0 | 0 | 0 | 0 | 0 | 0
|  | 2022 | 0% |  |  | 17.7179 | 16.7169 | 15.7258 | 14.9877 | 14.3446 | 13.7727 | 13.3431 | 12.9847 | 12.6263 | 12.2679 | 11.9095 | 11.5511 | 11.1927 | 10.8343 | 10.4758 | 10.1174 | 9.759 | 9.4006 | 9.0422 | 8.6838 | 8.3254 | 7.967 | 7.6086 | 7.2502 | 6.8918 | 6.5334 | 6.175 | 5.8166 | 5.4582 | 5.0998 | 0 | 0 | 0 | 0 | 0 | 0 | 0 | 0 | 0 | 0 | 0 | 0 | 0 | 0 | 0 | 0 | 0 | 0 | 0 | 0 | 0 | 0 | 0 | 0
|  | 2023 | 0% |  |  |  | 17.7179 | 16.7169 | 15.7258 | 14.9877 | 14.3446 | 13.7727 | 13.3431 | 12.9847 | 12.6263 | 12.2679 | 11.9095 | 11.5511 | 11.1927 | 10.8343 | 10.4758 | 10.1174 | 9.759 | 9.4006 | 9.0422 | 8.6838 | 8.3254 | 7.967 | 7.6086 | 7.2502 | 6.8918 | 6.5334 | 6.175 | 5.8166 | 5.4582 | 5.0998 | 0 | 0 | 0 | 0 | 0 | 0 | 0 | 0 | 0 | 0 | 0 | 0 | 0 | 0 | 0 | 0 | 0 | 0 | 0 | 0 | 0 | 0 | 0
|  | 2024 | 0% |  |  |  |  | 17.7179 | 16.7169 | 15.7258 | 14.9877 | 14.3446 | 13.7727 | 13.3431 | 12.9847 | 12.6263 | 12.2679 | 11.9095 | 11.5511 | 11.1927 | 10.8343 | 10.4758 | 10.1174 | 9.759 | 9.4006 | 9.0422 | 8.6838 | 8.3254 | 7.967 | 7.6086 | 7.2502 | 6.8918 | 6.5334 | 6.175 | 5.8166 | 5.4582 | 5.0998 | 0 | 0 | 0 | 0 | 0 | 0 | 0 | 0 | 0 | 0 | 0 | 0 | 0 | 0 | 0 | 0 | 0 | 0 | 0 | 0 | 0 | 0
|  | 2025 | 0% | [5 empty] | 17.7179 | 16.7169 | 15.7258 | 14.9877 | 14.3446 | 13.7727 | 13.3431 | 12.9847 | 12.6263 | 12.2679 | 11.9095 | 11.5511 | 11.1927 | 10.8343 | 10.4758 | 10.1174 | 9.759 | 9.4006 | 9.0422 | 8.6838 | 8.3254 | 7.967 | 7.6086 | 7.2502 | 6.8918 | 6.5334 | 6.175 | 5.8166 | 5.4582 | 5.0998 | 0 | 0 | 0 | 0 | 0 | 0 | 0 | 0 | 0 | 0 | 0 | 0 | 0 | 0 | 0 | 0 | 0 | 0 | 0 | 0 | 0
|  | 2026 | -1.236% | [6 empty] | 17.4989 | 16.5103 | 15.5314 | 14.8025 | 14.1673 | 13.6025 | 13.1782 | 12.8242 | 12.4702 | 12.1163 | 11.7623 | 11.4083 | 11.0543 | 10.7004 | 10.3464 | 9.9924 | 9.6384 | 9.2845 | 8.9305 | 8.5765 | 8.2225 | 7.8685 | 7.5146 | 7.1606 | 6.8066 | 6.4526 | 6.0987 | 5.7447 | 5.3907 | 5.0367 | 0 | 0 | 0 | 0 | 0 | 0 | 0 | 0 | 0 | 0 | 0 | 0 | 0 | 0 | 0 | 0 | 0 | 0 | 0 | 0
|  | 2027 | -1.251% | [7 empty] | 17.2799 | 16.3037 | 15.3371 | 14.6173 | 13.9901 | 13.4323 | 13.0133 | 12.6637 | 12.3142 | 11.9647 | 11.6151 | 11.2656 | 10.916 | 10.5665 | 10.2169 | 9.8674 | 9.5178 | 9.1683 | 8.8187 | 8.4692 | 8.1196 | 7.7701 | 7.4205 | 7.071 | 6.7214 | 6.3719 | 6.0224 | 5.6728 | 5.3233 | 4.9737 | 0 | 0 | 0 | 0 | 0 | 0 | 0 | 0 | 0 | 0 | 0 | 0 | 0 | 0 | 0 | 0 | 0 | 0 | 0
|  | 2028 | -1.267% | [8 empty] | 17.061 | 16.0971 | 15.1427 | 14.4321 | 13.8128 | 13.2621 | 12.8484 | 12.5033 | 12.1582 | 11.813 | 11.4679 | 11.1228 | 10.7777 | 10.4326 | 10.0875 | 9.7423 | 9.3972 | 9.0521 | 8.707 | 8.3619 | 8.0167 | 7.6716 | 7.3265 | 6.9814 | 6.6363 | 6.2912 | 5.946 | 5.6009 | 5.2558 | 4.9107 | 0 | 0 | 0 | 0 | 0 | 0 | 0 | 0 | 0 | 0 | 0 | 0 | 0 | 0 | 0 | 0 | 0 | 0
|  | 2029 | -1.283% | [9 empty] | 16.842 | 15.8905 | 14.9484 | 14.2468 | 13.6355 | 13.0918 | 12.6835 | 12.3428 | 12.0021 | 11.6614 | 11.3207 | 10.9801 | 10.6394 | 10.2987 | 9.958 | 9.6173 | 9.2766 | 8.9359 | 8.5952 | 8.2545 | 7.9139 | 7.5732 | 7.2325 | 6.8918 | 6.5511 | 6.2104 | 5.8697 | 5.529 | 5.1884 | 4.8477 | 0 | 0 | 0 | 0 | 0 | 0 | 0 | 0 | 0 | 0 | 0 | 0 | 0 | 0 | 0 | 0 | 0
|  | 2030 | -1.3% | [10 empty] | 16.6231 | 15.6839 | 14.754 | 14.0616 | 13.4582 | 12.9216 | 12.5186 | 12.1823 | 11.8461 | 11.5098 | 11.1736 | 10.8373 | 10.501 | 10.1648 | 9.8285 | 9.4923 | 9.156 | 8.8197 | 8.4835 | 8.1472 | 7.811 | 7.4747 | 7.1385 | 6.8022 | 6.4659 | 6.1297 | 5.7934 | 5.4572 | 5.1209 | 4.7846 | 0 | 0 | 0 | 0 | 0 | 0 | 0 | 0 | 0 | 0 | 0 | 0 | 0 | 0 | 0 | 0
|  | 2031 | -1.317% | [11 empty] | 16.4041 | 15.4773 | 14.5597 | 13.8764 | 13.281 | 12.7514 | 12.3537 | 12.0219 | 11.69 | 11.3582 | 11.0264 | 10.6945 | 10.3627 | 10.0309 | 9.6991 | 9.3672 | 9.0354 | 8.7036 | 8.3717 | 8.0399 | 7.7081 | 7.3763 | 7.0444 | 6.7126 | 6.3808 | 6.0489 | 5.7171 | 5.3853 | 5.0534 | 4.7216 | 0 | 0 | 0 | 0 | 0 | 0 | 0 | 0 | 0 | 0 | 0 | 0 | 0 | 0 | 0
|  | 2032 | -1.317% | [12 empty] | 16.188 | 15.2734 | 14.3679 | 13.6936 | 13.106 | 12.5835 | 12.191 | 11.8635 | 11.5361 | 11.2086 | 10.8811 | 10.5537 | 10.2262 | 9.8988 | 9.5713 | 9.2438 | 8.9164 | 8.5889 | 8.2615 | 7.934 | 7.6065 | 7.2791 | 6.9516 | 6.6242 | 6.2967 | 5.9693 | 5.6418 | 5.3143 | 4.9869 | 4.6594 | 0 | 0 | 0 | 0 | 0 | 0 | 0 | 0 | 0 | 0 | 0 | 0 | 0 | 0
|  | 2033 | -1.317% | [13 empty] | 15.9748 | 15.0723 | 14.1787 | 13.5132 | 12.9334 | 12.4177 | 12.0304 | 11.7072 | 11.3841 | 11.061 | 10.7378 | 10.4147 | 10.0915 | 9.7684 | 9.4452 | 9.1221 | 8.7989 | 8.4758 | 8.1526 | 7.8295 | 7.5064 | 7.1832 | 6.8601 | 6.5369 | 6.2138 | 5.8906 | 5.5675 | 5.2443 | 4.9212 | 4.598 | 0 | 0 | 0 | 0 | 0 | 0 | 0 | 0 | 0 | 0 | 0 | 0 | 0
|  | 2034 | -1.317% | [14 empty] | 15.7644 | 14.8737 | 13.9919 | 13.3352 | 12.763 | 12.2541 | 11.8719 | 11.553 | 11.2341 | 10.9153 | 10.5964 | 10.2775 | 9.9586 | 9.6397 | 9.3208 | 9.0019 | 8.683 | 8.3641 | 8.0453 | 7.7264 | 7.4075 | 7.0886 | 6.7697 | 6.4508 | 6.1319 | 5.813 | 5.4941 | 5.1753 | 4.8564 | 4.5375 | 0 | 0 | 0 | 0 | 0 | 0 | 0 | 0 | 0 | 0 | 0 | 0
|  | 2035 | -1.317% | [15 empty] | 15.5567 | 14.6778 | 13.8076 | 13.1596 | 12.5949 | 12.0927 | 11.7155 | 11.4009 | 11.0862 | 10.7715 | 10.4568 | 10.1421 | 9.8274 | 9.5127 | 9.198 | 8.8833 | 8.5687 | 8.254 | 7.9393 | 7.6246 | 7.3099 | 6.9952 | 6.6805 | 6.3658 | 6.0512 | 5.7365 | 5.4218 | 5.1071 | 4.7924 | 4.4777 | 0 | 0 | 0 | 0 | 0 | 0 | 0 | 0 | 0 | 0 | 0
|  | 2036 | -1.317% | [16 empty] | 15.3518 | 14.4845 | 13.6257 | 12.9862 | 12.429 | 11.9334 | 11.5612 | 11.2507 | 10.9401 | 10.6296 | 10.319 | 10.0085 | 9.698 | 9.3874 | 9.0769 | 8.7663 | 8.4558 | 8.1452 | 7.8347 | 7.5242 | 7.2136 | 6.9031 | 6.5925 | 6.282 | 5.9714 | 5.6609 | 5.3504 | 5.0398 | 4.7293 | 4.4187 | 0 | 0 | 0 | 0 | 0 | 0 | 0 | 0 | 0 | 0
|  | 2037 | -1.317% | [17 empty] | 15.1496 | 14.2937 | 13.4462 | 12.8152 | 12.2653 | 11.7762 | 11.4089 | 11.1025 | 10.796 | 10.4896 | 10.1831 | 9.8767 | 9.5702 | 9.2638 | 8.9573 | 8.6509 | 8.3444 | 8.038 | 7.7315 | 7.425 | 7.1186 | 6.8121 | 6.5057 | 6.1992 | 5.8928 | 5.5863 | 5.2799 | 4.9734 | 4.667 | 4.3605 | 0 | 0 | 0 | 0 | 0 | 0 | 0 | 0 | 0
|  | 2038 | -1.317% | [18 empty] | 14.95 | 14.1054 | 13.2691 | 12.6464 | 12.1037 | 11.6211 | 11.2586 | 10.9562 | 10.6538 | 10.3514 | 10.049 | 9.7466 | 9.4442 | 9.1417 | 8.8393 | 8.5369 | 8.2345 | 7.9321 | 7.6297 | 7.3272 | 7.0248 | 6.7224 | 6.42 | 6.1176 | 5.8152 | 5.5127 | 5.2103 | 4.9079 | 4.6055 | 4.3031 | 0 | 0 | 0 | 0 | 0 | 0 | 0 | 0
|  | 2039 | -1.317% | [19 empty] | 14.7531 | 13.9196 | 13.0943 | 12.4798 | 11.9443 | 11.468 | 11.1103 | 10.8119 | 10.5135 | 10.215 | 9.9166 | 9.6182 | 9.3198 | 9.0213 | 8.7229 | 8.4245 | 8.126 | 7.8276 | 7.5292 | 7.2307 | 6.9323 | 6.6339 | 6.3354 | 6.037 | 5.7386 | 5.4401 | 5.1417 | 4.8433 | 4.5448 | 4.2464 | 0 | 0 | 0 | 0 | 0 | 0 | 0
|  | 2040 | -1.317% | [20 empty] | 14.5588 | 13.7362 | 12.9218 | 12.3154 | 11.787 | 11.317 | 10.964 | 10.6695 | 10.375 | 10.0805 | 9.786 | 9.4915 | 9.197 | 8.9025 | 8.608 | 8.3135 | 8.019 | 7.7245 | 7.43 | 7.1355 | 6.841 | 6.5465 | 6.252 | 5.9575 | 5.663 | 5.3685 | 5.074 | 4.7795 | 4.485 | 4.1905 | 0 | 0 | 0 | 0 | 0 | 0
|  | 2041 | -1.317% | [21 empty] | 14.367 | 13.5553 | 12.7516 | 12.1532 | 11.6317 | 11.1679 | 10.8196 | 10.529 | 10.2383 | 9.9477 | 9.6571 | 9.3665 | 9.0758 | 8.7852 | 8.4946 | 8.204 | 7.9134 | 7.6227 | 7.3321 | 7.0415 | 6.7509 | 6.4602 | 6.1696 | 5.879 | 5.5884 | 5.2978 | 5.0071 | 4.7165 | 4.4259 | 4.1353 | 0 | 0 | 0 | 0 | 0
|  | 2042 | -1.317% | [22 empty] | 14.1777 | 13.3767 | 12.5837 | 11.9931 | 11.4785 | 11.0208 | 10.6771 | 10.3903 | 10.1035 | 9.8167 | 9.5299 | 9.2431 | 8.9563 | 8.6695 | 8.3827 | 8.0959 | 7.8091 | 7.5223 | 7.2355 | 6.9487 | 6.6619 | 6.3752 | 6.0884 | 5.8016 | 5.5148 | 5.228 | 4.9412 | 4.6544 | 4.3676 | 4.0808 | 0 | 0 | 0 | 0
|  | 2043 | -1.317% | 2043: 13.991; 2044: 13.2005; 2045: 12.4179; 2046: 11.8351; 2047: 11.3273; 2048: 10.8756; 2049: 10.5364; 2050: 10.2534; 2051: 9.9704; 2052: 9.6874; 2053: 9.4044; 2054: 9.1213; 2055: 8.8383; 2056: 8.5553; 2057: 8.2723; 2058: 7.9893; 2059: 7.7063; 2060: 7.4232; 2061: 7.1402; 2062: 6.8572; 2063: 6.5742; 2064: 6.2912; 2065: 6.0082; 2066: 5.7251; 2067: 5.4421; 2068: 5.1591; 2069: 4.8761; 2070: 4.5931; 2071: 4.3101; 2072: 4.027; 2073: 0; 2074: 0; 2075: 0
|  | 2044 | -1.317% | 2044: 13.8067; 2045: 13.0267; 2046: 12.2543; 2047: 11.6792; 2048: 11.1781; 2049: 10.7324; 2050: 10.3976; 2051: 10.1183; 2052: 9.8391; 2053: 9.5598; 2054: 9.2805; 2055: 9.0012; 2056: 8.7219; 2057: 8.4426; 2058: 8.1633; 2059: 7.884; 2060: 7.6047; 2061: 7.3255; 2062: 7.0462; 2063: 6.7669; 2064: 6.4876; 2065: 6.2083; 2066: 5.929; 2067: 5.6497; 2068: 5.3704; 2069: 5.0912; 2070: 4.8119; 2071: 4.5326; 2072: 4.2533; 2073: 3.974; 2074: 0; 2075: 0
|  | 2045 | -1.317% | 2045: 13.6248; 2046: 12.8551; 2047: 12.0929; 2048: 11.5254; 2049: 11.0308; 2050: 10.591; 2051: 10.2607; 2052: 9.9851; 2053: 9.7094; 2054: 9.4338; 2055: 9.1582; 2056: 8.8826; 2057: 8.607; 2058: 8.3314; 2059: 8.0558; 2060: 7.7802; 2061: 7.5046; 2062: 7.229; 2063: 6.9534; 2064: 6.6777; 2065: 6.4021; 2066: 6.1265; 2067: 5.8509; 2068: 5.5753; 2069: 5.2997; 2070: 5.0241; 2071: 4.7485; 2072: 4.4729; 2073: 4.1973; 2074: 3.9217; 2075: 0
|  | 2046 | -1.317% | 2046: 13.4454; 2047: 12.6857; 2048: 11.9336; 2049: 11.3736; 2050: 10.8855; 2051: 10.4515; 2052: 10.1255; 2053: 9.8535; 2054: 9.5816; 2055: 9.3096; 2056: 9.0376; 2057: 8.7656; 2058: 8.4936; 2059: 8.2217; 2060: 7.9497; 2061: 7.6777; 2062: 7.4057; 2063: 7.1337; 2064: 6.8618; 2065: 6.5898; 2066: 6.3178; 2067: 6.0458; 2068: 5.7738; 2069: 5.5019; 2070: 5.2299; 2071: 4.9579; 2072: 4.6859; 2073: 4.414; 2074: 4.142; 2075: 3.87 | 0 | 0 | 0 | 0
|  | 2047 | -1.317% | 2047: 13.2682; 2048: 12.5186; 2049: 11.7764; 2050: 11.2238; 2051: 10.7421; 2052: 10.3138; 2053: 9.9921; 2054: 9.7237; 2055: 9.4553; 2056: 9.1869; 2057: 8.9185; 2058: 8.6502; 2059: 8.3818; 2060: 8.1134; 2061: 7.845; 2062: 7.5766; 2063: 7.3082; 2064: 7.0398; 2065: 6.7714; 2066: 6.503; 2067: 6.2346; 2068: 5.9662; 2069: 5.6978; 2070: 5.4294; 2071: 5.161; 2072: 4.8926; 2073: 4.6242; 2074: 4.3558; 2075: 4.0874 | 3.819 | 0 | 0 | 0
|  | 2048 | -1.317% | 2048: 13.0935; 2049: 12.3537; 2050: 11.6213; 2051: 11.0759; 2052: 10.6006; 2053: 10.178; 2054: 9.8605; 2055: 9.5957; 2056: 9.3308; 2057: 9.0659; 2058: 8.8011; 2059: 8.5362; 2060: 8.2713; 2061: 8.0065; 2062: 7.7416; 2063: 7.4768; 2064: 7.2119; 2065: 6.947; 2066: 6.6822; 2067: 6.4173; 2068: 6.1525; 2069: 5.8876; 2070: 5.6227; 2071: 5.3579; 2072: 5.093; 2073: 4.8282; 2074: 4.5633; 2075: 4.2984 | 4.0336 | 3.7687 | 0 | 0
|  | 2049 | -1.317% | 2049: 12.921; 2050: 12.191; 2051: 11.4682; 2052: 10.93; 2053: 10.461; 2054: 10.0439; 2055: 9.7306; 2056: 9.4693; 2057: 9.2079; 2058: 8.9465; 2059: 8.6851; 2060: 8.4238; 2061: 8.1624; 2062: 7.901; 2063: 7.6397; 2064: 7.3783; 2065: 7.1169; 2066: 6.8555; 2067: 6.5942; 2068: 6.3328; 2069: 6.0714; 2070: 5.81; 2071: 5.5487; 2072: 5.2873; 2073: 5.0259; 2074: 4.7646; 2075: 4.5032 | 4.2418 | 3.9804 | 3.7191 | 0
|  | 2050 | -1.317% | 2050: 12.7508; 2051: 12.0304; 2052: 11.3172; 2053: 10.786; 2054: 10.3232; 2055: 9.9116; 2056: 9.6025; 2057: 9.3445; 2058: 9.0866; 2059: 8.8287; 2060: 8.5707; 2061: 8.3128; 2062: 8.0549; 2063: 7.7969; 2064: 7.539; 2065: 7.2811; 2066: 7.0232; 2067: 6.7652; 2068: 6.5073; 2069: 6.2494; 2070: 5.9914; 2071: 5.7335; 2072: 5.4756; 2073: 5.2177; 2074: 4.9597; 2075: 4.7018 | 4.4439 | 4.1859 | 3.928 | 3.6701
Revenue Requirement by vintage year
2012 $/MW-wk
| Aurora Input |  | Levelized Cost | 2020 | 2021 | 2022 | 2023 | 2024 | 2025 | 2026 | 2027 | 2028 | 2029 | 2030 | 2031 | 2032 | 2033 | 2034 | 2035 | 2036 | 2037 | 2038 | 2039 | 2040 | 2041 | 2042 | 2043 | 2044 | 2045 | 2046 | 2047 | 2048 | 2049 | 2050 | 2051 | 2052 | 2053 | 2054 | 2055 | 2056 | 2057 | 2058 | 2059 | 2060 | 2061 | 2062 | 2063 | 2064 | 2065 | 2066 | 2067 | 2068 | 2069 | 2070 | 2071 | 2072 | 2073 | 2074 | 2075
|  | 2020 | 5003.9633 | 7571.7413 | 7143.9651 | 6720.4137 | 6405.017 | 6130.1783 | 5885.7581 | 5702.1749 | 5549.0102 | 5395.8454 | 5242.6807 | 5089.516 | 4936.3513 | 4783.1866 | 4630.0219 | 4476.8571 | 4323.6924 | 4170.5277 | 4017.363 | 3864.1983 | 3711.0336 | 3557.8689 | 3404.7041 | 3251.5394 | 3098.3747 | 2945.21 | 2792.0453 | 2638.8806 | 2485.7158 | 2332.5511 | 2179.3864 | 0 | 0 | 0 | 0 | 0 | 0 | 0 | 0 | 0 | 0 | 0 | 0 | 0 | 0 | 0 | 0 | 0 | 0 | 0 | 0 | 0 | 0 | 0 | 0 | 0 | 0
|  | 2021 | 5003.9633 |  | 7571.7413 | 7143.9651 | 6720.4137 | 6405.017 | 6130.1783 | 5885.7581 | 5702.1749 | 5549.0102 | 5395.8454 | 5242.6807 | 5089.516 | 4936.3513 | 4783.1866 | 4630.0219 | 4476.8571 | 4323.6924 | 4170.5277 | 4017.363 | 3864.1983 | 3711.0336 | 3557.8689 | 3404.7041 | 3251.5394 | 3098.3747 | 2945.21 | 2792.0453 | 2638.8806 | 2485.7158 | 2332.5511 | 2179.3864 | 0 | 0 | 0 | 0 | 0 | 0 | 0 | 0 | 0 | 0 | 0 | 0 | 0 | 0 | 0 | 0 | 0 | 0 | 0 | 0 | 0 | 0 | 0 | 0 | 0
|  | 2022 | 5003.9633 |  |  | 7571.7413 | 7143.9651 | 6720.4137 | 6405.017 | 6130.1783 | 5885.7581 | 5702.1749 | 5549.0102 | 5395.8454 | 5242.6807 | 5089.516 | 4936.3513 | 4783.1866 | 4630.0219 | 4476.8571 | 4323.6924 | 4170.5277 | 4017.363 | 3864.1983 | 3711.0336 | 3557.8689 | 3404.7041 | 3251.5394 | 3098.3747 | 2945.21 | 2792.0453 | 2638.8806 | 2485.7158 | 2332.5511 | 2179.3864 | 0 | 0 | 0 | 0 | 0 | 0 | 0 | 0 | 0 | 0 | 0 | 0 | 0 | 0 | 0 | 0 | 0 | 0 | 0 | 0 | 0 | 0 | 0 | 0
|  | 2023 | 5003.9633 |  |  |  | 7571.7413 | 7143.9651 | 6720.4137 | 6405.017 | 6130.1783 | 5885.7581 | 5702.1749 | 5549.0102 | 5395.8454 | 5242.6807 | 5089.516 | 4936.3513 | 4783.1866 | 4630.0219 | 4476.8571 | 4323.6924 | 4170.5277 | 4017.363 | 3864.1983 | 3711.0336 | 3557.8689 | 3404.7041 | 3251.5394 | 3098.3747 | 2945.21 | 2792.0453 | 2638.8806 | 2485.7158 | 2332.5511 | 2179.3864 | 0 | 0 | 0 | 0 | 0 | 0 | 0 | 0 | 0 | 0 | 0 | 0 | 0 | 0 | 0 | 0 | 0 | 0 | 0 | 0 | 0 | 0 | 0
|  | 2024 | 5003.9633 |  |  |  |  | 7571.7413 | 7143.9651 | 6720.4137 | 6405.017 | 6130.1783 | 5885.7581 | 5702.1749 | 5549.0102 | 5395.8454 | 5242.6807 | 5089.516 | 4936.3513 | 4783.1866 | 4630.0219 | 4476.8571 | 4323.6924 | 4170.5277 | 4017.363 | 3864.1983 | 3711.0336 | 3557.8689 | 3404.7041 | 3251.5394 | 3098.3747 | 2945.21 | 2792.0453 | 2638.8806 | 2485.7158 | 2332.5511 | 2179.3864 | 0 | 0 | 0 | 0 | 0 | 0 | 0 | 0 | 0 | 0 | 0 | 0 | 0 | 0 | 0 | 0 | 0 | 0 | 0 | 0 | 0 | 0
|  | 2025 | 5003.9633 | [5 empty] | 7571.7413 | 7143.9651 | 6720.4137 | 6405.017 | 6130.1783 | 5885.7581 | 5702.1749 | 5549.0102 | 5395.8454 | 5242.6807 | 5089.516 | 4936.3513 | 4783.1866 | 4630.0219 | 4476.8571 | 4323.6924 | 4170.5277 | 4017.363 | 3864.1983 | 3711.0336 | 3557.8689 | 3404.7041 | 3251.5394 | 3098.3747 | 2945.21 | 2792.0453 | 2638.8806 | 2485.7158 | 2332.5511 | 2179.3864 | 0 | 0 | 0 | 0 | 0 | 0 | 0 | 0 | 0 | 0 | 0 | 0 | 0 | 0 | 0 | 0 | 0 | 0 | 0 | 0 | 0
|  | 2026 | 4942.1225 | [6 empty] | 7478.167 | 7055.6774 | 6637.3604 | 6325.8615 | 6054.4193 | 5813.0198 | 5631.7053 | 5480.4335 | 5329.1616 | 5177.8898 | 5026.6179 | 4875.3461 | 4724.0742 | 4572.8024 | 4421.5305 | 4270.2587 | 4118.9868 | 3967.715 | 3816.4431 | 3665.1713 | 3513.8994 | 3362.6276 | 3211.3557 | 3060.0839 | 2908.812 | 2757.5402 | 2606.2683 | 2454.9965 | 2303.7246 | 2152.4528 | 0 | 0 | 0 | 0 | 0 | 0 | 0 | 0 | 0 | 0 | 0 | 0 | 0 | 0 | 0 | 0 | 0 | 0 | 0 | 0
|  | 2027 | 4880.2817 | [7 empty] | 7384.5927 | 6967.3897 | 6554.3071 | 6246.706 | 5978.6604 | 5740.2814 | 5561.2358 | 5411.8568 | 5262.4778 | 5113.0988 | 4963.7198 | 4814.3409 | 4664.9619 | 4515.5829 | 4366.2039 | 4216.8249 | 4067.4459 | 3918.0669 | 3768.688 | 3619.309 | 3469.93 | 3320.551 | 3171.172 | 3021.793 | 2872.4141 | 2723.0351 | 2573.6561 | 2424.2771 | 2274.8981 | 2125.5191 | 0 | 0 | 0 | 0 | 0 | 0 | 0 | 0 | 0 | 0 | 0 | 0 | 0 | 0 | 0 | 0 | 0 | 0 | 0
|  | 2028 | 4818.4409 | [8 empty] | 7291.0184 | 6879.102 | 6471.2538 | 6167.5505 | 5902.9014 | 5667.5431 | 5490.7662 | 5343.2801 | 5195.794 | 5048.3079 | 4900.8218 | 4753.3356 | 4605.8495 | 4458.3634 | 4310.8773 | 4163.3912 | 4015.905 | 3868.4189 | 3720.9328 | 3573.4467 | 3425.9606 | 3278.4744 | 3130.9883 | 2983.5022 | 2836.0161 | 2688.53 | 2541.0438 | 2393.5577 | 2246.0716 | 2098.5855 | 0 | 0 | 0 | 0 | 0 | 0 | 0 | 0 | 0 | 0 | 0 | 0 | 0 | 0 | 0 | 0 | 0 | 0
|  | 2029 | 4756.6001 | [9 empty] | 7197.4441 | 6790.8143 | 6388.2005 | 6088.395 | 5827.1425 | 5594.8048 | 5420.2967 | 5274.7035 | 5129.1102 | 4983.5169 | 4837.9237 | 4692.3304 | 4546.7372 | 4401.1439 | 4255.5507 | 4109.9574 | 3964.3642 | 3818.7709 | 3673.1776 | 3527.5844 | 3381.9911 | 3236.3979 | 3090.8046 | 2945.2114 | 2799.6181 | 2654.0249 | 2508.4316 | 2362.8383 | 2217.2451 | 2071.6518 | 0 | 0 | 0 | 0 | 0 | 0 | 0 | 0 | 0 | 0 | 0 | 0 | 0 | 0 | 0 | 0 | 0
|  | 2030 | 4694.7594 | [10 empty] | 7103.8697 | 6702.5266 | 6305.1472 | 6009.2394 | 5751.3835 | 5522.0664 | 5349.8272 | 5206.1268 | 5062.4264 | 4918.726 | 4775.0256 | 4631.3252 | 4487.6248 | 4343.9244 | 4200.224 | 4056.5237 | 3912.8233 | 3769.1229 | 3625.4225 | 3481.7221 | 3338.0217 | 3194.3213 | 3050.6209 | 2906.9205 | 2763.2201 | 2619.5197 | 2475.8194 | 2332.119 | 2188.4186 | 2044.7182 | 0 | 0 | 0 | 0 | 0 | 0 | 0 | 0 | 0 | 0 | 0 | 0 | 0 | 0 | 0 | 0
|  | 2031 | 4632.9186 | [11 empty] | 7010.2954 | 6614.2389 | 6222.0939 | 5930.0839 | 5675.6245 | 5449.3281 | 5279.3576 | 5137.5501 | 4995.7426 | 4853.9351 | 4712.1275 | 4570.32 | 4428.5125 | 4286.705 | 4144.8974 | 4003.0899 | 3861.2824 | 3719.4748 | 3577.6673 | 3435.8598 | 3294.0523 | 3152.2447 | 3010.4372 | 2868.6297 | 2726.8222 | 2585.0146 | 2443.2071 | 2301.3996 | 2159.5921 | 2017.7845 | 0 | 0 | 0 | 0 | 0 | 0 | 0 | 0 | 0 | 0 | 0 | 0 | 0 | 0 | 0
|  | 2032 | 4571.8924 | [12 empty] | 6917.9537 | 6527.1142 | 6140.1346 | 5851.9711 | 5600.8635 | 5377.5479 | 5209.8163 | 5069.8767 | 4929.9372 | 4789.9976 | 4650.058 | 4510.1184 | 4370.1788 | 4230.2392 | 4090.2996 | 3950.36 | 3810.4204 | 3670.4808 | 3530.5412 | 3390.6016 | 3250.662 | 3110.7224 | 2970.7828 | 2830.8432 | 2690.9036 | 2550.9641 | 2411.0245 | 2271.0849 | 2131.1453 | 1991.2057 | 0 | 0 | 0 | 0 | 0 | 0 | 0 | 0 | 0 | 0 | 0 | 0 | 0 | 0
|  | 2033 | 4511.67 | [13 empty] | 6826.8283 | 6441.137 | 6059.2549 | 5774.8871 | 5527.0872 | 5306.7132 | 5141.1911 | 5003.0948 | 4864.9985 | 4726.9023 | 4588.806 | 4450.7097 | 4312.6135 | 4174.5172 | 4036.4209 | 3898.3247 | 3760.2284 | 3622.1321 | 3484.0359 | 3345.9396 | 3207.8433 | 3069.7471 | 2931.6508 | 2793.5545 | 2655.4582 | 2517.362 | 2379.2657 | 2241.1694 | 2103.0732 | 1964.9769 | 0 | 0 | 0 | 0 | 0 | 0 | 0 | 0 | 0 | 0 | 0 | 0 | 0
|  | 2034 | 4452.2409 | [14 empty] | 6736.9033 | 6356.2924 | 5979.4406 | 5698.8186 | 5454.2828 | 5236.8116 | 5073.4697 | 4937.1925 | 4800.9153 | 4664.6381 | 4528.3609 | 4392.0836 | 4255.8064 | 4119.5292 | 3983.252 | 3846.9747 | 3710.6975 | 3574.4203 | 3438.1431 | 3301.8659 | 3165.5886 | 3029.3114 | 2893.0342 | 2756.757 | 2620.4798 | 2484.2025 | 2347.9253 | 2211.6481 | 2075.3709 | 1939.0936 | 0 | 0 | 0 | 0 | 0 | 0 | 0 | 0 | 0 | 0 | 0 | 0
|  | 2035 | 4393.5947 | [15 empty] | 6648.1627 | 6272.5654 | 5900.6776 | 5623.752 | 5382.4373 | 5167.8307 | 5006.6405 | 4872.1583 | 4737.6762 | 4603.1941 | 4468.7119 | 4334.2298 | 4199.7476 | 4065.2655 | 3930.7834 | 3796.3012 | 3661.8191 | 3527.337 | 3392.8548 | 3258.3727 | 3123.8905 | 2989.4084 | 2854.9263 | 2720.4441 | 2585.962 | 2451.4799 | 2316.9977 | 2182.5156 | 2048.0335 | 1913.5513 | 0 | 0 | 0 | 0 | 0 | 0 | 0 | 0 | 0 | 0 | 0
|  | 2036 | 4335.7209 | [16 empty] | 6560.5911 | 6189.9413 | 5822.9521 | 5549.6743 | 5311.5382 | 5099.7585 | 4940.6915 | 4807.9808 | 4675.2701 | 4542.5594 | 4409.8487 | 4277.138 | 4144.4273 | 4011.7166 | 3879.0059 | 3746.2952 | 3613.5845 | 3480.8738 | 3348.1631 | 3215.4524 | 3082.7417 | 2950.031 | 2817.3203 | 2684.6096 | 2551.8989 | 2419.1882 | 2286.4775 | 2153.7668 | 2021.0561 | 1888.3454 | 0 | 0 | 0 | 0 | 0 | 0 | 0 | 0 | 0 | 0
|  | 2037 | 4278.6095 | [17 empty] | 6474.1731 | 6108.4055 | 5746.2504 | 5476.5723 | 5241.573 | 5032.583 | 4875.6112 | 4744.6486 | 4613.686 | 4482.7234 | 4351.7608 | 4220.7982 | 4089.8357 | 3958.8731 | 3827.9105 | 3696.9479 | 3565.9853 | 3435.0227 | 3304.0601 | 3173.0975 | 3042.1349 | 2911.1723 | 2780.2097 | 2649.2471 | 2518.2845 | 2387.322 | 2256.3594 | 2125.3968 | 1994.4342 | 1863.4716 | 0 | 0 | 0 | 0 | 0 | 0 | 0 | 0 | 0
|  | 2038 | 4222.2504 | [18 empty] | 6388.8933 | 6027.9438 | 5670.559 | 5404.4332 | 5172.5295 | 4966.2923 | 4811.3882 | 4682.1507 | 4552.9132 | 4423.6756 | 4294.4381 | 4165.2006 | 4035.9631 | 3906.7256 | 3777.4881 | 3648.2506 | 3519.0131 | 3389.7755 | 3260.538 | 3131.3005 | 3002.063 | 2872.8255 | 2743.588 | 2614.3505 | 2485.1129 | 2355.8754 | 2226.6379 | 2097.4004 | 1968.1629 | 1838.9254 | 0 | 0 | 0 | 0 | 0 | 0 | 0 | 0
|  | 2039 | 4166.6336 | [19 empty] | 6304.7369 | 5948.5419 | 5595.8647 | 5333.2444 | 5104.3953 | 4900.8748 | 4748.0111 | 4620.476 | 4492.9408 | 4365.4057 | 4237.8705 | 4110.3353 | 3982.8002 | 3855.265 | 3727.7299 | 3600.1947 | 3472.6595 | 3345.1244 | 3217.5892 | 3090.0541 | 2962.5189 | 2834.9838 | 2707.4486 | 2579.9134 | 2452.3783 | 2324.8431 | 2197.308 | 2069.7728 | 1942.2377 | 1814.7025 | 0 | 0 | 0 | 0 | 0 | 0 | 0
|  | 2040 | 4111.7495 | [20 empty] | 6221.689 | 5870.1859 | 5522.1543 | 5262.9933 | 5037.1587 | 4836.319 | 4685.4689 | 4559.6137 | 4433.7584 | 4307.9032 | 4182.048 | 4056.1928 | 3930.3375 | 3804.4823 | 3678.6271 | 3552.7719 | 3426.9166 | 3301.0614 | 3175.2062 | 3049.3509 | 2923.4957 | 2797.6405 | 2671.7853 | 2545.93 | 2420.0748 | 2294.2196 | 2168.3644 | 2042.5091 | 1916.6539 | 1790.7987 | 0 | 0 | 0 | 0 | 0 | 0
|  | 2041 | 4057.5882 | [21 empty] | 6139.735 | 5792.862 | 5449.4148 | 5193.6675 | 4970.8077 | 4772.6135 | 4623.7505 | 4499.5531 | 4375.3556 | 4251.1582 | 4126.9608 | 4002.7634 | 3878.5659 | 3754.3685 | 3630.1711 | 3505.9737 | 3381.7762 | 3257.5788 | 3133.3814 | 3009.184 | 2884.9866 | 2760.7891 | 2636.5917 | 2512.3943 | 2388.1969 | 2263.9994 | 2139.802 | 2015.6046 | 1891.4072 | 1767.2097 | 0 | 0 | 0 | 0 | 0
|  | 2042 | 4004.1405 | [22 empty] | 6058.8606 | 5716.5567 | 5377.6335 | 5125.255 | 4905.3307 | 4709.7472 | 4562.845 | 4440.2836 | 4317.7221 | 4195.1607 | 4072.5992 | 3950.0378 | 3827.4763 | 3704.9148 | 3582.3534 | 3459.7919 | 3337.2305 | 3214.669 | 3092.1076 | 2969.5461 | 2846.9846 | 2724.4232 | 2601.8617 | 2479.3003 | 2356.7388 | 2234.1774 | 2111.6159 | 1989.0544 | 1866.493 | 1743.9315 | 0 | 0 | 0 | 0
|  | 2043 | 3951.3967 | 2043: 5979.0514; 2044: 5641.2565; 2045: 5306.7977; 2046: 5057.7436; 2047: 4840.7162; 2048: 4647.709; 2049: 4502.7419; 2050: 4381.7948; 2051: 4260.8478; 2052: 4139.9007; 2053: 4018.9537; 2054: 3898.0067; 2055: 3777.0596; 2056: 3656.1126; 2057: 3535.1655; 2058: 3414.2185; 2059: 3293.2715; 2060: 3172.3244; 2061: 3051.3774; 2062: 2930.4303; 2063: 2809.4833; 2064: 2688.5363; 2065: 2567.5892; 2066: 2446.6422; 2067: 2325.6951; 2068: 2204.7481; 2069: 2083.8011; 2070: 1962.854; 2071: 1841.907; 2072: 1720.9599; 2073: 0; 2074: 0; 2075: 0
|  | 2044 | 3899.3477 | 2044: 5900.2935; 2045: 5566.9482; 2046: 5236.8949; 2047: 4991.1215; 2048: 4776.9529; 2049: 4586.488; 2050: 4443.4304; 2051: 4324.0765; 2052: 4204.7226; 2053: 4085.3687; 2054: 3966.0148; 2055: 3846.6609; 2056: 3727.3071; 2057: 3607.9532; 2058: 3488.5993; 2059: 3369.2454; 2060: 3249.8915; 2061: 3130.5376; 2062: 3011.1837; 2063: 2891.8298; 2064: 2772.4759; 2065: 2653.122; 2066: 2533.7682; 2067: 2414.4143; 2068: 2295.0604; 2069: 2175.7065; 2070: 2056.3526; 2071: 1936.9987; 2072: 1817.6448; 2073: 1698.2909; 2074: 0; 2075: 0
|  | 2045 | 3847.9843 | 2045: 5822.5731; 2046: 5493.6186; 2047: 5167.913; 2048: 4925.3769; 2049: 4714.0294; 2050: 4526.0734; 2051: 4384.9002; 2052: 4267.1185; 2053: 4149.3367; 2054: 4031.555; 2055: 3913.7733; 2056: 3795.9916; 2057: 3678.2098; 2058: 3560.4281; 2059: 3442.6464; 2060: 3324.8647; 2061: 3207.0829; 2062: 3089.3012; 2063: 2971.5195; 2064: 2853.7378; 2065: 2735.956; 2066: 2618.1743; 2067: 2500.3926; 2068: 2382.6109; 2069: 2264.8291; 2070: 2147.0474; 2071: 2029.2657; 2072: 1911.484; 2073: 1793.7022; 2074: 1675.9205; 2075: 0 | 0 | 0 | 0 | 0
|  | 2046 | 3797.2975 | 2046: 5745.8764; 2047: 5421.255; 2048: 5099.8397; 2049: 4860.4983; 2050: 4651.9348; 2051: 4466.4545; 2052: 4327.141; 2053: 4210.9107; 2054: 4094.6804; 2055: 3978.4502; 2056: 3862.2199; 2057: 3745.9896; 2058: 3629.7594; 2059: 3513.5291; 2060: 3397.2988; 2061: 3281.0685; 2062: 3164.8383; 2063: 3048.608; 2064: 2932.3777; 2065: 2816.1475; 2066: 2699.9172; 2067: 2583.6869; 2068: 2467.4567; 2069: 2351.2264; 2070: 2234.9961; 2071: 2118.7659; 2072: 2002.5356; 2073: 1886.3053; 2074: 1770.0751; 2075: 1653.8448 | 0 | 0 | 0 | 0
|  | 2047 | 3747.2784 | 2047: 5670.19; 2048: 5349.8446; 2049: 5032.663; 2050: 4796.4744; 2051: 4590.6581; 2052: 4407.6211; 2053: 4270.1426; 2054: 4155.4433; 2055: 4040.7441; 2056: 3926.0448; 2057: 3811.3456; 2058: 3696.6463; 2059: 3581.9471; 2060: 3467.2478; 2061: 3352.5486; 2062: 3237.8493; 2063: 3123.1501; 2064: 3008.4508; 2065: 2893.7516; 2066: 2779.0523; 2067: 2664.3531; 2068: 2549.6538; 2069: 2434.9546; 2070: 2320.2553; 2071: 2205.5561; 2072: 2090.8568; 2073: 1976.1576; 2074: 1861.4583; 2075: 1746.7591 | 1632.0599 | 0 | 0 | 0
|  | 2048 | 3697.9181 | 2048: 5595.5005; 2049: 5279.3748; 2050: 4966.3713; 2051: 4733.2938; 2052: 4530.1886; 2053: 4349.5625; 2054: 4213.8949; 2055: 4100.7066; 2056: 3987.5182; 2057: 3874.3298; 2058: 3761.1414; 2059: 3647.953; 2060: 3534.7646; 2061: 3421.5762; 2062: 3308.3878; 2063: 3195.1994; 2064: 3082.011; 2065: 2968.8226; 2066: 2855.6342; 2067: 2742.4458; 2068: 2629.2574; 2069: 2516.069; 2070: 2402.8806; 2071: 2289.6922; 2072: 2176.5038; 2073: 2063.3154; 2074: 1950.127; 2075: 1836.9387 | 1723.7503 | 1610.5619 | 0 | 0
|  | 2049 | 3649.208 | 2049: 5521.7949; 2050: 5209.8333; 2051: 4900.9527; 2052: 4670.9454; 2053: 4470.5156; 2054: 4292.2688; 2055: 4158.3882; 2056: 4046.6908; 2057: 3934.9934; 2058: 3823.2959; 2059: 3711.5985; 2060: 3599.901; 2061: 3488.2036; 2062: 3376.5061; 2063: 3264.8087; 2064: 3153.1113; 2065: 3041.4138; 2066: 2929.7164; 2067: 2818.0189; 2068: 2706.3215; 2069: 2594.624; 2070: 2482.9266; 2071: 2371.2292; 2072: 2259.5317; 2073: 2147.8343; 2074: 2036.1368; 2075: 1924.4394 | 1812.7419 | 1701.0445 | 1589.3471 | 0
|  | 2050 | 3601.1395 | 2050: 5449.0602; 2051: 5141.2078; 2052: 4836.3959; 2053: 4609.4183; 2054: 4411.6286; 2055: 4235.7297; 2056: 4103.6127; 2057: 3993.3866; 2058: 3883.1604; 2059: 3772.9343; 2060: 3662.7082; 2061: 3552.482; 2062: 3442.2559; 2063: 3332.0298; 2064: 3221.8037; 2065: 3111.5775; 2066: 3001.3514; 2067: 2891.1253; 2068: 2780.8991; 2069: 2670.673; 2070: 2560.4469; 2071: 2450.2207; 2072: 2339.9946; 2073: 2229.7685; 2074: 2119.5424; 2075: 2009.3162 | 1899.0901 | 1788.864 | 1678.6378 | 1568.4117
|  | Annual Change (%) |  | 0% | 0% | 0% | 0% | 0% | 0% | -1.236% | -1.251% | -1.267% | -1.283% | -1.3% | -1.317% | -1.317% | -1.317% | -1.317% | -1.317% | -1.317% | -1.317% | -1.317% | -1.317% | -1.317% | -1.317% | -1.317% | -1.317% | -1.317% | -1.317% | -1.317% | -1.317% | -1.317% | -1.317% | -1.317% | 0% | 0% | 0% | 0% | 0% | 0% | 0% | 0% | 0% | 0% | 0% | 0% | 0% | 0% | 0% | 0% | 0% | 0% | 0% | 0% | 0% | 0% | 0% | 0% | 0%
|  | Levelized Capital Cost ($/MW-wk) |  | 5003.9633 | 5003.9633 | 5003.9633 | 5003.9633 | 5003.9633 | 5003.9633 | 4942.1225 | 4880.2817 | 4818.4409 | 4756.6001 | 4694.7594 | 4632.9186 | 4571.8924 | 4511.67 | 4452.2409 | 4393.5947 | 4335.7209 | 4278.6095 | 4222.2504 | 4166.6336 | 4111.7495 | 4057.5882 | 4004.1405 | 3951.3967 | 3899.3477 | 3847.9843 | 3797.2975 | 3747.2784 | 3697.9181 | 3649.208 | 3601.1395 | 3601.1395 | 3601.1395 | 3601.1395 | 3601.1395 | 3601.1395 | 3601.1395 | 3601.1395 | 3601.1395 | 3601.1395 | 3601.1395 | 3601.1395 | 3601.1395 | 3601.1395 | 3601.1395 | 3601.1395 | 3601.1395 | 3601.1395 | 3601.1395 | 3601.1395 | 3601.1395 | 3601.1395 | 3601.1395 | 3601.1395 | 3601.1395 | 3601.1395
|  | Economic Life | 30
|  | check s/b 0 | 0
itc
Revenue Requirement by vintage year
2012 $/MW-wk
| Aurora Input |  | Levelized Cost | 2020 | 2021 | 2022 | 2023 | 2024 | 2025 | 2026 | 2027 | 2028 | 2029 | 2030 | 2031 | 2032 | 2033 | 2034 | 2035 | 2036 | 2037 | 2038 | 2039 | 2040 | 2041 | 2042 | 2043 | 2044 | 2045 | 2046 | Levelized | 2047 | 2048 | 2049 | 2050 | 2051 | 2052 | 2053 | 2054 | 2055 | 2056 | 2057 | 2058 | 2059 | 2060 | 2061 | 2062 | 2063 | 2064 | 2065 | 2066 | 2067 | 2068 | 2069 | 2070 | 2071 | 2072 | 2073 | 2074 | 2075 | 2076 | 2077 | 2078 | 2079
|  | 2020 | 5003.9633 | 7571.7413 | 7143.9651 | 6720.4137 | 6405.017 | 6130.1783 | 5885.7581 | 5702.1749 | 5549.0102 | 5395.8454 | 5242.6807 | 5089.516 | 4936.3513 | 4783.1866 | 4630.0219 | 4476.8571 | 4323.6924 | 4170.5277 | 4017.363 | 3864.1983 | 3711.0336 | 3557.8689 | 3404.7041 | 3251.5394 | 3098.3747 | 2945.21 | 2792.0453 | 2638.8806 | 2336.8488 | 2485.7158 | 2332.5511 | 2179.3864 | 0 | 0 | 0 | 0 | 0 | 0 | 0 | 0 | 0 | 0 | 0 | 0 | 0 | 0 | 0 | 0 | 0 | 0 | 0 | 0 | 0 | 0 | 0 | 0 | 0 | 0 | 0 | 0 | 0 | 0
|  | 2021 | 5003.9633 |  | 7571.7413 | 7143.9651 | 6720.4137 | 6405.017 | 6130.1783 | 5885.7581 | 5702.1749 | 5549.0102 | 5395.8454 | 5242.6807 | 5089.516 | 4936.3513 | 4783.1866 | 4630.0219 | 4476.8571 | 4323.6924 | 4170.5277 | 4017.363 | 3864.1983 | 3711.0336 | 3557.8689 | 3404.7041 | 3251.5394 | 3098.3747 | 2945.21 | 2792.0453 | 2417.19 | 2638.8806 | 2485.7158 | 2332.5511 | 2179.3864 | 0 | 0 | 0 | 0 | 0 | 0 | 0 | 0 | 0 | 0 | 0 | 0 | 0 | 0 | 0 | 0 | 0 | 0 | 0 | 0 | 0 | 0 | 0 | 0 | 0 | 0 | 0 | 0 | 0
|  | 2022 | 5003.9633 |  |  | 7571.7413 | 7143.9651 | 6720.4137 | 6405.017 | 6130.1783 | 5885.7581 | 5702.1749 | 5549.0102 | 5395.8454 | 5242.6807 | 5089.516 | 4936.3513 | 4783.1866 | 4630.0219 | 4476.8571 | 4323.6924 | 4170.5277 | 4017.363 | 3864.1983 | 3711.0336 | 3557.8689 | 3404.7041 | 3251.5394 | 3098.3747 | 2945.21 | 2498.6028 | 2792.0453 | 2638.8806 | 2485.7158 | 2332.5511 | 2179.3864 | 0 | 0 | 0 | 0 | 0 | 0 | 0 | 0 | 0 | 0 | 0 | 0 | 0 | 0 | 0 | 0 | 0 | 0 | 0 | 0 | 0 | 0 | 0 | 0 | 0 | 0 | 0 | 0
|  | 2023 | 5003.9633 |  |  |  | 7571.7413 | 7143.9651 | 6720.4137 | 6405.017 | 6130.1783 | 5885.7581 | 5702.1749 | 5549.0102 | 5395.8454 | 5242.6807 | 5089.516 | 4936.3513 | 4783.1866 | 4630.0219 | 4476.8571 | 4323.6924 | 4170.5277 | 4017.363 | 3864.1983 | 3711.0336 | 3557.8689 | 3404.7041 | 3251.5394 | 3098.3747 | 2581.0856 | 2945.21 | 2792.0453 | 2638.8806 | 2485.7158 | 2332.5511 | 2179.3864 | 0 | 0 | 0 | 0 | 0 | 0 | 0 | 0 | 0 | 0 | 0 | 0 | 0 | 0 | 0 | 0 | 0 | 0 | 0 | 0 | 0 | 0 | 0 | 0 | 0 | 0 | 0
|  | 2024 | 5003.9633 |  |  |  |  | 7571.7413 | 7143.9651 | 6720.4137 | 6405.017 | 6130.1783 | 5885.7581 | 5702.1749 | 5549.0102 | 5395.8454 | 5242.6807 | 5089.516 | 4936.3513 | 4783.1866 | 4630.0219 | 4476.8571 | 4323.6924 | 4170.5277 | 4017.363 | 3864.1983 | 3711.0336 | 3557.8689 | 3404.7041 | 3251.5394 | 2664.6362 | 3098.3747 | 2945.21 | 2792.0453 | 2638.8806 | 2485.7158 | 2332.5511 | 2179.3864 | 0 | 0 | 0 | 0 | 0 | 0 | 0 | 0 | 0 | 0 | 0 | 0 | 0 | 0 | 0 | 0 | 0 | 0 | 0 | 0 | 0 | 0 | 0 | 0 | 0 | 0
|  | 2025 | 5003.9633 | [5 empty] | 7571.7413 | 7143.9651 | 6720.4137 | 6405.017 | 6130.1783 | 5885.7581 | 5702.1749 | 5549.0102 | 5395.8454 | 5242.6807 | 5089.516 | 4936.3513 | 4783.1866 | 4630.0219 | 4476.8571 | 4323.6924 | 4170.5277 | 4017.363 | 3864.1983 | 3711.0336 | 3557.8689 | 3404.7041 | 2749.2523 | 3251.5394 | 3098.3747 | 2945.21 | 2792.0453 | 2638.8806 | 2485.7158 | 2332.5511 | 2179.3864 | 0 | 0 | 0 | 0 | 0 | 0 | 0 | 0 | 0 | 0 | 0 | 0 | 0 | 0 | 0 | 0 | 0 | 0 | 0 | 0 | 0 | 0 | 0 | 0 | 0
|  | 2026 | 4942.1225 | [6 empty] | 7571.7413 | 7143.9651 | 6720.4137 | 6405.017 | 6130.1783 | 5885.7581 | 5702.1749 | 5549.0102 | 5395.8454 | 5242.6807 | 5089.516 | 4936.3513 | 4783.1866 | 4630.0219 | 4476.8571 | 4323.6924 | 4170.5277 | 4017.363 | 3864.1983 | 3711.0336 | 3557.8689 | 2834.9309 | 3404.7041 | 3251.5394 | 3098.3747 | 2945.21 | 2792.0453 | 2638.8806 | 2485.7158 | 2332.5511 | 2179.3864 | 0 | 0 | 0 | 0 | 0 | 0 | 0 | 0 | 0 | 0 | 0 | 0 | 0 | 0 | 0 | 0 | 0 | 0 | 0 | 0 | 0 | 0 | 0 | 0
|  | 2027 | 4880.2817 | [7 empty] | 7571.7413 | 7143.9651 | 6720.4137 | 6405.017 | 6130.1783 | 5885.7581 | 5702.1749 | 5549.0102 | 5395.8454 | 5242.6807 | 5089.516 | 4936.3513 | 4783.1866 | 4630.0219 | 4476.8571 | 4323.6924 | 4170.5277 | 4017.363 | 3864.1983 | 3711.0336 | 2921.669 | 3557.8689 | 3404.7041 | 3251.5394 | 3098.3747 | 2945.21 | 2792.0453 | 2638.8806 | 2485.7158 | 2332.5511 | 2179.3864 | 0 | 0 | 0 | 0 | 0 | 0 | 0 | 0 | 0 | 0 | 0 | 0 | 0 | 0 | 0 | 0 | 0 | 0 | 0 | 0 | 0 | 0 | 0
|  | 2028 | 4818.4409 | [8 empty] | 7478.167 | 7055.6774 | 6637.3604 | 6325.8615 | 6054.4193 | 5813.0198 | 5631.7053 | 5480.4335 | 5329.1616 | 5177.8898 | 5026.6179 | 4875.3461 | 4724.0742 | 4572.8024 | 4421.5305 | 4270.2587 | 4118.9868 | 3967.715 | 3816.4431 | 2972.2709 | 3665.1713 | 3513.8994 | 3362.6276 | 3211.3557 | 3060.0839 | 2908.812 | 2757.5402 | 2606.2683 | 2454.9965 | 2303.7246 | 2152.4528 | 0 | 0 | 0 | 0 | 0 | 0 | 0 | 0 | 0 | 0 | 0 | 0 | 0 | 0 | 0 | 0 | 0 | 0 | 0 | 0 | 0 | 0
|  | 2029 | 4756.6001 | [9 empty] | 7384.5927 | 6967.3897 | 6554.3071 | 6246.706 | 5978.6604 | 5740.2814 | 5561.2358 | 5411.8568 | 5262.4778 | 5113.0988 | 4963.7198 | 4814.3409 | 4664.9619 | 4515.5829 | 4366.2039 | 4216.8249 | 4067.4459 | 3918.0669 | 3021.7287 | 3768.688 | 3619.309 | 3469.93 | 3320.551 | 3171.172 | 3021.793 | 2872.4141 | 2723.0351 | 2573.6561 | 2424.2771 | 2274.8981 | 2125.5191 | 0 | 0 | 0 | 0 | 0 | 0 | 0 | 0 | 0 | 0 | 0 | 0 | 0 | 0 | 0 | 0 | 0 | 0 | 0 | 0 | 0
|  | 2030 | 4694.7594 | [10 empty] | 7291.0184 | 6879.102 | 6471.2538 | 6167.5505 | 5902.9014 | 5667.5431 | 5490.7662 | 5343.2801 | 5195.794 | 5048.3079 | 4900.8218 | 4753.3356 | 4605.8495 | 4458.3634 | 4310.8773 | 4163.3912 | 4015.905 | 3069.9995 | 3868.4189 | 3720.9328 | 3573.4467 | 3425.9606 | 3278.4744 | 3130.9883 | 2983.5022 | 2836.0161 | 2688.53 | 2541.0438 | 2393.5577 | 2246.0716 | 2098.5855 | 0 | 0 | 0 | 0 | 0 | 0 | 0 | 0 | 0 | 0 | 0 | 0 | 0 | 0 | 0 | 0 | 0 | 0 | 0 | 0
|  | 2031 | 4632.9186 | [11 empty] | 7197.4441 | 6790.8143 | 6388.2005 | 6088.395 | 5827.1425 | 5594.8048 | 5420.2967 | 5274.7035 | 5129.1102 | 4983.5169 | 4837.9237 | 4692.3304 | 4546.7372 | 4401.1439 | 4255.5507 | 4109.9574 | 3117.0398 | 3964.3642 | 3818.7709 | 3673.1776 | 3527.5844 | 3381.9911 | 3236.3979 | 3090.8046 | 2945.2114 | 2799.6181 | 2654.0249 | 2508.4316 | 2362.8383 | 2217.2451 | 2071.6518 | 0 | 0 | 0 | 0 | 0 | 0 | 0 | 0 | 0 | 0 | 0 | 0 | 0 | 0 | 0 | 0 | 0 | 0 | 0
|  | 2032 | 4571.8924 | [12 empty] | 7103.8697 | 6702.5266 | 6305.1472 | 6009.2394 | 5751.3835 | 5522.0664 | 5349.8272 | 5206.1268 | 5062.4264 | 4918.726 | 4775.0256 | 4631.3252 | 4487.6248 | 4343.9244 | 4200.224 | 3162.8065 | 4056.5237 | 3912.8233 | 3769.1229 | 3625.4225 | 3481.7221 | 3338.0217 | 3194.3213 | 3050.6209 | 2906.9205 | 2763.2201 | 2619.5197 | 2475.8194 | 2332.119 | 2188.4186 | 2044.7182 | 0 | 0 | 0 | 0 | 0 | 0 | 0 | 0 | 0 | 0 | 0 | 0 | 0 | 0 | 0 | 0 | 0 | 0
|  | 2033 | 4511.67 | [13 empty] | 7010.2954 | 6614.2389 | 6222.0939 | 5930.0839 | 5675.6245 | 5449.3281 | 5279.3576 | 5137.5501 | 4995.7426 | 4853.9351 | 4712.1275 | 4570.32 | 4428.5125 | 4286.705 | 3207.2562 | 4144.8974 | 4003.0899 | 3861.2824 | 3719.4748 | 3577.6673 | 3435.8598 | 3294.0523 | 3152.2447 | 3010.4372 | 2868.6297 | 2726.8222 | 2585.0146 | 2443.2071 | 2301.3996 | 2159.5921 | 2017.7845 | 0 | 0 | 0 | 0 | 0 | 0 | 0 | 0 | 0 | 0 | 0 | 0 | 0 | 0 | 0 | 0 | 0
|  | 2034 | 4452.2409 | [14 empty] | 6917.9537 | 6527.1142 | 6140.1346 | 5851.9711 | 5600.8635 | 5377.5479 | 5209.8163 | 5069.8767 | 4929.9372 | 4789.9976 | 4650.058 | 4510.1184 | 4370.1788 | 3250.9245 | 4230.2392 | 4090.2996 | 3950.36 | 3810.4204 | 3670.4808 | 3530.5412 | 3390.6016 | 3250.662 | 3110.7224 | 2970.7828 | 2830.8432 | 2690.9036 | 2550.9641 | 2411.0245 | 2271.0849 | 2131.1453 | 1991.2057 | 0 | 0 | 0 | 0 | 0 | 0 | 0 | 0 | 0 | 0 | 0 | 0 | 0 | 0 | 0 | 0
|  | 2035 | 4393.5947 | [15 empty] | 6826.8283 | 6441.137 | 6059.2549 | 5774.8871 | 5527.0872 | 5306.7132 | 5141.1911 | 5003.0948 | 4864.9985 | 4726.9023 | 4588.806 | 4450.7097 | 3293.8068 | 4312.6135 | 4174.5172 | 4036.4209 | 3898.3247 | 3760.2284 | 3622.1321 | 3484.0359 | 3345.9396 | 3207.8433 | 3069.7471 | 2931.6508 | 2793.5545 | 2655.4582 | 2517.362 | 2379.2657 | 2241.1694 | 2103.0732 | 1964.9769 | 0 | 0 | 0 | 0 | 0 | 0 | 0 | 0 | 0 | 0 | 0 | 0 | 0 | 0 | 0
|  | 2036 | 4335.7209 | [16 empty] | 6736.9033 | 6356.2924 | 5979.4406 | 5698.8186 | 5454.2828 | 5236.8116 | 5073.4697 | 4937.1925 | 4800.9153 | 4664.6381 | 4528.3609 | 3335.8985 | 4392.0836 | 4255.8064 | 4119.5292 | 3983.252 | 3846.9747 | 3710.6975 | 3574.4203 | 3438.1431 | 3301.8659 | 3165.5886 | 3029.3114 | 2893.0342 | 2756.757 | 2620.4798 | 2484.2025 | 2347.9253 | 2211.6481 | 2075.3709 | 1939.0936 | 0 | 0 | 0 | 0 | 0 | 0 | 0 | 0 | 0 | 0 | 0 | 0 | 0 | 0
|  | 2037 | 4278.6095 | [17 empty] | 6648.1627 | 6272.5654 | 5900.6776 | 5623.752 | 5382.4373 | 5167.8307 | 5006.6405 | 4872.1583 | 4737.6762 | 4603.1941 | 3377.1952 | 4468.7119 | 4334.2298 | 4199.7476 | 4065.2655 | 3930.7834 | 3796.3012 | 3661.8191 | 3527.337 | 3392.8548 | 3258.3727 | 3123.8905 | 2989.4084 | 2854.9263 | 2720.4441 | 2585.962 | 2451.4799 | 2316.9977 | 2182.5156 | 2048.0335 | 1913.5513 | 0 | 0 | 0 | 0 | 0 | 0 | 0 | 0 | 0 | 0 | 0 | 0 | 0
|  | 2038 | 4222.2504 | [18 empty] | 6560.5911 | 6189.9413 | 5822.9521 | 5549.6743 | 5311.5382 | 5099.7585 | 4940.6915 | 4807.9808 | 4675.2701 | 3417.693 | 4542.5594 | 4409.8487 | 4277.138 | 4144.4273 | 4011.7166 | 3879.0059 | 3746.2952 | 3613.5845 | 3480.8738 | 3348.1631 | 3215.4524 | 3082.7417 | 2950.031 | 2817.3203 | 2684.6096 | 2551.8989 | 2419.1882 | 2286.4775 | 2153.7668 | 2021.0561 | 1888.3454 | 0 | 0 | 0 | 0 | 0 | 0 | 0 | 0 | 0 | 0 | 0 | 0
|  | 2039 | 4166.6336 | [19 empty] | 6474.1731 | 6108.4055 | 5746.2504 | 5476.5723 | 5241.573 | 5032.583 | 4875.6112 | 4744.6486 | 3457.3883 | 4613.686 | 4482.7234 | 4351.7608 | 4220.7982 | 4089.8357 | 3958.8731 | 3827.9105 | 3696.9479 | 3565.9853 | 3435.0227 | 3304.0601 | 3173.0975 | 3042.1349 | 2911.1723 | 2780.2097 | 2649.2471 | 2518.2845 | 2387.322 | 2256.3594 | 2125.3968 | 1994.4342 | 1863.4716 | 0 | 0 | 0 | 0 | 0 | 0 | 0 | 0 | 0 | 0 | 0
|  | 2040 | 4111.7495 | [20 empty] | 6388.8933 | 6027.9438 | 5670.559 | 5404.4332 | 5172.5295 | 4966.2923 | 4811.3882 | 3496.2776 | 4682.1507 | 4552.9132 | 4423.6756 | 4294.4381 | 4165.2006 | 4035.9631 | 3906.7256 | 3777.4881 | 3648.2506 | 3519.0131 | 3389.7755 | 3260.538 | 3131.3005 | 3002.063 | 2872.8255 | 2743.588 | 2614.3505 | 2485.1129 | 2355.8754 | 2226.6379 | 2097.4004 | 1968.1629 | 1838.9254 | 0 | 0 | 0 | 0 | 0 | 0 | 0 | 0 | 0 | 0
|  | 2041 | 4057.5882 | [21 empty] | 6304.7369 | 5948.5419 | 5595.8647 | 5333.2444 | 5104.3953 | 4900.8748 | 3534.358 | 4748.0111 | 4620.476 | 4492.9408 | 4365.4057 | 4237.8705 | 4110.3353 | 3982.8002 | 3855.265 | 3727.7299 | 3600.1947 | 3472.6595 | 3345.1244 | 3217.5892 | 3090.0541 | 2962.5189 | 2834.9838 | 2707.4486 | 2579.9134 | 2452.3783 | 2324.8431 | 2197.308 | 2069.7728 | 1942.2377 | 1814.7025 | 0 | 0 | 0 | 0 | 0 | 0 | 0 | 0 | 0
|  | 2042 | 4004.1405 | [22 empty] | 6221.689 | 5870.1859 | 5522.1543 | 5262.9933 | 5037.1587 | 3573.2097 | 4836.319 | 4685.4689 | 4559.6137 | 4433.7584 | 4307.9032 | 4182.048 | 4056.1928 | 3930.3375 | 3804.4823 | 3678.6271 | 3552.7719 | 3426.9166 | 3301.0614 | 3175.2062 | 3049.3509 | 2923.4957 | 2797.6405 | 2671.7853 | 2545.93 | 2420.0748 | 2294.2196 | 2168.3644 | 2042.5091 | 1916.6539 | 1790.7987 | 0 | 0 | 0 | 0 | 0 | 0 | 0 | 0
|  | 2043 | 3951.3967 | [23 empty] | 6139.735 | 5792.862 | 5449.4148 | 5193.6675 | 3615.6602 | 4970.8077 | 4772.6135 | 4623.7505 | 4499.5531 | 4375.3556 | 4251.1582 | 4126.9608 | 4002.7634 | 3878.5659 | 3754.3685 | 3630.1711 | 3505.9737 | 3381.7762 | 3257.5788 | 3133.3814 | 3009.184 | 2884.9866 | 2760.7891 | 2636.5917 | 2512.3943 | 2388.1969 | 2263.9994 | 2139.802 | 2015.6046 | 1891.4072 | 1767.2097 | 0 | 0 | 0 | 0 | 0 | 0 | 0
|  | 2044 | 3899.3477 | [24 empty] | 6058.8606 | 5716.5567 | 5377.6335 | 3662.5657 | 5125.255 | 4905.3307 | 4709.7472 | 4562.845 | 4440.2836 | 4317.7221 | 4195.1607 | 4072.5992 | 3950.0378 | 3827.4763 | 3704.9148 | 3582.3534 | 3459.7919 | 3337.2305 | 3214.669 | 3092.1076 | 2969.5461 | 2846.9846 | 2724.4232 | 2601.8617 | 2479.3003 | 2356.7388 | 2234.1774 | 2111.6159 | 1989.0544 | 1866.493 | 1743.9315 | 0 | 0 | 0 | 0 | 0 | 0
|  | 2045 | 3847.9843 | [25 empty] | 5979.0514 | 5641.2565 | 3715.101 | 5306.7977 | 5057.7436 | 4840.7162 | 4647.709 | 4502.7419 | 4381.7948 | 4260.8478 | 4139.9007 | 4018.9537 | 3898.0067 | 3777.0596 | 3656.1126 | 3535.1655 | 3414.2185 | 3293.2715 | 3172.3244 | 3051.3774 | 2930.4303 | 2809.4833 | 2688.5363 | 2567.5892 | 2446.6422 | 2325.6951 | 2204.7481 | 2083.8011 | 1962.854 | 1841.907 | 1720.9599 | 0 | 0 | 0 | 0 | 0
|  | 2046 | 3797.2975 | [26 empty] | 5900.2935 | 3777.3121 | 5566.9482 | 5236.8949 | 4991.1215 | 4776.9529 | 4586.488 | 4443.4304 | 4324.0765 | 4204.7226 | 4085.3687 | 3966.0148 | 3846.6609 | 3727.3071 | 3607.9532 | 3488.5993 | 3369.2454 | 3249.8915 | 3130.5376 | 3011.1837 | 2891.8298 | 2772.4759 | 2653.122 | 2533.7682 | 2414.4143 | 2295.0604 | 2175.7065 | 2056.3526 | 1936.9987 | 1817.6448 | 1698.2909 | 0 | 0 | 0 | 0
|  | 2047 | 3747.2784 | [27 empty] | 3847.9843 | 5822.5731 | 5493.6186 | 5167.913 | 4925.3769 | 4714.0294 | 4526.0734 | 4384.9002 | 4267.1185 | 4149.3367 | 4031.555 | 3913.7733 | 3795.9916 | 3678.2098 | 3560.4281 | 3442.6464 | 3324.8647 | 3207.0829 | 3089.3012 | 2971.5195 | 2853.7378 | 2735.956 | 2618.1743 | 2500.3926 | 2382.6109 | 2264.8291 | 2147.0474 | 2029.2657 | 1911.484 | 1793.7022 | 1675.9205 | 0 | 0 | 0
|  | 2048 | 3697.9181 | [27 empty] | 3797.2975 |  | 5745.8764 | 5421.255 | 5099.8397 | 4860.4983 | 4651.9348 | 4466.4545 | 4327.141 | 4210.9107 | 4094.6804 | 3978.4502 | 3862.2199 | 3745.9896 | 3629.7594 | 3513.5291 | 3397.2988 | 3281.0685 | 3164.8383 | 3048.608 | 2932.3777 | 2816.1475 | 2699.9172 | 2583.6869 | 2467.4567 | 2351.2264 | 2234.9961 | 2118.7659 | 2002.5356 | 1886.3053 | 1770.0751 | 1653.8448 | 0 | 0
|  | 2049 | 3649.208 | [27 empty] | 3747.2784 |  |  | 5670.19 | 5349.8446 | 5032.663 | 4796.4744 | 4590.6581 | 4407.6211 | 4270.1426 | 4155.4433 | 4040.7441 | 3926.0448 | 3811.3456 | 3696.6463 | 3581.9471 | 3467.2478 | 3352.5486 | 3237.8493 | 3123.1501 | 3008.4508 | 2893.7516 | 2779.0523 | 2664.3531 | 2549.6538 | 2434.9546 | 2320.2553 | 2205.5561 | 2090.8568 | 1976.1576 | 1861.4583 | 1746.7591 | 1632.0599 | 0
|  | 2050 | 3601.1395 | [27 empty] | 3697.9181 |  |  |  | 5595.5005 | 5279.3748 | 4966.3713 | 4733.2938 | 4530.1886 | 4349.5625 | 4213.8949 | 4100.7066 | 3987.5182 | 3874.3298 | 3761.1414 | 3647.953 | 3534.7646 | 3421.5762 | 3308.3878 | 3195.1994 | 3082.011 | 2968.8226 | 2855.6342 | 2742.4458 | 2629.2574 | 2516.069 | 2402.8806 | 2289.6922 | 2176.5038 | 2063.3154 | 1950.127 | 1836.9387 | 1723.7503 | 1610.5619
|  |  |  | 30% | 30% | 30% | 30% | 26% | 22% | 10% | 10% | 10% | 10% | 10% | 10% | 10% | 10% | 10% | 10% | 10% | 10% | 10% | 10% | 10% | 10% | 10% | 10% | 10% | 10% | 10% | 10% | 10% | 10% | 10% | 10% | 10% | 10% | 10% | 10% | 10% | 10% | 10% | 10% | 10% | 10% | 10% | 10% | 10% | 10% | 10% | 10% | 10% | 10% | 10% | 10% | 10% | 10% | 10% | 10%
ITC
| 2020-2023 | 30% |  | 46.0884 | [27 empty] | 2064: 0; 2065: 0; 2066: 0; 2067: 0; 2068: 0; 2069: 0; 2070: 0; 2071: 0; 2072: 0
| 2024 | 26% |  | 39.9433 | [27 empty] | 2056: 0; 2057: 0; 2058: 0; 2059: 0; 2060: 0; 2061: 0; 2062: 0; 2063: 0; 2064: 0; 2065: 0; 2066: 0; 2067: 0; 2068: 0; 2069: 0; 2070: 0; 2071: 0; 2072: 0; 2073: 0; 2074: 0
| 2025 | 22% |  | 33.7981 | [27 empty] | 2056: 0; 2057: 0; 2058: 0; 2059: 0; 2060: 0; 2061: 0; 2062: 0; 2063: 0; 2064: 0; 2065: 0; 2066: 0; 2067: 0; 2068: 0; 2069: 0; 2070: 0; 2071: 0; 2072: 0; 2073: 0; 2074: 0
| Start 2026 | 10% |  | 15.3628 | [27 empty] | 2056: 0; 2057: 0; 2058: 0; 2059: 0; 2060: 0; 2061: 0; 2062: 0; 2063: 0; 2064: 0; 2065: 0; 2066: 0; 2067: 0; 2068: 0; 2069: 0; 2070: 0; 2071: 0; 2072: 0; 2073: 0; 2074: 0
[41 empty] | 0 | 0 | 0 | 0 | 0 | 0 | 0 | 0 | 0 | 0 | 0 | 0 | 0 | 0 | 0 | 0 | 0 | 0 | 0
[41 empty] | 0 | 0 | 0 | 0 | 0 | 0 | 0 | 0 | 0 | 0 | 0 | 0 | 0 | 0 | 0 | 0 | 0 | 0 | 0
Amortization
|  | 30% |  | 2.3044 | 2.3044 | 2.3044 | 2.3044 | 2.3044 | 2.3044 | 2.3044 | 2.3044 | 2.3044 | 2.3044 | 2.3044 | 2.3044 | 2.3044 | 2.3044 | 2.3044 | 2.3044 | 2.3044 | 2.3044 | 2.3044 | 2.3044 | 2.3044 | 2.3044 | 2.3044 | 2.3044 | 2.3044 | 2.3044 | 2.3044 | 2.3044 | 2.3044 | 2.3044 | 2.3044 | 2.3044 | 2.3044 | 2.3044 | 2.3044 | 2.3044 | 2.3044 | 2.3044 | 2.3044 | 2.3044 | 2.3044 | 2.3044 | 2.3044 | 2.3044 | 2.3044 | 2.3044 | 2.3044 | 2.3044 | 2.3044 | 2.3044 | 2.3044 | 2.3044 | 2.3044 | 2.3044 | 2.3044 | 2.3044
|  | 26% |  | 1.9972 | 1.9972 | 1.9972 | 1.9972 | 1.9972 | 1.9972 | 1.9972 | 1.9972 | 1.9972 | 1.9972 | 1.9972 | 1.9972 | 1.9972 | 1.9972 | 1.9972 | 1.9972 | 1.9972 | 1.9972 | 1.9972 | 1.9972 | 1.9972 | 1.9972 | 1.9972 | 1.9972 | 1.9972 | 1.9972 | 1.9972 | 1.9972 | 1.9972 | 1.9972 | 1.9972 | 1.9972 | 1.9972 | 1.9972 | 1.9972 | 1.9972 | 1.9972 | 1.9972 | 1.9972 | 1.9972 | 1.9972 | 1.9972 | 1.9972 | 1.9972 | 1.9972 | 1.9972 | 1.9972 | 1.9972 | 1.9972 | 1.9972 | 1.9972 | 1.9972 | 1.9972 | 1.9972 | 1.9972 | 1.9972
|  | 22% |  | 1.6899 | 1.6899 | 1.6899 | 1.6899 | 1.6899 | 1.6899 | 1.6899 | 1.6899 | 1.6899 | 1.6899 | 1.6899 | 1.6899 | 1.6899 | 1.6899 | 1.6899 | 1.6899 | 1.6899 | 1.6899 | 1.6899 | 1.6899 | 1.6899 | 1.6899 | 1.6899 | 1.6899 | 1.6899 | 1.6899 | 1.6899 | 1.6899 | 1.6899 | 1.6899 | 1.6899 | 1.6899 | 1.6899 | 1.6899 | 1.6899 | 1.6899 | 1.6899 | 1.6899 | 1.6899 | 1.6899 | 1.6899 | 1.6899 | 1.6899 | 1.6899 | 1.6899 | 1.6899 | 1.6899 | 1.6899 | 1.6899 | 1.6899 | 1.6899 | 1.6899 | 1.6899 | 1.6899 | 1.6899 | 1.6899
|  | 10% |  | 0.76814 | 0.76814 | 0.76814 | 0.76814 | 0.76814 | 0.76814 | 0.76814 | 0.76814 | 0.76814 | 0.76814 | 0.76814 | 0.76814 | 0.76814 | 0.76814 | 0.76814 | 0.76814 | 0.76814 | 0.76814 | 0.76814 | 0.76814 | 0.76814 | 0.76814 | 0.76814 | 0.76814 | 0.76814 | 0.76814 | 0.76814 | 0.76814 | 0.76814 | 0.76814 | 0.76814 | 0.76814 | 0.76814 | 0.76814 | 0.76814 | 0.76814 | 0.76814 | 0.76814 | 0.76814 | 0.76814 | 0.76814 | 0.76814 | 0.76814 | 0.76814 | 0.76814 | 0.76814 | 0.76814 | 0.76814 | 0.76814 | 0.76814 | 0.76814 | 0.76814 | 0.76814 | 0.76814 | 0.76814 | 0.76814
|  |  |  | 2020 | 2021 | 2022 | 2023 | 2024 | 2025 | 2026 | 2027 | 2028 | 2029 | 2030 | 2031 | 2032 | 2033 | 2034 | 2035 | 2036 | 2037 | 2038 | 2039 | 2040 | 2041 | 2042 | 2043 | 2044 | 2045 | 2046 | 2047 | 2048 | 2049 | 2050 | 2051 | 2052 | 2053 | 2054 | 2055 | 2056 | 2057 | 2058 | 2059 | 2060 | 2061 | 2062 | 2063 | 2064 | 2065 | 2066 | 2067 | 2068 | 2069 | 2070 | 2071 | 2072 | 2073 | 2074 | 2075
|  | ITC Base |  | 33.7981 | 33.7981 | 33.7981 | 33.7981 | 33.7981 | 33.7981 | 33.7981 | 33.7981 | 33.7981 | 33.7981 | 33.7981 | 33.7981 | 33.7981 | 33.7981 | 33.7981 | 33.7981 | 33.7981 | 33.7981 | 33.7981 | 33.7981 | 33.7981 | 33.7981 | 33.7981 | 33.7981 | 33.7981 | 33.7981 | 33.7981 | 33.7981 | 33.7981 | 33.7981 | 33.7981 | 33.7981 | 33.7981 | 33.7981 | 33.7981 | 33.7981 | 33.7981 | 33.7981 | 33.7981 | 33.7981 | 33.7981 | 33.7981 | 33.7981 | 33.7981 | 33.7981 | 33.7981 | 33.7981 | 33.7981 | 33.7981 | 33.7981 | 33.7981 | 33.7981 | 33.7981 | 33.7981 | 33.7981 | 33.7981
|  | Accum ITC Amort |  | 1.6899 | 1.5363 | 2.3044 | 3.0726 | 3.8407 | 4.6088 | 5.377 | 6.1451 | 6.9133 | 7.6814 | 8.4495 | 9.2177 | 9.9858 | 10.754 | 11.5221 | 12.2902 | 13.0584 | 13.8265 | 14.5946 | 15.3628 | 16.1309 | 16.8991 | 17.6672 | 18.4353 | 19.2035 | 19.9716 | 20.7398 | 21.5079 | 22.276 | 23.0442 | 23.8123 | 24.5805 | 25.3486 | 26.1167 | 26.8849 | 27.653 | 28.4212 | 29.1893 | 29.9574 | 30.7256 | 31.4937 | 32.2619 | 33.03 | 33.7981 | 34.5663 | 35.3344 | 36.1026 | 36.8707 | 37.6388 | 38.407 | 39.1751 | 39.9433 | 40.7114 | 41.4795 | 42.2477 | 43.0158
|  | Ratebase |  | 32.1082 | 32.2619 | 31.4937 | 30.7256 | 29.9574 | 29.1893 | 28.4212 | 27.653 | 26.8849 | 26.1167 | 25.3486 | 24.5805 | 23.8123 | 23.0442 | 22.276 | 21.5079 | 20.7398 | 19.9716 | 19.2035 | 18.4353 | 17.6672 | 16.8991 | 16.1309 | 15.3628 | 14.5946 | 13.8265 | 13.0584 | 12.2902 | 11.5221 | 10.754 | 9.9858 | 9.2177 | 8.4495 | 7.6814 | 6.9133 | 6.1451 | 5.377 | 4.6088 | 3.8407 | 3.0726 | 2.3044 | 1.5363 | 0.76814 | 0 | -0.76814 | -1.5363 | -2.3044 | -3.0726 | -3.8407 | -4.6088 | -5.377 | -6.1451 | -6.9133 | -7.6814 | -8.4495 | -9.2177
|  | Tax Basis |  | 136.7288 | 136.7288 | 136.7288 | 136.7288 | 136.7288 | 136.7288 | 136.7288 | 136.7288 | 136.7288 | 136.7288 | 136.7288 | 136.7288 | 136.7288 | 136.7288 | 136.7288 | 136.7288 | 136.7288 | 136.7288 | 136.7288 | 136.7288 | 136.7288 | 136.7288 | 136.7288 | 136.7288 | 136.7288 | 136.7288 | 136.7288 | 136.7288 | 136.7288 | 136.7288 | 136.7288 | 136.7288 | 136.7288 | 136.7288 | 136.7288 | 136.7288 | 136.7288 | 136.7288 | 136.7288 | 136.7288 | 136.7288 | 136.7288 | 136.7288 | 136.7288 | 136.7288 | 136.7288 | 136.7288 | 136.7288 | 136.7288 | 136.7288 | 136.7288 | 136.7288 | 136.7288 | 136.7288 | 136.7288 | 136.7288
|  | Book Depreciation |  | 4.5576 | 4.5576 | 4.5576 | 4.5576 | 4.5576 | 4.5576 | 4.5576 | 4.5576 | 4.5576 | 4.5576 | 4.5576 | 4.5576 | 4.5576 | 4.5576 | 4.5576 | 4.5576 | 4.5576 | 4.5576 | 4.5576 | 4.5576 | 4.5576 | 4.5576 | 4.5576 | 4.5576 | 4.5576 | 4.5576 | 4.5576 | 4.5576 | 4.5576 | 4.5576 | 4.5576 | 4.5576 | 4.5576 | 4.5576 | 4.5576 | 4.5576 | 4.5576 | 4.5576 | 4.5576 | 4.5576 | 4.5576 | 4.5576 | 4.5576 | 4.5576 | 4.5576 | 4.5576 | 4.5576 | 4.5576 | 4.5576 | 4.5576 | 4.5576 | 4.5576 | 4.5576 | 4.5576 | 4.5576 | 4.5576
|  | Tax Depreciation |  | 27.3458 | 43.7532 | 26.2519 | 15.7512 | 15.7512 | 7.8756 | 0 | 0 | 0 | 0 | 0 | 0 | 0 | 0 | 0 | 0 | 0 | 0 | 0 | 0 | 0 | 0 | 0 | 0 | 0 | 0 | 0 | 0 | 0 | 0 | 0 | 0 | 0 | 0 | 0 | 0 | 0 | 0 | 0 | 0 | 0 | 0 | 0 | 0 | 0 | 0 | 0 | 0 | 0 | 0 | 0 | 0 | 0 | 0 | 0 | 0
|  | Difference between book and tax |  | -22.7881 | -39.1956 | -21.6943 | -11.1935 | -11.1935 | -3.318 | 4.5576 | 4.5576 | 4.5576 | 4.5576 | 4.5576 | 4.5576 | 4.5576 | 4.5576 | 4.5576 | 4.5576 | 4.5576 | 4.5576 | 4.5576 | 4.5576 | 4.5576 | 4.5576 | 4.5576 | 4.5576 | 4.5576 | 4.5576 | 4.5576 | 4.5576 | 4.5576 | 4.5576 | 4.5576 | 4.5576 | 4.5576 | 4.5576 | 4.5576 | 4.5576 | 4.5576 | 4.5576 | 4.5576 | 4.5576 | 4.5576 | 4.5576 | 4.5576 | 4.5576 | 4.5576 | 4.5576 | 4.5576 | 4.5576 | 4.5576 | 4.5576 | 4.5576 | 4.5576 | 4.5576 | 4.5576 | 4.5576 | 4.5576
|  | Deferred Tax |  | -4.7855 | -8.2311 | -4.5558 | -2.3506 | -2.3506 | -0.69677 | 0.9571 | 0.9571 | 0.9571 | 0.9571 | 0.9571 | 0.9571 | 0.9571 | 0.9571 | 0.9571 | 0.9571 | 0.9571 | 0.9571 | 0.9571 | 0.9571 | 0.9571 | 0.9571 | 0.9571 | 0.9571 | 0.9571 | 0.9571 | 0.9571 | 0.9571 | 0.9571 | 0.9571 | 0.9571 | 0.9571 | 0.9571 | 0.9571 | 0.9571 | 0.9571 | 0.9571 | 0.9571 | 0.9571 | 0.9571 | 0.9571 | 0.9571 | 0.9571 | 0.9571 | 0.9571 | 0.9571 | 0.9571 | 0.9571 | 0.9571 | 0.9571 | 0.9571 | 0.9571 | 0.9571 | 0.9571 | 0.9571 | 0.9571
|  | Accum Defered Tax |  | -4.7855 | -13.0166 | -17.5724 | -19.923 | -22.2737 | -22.9704 | -22.0133 | -21.0562 | -20.0991 | -19.142 | -18.1849 | -17.2278 | -16.2707 | -15.3136 | -14.3565 | -13.3994 | -12.4423 | -11.4852 | -10.5281 | -9.571 | -8.6139 | -7.6568 | -6.6997 | -5.7426 | -4.7855 | -3.8284 | -2.8713 | -1.9142 | -0.9571 | -9.992e-15 | 0.9571 | 1.9142 | 2.8713 | 3.8284 | 4.7855 | 5.7426 | 6.6997 | 7.6568 | 8.6139 | 9.571 | 10.5281 | 11.4852 | 12.4423 | 13.3994 | 14.3565 | 15.3136 | 16.2707 | 17.2278 | 18.1849 | 19.142 | 20.0991 | 21.0562 | 22.0133 | 22.9704 | 23.9275 | 24.8846
|  | Revenue Requirement |  | 17.7179 | 16.7169 | 15.7258 | 14.9877 | 14.3446 | 13.7727 | 13.3431 | 12.9847 | 12.6263 | 12.2679 | 11.9095 | 11.5511 | 11.1927 | 10.8343 | 10.4758 | 10.1174 | 9.759 | 9.4006 | 9.0422 | 8.6838 | 8.3254 | 7.967 | 7.6086 | 7.2502 | 6.8918 | 6.5334 | 6.175 | 5.8166 | 5.4582 | 5.0998 | 0 | 0 | 0 | 0 | 0 | 0 | 0 | 0 | 0 | 0 | 0 | 0 | 0 | 0 | 0 | 0 | 0 | 0 | 0 | 0 | 0 | 0 | 0 | 0 | 0 | 0
|  | Depreciation |  | 5.1209 | 5.1209 | 5.1209 | 5.1209 | 5.1209 | 5.1209 | 5.1209 | 5.1209 | 5.1209 | 5.1209 | 5.1209 | 5.1209 | 5.1209 | 5.1209 | 5.1209 | 5.1209 | 5.1209 | 5.1209 | 5.1209 | 5.1209 | 5.1209 | 5.1209 | 5.1209 | 5.1209 | 5.1209 | 5.1209 | 5.1209 | 5.1209 | 5.1209 | 5.1209 | 0 | 0 | 0 | 0 | 0 | 0 | 0 | 0 | 0 | 0 | 0 | 0 | 0 | 0 | 0 | 0 | 0 | 0 | 0 | 0 | 0 | 0 | 0 | 0 | 0 | 0
|  | Insurance |  | 0.073588 | 0.073588 | 0.073588 | 0.073588 | 0.073588 | 0.073588 | 0.073588 | 0.073588 | 0.073588 | 0.073588 | 0.073588 | 0.073588 | 0.073588 | 0.073588 | 0.073588 | 0.073588 | 0.073588 | 0.073588 | 0.073588 | 0.073588 | 0.073588 | 0.073588 | 0.073588 | 0.073588 | 0.073588 | 0.073588 | 0.073588 | 0.073588 | 0.073588 | 0.073588 | 0 | 0 | 0 | 0 | 0 | 0 | 0 | 0 | 0 | 0 | 0 | 0 | 0 | 0 | 0 | 0 | 0 | 0 | 0 | 0 | 0 | 0 | 0 | 0 | 0 | 0
|  | Property Taxes |  | 0.69837 | 0.69837 | 0.69837 | 0.69837 | 0.69837 | 0.69837 | 0.69837 | 0.69837 | 0.69837 | 0.69837 | 0.69837 | 0.69837 | 0.69837 | 0.69837 | 0.69837 | 0.69837 | 0.69837 | 0.69837 | 0.69837 | 0.69837 | 0.69837 | 0.69837 | 0.69837 | 0.69837 | 0.69837 | 0.69837 | 0.69837 | 0.69837 | 0.69837 | 0.69837 | 0 | 0 | 0 | 0 | 0 | 0 | 0 | 0 | 0 | 0 | 0 | 0 | 0 | 0 | 0 | 0 | 0 | 0 | 0 | 0 | 0 | 0 | 0 | 0 | 0 | 0
|  | Current Taxes |  | -2.8937 | -6.9754 | -3.054 | -0.73125 | -0.86631 | 0.87187 | 2.6399 | 2.5647 | 2.4894 | 2.4141 | 2.3389 | 2.2636 | 2.1883 | 2.1131 | 2.0378 | 1.9626 | 1.8873 | 1.812 | 1.7368 | 1.6615 | 1.5862 | 1.511 | 1.4357 | 1.3604 | 1.2852 | 1.2099 | 1.1346 | 1.0594 | 0.9841 | 0.90884 | 0 | 0 | 0 | 0 | 0 | 0 | 0 | 0 | 0 | 0 | 0 | 0 | 0 | 0 | 0 | 0 | 0 | 0 | 0 | 0 | 0 | 0 | 0 | 0 | 0 | 0
|  | DFIT |  |  | 9.2484 | 5.1189 |  | 2.6412 | 0.78289 | -1.0754 | -1.0754 | -1.0754 | -1.0754 | -1.0754 | -1.0754 | -1.0754 | -1.0754 | -1.0754 | -1.0754 | -1.0754 | -1.0754 | -1.0754 | -1.0754 | -1.0754 | -1.0754 | -1.0754 | -1.0754 | -1.0754 | -1.0754 | -1.0754 | -1.0754 | -1.0754 | -1.0754 | 0 | 0 | 0 | 0 | 0 | 0 | 0 | 0 | 0 | 0 | 0 | 0 | 0 | 0 | 0 | 0 | 0 | 0 | 0 | 0 | 0 | 0 | 0 | 0 | 0 | 0
|  | ITC |  | -0.76814 | -0.76814 | -0.76814 | -0.76814 | -0.76814 | -0.76814 | -0.76814 | -0.76814 | -0.76814 | -0.76814 | -0.76814 | -0.76814 | -0.76814 | -0.76814 | -0.76814 | -0.76814 | -0.76814 | -0.76814 | -0.76814 | -0.76814 | -0.76814 | -0.76814 | -0.76814 | -0.76814 | -0.76814 | -0.76814 | -0.76814 | -0.76814 | -0.76814 | -0.76814 | -0.76814 | -0.76814 | -0.76814 | -0.76814 | -0.76814 | -0.76814 | -0.76814 | -0.76814 | -0.76814 | -0.76814 | -0.76814 | -0.76814 | -0.76814 | -0.76814 | -0.76814 | -0.76814 | -0.76814 | -0.76814 | -0.76814 | -0.76814 | -0.76814 | -0.76814 | -0.76814 | -0.76814 | -0.76814 | -0.76814
|  | Total Operating Expenses |  | 2.231 | 7.3978 | 7.1897 | 4.3935 | 6.8996 | 6.7795 | 6.6893 | 6.614 | 6.5388 | 6.4635 | 6.3882 | 6.313 | 6.2377 | 6.1624 | 6.0872 | 6.0119 | 5.9366 | 5.8614 | 5.7861 | 5.7108 | 5.6356 | 5.5603 | 5.4851 | 5.4098 | 5.3345 | 5.2593 | 5.184 | 5.1087 | 5.0335 | 4.9582 | -0.76814 | -0.76814 | -0.76814 | -0.76814 | -0.76814 | -0.76814 | -0.76814 | -0.76814 | -0.76814 | -0.76814 | -0.76814 | -0.76814 | -0.76814 | -0.76814 | -0.76814 | -0.76814 | -0.76814 | -0.76814 | -0.76814 | -0.76814 | -0.76814 | -0.76814 | -0.76814 | -0.76814 | -0.76814 | -0.76814
|  | Operating |  | 15.4869 | 9.3191 | 8.5361 | 10.5942 | 7.445 | 6.9932 | 6.6538 | 6.3707 | 6.0875 | 5.8044 | 5.5212 | 5.2381 | 4.955 | 4.6718 | 4.3887 | 4.1055 | 3.8224 | 3.5393 | 3.2561 | 2.973 | 2.6898 | 2.4067 | 2.1236 | 1.8404 | 1.5573 | 1.2741 | 0.99099 | 0.70785 | 0.42471 | 0.14157 | 0.76814 | 0.76814 | 0.76814 | 0.76814 | 0.76814 | 0.76814 | 0.76814 | 0.76814 | 0.76814 | 0.76814 | 0.76814 | 0.76814 | 0.76814 | 0.76814 | 0.76814 | 0.76814 | 0.76814 | 0.76814 | 0.76814 | 0.76814 | 0.76814 | 0.76814 | 0.76814 | 0.76814 | 0.76814 | 0.76814
|  | Ratebase |  | 148.6747 | 137.0454 | 125.5311 | 116.9569 | 109.4854 | 102.8407 | 97.85 | 93.6861 | 89.5223 | 85.3585 | 81.1946 | 77.0308 | 72.867 | 68.7032 | 64.5393 | 60.3755 | 56.2117 | 52.0478 | 47.884 | 43.7202 | 39.5564 | 35.3925 | 31.2287 | 27.0649 | 22.9011 | 18.7372 | 14.5734 | 10.4096 | 6.2457 | 2.0819 | 0 | 0 | 0 | 0 | 0 | 0 | 0 | 0 | 0 | 0 | 0 | 0 | 0 | 0 | 0 | 0 | 0 | 0 | 0 | 0 | 0 | 0 | 0 | 0 | 0 | 0
|  | Return on Ratebase |  | 10.42% | 6.8% | 6.8% | 9.058% | 6.8% | 6.8% | 6.8% | 6.8% | 6.8% | 6.8% | 6.8% | 6.8% | 6.8% | 6.8% | 6.8% | 6.8% | 6.8% | 6.8% | 6.8% | 6.8% | 6.8% | 6.8% | 6.8% | 6.8% | 6.8% | 6.8% | 6.8% | 6.8% | 6.8% | 6.8% | #DIV/0! | #DIV/0! | #DIV/0! | #DIV/0! | #DIV/0! | #DIV/0! | #DIV/0! | #DIV/0! | #DIV/0! | #DIV/0! | #DIV/0! | #DIV/0! | #DIV/0! | #DIV/0! | #DIV/0! | #DIV/0! | #DIV/0! | #DIV/0! | #DIV/0! | #DIV/0! | #DIV/0! | #DIV/0! | #DIV/0! | #DIV/0! | #DIV/0! | #DIV/0!
|  | Revenue Requirement |  | 17.7179 | 16.7169 | 15.7258 | 14.9877 | 14.3446 | 13.7727 | 13.3431 | 12.9847 | 12.6263 | 12.2679 | 11.9095 | 11.5511 | 11.1927 | 10.8343 | 10.4758 | 10.1174 | 9.759 | 9.4006 | 9.0422 | 8.6838 | 8.3254 | 7.967 | 7.6086 | 7.2502 | 6.8918 | 6.5334 | 6.175 | 5.8166 | 5.4582 | 5.0998 | 0 | 0 | 0 | 0 | 0 | 0 | 0 | 0 | 0 | 0 | 0 | 0 | 0 | 0 | 0 | 0 | 0 | 0 | 0 | 0 | 0 | 0 | 0 | 0 | 0 | 0
|  | Tax Depreciation |  | 30.7256 | 49.1609 | 29.4966 | 17.6979 | 17.6979 | 8.849 | 0 | 0 | 0 | 0 | 0 | 0 | 0 | 0 | 0 | 0 | 0 | 0 | 0 | 0 | 0 | 0 | 0 | 0 | 0 | 0 | 0 | 0 | 0 | 0 | 0 | 0 | 0 | 0 | 0 | 0 | 0 | 0 | 0 | 0 | 0 | 0 | 0 | 0 | 0 | 0 | 0 | 0 | 0 | 0 | 0 | 0 | 0 | 0 | 0 | 0
|  | Property Taxes |  | 0.073588 | 0.073588 | 0.073588 | 0.073588 | 0.073588 | 0.073588 | 0.073588 | 0.073588 | 0.073588 | 0.073588 | 0.073588 | 0.073588 | 0.073588 | 0.073588 | 0.073588 | 0.073588 | 0.073588 | 0.073588 | 0.073588 | 0.073588 | 0.073588 | 0.073588 | 0.073588 | 0.073588 | 0.073588 | 0.073588 | 0.073588 | 0.073588 | 0.073588 | 0.073588 | 0 | 0 | 0 | 0 | 0 | 0 | 0 | 0 | 0 | 0 | 0 | 0 | 0 | 0 | 0 | 0 | 0 | 0 | 0 | 0 | 0 | 0 | 0 | 0 | 0 | 0
|  | Insurance |  | 0.69837 | 0.69837 | 0.69837 | 0.69837 | 0.69837 | 0.69837 | 0.69837 | 0.69837 | 0.69837 | 0.69837 | 0.69837 | 0.69837 | 0.69837 | 0.69837 | 0.69837 | 0.69837 | 0.69837 | 0.69837 | 0.69837 | 0.69837 | 0.69837 | 0.69837 | 0.69837 | 0.69837 | 0.69837 | 0.69837 | 0.69837 | 0.69837 | 0.69837 | 0.69837 | 0 | 0 | 0 | 0 | 0 | 0 | 0 | 0 | 0 | 0 | 0 | 0 | 0 | 0 | 0 | 0 | 0 | 0 | 0 | 0 | 0 | 0 | 0 | 0 | 0 | 0
|  | Expenses |  | 31.4975 | 49.9329 | 30.2685 | 18.4699 | 18.4699 | 9.6209 | 0.77196 | 0.77196 | 0.77196 | 0.77196 | 0.77196 | 0.77196 | 0.77196 | 0.77196 | 0.77196 | 0.77196 | 0.77196 | 0.77196 | 0.77196 | 0.77196 | 0.77196 | 0.77196 | 0.77196 | 0.77196 | 0.77196 | 0.77196 | 0.77196 | 0.77196 | 0.77196 | 0.77196 | 0 | 0 | 0 | 0 | 0 | 0 | 0 | 0 | 0 | 0 | 0 | 0 | 0 | 0 | 0 | 0 | 0 | 0 | 0 | 0 | 0 | 0 | 0 | 0 | 0 | 0
|  | Taxable Income |  | -13.7797 | -33.216 | -14.5427 | -3.4822 | -4.1253 | 4.1517 | 12.5711 | 12.2127 | 11.8543 | 11.4959 | 11.1375 | 10.7791 | 10.4207 | 10.0623 | 9.7039 | 9.3455 | 8.9871 | 8.6287 | 8.2703 | 7.9119 | 7.5535 | 7.195 | 6.8366 | 6.4782 | 6.1198 | 5.7614 | 5.403 | 5.0446 | 4.6862 | 4.3278 | 0 | 0 | 0 | 0 | 0 | 0 | 0 | 0 | 0 | 0 | 0 | 0 | 0 | 0 | 0 | 0 | 0 | 0 | 0 | 0 | 0 | 0 | 0 | 0 | 0 | 0
|  | Tax Rate |  | 0.21 | 0.21 | 0.21 | 0.21 | 0.21 | 0.21 | 0.21 | 0.21 | 0.21 | 0.21 | 0.21 | 0.21 | 0.21 | 0.21 | 0.21 | 0.21 | 0.21 | 0.21 | 0.21 | 0.21 | 0.21 | 0.21 | 0.21 | 0.21 | 0.21 | 0.21 | 0.21 | 0.21 | 0.21 | 0.21 | 0.21 | 0.21 | 0.21 | 0.21 | 0.21 | 0.21 | 0.21 | 0.21 | 0.21 | 0.21 | 0.21 | 0.21 | 0.21 | 0.21 | 0.21 | 0.21 | 0.21 | 0.21 | 0.21 | 0.21 | 0.21 | 0.21 | 0.21 | 0.21 | 0.21 | 0.21
|  | Taxes |  | -2.8937 | -6.9754 | -3.054 | -0.73125 | -0.86631 | 0.87187 | 2.6399 | 2.5647 | 2.4894 | 2.4141 | 2.3389 | 2.2636 | 2.1883 | 2.1131 | 2.0378 | 1.9626 | 1.8873 | 1.812 | 1.7368 | 1.6615 | 1.5862 | 1.511 | 1.4357 | 1.3604 | 1.2852 | 1.2099 | 1.1346 | 1.0594 | 0.9841 | 0.90884 | 0 | 0 | 0 | 0 | 0 | 0 | 0 | 0 | 0 | 0 | 0 | 0 | 0 | 0 | 0 | 0 | 0 | 0 | 0 | 0 | 0 | 0 | 0 | 0 | 0 | 0

## Resi_Solar_Leasing_LI_10%
Solar FINANCIALS
($ 1000s Unless Otherwise Indicated)
| Calendar Year of Fin. Close |  |  | 2020 | 2021 | 2022 | 2023 | 2024 | 2025 | 2026 | 2027 | 2028 | 2029 | 2030 | 2031 | 2032 | 2033 | 2034 | 2035 | 2036 | 2037 | 2038 | 2039 | 2040 | 2041 | 2042 | 2043 | 2044 | 2045 | 2046 | 2047 | 2048 | 2049 | 2050 | 2051 | 2052 | 2053 | 2054 | 2055 | 2056 | 2057 | 2058 | 2059 | 2060 | 2061 | 2062 | 2063 | 2064 | 2065 | 2066 | 2067 | 2068 | 2069 | 2070 | 2071 | 2072 | 2073 | 2074 | 2075
| Operating Year |  | 0 | 1 | 2 | 3 | 4 | 5 | 6 | 7 | 8 | 9 | 10 | 11 | 12 | 13 | 14 | 15 | 16 | 17 | 18 | 19 | 20 | 21 | 22 | 23 | 24 | 25 | 26 | 27 | 28 | 29 | 30 | 31 | 32 | 33 | 34 | 35 | 36 | 37 | 38 | 39 | 40 | 41 | 42 | 43 | 44 | 45 | 46 | 47 | 48 | 49 | 50 | 51 | 52 | 53 | 54 | 55 | 56
| Calendar Year | Capital Invest.
| 2020 | 153.6279 | 0: 1213
| Gross plant |  | 2020 1: 153.6279; 2021 2: 153.6279; 2022 3: 153.6279; 2023 4: 153.6279; 2024 5: 153.6279; 2025 6: 153.6279; 2026 7: 153.6279; 2027 8: 153.6279; 2028 9: 153.6279; 2029 10: 153.6279; 2030 11: 153.6279; 2031 12: 153.6279; 2032 13: 153.6279; 2033 14: 153.6279; 2034 15: 153.6279; 2035 16: 153.6279; 2036 17: 153.6279; 2037 18: 153.6279; 2038 19: 153.6279; 2039 20: 153.6279; 2040 21: 153.6279; 2041 22: 153.6279; 2042 23: 153.6279; 2043 24: 153.6279; 2044 25: 153.6279; 2045 26: 153.6279; 2046 27: 153.6279; 2047 28: 153.6279; 2048 29: 153.6279; 2049 30: 153.6279
| Accumulated Depreciation |  | 2020 1: 5.1209; 2021 2: 10.2419; 2022 3: 15.3628; 2023 4: 20.4837; 2024 5: 25.6046; 2025 6: 30.7256; 2026 7: 35.8465; 2027 8: 40.9674; 2028 9: 46.0884; 2029 10: 51.2093; 2030 11: 56.3302; 2031 12: 61.4512; 2032 13: 66.5721; 2033 14: 71.693; 2034 15: 76.8139; 2035 16: 81.9349; 2036 17: 87.0558; 2037 18: 92.1767; 2038 19: 97.2977; 2039 20: 102.4186; 2040 21: 107.5395; 2041 22: 112.6605; 2042 23: 117.7814; 2043 24: 122.9023; 2044 25: 128.0232; 2045 26: 133.1442; 2046 27: 138.2651; 2047 28: 143.386; 2048 29: 148.507; 2049 30: 153.6279
| Net book value |  | 2020 1: 148.507; 2021 2: 143.386; 2022 3: 138.2651; 2023 4: 133.1442; 2024 5: 128.0232; 2025 6: 122.9023; 2026 7: 117.7814; 2027 8: 112.6605; 2028 9: 107.5395; 2029 10: 102.4186; 2030 11: 97.2977; 2031 12: 92.1767; 2032 13: 87.0558; 2033 14: 81.9349; 2034 15: 76.8139; 2035 16: 71.693; 2036 17: 66.5721; 2037 18: 61.4512; 2038 19: 56.3302; 2039 20: 51.2093; 2040 21: 46.0884; 2041 22: 40.9674; 2042 23: 35.8465; 2043 24: 30.7256; 2044 25: 25.6046; 2045 26: 20.4837; 2046 27: 15.3628; 2047 28: 10.2419; 2048 29: 5.1209; 2049 30: 0
| ITC |  | 2020 1: 0; 2021 2: 0; 2022 3: 0; 2023 4: 0; 2024 5: 0; 2025 6: 0; 2026 7: 0; 2027 8: 0; 2028 9: 0; 2029 10: 0; 2030 11: 0; 2031 12: 0; 2032 13: 0; 2033 14: 0; 2034 15: 0; 2035 16: 0; 2036 17: 0; 2037 18: 0; 2038 19: 0; 2039 20: 0; 2040 21: 0; 2041 22: 0; 2042 23: 0; 2043 24: 0; 2044 25: 0; 2045 26: 0; 2046 27: 0; 2047 28: 0; 2048 29: 0; 2049 30: 0
| Accumulated deferred income tax |  | 2020 1: -5.1081; 2021 2: -13.8941; 2022 3: -18.757; 2023 4: -21.2662; 2024 5: -23.7753; 2025 6: -24.519; 2026 7: -23.4974; 2027 8: -22.4758; 2028 9: -21.4541; 2029 10: -20.4325; 2030 11: -19.4109; 2031 12: -18.3893; 2032 13: -17.3676; 2033 14: -16.346; 2034 15: -15.3244; 2035 16: -14.3028; 2036 17: -13.2811; 2037 18: -12.2595; 2038 19: -11.2379; 2039 20: -10.2163; 2040 21: -9.1946; 2041 22: -8.173; 2042 23: -7.1514; 2043 24: -6.1298; 2044 25: -5.1081; 2045 26: -4.0865; 2046 27: -3.0649; 2047 28: -2.0433; 2048 29: -1.0216; 2049 30: 7.5495e-15
| Rate Base |  | 2020 1: 143.3988; 2021 2: 129.4919; 2022 3: 119.5081; 2023 4: 111.878; 2024 5: 104.248; 2025 6: 98.3833; 2026 7: 94.284; 2027 8: 90.1847; 2028 9: 86.0854; 2029 10: 81.9861; 2030 11: 77.8868; 2031 12: 73.7875; 2032 13: 69.6882; 2033 14: 65.5889; 2034 15: 61.4896; 2035 16: 57.3903; 2036 17: 53.291; 2037 18: 49.1916; 2038 19: 45.0923; 2039 20: 40.993; 2040 21: 36.8937; 2041 22: 32.7944; 2042 23: 28.6951; 2043 24: 24.5958; 2044 25: 20.4965; 2045 26: 16.3972; 2046 27: 12.2979; 2047 28: 8.1986; 2048 29: 4.0993; 2049 30: 7.5495e-15
| Average rate base |  | 2020 1: 148.5134; 2021 2: 136.4454; 2022 3: 124.5; 2023 4: 115.693; 2024 5: 108.063; 2025 6: 101.3156; 2026 7: 96.3336; 2027 8: 92.2343; 2028 9: 88.135; 2029 10: 84.0357; 2030 11: 79.9364; 2031 12: 75.8371; 2032 13: 71.7378; 2033 14: 67.6385; 2034 15: 63.5392; 2035 16: 59.4399; 2036 17: 55.3406; 2037 18: 51.2413; 2038 19: 47.142; 2039 20: 43.0427; 2040 21: 38.9434; 2041 22: 34.8441; 2042 23: 30.7448; 2043 24: 26.6455; 2044 25: 22.5462; 2045 26: 18.4469; 2046 27: 14.3476; 2047 28: 10.2483; 2048 29: 6.149; 2049 30: 2.0497
| Pre-tax Return | 0.086076 | 2020 1: 12.7834; 2021 2: 11.7447; 2022 3: 10.7165; 2023 4: 9.9584; 2024 5: 9.3016; 2025 6: 8.7208; 2026 7: 8.292; 2027 8: 7.9392; 2028 9: 7.5863; 2029 10: 7.2335; 2030 11: 6.8806; 2031 12: 6.5278; 2032 13: 6.1749; 2033 14: 5.822; 2034 15: 5.4692; 2035 16: 5.1163; 2036 17: 4.7635; 2037 18: 4.4106; 2038 19: 4.0578; 2039 20: 3.7049; 2040 21: 3.3521; 2041 22: 2.9992; 2042 23: 2.6464; 2043 24: 2.2935; 2044 25: 1.9407; 2045 26: 1.5878; 2046 27: 1.235; 2047 28: 0.88213; 2048 29: 0.52928; 2049 30: 0.17643
| Book Depreciation |  | 2020 1: 5.1209; 2021 2: 5.1209; 2022 3: 5.1209; 2023 4: 5.1209; 2024 5: 5.1209; 2025 6: 5.1209; 2026 7: 5.1209; 2027 8: 5.1209; 2028 9: 5.1209; 2029 10: 5.1209; 2030 11: 5.1209; 2031 12: 5.1209; 2032 13: 5.1209; 2033 14: 5.1209; 2034 15: 5.1209; 2035 16: 5.1209; 2036 17: 5.1209; 2037 18: 5.1209; 2038 19: 5.1209; 2039 20: 5.1209; 2040 21: 5.1209; 2041 22: 5.1209; 2042 23: 5.1209; 2043 24: 5.1209; 2044 25: 5.1209; 2045 26: 5.1209; 2046 27: 5.1209; 2047 28: 5.1209; 2048 29: 5.1209; 2049 30: 5.1209
| Insurance |  | 2020 1: 0.073588; 2021 2: 0.073588; 2022 3: 0.073588; 2023 4: 0.073588; 2024 5: 0.073588; 2025 6: 0.073588; 2026 7: 0.073588; 2027 8: 0.073588; 2028 9: 0.073588; 2029 10: 0.073588; 2030 11: 0.073588; 2031 12: 0.073588; 2032 13: 0.073588; 2033 14: 0.073588; 2034 15: 0.073588; 2035 16: 0.073588; 2036 17: 0.073588; 2037 18: 0.073588; 2038 19: 0.073588; 2039 20: 0.073588; 2040 21: 0.073588; 2041 22: 0.073588; 2042 23: 0.073588; 2043 24: 0.073588; 2044 25: 0.073588; 2045 26: 0.073588; 2046 27: 0.073588; 2047 28: 0.073588; 2048 29: 0.073588; 2049 30: 0.073588
| ITC Amort - Grossed for Taxes |  | 2020 1: -0.97233; 2021 2: -0.97233; 2022 3: -0.97233; 2023 4: -0.97233; 2024 5: -0.97233; 2025 6: -0.97233; 2026 7: -0.97233; 2027 8: -0.97233; 2028 9: -0.97233; 2029 10: -0.97233; 2030 11: -0.97233; 2031 12: -0.97233; 2032 13: -0.97233; 2033 14: -0.97233; 2034 15: -0.97233; 2035 16: -0.97233; 2036 17: -0.97233; 2037 18: -0.97233; 2038 19: -0.97233; 2039 20: -0.97233; 2040 21: -0.97233; 2041 22: -0.97233; 2042 23: -0.97233; 2043 24: -0.97233; 2044 25: -0.97233; 2045 26: -0.97233; 2046 27: -0.97233; 2047 28: -0.97233; 2048 29: -0.97233; 2049 30: -0.97233
| Property Taxes |  | 2020 1: 0.69837; 2021 2: 0.69837; 2022 3: 0.69837; 2023 4: 0.69837; 2024 5: 0.69837; 2025 6: 0.69837; 2026 7: 0.69837; 2027 8: 0.69837; 2028 9: 0.69837; 2029 10: 0.69837; 2030 11: 0.69837; 2031 12: 0.69837; 2032 13: 0.69837; 2033 14: 0.69837; 2034 15: 0.69837; 2035 16: 0.69837; 2036 17: 0.69837; 2037 18: 0.69837; 2038 19: 0.69837; 2039 20: 0.69837; 2040 21: 0.69837; 2041 22: 0.69837; 2042 23: 0.69837; 2043 24: 0.69837; 2044 25: 0.69837; 2045 26: 0.69837; 2046 27: 0.69837; 2047 28: 0.69837; 2048 29: 0.69837; 2049 30: 0.69837
| Revenue Requirement |  | 2020 1: 17.704; 2021 2: 16.6652; 2022 3: 15.637; 2023 4: 14.8789; 2024 5: 14.2222; 2025 6: 13.6414; 2026 7: 13.2126; 2027 8: 12.8597; 2028 9: 12.5069; 2029 10: 12.154; 2030 11: 11.8012; 2031 12: 11.4483; 2032 13: 11.0955; 2033 14: 10.7426; 2034 15: 10.3898; 2035 16: 10.0369; 2036 17: 9.6841; 2037 18: 9.3312; 2038 19: 8.9784; 2039 20: 8.6255; 2040 21: 8.2727; 2041 22: 7.9198; 2042 23: 7.5669; 2043 24: 7.2141; 2044 25: 6.8612; 2045 26: 6.5084; 2046 27: 6.1555; 2047 28: 5.8027; 2048 29: 5.4498; 2049 30: 5.097
| Book Depreciation |  | 2020 1: 5.1209; 2021 2: 5.1209; 2022 3: 5.1209; 2023 4: 5.1209; 2024 5: 5.1209; 2025 6: 5.1209; 2026 7: 5.1209; 2027 8: 5.1209; 2028 9: 5.1209; 2029 10: 5.1209; 2030 11: 5.1209; 2031 12: 5.1209; 2032 13: 5.1209; 2033 14: 5.1209; 2034 15: 5.1209; 2035 16: 5.1209; 2036 17: 5.1209; 2037 18: 5.1209; 2038 19: 5.1209; 2039 20: 5.1209; 2040 21: 5.1209; 2041 22: 5.1209; 2042 23: 5.1209; 2043 24: 5.1209; 2044 25: 5.1209; 2045 26: 5.1209; 2046 27: 5.1209; 2047 28: 5.1209; 2048 29: 5.1209; 2049 30: 5.1209
| Tax Depreciation |  | 2020 1: 30.7256; 2021 2: 49.1609; 2022 3: 29.4966; 2023 4: 17.6979; 2024 5: 17.6979; 2025 6: 8.849; 2026 7: 0; 2027 8: 0; 2028 9: 0; 2029 10: 0; 2030 11: 0; 2031 12: 0; 2032 13: 0; 2033 14: 0; 2034 15: 0; 2035 16: 0; 2036 17: 0; 2037 18: 0; 2038 19: 0; 2039 20: 0; 2040 21: 0; 2041 22: 0; 2042 23: 0; 2043 24: 0; 2044 25: 0; 2045 26: 0; 2046 27: 0; 2047 28: 0; 2048 29: 0; 2049 30: 0
| Difference between book and tax |  | 2020 1: -25.6046; 2021 2: -44.04; 2022 3: -24.3756; 2023 4: -12.577; 2024 5: -12.577; 2025 6: -3.728; 2026 7: 5.1209; 2027 8: 5.1209; 2028 9: 5.1209; 2029 10: 5.1209; 2030 11: 5.1209; 2031 12: 5.1209; 2032 13: 5.1209; 2033 14: 5.1209; 2034 15: 5.1209; 2035 16: 5.1209; 2036 17: 5.1209; 2037 18: 5.1209; 2038 19: 5.1209; 2039 20: 5.1209; 2040 21: 5.1209; 2041 22: 5.1209; 2042 23: 5.1209; 2043 24: 5.1209; 2044 25: 5.1209; 2045 26: 5.1209; 2046 27: 5.1209; 2047 28: 5.1209; 2048 29: 5.1209; 2049 30: 5.1209
| Tax rate |  | 2020 1: -5.377; 2021 2: -9.2484; 2022 3: -5.1189; 2023 4: -2.6412; 2024 5: -2.6412; 2025 6: -0.78289; 2026 7: 1.0754; 2027 8: 1.0754; 2028 9: 1.0754; 2029 10: 1.0754; 2030 11: 1.0754; 2031 12: 1.0754; 2032 13: 1.0754; 2033 14: 1.0754; 2034 15: 1.0754; 2035 16: 1.0754; 2036 17: 1.0754; 2037 18: 1.0754; 2038 19: 1.0754; 2039 20: 1.0754; 2040 21: 1.0754; 2041 22: 1.0754; 2042 23: 1.0754; 2043 24: 1.0754; 2044 25: 1.0754; 2045 26: 1.0754; 2046 27: 1.0754; 2047 28: 1.0754; 2048 29: 1.0754; 2049 30: 1.0754
Depreciation Tables
|  | 5 | 2020 1: 20%; 2021 2: 32%; 2022 3: 19.2%; 2023 4: 11.52%; 2024 5: 11.52%; 2025 6: 5.76%; 2026 7: 0%; 2027 8: 0%; 2028 9: 0%; 2029 10: 0%; 2030 11: 0%; 2031 12: 0%; 2032 13: 0%; 2033 14: 0%; 2034 15: 0%; 2035 16: 0%; 2036 17: 0%; 2037 18: 0%; 2038 19: 0%; 2039 20: 0%; 2040 21: 0%
|  | 5 | 0: 1; 2020 1: 20%; 2021 2: 32%; 2022 3: 19.2%; 2023 4: 11.52%; 2024 5: 11.52%; 2025 6: 5.76%
|  | 10 | 0: 0; 2020 1: 10%; 2021 2: 18%; 2022 3: 14.4%; 2023 4: 11.52%; 2024 5: 9.22%; 2025 6: 7.37%; 2026 7: 6.55%; 2027 8: 6.55%; 2028 9: 6.56%; 2029 10: 6.55%; 2030 11: 3.28%
|  | 15 | 0: 0; 2020 1: 5%; 2021 2: 9.5%; 2022 3: 8.55%; 2023 4: 7.7%; 2024 5: 6.93%; 2025 6: 6.23%; 2026 7: 5.9%; 2027 8: 5.9%; 2028 9: 5.91%; 2029 10: 5.9%; 2030 11: 5.91%; 2031 12: 5.9%; 2032 13: 5.91%; 2033 14: 5.9%; 2034 15: 5.91%; 2035 16: 2.95%
|  | 20 | 0: 0; 2020 1: 3.75%; 2021 2: 7.219%; 2022 3: 6.677%; 2023 4: 6.177%; 2024 5: 5.713%; 2025 6: 5.285%; 2026 7: 4.888%; 2027 8: 4.522%; 2028 9: 4.462%; 2029 10: 4.461%; 2030 11: 4.462%; 2031 12: 4.461%; 2032 13: 4.462%; 2033 14: 4.461%; 2034 15: 4.462%; 2035 16: 4.461%; 2036 17: 4.462%; 2037 18: 4.461%; 2038 19: 4.462%; 2039 20: 4.461%; 2040 21: 2.231%
Revenue Requirement by vintage year
2012 $000
|  |  |  | 2020 | 2021 | 2022 | 2023 | 2024 | 2025 | 2026 | 2027 | 2028 | 2029 | 2030 | 2031 | 2032 | 2033 | 2034 | 2035 | 2036 | 2037 | 2038 | 2039 | 2040 | 2041 | 2042 | 2043 | 2044 | 2045 | 2046 | 2047 | 2048 | 2049 | 2050 | 2051 | 2052 | 2053 | 2054 | 2055 | 2056 | 2057 | 2058 | 2059 | 2060 | 2061 | 2062 | 2063 | 2064 | 2065 | 2066 | 2067 | 2068 | 2069 | 2070 | 2071 | 2072 | 2073 | 2074 | 2075
|  | 2020 | 0% | 17.704 | 16.6652 | 15.637 | 14.8789 | 14.2222 | 13.6414 | 13.2126 | 12.8597 | 12.5069 | 12.154 | 11.8012 | 11.4483 | 11.0955 | 10.7426 | 10.3898 | 10.0369 | 9.6841 | 9.3312 | 8.9784 | 8.6255 | 8.2727 | 7.9198 | 7.5669 | 7.2141 | 6.8612 | 6.5084 | 6.1555 | 5.8027 | 5.4498 | 5.097 | 0 | 0 | 0 | 0 | 0 | 0 | 0 | 0 | 0 | 0 | 0 | 0 | 0 | 0 | 0 | 0 | 0 | 0 | 0 | 0 | 0 | 0 | 0 | 0 | 0 | 0
|  | 2021 | 0% |  | 17.704 | 16.6652 | 15.637 | 14.8789 | 14.2222 | 13.6414 | 13.2126 | 12.8597 | 12.5069 | 12.154 | 11.8012 | 11.4483 | 11.0955 | 10.7426 | 10.3898 | 10.0369 | 9.6841 | 9.3312 | 8.9784 | 8.6255 | 8.2727 | 7.9198 | 7.5669 | 7.2141 | 6.8612 | 6.5084 | 6.1555 | 5.8027 | 5.4498 | 5.097 | 0 | 0 | 0 | 0 | 0 | 0 | 0 | 0 | 0 | 0 | 0 | 0 | 0 | 0 | 0 | 0 | 0 | 0 | 0 | 0 | 0 | 0 | 0 | 0 | 0
|  | 2022 | 0% |  |  | 17.704 | 16.6652 | 15.637 | 14.8789 | 14.2222 | 13.6414 | 13.2126 | 12.8597 | 12.5069 | 12.154 | 11.8012 | 11.4483 | 11.0955 | 10.7426 | 10.3898 | 10.0369 | 9.6841 | 9.3312 | 8.9784 | 8.6255 | 8.2727 | 7.9198 | 7.5669 | 7.2141 | 6.8612 | 6.5084 | 6.1555 | 5.8027 | 5.4498 | 5.097 | 0 | 0 | 0 | 0 | 0 | 0 | 0 | 0 | 0 | 0 | 0 | 0 | 0 | 0 | 0 | 0 | 0 | 0 | 0 | 0 | 0 | 0 | 0 | 0
|  | 2023 | 0% |  |  |  | 17.704 | 16.6652 | 15.637 | 14.8789 | 14.2222 | 13.6414 | 13.2126 | 12.8597 | 12.5069 | 12.154 | 11.8012 | 11.4483 | 11.0955 | 10.7426 | 10.3898 | 10.0369 | 9.6841 | 9.3312 | 8.9784 | 8.6255 | 8.2727 | 7.9198 | 7.5669 | 7.2141 | 6.8612 | 6.5084 | 6.1555 | 5.8027 | 5.4498 | 5.097 | 0 | 0 | 0 | 0 | 0 | 0 | 0 | 0 | 0 | 0 | 0 | 0 | 0 | 0 | 0 | 0 | 0 | 0 | 0 | 0 | 0 | 0 | 0
|  | 2024 | 0% |  |  |  |  | 17.704 | 16.6652 | 15.637 | 14.8789 | 14.2222 | 13.6414 | 13.2126 | 12.8597 | 12.5069 | 12.154 | 11.8012 | 11.4483 | 11.0955 | 10.7426 | 10.3898 | 10.0369 | 9.6841 | 9.3312 | 8.9784 | 8.6255 | 8.2727 | 7.9198 | 7.5669 | 7.2141 | 6.8612 | 6.5084 | 6.1555 | 5.8027 | 5.4498 | 5.097 | 0 | 0 | 0 | 0 | 0 | 0 | 0 | 0 | 0 | 0 | 0 | 0 | 0 | 0 | 0 | 0 | 0 | 0 | 0 | 0 | 0 | 0
|  | 2025 | 0% | [5 empty] | 17.704 | 16.6652 | 15.637 | 14.8789 | 14.2222 | 13.6414 | 13.2126 | 12.8597 | 12.5069 | 12.154 | 11.8012 | 11.4483 | 11.0955 | 10.7426 | 10.3898 | 10.0369 | 9.6841 | 9.3312 | 8.9784 | 8.6255 | 8.2727 | 7.9198 | 7.5669 | 7.2141 | 6.8612 | 6.5084 | 6.1555 | 5.8027 | 5.4498 | 5.097 | 0 | 0 | 0 | 0 | 0 | 0 | 0 | 0 | 0 | 0 | 0 | 0 | 0 | 0 | 0 | 0 | 0 | 0 | 0 | 0 | 0
|  | 2026 | -1.236% | [6 empty] | 17.4852 | 16.4593 | 15.4438 | 14.6951 | 14.0464 | 13.4728 | 13.0493 | 12.7008 | 12.3523 | 12.0038 | 11.6553 | 11.3068 | 10.9583 | 10.6099 | 10.2614 | 9.9129 | 9.5644 | 9.2159 | 8.8674 | 8.5189 | 8.1704 | 7.8219 | 7.4734 | 7.1249 | 6.7765 | 6.428 | 6.0795 | 5.731 | 5.3825 | 5.034 | 0 | 0 | 0 | 0 | 0 | 0 | 0 | 0 | 0 | 0 | 0 | 0 | 0 | 0 | 0 | 0 | 0 | 0 | 0 | 0
|  | 2027 | -1.251% | [7 empty] | 17.2664 | 16.2533 | 15.2505 | 14.5112 | 13.8707 | 13.3042 | 12.886 | 12.5419 | 12.1977 | 11.8536 | 11.5095 | 11.1653 | 10.8212 | 10.4771 | 10.133 | 9.7888 | 9.4447 | 9.1006 | 8.7564 | 8.4123 | 8.0682 | 7.724 | 7.3799 | 7.0358 | 6.6917 | 6.3475 | 6.0034 | 5.6593 | 5.3151 | 4.971 | 0 | 0 | 0 | 0 | 0 | 0 | 0 | 0 | 0 | 0 | 0 | 0 | 0 | 0 | 0 | 0 | 0 | 0 | 0
|  | 2028 | -1.267% | [8 empty] | 17.0476 | 16.0474 | 15.0573 | 14.3273 | 13.6949 | 13.1356 | 12.7227 | 12.3829 | 12.0432 | 11.7034 | 11.3636 | 11.0239 | 10.6841 | 10.3443 | 10.0046 | 9.6648 | 9.325 | 8.9852 | 8.6455 | 8.3057 | 7.9659 | 7.6262 | 7.2864 | 6.9466 | 6.6069 | 6.2671 | 5.9273 | 5.5876 | 5.2478 | 4.908 | 0 | 0 | 0 | 0 | 0 | 0 | 0 | 0 | 0 | 0 | 0 | 0 | 0 | 0 | 0 | 0 | 0 | 0
|  | 2029 | -1.283% | [9 empty] | 16.8288 | 15.8414 | 14.864 | 14.1434 | 13.5191 | 12.9671 | 12.5594 | 12.224 | 11.8886 | 11.5532 | 11.2178 | 10.8824 | 10.547 | 10.2116 | 9.8762 | 9.5407 | 9.2053 | 8.8699 | 8.5345 | 8.1991 | 7.8637 | 7.5283 | 7.1929 | 6.8575 | 6.5221 | 6.1867 | 5.8513 | 5.5158 | 5.1804 | 4.845 | 0 | 0 | 0 | 0 | 0 | 0 | 0 | 0 | 0 | 0 | 0 | 0 | 0 | 0 | 0 | 0 | 0
|  | 2030 | -1.3% | [10 empty] | 16.61 | 15.6355 | 14.6708 | 13.9596 | 13.3434 | 12.7985 | 12.3961 | 12.0651 | 11.734 | 11.403 | 11.072 | 10.7409 | 10.4099 | 10.0788 | 9.7478 | 9.4167 | 9.0857 | 8.7546 | 8.4236 | 8.0925 | 7.7615 | 7.4304 | 7.0994 | 6.7683 | 6.4373 | 6.1062 | 5.7752 | 5.4441 | 5.1131 | 4.782 | 0 | 0 | 0 | 0 | 0 | 0 | 0 | 0 | 0 | 0 | 0 | 0 | 0 | 0 | 0 | 0
|  | 2031 | -1.317% | [11 empty] | 16.3912 | 15.4295 | 14.4775 | 13.7757 | 13.1676 | 12.6299 | 12.2329 | 11.9062 | 11.5795 | 11.2528 | 10.9261 | 10.5994 | 10.2727 | 9.946 | 9.6194 | 9.2927 | 8.966 | 8.6393 | 8.3126 | 7.9859 | 7.6592 | 7.3325 | 7.0059 | 6.6792 | 6.3525 | 6.0258 | 5.6991 | 5.3724 | 5.0457 | 4.719 | 0 | 0 | 0 | 0 | 0 | 0 | 0 | 0 | 0 | 0 | 0 | 0 | 0 | 0 | 0
|  | 2032 | -1.317% | [12 empty] | 16.1753 | 15.2263 | 14.2868 | 13.5942 | 12.9942 | 12.4635 | 12.0717 | 11.7493 | 11.427 | 11.1046 | 10.7822 | 10.4598 | 10.1374 | 9.815 | 9.4926 | 9.1703 | 8.8479 | 8.5255 | 8.2031 | 7.8807 | 7.5583 | 7.236 | 6.9136 | 6.5912 | 6.2688 | 5.9464 | 5.624 | 5.3017 | 4.9793 | 4.6569 | 0 | 0 | 0 | 0 | 0 | 0 | 0 | 0 | 0 | 0 | 0 | 0 | 0 | 0
|  | 2033 | -1.317% | [13 empty] | 15.9623 | 15.0257 | 14.0986 | 13.4151 | 12.823 | 12.2994 | 11.9127 | 11.5946 | 11.2764 | 10.9583 | 10.6402 | 10.322 | 10.0039 | 9.6857 | 9.3676 | 9.0495 | 8.7313 | 8.4132 | 8.0951 | 7.7769 | 7.4588 | 7.1406 | 6.8225 | 6.5044 | 6.1862 | 5.8681 | 5.55 | 5.2318 | 4.9137 | 4.5955 | 0 | 0 | 0 | 0 | 0 | 0 | 0 | 0 | 0 | 0 | 0 | 0 | 0
|  | 2034 | -1.317% | [14 empty] | 15.752 | 14.8278 | 13.9129 | 13.2384 | 12.6541 | 12.1373 | 11.7558 | 11.4418 | 11.1279 | 10.814 | 10.5 | 10.1861 | 9.8721 | 9.5582 | 9.2442 | 8.9303 | 8.6163 | 8.3024 | 7.9884 | 7.6745 | 7.3605 | 7.0466 | 6.7326 | 6.4187 | 6.1047 | 5.7908 | 5.4768 | 5.1629 | 4.849 | 4.535 | 0 | 0 | 0 | 0 | 0 | 0 | 0 | 0 | 0 | 0 | 0 | 0
|  | 2035 | -1.317% | [15 empty] | 15.5445 | 14.6325 | 13.7297 | 13.0641 | 12.4874 | 11.9775 | 11.6009 | 11.2911 | 10.9813 | 10.6715 | 10.3617 | 10.0519 | 9.7421 | 9.4323 | 9.1224 | 8.8126 | 8.5028 | 8.193 | 7.8832 | 7.5734 | 7.2636 | 6.9538 | 6.644 | 6.3341 | 6.0243 | 5.7145 | 5.4047 | 5.0949 | 4.7851 | 4.4753 | 0 | 0 | 0 | 0 | 0 | 0 | 0 | 0 | 0 | 0 | 0
|  | 2036 | -1.317% | [16 empty] | 15.3398 | 14.4397 | 13.5488 | 12.892 | 12.3229 | 11.8197 | 11.4481 | 11.1424 | 10.8367 | 10.5309 | 10.2252 | 9.9195 | 9.6137 | 9.308 | 9.0023 | 8.6966 | 8.3908 | 8.0851 | 7.7794 | 7.4736 | 7.1679 | 6.8622 | 6.5564 | 6.2507 | 5.945 | 5.6392 | 5.3335 | 5.0278 | 4.7221 | 4.4163 | 0 | 0 | 0 | 0 | 0 | 0 | 0 | 0 | 0 | 0
|  | 2037 | -1.317% | [17 empty] | 15.1377 | 14.2495 | 13.3703 | 12.7222 | 12.1606 | 11.664 | 11.2973 | 10.9956 | 10.6939 | 10.3922 | 10.0905 | 9.7888 | 9.4871 | 9.1854 | 8.8837 | 8.582 | 8.2803 | 7.9786 | 7.6769 | 7.3752 | 7.0735 | 6.7718 | 6.4701 | 6.1684 | 5.8667 | 5.565 | 5.2633 | 4.9616 | 4.6599 | 4.3581 | 0 | 0 | 0 | 0 | 0 | 0 | 0 | 0 | 0
|  | 2038 | -1.317% | [18 empty] | 14.9383 | 14.0618 | 13.1942 | 12.5546 | 12.0004 | 11.5104 | 11.1485 | 10.8508 | 10.5531 | 10.2553 | 9.9576 | 9.6599 | 9.3621 | 9.0644 | 8.7667 | 8.469 | 8.1712 | 7.8735 | 7.5758 | 7.278 | 6.9803 | 6.6826 | 6.3848 | 6.0871 | 5.7894 | 5.4917 | 5.1939 | 4.8962 | 4.5985 | 4.3007 | 0 | 0 | 0 | 0 | 0 | 0 | 0 | 0
|  | 2039 | -1.317% | [19 empty] | 14.7415 | 13.8766 | 13.0204 | 12.3892 | 11.8423 | 11.3587 | 11.0017 | 10.7079 | 10.4141 | 10.1202 | 9.8264 | 9.5326 | 9.2388 | 8.945 | 8.6512 | 8.3574 | 8.0636 | 7.7698 | 7.476 | 7.1822 | 6.8884 | 6.5946 | 6.3007 | 6.0069 | 5.7131 | 5.4193 | 5.1255 | 4.8317 | 4.5379 | 4.2441 | 0 | 0 | 0 | 0 | 0 | 0 | 0
|  | 2040 | -1.317% | [20 empty] | 14.5473 | 13.6938 | 12.8489 | 12.226 | 11.6863 | 11.2091 | 10.8568 | 10.5668 | 10.2769 | 9.9869 | 9.697 | 9.4071 | 9.1171 | 8.8272 | 8.5373 | 8.2473 | 7.9574 | 7.6674 | 7.3775 | 7.0876 | 6.7976 | 6.5077 | 6.2178 | 5.9278 | 5.6379 | 5.3479 | 5.058 | 4.7681 | 4.4781 | 4.1882 | 0 | 0 | 0 | 0 | 0 | 0
|  | 2041 | -1.317% | [21 empty] | 14.3557 | 13.5134 | 12.6797 | 12.065 | 11.5324 | 11.0615 | 10.7137 | 10.4276 | 10.1415 | 9.8554 | 9.5693 | 9.2832 | 8.997 | 8.7109 | 8.4248 | 8.1387 | 7.8526 | 7.5664 | 7.2803 | 6.9942 | 6.7081 | 6.422 | 6.1358 | 5.8497 | 5.5636 | 5.2775 | 4.9914 | 4.7053 | 4.4191 | 4.133 | 0 | 0 | 0 | 0 | 0
|  | 2042 | -1.317% | [22 empty] | 14.1666 | 13.3354 | 12.5126 | 11.906 | 11.3805 | 10.9158 | 10.5726 | 10.2903 | 10.0079 | 9.7256 | 9.4432 | 9.1609 | 8.8785 | 8.5962 | 8.3138 | 8.0315 | 7.7491 | 7.4668 | 7.1844 | 6.9021 | 6.6197 | 6.3374 | 6.055 | 5.7727 | 5.4903 | 5.208 | 4.9256 | 4.6433 | 4.3609 | 4.0786 | 0 | 0 | 0 | 0
|  | 2043 | -1.317% | 2043: 13.98; 2044: 13.1598; 2045: 12.3478; 2046: 11.7492; 2047: 11.2306; 2048: 10.772; 2049: 10.4334; 2050: 10.1547; 2051: 9.8761; 2052: 9.5975; 2053: 9.3188; 2054: 9.0402; 2055: 8.7616; 2056: 8.4829; 2057: 8.2043; 2058: 7.9257; 2059: 7.647; 2060: 7.3684; 2061: 7.0898; 2062: 6.8112; 2063: 6.5325; 2064: 6.2539; 2065: 5.9753; 2066: 5.6966; 2067: 5.418; 2068: 5.1394; 2069: 4.8607; 2070: 4.5821; 2071: 4.3035; 2072: 4.0249; 2073: 0; 2074: 0; 2075: 0
|  | 2044 | -1.317% | 2044: 13.7959; 2045: 12.9864; 2046: 12.1852; 2047: 11.5944; 2048: 11.0827; 2049: 10.6301; 2050: 10.2959; 2051: 10.021; 2052: 9.746; 2053: 9.471; 2054: 9.1961; 2055: 8.9211; 2056: 8.6462; 2057: 8.3712; 2058: 8.0962; 2059: 7.8213; 2060: 7.5463; 2061: 7.2714; 2062: 6.9964; 2063: 6.7214; 2064: 6.4465; 2065: 6.1715; 2066: 5.8966; 2067: 5.6216; 2068: 5.3466; 2069: 5.0717; 2070: 4.7967; 2071: 4.5218; 2072: 4.2468; 2073: 3.9718; 2074: 0; 2075: 0
|  | 2045 | -1.317% | 2045: 13.6141; 2046: 12.8153; 2047: 12.0247; 2048: 11.4417; 2049: 10.9367; 2050: 10.4901; 2051: 10.1603; 2052: 9.889; 2053: 9.6176; 2054: 9.3463; 2055: 9.0749; 2056: 8.8036; 2057: 8.5323; 2058: 8.2609; 2059: 7.9896; 2060: 7.7183; 2061: 7.4469; 2062: 7.1756; 2063: 6.9042; 2064: 6.6329; 2065: 6.3616; 2066: 6.0902; 2067: 5.8189; 2068: 5.5475; 2069: 5.2762; 2070: 5.0049; 2071: 4.7335; 2072: 4.4622; 2073: 4.1909; 2074: 3.9195; 2075: 0
|  | 2046 | -1.317% | 2046: 13.4348; 2047: 12.6465; 2048: 11.8663; 2049: 11.291; 2050: 10.7926; 2051: 10.3519; 2052: 10.0265; 2053: 9.7587; 2054: 9.4909; 2055: 9.2232; 2056: 8.9554; 2057: 8.6876; 2058: 8.4199; 2059: 8.1521; 2060: 7.8844; 2061: 7.6166; 2062: 7.3488; 2063: 7.0811; 2064: 6.8133; 2065: 6.5455; 2066: 6.2778; 2067: 6.01; 2068: 5.7422; 2069: 5.4745; 2070: 5.2067; 2071: 4.9389; 2072: 4.6712; 2073: 4.4034; 2074: 4.1357; 2075: 3.8679 | 0 | 0 | 0 | 0
|  | 2047 | -1.317% | 2047: 13.2578; 2048: 12.48; 2049: 11.71; 2050: 11.1423; 2051: 10.6505; 2052: 10.2155; 2053: 9.8944; 2054: 9.6302; 2055: 9.3659; 2056: 9.1017; 2057: 8.8374; 2058: 8.5732; 2059: 8.309; 2060: 8.0447; 2061: 7.7805; 2062: 7.5163; 2063: 7.252; 2064: 6.9878; 2065: 6.7235; 2066: 6.4593; 2067: 6.1951; 2068: 5.9308; 2069: 5.6666; 2070: 5.4024; 2071: 5.1381; 2072: 4.8739; 2073: 4.6097; 2074: 4.3454; 2075: 4.0812 | 3.8169 | 0 | 0 | 0
|  | 2048 | -1.317% | 2048: 13.0832; 2049: 12.3156; 2050: 11.5557; 2051: 10.9955; 2052: 10.5102; 2053: 10.081; 2054: 9.7641; 2055: 9.5033; 2056: 9.2425; 2057: 8.9818; 2058: 8.721; 2059: 8.4603; 2060: 8.1995; 2061: 7.9388; 2062: 7.678; 2063: 7.4173; 2064: 7.1565; 2065: 6.8957; 2066: 6.635; 2067: 6.3742; 2068: 6.1135; 2069: 5.8527; 2070: 5.592; 2071: 5.3312; 2072: 5.0704; 2073: 4.8097; 2074: 4.5489; 2075: 4.2882 | 4.0274 | 3.7667 | 0 | 0
|  | 2049 | -1.317% | 2049: 12.9109; 2050: 12.1533; 2051: 11.4035; 2052: 10.8507; 2053: 10.3717; 2054: 9.9482; 2055: 9.6354; 2056: 9.3781; 2057: 9.1208; 2058: 8.8635; 2059: 8.6062; 2060: 8.3488; 2061: 8.0915; 2062: 7.8342; 2063: 7.5769; 2064: 7.3196; 2065: 7.0622; 2066: 6.8049; 2067: 6.5476; 2068: 6.2903; 2069: 6.0329; 2070: 5.7756; 2071: 5.5183; 2072: 5.261; 2073: 5.0037; 2074: 4.7463; 2075: 4.489 | 4.2317 | 3.9744 | 3.717 | 0
|  | 2050 | -1.317% | 2050: 12.7408; 2051: 11.9933; 2052: 11.2533; 2053: 10.7077; 2054: 10.2351; 2055: 9.8171; 2056: 9.5085; 2057: 9.2546; 2058: 9.0007; 2059: 8.7467; 2060: 8.4928; 2061: 8.2389; 2062: 7.9849; 2063: 7.731; 2064: 7.4771; 2065: 7.2231; 2066: 6.9692; 2067: 6.7153; 2068: 6.4613; 2069: 6.2074; 2070: 5.9535; 2071: 5.6995; 2072: 5.4456; 2073: 5.1917; 2074: 4.9377; 2075: 4.6838 | 4.4299 | 4.1759 | 3.922 | 3.6681
Revenue Requirement by vintage year
2012 $/MW-wk
| Aurora Input |  | Levelized Cost | 2020 | 2021 | 2022 | 2023 | 2024 | 2025 | 2026 | 2027 | 2028 | 2029 | 2030 | 2031 | 2032 | 2033 | 2034 | 2035 | 2036 | 2037 | 2038 | 2039 | 2040 | 2041 | 2042 | 2043 | 2044 | 2045 | 2046 | 2047 | 2048 | 2049 | 2050 | 2051 | 2052 | 2053 | 2054 | 2055 | 2056 | 2057 | 2058 | 2059 | 2060 | 2061 | 2062 | 2063 | 2064 | 2065 | 2066 | 2067 | 2068 | 2069 | 2070 | 2071 | 2072 | 2073 | 2074 | 2075
|  | 2020 | 4970.0322 | 7565.8076 | 7121.8918 | 6682.4856 | 6358.5253 | 6077.8573 | 5829.6585 | 5646.3981 | 5495.6069 | 5344.8156 | 5194.0244 | 5043.2332 | 4892.4419 | 4741.6507 | 4590.8595 | 4440.0682 | 4289.277 | 4138.4858 | 3987.6945 | 3836.9033 | 3686.112 | 3535.3208 | 3384.5296 | 3233.7383 | 3082.9471 | 2932.1559 | 2781.3646 | 2630.5734 | 2479.7821 | 2328.9909 | 2178.1997 | 0 | 0 | 0 | 0 | 0 | 0 | 0 | 0 | 0 | 0 | 0 | 0 | 0 | 0 | 0 | 0 | 0 | 0 | 0 | 0 | 0 | 0 | 0 | 0 | 0 | 0
|  | 2021 | 4970.0322 |  | 7565.8076 | 7121.8918 | 6682.4856 | 6358.5253 | 6077.8573 | 5829.6585 | 5646.3981 | 5495.6069 | 5344.8156 | 5194.0244 | 5043.2332 | 4892.4419 | 4741.6507 | 4590.8595 | 4440.0682 | 4289.277 | 4138.4858 | 3987.6945 | 3836.9033 | 3686.112 | 3535.3208 | 3384.5296 | 3233.7383 | 3082.9471 | 2932.1559 | 2781.3646 | 2630.5734 | 2479.7821 | 2328.9909 | 2178.1997 | 0 | 0 | 0 | 0 | 0 | 0 | 0 | 0 | 0 | 0 | 0 | 0 | 0 | 0 | 0 | 0 | 0 | 0 | 0 | 0 | 0 | 0 | 0 | 0 | 0
|  | 2022 | 4970.0322 |  |  | 7565.8076 | 7121.8918 | 6682.4856 | 6358.5253 | 6077.8573 | 5829.6585 | 5646.3981 | 5495.6069 | 5344.8156 | 5194.0244 | 5043.2332 | 4892.4419 | 4741.6507 | 4590.8595 | 4440.0682 | 4289.277 | 4138.4858 | 3987.6945 | 3836.9033 | 3686.112 | 3535.3208 | 3384.5296 | 3233.7383 | 3082.9471 | 2932.1559 | 2781.3646 | 2630.5734 | 2479.7821 | 2328.9909 | 2178.1997 | 0 | 0 | 0 | 0 | 0 | 0 | 0 | 0 | 0 | 0 | 0 | 0 | 0 | 0 | 0 | 0 | 0 | 0 | 0 | 0 | 0 | 0 | 0 | 0
|  | 2023 | 4970.0322 |  |  |  | 7565.8076 | 7121.8918 | 6682.4856 | 6358.5253 | 6077.8573 | 5829.6585 | 5646.3981 | 5495.6069 | 5344.8156 | 5194.0244 | 5043.2332 | 4892.4419 | 4741.6507 | 4590.8595 | 4440.0682 | 4289.277 | 4138.4858 | 3987.6945 | 3836.9033 | 3686.112 | 3535.3208 | 3384.5296 | 3233.7383 | 3082.9471 | 2932.1559 | 2781.3646 | 2630.5734 | 2479.7821 | 2328.9909 | 2178.1997 | 0 | 0 | 0 | 0 | 0 | 0 | 0 | 0 | 0 | 0 | 0 | 0 | 0 | 0 | 0 | 0 | 0 | 0 | 0 | 0 | 0 | 0 | 0
|  | 2024 | 4970.0322 |  |  |  |  | 7565.8076 | 7121.8918 | 6682.4856 | 6358.5253 | 6077.8573 | 5829.6585 | 5646.3981 | 5495.6069 | 5344.8156 | 5194.0244 | 5043.2332 | 4892.4419 | 4741.6507 | 4590.8595 | 4440.0682 | 4289.277 | 4138.4858 | 3987.6945 | 3836.9033 | 3686.112 | 3535.3208 | 3384.5296 | 3233.7383 | 3082.9471 | 2932.1559 | 2781.3646 | 2630.5734 | 2479.7821 | 2328.9909 | 2178.1997 | 0 | 0 | 0 | 0 | 0 | 0 | 0 | 0 | 0 | 0 | 0 | 0 | 0 | 0 | 0 | 0 | 0 | 0 | 0 | 0 | 0 | 0
|  | 2025 | 4970.0322 | [5 empty] | 7565.8076 | 7121.8918 | 6682.4856 | 6358.5253 | 6077.8573 | 5829.6585 | 5646.3981 | 5495.6069 | 5344.8156 | 5194.0244 | 5043.2332 | 4892.4419 | 4741.6507 | 4590.8595 | 4440.0682 | 4289.277 | 4138.4858 | 3987.6945 | 3836.9033 | 3686.112 | 3535.3208 | 3384.5296 | 3233.7383 | 3082.9471 | 2932.1559 | 2781.3646 | 2630.5734 | 2479.7821 | 2328.9909 | 2178.1997 | 0 | 0 | 0 | 0 | 0 | 0 | 0 | 0 | 0 | 0 | 0 | 0 | 0 | 0 | 0 | 0 | 0 | 0 | 0 | 0 | 0
|  | 2026 | 4908.6107 | [6 empty] | 7472.3066 | 7033.8769 | 6599.901 | 6279.9444 | 6002.745 | 5757.6135 | 5576.6179 | 5427.6902 | 5278.7625 | 5129.8348 | 4980.9071 | 4831.9794 | 4683.0517 | 4534.124 | 4385.1963 | 4236.2686 | 4087.3408 | 3938.4131 | 3789.4854 | 3640.5577 | 3491.63 | 3342.7023 | 3193.7746 | 3044.8469 | 2895.9192 | 2746.9915 | 2598.0638 | 2449.1361 | 2300.2084 | 2151.2807 | 0 | 0 | 0 | 0 | 0 | 0 | 0 | 0 | 0 | 0 | 0 | 0 | 0 | 0 | 0 | 0 | 0 | 0 | 0 | 0
|  | 2027 | 4847.1892 | [7 empty] | 7378.8057 | 6945.862 | 6517.3164 | 6201.3634 | 5927.6326 | 5685.5685 | 5506.8377 | 5359.7735 | 5212.7093 | 5065.6451 | 4918.581 | 4771.5168 | 4624.4526 | 4477.3885 | 4330.3243 | 4183.2601 | 4036.1959 | 3889.1318 | 3742.0676 | 3595.0034 | 3447.9393 | 3300.8751 | 3153.8109 | 3006.7467 | 2859.6826 | 2712.6184 | 2565.5542 | 2418.4901 | 2271.4259 | 2124.3617 | 0 | 0 | 0 | 0 | 0 | 0 | 0 | 0 | 0 | 0 | 0 | 0 | 0 | 0 | 0 | 0 | 0 | 0 | 0
|  | 2028 | 4785.7678 | [8 empty] | 7285.3047 | 6857.847 | 6434.7318 | 6122.7825 | 5852.5203 | 5613.5235 | 5437.0574 | 5291.8568 | 5146.6562 | 5001.4555 | 4856.2549 | 4711.0542 | 4565.8536 | 4420.653 | 4275.4523 | 4130.2517 | 3985.051 | 3839.8504 | 3694.6498 | 3549.4491 | 3404.2485 | 3259.0478 | 3113.8472 | 2968.6466 | 2823.4459 | 2678.2453 | 2533.0447 | 2387.844 | 2242.6434 | 2097.4427 | 0 | 0 | 0 | 0 | 0 | 0 | 0 | 0 | 0 | 0 | 0 | 0 | 0 | 0 | 0 | 0 | 0 | 0
|  | 2029 | 4724.3463 | [9 empty] | 7191.8037 | 6769.8321 | 6352.1473 | 6044.2015 | 5777.4079 | 5541.4784 | 5367.2772 | 5223.9401 | 5080.603 | 4937.2659 | 4793.9288 | 4650.5917 | 4507.2546 | 4363.9175 | 4220.5804 | 4077.2432 | 3933.9061 | 3790.569 | 3647.2319 | 3503.8948 | 3360.5577 | 3217.2206 | 3073.8835 | 2930.5464 | 2787.2093 | 2643.8722 | 2500.5351 | 2357.198 | 2213.8609 | 2070.5238 | 0 | 0 | 0 | 0 | 0 | 0 | 0 | 0 | 0 | 0 | 0 | 0 | 0 | 0 | 0 | 0 | 0
|  | 2030 | 4662.9249 | [10 empty] | 7098.3027 | 6681.8172 | 6269.5627 | 5965.6205 | 5702.2955 | 5469.4334 | 5297.497 | 5156.0234 | 5014.5498 | 4873.0763 | 4731.6027 | 4590.1291 | 4448.6555 | 4307.182 | 4165.7084 | 4024.2348 | 3882.7612 | 3741.2877 | 3599.8141 | 3458.3405 | 3316.8669 | 3175.3934 | 3033.9198 | 2892.4462 | 2750.9726 | 2609.4991 | 2468.0255 | 2326.5519 | 2185.0784 | 2043.6048 | 0 | 0 | 0 | 0 | 0 | 0 | 0 | 0 | 0 | 0 | 0 | 0 | 0 | 0 | 0 | 0
|  | 2031 | 4601.5034 | [11 empty] | 7004.8017 | 6593.8023 | 6186.9781 | 5887.0396 | 5627.1832 | 5397.3884 | 5227.7167 | 5088.1067 | 4948.4967 | 4808.8866 | 4669.2766 | 4529.6665 | 4390.0565 | 4250.4465 | 4110.8364 | 3971.2264 | 3831.6163 | 3692.0063 | 3552.3962 | 3412.7862 | 3273.1762 | 3133.5661 | 2993.9561 | 2854.346 | 2714.736 | 2575.126 | 2435.5159 | 2295.9059 | 2156.2958 | 2016.6858 | 0 | 0 | 0 | 0 | 0 | 0 | 0 | 0 | 0 | 0 | 0 | 0 | 0 | 0 | 0
|  | 2032 | 4540.891 | [12 empty] | 6912.5323 | 6506.9467 | 6105.4814 | 5809.4937 | 5553.0602 | 5326.2923 | 5158.8557 | 5021.0846 | 4883.3136 | 4745.5425 | 4607.7715 | 4470.0004 | 4332.2293 | 4194.4583 | 4056.6872 | 3918.9162 | 3781.1451 | 3643.3741 | 3505.603 | 3367.832 | 3230.0609 | 3092.2898 | 2954.5188 | 2816.7477 | 2678.9767 | 2541.2056 | 2403.4346 | 2265.6635 | 2127.8925 | 1990.1214 | 0 | 0 | 0 | 0 | 0 | 0 | 0 | 0 | 0 | 0 | 0 | 0 | 0 | 0
|  | 2033 | 4481.077 | [13 empty] | 6821.4784 | 6421.2353 | 6025.0581 | 5732.9693 | 5479.9136 | 5256.1328 | 5090.9017 | 4954.9454 | 4818.9891 | 4683.0328 | 4547.0765 | 4411.1202 | 4275.1639 | 4139.2076 | 4003.2513 | 3867.295 | 3731.3387 | 3595.3824 | 3459.4262 | 3323.4699 | 3187.5136 | 3051.5573 | 2915.601 | 2779.6447 | 2643.6884 | 2507.7321 | 2371.7758 | 2235.8195 | 2099.8632 | 1963.9069 | 0 | 0 | 0 | 0 | 0 | 0 | 0 | 0 | 0 | 0 | 0 | 0 | 0
|  | 2034 | 4422.0509 | [14 empty] | 6731.6238 | 6336.6528 | 5945.6942 | 5657.4529 | 5407.7306 | 5186.8974 | 5023.8428 | 4889.6773 | 4755.5119 | 4621.3465 | 4487.181 | 4353.0156 | 4218.8502 | 4084.6847 | 3950.5193 | 3816.3539 | 3682.1884 | 3548.023 | 3413.8575 | 3279.6921 | 3145.5267 | 3011.3612 | 2877.1958 | 2743.0304 | 2608.8649 | 2474.6995 | 2340.5341 | 2206.3686 | 2072.2032 | 1938.0377 | 0 | 0 | 0 | 0 | 0 | 0 | 0 | 0 | 0 | 0 | 0 | 0
|  | 2035 | 4363.8024 | [15 empty] | 6642.9528 | 6253.1845 | 5867.3758 | 5582.9312 | 5336.4983 | 5118.5741 | 4957.6672 | 4825.269 | 4692.8709 | 4560.4727 | 4428.0745 | 4295.6764 | 4163.2782 | 4030.88 | 3898.4819 | 3766.0837 | 3633.6855 | 3501.2874 | 3368.8892 | 3236.491 | 3104.0928 | 2971.6947 | 2839.2965 | 2706.8983 | 2574.5002 | 2442.102 | 2309.7038 | 2177.3057 | 2044.9075 | 1912.5093 | 0 | 0 | 0 | 0 | 0 | 0 | 0 | 0 | 0 | 0 | 0
|  | 2036 | 4306.321 | [16 empty] | 6555.4498 | 6170.8157 | 5790.0889 | 5509.3912 | 5266.2043 | 5051.1507 | 4892.3633 | 4761.7091 | 4631.055 | 4500.4008 | 4369.7466 | 4239.0924 | 4108.4382 | 3977.7841 | 3847.1299 | 3716.4757 | 3585.8215 | 3455.1673 | 3324.5132 | 3193.859 | 3063.2048 | 2932.5506 | 2801.8964 | 2671.2423 | 2540.5881 | 2409.9339 | 2279.2797 | 2148.6255 | 2017.9714 | 1887.3172 | 0 | 0 | 0 | 0 | 0 | 0 | 0 | 0 | 0 | 0
|  | 2037 | 4249.5969 | [17 empty] | 6469.0995 | 6089.5318 | 5713.8201 | 5436.8198 | 5196.8363 | 4984.6154 | 4827.9196 | 4698.9865 | 4570.0533 | 4441.1201 | 4312.187 | 4183.2538 | 4054.3206 | 3925.3875 | 3796.4543 | 3667.5212 | 3538.588 | 3409.6548 | 3280.7217 | 3151.7885 | 3022.8553 | 2893.9222 | 2764.989 | 2636.0558 | 2507.1227 | 2378.1895 | 2249.2564 | 2120.3232 | 1991.39 | 1862.4569 | 0 | 0 | 0 | 0 | 0 | 0 | 0 | 0 | 0
|  | 2038 | 4193.6199 | [18 empty] | 6383.8865 | 6009.3187 | 5638.556 | 5365.2044 | 5128.382 | 4918.9565 | 4764.3248 | 4637.09 | 4509.8552 | 4382.6204 | 4255.3855 | 4128.1507 | 4000.9159 | 3873.6811 | 3746.4463 | 3619.2115 | 3491.9766 | 3364.7418 | 3237.507 | 3110.2722 | 2983.0374 | 2855.8026 | 2728.5677 | 2601.3329 | 2474.0981 | 2346.8633 | 2219.6285 | 2092.3937 | 1965.1588 | 1837.924 | 0 | 0 | 0 | 0 | 0 | 0 | 0 | 0
|  | 2039 | 4138.3803 | [19 empty] | 6299.7961 | 5930.1621 | 5564.2832 | 5294.5323 | 5060.8294 | 4854.1625 | 4701.5677 | 4576.0088 | 4450.45 | 4324.8912 | 4199.3323 | 4073.7735 | 3948.2146 | 3822.6558 | 3697.097 | 3571.5381 | 3445.9793 | 3320.4204 | 3194.8616 | 3069.3027 | 2943.7439 | 2818.1851 | 2692.6262 | 2567.0674 | 2441.5085 | 2315.9497 | 2190.3909 | 2064.832 | 1939.2732 | 1813.7143 | 0 | 0 | 0 | 0 | 0 | 0 | 0
|  | 2040 | 4083.8683 | [20 empty] | 6216.8133 | 5852.0482 | 5490.9888 | 5224.7911 | 4994.1666 | 4790.222 | 4639.6372 | 4515.7323 | 4391.8273 | 4267.9224 | 4144.0174 | 4020.1125 | 3896.2076 | 3772.3026 | 3648.3977 | 3524.4927 | 3400.5878 | 3276.6829 | 3152.7779 | 3028.873 | 2904.968 | 2781.0631 | 2657.1581 | 2533.2532 | 2409.3483 | 2285.4433 | 2161.5384 | 2037.6334 | 1913.7285 | 1789.8235 | 0 | 0 | 0 | 0 | 0 | 0
|  | 2041 | 4030.0743 | [21 empty] | 6134.9235 | 5774.9633 | 5418.6598 | 5155.9686 | 4928.382 | 4727.1238 | 4578.5225 | 4456.2497 | 4333.9769 | 4211.704 | 4089.4312 | 3967.1584 | 3844.8855 | 3722.6127 | 3600.3399 | 3478.0671 | 3355.7942 | 3233.5214 | 3111.2486 | 2988.9757 | 2866.7029 | 2744.4301 | 2622.1573 | 2499.8844 | 2377.6116 | 2255.3388 | 2133.0659 | 2010.7931 | 1888.5203 | 1766.2474 | 0 | 0 | 0 | 0 | 0
|  | 2042 | 3976.989 | [22 empty] | 6054.1124 | 5698.8937 | 5347.2836 | 5088.0526 | 4863.4638 | 4664.8567 | 4518.2128 | 4397.5506 | 4276.8884 | 4156.2262 | 4035.564 | 3914.9018 | 3794.2395 | 3673.5773 | 3552.9151 | 3432.2529 | 3311.5907 | 3190.9285 | 3070.2663 | 2949.604 | 2828.9418 | 2708.2796 | 2587.6174 | 2466.9552 | 2346.293 | 2225.6308 | 2104.9685 | 1984.3063 | 1863.6441 | 1742.9819 | 0 | 0 | 0 | 0
|  | 2043 | 3924.6029 | 2043: 5974.3658; 2044: 5623.8262; 2045: 5276.8476; 2046: 5021.0313; 2047: 4799.4008; 2048: 4603.4098; 2049: 4458.6976; 2050: 4339.6248; 2051: 4220.5519; 2052: 4101.4791; 2053: 3982.4063; 2054: 3863.3335; 2055: 3744.2607; 2056: 3625.1879; 2057: 3506.115; 2058: 3387.0422; 2059: 3267.9694; 2060: 3148.8966; 2061: 3029.8238; 2062: 2910.751; 2063: 2791.6782; 2064: 2672.6053; 2065: 2553.5325; 2066: 2434.4597; 2067: 2315.3869; 2068: 2196.3141; 2069: 2077.2413; 2070: 1958.1684; 2071: 1839.0956; 2072: 1720.0228; 2073: 0; 2074: 0; 2075: 0
|  | 2044 | 3872.9068 | 2044: 5895.6697; 2045: 5549.7475; 2046: 5207.3393; 2047: 4954.8927; 2048: 4736.1817; 2049: 4542.7723; 2050: 4399.9663; 2051: 4282.4619; 2052: 4164.9576; 2053: 4047.4532; 2054: 3929.9489; 2055: 3812.4445; 2056: 3694.9401; 2057: 3577.4358; 2058: 3459.9314; 2059: 3342.4271; 2060: 3224.9227; 2061: 3107.4184; 2062: 2989.914; 2063: 2872.4097; 2064: 2754.9053; 2065: 2637.401; 2066: 2519.8966; 2067: 2402.3923; 2068: 2284.8879; 2069: 2167.3836; 2070: 2049.8792; 2071: 1932.3749; 2072: 1814.8705; 2073: 1697.3662; 2074: 0; 2075: 0
|  | 2045 | 3821.8917 | 2045: 5818.0102; 2046: 5476.6445; 2047: 5138.7467; 2048: 4889.6254; 2049: 4673.7952; 2050: 4482.9335; 2051: 4342.0086; 2052: 4226.052; 2053: 4110.0955; 2054: 3994.1389; 2055: 3878.1824; 2056: 3762.2258; 2057: 3646.2693; 2058: 3530.3127; 2059: 3414.3562; 2060: 3298.3996; 2061: 3182.4431; 2062: 3066.4865; 2063: 2950.53; 2064: 2834.5734; 2065: 2718.6169; 2066: 2602.6603; 2067: 2486.7038; 2068: 2370.7472; 2069: 2254.7907; 2070: 2138.8341; 2071: 2022.8776; 2072: 1906.921; 2073: 1790.9645; 2074: 1675.0079; 2075: 0 | 0 | 0 | 0 | 0
|  | 2046 | 3771.5486 | 2046: 5741.3736; 2047: 5404.5045; 2048: 5071.0576; 2049: 4825.2177; 2050: 4612.2306; 2051: 4423.883; 2052: 4284.8143; 2053: 4170.3852; 2054: 4055.9561; 2055: 3941.5269; 2056: 3827.0978; 2057: 3712.6687; 2058: 3598.2395; 2059: 3483.8104; 2060: 3369.3813; 2061: 3254.9521; 2062: 3140.523; 2063: 3026.0938; 2064: 2911.6647; 2065: 2797.2356; 2066: 2682.8064; 2067: 2568.3773; 2068: 2453.9482; 2069: 2339.519; 2070: 2225.0899; 2071: 2110.6608; 2072: 1996.2316; 2073: 1881.8025; 2074: 1767.3734; 2075: 1652.9442 | 0 | 0 | 0 | 0
|  | 2047 | 3721.8686 | 2047: 5665.7465; 2048: 5333.3147; 2049: 5004.2601; 2050: 4761.6585; 2051: 4551.4769; 2052: 4365.6102; 2053: 4228.3735; 2054: 4115.4516; 2055: 4002.5298; 2056: 3889.6079; 2057: 3776.6861; 2058: 3663.7643; 2059: 3550.8424; 2060: 3437.9206; 2061: 3324.9987; 2062: 3212.0769; 2063: 3099.1551; 2064: 2986.2332; 2065: 2873.3114; 2066: 2760.3895; 2067: 2647.4677; 2068: 2534.5459; 2069: 2421.624; 2070: 2308.7022; 2071: 2195.7803; 2072: 2082.8585; 2073: 1969.9367; 2074: 1857.0148; 2075: 1744.093 | 1631.1711 | 0 | 0 | 0
|  | 2048 | 3672.8431 | 2048: 5591.1155; 2049: 5263.0627; 2050: 4938.3424; 2051: 4698.9365; 2052: 4491.5235; 2053: 4308.1051; 2054: 4172.676; 2055: 4061.2417; 2056: 3949.8073; 2057: 3838.3729; 2058: 3726.9385; 2059: 3615.5041; 2060: 3504.0697; 2061: 3392.6353; 2062: 3281.2009; 2063: 3169.7665; 2064: 3058.3321; 2065: 2946.8977; 2066: 2835.4633; 2067: 2724.0289; 2068: 2612.5945; 2069: 2501.1601; 2070: 2389.7257; 2071: 2278.2913; 2072: 2166.8569; 2073: 2055.4225; 2074: 1943.9881; 2075: 1832.5537 | 1721.1193 | 1609.6849 | 0 | 0
|  | 2049 | 3624.4633 | 2049: 5517.4677; 2050: 5193.736; 2051: 4873.2931; 2052: 4637.0407; 2053: 4432.3598; 2054: 4251.3574; 2055: 4117.7123; 2056: 4007.7457; 2057: 3897.7792; 2058: 3787.8126; 2059: 3677.8461; 2060: 3567.8795; 2061: 3457.913; 2062: 3347.9464; 2063: 3237.9799; 2064: 3128.0133; 2065: 3018.0468; 2066: 2908.0802; 2067: 2798.1137; 2068: 2688.1471; 2069: 2578.1806; 2070: 2468.214; 2071: 2358.2475; 2072: 2248.2809; 2073: 2138.3144; 2074: 2028.3478; 2075: 1918.3813 | 1808.4147 | 1698.4482 | 1588.4816 | 0
|  | 2050 | 3576.7207 | 2050: 5444.7899; 2051: 5125.3226; 2052: 4809.1006; 2053: 4575.9602; 2054: 4373.9754; 2055: 4195.3573; 2056: 4063.4726; 2057: 3954.9545; 2058: 3846.4365; 2059: 3737.9184; 2060: 3629.4004; 2061: 3520.8824; 2062: 3412.3643; 2063: 3303.8463; 2064: 3195.3282; 2065: 3086.8102; 2066: 2978.2922; 2067: 2869.7741; 2068: 2761.2561; 2069: 2652.738; 2070: 2544.22; 2071: 2435.702; 2072: 2327.1839; 2073: 2218.6659; 2074: 2110.1478; 2075: 2001.6298 | 1893.1118 | 1784.5937 | 1676.0757 | 1567.5577
|  | Annual Change (%) |  | 0% | 0% | 0% | 0% | 0% | 0% | -1.236% | -1.251% | -1.267% | -1.283% | -1.3% | -1.317% | -1.317% | -1.317% | -1.317% | -1.317% | -1.317% | -1.317% | -1.317% | -1.317% | -1.317% | -1.317% | -1.317% | -1.317% | -1.317% | -1.317% | -1.317% | -1.317% | -1.317% | -1.317% | -1.317% | 0% | 0% | 0% | 0% | 0% | 0% | 0% | 0% | 0% | 0% | 0% | 0% | 0% | 0% | 0% | 0% | 0% | 0% | 0% | 0% | 0% | 0% | 0% | 0% | 0%
|  | Levelized Capital Cost ($/MW-wk) |  | 4970.0322 | 4970.0322 | 4970.0322 | 4970.0322 | 4970.0322 | 4970.0322 | 4908.6107 | 4847.1892 | 4785.7678 | 4724.3463 | 4662.9249 | 4601.5034 | 4540.891 | 4481.077 | 4422.0509 | 4363.8024 | 4306.321 | 4249.5969 | 4193.6199 | 4138.3803 | 4083.8683 | 4030.0743 | 3976.989 | 3924.6029 | 3872.9068 | 3821.8917 | 3771.5486 | 3721.8686 | 3672.8431 | 3624.4633 | 3576.7207 | 3576.7207 | 3576.7207 | 3576.7207 | 3576.7207 | 3576.7207 | 3576.7207 | 3576.7207 | 3576.7207 | 3576.7207 | 3576.7207 | 3576.7207 | 3576.7207 | 3576.7207 | 3576.7207 | 3576.7207 | 3576.7207 | 3576.7207 | 3576.7207 | 3576.7207 | 3576.7207 | 3576.7207 | 3576.7207 | 3576.7207 | 3576.7207 | 3576.7207
|  | Economic Life | 30
|  | check s/b 0 | 0
itc
Revenue Requirement by vintage year
2012 $/MW-wk
| Aurora Input |  | Levelized Cost | 2020 | 2021 | 2022 | 2023 | 2024 | 2025 | 2026 | 2027 | 2028 | 2029 | 2030 | 2031 | 2032 | 2033 | 2034 | 2035 | 2036 | 2037 | 2038 | 2039 | 2040 | 2041 | 2042 | 2043 | 2044 | 2045 | 2046 | Levelized | 2047 | 2048 | 2049 | 2050 | 2051 | 2052 | 2053 | 2054 | 2055 | 2056 | 2057 | 2058 | 2059 | 2060 | 2061 | 2062 | 2063 | 2064 | 2065 | 2066 | 2067 | 2068 | 2069 | 2070 | 2071 | 2072 | 2073 | 2074 | 2075 | 2076 | 2077 | 2078 | 2079
|  | 2020 | 4970.0322 | 7565.8076 | 7121.8918 | 6682.4856 | 6358.5253 | 6077.8573 | 5829.6585 | 5646.3981 | 5495.6069 | 5344.8156 | 5194.0244 | 5043.2332 | 4892.4419 | 4741.6507 | 4590.8595 | 4440.0682 | 4289.277 | 4138.4858 | 3987.6945 | 3836.9033 | 3686.112 | 3535.3208 | 3384.5296 | 3233.7383 | 3082.9471 | 2932.1559 | 2781.3646 | 2630.5734 | 2333.222 | 2479.7821 | 2328.9909 | 2178.1997 | 0 | 0 | 0 | 0 | 0 | 0 | 0 | 0 | 0 | 0 | 0 | 0 | 0 | 0 | 0 | 0 | 0 | 0 | 0 | 0 | 0 | 0 | 0 | 0 | 0 | 0 | 0 | 0 | 0 | 0
|  | 2021 | 4970.0322 |  | 7565.8076 | 7121.8918 | 6682.4856 | 6358.5253 | 6077.8573 | 5829.6585 | 5646.3981 | 5495.6069 | 5344.8156 | 5194.0244 | 5043.2332 | 4892.4419 | 4741.6507 | 4590.8595 | 4440.0682 | 4289.277 | 4138.4858 | 3987.6945 | 3836.9033 | 3686.112 | 3535.3208 | 3384.5296 | 3233.7383 | 3082.9471 | 2932.1559 | 2781.3646 | 2412.3182 | 2630.5734 | 2479.7821 | 2328.9909 | 2178.1997 | 0 | 0 | 0 | 0 | 0 | 0 | 0 | 0 | 0 | 0 | 0 | 0 | 0 | 0 | 0 | 0 | 0 | 0 | 0 | 0 | 0 | 0 | 0 | 0 | 0 | 0 | 0 | 0 | 0
|  | 2022 | 4970.0322 |  |  | 7565.8076 | 7121.8918 | 6682.4856 | 6358.5253 | 6077.8573 | 5829.6585 | 5646.3981 | 5495.6069 | 5344.8156 | 5194.0244 | 5043.2332 | 4892.4419 | 4741.6507 | 4590.8595 | 4440.0682 | 4289.277 | 4138.4858 | 3987.6945 | 3836.9033 | 3686.112 | 3535.3208 | 3384.5296 | 3233.7383 | 3082.9471 | 2932.1559 | 2492.4694 | 2781.3646 | 2630.5734 | 2479.7821 | 2328.9909 | 2178.1997 | 0 | 0 | 0 | 0 | 0 | 0 | 0 | 0 | 0 | 0 | 0 | 0 | 0 | 0 | 0 | 0 | 0 | 0 | 0 | 0 | 0 | 0 | 0 | 0 | 0 | 0 | 0 | 0
|  | 2023 | 4970.0322 |  |  |  | 7565.8076 | 7121.8918 | 6682.4856 | 6358.5253 | 6077.8573 | 5829.6585 | 5646.3981 | 5495.6069 | 5344.8156 | 5194.0244 | 5043.2332 | 4892.4419 | 4741.6507 | 4590.8595 | 4440.0682 | 4289.277 | 4138.4858 | 3987.6945 | 3836.9033 | 3686.112 | 3535.3208 | 3384.5296 | 3233.7383 | 3082.9471 | 2573.674 | 2932.1559 | 2781.3646 | 2630.5734 | 2479.7821 | 2328.9909 | 2178.1997 | 0 | 0 | 0 | 0 | 0 | 0 | 0 | 0 | 0 | 0 | 0 | 0 | 0 | 0 | 0 | 0 | 0 | 0 | 0 | 0 | 0 | 0 | 0 | 0 | 0 | 0 | 0
|  | 2024 | 4970.0322 |  |  |  |  | 7565.8076 | 7121.8918 | 6682.4856 | 6358.5253 | 6077.8573 | 5829.6585 | 5646.3981 | 5495.6069 | 5344.8156 | 5194.0244 | 5043.2332 | 4892.4419 | 4741.6507 | 4590.8595 | 4440.0682 | 4289.277 | 4138.4858 | 3987.6945 | 3836.9033 | 3686.112 | 3535.3208 | 3384.5296 | 3233.7383 | 2655.9299 | 3082.9471 | 2932.1559 | 2781.3646 | 2630.5734 | 2479.7821 | 2328.9909 | 2178.1997 | 0 | 0 | 0 | 0 | 0 | 0 | 0 | 0 | 0 | 0 | 0 | 0 | 0 | 0 | 0 | 0 | 0 | 0 | 0 | 0 | 0 | 0 | 0 | 0 | 0 | 0
|  | 2025 | 4970.0322 | [5 empty] | 7565.8076 | 7121.8918 | 6682.4856 | 6358.5253 | 6077.8573 | 5829.6585 | 5646.3981 | 5495.6069 | 5344.8156 | 5194.0244 | 5043.2332 | 4892.4419 | 4741.6507 | 4590.8595 | 4440.0682 | 4289.277 | 4138.4858 | 3987.6945 | 3836.9033 | 3686.112 | 3535.3208 | 3384.5296 | 2739.2347 | 3233.7383 | 3082.9471 | 2932.1559 | 2781.3646 | 2630.5734 | 2479.7821 | 2328.9909 | 2178.1997 | 0 | 0 | 0 | 0 | 0 | 0 | 0 | 0 | 0 | 0 | 0 | 0 | 0 | 0 | 0 | 0 | 0 | 0 | 0 | 0 | 0 | 0 | 0 | 0 | 0
|  | 2026 | 4908.6107 | [6 empty] | 7565.8076 | 7121.8918 | 6682.4856 | 6358.5253 | 6077.8573 | 5829.6585 | 5646.3981 | 5495.6069 | 5344.8156 | 5194.0244 | 5043.2332 | 4892.4419 | 4741.6507 | 4590.8595 | 4440.0682 | 4289.277 | 4138.4858 | 3987.6945 | 3836.9033 | 3686.112 | 3535.3208 | 2823.5857 | 3384.5296 | 3233.7383 | 3082.9471 | 2932.1559 | 2781.3646 | 2630.5734 | 2479.7821 | 2328.9909 | 2178.1997 | 0 | 0 | 0 | 0 | 0 | 0 | 0 | 0 | 0 | 0 | 0 | 0 | 0 | 0 | 0 | 0 | 0 | 0 | 0 | 0 | 0 | 0 | 0 | 0
|  | 2027 | 4847.1892 | [7 empty] | 7565.8076 | 7121.8918 | 6682.4856 | 6358.5253 | 6077.8573 | 5829.6585 | 5646.3981 | 5495.6069 | 5344.8156 | 5194.0244 | 5043.2332 | 4892.4419 | 4741.6507 | 4590.8595 | 4440.0682 | 4289.277 | 4138.4858 | 3987.6945 | 3836.9033 | 3686.112 | 2908.9797 | 3535.3208 | 3384.5296 | 3233.7383 | 3082.9471 | 2932.1559 | 2781.3646 | 2630.5734 | 2479.7821 | 2328.9909 | 2178.1997 | 0 | 0 | 0 | 0 | 0 | 0 | 0 | 0 | 0 | 0 | 0 | 0 | 0 | 0 | 0 | 0 | 0 | 0 | 0 | 0 | 0 | 0 | 0
|  | 2028 | 4785.7678 | [8 empty] | 7472.3066 | 7033.8769 | 6599.901 | 6279.9444 | 6002.745 | 5757.6135 | 5576.6179 | 5427.6902 | 5278.7625 | 5129.8348 | 4980.9071 | 4831.9794 | 4683.0517 | 4534.124 | 4385.1963 | 4236.2686 | 4087.3408 | 3938.4131 | 3789.4854 | 2958.3947 | 3640.5577 | 3491.63 | 3342.7023 | 3193.7746 | 3044.8469 | 2895.9192 | 2746.9915 | 2598.0638 | 2449.1361 | 2300.2084 | 2151.2807 | 0 | 0 | 0 | 0 | 0 | 0 | 0 | 0 | 0 | 0 | 0 | 0 | 0 | 0 | 0 | 0 | 0 | 0 | 0 | 0 | 0 | 0
|  | 2029 | 4724.3463 | [9 empty] | 7378.8057 | 6945.862 | 6517.3164 | 6201.3634 | 5927.6326 | 5685.5685 | 5506.8377 | 5359.7735 | 5212.7093 | 5065.6451 | 4918.581 | 4771.5168 | 4624.4526 | 4477.3885 | 4330.3243 | 4183.2601 | 4036.1959 | 3889.1318 | 3006.6834 | 3742.0676 | 3595.0034 | 3447.9393 | 3300.8751 | 3153.8109 | 3006.7467 | 2859.6826 | 2712.6184 | 2565.5542 | 2418.4901 | 2271.4259 | 2124.3617 | 0 | 0 | 0 | 0 | 0 | 0 | 0 | 0 | 0 | 0 | 0 | 0 | 0 | 0 | 0 | 0 | 0 | 0 | 0 | 0 | 0
|  | 2030 | 4662.9249 | [10 empty] | 7285.3047 | 6857.847 | 6434.7318 | 6122.7825 | 5852.5203 | 5613.5235 | 5437.0574 | 5291.8568 | 5146.6562 | 5001.4555 | 4856.2549 | 4711.0542 | 4565.8536 | 4420.653 | 4275.4523 | 4130.2517 | 3985.051 | 3053.8034 | 3839.8504 | 3694.6498 | 3549.4491 | 3404.2485 | 3259.0478 | 3113.8472 | 2968.6466 | 2823.4459 | 2678.2453 | 2533.0447 | 2387.844 | 2242.6434 | 2097.4427 | 0 | 0 | 0 | 0 | 0 | 0 | 0 | 0 | 0 | 0 | 0 | 0 | 0 | 0 | 0 | 0 | 0 | 0 | 0 | 0
|  | 2031 | 4601.5034 | [11 empty] | 7191.8037 | 6769.8321 | 6352.1473 | 6044.2015 | 5777.4079 | 5541.4784 | 5367.2772 | 5223.9401 | 5080.603 | 4937.2659 | 4793.9288 | 4650.5917 | 4507.2546 | 4363.9175 | 4220.5804 | 4077.2432 | 3099.7122 | 3933.9061 | 3790.569 | 3647.2319 | 3503.8948 | 3360.5577 | 3217.2206 | 3073.8835 | 2930.5464 | 2787.2093 | 2643.8722 | 2500.5351 | 2357.198 | 2213.8609 | 2070.5238 | 0 | 0 | 0 | 0 | 0 | 0 | 0 | 0 | 0 | 0 | 0 | 0 | 0 | 0 | 0 | 0 | 0 | 0 | 0
|  | 2032 | 4540.891 | [12 empty] | 7098.3027 | 6681.8172 | 6269.5627 | 5965.6205 | 5702.2955 | 5469.4334 | 5297.497 | 5156.0234 | 5014.5498 | 4873.0763 | 4731.6027 | 4590.1291 | 4448.6555 | 4307.182 | 4165.7084 | 3144.3669 | 4024.2348 | 3882.7612 | 3741.2877 | 3599.8141 | 3458.3405 | 3316.8669 | 3175.3934 | 3033.9198 | 2892.4462 | 2750.9726 | 2609.4991 | 2468.0255 | 2326.5519 | 2185.0784 | 2043.6048 | 0 | 0 | 0 | 0 | 0 | 0 | 0 | 0 | 0 | 0 | 0 | 0 | 0 | 0 | 0 | 0 | 0 | 0
|  | 2033 | 4481.077 | [13 empty] | 7004.8017 | 6593.8023 | 6186.9781 | 5887.0396 | 5627.1832 | 5397.3884 | 5227.7167 | 5088.1067 | 4948.4967 | 4808.8866 | 4669.2766 | 4529.6665 | 4390.0565 | 4250.4465 | 3187.7251 | 4110.8364 | 3971.2264 | 3831.6163 | 3692.0063 | 3552.3962 | 3412.7862 | 3273.1762 | 3133.5661 | 2993.9561 | 2854.346 | 2714.736 | 2575.126 | 2435.5159 | 2295.9059 | 2156.2958 | 2016.6858 | 0 | 0 | 0 | 0 | 0 | 0 | 0 | 0 | 0 | 0 | 0 | 0 | 0 | 0 | 0 | 0 | 0
|  | 2034 | 4422.0509 | [14 empty] | 6912.5323 | 6506.9467 | 6105.4814 | 5809.4937 | 5553.0602 | 5326.2923 | 5158.8557 | 5021.0846 | 4883.3136 | 4745.5425 | 4607.7715 | 4470.0004 | 4332.2293 | 3230.3194 | 4194.4583 | 4056.6872 | 3918.9162 | 3781.1451 | 3643.3741 | 3505.603 | 3367.832 | 3230.0609 | 3092.2898 | 2954.5188 | 2816.7477 | 2678.9767 | 2541.2056 | 2403.4346 | 2265.6635 | 2127.8925 | 1990.1214 | 0 | 0 | 0 | 0 | 0 | 0 | 0 | 0 | 0 | 0 | 0 | 0 | 0 | 0 | 0 | 0
|  | 2035 | 4363.8024 | [15 empty] | 6821.4784 | 6421.2353 | 6025.0581 | 5732.9693 | 5479.9136 | 5256.1328 | 5090.9017 | 4954.9454 | 4818.9891 | 4683.0328 | 4547.0765 | 4411.1202 | 3272.145 | 4275.1639 | 4139.2076 | 4003.2513 | 3867.295 | 3731.3387 | 3595.3824 | 3459.4262 | 3323.4699 | 3187.5136 | 3051.5573 | 2915.601 | 2779.6447 | 2643.6884 | 2507.7321 | 2371.7758 | 2235.8195 | 2099.8632 | 1963.9069 | 0 | 0 | 0 | 0 | 0 | 0 | 0 | 0 | 0 | 0 | 0 | 0 | 0 | 0 | 0
|  | 2036 | 4306.321 | [16 empty] | 6731.6238 | 6336.6528 | 5945.6942 | 5657.4529 | 5407.7306 | 5186.8974 | 5023.8428 | 4889.6773 | 4755.5119 | 4621.3465 | 4487.181 | 3313.1973 | 4353.0156 | 4218.8502 | 4084.6847 | 3950.5193 | 3816.3539 | 3682.1884 | 3548.023 | 3413.8575 | 3279.6921 | 3145.5267 | 3011.3612 | 2877.1958 | 2743.0304 | 2608.8649 | 2474.6995 | 2340.5341 | 2206.3686 | 2072.2032 | 1938.0377 | 0 | 0 | 0 | 0 | 0 | 0 | 0 | 0 | 0 | 0 | 0 | 0 | 0 | 0
|  | 2037 | 4249.5969 | [17 empty] | 6642.9528 | 6253.1845 | 5867.3758 | 5582.9312 | 5336.4983 | 5118.5741 | 4957.6672 | 4825.269 | 4692.8709 | 4560.4727 | 3353.4722 | 4428.0745 | 4295.6764 | 4163.2782 | 4030.88 | 3898.4819 | 3766.0837 | 3633.6855 | 3501.2874 | 3368.8892 | 3236.491 | 3104.0928 | 2971.6947 | 2839.2965 | 2706.8983 | 2574.5002 | 2442.102 | 2309.7038 | 2177.3057 | 2044.9075 | 1912.5093 | 0 | 0 | 0 | 0 | 0 | 0 | 0 | 0 | 0 | 0 | 0 | 0 | 0
|  | 2038 | 4193.6199 | [18 empty] | 6555.4498 | 6170.8157 | 5790.0889 | 5509.3912 | 5266.2043 | 5051.1507 | 4892.3633 | 4761.7091 | 4631.055 | 3392.9656 | 4500.4008 | 4369.7466 | 4239.0924 | 4108.4382 | 3977.7841 | 3847.1299 | 3716.4757 | 3585.8215 | 3455.1673 | 3324.5132 | 3193.859 | 3063.2048 | 2932.5506 | 2801.8964 | 2671.2423 | 2540.5881 | 2409.9339 | 2279.2797 | 2148.6255 | 2017.9714 | 1887.3172 | 0 | 0 | 0 | 0 | 0 | 0 | 0 | 0 | 0 | 0 | 0 | 0
|  | 2039 | 4138.3803 | [19 empty] | 6469.0995 | 6089.5318 | 5713.8201 | 5436.8198 | 5196.8363 | 4984.6154 | 4827.9196 | 4698.9865 | 3431.6738 | 4570.0533 | 4441.1201 | 4312.187 | 4183.2538 | 4054.3206 | 3925.3875 | 3796.4543 | 3667.5212 | 3538.588 | 3409.6548 | 3280.7217 | 3151.7885 | 3022.8553 | 2893.9222 | 2764.989 | 2636.0558 | 2507.1227 | 2378.1895 | 2249.2564 | 2120.3232 | 1991.39 | 1862.4569 | 0 | 0 | 0 | 0 | 0 | 0 | 0 | 0 | 0 | 0 | 0
|  | 2040 | 4083.8683 | [20 empty] | 6383.8865 | 6009.3187 | 5638.556 | 5365.2044 | 5128.382 | 4918.9565 | 4764.3248 | 3469.5935 | 4637.09 | 4509.8552 | 4382.6204 | 4255.3855 | 4128.1507 | 4000.9159 | 3873.6811 | 3746.4463 | 3619.2115 | 3491.9766 | 3364.7418 | 3237.507 | 3110.2722 | 2983.0374 | 2855.8026 | 2728.5677 | 2601.3329 | 2474.0981 | 2346.8633 | 2219.6285 | 2092.3937 | 1965.1588 | 1837.924 | 0 | 0 | 0 | 0 | 0 | 0 | 0 | 0 | 0 | 0
|  | 2041 | 4030.0743 | [21 empty] | 6299.7961 | 5930.1621 | 5564.2832 | 5294.5323 | 5060.8294 | 4854.1625 | 3506.7216 | 4701.5677 | 4576.0088 | 4450.45 | 4324.8912 | 4199.3323 | 4073.7735 | 3948.2146 | 3822.6558 | 3697.097 | 3571.5381 | 3445.9793 | 3320.4204 | 3194.8616 | 3069.3027 | 2943.7439 | 2818.1851 | 2692.6262 | 2567.0674 | 2441.5085 | 2315.9497 | 2190.3909 | 2064.832 | 1939.2732 | 1813.7143 | 0 | 0 | 0 | 0 | 0 | 0 | 0 | 0 | 0
|  | 2042 | 3976.989 | [22 empty] | 6216.8133 | 5852.0482 | 5490.9888 | 5224.7911 | 4994.1666 | 3544.7452 | 4790.222 | 4639.6372 | 4515.7323 | 4391.8273 | 4267.9224 | 4144.0174 | 4020.1125 | 3896.2076 | 3772.3026 | 3648.3977 | 3524.4927 | 3400.5878 | 3276.6829 | 3152.7779 | 3028.873 | 2904.968 | 2781.0631 | 2657.1581 | 2533.2532 | 2409.3483 | 2285.4433 | 2161.5384 | 2037.6334 | 1913.7285 | 1789.8235 | 0 | 0 | 0 | 0 | 0 | 0 | 0 | 0
|  | 2043 | 3924.6029 | [23 empty] | 6134.9235 | 5774.9633 | 5418.6598 | 5155.9686 | 3586.6823 | 4928.382 | 4727.1238 | 4578.5225 | 4456.2497 | 4333.9769 | 4211.704 | 4089.4312 | 3967.1584 | 3844.8855 | 3722.6127 | 3600.3399 | 3478.0671 | 3355.7942 | 3233.5214 | 3111.2486 | 2988.9757 | 2866.7029 | 2744.4301 | 2622.1573 | 2499.8844 | 2377.6116 | 2255.3388 | 2133.0659 | 2010.7931 | 1888.5203 | 1766.2474 | 0 | 0 | 0 | 0 | 0 | 0 | 0
|  | 2044 | 3872.9068 | [24 empty] | 6054.1124 | 5698.8937 | 5347.2836 | 3633.447 | 5088.0526 | 4863.4638 | 4664.8567 | 4518.2128 | 4397.5506 | 4276.8884 | 4156.2262 | 4035.564 | 3914.9018 | 3794.2395 | 3673.5773 | 3552.9151 | 3432.2529 | 3311.5907 | 3190.9285 | 3070.2663 | 2949.604 | 2828.9418 | 2708.2796 | 2587.6174 | 2466.9552 | 2346.293 | 2225.6308 | 2104.9685 | 1984.3063 | 1863.6441 | 1742.9819 | 0 | 0 | 0 | 0 | 0 | 0
|  | 2045 | 3821.8917 | [25 empty] | 5974.3658 | 5623.8262 | 3686.2936 | 5276.8476 | 5021.0313 | 4799.4008 | 4603.4098 | 4458.6976 | 4339.6248 | 4220.5519 | 4101.4791 | 3982.4063 | 3863.3335 | 3744.2607 | 3625.1879 | 3506.115 | 3387.0422 | 3267.9694 | 3148.8966 | 3029.8238 | 2910.751 | 2791.6782 | 2672.6053 | 2553.5325 | 2434.4597 | 2315.3869 | 2196.3141 | 2077.2413 | 1958.1684 | 1839.0956 | 1720.0228 | 0 | 0 | 0 | 0 | 0
|  | 2046 | 3771.5486 | [26 empty] | 5895.6697 | 3749.5406 | 5549.7475 | 5207.3393 | 4954.8927 | 4736.1817 | 4542.7723 | 4399.9663 | 4282.4619 | 4164.9576 | 4047.4532 | 3929.9489 | 3812.4445 | 3694.9401 | 3577.4358 | 3459.9314 | 3342.4271 | 3224.9227 | 3107.4184 | 2989.914 | 2872.4097 | 2754.9053 | 2637.401 | 2519.8966 | 2402.3923 | 2284.8879 | 2167.3836 | 2049.8792 | 1932.3749 | 1814.8705 | 1697.3662 | 0 | 0 | 0 | 0
|  | 2047 | 3721.8686 | [27 empty] | 3821.8917 | 5818.0102 | 5476.6445 | 5138.7467 | 4889.6254 | 4673.7952 | 4482.9335 | 4342.0086 | 4226.052 | 4110.0955 | 3994.1389 | 3878.1824 | 3762.2258 | 3646.2693 | 3530.3127 | 3414.3562 | 3298.3996 | 3182.4431 | 3066.4865 | 2950.53 | 2834.5734 | 2718.6169 | 2602.6603 | 2486.7038 | 2370.7472 | 2254.7907 | 2138.8341 | 2022.8776 | 1906.921 | 1790.9645 | 1675.0079 | 0 | 0 | 0
|  | 2048 | 3672.8431 | [27 empty] | 3771.5486 |  | 5741.3736 | 5404.5045 | 5071.0576 | 4825.2177 | 4612.2306 | 4423.883 | 4284.8143 | 4170.3852 | 4055.9561 | 3941.5269 | 3827.0978 | 3712.6687 | 3598.2395 | 3483.8104 | 3369.3813 | 3254.9521 | 3140.523 | 3026.0938 | 2911.6647 | 2797.2356 | 2682.8064 | 2568.3773 | 2453.9482 | 2339.519 | 2225.0899 | 2110.6608 | 1996.2316 | 1881.8025 | 1767.3734 | 1652.9442 | 0 | 0
|  | 2049 | 3624.4633 | [27 empty] | 3721.8686 |  |  | 5665.7465 | 5333.3147 | 5004.2601 | 4761.6585 | 4551.4769 | 4365.6102 | 4228.3735 | 4115.4516 | 4002.5298 | 3889.6079 | 3776.6861 | 3663.7643 | 3550.8424 | 3437.9206 | 3324.9987 | 3212.0769 | 3099.1551 | 2986.2332 | 2873.3114 | 2760.3895 | 2647.4677 | 2534.5459 | 2421.624 | 2308.7022 | 2195.7803 | 2082.8585 | 1969.9367 | 1857.0148 | 1744.093 | 1631.1711 | 0
|  | 2050 | 3576.7207 | [27 empty] | 3672.8431 |  |  |  | 5591.1155 | 5263.0627 | 4938.3424 | 4698.9365 | 4491.5235 | 4308.1051 | 4172.676 | 4061.2417 | 3949.8073 | 3838.3729 | 3726.9385 | 3615.5041 | 3504.0697 | 3392.6353 | 3281.2009 | 3169.7665 | 3058.3321 | 2946.8977 | 2835.4633 | 2724.0289 | 2612.5945 | 2501.1601 | 2389.7257 | 2278.2913 | 2166.8569 | 2055.4225 | 1943.9881 | 1832.5537 | 1721.1193 | 1609.6849
|  |  |  | 30% | 30% | 30% | 30% | 26% | 22% | 10% | 10% | 10% | 10% | 10% | 10% | 10% | 10% | 10% | 10% | 10% | 10% | 10% | 10% | 10% | 10% | 10% | 10% | 10% | 10% | 10% | 10% | 10% | 10% | 10% | 10% | 10% | 10% | 10% | 10% | 10% | 10% | 10% | 10% | 10% | 10% | 10% | 10% | 10% | 10% | 10% | 10% | 10% | 10% | 10% | 10% | 10% | 10% | 10% | 10%
ITC
| 2020-2023 | 30% |  | 46.0884 | [27 empty] | 2064: 0; 2065: 0; 2066: 0; 2067: 0; 2068: 0; 2069: 0; 2070: 0; 2071: 0; 2072: 0
| 2024 | 26% |  | 39.9433 | [27 empty] | 2056: 0; 2057: 0; 2058: 0; 2059: 0; 2060: 0; 2061: 0; 2062: 0; 2063: 0; 2064: 0; 2065: 0; 2066: 0; 2067: 0; 2068: 0; 2069: 0; 2070: 0; 2071: 0; 2072: 0; 2073: 0; 2074: 0
| 2025 | 22% |  | 33.7981 | [27 empty] | 2056: 0; 2057: 0; 2058: 0; 2059: 0; 2060: 0; 2061: 0; 2062: 0; 2063: 0; 2064: 0; 2065: 0; 2066: 0; 2067: 0; 2068: 0; 2069: 0; 2070: 0; 2071: 0; 2072: 0; 2073: 0; 2074: 0
| Start 2026 | 10% |  | 15.3628 | [27 empty] | 2056: 0; 2057: 0; 2058: 0; 2059: 0; 2060: 0; 2061: 0; 2062: 0; 2063: 0; 2064: 0; 2065: 0; 2066: 0; 2067: 0; 2068: 0; 2069: 0; 2070: 0; 2071: 0; 2072: 0; 2073: 0; 2074: 0
[41 empty] | 0 | 0 | 0 | 0 | 0 | 0 | 0 | 0 | 0 | 0 | 0 | 0 | 0 | 0 | 0 | 0 | 0 | 0 | 0
[41 empty] | 0 | 0 | 0 | 0 | 0 | 0 | 0 | 0 | 0 | 0 | 0 | 0 | 0 | 0 | 0 | 0 | 0 | 0 | 0
Amortization
|  | 30% |  | 2.3044 | 2.3044 | 2.3044 | 2.3044 | 2.3044 | 2.3044 | 2.3044 | 2.3044 | 2.3044 | 2.3044 | 2.3044 | 2.3044 | 2.3044 | 2.3044 | 2.3044 | 2.3044 | 2.3044 | 2.3044 | 2.3044 | 2.3044 | 2.3044 | 2.3044 | 2.3044 | 2.3044 | 2.3044 | 2.3044 | 2.3044 | 2.3044 | 2.3044 | 2.3044 | 2.3044 | 2.3044 | 2.3044 | 2.3044 | 2.3044 | 2.3044 | 2.3044 | 2.3044 | 2.3044 | 2.3044 | 2.3044 | 2.3044 | 2.3044 | 2.3044 | 2.3044 | 2.3044 | 2.3044 | 2.3044 | 2.3044 | 2.3044 | 2.3044 | 2.3044 | 2.3044 | 2.3044 | 2.3044 | 2.3044
|  | 26% |  | 1.9972 | 1.9972 | 1.9972 | 1.9972 | 1.9972 | 1.9972 | 1.9972 | 1.9972 | 1.9972 | 1.9972 | 1.9972 | 1.9972 | 1.9972 | 1.9972 | 1.9972 | 1.9972 | 1.9972 | 1.9972 | 1.9972 | 1.9972 | 1.9972 | 1.9972 | 1.9972 | 1.9972 | 1.9972 | 1.9972 | 1.9972 | 1.9972 | 1.9972 | 1.9972 | 1.9972 | 1.9972 | 1.9972 | 1.9972 | 1.9972 | 1.9972 | 1.9972 | 1.9972 | 1.9972 | 1.9972 | 1.9972 | 1.9972 | 1.9972 | 1.9972 | 1.9972 | 1.9972 | 1.9972 | 1.9972 | 1.9972 | 1.9972 | 1.9972 | 1.9972 | 1.9972 | 1.9972 | 1.9972 | 1.9972
|  | 22% |  | 1.6899 | 1.6899 | 1.6899 | 1.6899 | 1.6899 | 1.6899 | 1.6899 | 1.6899 | 1.6899 | 1.6899 | 1.6899 | 1.6899 | 1.6899 | 1.6899 | 1.6899 | 1.6899 | 1.6899 | 1.6899 | 1.6899 | 1.6899 | 1.6899 | 1.6899 | 1.6899 | 1.6899 | 1.6899 | 1.6899 | 1.6899 | 1.6899 | 1.6899 | 1.6899 | 1.6899 | 1.6899 | 1.6899 | 1.6899 | 1.6899 | 1.6899 | 1.6899 | 1.6899 | 1.6899 | 1.6899 | 1.6899 | 1.6899 | 1.6899 | 1.6899 | 1.6899 | 1.6899 | 1.6899 | 1.6899 | 1.6899 | 1.6899 | 1.6899 | 1.6899 | 1.6899 | 1.6899 | 1.6899 | 1.6899
|  | 10% |  | 0.76814 | 0.76814 | 0.76814 | 0.76814 | 0.76814 | 0.76814 | 0.76814 | 0.76814 | 0.76814 | 0.76814 | 0.76814 | 0.76814 | 0.76814 | 0.76814 | 0.76814 | 0.76814 | 0.76814 | 0.76814 | 0.76814 | 0.76814 | 0.76814 | 0.76814 | 0.76814 | 0.76814 | 0.76814 | 0.76814 | 0.76814 | 0.76814 | 0.76814 | 0.76814 | 0.76814 | 0.76814 | 0.76814 | 0.76814 | 0.76814 | 0.76814 | 0.76814 | 0.76814 | 0.76814 | 0.76814 | 0.76814 | 0.76814 | 0.76814 | 0.76814 | 0.76814 | 0.76814 | 0.76814 | 0.76814 | 0.76814 | 0.76814 | 0.76814 | 0.76814 | 0.76814 | 0.76814 | 0.76814 | 0.76814
|  |  |  | 2020 | 2021 | 2022 | 2023 | 2024 | 2025 | 2026 | 2027 | 2028 | 2029 | 2030 | 2031 | 2032 | 2033 | 2034 | 2035 | 2036 | 2037 | 2038 | 2039 | 2040 | 2041 | 2042 | 2043 | 2044 | 2045 | 2046 | 2047 | 2048 | 2049 | 2050 | 2051 | 2052 | 2053 | 2054 | 2055 | 2056 | 2057 | 2058 | 2059 | 2060 | 2061 | 2062 | 2063 | 2064 | 2065 | 2066 | 2067 | 2068 | 2069 | 2070 | 2071 | 2072 | 2073 | 2074 | 2075
|  | ITC Base |  | 15.3628 | 15.3628 | 15.3628 | 15.3628 | 15.3628 | 15.3628 | 15.3628 | 15.3628 | 15.3628 | 15.3628 | 15.3628 | 15.3628 | 15.3628 | 15.3628 | 15.3628 | 15.3628 | 15.3628 | 15.3628 | 15.3628 | 15.3628 | 15.3628 | 15.3628 | 15.3628 | 15.3628 | 15.3628 | 15.3628 | 15.3628 | 15.3628 | 15.3628 | 15.3628 | 15.3628 | 15.3628 | 15.3628 | 15.3628 | 15.3628 | 15.3628 | 15.3628 | 15.3628 | 15.3628 | 15.3628 | 15.3628 | 15.3628 | 15.3628 | 15.3628 | 15.3628 | 15.3628 | 15.3628 | 15.3628 | 15.3628 | 15.3628 | 15.3628 | 15.3628 | 15.3628 | 15.3628 | 15.3628 | 15.3628
|  | Accum ITC Amort |  | 0.76814 | 1.5363 | 2.3044 | 3.0726 | 3.8407 | 4.6088 | 5.377 | 6.1451 | 6.9133 | 7.6814 | 8.4495 | 9.2177 | 9.9858 | 10.754 | 11.5221 | 12.2902 | 13.0584 | 13.8265 | 14.5946 | 15.3628 | 16.1309 | 16.8991 | 17.6672 | 18.4353 | 19.2035 | 19.9716 | 20.7398 | 21.5079 | 22.276 | 23.0442 | 23.8123 | 24.5805 | 25.3486 | 26.1167 | 26.8849 | 27.653 | 28.4212 | 29.1893 | 29.9574 | 30.7256 | 31.4937 | 32.2619 | 33.03 | 33.7981 | 34.5663 | 35.3344 | 36.1026 | 36.8707 | 37.6388 | 38.407 | 39.1751 | 39.9433 | 40.7114 | 41.4795 | 42.2477 | 43.0158
|  | Ratebase |  | 14.5946 | 13.8265 | 13.0584 | 12.2902 | 11.5221 | 10.754 | 9.9858 | 9.2177 | 8.4495 | 7.6814 | 6.9133 | 6.1451 | 5.377 | 4.6088 | 3.8407 | 3.0726 | 2.3044 | 1.5363 | 0.76814 | 0 | -0.76814 | -1.5363 | -2.3044 | -3.0726 | -3.8407 | -4.6088 | -5.377 | -6.1451 | -6.9133 | -7.6814 | -8.4495 | -9.2177 | -9.9858 | -10.754 | -11.5221 | -12.2902 | -13.0584 | -13.8265 | -14.5946 | -15.3628 | -16.1309 | -16.8991 | -17.6672 | -18.4353 | -19.2035 | -19.9716 | -20.7398 | -21.5079 | -22.276 | -23.0442 | -23.8123 | -24.5805 | -25.3486 | -26.1167 | -26.8849 | -27.653
|  | Tax Basis |  | 145.9465 | 145.9465 | 145.9465 | 145.9465 | 145.9465 | 145.9465 | 145.9465 | 145.9465 | 145.9465 | 145.9465 | 145.9465 | 145.9465 | 145.9465 | 145.9465 | 145.9465 | 145.9465 | 145.9465 | 145.9465 | 145.9465 | 145.9465 | 145.9465 | 145.9465 | 145.9465 | 145.9465 | 145.9465 | 145.9465 | 145.9465 | 145.9465 | 145.9465 | 145.9465 | 145.9465 | 145.9465 | 145.9465 | 145.9465 | 145.9465 | 145.9465 | 145.9465 | 145.9465 | 145.9465 | 145.9465 | 145.9465 | 145.9465 | 145.9465 | 145.9465 | 145.9465 | 145.9465 | 145.9465 | 145.9465 | 145.9465 | 145.9465 | 145.9465 | 145.9465 | 145.9465 | 145.9465 | 145.9465 | 145.9465
|  | Book Depreciation |  | 4.8649 | 4.8649 | 4.8649 | 4.8649 | 4.8649 | 4.8649 | 4.8649 | 4.8649 | 4.8649 | 4.8649 | 4.8649 | 4.8649 | 4.8649 | 4.8649 | 4.8649 | 4.8649 | 4.8649 | 4.8649 | 4.8649 | 4.8649 | 4.8649 | 4.8649 | 4.8649 | 4.8649 | 4.8649 | 4.8649 | 4.8649 | 4.8649 | 4.8649 | 4.8649 | 4.8649 | 4.8649 | 4.8649 | 4.8649 | 4.8649 | 4.8649 | 4.8649 | 4.8649 | 4.8649 | 4.8649 | 4.8649 | 4.8649 | 4.8649 | 4.8649 | 4.8649 | 4.8649 | 4.8649 | 4.8649 | 4.8649 | 4.8649 | 4.8649 | 4.8649 | 4.8649 | 4.8649 | 4.8649 | 4.8649
|  | Tax Depreciation |  | 29.1893 | 46.7029 | 28.0217 | 16.813 | 16.813 | 8.4065 | 0 | 0 | 0 | 0 | 0 | 0 | 0 | 0 | 0 | 0 | 0 | 0 | 0 | 0 | 0 | 0 | 0 | 0 | 0 | 0 | 0 | 0 | 0 | 0 | 0 | 0 | 0 | 0 | 0 | 0 | 0 | 0 | 0 | 0 | 0 | 0 | 0 | 0 | 0 | 0 | 0 | 0 | 0 | 0 | 0 | 0 | 0 | 0 | 0 | 0
|  | Difference between book and tax |  | -24.3244 | -41.838 | -23.1568 | -11.9482 | -11.9482 | -3.5416 | 4.8649 | 4.8649 | 4.8649 | 4.8649 | 4.8649 | 4.8649 | 4.8649 | 4.8649 | 4.8649 | 4.8649 | 4.8649 | 4.8649 | 4.8649 | 4.8649 | 4.8649 | 4.8649 | 4.8649 | 4.8649 | 4.8649 | 4.8649 | 4.8649 | 4.8649 | 4.8649 | 4.8649 | 4.8649 | 4.8649 | 4.8649 | 4.8649 | 4.8649 | 4.8649 | 4.8649 | 4.8649 | 4.8649 | 4.8649 | 4.8649 | 4.8649 | 4.8649 | 4.8649 | 4.8649 | 4.8649 | 4.8649 | 4.8649 | 4.8649 | 4.8649 | 4.8649 | 4.8649 | 4.8649 | 4.8649 | 4.8649 | 4.8649
|  | Deferred Tax |  | -5.1081 | -8.786 | -4.8629 | -2.5091 | -2.5091 | -0.74374 | 1.0216 | 1.0216 | 1.0216 | 1.0216 | 1.0216 | 1.0216 | 1.0216 | 1.0216 | 1.0216 | 1.0216 | 1.0216 | 1.0216 | 1.0216 | 1.0216 | 1.0216 | 1.0216 | 1.0216 | 1.0216 | 1.0216 | 1.0216 | 1.0216 | 1.0216 | 1.0216 | 1.0216 | 1.0216 | 1.0216 | 1.0216 | 1.0216 | 1.0216 | 1.0216 | 1.0216 | 1.0216 | 1.0216 | 1.0216 | 1.0216 | 1.0216 | 1.0216 | 1.0216 | 1.0216 | 1.0216 | 1.0216 | 1.0216 | 1.0216 | 1.0216 | 1.0216 | 1.0216 | 1.0216 | 1.0216 | 1.0216 | 1.0216
|  | Accum Defered Tax |  | -5.1081 | -13.8941 | -18.757 | -21.2662 | -23.7753 | -24.519 | -23.4974 | -22.4758 | -21.4541 | -20.4325 | -19.4109 | -18.3893 | -17.3676 | -16.346 | -15.3244 | -14.3028 | -13.2811 | -12.2595 | -11.2379 | -10.2163 | -9.1946 | -8.173 | -7.1514 | -6.1298 | -5.1081 | -4.0865 | -3.0649 | -2.0433 | -1.0216 | 7.5495e-15 | 1.0216 | 2.0433 | 3.0649 | 4.0865 | 5.1081 | 6.1298 | 7.1514 | 8.173 | 9.1946 | 10.2163 | 11.2379 | 12.2595 | 13.2811 | 14.3028 | 15.3244 | 16.346 | 17.3676 | 18.3893 | 19.4109 | 20.4325 | 21.4541 | 22.4758 | 23.4974 | 24.519 | 25.5406 | 26.5623
|  | Revenue Requirement |  | 17.704 | 16.6652 | 15.637 | 14.8789 | 14.2222 | 13.6414 | 13.2126 | 12.8597 | 12.5069 | 12.154 | 11.8012 | 11.4483 | 11.0955 | 10.7426 | 10.3898 | 10.0369 | 9.6841 | 9.3312 | 8.9784 | 8.6255 | 8.2727 | 7.9198 | 7.5669 | 7.2141 | 6.8612 | 6.5084 | 6.1555 | 5.8027 | 5.4498 | 5.097 | 0 | 0 | 0 | 0 | 0 | 0 | 0 | 0 | 0 | 0 | 0 | 0 | 0 | 0 | 0 | 0 | 0 | 0 | 0 | 0 | 0 | 0 | 0 | 0 | 0 | 0
|  | Depreciation |  | 5.1209 | 5.1209 | 5.1209 | 5.1209 | 5.1209 | 5.1209 | 5.1209 | 5.1209 | 5.1209 | 5.1209 | 5.1209 | 5.1209 | 5.1209 | 5.1209 | 5.1209 | 5.1209 | 5.1209 | 5.1209 | 5.1209 | 5.1209 | 5.1209 | 5.1209 | 5.1209 | 5.1209 | 5.1209 | 5.1209 | 5.1209 | 5.1209 | 5.1209 | 5.1209 | 0 | 0 | 0 | 0 | 0 | 0 | 0 | 0 | 0 | 0 | 0 | 0 | 0 | 0 | 0 | 0 | 0 | 0 | 0 | 0 | 0 | 0 | 0 | 0 | 0 | 0
|  | Insurance |  | 0.073588 | 0.073588 | 0.073588 | 0.073588 | 0.073588 | 0.073588 | 0.073588 | 0.073588 | 0.073588 | 0.073588 | 0.073588 | 0.073588 | 0.073588 | 0.073588 | 0.073588 | 0.073588 | 0.073588 | 0.073588 | 0.073588 | 0.073588 | 0.073588 | 0.073588 | 0.073588 | 0.073588 | 0.073588 | 0.073588 | 0.073588 | 0.073588 | 0.073588 | 0.073588 | 0 | 0 | 0 | 0 | 0 | 0 | 0 | 0 | 0 | 0 | 0 | 0 | 0 | 0 | 0 | 0 | 0 | 0 | 0 | 0 | 0 | 0 | 0 | 0 | 0 | 0
|  | Property Taxes |  | 0.69837 | 0.69837 | 0.69837 | 0.69837 | 0.69837 | 0.69837 | 0.69837 | 0.69837 | 0.69837 | 0.69837 | 0.69837 | 0.69837 | 0.69837 | 0.69837 | 0.69837 | 0.69837 | 0.69837 | 0.69837 | 0.69837 | 0.69837 | 0.69837 | 0.69837 | 0.69837 | 0.69837 | 0.69837 | 0.69837 | 0.69837 | 0.69837 | 0.69837 | 0.69837 | 0 | 0 | 0 | 0 | 0 | 0 | 0 | 0 | 0 | 0 | 0 | 0 | 0 | 0 | 0 | 0 | 0 | 0 | 0 | 0 | 0 | 0 | 0 | 0 | 0 | 0
|  | Current Taxes |  | -2.8966 | -6.9862 | -3.0726 | -0.7541 | -0.89202 | 0.8443 | 2.6125 | 2.5384 | 2.4643 | 2.3902 | 2.3161 | 2.242 | 2.1679 | 2.0938 | 2.0197 | 1.9456 | 1.8715 | 1.7974 | 1.7233 | 1.6492 | 1.5751 | 1.501 | 1.4269 | 1.3528 | 1.2787 | 1.2047 | 1.1306 | 1.0565 | 0.98235 | 0.90826 | 0 | 0 | 0 | 0 | 0 | 0 | 0 | 0 | 0 | 0 | 0 | 0 | 0 | 0 | 0 | 0 | 0 | 0 | 0 | 0 | 0 | 0 | 0 | 0 | 0 | 0
|  | DFIT |  |  | 9.2484 | 5.1189 |  | 2.6412 | 0.78289 | -1.0754 | -1.0754 | -1.0754 | -1.0754 | -1.0754 | -1.0754 | -1.0754 | -1.0754 | -1.0754 | -1.0754 | -1.0754 | -1.0754 | -1.0754 | -1.0754 | -1.0754 | -1.0754 | -1.0754 | -1.0754 | -1.0754 | -1.0754 | -1.0754 | -1.0754 | -1.0754 | -1.0754 | 0 | 0 | 0 | 0 | 0 | 0 | 0 | 0 | 0 | 0 | 0 | 0 | 0 | 0 | 0 | 0 | 0 | 0 | 0 | 0 | 0 | 0 | 0 | 0 | 0 | 0
|  | ITC |  | -0.76814 | -0.76814 | -0.76814 | -0.76814 | -0.76814 | -0.76814 | -0.76814 | -0.76814 | -0.76814 | -0.76814 | -0.76814 | -0.76814 | -0.76814 | -0.76814 | -0.76814 | -0.76814 | -0.76814 | -0.76814 | -0.76814 | -0.76814 | -0.76814 | -0.76814 | -0.76814 | -0.76814 | -0.76814 | -0.76814 | -0.76814 | -0.76814 | -0.76814 | -0.76814 | -0.76814 | -0.76814 | -0.76814 | -0.76814 | -0.76814 | -0.76814 | -0.76814 | -0.76814 | -0.76814 | -0.76814 | -0.76814 | -0.76814 | -0.76814 | -0.76814 | -0.76814 | -0.76814 | -0.76814 | -0.76814 | -0.76814 | -0.76814 | -0.76814 | -0.76814 | -0.76814 | -0.76814 | -0.76814 | -0.76814
|  | Total Operating Expenses |  | 2.2281 | 7.3869 | 7.171 | 4.3707 | 6.8739 | 6.7519 | 6.6619 | 6.5878 | 6.5137 | 6.4396 | 6.3655 | 6.2914 | 6.2173 | 6.1432 | 6.0691 | 5.995 | 5.9209 | 5.8468 | 5.7727 | 5.6986 | 5.6245 | 5.5504 | 5.4763 | 5.4022 | 5.3281 | 5.254 | 5.1799 | 5.1058 | 5.0317 | 4.9576 | -0.76814 | -0.76814 | -0.76814 | -0.76814 | -0.76814 | -0.76814 | -0.76814 | -0.76814 | -0.76814 | -0.76814 | -0.76814 | -0.76814 | -0.76814 | -0.76814 | -0.76814 | -0.76814 | -0.76814 | -0.76814 | -0.76814 | -0.76814 | -0.76814 | -0.76814 | -0.76814 | -0.76814 | -0.76814 | -0.76814
|  | Operating |  | 15.4759 | 9.2783 | 8.466 | 10.5083 | 7.3483 | 6.8895 | 6.5507 | 6.2719 | 5.9932 | 5.7144 | 5.4357 | 5.1569 | 4.8782 | 4.5994 | 4.3207 | 4.0419 | 3.7632 | 3.4844 | 3.2057 | 2.9269 | 2.6482 | 2.3694 | 2.0906 | 1.8119 | 1.5331 | 1.2544 | 0.97563 | 0.69688 | 0.41813 | 0.13938 | 0.76814 | 0.76814 | 0.76814 | 0.76814 | 0.76814 | 0.76814 | 0.76814 | 0.76814 | 0.76814 | 0.76814 | 0.76814 | 0.76814 | 0.76814 | 0.76814 | 0.76814 | 0.76814 | 0.76814 | 0.76814 | 0.76814 | 0.76814 | 0.76814 | 0.76814 | 0.76814 | 0.76814 | 0.76814 | 0.76814
|  | Ratebase |  | 148.5134 | 136.4454 | 124.5 | 115.693 | 108.063 | 101.3156 | 96.3336 | 92.2343 | 88.135 | 84.0357 | 79.9364 | 75.8371 | 71.7378 | 67.6385 | 63.5392 | 59.4399 | 55.3406 | 51.2413 | 47.142 | 43.0427 | 38.9434 | 34.8441 | 30.7448 | 26.6455 | 22.5462 | 18.4469 | 14.3476 | 10.2483 | 6.149 | 2.0497 | 0 | 0 | 0 | 0 | 0 | 0 | 0 | 0 | 0 | 0 | 0 | 0 | 0 | 0 | 0 | 0 | 0 | 0 | 0 | 0 | 0 | 0 | 0 | 0 | 0 | 0
|  | Return on Ratebase |  | 10.42% | 6.8% | 6.8% | 9.083% | 6.8% | 6.8% | 6.8% | 6.8% | 6.8% | 6.8% | 6.8% | 6.8% | 6.8% | 6.8% | 6.8% | 6.8% | 6.8% | 6.8% | 6.8% | 6.8% | 6.8% | 6.8% | 6.8% | 6.8% | 6.8% | 6.8% | 6.8% | 6.8% | 6.8% | 6.8% | #DIV/0! | #DIV/0! | #DIV/0! | #DIV/0! | #DIV/0! | #DIV/0! | #DIV/0! | #DIV/0! | #DIV/0! | #DIV/0! | #DIV/0! | #DIV/0! | #DIV/0! | #DIV/0! | #DIV/0! | #DIV/0! | #DIV/0! | #DIV/0! | #DIV/0! | #DIV/0! | #DIV/0! | #DIV/0! | #DIV/0! | #DIV/0! | #DIV/0! | #DIV/0!
|  | Revenue Requirement |  | 17.704 | 16.6652 | 15.637 | 14.8789 | 14.2222 | 13.6414 | 13.2126 | 12.8597 | 12.5069 | 12.154 | 11.8012 | 11.4483 | 11.0955 | 10.7426 | 10.3898 | 10.0369 | 9.6841 | 9.3312 | 8.9784 | 8.6255 | 8.2727 | 7.9198 | 7.5669 | 7.2141 | 6.8612 | 6.5084 | 6.1555 | 5.8027 | 5.4498 | 5.097 | 0 | 0 | 0 | 0 | 0 | 0 | 0 | 0 | 0 | 0 | 0 | 0 | 0 | 0 | 0 | 0 | 0 | 0 | 0 | 0 | 0 | 0 | 0 | 0 | 0 | 0
|  | Tax Depreciation |  | 30.7256 | 49.1609 | 29.4966 | 17.6979 | 17.6979 | 8.849 | 0 | 0 | 0 | 0 | 0 | 0 | 0 | 0 | 0 | 0 | 0 | 0 | 0 | 0 | 0 | 0 | 0 | 0 | 0 | 0 | 0 | 0 | 0 | 0 | 0 | 0 | 0 | 0 | 0 | 0 | 0 | 0 | 0 | 0 | 0 | 0 | 0 | 0 | 0 | 0 | 0 | 0 | 0 | 0 | 0 | 0 | 0 | 0 | 0 | 0
|  | Property Taxes |  | 0.073588 | 0.073588 | 0.073588 | 0.073588 | 0.073588 | 0.073588 | 0.073588 | 0.073588 | 0.073588 | 0.073588 | 0.073588 | 0.073588 | 0.073588 | 0.073588 | 0.073588 | 0.073588 | 0.073588 | 0.073588 | 0.073588 | 0.073588 | 0.073588 | 0.073588 | 0.073588 | 0.073588 | 0.073588 | 0.073588 | 0.073588 | 0.073588 | 0.073588 | 0.073588 | 0 | 0 | 0 | 0 | 0 | 0 | 0 | 0 | 0 | 0 | 0 | 0 | 0 | 0 | 0 | 0 | 0 | 0 | 0 | 0 | 0 | 0 | 0 | 0 | 0 | 0
|  | Insurance |  | 0.69837 | 0.69837 | 0.69837 | 0.69837 | 0.69837 | 0.69837 | 0.69837 | 0.69837 | 0.69837 | 0.69837 | 0.69837 | 0.69837 | 0.69837 | 0.69837 | 0.69837 | 0.69837 | 0.69837 | 0.69837 | 0.69837 | 0.69837 | 0.69837 | 0.69837 | 0.69837 | 0.69837 | 0.69837 | 0.69837 | 0.69837 | 0.69837 | 0.69837 | 0.69837 | 0 | 0 | 0 | 0 | 0 | 0 | 0 | 0 | 0 | 0 | 0 | 0 | 0 | 0 | 0 | 0 | 0 | 0 | 0 | 0 | 0 | 0 | 0 | 0 | 0 | 0
|  | Expenses |  | 31.4975 | 49.9329 | 30.2685 | 18.4699 | 18.4699 | 9.6209 | 0.77196 | 0.77196 | 0.77196 | 0.77196 | 0.77196 | 0.77196 | 0.77196 | 0.77196 | 0.77196 | 0.77196 | 0.77196 | 0.77196 | 0.77196 | 0.77196 | 0.77196 | 0.77196 | 0.77196 | 0.77196 | 0.77196 | 0.77196 | 0.77196 | 0.77196 | 0.77196 | 0.77196 | 0 | 0 | 0 | 0 | 0 | 0 | 0 | 0 | 0 | 0 | 0 | 0 | 0 | 0 | 0 | 0 | 0 | 0 | 0 | 0 | 0 | 0 | 0 | 0 | 0 | 0
|  | Taxable Income |  | -13.7935 | -33.2677 | -14.6315 | -3.5909 | -4.2477 | 4.0205 | 12.4406 | 12.0878 | 11.7349 | 11.3821 | 11.0292 | 10.6764 | 10.3235 | 9.9707 | 9.6178 | 9.2649 | 8.9121 | 8.5592 | 8.2064 | 7.8535 | 7.5007 | 7.1478 | 6.795 | 6.4421 | 6.0893 | 5.7364 | 5.3836 | 5.0307 | 4.6779 | 4.325 | 0 | 0 | 0 | 0 | 0 | 0 | 0 | 0 | 0 | 0 | 0 | 0 | 0 | 0 | 0 | 0 | 0 | 0 | 0 | 0 | 0 | 0 | 0 | 0 | 0 | 0
|  | Tax Rate |  | 0.21 | 0.21 | 0.21 | 0.21 | 0.21 | 0.21 | 0.21 | 0.21 | 0.21 | 0.21 | 0.21 | 0.21 | 0.21 | 0.21 | 0.21 | 0.21 | 0.21 | 0.21 | 0.21 | 0.21 | 0.21 | 0.21 | 0.21 | 0.21 | 0.21 | 0.21 | 0.21 | 0.21 | 0.21 | 0.21 | 0.21 | 0.21 | 0.21 | 0.21 | 0.21 | 0.21 | 0.21 | 0.21 | 0.21 | 0.21 | 0.21 | 0.21 | 0.21 | 0.21 | 0.21 | 0.21 | 0.21 | 0.21 | 0.21 | 0.21 | 0.21 | 0.21 | 0.21 | 0.21 | 0.21 | 0.21
|  | Taxes |  | -2.8966 | -6.9862 | -3.0726 | -0.7541 | -0.89202 | 0.8443 | 2.6125 | 2.5384 | 2.4643 | 2.3902 | 2.3161 | 2.242 | 2.1679 | 2.0938 | 2.0197 | 1.9456 | 1.8715 | 1.7974 | 1.7233 | 1.6492 | 1.5751 | 1.501 | 1.4269 | 1.3528 | 1.2787 | 1.2047 | 1.1306 | 1.0565 | 0.98235 | 0.90826 | 0 | 0 | 0 | 0 | 0 | 0 | 0 | 0 | 0 | 0 | 0 | 0 | 0 | 0 | 0 | 0 | 0 | 0 | 0 | 0 | 0 | 0 | 0 | 0 | 0 | 0