## REDACTED VERSION
REDACTED VERSION

## Power cost summary (R)
Puget Sound Energy
2024 Power Cost Update
Power Costs Summary
| Forecast as filed 9/29/2023 | 1139678853.0469
| Remove impact of CCA costs on dispatch | 22683083.299 | reduction to forecast (decrease FERC 447 costs $66.9 million, increase FERC 547 costs $44.2 million)
| Add power cost benefit of DR contracts | 879801.062 | reduction to forecast (decrease FERC 555 Market purchases cost)
| Final forecast per Commission order | 1116115968.6859
| check | 0
Revised per Commission order on 12/22/2023
Acct. | ($ in thousands) | 2024 update | 2023 forecast in current rates | Increase / (decrease) vs 2023 | 2024-01-01 | 2024-02-01 | 2024-03-01 | 2024-04-01 | 2024-05-01 | 2024-06-01 | 2024-07-01 | 2024-08-01 | 2024-09-01 | 2024-10-01 | 2024-11-01 | 2024-12-01
501 | Coal fuel | 55531.8918 | 65690.5611 | -10158.6693
547 | Natural gas fuel | 324050.1467 | 500342.4545 | -176292.3078
555WS | Wind and solar purchases | 76718.0369 | 76315.4176 | 402.6193
555H | Hydro purchases | 275779.1388 | 218065.5349 | 57713.6039
555MP | Market purchases | 157149.6127 | 84004.7545 | 73144.8583
555 | Other contract purchases | 421046.3579 | 449217.6773 | -28171.3194
447 | Secondary sales | -249029.7645 | -482089.5674 | 233059.8029
565 | Transmission | 153226.7266 | 135051.8702 | 18174.8564
456 | Other revenues | -126901.3578 | -130266.7552 | 3365.3974
557DR | Demand Response | 11391.237 |  | 11391.237
557 | Other power supply expense | 17153.9426 | 16711.586 | 442.3566
| Total Rate Year Power Costs | 1116115.9687 | 933043.5335 | 183072.4352
| Total load (MWh) | 22302742.9526 | 21489772.8819 | 812970.0707 | 2201862.0572 | 2004456.4118 | 2005645.0228 | 1744736.2831 | 1634863.4604 | 1593414.4717 | 1742041.0807 | 1755866.8938 | 1585827.4172 | 1766813.9868 | 1975595.4912 | 2291620.3759
| Unit Costs ($/MWh) | 50.0439 | 43.418 | 6.6259 | 44.3207 | 53.9036 | 53.0706 | 44.2637 | 48.7038 | 53.9634 | 50.831 | 51.1583 | 53.9383 | 48.7019 | 48.2383 | 50.5935
Filed 9/29/2023
Acct. | ($ in thousands) | 2024 update | 2023 forecast in current rates | Increase / (decrease) vs 2023 | 2024-01-01 | 2024-02-01 | 2024-03-01 | 2024-04-01 | 2024-05-01 | 2024-06-01 | 2024-07-01 | 2024-08-01 | 2024-09-01 | 2024-10-01 | 2024-11-01 | 2024-12-01
501 | Coal fuel | 55531.8918 | 65690.5611 | -10158.6693
547 | Natural gas fuel | 279875.9857 | 500342.4545 | -220466.4688
555WS | Wind and solar purchases | 76718.0369 | 76315.4176 | 402.6193
555H | Hydro purchases | 275779.1388 | 218065.5349 | 57713.6039
555MP | Market purchases | 158029.4138 | 84004.7545 | 74024.6593
555 | Other contract purchases | 421046.3579 | 449217.6773 | -28171.3194
447 | Secondary sales | -182172.5202 | -482089.5674 | 299917.0472
565 | Transmission | 153226.7266 | 135051.8702 | 18174.8564
456 | Other revenues | -126901.3578 | -130266.7552 | 3365.3974
557DR | Demand Response | 11391.237 |  | 11391.237
557 | Other power supply expense | 17153.9426 | 16711.586 | 442.3566
| Total Rate Year Power Costs | 1139678.853 | 933043.5335 | 206635.3196
| Total load (MWh) | 22302742.9526 | 21489772.8819 | 812970.0707 | 2201862.0572 | 2004456.4118 | 2005645.0228 | 1744736.2831 | 1634863.4604 | 1593414.4717 | 1742041.0807 | 1755866.8938 | 1585827.4172 | 1766813.9868 | 1975595.4912 | 2291620.3759
| Unit Costs ($/MWh) | 51.1004 | 43.418 | 7.6824 | 44.354 | 53.9401 | 53.1072 | 44.3057 | 48.7486 | 54.3128 | 53.2341 | 55.067 | 59.976 | 49.7595 | 48.2754 | 50.6255
Increase/(decrease) to final forecast relative to 9/29/2023 filing
Acct. | ($ in thousands) | 2024 update | 2022 GRC - Final 2023 | Increase / (decrease) vs 2023 | 2024-01-01 | 2024-02-01 | 2024-03-01 | 2024-04-01 | 2024-05-01 | 2024-06-01 | 2024-07-01 | 2024-08-01 | 2024-09-01 | 2024-10-01 | 2024-11-01 | 2024-12-01
501 | Coal fuel | 0 | 0 | 0
547 | Natural gas fuel | 44174.161 | 0 | 44174.161
555WS | Wind and solar purchases | 0 | 0 | 0
555H | Hydro purchases | 0 | 0 | 0
555MP | Market purchases | -879.8011 | 0 | -879.8011
555 | Other contract purchases | 0 | 0 | 0
447 | Secondary sales | -66857.2443 | 0 | -66857.2443
565 | Transmission | 0 | 0 | 0
456 | Other revenues | 0 | 0 | 0
557DR | Demand Response | 0 | 0 | 0
557 | Other power supply expense | 0 | 0 | 0
| Total Rate Year Power Costs | -23562.8844 | 0 | -23562.8844
| Total load (MWh) | 0 | 0 | 0 | 0 | 0 | 0 | 0 | 0 | 0 | 0 | 0 | 0 | 0 | 0 | 0
| Unit Costs ($/MWh) | -1.0565 | 0 | -1.0565 | -0.033298 | -0.036577 | -0.036555 | -0.042022 | -0.044846 | -0.34938 | -2.4032 | -3.9086 | -6.0378 | -1.0576 | -0.037111 | -0.031993
Gas price 90-day average dates: 6/7/23 - 9/5/23
REDACTED
REDACTED
Shaded Information is Designated as CONFIDENTIAL per WAC 480-07-160
REDACTED

## Summary by resource (R)
Puget Sound Energy
2024 Power Cost Update
Rate Year Power Costs by Resource
| ($ in thousands) | 2024 |  |  | 2022 GRC - Final Filing 2023 |  |  | 2024 - Final Filing 2023 |  |  | Energy (MWh) |  | Energy Variance (MWh)
Acct. | Resource/item | Aurora | Not in Aurora | Total | Aurora | Not in Aurora | Total | Aurora | Not in Aurora | Total | 2024 | 2022 GRC - Final Filing 2023 | 2024 - 2022 GRC Final Filing 2023
555H | Lower Baker | 0 | 0 | 0 | 0 | 0 | 0 | 0 | 0 | 0
555H | Upper Baker | 0 | 0 | 0 | 0 | 0 | 0 | 0 | 0 | 0
555H | Snoqualmie Falls | 0 | 0 | 0 | 0 | 0 | 0 | 0 | 0 | 0
555H | Canadian Entitlement | 0 | 0 | 0 | 0 | 0 | 0 | 0 | 0 | 0 | -257989.81 | -232760.9921 | -25228.8179
555H | Mid C Priest Rapids Project | [9 empty] | 481876.78 | 462255.1325 | 19621.6475
555H | Mid C Rock Island | [9 empty] | 898778.31 | 768308.4129 | 130469.8971
555H | Mid C Rocky Reach | [9 empty] | 2088591.3 | 1793574.912 | 295016.388
555H | Mid C Wells | [9 empty] | 842297.85 | 1276966.2919 | -434668.4419
501 | Colstrip 3&4
547 | Goldendale
547 | Mint Farm
547 | Sumas
547 | Freddy 1
547 | Encogen
547 | Fredonia 1&2
547 | Fredonia 3&4
547 | Frederickson 1&2
547 | Whitehorn 2&3
547 | Ferndale
547 | Crystal Mountain
555 | Centralia coal PPA
555WS | Lund Hill
555WS | Skookumchuck
555WS | Hopkins Ridge wind | 0 | 0 | 0 | 0 | 0 | 0 | 0 | 0 | 0
555WS | Wild Horse wind | 0 | 0 | 0 | 0 | 0 | 0 | 0 | 0 | 0
555WS | Wild Horse Expansion wind | 0 | 0 | 0 | 0 | 0 | 0 | 0 | 0 | 0
555WS | Lower Snake River wind | 0 | 0 | 0 | 0 | 0 | 0 | 0 | 0 | 0
555WS | Klondike III wind PPA
555WS | Golden Hills wind PPA
555WS | Clearwater wind PPA
555H | Energy Keepers PPA
555 | SPI Biomass PPA
555 | Morgan Stanley PPA
555H
555H
555H
555H
555
555 | Baker Replacement | 0 | 0 | 0 | 0 | 0 | 0 | 0 | 0 | 0 | 7140.358 | 7000.1307 | 140.2273
555 | Glacier Battery Storage
555 | PG&E Exchange | 0 | 0 | 0 | 0 | 0 | 0 | 0 | 0 | 0 | -0.03 | 0.0039 | -0.0339
555 | Powerex summer peak PPA
555 | Powerex winter peak PPA
555 | Point Roberts (BC Hydro) | 1917.1243 | 0 | 1917.1243 | 1910.2878 | 0 | 1910.2878 | 6.8365 | 0 | 6.8365 | 20725.668 | 20651.76 | 73.908
555H | QF Koma Kulshan | 3507.1279 | 0 | 3507.1279 | 3473.5592 | 0 | 3473.5592 | 33.5687 | 0 | 33.5687 | 41320.608 | 41164.0972 | 156.5108
555H | QF Twin Falls | 5417.7516 | 0 | 5417.7516 | 5399.3253 | 0 | 5399.3253 | 18.4263 | 0 | 18.4263 | 72236.688 | 71991.0039 | 245.6841
555H | QF Weeks Falls | 996.3596 | 0 | 996.3596 | 0 | 0 | 0 | 996.3596 | 0 | 996.3596 | 13284.7946 | 0 | 13284.7946
555 | HF Sinclair March Point Cogen | 33288.131 | 0 | 33288.131 |  |  |  | 33288.131 | 0 | 33288.131 | 623420.46 |  | 623420.46
555 | Schedule 91 contracts | 0 | 0 | 0 | 9038.7926 | 0 | 9038.7926 | -9038.7926 | 0 | -9038.7926 | 0 | 121690.1435 | -121690.1435
555 | 3Bar Wind PPA | 8.6592 | 0 | 8.6592 |  |  | 0 | 8.6592 | 0 | 8.6592 | 284 |  | 284
555 | Black Creek PPA | 215.3599 | 0 | 215.3599 |  |  | 0 | 215.3599 | 0 | 215.3599 | 4068 |  | 4068
555 | Bloks Evergreen Dairy PPA | 10.7352 | 0 | 10.7352 |  |  | 0 | 10.7352 | 0 | 10.7352 | 144 |  | 144
555 | CC Solar 1 PPA | 1.6603 | 0 | 1.6603 |  |  | 0 | 1.6603 | 0 | 1.6603 | 22 |  | 22
555 | CC Solar 2 PPA | 1.6603 | 0 | 1.6603 |  |  | 0 | 1.6603 | 0 | 1.6603 | 22 |  | 22
555 | Emerald City Renewables PPA | 2821.0466 | 0 | 2821.0466 |  |  | 0 | 2821.0466 | 0 | 2821.0466 | 37841 |  | 37841
555 | Emerald City Renewables 2 PPA | 2830.125 | 0 | 2830.125 |  |  | 0 | 2830.125 | 0 | 2830.125 | 37500 |  | 37500
555 | Forest Farmstead PPA | 7.9768 | 0 | 7.9768 |  |  | 0 | 7.9768 | 0 | 7.9768 | 107 |  | 107
555 | Fumaria PPA | 852.9266 | 0 | 852.9266 |  |  | 0 | 852.9266 | 0 | 852.9266 | 11441 |  | 11441
555 | IKEA PPA | 23.2743 | 0 | 23.2743 |  |  | 0 | 23.2743 | 0 | 23.2743 | 312.1967 |  | 312.1967
555 | Knudson Wind Turbine PPA | 6.0992 | 0 | 6.0992 |  |  | 0 | 6.0992 | 0 | 6.0992 | 200.04 |  | 200.04
555 | Penstemon PPA | 852.9266 | 0 | 852.9266 |  |  | 0 | 852.9266 | 0 | 852.9266 | 11441 |  | 11441
555 | Skookumchuck Hydro PPA | 146.6465 | 0 | 146.6465 |  |  | 0 | 146.6465 | 0 | 146.6465 | 4231 |  | 4231
555 | Smith Creek PPA | 4.194 | 0 | 4.194 |  |  | 0 | 4.194 | 0 | 4.194 | 120 |  | 120
555 | Sygitowicz PPA | 89.6837 | 0 | 89.6837 |  |  | 0 | 89.6837 | 0 | 89.6837 | 1203 |  | 1203
555 | Urtica PPA | 852.9266 | 0 | 852.9266 |  |  | 0 | 852.9266 | 0 | 852.9266 | 11441 |  | 11441
447 | PSE hedges sales
555 | PSE hedges purchases
555MP | Hourly Market Purchases
447 | Hourly Market Sales
555MP | EIM Market Purchases
447 | EIM Market Sales
555H | Chelan pre-payment amort. (Nov. 2011 - Oct. 2031)
565 | Transmission cost
565 | Chelan transmission cost
565 | Transmission re-assignments (test year order 56500100)
456 | Transport mark-to-model
547 | Fixed gas transportation cost
547 | Fixed Gas
547 | Index Gas
547 | Gas Storage
555MP | Wind integration cost
501 | Colstrip 3&4 fixed fuel cost
555 | EIM GHG Benefit
547 | Distillate fuel incremental costs
547 | Remove non-fuel peaker start cost
547 | Reduction to fuel cost (CCA)
447 | Reduction to market sales revenue (CCA)
555 | BPA capacity agreement fixed cost
555 | HF Sinclair March Point Cogen capacity fixed cost
555 | Golden Hills winter peak capacity fixed cost
555 | Golden Hills PTC Benefit
555 | Premiums / (discount) on physical index deals
557DR | Demand Response
557 | Other power supply expense
| Total | 724676.0311 | 380928.5016 | 1105604.5327 | 651498.1609 | 281545.3726 | 933043.5335 | 73177.8702 | 99383.129 | 172560.9992 | 22302742.9526 | 21489772.8819 | 812970.0707
501 | Coal | 55212.6418 | 319.25 | 55531.8918 | 65371.3111 | 319.25 | 65690.5611 | -10158.6693 | 0 | -10158.6693 | 2562002.75 | 2715295.3673 | -153292.6173
547 | Natural gas | 275846.7509 | 48203.3958 | 324050.1467 | 450074.2479 | 50268.2065 | 500342.4545 | -174227.497 | -2064.8107 | -176292.3078 | 6831956.9719 | 8944993.5132 | -2113036.5414
555WS | Wind and solar | 76718.0369 | 0 | 76718.0369 | 76315.4176 | 0 | 76315.4176 | 402.6193 | 0 | 402.6193 | 4150191.1975 | 4138259.7667 | 11931.4308
555H | Hydro | 40632.5391 | 235146.5997 | 275779.1388 | 25516.8845 | 192548.6503 | 218065.5349 | 15115.6546 | 42597.9493 | 57713.6039 | 5534607.8136 | 5463637.2069 | 70970.6067
555 | Other contracts | 400258.0547 | 24933.528 | 425191.5827 | 434940.9955 | 14276.6818 | 449217.6773 | -34682.9408 | 10656.8462 | -24026.0946 | 5740098.4696 | 5865275.1307 | -125176.6612
555MP | Market purchases | 125037.7722 | 28846.4168 | 153884.189 | 81368.8716 | 2635.8829 | 84004.7545 | 43668.9006 | 26210.5339 | 69879.4345 | 2241462.12 | 1451801.0842 | 789661.0358
447 | Secondary sales | -249029.7645 | 0 | -249029.7645 | -482089.5674 | 0 | -482089.5674 | 233059.8029 | 0 | 233059.8029 | -4757576.37 | -7089489.1872 | 2331912.8172
565 | Transmission | 0 | 153226.7266 | 153226.7266 | 0 | 135051.8702 | 135051.8702 | 0 | 18174.8564 | 18174.8564 | 0 | 0 | 0
456 | Other revenues | 0 | -126901.3578 | -126901.3578 | 0 | -130266.7552 | -130266.7552 | 0 | 3365.3974 | 3365.3974 | 0 | 0 | 0
557DR | Demand Response | 0 | 0 | 0 |  |  |  | 0 | 0 | 0 | 0 | 0 | 0
557 | Other power supply expense | 0 | 17153.9426 | 17153.9426 | 0 | 16711.586 | 16711.586 | 0 | 442.3566 | 442.3566 | 0 | 0 | 0
| Total | 724676.0311 | 380928.5016 | 1105604.5327 | 651498.1609 | 281545.3726 | 933043.5335 | 73177.8702 | 99383.129 | 172560.9992 | 22302742.9526 | 21489772.8819 | 812970.0707
[8 empty] | % increase 2024 - 2022 GRC Final Order |  |  | Total Power Costs per MWh |  | Total Power Costs per MWh
Rate year: January 2024 through December 2024 | [7 empty] | 11.23% | 35.3% | 18.49% | 49.5726 | 43.418 | 6.1546
Gas price 90-day average dates: 6/7/23 - 9/5/23
Shaded Information is Designated as CONFIDENTIAL per WAC 480-07-160
REDACTED
REDACTED
REDACTED
REDACTED
REDACTED
REDACTED
REDACTED
REDACTED
REDACTED
REDACTED
REDACTED
REDACTED
REDACTED
REDACTED
REDACTED
REDACTED
REDACTED
REDACTED
REDACTED
REDACTED
REDACTED
REDACTED
REDACTED

## Aurora total (R)
Puget Sound Energy
2024 Power Cost Update
Aurora Cost and Energy Outputs | [5 empty] | 2024 | 2024 | 2024 | 2024 | 2024 | 2024 | 2024 | 2024 | 2024 | 2024 | 2024 | 2024
[6 empty] | 2024 | [11 empty] | 2022 GRC - Final Filing 2023
Average |  |  | 2024 | 2022 GRC Final Filing 2023 | 2024 - 2022 GRC Final Filing 2023 | 2024-01-01 | 2024-02-01 | 2024-03-01 | 2024-04-01 | 2024-05-01 | 2024-06-01 | 2024-07-01 | 2024-08-01 | 2024-09-01 | 2024-10-01 | 2024-11-01 | 2024-12-01 | 2023-01-01 | 2023-02-01 | 2023-03-01 | 2023-04-01 | 2023-05-01 | 2023-06-01 | 2023-07-01 | 2023-08-01 | 2023-09-01 | 2023-10-01 | 2023-11-01 | 2023-12-01
Units | Acct. | ($ in thousands)
$ | 555H | Lower Baker | 0 | 0 | 0 | 0 | 0 | 0 | 0 | 0 | 0 | 0 | 0 | 0 | 0 | 0 | 0 | 0 | 0 | 0 | 0 | 0 | 0 | 0 | 0 | 0 | 0 | 0 | 0
$ | 555H | Upper Baker | 0 | 0 | 0 | 0 | 0 | 0 | 0 | 0 | 0 | 0 | 0 | 0 | 0 | 0 | 0 | 0 | 0 | 0 | 0 | 0 | 0 | 0 | 0 | 0 | 0 | 0 | 0
$ | 555H | Snoqualmie Falls | 0 | 0 | 0 | 0 | 0 | 0 | 0 | 0 | 0 | 0 | 0 | 0 | 0 | 0 | 0 | 0 | 0 | 0 | 0 | 0 | 0 | 0 | 0 | 0 | 0 | 0 | 0
$ | 555H | Canadian Entitlement | 0 | 0 | 0 | 0 | 0 | 0 | 0 | 0 | 0 | 0 | 0 | 0 | 0 | 0 | 0 | 0 | 0 | 0 | 0 | 0 | 0 | 0 | 0 | 0 | 0 | 0 | 0
$ | 555H | Mid C Priest Rapids Project | 0 | 0 | 0 | 0 | 0 | 0 | 0 | 0 | 0 | 0 | 0 | 0 | 0 | 0 | 0 | 0 | 0 | 0 | 0 | 0 | 0 | 0 | 0 | 0 | 0 | 0 | 0
$ | 555H | Mid C Rock Island | 0 | 0 | 0 | 0 | 0 | 0 | 0 | 0 | 0 | 0 | 0 | 0 | 0 | 0 | 0 | 0 | 0 | 0 | 0 | 0 | 0 | 0 | 0 | 0 | 0 | 0 | 0
$ | 555H | Mid C Rocky Reach | 0 | 0 | 0 | 0 | 0 | 0 | 0 | 0 | 0 | 0 | 0 | 0 | 0 | 0 | 0 | 0 | 0 | 0 | 0 | 0 | 0 | 0 | 0 | 0 | 0 | 0 | 0
$ | 555H | Mid C Wells | 0 | 0 | 0 | 0 | 0 | 0 | 0 | 0 | 0 | 0 | 0 | 0 | 0 | 0 | 0 | 0 | 0 | 0 | 0 | 0 | 0 | 0 | 0 | 0 | 0 | 0 | 0
$ | 501 | Colstrip 3&4
$ | 547 | Goldendale
$ | 547 | Mint Farm
$ | 547 | Sumas
$ | 547 | Freddy 1
$ | 547 | Encogen
$ | 547 | Fredonia 1&2
$ | 547 | Fredonia 3&4
$ | 547 | Frederickson 1&2
$ | 547 | Whitehorn 2&3
$ | 547 | Ferndale
$ | 547 | Crystal Mountain
$ | 555 | Centralia coal PPA
$ | 555WS | Lund Hill
$ | 555WS | Skookumchuck
$ | 555WS | Hopkins Ridge wind
$ | 555WS | Wild Horse wind
$ | 555WS | Wild Horse Expansion wind
$ | 555WS | Lower Snake River wind
$ | 555WS | Klondike III wind PPA
$ | 555WS | Golden Hills wind PPA
$ | 555WS | Clearwater wind PPA
$ | 555 | Powerex summer peak PPA
$ | 555 | Powerex winter peak PPA
$ | 555H | Energy Keepers PPA
$ | 555 | SPI Biomass PPA
$ | 555 | Morgan Stanley PPA
$ | 555H
$ | 555H
$ | 555H
$ | 555H
$ | 555
$ | 555 | Baker Replacement | 0 | 0 | 0 | 0 | 0 | 0 | 0 | 0 | 0 | 0 | 0 | 0 | 0 | 0 | 0 | 0 | 0 | 0 | 0 | 0 | 0 | 0 | 0 | 0 | 0 | 0 | 0
$ | 555 | Glacier Battery Storage
$ | 555 | PG&E Exchange | 0 | 0 | 0 | 0 | 0 | 0 | 0 | 0 | 0 | 0 | 0 | 0 | 0 | 0 | 0 | 0 | 0 | 0 | 0 | 0 | 0 | 0 | 0 | 0 | 0 | 0 | 0
$ | 555 | Point Roberts (BC Hydro) | 1917.1243 | 1910.2878 | 6.8365 | 231.1987 | 192.5587 | 188.1215 | 146.6412 | 125.421 | 111.1254 | 122.7714 | 121.8823 | 114.6259 | 136.832 | 190.8137 | 235.1325 | 231.2352 | 185.8584 | 187.8786 | 146.52 | 125.2524 | 111.222 | 122.4996 | 121.8114 | 114.552 | 136.9518 | 191.142 | 235.3644
$ | 555H | QF Koma Kulshan | 3507.1279 | 3473.5592 | 33.5687 | 253.4314 | 146.4324 | 119.2618 | 274.1098 | 596.3091 | 569.8599 | 372.0513 | 174.6363 | 169.0029 | 318.9011 | 323.3098 | 189.8221 | 255.1765 | 146.5738 | 144.301 | 290.1826 | 580.8633 | 544.3759 | 371.5939 | 169.0737 | 167.7502 | 309.2921 | 314.3389 | 180.0372
$ | 555H | QF Twin Falls | 5417.7516 | 5399.3253 | 18.4263 | 624.2904 | 535.4676 | 511.0164 | 763.236 | 855.972 | 550.368 | 138.7188 | 5.3568 | 78.3 | 313.596 | 549.72 | 491.7096 | 594.7275 | 520.2086 | 555.4778 | 805.5288 | 831.7771 | 530.6364 | 154.5437 | 6.5509 | 89.5752 | 311.5314 | 528.2064 | 470.5614
$ | 555H | QF Weeks Falls | 996.3596 | 0 | 996.3596 | 114.6282 | 97.4935 | 93.9038 | 145.9002 | 167.6608 | 105.1552 | 25.9529 | 0.80084 | 4.5879 | 51.087 | 99.8568 | 89.3323
$ | 555 | HF Sinclair March Point Cogen | 33288.131 | 0 | 33288.131 | 5579.396 | 3808.578 | 2450.998 | 1648.53 | 863.312 | 1221.66 | 2288.361 | 2755.5 | 2622.907 | 2898.546 | 3141.732 | 4008.611
$ | 555 | Schedule 91 contracts | 0 | 9038.7926 | -9038.7926 | 0 | 0 | 0 | 0 | 0 | 0 | 0 | 0 | 0 | 0 | 0 | 0 | 661.8865 | 644.9727 | 765.6506 | 779.2358 | 879.5339 | 865.5893 | 900.4284 | 824.5778 | 732.713 | 684.8685 | 662.2964 | 637.0398
$ | 555 | 3Bar Wind PPA | 8.6592 | 0 | 8.6592 | 0.3049 | 0.24392 | 0.48784 | 0.85372 | 0.9147 | 1.2196 | 1.3416 | 1.0976 | 0.82323 | 0.6098 | 0.42686 | 0.33539
$ | 555 | Black Creek PPA | 215.3599 | 0 | 215.3599 | 23.7701 | 8.4175 | 13.235 | 40.4462 | 63.2633 | 19.1113 | 2.6999 | 0.89998 | 2.2764 | 7.6763 | 27.5288 | 6.0352
$ | 555 | Bloks Evergreen Dairy PPA | 10.7352 | 0 | 10.7352 | 0.8946 | 0.8946 | 0.8946 | 0.8946 | 0.8946 | 0.8946 | 0.8946 | 0.8946 | 0.8946 | 0.8946 | 0.8946 | 0.8946
$ | 555 | CC Solar 1 PPA | 1.6603 | 0 | 1.6603 | 0.07547 | 0.11321 | 0.15094 | 0.18868 | 0.18868 | 0.18868 | 0.22641 | 0.22641 | 0.15094 | 0.07547 | 0.037735 | 0.037735
$ | 555 | CC Solar 2 PPA | 1.6603 | 0 | 1.6603 | 0.07547 | 0.11321 | 0.15094 | 0.18868 | 0.18868 | 0.18868 | 0.22641 | 0.22641 | 0.15094 | 0.07547 | 0.037735 | 0.037735
$ | 555 | Emerald City Renewables PPA | 2821.0466 | 0 | 2821.0466 | 239.6037 | 216.4187 | 239.6037 | 231.8505 | 239.6037 | 231.8505 | 239.6037 | 239.6037 | 231.8505 | 239.6037 | 231.8505 | 239.6037
$ | 555 | Emerald City Renewables 2 PPA | 2830.125 | 0 | 2830.125 | 245.2775 | 207.5425 | 245.2775 | 226.41 | 245.2775 | 226.41 | 245.2775 | 245.2775 | 226.41 | 245.2775 | 226.41 | 245.2775
$ | 555 | Forest Farmstead PPA | 7.9768 | 0 | 7.9768 | 1.1182 | 1.1182 | 1.1182 | 1.1182 | 0.7455 | 0.52185 | 0.2982 | 0.1491 | 0.07455 | 0.22365 | 0.5964 | 0.8946
$ | 555 | Fumaria PPA | 852.9266 | 0 | 852.9266 | 20.054 | 41.1516 | 69.0333 | 89.0872 | 104.7428 | 113.987 | 124.2748 | 109.1412 | 83.0487 | 52.7069 | 28.1054 | 17.5938
$ | 555 | IKEA PPA | 23.2743 | 0 | 23.2743 | 0.018712 | 0.30609 | 1.4348 | 2.8246 | 4.3584 | 4.5547 | 4.2278 | 2.6652 | 1.7249 | 0.89185 | 0.19692 | 0.070307
$ | 555 | Knudson Wind Turbine PPA | 6.0992 | 0 | 6.0992 | 0.50827 | 0.50827 | 0.50827 | 0.50827 | 0.50827 | 0.50827 | 0.50827 | 0.50827 | 0.50827 | 0.50827 | 0.50827 | 0.50827
$ | 555 | Penstemon PPA | 852.9266 | 0 | 852.9266 | 20.054 | 41.1516 | 69.0333 | 89.0872 | 104.7428 | 113.987 | 124.2748 | 109.1412 | 83.0487 | 52.7069 | 28.1054 | 17.5938
$ | 555 | Skookumchuck Hydro PPA | 146.6465 | 0 | 146.6465 | 22.529 | 20.0681 | 19.4096 | 16.5675 | 8.3184 | 6.3774 | 4.2285 | 2.4262 | 6.0655 | 8.665 | 14.8691 | 17.122
$ | 555 | Smith Creek PPA | 4.194 | 0 | 4.194 | 0.699 | 0.699 | 0.699 | 0.6291 | 0.10485 | 0 | 0 | 0 | 0 | 0.10485 | 0.5592 | 0.699
$ | 555 | Sygitowicz PPA | 89.6837 | 0 | 89.6837 | 13.0463 | 8.7224 | 12.3753 | 13.419 | 8.2751 | 4.1748 | 1.3419 | 0 | 0.96915 | 4.3239 | 11.7789 | 11.257
$ | 555 | Urtica PPA | 852.9266 | 0 | 852.9266 | 20.054 | 41.1516 | 69.0333 | 89.0872 | 104.7428 | 113.987 | 124.2748 | 109.1412 | 83.0487 | 52.7069 | 28.1054 | 17.5938
$ | 447 | PSE hedges sales
$ | 555MP | PSE hedges purchases
$ | 555MP | Hourly Market Purchases
$ | 447 | Hourly Market Sales
$ | 555MP | EIM Market Purchases
$ | 447 | EIM Market Sales
$ |  | Total
Units | Acct. | Energy (MWh)
MWh | 555H | Lower Baker
MWh | 555H | Upper Baker
MWh | 555H | Snoqualmie Falls
MWh | 555H | Canadian Entitlement | -257989.81 | -232760.9921 | -25228.8179 | -21737.54 | -20189.24 | -21583.97 | -22096.33 | -22946.19 | -21246.47 | -22946.19 | -22946.19 | -20607.95 | -21282.42 | -20494.19 | -19913.13 | -18592.7578 | -17068.3477 | -20049.65 | -19128.34 | -20658.6074 | -19893.4727 | -19893.4727 | -20658.6074 | -19408.3262 | -19408.3262 | -19408.3262 | -18592.7578
MWh | 555H | Mid C Priest Rapids Project | 481876.78 | 462255.1325 | 19621.6475 | 41161.98 | 38767.94 | 38932.89 | 41443.22 | 48849.37 | 49741.21 | 47784.23 | 40010.88 | 28486.11 | 30050.05 | 36543.94 | 40104.96 | 46531.8105 | 39844.4062 | 34827.8496 | 36378.0039 | 47386.7246 | 46146.9804 | 44626.5215 | 36083.9656 | 26496.5459 | 27361.9766 | 36095.375 | 40474.9727
MWh | 555H | Mid C Rock Island | 898778.31 | 768308.4129 | 130469.8971 | 75993.09 | 70818.1 | 73516.88 | 75877.21 | 85923.35 | 88140.56 | 85883.03 | 78498.86 | 59270.64 | 61095.28 | 68677.22 | 75084.09 | 81952.97 | 68344.29 | 60165.4063 | 63764.36 | 56712.4258 | 81324.375 | 66885.65 | 62863.11 | 47951.6758 | 48394.28 | 62208.28 | 67741.59
MWh | 555H | Mid C Rocky Reach | 2088591.3 | 1793574.912 | 295016.388 | 180984.1 | 162533.8 | 168070.3 | 178021.4 | 217844.3 | 223429.9 | 203679.8 | 176881.3 | 123675.1 | 128617.3 | 153109.6 | 171744.4 | 179190.484 | 152664.172 | 132915.078 | 153625.922 | 178214.9 | 164323.7 | 173065.891 | 154797.25 | 104219.594 | 107359.508 | 139859.1 | 153339.313
MWh | 555H | Mid C Wells | 842297.85 | 1276966.2919 | -434668.4419 | 45280.5545 | 45370.9258 | 67995.1171 | 95704.7161 | 112111.6407 | 113613.4404 | 105900.8397 | 94766.5735 | 51317.7777 | 38175.8578 | 45503.6514 | 26556.7552 | 112955.852 | 98128.21 | 97771.91 | 111581.305 | 132400.625 | 124811.117 | 133386.266 | 118440.961 | 80017.56 | 80863.75 | 91617.5859 | 94991.15
MWh | 501 | Colstrip 3&4
MWh | 547 | Goldendale
MWh | 547 | Mint Farm
MWh | 547 | Sumas
MWh | 547 | Freddy 1
MWh | 547 | Encogen
MWh | 547 | Fredonia 1&2
MWh | 547 | Fredonia 3&4
MWh | 547 | Frederickson 1&2
MWh | 547 | Whitehorn 2&3
MWh | 547 | Ferndale
MWh | 547 | Crystal Mountain
MWh | 555 | Centralia coal PPA
MWh | 555WS | Lund Hill
MWh | 555WS | Skookumchuck
MWh | 555WS | Hopkins Ridge wind
MWh | 555WS | Wild Horse wind
MWh | 555WS | Wild Horse Expansion wind
MWh | 555WS | Lower Snake River wind
MWh | 555WS | Klondike III wind PPA
MWh | 555WS | Golden Hills wind PPA
MWh | 555WS | Clearwater wind PPA
MWh | 555 | Powerex summer peak PPA
MWh | 555 | Powerex winter peak PPA
MWh | 555H | Energy Keepers PPA
MWh | 555 | SPI Biomass PPA
MWh | 555 | Morgan Stanley PPA
MWh | 555H | Chelan P1 2023 RFP
MWh | 555H | Chelan P2 2023 RFP
MWh | 555H | Chelan P3 2023 RFP
MWh | 555H | Chelan P4 2023 RFP
MWh | 555 | Morgan Stanley P1 2023 RFP
MWh | 555 | Baker Replacement | 7140.358 | 7000.1307 | 140.2273 | 1817.347 | 1822.94 | 0 | 0 | 0 | 0 | 0 | 0 | 0 | 0 | 1750.033 | 1750.038 | 1750.0377 | 1750.0225 | 0 | 0 | 0 | 0 | 0 | 0 | 0 | 0 | 1750.0328 | 1750.0377
MWh | 555 | Glacier Battery Storage
MWh | 555 | PG&E Exchange | -0.03 | 0.0039 | -0.0339 | 128720.99 | 38706.97 | 0 | 0 | 0 | -44249.98 | -76308.98 | -138484.99 | -153956.01 | 0 | 101061.15 | 144510.82 | 52526.1629 | 45478.8535 | 0 | 0 | 0 | -56223.7444 | -105486.395 | -136797.25 | -114492.6056 | 0 | 129936.2775 | 185058.705
MWh | 555 | Point Roberts (BC Hydro) | 20725.668 | 20651.76 | 73.908 | 2499.446 | 2081.715 | 2033.746 | 1585.31 | 1355.903 | 1201.356 | 1327.259 | 1317.646 | 1239.199 | 1479.265 | 2062.85 | 2541.973 | 2499.84 | 2009.28 | 2031.12 | 1584 | 1354.08 | 1202.4 | 1324.32 | 1316.88 | 1238.4 | 1480.56 | 2066.4 | 2544.48
MWh | 555H | QF Koma Kulshan | 41320.608 | 41164.0972 | 156.5108 | 3010.224 | 1739.304 | 1416.576 | 3255.84 | 7082.88 | 6768.72 | 4338.264 | 2036.328 | 1970.64 | 3718.512 | 3769.92 | 2213.4 | 3037.4932 | 1744.7418 | 1717.6869 | 3454.1892 | 6914.3076 | 6479.9785 | 4378.194 | 1992.06 | 1976.4662 | 3644.1418 | 3703.6038 | 2121.2341
MWh | 555H | QF Twin Falls | 72236.688 | 71991.0039 | 245.6841 | 8323.872 | 7139.568 | 6813.552 | 10176.48 | 11412.96 | 7338.24 | 1849.584 | 71.424 | 1044 | 4181.28 | 7329.6 | 6556.128 | 7929.7007 | 6936.115 | 7406.371 | 10740.3838 | 11090.3613 | 7075.152 | 2060.5825 | 87.3456 | 1194.336 | 4153.752 | 7042.752 | 6274.152
MWh | 555H | QF Weeks Falls | 13284.7946 | 0 | 13284.7946 | 1528.375 | 1299.914 | 1252.051 | 1945.336 | 2235.478 | 1402.069 | 346.0388 | 10.6779 | 61.1726 | 681.1603 | 1331.424 | 1191.098 | 0 | 0 | 0 | 0 | 0 | 0 | 0 | 0 | 0 | 0 | 0 | 0
MWh | 555 | HF Sinclair March Point Cogen | 623420.46 | 0 | 623420.46 | 61433.57 | 50551.87 | 51621.7 | 44291.52 | 42632.69 | 46065.6 | 52861.2 | 52757.04 | 48807.36 | 56590.13 | 58353.12 | 57454.66 | 0 | 0 | 0 | 0 | 0 | 0 | 0 | 0 | 0 | 0 | 0 | 0
MWh | 555 | Schedule 91 contracts | 0 | 121637.036 | -121637.036 | 0 | 0 | 0 | 0 | 0 | 0 | 0 | 0 | 0 | 0 | 0 | 0 | 8730.1834 | 8423.7359 | 10277.6982 | 10850.1225 | 12301.1714 | 11699.818 | 12114.4653 | 11169.9586 | 9865.4463 | 9207.9648 | 8760.2712 | 8289.3078
MWh | 555 | 3Bar Wind PPA | 284 | 0 | 284 | 10 | 8 | 16 | 28 | 30 | 40 | 44 | 36 | 27 | 20 | 14 | 11 | 0 | 0 | 0 | 0 | 0 | 0 | 0 | 0 | 0 | 0 | 0 | 0
MWh | 555 | Black Creek PPA | 4068 | 0 | 4068 | 449 | 159 | 250 | 764 | 1195 | 361 | 51 | 17 | 43 | 145 | 520 | 114 | 0 | 0 | 0 | 0 | 0 | 0 | 0 | 0 | 0 | 0 | 0 | 0
MWh | 555 | Bloks Evergreen Dairy PPA | 144 | 0 | 144 | 12 | 12 | 12 | 12 | 12 | 12 | 12 | 12 | 12 | 12 | 12 | 12 | 0 | 0 | 0 | 0 | 0 | 0 | 0 | 0 | 0 | 0 | 0 | 0
MWh | 555 | CC Solar 1 PPA | 22 | 0 | 22 | 1 | 1.5 | 2 | 2.5 | 2.5 | 2.5 | 3 | 3 | 2 | 1 | 0.5 | 0.5 | 0 | 0 | 0 | 0 | 0 | 0 | 0 | 0 | 0 | 0 | 0 | 0
MWh | 555 | CC Solar 2 PPA | 22 | 0 | 22 | 1 | 1.5 | 2 | 2.5 | 2.5 | 2.5 | 3 | 3 | 2 | 1 | 0.5 | 0.5 | 0 | 0 | 0 | 0 | 0 | 0 | 0 | 0 | 0 | 0 | 0 | 0
MWh | 555 | Emerald City Renewables PPA | 37841 | 0 | 37841 | 3214 | 2903 | 3214 | 3110 | 3214 | 3110 | 3214 | 3214 | 3110 | 3214 | 3110 | 3214 | 0 | 0 | 0 | 0 | 0 | 0 | 0 | 0 | 0 | 0 | 0 | 0
MWh | 555 | Emerald City Renewables 2 PPA | 37500 | 0 | 37500 | 3250 | 2750 | 3250 | 3000 | 3250 | 3000 | 3250 | 3250 | 3000 | 3250 | 3000 | 3250 | 0 | 0 | 0 | 0 | 0 | 0 | 0 | 0 | 0 | 0 | 0 | 0
MWh | 555 | Forest Farmstead PPA | 107 | 0 | 107 | 15 | 15 | 15 | 15 | 10 | 7 | 4 | 2 | 1 | 3 | 8 | 12 | 0 | 0 | 0 | 0 | 0 | 0 | 0 | 0 | 0 | 0 | 0 | 0
MWh | 555 | Fumaria PPA | 11441 | 0 | 11441 | 269 | 552 | 926 | 1195 | 1405 | 1529 | 1667 | 1464 | 1114 | 707 | 377 | 236 | 0 | 0 | 0 | 0 | 0 | 0 | 0 | 0 | 0 | 0 | 0 | 0
MWh | 555 | IKEA PPA | 312.1967 | 0 | 312.1967 | 0.251 | 4.1059 | 19.2464 | 37.8883 | 58.4626 | 61.0957 | 56.7109 | 35.751 | 23.1372 | 11.9631 | 2.6414 | 0.94309 | 0 | 0 | 0 | 0 | 0 | 0 | 0 | 0 | 0 | 0 | 0 | 0
MWh | 555 | Knudson Wind Turbine PPA | 200.04 | 0 | 200.04 | 16.67 | 16.67 | 16.67 | 16.67 | 16.67 | 16.67 | 16.67 | 16.67 | 16.67 | 16.67 | 16.67 | 16.67 | 0 | 0 | 0 | 0 | 0 | 0 | 0 | 0 | 0 | 0 | 0 | 0
MWh | 555 | Penstemon PPA | 11441 | 0 | 11441 | 269 | 552 | 926 | 1195 | 1405 | 1529 | 1667 | 1464 | 1114 | 707 | 377 | 236 | 0 | 0 | 0 | 0 | 0 | 0 | 0 | 0 | 0 | 0 | 0 | 0
MWh | 555 | Skookumchuck Hydro PPA | 4231 | 0 | 4231 | 650 | 579 | 560 | 478 | 240 | 184 | 122 | 70 | 175 | 250 | 429 | 494 | 0 | 0 | 0 | 0 | 0 | 0 | 0 | 0 | 0 | 0 | 0 | 0
MWh | 555 | Smith Creek PPA | 120 | 0 | 120 | 20 | 20 | 20 | 18 | 3 | 0 | 0 | 0 | 0 | 3 | 16 | 20 | 0 | 0 | 0 | 0 | 0 | 0 | 0 | 0 | 0 | 0 | 0 | 0
MWh | 555 | Sygitowicz PPA | 1203 | 0 | 1203 | 175 | 117 | 166 | 180 | 111 | 56 | 18 | 0 | 13 | 58 | 158 | 151 | 0 | 0 | 0 | 0 | 0 | 0 | 0 | 0 | 0 | 0 | 0 | 0
MWh | 555 | Urtica PPA | 11441 | 0 | 11441 | 269 | 552 | 926 | 1195 | 1405 | 1529 | 1667 | 1464 | 1114 | 707 | 377 | 236 | 0 | 0 | 0 | 0 | 0 | 0 | 0 | 0 | 0 | 0 | 0 | 0
MWh | 447 | PSE hedges sales
MWh | 555MP | PSE hedges purchases
MWh | 555MP | Hourly Market Purchases
MWh | 447 | Hourly Market Sales
MWh | 555MP | EIM Market Purchases
MWh | 447 | EIM Market Sales
MWh |  | Total
Rate year: January 2024 through December 2024
Gas price 90-day average dates: 6/7/23 - 9/5/23
Shaded Information is Designated as CONFIDENTIAL per WAC 480-07-160
REDACTED
REDACTED
REDACTED
REDACTED
REDACTED
REDACTED
REDACTED
REDACTED
REDACTED
REDACTED
REDACTED
REDACTED
REDACTED
REDACTED
REDACTED
REDACTED
REDACTED
REDACTED
REDACTED
REDACTED
REDACTED
REDACTED
Note on C73: PSE hedges done out-of-model for 2024 PC update.

## Not in Aurora (R)
Puget Sound Energy
2024 Power Cost Update
Power Costs Not in Aurora
Acct. | ($ in thousands) | 2024 | 2022 GRC - Final Filing 2023 | 2024 - Final Filing 2023 | 2024-01-01 | 2024-02-01 | 2024-03-01 | 2024-04-01 | 2024-05-01 | 2024-06-01 | 2024-07-01 | 2024-08-01 | 2024-09-01 | 2024-10-01 | 2024-11-01 | 2024-12-01
501 | Colstrip 3&4 fixed fuel cost
555 | EIM GHG Benefit
555H | Mid C Priest Rapids Project
555H | Mid C Rock Island
555H | Mid C Rocky Reach
555H | Mid C Wells
555H | Chelan pre-payment amort. (Nov. 2011 - Oct. 2031)
565 | Transmission cost
565 | Chelan transmission cost
565 | Transmission re-assignments (test year order 56500100)
456 | Transport mark-to-model
547 | Fixed gas transportation cost
547 | Fixed Gas
547 | Index Gas
547 | Gas Storage
555MP | Wind integration cost
547 | Distillate fuel incremental costs
547 | Remove non-fuel peaker start cost
547 | Reduction to fuel cost (CCA)
447 | Reduction to market sales revenue (CCA)
447 | PSE hedges sales
555MP | PSE hedges purchases
555 | BPA capacity agreement fixed cost
555 | HF Sinclair March Point Cogen capacity fixed cost
555 | Golden Hills winter peak capacity fixed cost
555 | Golden Hills PTC Benefit
555 | Premiums / (discount) on physical index deals
557DR | Demand Response contract cost
555MP | Demand Response contract purchase reduction (benefit)
557 | Other power supply expense
| Total | 351577.4048 | 281545.3726 | 70032.0323 | -4976.8524 | 8338.8646 | 29505.0031 | 38590.8098 | 41646.8294 | 40584.0557 | 38242.8287 | 35863.2772 | 36814.1451 | 38758.6333 | 30014.4411 | 18195.3693
Summary of costs not in Aurora
501 | Coal fuel | 319.25 | 319.25 | 0 | 26.6042 | 26.6042 | 26.6042 | 26.6042 | 26.6042 | 26.6042 | 26.6042 | 26.6042 | 26.6042 | 26.6042 | 26.6042 | 26.6042
547 | Natural gas fuel | 48315.9944 | 50268.2065 | -1952.2121 | -8349.3858 | -3717.1444 | 6213.2659 | 6286.0804 | 7918.1234 | 7367.1439 | 6665.9493 | 6070.614 | 6706.9672 | 6515.9662 | 5532.9453 | 1105.469
555WS | Wind and solar purchases | 0 | 0 | 0 | 0 | 0 | 0 | 0 | 0 | 0 | 0 | 0 | 0 | 0 | 0 | 0
555H | Hydro purchases | 235146.5997 | 192548.6503 | 42597.9493 | 18925.8716 | 18899.4435 | 19168.8298 | 19208.9241 | 19313.6268 | 19313.0461 | 20066.6724 | 19921.1229 | 19053.2367 | 20451.46 | 20521.5872 | 20302.7785
555 | Other contract purchases and interchange | 20788.3032 | 14276.6818 | 6511.6214 | 2366.9255 | 2392.5634 | 1488.9738 | 1476.2748 | 1150.643 | 1234.2443 | 1322.6262 | 1320.8594 | 1281.9001 | 1385.5032 | 2347.8202 | 3019.9693
555MP | Market purchases | 3265.4237 | 2635.8829 | 629.5408 | -73.3168 | -73.3168 | -73.3168 | 857.8784 | 1747.4528 | 1319.9432 | -73.3168 | -73.3168 | -73.3168 | -73.3168 | -73.3168 | -73.3168
447 | Secondary sales | 0 | 0 | 0 | 0 | 0 | 0 | 0 | 0 | 0 | 0 | 0 | 0 | 0 | 0 | 0
565 | Transmission | 151508.4887 | 135051.8702 | 16456.6185 | 13499.021 | 13230.0827 | 12658.7188 | 12474.6521 | 11852.4231 | 12165.9705 | 12647.2181 | 12609.4448 | 12718.1778 | 12595.1117 | 12605.7337 | 12451.9344
456 | Other revenues | -136311.8345 | -130266.7552 | -6045.0793 | -33751.337 | -24798.1331 | -12356.8376 | -4118.3692 | -2740.809 | -3221.6615 | -4791.6896 | -6390.8163 | -5278.1891 | -4521.4601 | -13325.6977 | -21016.8343
557DR | Demand Response | 11391.237 | 0 | 11391.237 | 949.2698 | 949.2698 | 949.2698 | 949.2698 | 949.2698 | 949.2698 | 949.2698 | 949.2698 | 949.2698 | 949.2698 | 949.2698 | 949.2698
557 | Other power supply expense | 17153.9426 | 16711.586 | 442.3566 | 1429.4952 | 1429.4952 | 1429.4952 | 1429.4952 | 1429.4952 | 1429.4952 | 1429.4952 | 1429.4952 | 1429.4952 | 1429.4952 | 1429.4952 | 1429.4952
| Total Power Costs Not in Aurora | 351577.4048 | 281545.3726 | 70032.0323 | -4976.8524 | 8338.8646 | 29505.0031 | 38590.8098 | 41646.8294 | 40584.0557 | 38242.8287 | 35863.2772 | 36814.1451 | 38758.6333 | 30014.4411 | 18195.3693
Rate year: January 2024 through December 2024
Gas price 90-day average dates: 6/7/23 - 9/5/23
REDACTED
REDACTED
Shaded Information is Designated as CONFIDENTIAL per WAC 480-07-160
Note on B28: Trost, Daniela: For 2022 GRC, PSE hedges purchases/sales were in Aurora total

## WA CCA (R)
Puget Sound Energy
2024 Power Cost Update
Dispatch Adjustment for WA CCA
| Total energy supply/load from "Aurora total" | 2024-01-01 | 2024-02-01 | 2024-03-01 | 2024-04-01 | 2024-05-01 | 2024-06-01 | 2024-07-01 | 2024-08-01 | 2024-09-01 | 2024-10-01 | 2024-11-01 | 2024-12-01 | 2024 Total |  |  | WA CCA
| CETA-eligible renewables | [12 empty] | 0 |  |  | 2024 allowance price | 70.5
| Colstrip | [12 empty] | 0 |  |  | Coal factor | 1.0614
| Gas-fired generation | [12 empty] | 0 |  |  | GFG factor | 0.4354
| Centralia PPA | [12 empty] | 0 |  |  | Unspecified factor | 0.437
| Unpsecified contracts | [12 empty] | 0 |  |  | Renewables factor | 0
| PG&E exchange | [12 empty] | 0
| Market purchases | [12 empty] | 0
| Market sales | [12 empty] | 0
| Total | [12 empty] | 0
| check load | 0 | 0 | 0 | 0 | 0 | 0 | 0 | 0 | 0 | 0 | 0 | 0
Resources used to serve load (eligible for no-cost allowances)
| CETA renewables | [12 empty] | 0
| Colstrip | [12 empty] | 0
| Gas-fired generation | [12 empty] | 0
| Unpsecified/market purchases | [12 empty] | 0
| Other non-emitting (Centralia PPA) | [12 empty] | 0
| Total resources for retail load (MWh) | [12 empty] | 0
| Total emissions for retail load (metric tons) | 550907.157 | 539943.4067 | 534504.0747 | 480669.6801 | 269185.5759 | 264643.6343 | 439400.2371 | 496979.0966 | 488574.366 | 571505.011 | 621201.4295 | 723156.1483 | 5980669.8173
Resources used for wholesale sales/exchange out (PSE must purchase allowances)
| CETA renewables | [12 empty] | 0
| Colstrip | [12 empty] | 0
| Gas-fired generation | [12 empty] | 0
| Unspecified/market purchases | [12 empty] | 0
| Other non-emitting (Centralia PPA) | [12 empty] | 0
| Total resources for wholesale sales | [12 empty] | 0
| check against total wholesale sales/exchange out | 4.3656e-10 | -4.9477e-10 | -2.3283e-10 | 3.4925e-10 | 9.0222e-10 | -1.9645e-10 | -2.4738e-10 | 0 | 3.4925e-10 | -5.8208e-10 | 5.2387e-10 | 4.6566e-10
| Total emissions for wholesale sales (metric tons) | 0 | 0 | 29854.6601 | 69386.8513 | 0 | 119357.6938 | 199665.1982 | 220665.6996 | 240288.7956 | 105672.8507 | 21372.4508 | 0 | 1006264.1999 | >>> | Before re-dispatch adjustments
Cost per MWh of gas generation (before any allowance costs)
Revenue per MWh of wholesale sales
Average margin on sales of gas generation
| CCA allowance cost per MWh of gas generation | 30.6957 | 30.6957 | 30.6957 | 30.6957 | 30.6957 | 30.6957 | 30.6957 | 30.6957 | 30.6957 | 30.6957 | 30.6957 | 30.6957
| Reduction to gas generation considering allowance cost in dispatch (MWh) | [12 empty] | 1361677.5242
| Power cost impact of lower fuel cost | [12 empty] | 0 | >>> | Adjustment to fuel cost in FERC 547
| Power cost impact of lower wholesale sales revenue | [12 empty] | 0 | >>> | Adjustment to wholesale sales revenue in FERC 447
| Net impact to power cost | [12 empty] | 0
| Reduction to emissions (metric tons) | [12 empty] | 592874.394
| Reduction to allowance purchase costs | [12 empty] | 41501207.5814
Shaded Information is Designated as CONFIDENTIAL per WAC 480-07-160
REDACTED
REDACTED
REDACTED
REDACTED
REDACTED
REDACTED

## DR contract benefit (R)
Puget Sound Energy
2024 Power Cost Update
Response to AWEC comments Attachment A
Demand response contract benefis
DR Program | Summer | Winter | Total | # Summer Hours | # Winter Hours | # Summer MWh | # Winter MWh
AutoGrid | 150906.392 | 262302.84 | 413209.232 | 60 | 60
EnelX | 34028.1 | 234306 | 268334.1 | 32 | 32
Opower | 47676.47 | 150581.26 | 198257.73 | 60 | 60
Total | 232610.962 | 647190.1 | 879801.062
The calculation ranks demand by hour in each season. The 60 or 32 highest demand hours each have demand reduced by the DR program MW
REDACTED
Shaded Information is Designated as CONFIDENTIAL per WAC 480-07-160

## Colstrip fixed fuel (R)
Puget Sound Energy
2024 Power Cost Update
Colstrip Fixed Fuel Costs
Colstrip Units 3 & 4
PSE share of costs ($ in thousands) |  | 2024 | 2022 GRC - Final Filing 2023 | 2024 - Final Filing 2023
| Months in rate year | 12 | 12
Fixed fuel charges:
Western Energy Co AOP:
Fixed costs
Over-riding royalties and return on investment
Production taxes
Royalties (and prod tax on royalties)
Total WEC fixed cost
Talen Business Plan:
Diesel (50143)
Total Talen fixed cost
PSE share of fixed costs
Monthly fixed costs
Rate year: January 2024 through December 2024
Shaded information is designated as confidential per Protective Order in Dockets UE-220066 and UG-220067
Shaded Information is Designated as CONFIDENTIAL per WAC 480-07-160
REDACTED

## EIM GHG benefits
Puget Sound Energy
2024 Power Cost Update
Historical Actual EIM Greenhouse Gas Net Revenue
| 2017 | 2018 | 2019 | 2020 | 2021 | 2022 | Average
CAISO GHG revenue | 1943656.8477 | 2152131.9502 | 2094265.8143 | 2475190.1087 | 4518245.71 | 2776662.85 | 2660025.5468
Cost of California Carbon Allowances | -2218.4 | -9727.97 | -16928.73 | -73536.75 | -366170.85 | -150353.28 | -103155.9967
Net EIM GHG benefit | 1941438.4477 | 2142403.9802 | 2077337.0843 | 2401653.3587 | 4152074.86 | 2626309.57 | 2556869.5501
[6 empty] | Rate-year power cost adjustment for EIM GHG benefits: | -2556869.5501

## Mid C summary (R)
Puget Sound Energy
2024 Power Cost Update
Mid Columbia Contracts Costs
| 31 | 29 | 31 | 30 | 31 | 30 | 31 | 31 | 30 | 31 | 30 | 31 | 2024 | 2022 GRC - Final Filing 2023 | 2024 - Final Filing 2023
| 2024-01-01 | 2024-02-01 | 2024-03-01 | 2024-04-01 | 2024-05-01 | 2024-06-01 | 2024-07-01 | 2024-08-01 | 2024-09-01 | 2024-10-01 | 2024-11-01 | 2024-12-01
Chelan PUD Rocky Reach
O&M charges
Debt services
Other charges
Total Rocky Reach cost (FERC 555)
Chelan PUD Rock Island
O&M charges
Debt services
Other charges
Total Rock Island cost (FERC 555)
Chelan 5% slice
Chelan 38 5% slice (Jan. 2024 - Dec. 2028)
Douglas PUD Wells Project
Long-term PPA fixed charges
Long-term PPA variable charges
Wells CEA Amendment Out of Model Cost ($)
Total long-term PPA cost
Wells Colville slice PPA cost
Total Douglas Wells cost (FERC 555)
Grant PUD Priest Rapids Project (WAN and PRD)
Additional Surplus Product O&M charges
Additional Surplus Product debt service charges
Reasonable Portion Costs
Reasonable Portion Revenue
Meaningful Priority cost
Total Grant cost (FERC 555)
Chelan pre-payment amort. (Nov. 2011 - Oct. 2031)
Rate year: January 2024 through December 2024
Shaded information is designated as confidential per Protective Order in Dockets UE-220066 and UG-220067
Shaded Information is Designated as CONFIDENTIAL per WAC 480-07-160
REDACTED
REDACTED
REDACTED
REDACTED
REDACTED
REDACTED
REDACTED
REDACTED
REDACTED
REDACTED
REDACTED
REDACTED

## Transmission (R)
Puget Sound Energy
2024 Power Cost Update
Rate Year Transmission Costs
|  | 2024-01-01 | 2024-02-01 | 2024-03-01 | 2024-04-01 | 2024-05-01 | 2024-06-01 | 2024-07-01 | 2024-08-01 | 2024-09-01 | 2024-10-01 | 2024-11-01 | 2024-12-01 | 2024 | 2022 GRC - Final Filing 2023 | 2024 - Final Filing 2023
CAPACITY
Point-to-point (PTP)
| Grant Priest Rapids / Midway (MW) | 5 | 5 | 5 | 5 | 5 | 5 | 5 | 5 | 5 | 5 | 5 | 5 | 5 | 5 | 0
| Grant Priest Rapids / Midway (MW) | 100 | 100 | 100 | 100 | 100 | 100 | 100 | 100 | 100 | 100 | 100 | 100 | 100 | 100 | 0
| Grant Priest Rapids / Midway (MW) | 150 | 150 | 150 | 150 | 150 | 150 | 150 | 150 | 150 | 150 | 150 | 150 | 150 | 150 | 0
| Rock Island (MW) | 400 | 400 | 400 | 400 | 400 | 400 | 400 | 400 | 400 | 400 | 400 | 400 | 400 | 400 | 0
| Rocky Reach (MW) | 160 | 160 | 160 | 160 | 160 | 160 | 160 | 160 | 160 | 160 | 160 | 160 | 160 | 160 | 0
| Rocky Reach (MW) | 200 | 200 | 200 | 200 | 200 | 200 | 200 | 200 | 200 | 200 | 200 | 200 | 200 | 200 | 0
| Rocky Reach (MW) | 180 | 180 | 180 | 180 | 180 | 180 | 180 | 180 | 180 | 180 | 180 | 180 | 180 | 180 | 0
| Wanapum / Vantage (MW) | 120 | 120 | 120 | 120 | 120 | 120 | 120 | 120 | 120 | 120 | 120 | 120 | 120 | 120 | 0
| Wanapum / Vantage (MW) | 5 | 5 | 5 | 5 | 5 | 5 | 5 | 5 | 5 | 5 | 5 | 5 | 5 | 5 | 0
| Wanapum / Vantage (MW) | 100 | 100 | 100 | 100 | 100 | 100 | 100 | 100 | 100 | 100 | 100 | 100 | 100 | 100 | 0
| Wanapum / Vantage (MW) | 169 | 169 | 169 | 169 | 169 | 169 | 169 | 169 | 169 | 169 | 169 | 169 | 169 | 169 | 0
| Wanapum / Vantage / MIDCREMOTE (MW) | 23 | 23 | 23 | 23 | 23 | 23 | 23 | 23 | 23 | 23 | 23 | 23 | 23 | 23 | 0
| Wanapum / Vantage (redirect from HR, MW) | 3 | 3 | 3 | 3 | 3 | 3 | 3 | 3 | 3 | 3 | 3 | 3 | 3 | 3 | 0
| Vantage MIDC 230kV (MW) | 50 | 50 | 50 | 50 | 50 | 50 | 50 | 50 | 50 | 50 | 50 | 50 | 50 | 50 | 0
| Vantage Energize Eastside (MW) | 50 | 50 | 50 | 50 | 50 | 50 | 50 | 50 | 50 | 50 | 50 | 50 | 50 | 50 | 0
| Douglas / Wells (converted from IR, MW) | 266 | 266 | 266 | 266 | 266 | 266 | 266 | 266 | 266 | 266 | 266 | 266 | 266 | 266 | 0
| Wells / Sickler (MW) | 50 | 50 | 50 | 50 | 50 | 50 | 50 | 50 | 50 | 50 | 50 | 50 | 50 | 50 | 0
| Klahanie / Newpoint (9/1/2018 - 9/1/2023, MW) | 30 | 30 | 30 | 30 | 30 | 30 | 30 | 30 | 30 | 30 | 30 | 30 | 30 | 30 | 0
| Talen BPA (MW) | 50 | 50 | 50 | 50 | 50 | 50 | 50 | 50 | 50 | 50 | 50 | 50 | 50 | 50 | 0
| Montana / Garrison (MW) | 94 | 94 | 94 | 94 | 94 | 94 | 94 | 94 | 94 | 94 | 94 | 94 | 94 | 94 | 0
| Covington / Clymer (MW) | 5 | 5 | 5 | 5 | 5 | 5 | 5 | 5 | 5 | 5 | 5 | 5 | 5 | 5 | 0
| CW Paul /Centralia (MW) | 100 | 100 | 100 | 100 | 100 | 100 | 100 | 100 | 100 | 100 | 100 | 100 | 100 | 100 | 0
| Freddy 1 (MW) | 137 | 137 | 137 | 137 | 137 | 137 | 137 | 137 | 137 | 137 | 137 | 137 | 137 | 137 | 0
| Hopkins Ridge (MW) | 154 | 154 | 154 | 154 | 154 | 154 | 154 | 154 | 154 | 154 | 154 | 154 | 154 | 154 | 0
| LSR (original, MW) | 200 | 200 | 200 | 200 | 200 | 200 | 200 | 200 | 200 | 200 | 200 | 200 | 200 | 200 | 0
| LSR (June 2012 addition, MW) | 50 | 50 | 50 | 50 | 50 | 50 | 50 | 50 | 50 | 50 | 50 | 50 | 50 | 50 | 0
| LSR (January 2016 increase, MW) | 90 | 90 | 90 | 90 | 90 | 90 | 90 | 90 | 90 | 90 | 90 | 90 | 90 | 90 | 0
| Klondike PPA (MW) | 50 | 50 | 50 | 50 | 50 | 50 | 50 | 50 | 50 | 50 | 50 | 50 | 50 | 50 | 0
| Goldendale (MW) | 250 | 250 | 250 | 250 | 250 | 250 | 250 | 250 | 250 | 250 | 250 | 250 | 250 | 250 | 0
| Goldendale (MW) | 20 | 20 | 20 | 20 | 20 | 20 | 20 | 20 | 20 | 20 | 20 | 20 | 20 | 20 | 0
| Goldendale (MW) | 27 | 27 | 27 | 27 | 27 | 27 | 27 | 27 | 27 | 27 | 27 | 27 | 27 | 27 | 0
| Goldendale (MW) | 18 | 18 | 18 | 18 | 18 | 18 | 18 | 18 | 18 | 18 | 18 | 18 | 18 | 18 | 0
| Mint Farm (MW) | 293 | 293 | 293 | 293 | 293 | 293 | 293 | 293 | 293 | 293 | 293 | 293 | 293 | 293 | 0
| Mint Farm (MW) | 27 | 27 | 27 | 27 | 27 | 27 | 27 | 27 | 27 | 27 | 27 | 27 | 27 | 27 | 0
| Mint Farm (station service, MW) | 8 | 8 | 8 | 8 | 8 | 8 | 8 | 8 | 8 | 8 | 8 | 8 | 8 | 8 | 0
| PG&E South (contract months, MW) | 300 | 300 | 300 | 300 | 300 | 300 | 300 | 300 | 300 | 300 | 300 | 300 | 300 | 300 | 0
| PG&E North (contract months, MW) | 300 | 300 | 300 | 300 | 300 | 300 | 300 | 300 | 300 | 300 | 300 | 300 | 300 | 300 | 0
| Colstrip GARR-CHR demand (MW) | 663 | 663 | 663 | 663 | 663 | 663 | 663 | 663 | 663 | 663 | 663 | 663 | 663 | 663 | 0
| Total long-term transmission capacity (MW) | 4897 | 4897 | 4897 | 4897 | 4897 | 4897 | 4897 | 4897 | 4897 | 4897 | 4897 | 4897 | 4897 | 4907 | -10
RATES
| Long-term PTP ($/kW/month) | 1.648 | 1.648 | 1.648 | 1.648 | 1.648 | 1.648 | 1.648 | 1.648 | 1.648 | 1.648 | 1.648 | 1.648 | 1.648 | 1.648 | 0
| Scheduling, syst. control, & dispatch ($/kW/month) | 0.316 | 0.316 | 0.316 | 0.316 | 0.316 | 0.316 | 0.316 | 0.316 | 0.316 | 0.316 | 0.316 | 0.316 | 0.316 | 0.316 | 0
| Spinning Reserve ($/MWh) | 11.05 | 11.05 | 11.05 | 11.05 | 11.05 | 11.05 | 11.05 | 11.05 | 11.05 | 11.05 | 11.05 | 11.05 | 11.05 | 11.05 | 0
| Supplemental Reserve ($/MWh) | 7.22 | 7.22 | 7.22 | 7.22 | 7.22 | 7.22 | 7.22 | 7.22 | 7.22 | 7.22 | 7.22 | 7.22 | 7.22 | 7.22 | 0
| Regulating Reserves ($/kW/month) | 0.981 | 0.981 | 0.981 | 0.981 | 0.981 | 0.981 | 0.981 | 0.981 | 0.981 | 0.981 | 0.981 | 0.981 | 0.981 | 0.981 | 0
| Following Reserves ($/kW/month) | [14 empty] | 0
| Imbalance Reserves ($/kW/month) | [14 empty] | 0
| Avangrid Operating Reserves Rate $/MWH | 0.2678 | 0.2678 | 0.2678 | 0.2678 | 0.2678 | 0.2678 | 0.2678 | 0.2678 | 0.2678 | 0.2678 | 0.2678 | 0.2678 | 0.2678 | 0.2678 | 0
| Avangrid WIC charges - Klondike III ($/kW/month) | 1.15 | 1.15 | 1.15 | 1.15 | 1.15 | 1.15 | 1.15 | 1.15 | 1.15 | 1.15 | 1.15 | 1.15 | 1.15 | 1.15 | 0
| TEMU Operating Reverves -Centralia ($MWH) | 0.3285 | 0.3285 | 0.3285 | 0.3285 | 0.3285 | 0.3285 | 0.3285 | 0.3285 | 0.3285 | 0.3285 | 0.3285 | 0.3285 | 0.3285 | 0.3285 | 0
| Energy Imbalance Service - HR (calculated rate, $/MWh) | 1.2979 | 1.2768 | 1.0274 | 0.68716 | 0.4936 | 0.63076 | 1.3344 | 1.7197 | 1.4383 | 1.1935 | 1.1815 | 1.3866 | 1.139 | 1.2039 | -0.064901
| Energy Imbalance Service - LSR(calculated rate, $/MWh) | 1.3566 | 1.0739 | 0.89635 | 0.66188 | 0.48836 | 0.58858 | 1.0779 | 1.6105 | 1.2127 | 1.3201 | 1.0681 | 1.3556 | 1.0592 | 1.1204 | -0.061155
CHARGES
12195 | Priest Rapids / Midway (MW) | 255 | 255 | 255 | 255 | 255 | 255 | 255 | 255 | 255 | 255 | 255 | 255 | 255 | 255 | 0
| Long-term PTP charges ($) | 420240 | 420240 | 420240 | 420240 | 420240 | 420240 | 420240 | 420240 | 420240 | 420240 | 420240 | 420240 | 5042880 | 5042880 | 0
| Scheduling & dispatch charges ($) | 80580 | 80580 | 80580 | 80580 | 80580 | 80580 | 80580 | 80580 | 80580 | 80580 | 80580 | 80580 | 966960 | 966960 | 0
| Total Priest Rapids / Midway charges ($) | 500820 | 500820 | 500820 | 500820 | 500820 | 500820 | 500820 | 500820 | 500820 | 500820 | 500820 | 500820 | 6009840 | 6009840 | 0
12195 | Rock Island (MW) | 400 | 400 | 400 | 400 | 400 | 400 | 400 | 400 | 400 | 400 | 400 | 400 | 400 | 400
| Long-term PTP charges ($) | 659200 | 659200 | 659200 | 659200 | 659200 | 659200 | 659200 | 659200 | 659200 | 659200 | 659200 | 659200 | 7910400 | 7910400 | 0
| Scheduling & dispatch charges ($) | 126400 | 126400 | 126400 | 126400 | 126400 | 126400 | 126400 | 126400 | 126400 | 126400 | 126400 | 126400 | 1516800 | 1516800 | 0
| Total Rock Island charges ($) | 785600 | 785600 | 785600 | 785600 | 785600 | 785600 | 785600 | 785600 | 785600 | 785600 | 785600 | 785600 | 9427200 | 9427200 | 0
12195 | Rocky Reach (MW) | 540 | 540 | 540 | 540 | 540 | 540 | 540 | 540 | 540 | 540 | 540 | 540 | 540 | 540 | 0
| Long-term PTP charges ($) | 889920 | 889920 | 889920 | 889920 | 889920 | 889920 | 889920 | 889920 | 889920 | 889920 | 889920 | 889920 | 10679040 | 10679040 | 0
| Scheduling & dispatch charges ($) | 170640 | 170640 | 170640 | 170640 | 170640 | 170640 | 170640 | 170640 | 170640 | 170640 | 170640 | 170640 | 2047680 | 2047680 | 0
| Total Rocky Reach charges ($) | 1060560 | 1060560 | 1060560 | 1060560 | 1060560 | 1060560 | 1060560 | 1060560 | 1060560 | 1060560 | 1060560 | 1060560 | 12726720 | 12726720 | 0
12195 | Wanapum / Vantage (MW) | 520 | 520 | 520 | 520 | 520 | 520 | 520 | 520 | 520 | 520 | 520 | 520 | 520 | 520 | 0
| Long-term PTP charges ($) | 856960 | 856960 | 856960 | 856960 | 856960 | 856960 | 856960 | 856960 | 856960 | 856960 | 856960 | 856960 | 10283520 | 10283520 | 0
| Scheduling & dispatch charges ($) | 164320 | 164320 | 164320 | 164320 | 164320 | 164320 | 164320 | 164320 | 164320 | 164320 | 164320 | 164320 | 1971840 | 1971840 | 0
| Total Wanapum / Vantage charges ($) | 1021280 | 1021280 | 1021280 | 1021280 | 1021280 | 1021280 | 1021280 | 1021280 | 1021280 | 1021280 | 1021280 | 1021280 | 12255360 | 12255360 | 0
| Wells / Sickler (MW) | 316 | 316 | 316 | 316 | 316 | 316 | 316 | 316 | 316 | 316 | 316 | 316 | 316 | 316 | 0
12195 | Long-term PTP charges ($) | 520768 | 520768 | 520768 | 520768 | 520768 | 520768 | 520768 | 520768 | 520768 | 520768 | 520768 | 520768 | 6249216 | 6249216 | 0
| Scheduling & dispatch charges ($) | 99856 | 99856 | 99856 | 99856 | 99856 | 99856 | 99856 | 99856 | 99856 | 99856 | 99856 | 99856 | 1198272 | 1198272 | 0
| Total Wells / Sickler charges ($) | 620624 | 620624 | 620624 | 620624 | 620624 | 620624 | 620624 | 620624 | 620624 | 620624 | 620624 | 620624 | 7447488 | 7447488 | 0
12195 | Garrison (Talen) BPA (MW) | 50 | 50 | 50 | 50 | 50 | 50 | 50 | 50 | 50 | 50 | 50 | 50 | 50 | 50 | 0
| Long-term PTP charges ($) | 82400 | 82400 | 82400 | 82400 | 82400 | 82400 | 82400 | 82400 | 82400 | 82400 | 82400 | 82400 | 988800 | 988800 | 0
| Scheduling & dispatch charges ($) | 15800 | 15800 | 15800 | 15800 | 15800 | 15800 | 15800 | 15800 | 15800 | 15800 | 15800 | 15800 | 189600 | 189600 | 0
| Total Garrison (Talen) BPA charges ($) | 98200 | 98200 | 98200 | 98200 | 98200 | 98200 | 98200 | 98200 | 98200 | 98200 | 98200 | 98200 | 1178400 | 1178400 | 0
12195 | Montana / Garrison (MW) | 94 | 94 | 94 | 94 | 94 | 94 | 94 | 94 | 94 | 94 | 94 | 94 | 94 | 94 | 0
| Long-term PTP charges ($) | 154912 | 154912 | 154912 | 154912 | 154912 | 154912 | 154912 | 154912 | 154912 | 154912 | 154912 | 154912 | 1858944 | 1858944 | 0
| Scheduling & dispatch charges ($) | 29704 | 29704 | 29704 | 29704 | 29704 | 29704 | 29704 | 29704 | 29704 | 29704 | 29704 | 29704 | 356448 | 356448 | 0
| Total Montana / Garrison charges ($) | 184616 | 184616 | 184616 | 184616 | 184616 | 184616 | 184616 | 184616 | 184616 | 184616 | 184616 | 184616 | 2215392 | 2215392 | 0
| Klahanie / Newpoint (MW) | 30 | 30 | 30 | 30 | 30 | 30 | 30 | 30 | 30 | 30 | 30 | 30 | 30 | 30 | 0
12195 | Long-term PTP charges ($) | 49440 | 49440 | 49440 | 49440 | 49440 | 49440 | 49440 | 49440 | 49440 | 49440 | 49440 | 49440 | 593280 | 593280 | 0
| Scheduling & dispatch charges ($) | 9480 | 9480 | 9480 | 9480 | 9480 | 9480 | 9480 | 9480 | 9480 | 9480 | 9480 | 9480 | 113760 | 113760 | 0
| Total Klahanie / Newpoint charges ($) | 58920 | 58920 | 58920 | 58920 | 58920 | 58920 | 58920 | 58920 | 58920 | 58920 | 58920 | 58920 | 707040 | 707040 | 0
12195 | Covington for Clymer (MW) | 5 | 5 | 5 | 5 | 5 | 5 | 5 | 5 | 5 | 5 | 5 | 5 | 5 | 5 | 0
| Long-term PTP charges ($) | 8240 | 8240 | 8240 | 8240 | 8240 | 8240 | 8240 | 8240 | 8240 | 8240 | 8240 | 8240 | 98880 | 98880 | 0
| Scheduling & dispatch charges ($) | 1580 | 1580 | 1580 | 1580 | 1580 | 1580 | 1580 | 1580 | 1580 | 1580 | 1580 | 1580 | 18960 | 18960 | 0
| Total Covington for Clymer charges ($) | 9820 | 9820 | 9820 | 9820 | 9820 | 9820 | 9820 | 9820 | 9820 | 9820 | 9820 | 9820 | 117840 | 117840 | 0
12195 | CW Paul / Centralia (MW) | 100 | 100 | 100 | 100 | 100 | 100 | 100 | 100 | 100 | 100 | 100 | 100 | 100 | 100 | 0
| Long-term PTP charges ($) | 164800 | 164800 | 164800 | 164800 | 164800 | 164800 | 164800 | 164800 | 164800 | 164800 | 164800 | 164800 | 1977600 | 1977600 | 0
| Scheduling & dispatch charges ($) | 31600 | 31600 | 31600 | 31600 | 31600 | 31600 | 31600 | 31600 | 31600 | 31600 | 31600 | 31600 | 379200 | 379200 | 0
| Total CW Paul /Centralia charges ($) | 196400 | 196400 | 196400 | 196400 | 196400 | 196400 | 196400 | 196400 | 196400 | 196400 | 196400 | 196400 | 2356800 | 2356800 | 0
| Total Mid-C and market purchases | 4536840 | 4536840 | 4536840 | 4536840 | 4536840 | 4536840 | 4536840 | 4536840 | 4536840 | 4536840 | 4536840 | 4536840 | 54442080 | 54677760 | -235680
11539 | Freddy 1 (MW) | 137 | 137 | 137 | 137 | 137 | 137 | 137 | 137 | 137 | 137 | 137 | 137 | 137 | 137 | 0
| Short Distance Discount | -36853 | -36852 | -36851 | -36850 | -36849 | -36848 | -36847 | -36846 | -36845 | -36844 | -36843 | -36842 | -442170 | -442236 | 66
| Long-term PTP charges ($) | 225776 | 225776 | 225776 | 225776 | 225776 | 225776 | 225776 | 225776 | 225776 | 225776 | 225776 | 225776 | 2709312 | 2709312 | 0
| Scheduling & dispatch charges ($) | 43292 | 43292 | 43292 | 43292 | 43292 | 43292 | 43292 | 43292 | 43292 | 43292 | 43292 | 43292 | 519504 | 519504 | 0
| Total Freddy 1 charges ($) | 232215 | 232216 | 232217 | 232218 | 232219 | 232220 | 232221 | 232222 | 232223 | 232224 | 232225 | 232226 | 2786646 | 2786580 | 66
12195 | Goldendale (MW) | 315 | 315 | 315 | 315 | 315 | 315 | 315 | 315 | 315 | 315 | 315 | 315 | 315 | 315 | 0
| Long-term PTP charges ($) | 519120 | 519120 | 519120 | 519120 | 519120 | 519120 | 519120 | 519120 | 519120 | 519120 | 519120 | 519120 | 6229440 | 6229440 | 0
| Scheduling & dispatch charges ($) | 99540 | 99540 | 99540 | 99540 | 99540 | 99540 | 99540 | 99540 | 99540 | 99540 | 99540 | 99540 | 1194480 | 1194480 | 0
| Klickitat County PUD charges ($) | 114216 | 114217 | 114218 | 114219 | 114220 | 114221 | 114222 | 114223 | 114224 | 114225 | 114226 | 114227 | 1370658 | 1370592 | 66
| Total Goldendale charges ($) | 732876 | 732877 | 732878 | 732879 | 732880 | 732881 | 732882 | 732883 | 732884 | 732885 | 732886 | 732887 | 8794578 | 8794512 | 66
12195 | Mint Farm (MW) | 328 | 328 | 328 | 328 | 328 | 328 | 328 | 328 | 328 | 328 | 328 | 328 | 328 | 328 | 0
| Long-term PTP charges ($) | 540544 | 540544 | 540544 | 540544 | 540544 | 540544 | 540544 | 540544 | 540544 | 540544 | 540544 | 540544 | 6486528 | 6486528 | 0
| Scheduling & dispatch charges ($) | 103648 | 103648 | 103648 | 103648 | 103648 | 103648 | 103648 | 103648 | 103648 | 103648 | 103648 | 103648 | 1243776 | 1243776 | 0
| Total Mint Farm charges ($) | 644192 | 644192 | 644192 | 644192 | 644192 | 644192 | 644192 | 644192 | 644192 | 644192 | 644192 | 644192 | 7730304 | 7730304 | 0
| Total Gas Fired Generation | 1609283 | 1609285 | 1609287 | 1609289 | 1609291 | 1609293 | 1609295 | 1609297 | 1609299 | 1609301 | 1609303 | 1609305 | 19311528 | 19311396 | 132
12195 | PG&E South (MW) | 300 | 300 | 300 | 300 | 300 | 300 | 300 | 300 | 300 | 300 | 300 | 300 | 300 | 300 | 0
| PG&E North (MW) | 300 | 300 | 300 | 300 | 300 | 300 | 300 | 300 | 300 | 300 | 300 | 300 | 300 | 300 | 0
| Long-term PTP charges ($) | 988800 | 988800 | 988800 | 988800 | 988800 | 988800 | 988800 | 988800 | 988800 | 988800 | 988800 | 988800 | 11865600 | 11865600 | 0
| Scheduling & dispatch charges ($) | 189600 | 189600 | 189600 | 189600 | 189600 | 189600 | 189600 | 189600 | 189600 | 189600 | 189600 | 189600 | 2275200 | 2275200 | 0
| Total PG&E exchange charges ($) | 1178400 | 1178400 | 1178400 | 1178400 | 1178400 | 1178400 | 1178400 | 1178400 | 1178400 | 1178400 | 1178400 | 1178400 | 14140800 | 14140800 | 0
12195 | Colstrip GARR-CHR demand (MW) | 663 | 663 | 663 | 663 | 663 | 663 | 663 | 663 | 663 | 663 | 663 | 663 | 663 | 663 | 0
| Long-term PTP charges ($) | 1092624 | 1092624 | 1092624 | 1092624 | 1092624 | 1092624 | 1092624 | 1092624 | 1092624 | 1092624 | 1092624 | 1092624 | 13111488 | 13111488 | 0
| Scheduling & dispatch charges ($) | 209508 | 209508 | 209508 | 209508 | 209508 | 209508 | 209508 | 209508 | 209508 | 209508 | 209508 | 209508 | 2514096 | 2514096 | 0
90210 | TGT Firm Demand- MNT Intertie ($) | 344080 | 344080 | 344080 | 344080 | 344080 | 344080 | 344080 | 344080 | 344080 | 344080 | 344080 | 344080 | 4128960 | 4128960 | 0
| NWE Terminal Charge (230KV rent expense, $) | 11200 | 11200 | 11200 | 11200 | 11200 | 11200 | 11200 | 11200 | 11200 | 11200 | 11200 | 11200 | 134400 | 134400 | 0
| NWE "BPA Line Comp" (500KV rent expense, $) | 22522 | 22522 | 22522 | 22522 | 22522 | 22522 | 22522 | 22522 | 22522 | 22522 | 22522 | 22522 | 270264 | 270264 | 0
| Total Colstrip charges ($) | 1679934 | 1679934 | 1679934 | 1679934 | 1679934 | 1679934 | 1679934 | 1679934 | 1679934 | 1679934 | 1679934 | 1679934 | 20159208 | 20159208 | 0
| Total Colstrip and PG&E exchange ($) | 2858334 | 2858334 | 2858334 | 2858334 | 2858334 | 2858334 | 2858334 | 2858334 | 2858334 | 2858334 | 2858334 | 2858334 | 34300008 | 34300008 | 0
12195 | Hopkins Ridge MW | 154 | 154 | 154 | 154 | 154 | 154 | 154 | 154 | 154 | 154 | 154 | 154 | 154 | 154 | 0
| Long-term PTP charges ($) | 253792 | 253792 | 253792 | 253792 | 253792 | 253792 | 253792 | 253792 | 253792 | 253792 | 253792 | 253792 | 3045504 | 3045504 | 0
| Scheduling & dispatch charges ($) | 48664 | 48664 | 48664 | 48664 | 48664 | 48664 | 48664 | 48664 | 48664 | 48664 | 48664 | 48664 | 583968 | 583968 | 0
| Subtotal Hopkins Ridge fixed PTP charges ($) | 302456 | 302456 | 302456 | 302456 | 302456 | 302456 | 302456 | 302456 | 302456 | 302456 | 302456 | 302456 | 3629472 | 3629472 | 0
11040 | Regulating reserves charges on 156.6 MW ($) | 153624.6 | 153624.6 | 153624.6 | 153624.6 | 153624.6 | 153624.6 | 153624.6 | 153624.6 | 153624.6 | 153624.6 | 153624.6 | 153624.6 | 1843495.2 | 1843495.2 | 0
11040 | Following reserves charges on 156.6 MW ($) | 0 | 0 | 0 | 0 | 0 | 0 | 0 | 0 | 0 | 0 | 0 | 0 | 0 | 0 | 0
11040 | Imbalance reserves charges on 156.6 MW ($) | 0 | 0 | 0 | 0 | 0 | 0 | 0 | 0 | 0 | 0 | 0 | 0 | 0 | 0 | 0
| Subtotal Hopkins Ridge fixed VERBS charges ($) | 153624.6 | 153624.6 | 153624.6 | 153624.6 | 153624.6 | 153624.6 | 153624.6 | 153624.6 | 153624.6 | 153624.6 | 153624.6 | 153624.6 | 1843495.2 | 1843495.2 | 0
Hopkins Ridge rate year generation (MWh)
| Billing factor for spin & supplemental reserves | 1.5% | 1.5% | 1.5% | 1.5% | 1.5% | 1.5% | 1.5% | 1.5% | 1.5% | 1.5% | 1.5% | 1.5% | 1.5% | 1.5% | 0%
Generator imbalance charges ($)
Spinning reserves charges ($)
Supplemental reserves charges ($)
Subtotal Hopkins Ridge variable charges ($)
Total Hopkins Ridge transmission charges ($)
| Lower Snake River MW | 340 | 340 | 340 | 340 | 340 | 340 | 340 | 340 | 340 | 340 | 340 | 340 | 340 | 340 | 0
12195 | Long-term PTP charges ($) | 560320 | 560320 | 560320 | 560320 | 560320 | 560320 | 560320 | 560320 | 560320 | 560320 | 560320 | 560320 | 6723840 | 6723840 | 0
12195 | Scheduling & dispatch charges ($) | 107440 | 107440 | 107440 | 107440 | 107440 | 107440 | 107440 | 107440 | 107440 | 107440 | 107440 | 107440 | 1289280 | 1289280 | 0
| Subtotal LSR fixed PTP charges ($) | 667760 | 667760 | 667760 | 667760 | 667760 | 667760 | 667760 | 667760 | 667760 | 667760 | 667760 | 667760 | 8013120 | 8013120 | 0
| Regulating reserves charges on 342.7 MW ($) | 336188.7 | 336188.7 | 336188.7 | 336188.7 | 336188.7 | 336188.7 | 336188.7 | 336188.7 | 336188.7 | 336188.7 | 336188.7 | 336188.7 | 4034264.4 | 4034264.4 | 0
| Following reserves charges on 342.7 MW ($) | 0 | 0 | 0 | 0 | 0 | 0 | 0 | 0 | 0 | 0 | 0 | 0 | 0 | 0 | 0
| Imbalance reserves charges on 342.7 MW ($) | 0 | 0 | 0 | 0 | 0 | 0 | 0 | 0 | 0 | 0 | 0 | 0 | 0 | 0 | 0
| Subtotal LSR fixed VERBS charges ($) | 336188.7 | 336188.7 | 336188.7 | 336188.7 | 336188.7 | 336188.7 | 336188.7 | 336188.7 | 336188.7 | 336188.7 | 336188.7 | 336188.7 | 4034264.4 | 4034264.4 | 0
LSR rate year generation (MWh)
| Billing factor for spin & supplemental reserves | 1.5% | 1.5% | 1.5% | 1.5% | 1.5% | 1.5% | 1.5% | 1.5% | 1.5% | 1.5% | 1.5% | 1.5% | 1.5% | 1.5% | 0%
Generator imbalance charges ($)
Spinning reserves charges ($)
Supplemental reserves charges ($)
Subtotal LSR variable charges ($)
| Customer interest on prepaid LGIA costs ($) | -154892.4169 | -154891.4169 | -154890.4169 | -154889.4169 | -154888.4169 | -154887.4169 | -154886.4169 | -154885.4169 | -154884.4169 | -154883.4169 | -154882.4169 | -154881.4169 | -1858643.0024 | -1747064.0208 | -111578.9816
Total Lower Snake River transmission charges ($)
| Klondike III MW | 50 | 50 | 50 | 50 | 50 | 50 | 50 | 50 | 50 | 50 | 50 | 50 | 50 | 50 | 0
12195 | Long-term PTP charges ($) | 82400 | 82400 | 82400 | 82400 | 82400 | 82400 | 82400 | 82400 | 82400 | 82400 | 82400 | 82400 | 988800 | 988800 | 0
12195 | Scheduling & dispatch charges ($) | 15800 | 15800 | 15800 | 15800 | 15800 | 15800 | 15800 | 15800 | 15800 | 15800 | 15800 | 15800 | 189600 | 189600 | 0
| Subtotal Klondike III fixed PTP charges ($) | 98200 | 98200 | 98200 | 98200 | 98200 | 98200 | 98200 | 98200 | 98200 | 98200 | 98200 | 98200 | 1178400 | 1178400 | 0
| Avangrid WIC charges ($) | 28750 | 28750 | 28750 | 28750 | 28750 | 28750 | 28750 | 28750 | 28750 | 28750 | 28750 | 28750 | 345000 | 345000 | 0
Klondike III rate year generation (MWh)
| Avangrid Operating Reserves | 0 | 0 | 0 | 0 | 0 | 0 | 0 | 0 | 0 | 0 | 0 | 0 | 0 | 34245.4875 | -34245.4875
Total Klondike III transmission charges ($)
| Wild Horse Grant PUD UFT charges ($) | 11747 | 11748 | 11749 | 11750 | 11751 | 11752 | 11753 | 11754 | 11755 | 11756 | 11757 | 11758 | 141030 | 140952 | 78
| Total Wind | 11747 | 11748 | 11749 | 11750 | 11751 | 11752 | 11753 | 11754 | 11755 | 11756 | 11757 | 11758 | 141030 | 19228140.8245 | -19087110.8245
| Days | 31 | 29 | 31 | 30 | 31 | 30 | 31 | 31 | 30 | 31 | 30 | 31 | 30.5 | 30.4167 | 0.083333
MWh
TEMU Operating Reverves Charges
Total Centralia PPA
Frequency response contract 12/1/2021
O&M and other firm transmission charges
75628 | UFT Maple Valley ($) | [12 empty] | 0 | 0 | 0
75365 | UFT Sedro Woolley Tap ($) | [12 empty] | 0 | 0 | 0
9171 | O&M Kitsap ($) | 1452 | 1452 | 1452 | 1452 | 1452 | 1452 | 1452 | 1452 | 1452 | 1452 | 1452 | 1452 | 17424 | 17424 | 0
9231 | O&M Custer ($) | 608 | 608 | 608 | 608 | 608 | 608 | 608 | 608 | 608 | 608 | 608 | 608 | 7296 | 7296 | 0
10400 | O&M Harvalum-EE Clouse ($) | 608 | 608 | 608 | 608 | 608 | 608 | 608 | 608 | 608 | 608 | 608 | 608 | 7296 | 7296 | 0
12342 | O&M Bellingham ($) | 3507 | 3507 | 3507 | 3507 | 3507 | 3507 | 3507 | 3507 | 3507 | 3507 | 3507 | 3507 | 42084 | 42084 | 0
19305 | O&M Olympia ($) | 765 | 765 | 765 | 765 | 765 | 765 | 765 | 765 | 765 | 765 | 765 | 765 | 9180 | 9180 | 0
49160 | O&M CW Paul ($) | 1649 | 1649 | 1649 | 1649 | 1649 | 1649 | 1649 | 1649 | 1649 | 1649 | 1649 | 1649 | 19788 | 19788 | 0
72933 | O&M Covington-White River ($) | 754 | 754 | 754 | 754 | 754 | 754 | 754 | 754 | 754 | 754 | 754 | 754 | 9048 | 9048 | 0
90115 | O&M Bellingham ($) | [12 empty] | 0 | 0 | 0
90115 | O&M Covington ($) | [12 empty] | 0 | 0 | 0
90115 | O&M Covington-Berrydale ($) | [12 empty] | 0 | 0 | 0
90115 | O&M Kitsap-Bremerton ($) | [12 empty] | 0 | 0 | 0
| AC-95 SINT Non Fed O&M, 3rd AC Intertie ($) | 106680 | 106680 | 106680 | 106680 | 106680 | 106680 | 106680 | 106680 | 106680 | 106680 | 106680 | 106680 | 1280160 | 1280160 | 0
| Total other firm transmission charges | 116023 | 116023 | 116023 | 116023 | 116023 | 116023 | 116023 | 116023 | 116023 | 116023 | 116023 | 116023 | 1392276 | 1392276 | 0
| Non-firm/secondary transmission charges | 130849.9212 | 130849.9212 | 130849.9212 | 130849.9212 | 130849.9212 | 130849.9212 | 130849.9212 | 130849.9212 | 130849.9212 | 130849.9212 | 130849.9212 | 130849.9212 | 1570199.055 | 1570199.055 | 0
| PSANI Denney Way Upgrade Amortization | 6495.4484 | 6495.4484 | 6495.4484 | 6495.4484 | 6495.4484 | 6495.4484 | 6495.4484 | 6495.4484 | 6495.4484 | 6495.4484 | 6495.4484 | 6495.4484 | 77945.3805 | 77945.3805 | 0
0
| PSANI Bothell-Snoking Upgrade Amortization | 2285.02 | 2285.02 | 2285.02 | 2285.02 | 2285.02 | 2285.02 | 2285.02 | 2285.02 | 2285.02 | 2285.02 | 2285.02 | 2285.02 | 27420.24 | 27420.24 | 0
0
| Talen Amortization | 60606.8182 | 60606.8182 | 60606.8182 | 60606.8182 | 60606.8182 | 60606.8182 | 60606.8182 | 60606.8182 | 60606.8182 | 60606.8182 | 60606.8182 | 60606.8182 | 727281.8182 | 727281.8182 | 0
0
| Annual Beverly Park UFE and Maintenance | 5317.3333 | 5318.3333 | 5319.3333 | 5320.3333 | 5321.3333 | 5322.3333 | 5323.3333 | 5324.3333 | 5325.3333 | 5326.3333 | 5327.3333 | 5328.3333 | 63874 | 63796 | 78
Total rate year costs summary
| Total Mid-C and market purchases ($) | 4536840 | 4536840 | 4536840 | 4536840 | 4536840 | 4536840 | 4536840 | 4536840 | 4536840 | 4536840 | 4536840 | 4536840 | 54442080 | 54677760 | -235680
| Total gas-fired generation ($) | 1609283 | 1609285 | 1609287 | 1609289 | 1609291 | 1609293 | 1609295 | 1609297 | 1609299 | 1609301 | 1609303 | 1609305 | 19311528 | 19311396 | 132
| Total Colstrip and PG&E exchange ($) | 2858334 | 2858334 | 2858334 | 2858334 | 2858334 | 2858334 | 2858334 | 2858334 | 2858334 | 2858334 | 2858334 | 2858334 | 34300008 | 34300008 | 0
| Total wind ($) | 11747 | 11748 | 11749 | 11750 | 11751 | 11752 | 11753 | 11754 | 11755 | 11756 | 11757 | 11758 | 141030 | 19228140.8245 | -19087110.8245
| Total Centralia PPA ($) | 0 | 0 | 0 | 0 | 0 | 0 | 0 | 0 | 0 | 0 | 0 | 0 | 0 | 805744.8 | -805744.8
| Total frequency response ($) | 0 | 0 | 0 | 0 | 0 | 0 | 0 | 0 | 0 | 0 | 0 | 0 | 0 | 783800 | -783800
| Total other firm transmission charges ($) | 116023 | 116023 | 116023 | 116023 | 116023 | 116023 | 116023 | 116023 | 116023 | 116023 | 116023 | 116023 | 1392276 | 1392276 | 0
| Total non-firm/secondary transmission charges ($) | 130849.9212 | 130849.9212 | 130849.9212 | 130849.9212 | 130849.9212 | 130849.9212 | 130849.9212 | 130849.9212 | 130849.9212 | 130849.9212 | 130849.9212 | 130849.9212 | 1570199.055 | 1570199.055 | 0
| PSANI Denney Way Upgrade Amortization ($) | 6495.4484 | 6495.4484 | 6495.4484 | 6495.4484 | 6495.4484 | 6495.4484 | 6495.4484 | 6495.4484 | 6495.4484 | 6495.4484 | 6495.4484 | 6495.4484 | 77945.3805 | 77945.3805 | 0
| Talen Amortization ($) | 60606.8182 | 60606.8182 | 60606.8182 | 60606.8182 | 60606.8182 | 60606.8182 | 60606.8182 | 60606.8182 | 60606.8182 | 60606.8182 | 60606.8182 | 60606.8182 | 727281.8182 | 727281.8182 | 0
| PSANI Bothell-Snoking Upgrade Amortization ($) | 2285.02 | 2285.02 | 2285.02 | 2285.02 | 2285.02 | 2285.02 | 2285.02 | 2285.02 | 2285.02 | 2285.02 | 2285.02 | 2285.02 | 27420.24 | 27420.24 | 0
| Annual Beverly Park UFE and Maintenance ($) | 5317.3333 | 5318.3333 | 5319.3333 | 5320.3333 | 5321.3333 | 5322.3333 | 5323.3333 | 5324.3333 | 5325.3333 | 5326.3333 | 5327.3333 | 5328.3333 | 63874 | 63796 | 78
| BPA wheeled generation (MWh) | 1432298 | 1341821 | 1398920 | 1287785 | 895663 | 1314814 | 1585277 | 1447275 | 1343070 | 1221382 | 1326368 | 1188134 | 15782807 |  | 15782807
| BPA generation losses (MWh) | 27213.662 | 25494.599 | 26579.48 | 24467.915 | 17017.597 | 24981.466 | 30120.263 | 27498.225 | 25518.33 | 23206.258 | 25200.992 | 22574.546 | 299873.333 |  | 299873.333
| BPA generation loss charge ($) | 150219.4142 | 140730.1865 | 146718.7296 | 135062.8908 | 93937.1354 | 137897.6923 | 166263.8518 | 151790.202 | 140861.1816 | 128098.5442 | 139109.4758 | 124611.4939 | 1655300.7982 |  | 1655300.7982
| Total excluding Chelan and transmission Resale | 9488000.9554 | 9478515.7276 | 9484508.2707 | 9472856.4319 | 9431734.6766 | 9475699.2335 | 9504069.3929 | 9489599.7431 | 9478674.7227 | 9465916.0853 | 9476931.017 | 9462437.0351 | 113708943.2918 | 132965768.1181 | -19256824.8263
| Chelan Transmission | 515406.6686 | 515406.6686 | 515406.6686 | 515406.6686 | 515406.6686 | 515406.6686 | 528291.8353 | 528291.8353 | 528291.8353 | 528291.8353 | 528291.8353 | 528291.8353 | 6262191.0232 | 5932802.7325 | 329388.2907
| Transmission re-assignments | -338256 | -350052.5 | -273191.25 | -73153 | -53565 | -148110.75 | -363688 | -496158.5 | -307727.2 | -249323 | -423509 | -769966.5 | -3846700.7 | -3846700.7 | 0
| Total transmission costs | 9665151.624 | 9643869.8962 | 9726723.6893 | 9915110.1005 | 9893576.3452 | 9842995.152 | 9668673.2282 | 9521733.0784 | 9699239.358 | 9744884.9206 | 9581713.8523 | 9220762.3703 | 116124433.615 | 135051870.1506 | -18927436.5356
Rate year: January 2024 through December 2024
Test year: July 2021 through June 2022
Shaded Information is Designated as CONFIDENTIAL per WAC 480-07-160
REDACTED
REDACTED
REDACTED
REDACTED
REDACTED
REDACTED
REDACTED
REDACTED
REDACTED
REDACTED
REDACTED
REDACTED
REDACTED
REDACTED
REDACTED
REDACTED
REDACTED
REDACTED
REDACTED
REDACTED
REDACTED
REDACTED

## Gas storage (R)
Puget Sound Energy
2024 Power Cost Update
Clay Basin Storage Value
Date | 2024 | 2024-01-01 | 2024-02-01 | 2024-03-01 | 2024-04-01 | 2024-05-01 | 2024-06-01 | 2024-07-01 | 2024-08-01 | 2024-09-01 | 2024-10-01 | 2024-11-01 | 2024-12-01
Days |  | 31 | 29 | 31 | 30 | 31 | 30 | 31 | 31 | 30 | 31 | 30 | 31
Rockies Price Rank |  | 1 | 2 | 5 | 9 | 12 | 11 | 7 | 6 | 8 | 10 | 4 | 3
Rockies gas price | 4.2975 | 7.4 | 6.85 | 4.04 | 3.29 | 2.9 | 3.05 | 3.43 | 3.49 | 3.38 | 3.26 | 4.29 | 6.19
Max injection (MMBTU per month)
Max withdrawal (MMBTU per month)
Starting volume
Injections
Withdrawal
Injection Fuel Loss % | 1.72% | 0.8557% | 0.915% | 1.025% | 2.154% | 2.365% | 2.525% | 1.825% | 2.146% | 2.228% | 1.906% | 1.578% | 1.116%
Withdrawal Fuel Loss % | 1.72% | 0.8557% | 0.915% | 1.025% | 2.154% | 2.365% | 2.525% | 1.825% | 2.146% | 2.228% | 1.906% | 1.578% | 1.116%
Injections (plus fuel losses)
Withdrawals (minus fuel losses)
Ending volume
CB max storage volume
CB min storage volume
Storage Level Constraints Check | bar: 2024-01-01 to 2024-12-01
Variable Storage Cost: Injection ($/dth)
Variable Storage Cost: Withdrawal ($/dth)
Cost of injections
Benefit of withdrawals
Net cost/benefit
Max injection (MMBTU per day) | 5000
Max withdrawal (MMBTU per day) | 10000
MMBTU to Dth Conversion Factor | 1
Shaded information is designated as confidential per Protective Order in Dockets UE-220066 and UG-220067
Shaded Information is Designated as CONFIDENTIAL per WAC 480-07-160
REDACTED
REDACTED
REDACTED
REDACTED

## Gas MTM (R)
Puget Sound Energy
2024 Power Cost Update
Gas Mark-to-Model and Open Transport Value
| Days | 366 | 365 | 365 | 31 | 29 | 31 | 30 | 31 | 30 | 31 | 31 | 30 | 31 | 30 | 31
|  | 2024 | 2022 GRC - Final Filing 2023 | 2024 - Final Filing 2023 | 2024-01-01 | 2024-02-01 | 2024-03-01 | 2024-04-01 | 2024-05-01 | 2024-06-01 | 2024-07-01 | 2024-08-01 | 2024-09-01 | 2024-10-01 | 2024-11-01 | 2024-12-01
Price Assumptions (USD/dth)
| Sumas | 5.0158 | 5.635 | -0.61917 | 10.31 | 8.77 | 5.26 | 3.13 | 2.59 | 2.76 | 3.41 | 3.58 | 3.4 | 3.31 | 5.8 | 7.87
| AECO | 2.3833 | 3.725 | -1.3417 | 2.67 | 2.64 | 2.45 | 2.26 | 2.15 | 2.1 | 2.05 | 2.08 | 2.12 | 2.29 | 2.73 | 3.06
| Rockies | 4.2975 |  |  | 7.4 | 6.85 | 4.04 | 3.29 | 2.9 | 3.05 | 3.43 | 3.49 | 3.38 | 3.26 | 4.29 | 6.19
| Stanfield | 4.2133 | 5.5083 | -1.295 | 7.26 | 6.73 | 4.08 | 3.14 | 2.79 | 2.91 | 3.36 | 3.42 | 3.36 | 3.23 | 4.27 | 6.01
| Station2 | 2 | 3.5342 | -1.5342 | 2.55 | 2.53 | 2.33 | 1.68 | 1.58 | 1.53 | 1.49 | 1.5 | 1.55 | 1.71 | 2.61 | 2.94
Financial Deals
Volume | Sumas Purchase
Price | Sumas Purchase Price
Sumas Purchase MTM cost / (benefit)
Volume | Sumas Sale
Price | Sumas Sale Price
Sumas Sale MTM cost / (benefit)
Volume | AECO Purchase
Price | AECO Purchase Price
AECO Purchase MTM cost / (benefit)
Volume | AECO Sale
Price | AECO Sale Price
AECO Sale MTM cost / (benefit)
Volume | Rockies Purchase
Price | Rockies Purchase Price
Rockies Purchase MTM cost / (benefit)
Volume | Station 2 Purchase
Price | Station 2 Purchase Price
Station 2 Purchase MTM cost / (benefit)
Physical Index Deals
Volume | Sumas
Premium / (discount)
MTM Cost / (benefit)
Volume | AECO
Premium / (discount)
MTM Cost / (benefit)
Volume | Stanfield
Premium / (discount)
MTM Cost / (benefit)
Volume | Rockies
Premium / (discount)
MTM Cost / (benefit)
Volume | Station 2
Premium / (discount)
MTM Cost / (benefit)
Volume | Station 2 @ AECO
Premium / (discount)
Premium / (discount) @ Station 2
MTM Cost / (benefit)
Physical Fixed Deals
Volume | Sumas
Price | Price
Cost / (benefit)
Volume | AECO
Price | Price
Cost / (benefit)
Volume | Stanfield
Price | Price
Cost / (benefit)
Volume | Station 2
Price | Price
Cost / (benefit)
Volume Assumptions (MMBtu/day)
AECO - Stanfield | TransCanda (NGTL) Nova Pipeline | 41419.6024 | 41419.6024 | 0 | 41419.6024 | 41419.6024 | 41419.6024 | 41419.6024 | 41419.6024 | 41419.6024 | 41419.6024 | 41419.6024 | 41419.6024 | 41419.6024 | 41419.6024 | 41419.6024
AECO - Stanfield | TransCanada (Foothills) ANG Pipeline | 40891.1297 | 40891.1297 | 0 | 40891.1297 | 40891.1297 | 40891.1297 | 40891.1297 | 40891.1297 | 40891.1297 | 40891.1297 | 40891.1297 | 40891.1297 | 40891.1297 | 40891.1297 | 40891.1297
AECO - Stanfield | TransCanada Gas Transmission Corp (GTN) Pipeline | 40358.0729 | 40358.0729 | 0 | 40358.0729 | 40358.0729 | 40358.0729 | 40358.0729 | 40358.0729 | 40358.0729 | 40358.0729 | 40358.0729 | 40358.0729 | 40358.0729 | 40358.0729 | 40358.0729
Station 2 - Sumas | Capacity on Westcoast Station 2 to Sumas | 88351.6163 | 88351.6163 | 0 | 88351.6163 | 88351.6163 | 88351.6163 | 88351.6163 | 88351.6163 | 88351.6163 | 88351.6163 | 88351.6163 | 88351.6163 | 88351.6163 | 88351.6163 | 88351.6163
Stanfield - Sumas | Stanfield Capacity | 78928 | 78928 | 0 | 78928 | 78928 | 78928 | 78928 | 78928 | 78928 | 78928 | 78928 | 78928 | 78928 | 78928 | 78928
Stanfield - Sumas | Goldendale Dispatch (MWh)
Rockies - Sumas | Mint Farm Dispatch (MWh)
Rockies - Sumas | Encogen Dispatch (MWh)
Rockies - Sumas | Fredonia 1&2 Dispatch (MWh)
Rockies - Sumas | Fredonia 3&4 Dispatch (MWh)
Rockies - Sumas | Frederickson 1&2 Dispatch (MWh) | [15 empty] | Heat Rate
Stanfield - Sumas | Goldendale Dispatch (MMBtu/d) | [15 empty] | 6945
Rockies - Sumas | Mint Farm Dispatch (MMBtu/d) | [15 empty] | 7336
Rockies - Sumas | Encogen Dispatch (MMBtu/d) | [15 empty] | 8654
Rockies - Sumas | Fredonia 1&2 Dispatch (MMBtu/d) | [15 empty] | 11060
Rockies - Sumas | Fredonia 3&4 Dispatch (MMBtu/d) | [15 empty] | 9381
Rockies - Sumas | Frederickson 1&2 Dispatch (MMBtu/d) | [15 empty] | 11313
Rockies - Sumas | Withdrawal from Clay Basin (MMBtu)
Rockies - Sumas | Capacity Release from PSEG on NWP (MMBtu/d) | [15 empty] | Conv. Factor
Rockies - Sumas | Available Capacity (MMBtu/d) | [15 empty] | 0.72414
Losses
AECO - Stanfield | Foothills Fuel Rate | 1.276% | 1.276% | 0% | 1.276% | 1.276% | 1.276% | 1.276% | 1.276% | 1.276% | 1.276% | 1.276% | 1.276% | 1.276% | 1.276% | 1.276%
AECO - Stanfield | GTN Fuel Rate | 1.304% | 1.304% | 0% | 1.304% | 1.304% | 1.304% | 1.304% | 1.304% | 1.304% | 1.304% | 1.304% | 1.304% | 1.304% | 1.304% | 1.304%
AECO - Stanfield | AECO to Stanfield total | 2.58% | 2.58% | 0% | 2.579% | 2.579% | 2.579% | 2.579% | 2.579% | 2.579% | 2.579% | 2.579% | 2.579% | 2.579% | 2.579% | 2.579%
Stanfield to Sumas | NWP Fuel Rate | 1.06% | 1.06% | 0% | 1.06% | 1.06% | 1.06% | 1.06% | 1.06% | 1.06% | 1.06% | 1.06% | 1.06% | 1.06% | 1.06% | 1.06%
Station 2 to Sumas | Westcoast Fuel Rate | 3.6% | 3.6% | 0% | 3.6% | 3.6% | 3.6% | 3.6% | 3.6% | 3.6% | 3.6% | 3.6% | 3.6% | 3.6% | 3.6% | 3.6%
Charges (USD/dth)
AECO - Stanfield | GTN commodity charge + FERC ACA | 0.005538 | 0.005538 | 0 | 0.005538 | 0.005538 | 0.005538 | 0.005538 | 0.005538 | 0.005538 | 0.005538 | 0.005538 | 0.005538 | 0.005538 | 0.005538 | 0.005538
Stanfield - Sumas | NWP Commodity Charge + FERC ACA | 0.00942 | 0.01085 | -0.00143 | 0.00942 | 0.00942 | 0.00942 | 0.00942 | 0.00942 | 0.00942 | 0.00942 | 0.00942 | 0.00942 | 0.00942 | 0.00942 | 0.00942
Station 2 - Sumas | Commodity, British Columbia Motor Fuel & Carbon Taxes | 0.048684 | 0.047872 | 0.000812 | 0.048684 | 0.048684 | 0.048684 | 0.048684 | 0.048684 | 0.048684 | 0.048684 | 0.048684 | 0.048684 | 0.048684 | 0.048684 | 0.048684
Outage Forecasts (as of 11/19/2022)
Station 2 - Sumas | Westcoast T-South | 88.91% | 88.91% | 0% | 100% | 100% | 100% | 88.39% | 82.46% | 77.81% | 65.51% | 84.27% | 84.27% | 84.27% | 100% | 100%
AECO - Stanfield | Foothills BC | 98.48% | 98.38% | 0.1046% | 100% | 100% | 100% | 100% | 97.82% | 100% | 97.55% | 97.28% | 97.28% | 91.88% | 100% | 100%
Basis Gains
| Station 2 - Sumas | Total | Total |  | 2024-01-01 | 2024-02-01 | 2024-03-01 | 2024-04-01 | 2024-05-01 | 2024-06-01 | 2024-07-01 | 2024-08-01 | 2024-09-01 | 2024-10-01 | 2024-11-01 | 2024-12-01
Value at Station 2
Value at Sumas
Loss / (gain) on Station 2 to Sumas
AECO - Stanfield
Value at AECO
Value at Stanfield
Loss / (gain) on AECO to Stanfield
Stanfield - Sumas
Value at Stanfield
Value at Sumas
Loss / (gain) on Stanfield to Sumas
Rockies - Sumas
Value at Rockies
Value at Sumas
Loss / (gain) on Rockies to Sumas
Total Basis Gain
Total | Total GAS MTM
Gas price 90-day average dates: 6/7/23 - 9/5/23 |  |  |  | Total Fixed Gas | -12502222.5 | -8326552.5 | -573822.9341 | 90975 | 1233257.5 | 883725 | 40687.5 | -676962.5 | 73875 | -217542.5 | 533034.6741 | -3127357.5
|  |  |  | Total Index Gas | 1561353.1967 | 1579686.4626 | 2095703.0986 | 998112.9613 | 1033615.9307 | 1017480.1699 | 1070369.2709 | 1108945.4225 | 1106320.5858 | 1055407.9429 | 926071.6577 | 756475.248
Shaded Information is Designated as CONFIDENTIAL per WAC 480-07-160
REDACTED
REDACTED
REDACTED
REDACTED
REDACTED
REDACTED
REDACTED
REDACTED
REDACTED
REDACTED
REDACTED
REDACTED
REDACTED
REDACTED
REDACTED
REDACTED
REDACTED
REDACTED
REDACTED
REDACTED
REDACTED
REDACTED
REDACTED
REDACTED
REDACTED
REDACTED
REDACTED
REDACTED
REDACTED
REDACTED
Note on B101: Trost, Daniela: Net of capacity used for CB withdrawals

## Power hedges (R)
Puget Sound Energy
2024 Power Cost Update
Power Hedges
Fixed Price Power Deals |  |  | 2024 | 2024-01-01 | 2024-02-01 | 2024-03-01 | 2024-04-01 | 2024-05-01 | 2024-06-01 | 2024-07-01 | 2024-08-01 | 2024-09-01 | 2024-10-01 | 2024-11-01 | 2024-12-01
Purchase | Peak | MW/h
Purchase | Peak | MWh
Purchase | Peak | Total $
Purchase | Peak | $/MWh
Purchase | Peak | MTM cost / (benefit) $
Purchase | Off-Peak | MW/h
Purchase | Off-Peak | MWh
Purchase | Off-Peak | Total $
Purchase | Off-Peak | $/MWh
Purchase | Off-Peak | MTM cost / (benefit) $
Sale | Peak | MW/h
Sale | Peak | MWh
Sale | Peak | Total $
Sale | Peak | $/MWh
Sale | Peak | MTM cost / (benefit) $
Sale | Off-Peak | MW/h
Sale | Off-Peak | MWh
Sale | Off-Peak | Total $
Sale | Off-Peak | $/MWh
Sale | Off-Peak | MTM cost / (benefit) $
Index Price Power Deals
Index Price Power Deals | All | MTM cost / (benefit) $
Golden Hills Winter Peak | Capacity | MW | 600 | 150 | 150 | 0 | 0 | 0 | 0 | 0 | 0 | 0 | 0 | 150 | 150
Golden Hills Winter Peak | Capacity | $/kW-month
Golden Hills Winter Peak | Capacity | Total $
Golden Hills PTC Benefit | Tax Credit | Total $
Golden Hills | All | Premium / (discount) $
BPA | Capacity | MW | 1200 | 100 | 100 | 100 | 100 | 100 | 100 | 100 | 100 | 100 | 100 | 100 | 100
BPA | Capacity | $/kW-month
BPA | Capacity | Total $
HF Sincliar March Point | Capacity | MW | 851.4595 | 82.5697 | 72.6366 | 69.3787 | 61.5114 | 57.3075 | 63.985 | 71.0442 | 70.9031 | 67.7913 | 76.0663 | 81.0437 | 77.2218
HF Sincliar March Point | Capacity | $/kW-month
HF Sincliar March Point | Capacity | Total $
Market Prices |  |  |  | 2024-01-01 | 2024-02-01 | 2024-03-01 | 2024-04-01 | 2024-05-01 | 2024-06-01 | 2024-07-01 | 2024-08-01 | 2024-09-01 | 2024-10-01 | 2024-11-01 | 2024-12-01
Market Power Price | Peak | $/MWh
Market Power Price | Off-Peak | $/MWh
Market Power Price | Average | $/MWh
Shaded Information is Designated as CONFIDENTIAL per WAC 480-07-160
REDACTED
REDACTED
REDACTED
REDACTED
REDACTED
REDACTED
REDACTED
REDACTED
REDACTED
REDACTED
REDACTED
REDACTED
REDACTED
REDACTED
REDACTED
REDACTED
REDACTED
REDACTED
REDACTED
REDACTED
REDACTED
REDACTED

## Wind integration (R)
Puget Sound Energy
2024 Power Cost Update
Wind Integration Risk Calculations
Risk Adjustment ($) | 2024 | 2022 GRC - Final Filing 2023 | 2024 - Final Filing 2023 | 2024-01-01 | 2024-02-01 | 2024-03-01 | 2024-04-01 | 2024-05-01 | 2024-06-01 | 2024-07-01 | 2024-08-01 | 2024-09-01 | 2024-10-01 | 2024-11-01 | 2024-12-01
Market Price ($/MWh)
Generation (MWh)
Hopkins Ridge wind
Lower Snake River wind
Wild Horse wind
Klondike III wind PPA | 128153.445 | 127877.1006 | 276.3444 | 4497.945 | 8013.86 | 9182.045 | 13156.95 | 14384.16 | 16194.9 | 16992.19 | 13896.21 | 9711.6 | 7156.35 | 7775.7 | 7191.535
Golden Hills wind PPA | 685368.89 | 683431.1066 | 1937.7834 | 50430.46 | 59945.63 | 37128.38 | 63056.7 | 61430.64 | 70876.81 | 76506.95 | 60837.38 | 50889.86 | 45746.1 | 56542.17 | 51977.81
Clearwater Wind PPA | 1385221.723 | 1382970.5459 | 2251.1771 | 142714.039 | 108444.031 | 115137.341 | 116503.266 | 116485.333 | 107379.252 | 97587.18 | 97546.659 | 101695.384 | 121324.831 | 126526.497 | 133877.91
Risk Factor
Hopkins Ridge wind | 0.8567 |  |  | 0.87149 | 0.79665 | 0.80149 | 0.87955 | 0.82603 | 0.83688 | 0.8921 | 0.89264 | 0.91518 | 0.84408 | 0.84655 | 0.8778
Lower Snake River wind | 0.86398 |  |  | 0.91191 | 0.80529 | 0.83833 | 0.88027 | 0.82796 | 0.82093 | 0.89743 | 0.90265 | 0.90903 | 0.8681 | 0.85265 | 0.85318
Wild Horse wind | 0.86967 |  |  | 0.89006 | 0.81793 | 0.8381 | 0.86623 | 0.82145 | 0.84031 | 0.90341 | 0.91513 | 0.92436 | 0.87628 | 0.84098 | 0.90179
Klondike III wind PPA | 0.87249 |  |  | 0.88397 | 0.77796 | 0.83271 | 0.86205 | 0.85139 | 0.86012 | 0.93762 | 0.91334 | 0.89271 | 0.88471 | 0.87805 | 0.89533
Golden Hills wind PPA | 0.8716 |  |  | 0.90331 | 0.79941 | 0.82337 | 0.87699 | 0.84728 | 0.84714 | 0.91261 | 0.90627 | 0.91414 | 0.88823 | 0.86443 | 0.87607
Clearwater Wind PPA | 0.8716 |  |  | 0.90331 | 0.79941 | 0.82337 | 0.87699 | 0.84728 | 0.84714 | 0.91261 | 0.90627 | 0.91414 | 0.88823 | 0.86443 | 0.87607
PC Adjustment
Hopkins Ridge wind
Lower Snake River wind
Wild Horse wind
Klondike III wind PPA | 774772.3777 | 85434.6909 | 689337.6868 | 43120.5301 | 139951.6111 | 77818.9375 | 72419.3468 | 46901.1603 | 67077.8629 | 49020.5974 | 65788.3337 | 58619.3503 | 44966.9956 | 54210.906 | 54876.746
Golden Hills wind PPA | 4569981.5331 | 431245.0283 | 4138736.5048 | 402885.6847 | 945726.5913 | 332230.3458 | 309482.6984 | 205834.2174 | 320804.695 | 309216.6357 | 311524.6658 | 245813.5171 | 278653.4995 | 438224.7565 | 469584.2259
Clearwater Wind PPA | 9643672.1119 | 872654.4144 | 8771017.6975 | 1140133.2315 | 1710857.0513 | 1030266.298 | 571798.7959 | 390304.6974 | 486023.1179 | 394416.1868 | 499498.6692 | 491219.6657 | 739026.6872 | 980631.6833 | 1209496.0278
Total | 28846416.7757 | 2635882.9007 | 26210533.875 | 2928324.1835 | 5071230.341 | 3168043.9293 | 1889397.0798 | 1343062.567 | 1769403.4646 | 1466624.0811 | 1636387.7654 | 1446362.4477 | 2188714.4396 | 2789151.6817 | 3149714.795
Shaded Information is Designated as CONFIDENTIAL per WAC 480-07-160
REDACTED
REDACTED
REDACTED
REDACTED
REDACTED
REDACTED

## Energy prices (R)
Puget Sound Energy
2024 Power Cost Update
Market Energy Prices
2024 Power Cost Update, 6/5/23 - 9/5/23 90-day average gas price dates
| Units | 2024-01-01 | 2024-02-01 | 2024-03-01 | 2024-04-01 | 2024-05-01 | 2024-06-01 | 2024-07-01 | 2024-08-01 | 2024-09-01 | 2024-10-01 | 2024-11-01 | 2024-12-01 | 2024 Average
Sumas | $/MMBtu | 10.31 | 8.77 | 5.26 | 3.13 | 2.59 | 2.76 | 3.41 | 3.58 | 3.4 | 3.31 | 5.8 | 7.87 | 5.0158
Stanfield | $/MMBtu | 7.26 | 6.73 | 4.08 | 3.14 | 2.79 | 2.91 | 3.36 | 3.42 | 3.36 | 3.23 | 4.27 | 6.01 | 4.2133
AECO | $/MMBtu | 2.67 | 2.64 | 2.45 | 2.26 | 2.15 | 2.1 | 2.05 | 2.08 | 2.12 | 2.29 | 2.73 | 3.06 | 2.3833
Station 2 | $/MMBtu | 2.55 | 2.53 | 2.33 | 1.68 | 1.58 | 1.53 | 1.49 | 1.5 | 1.55 | 1.71 | 2.61 | 2.94 | 2
Rockies | $/MMBtu | 7.4 | 6.85 | 4.04 | 3.29 | 2.9 | 3.05 | 3.43 | 3.49 | 3.38 | 3.26 | 4.29 | 6.19 | 4.2975
Mid C On-Peak | $/MWh
Mid C Off-Peak | $/MWh
Mid C Flat | $/MWh
Market Heat Rate - On Peak | MMBtu/MWh
Market Heat Rate - Off Peak | MMBtu/MWh
Market Heat Rate - Flat | MMBtu/MWh
2022 GRC Final Filing 2023, 11/29/22 gas price date
| Units | 2023-01-01 | 2023-02-01 | 2023-03-01 | 2023-04-01 | 2023-05-01 | 2023-06-01 | 2023-07-01 | 2023-08-01 | 2023-09-01 | 2023-10-01 | 2023-11-01 | 2023-12-01 | 2023 Average
Sumas | $/MMBtu | 9.4 | 8.5 | 5.85 | 4.25 | 3.87 | 3.98 | 4.58 | 4.83 | 4.67 | 4.63 | 5.78 | 7.28 | 5.635
Stanfield | $/MMBtu | 8.39 | 7.92 | 5.89 | 4.41 | 4.27 | 4.38 | 4.78 | 4.97 | 4.75 | 4.59 | 5.52 | 6.23 | 5.5083
AECO | $/MMBtu | 4.84 | 4.83 | 4.2 | 3.54 | 3.4 | 3.42 | 3.19 | 3.09 | 3.1 | 3.26 | 3.76 | 4.07 | 3.725
Station 2 | $/MMBtu | 4.85 | 4.85 | 4.12 | 3.23 | 3.09 | 3.11 | 2.87 | 2.76 | 2.78 | 2.94 | 3.75 | 4.06 | 3.5342
Rockies | $/MMBtu
Mid C On-Peak | $/MWh
Mid C Off-Peak | $/MWh
Mid C Flat | $/MWh
Market Heat Rate - On Peak | MMBtu/MWh
Market Heat Rate - Off Peak | MMBtu/MWh
Market Heat Rate - Flat | MMBtu/MWh
Increase / (Decrease)
| Units | January | February | March | April | May | June | July | August | September | October | November | December | Average
Sumas | $/MMBtu | 0.91 | 0.27 | -0.59 | -1.12 | -1.28 | -1.22 | -1.17 | -1.25 | -1.27 | -1.32 | 0.02 | 0.59 | -0.61917
Stanfield | $/MMBtu | -1.13 | -1.19 | -1.81 | -1.27 | -1.48 | -1.47 | -1.42 | -1.55 | -1.39 | -1.36 | -1.25 | -0.22 | -1.295
AECO | $/MMBtu | -2.17 | -2.19 | -1.75 | -1.28 | -1.25 | -1.32 | -1.14 | -1.01 | -0.98 | -0.97 | -1.03 | -1.01 | -1.3417
Station 2 | $/MMBtu | -2.3 | -2.32 | -1.79 | -1.55 | -1.51 | -1.58 | -1.38 | -1.26 | -1.23 | -1.23 | -1.14 | -1.12 | -1.5342
Rockies | $/MMBtu
Mid C On-Peak | $/MWh
Mid C Off-Peak | $/MWh
Mid C Flat | $/MWh
Market Heat Rate - On Peak | MMBtu/MWh
Market Heat Rate - Off Peak | MMBtu/MWh
Market Heat Rate - Flat | MMBtu/MWh
Rate year: January 2024 through December 2024
Gas price 90-day average dates: 6/7/23 - 9/5/23
Shaded information is designated as confidential per Protective Order in Dockets UE-220066 and UG-220067
Shaded Information is Designated as CONFIDENTIAL per WAC 480-07-160
REDACTED
REDACTED
REDACTED

## Fixed gas transport (R)
Puget Sound Energy
2024 Power Cost Update
Fixed Gas for Power Transportation Costs
|  |  | FX Rate | 0.7761 | 2023-09-13
https://www.wellsfargo.com/foreign-exchange/currency-rates/
|  |  | Dth to GJ | 1.0551
|  | 31 | 29 | 31 | 30 | 31 | 30 | 31 | 31 | 30 | 31 | 30 | 31
Pipeline | Charge | 2024-01-01 | 2024-02-01 | 2024-03-01 | 2024-04-01 | 2024-05-01 | 2024-06-01 | 2024-07-01 | 2024-08-01 | 2024-09-01 | 2024-10-01 | 2024-11-01 | 2024-12-01 | 2024 | 2022 GRC - Final Filing 2023 | 2024 - Final Filing 2023 | Capacity (MMBtu/d) | Contract | Expiration | Rate Schedule | Rate | Receipt (From)
Northwest | O&M | 10781 | 10781 | 10781 | 10781 | 10781 | 10781 | 10781 | 10781 | 10781 | 10781 | 10781 | 10781 | 129372 | 129372 | 0 | 50350 | 127115 | 2026-12-14 | Firm | 10781 | Goldendale Lateral
Northwest | Demand | 251123.4825 | 234921.9675 | 251123.4825 | 243022.725 | 251123.4825 | 243022.725 | 251123.4825 | 251123.4825 | 243022.725 | 251123.4825 | 243022.725 | 251123.4825 | 2964877.245 | 3098304.8762 | -133427.6312 | 21747 | 132124 | 2023-10-31 | TF-1E | 0.3725 | Sumas
Northwest | Demand | 519637.5 | 486112.5 | 519637.5 | 502875 | 519637.5 | 502875 | 519637.5 | 519637.5 | 502875 | 519637.5 | 502875 | 519637.5 | 6135075 | 6411170.25 | -276095.25 | 45000 | 135602 | 2023-10-31 | TF-1E | 0.3725 | Sumas
Northwest | Demand | 129447.475 | 121096.025 | 129447.475 | 125271.75 | 129447.475 | 125271.75 | 129447.475 | 129447.475 | 125271.75 | 129447.475 | 125271.75 | 129447.475 | 1528315.35 | 1597093.7445 | -68778.3945 | 11210 | 136459 | 2044-09-30 | TF-1 | 0.3725 | Sumas
Northwest | Demand | 23095 | 21605 | 23095 | 22350 | 23095 | 22350 | 23095 | 23095 | 22350 | 23095 | 22350 | 23095 | 272670 | 284940.9 | -12270.9 | 2000 | 138409 | 2023-10-31 | TF-1 | 0.3725 | Sumas
Northwest | Demand | 103927.5 | 97222.5 | 103927.5 | 100575 | 103927.5 | 100575 | 103927.5 | 103927.5 | 100575 | 103927.5 | 100575 | 103927.5 | 1227015 | 1282234.05 | -55219.05 | 9000 | 138412 | 2023-10-31 | TF-1 | 0.3725 | Sumas
Northwest | Demand | 577375 | 540125 | 577375 | 558750 | 577375 | 558750 | 577375 | 577375 | 558750 | 577375 | 558750 | 577375 | 6816750 | 7123522.5 | -306772.5 | 50000 | 138657 | 2025-03-31 | TF-1 | 0.3725 | Stanfield
Northwest | Demand | 24573.08 | 22987.72 | 24573.08 | 23780.4 | 24573.08 | 23780.4 | 24573.08 | 24573.08 | 23780.4 | 24573.08 | 23780.4 | 24573.08 | 290120.88 | 303177.1176 | -13056.2376 | 2128 | 138780 & 138781 | 2025-03-31 | TF-1 | 0.3725 | Stanfield
Northwest | Demand | 56906.08 | 53234.72 | 56906.08 | 55070.4 | 56906.08 | 55070.4 | 56906.08 | 56906.08 | 55070.4 | 56906.08 | 55070.4 | 56906.08 | 671858.88 | 702094.3776 | -30235.4976 | 4928 | 138782 & 138783 | 2025-03-31 | TF-1 | 0.3725 | Stanfield
Northwest | Demand | 252566.92 | 236272.28 | 252566.92 | 244419.6 | 252566.92 | 244419.6 | 252566.92 | 252566.92 | 244419.6 | 252566.92 | 244419.6 | 252566.92 | 2981919.12 | 3116113.6824 | -134194.5624 | 21872 | 138784 thru 138790 | 2025-03-31 | TF-1 | 0.3725 | Stanfield
Northwest | Demand | 7051.4683 | 6596.5349 | 7051.4683 | 6824.0016 | 7051.4683 | 6824.0016 | 7051.4683 | 7051.4683 | 6824.0016 | 7051.4683 | 6824.0016 | 7051.4683 | 83252.8195 | 38123.6368 | 45129.1827 | 6704 | 139250 | 2026-10-31 | SGS-2F | 0.03393 | JP Storage
Northwest | Demand | 12685.5106 | 11867.0906 | 12685.5106 | 12276.3006 | 12685.5106 | 12276.3006 | 12685.5106 | 12685.5106 | 12276.3006 | 12685.5106 | 12276.3006 | 12685.5106 | 149770.8673 | 29256.4071 | 120514.4602 | 140622 | 139250 | 2026-10-31 | SGS-2F | 0.00291 | JP Storage
Northwest | Demand | 46074.525 | 43101.975 | 46074.525 | 44588.25 | 46074.525 | 44588.25 | 46074.525 | 46074.525 | 44588.25 | 46074.525 | 44588.25 | 46074.525 | 543976.65 | 235171.93 | 308804.72 | 6650 | 140766 | 2032-10-31 | TF-1 | 0.2235 | JP-Winter
Northwest | Demand | 230950 | 216050 | 230950 | 223500 | 230950 | 223500 | 230950 | 230950 | 223500 | 230950 | 223500 | 230950 | 2726700 | 2849409 | -122709 | 20000 | 140907 | 2033-10-31 | TF-1 | 0.3725 | Sumas
Northwest | Demand | 190859.3895 | 178545.8805 | 190859.3895 | 184702.635 | 190859.3895 | 184702.635 | 190859.3895 | 190859.3895 | 184702.635 | 190859.3895 | 184702.635 | 190859.3895 | 2253372.147 | 974177.6174 | 1279194.5296 | 27547 | 140910 | 2032-10-31 | TF-1 | 0.2235 | JP-Winter
Northwest | Demand | 31640.15 | 29598.85 | 31640.15 | 30619.5 | 31640.15 | 30619.5 | 31640.15 | 31640.15 | 30619.5 | 31640.15 | 30619.5 | 31640.15 | 373557.9 | 528994.5 | -155436.6 | 2740 | 145270 | 2026-03-31 | TF-2 | 0.3725 | JP
Northwest | Demand | 254045 | 237655 | 254045 | 245850 | 254045 | 245850 | 254045 | 254045 | 245850 | 254045 | 245850 | 254045 | 2999370 | 292009.855 | 2707360.145 | 22000 |  | 2026-03-31 | TF-2 | 0.3725 | CB/Rockies
Northwest | Demand | 0 | 0 | 0 | 0 | 0 | 0 | 0 | 0 | 0 | 0 | 0 | 0 | 0 | 665699.775 | -665699.775 | 0 | 140915 | 2023-05-01 | TF-1 | 0.09662 | Plymouth Storage
Northwest | Demand | 0 | 0 | 0 | 0 | 0 | 0 | 0 | 0 | 0 | 0 | 0 | 0 | 0 |  | 0 | 0 | 140975 | 2023-05-01 | LS-2F | 0.00331 | Plymouth Storage
Northwest | Demand | 0 | 0 | 0 | 0 | 0 | 0 | 0 | 0 | 0 | 0 | 0 | 0 | 0 |  | 0 | 0 | 140975 | 2023-05-01 | LS-2F | 0.02587 | Plymouth Storage
| NW Total | 2722739.0809 | 2547774.0435 | 2722739.0809 | 2635256.5622 | 2722739.0809 | 2635256.5622 | 2722739.0809 | 2722739.0809 | 2635256.5622 | 2722739.0809 | 2635256.5622 | 2722739.0809 | 32147973.8588 | 29660866.2196 | 2487107.6393
Cascade | Dispatch Service | 625 | 625 | 625 | 625 | 625 | 625 | 625 | 625 | 625 | 625 | 625 | 625 | 7500 | 7500 | 0 | 37000 | Encogen Plant NOM | 2024-03-31 | CT Meter | 625
Cascade | Demand | 16008.938 | 16008.938 | 16008.938 | 16008.938 | 16008.938 | 16008.938 | 16008.938 | 16008.938 | 16008.938 | 16008.938 | 16008.938 | 16008.938 | 192107.256 | 187421.724 | 4685.532 |  | 88680 |  |  | 0.43267
Cascade | Gross Rev Tax | 735.7191 | 735.7191 | 735.7191 | 735.7191 | 735.7191 | 735.7191 | 735.7191 | 735.7191 | 735.7191 | 735.7191 | 735.7191 | 735.7191 | 8828.6289 | 8621.3879 | 207.2411 |  |  |  |  | 4.423%
Cascade | City B&O Tax | 1108.7052 | 1108.7052 | 1108.7052 | 1108.7052 | 1108.7052 | 1108.7052 | 1108.7052 | 1108.7052 | 1108.7052 | 1108.7052 | 1108.7052 | 1108.7052 | 13304.4625 | 12992.1568 | 312.3057 |  |  |  |  | 6.383%
| Total | 18478.3623 | 18478.3623 | 18478.3623 | 18478.3623 | 18478.3623 | 18478.3623 | 18478.3623 | 18478.3623 | 18478.3623 | 18478.3623 | 18478.3623 | 18478.3623 | 221740.3475 | 216535.2687 | 5205.0788
Cascade | Dispatch Service | 625 | 625 | 625 | 625 | 625 | 625 | 625 | 625 | 625 | 625 | 625 | 625 | 7500 | 7500 | 0 | 52000 | Ferndale Plant NOM | 2024-03-31 | CT Meter | 625
Cascade | Demand | 104000 | 104000 | 104000 | 104000 | 104000 | 104000 | 104000 | 104000 | 104000 | 104000 | 104000 | 104000 | 1248000 | 1248000 | 0 |  | 90857 |  |  | 2
Cascade | Gross Rev Tax | 4627.5638 | 4627.5638 | 4627.5638 | 4627.5638 | 4627.5638 | 4627.5638 | 4627.5638 | 4627.5638 | 4627.5638 | 4627.5638 | 4627.5638 | 4627.5638 | 55530.765 | 55530.765 | 0 |  |  |  |  | 4.423%
Cascade | Total | 109252.5638 | 109252.5638 | 109252.5638 | 109252.5638 | 109252.5638 | 109252.5638 | 109252.5638 | 109252.5638 | 109252.5638 | 109252.5638 | 109252.5638 | 109252.5638 | 1311030.765 | 1311030.765 | 0
Cascade | Dispatch Service | 625 | 625 | 625 | 625 | 625 | 625 | 625 | 625 | 625 | 625 | 625 | 625 | 7500 | 7500 | 0 |  | Fredonia Plant NOM | 2024-09-30 | CT Meter | 625
Cascade | Facilities Charge | 0 | 0 | 0 | 0 | 0 | 0 | 0 | 0 | 0 | 0 | 0 | 0 | 0 | 0 | 0 |  | 105789
Cascade | Compressor Oper | 0 | 0 | 0 | 0 | 0 | 0 | 0 | 0 | 0 | 0 | 0 | 0 | 0 | 0 | 0
Cascade | Gross Rev Tax | 27.6438 | 27.6438 | 27.6438 | 27.6438 | 27.6438 | 27.6438 | 27.6438 | 27.6438 | 27.6438 | 27.6438 | 27.6438 | 27.6438 | 331.725 | 331.725 | 0 |  |  |  |  | 4.423%
Cascade | Total | 652.6437 | 652.6437 | 652.6437 | 652.6437 | 652.6437 | 652.6437 | 652.6437 | 652.6437 | 652.6437 | 652.6437 | 652.6437 | 652.6437 | 7831.725 | 7831.725 | 0
Cascade | Dispatch Service | 625 | 625 | 625 | 625 | 625 | 625 | 625 | 625 | 625 | 625 | 625 | 625 | 7500 | 7500 | 0 | 52000 | Mint Farm Plant NOM | 2024-09-30 | CT Meter | 625
Cascade | Demand | 104000 | 104000 | 104000 | 104000 | 104000 | 104000 | 104000 | 104000 | 104000 | 104000 | 104000 | 104000 | 1248000 | 1248000 | 0 |  | 93466 |  |  | 2
Cascade | Gross Rev Tax | 4627.5638 | 4627.5638 | 4627.5638 | 4627.5638 | 4627.5638 | 4627.5638 | 4627.5638 | 4627.5638 | 4627.5638 | 4627.5638 | 4627.5638 | 4627.5638 | 55530.765 | 55530.765 | 0 |  |  |  |  | 4.423%
Cascade | City B&O Tax | 60 | 60 | 60 | 60 | 60 | 60 | 60 | 60 | 60 | 60 | 60 | 60 | 720 | 720 | 0 |  |  |  |  | 60
Cascade | Total | 109312.5638 | 109312.5638 | 109312.5638 | 109312.5638 | 109312.5638 | 109312.5638 | 109312.5638 | 109312.5638 | 109312.5638 | 109312.5638 | 109312.5638 | 109312.5638 | 1311750.765 | 1311750.765 | 0
Cascade | Dispatch Service | 625 | 625 | 625 | 625 | 625 | 625 | 625 | 625 | 625 | 625 | 625 | 625 | 7500 | 7500 | 0 |  | Whitehorn Plant NOM | 2023-12-31 | CT Meter | 625
Cascade | Contract Charge | 13900 | 13900 | 13900 | 13900 | 13900 | 13900 | 13900 | 13900 | 13900 | 13900 | 13900 | 13900 | 166800 | 122620.08 | 44179.92 |  | 105788 |  |  | 13900
Cascade | Gross Rev Tax | 642.4407 | 642.4407 | 642.4407 | 642.4407 | 642.4407 | 642.4407 | 642.4407 | 642.4407 | 642.4407 | 642.4407 | 642.4407 | 642.4407 | 7709.289 | 5755.2111 | 1954.0779 |  |  |  |  | 4.423%
Cascade | Total | 15167.4407 | 15167.4407 | 15167.4407 | 15167.4407 | 15167.4407 | 15167.4407 | 15167.4407 | 15167.4407 | 15167.4407 | 15167.4407 | 15167.4407 | 15167.4407 | 182009.289 | 135875.2911 | 46133.9979 |  |  |  |  | 11313
Cascade | Cascade Total | 252863.5743 | 252863.5743 | 252863.5743 | 252863.5743 | 252863.5743 | 252863.5743 | 252863.5743 | 252863.5743 | 252863.5743 | 252863.5743 | 252863.5743 | 252863.5743 | 3034362.8915 | 2983023.8148 | 51339.0766
GTN | Demand | 126270.7103 | 126270.7103 | 126270.7103 | 126270.7103 | 126270.7103 | 126270.7103 | 126270.7103 | 126270.7103 | 126270.7103 | 126270.7103 | 126270.7103 | 126270.7103 | 1515248.5234 | 1486735.9263 | 28512.5971 | 40567 | 17012 | 2028-11-01 | FTS-1 | 3.1126 | Kingsgate | Stanfield
GTN | Demand | 35981.7931 | 33660.3871 | 35981.7931 | 34821.0901 | 35981.7931 | 34821.0901 | 35981.7931 | 35981.7931 | 34821.0901 | 35981.7931 | 34821.0901 | 35981.7931 | 424817.2995 | 423656.5965 | 1160.703 |  |  |  |  | 0.028612
GTN | GTN Total | 162252.5034 | 159931.0974 | 162252.5034 | 161091.8004 | 162252.5034 | 161091.8004 | 162252.5034 | 162252.5034 | 161091.8004 | 162252.5034 | 161091.8004 | 162252.5034 | 1940065.8228 | 1910392.5228 | 29673.3001
Westcoast | Demand | 1332287.8915 | 1332287.8915 | 1332287.8915 | 1332287.8915 | 1332287.8915 | 1332287.8915 | 1332287.8915 | 1332287.8915 | 1332287.8915 | 1332287.8915 | 1332287.8915 | 1332287.8915 | 15987454.6974 | 16271022.2826 | -283567.5851 | 88351.6163 | 2587 & 3545 TSEXP PSEE | 2025-11-01 | T-South | 736.72 | Station 2 | Huntingdon
Westcoast | Westcost Total | 1332287.8915 | 1332287.8915 | 1332287.8915 | 1332287.8915 | 1332287.8915 | 1332287.8915 | 1332287.8915 | 1332287.8915 | 1332287.8915 | 1332287.8915 | 1332287.8915 | 1332287.8915 | 15987454.6974 | 16271022.2826 | -283567.5851
Foothills | Demand | 87233.7989 | 87233.7989 | 87233.7989 | 87233.7989 | 87233.7989 | 87233.7989 | 87233.7989 | 87233.7989 | 87233.7989 | 87233.7989 | 87233.7989 | 87233.7989 | 1046805.5863 | 1013075.497 | 33730.0893 | 40945.6939 | PUGE F4 | 2023-11-30 | FT | 2.6019 | ABC-ANG/NOVA | ABC-ANG/NOVA
Foothills | Abandoment | 3082.4708 | 3082.4708 | 3082.4708 | 3082.4708 | 3082.4708 | 3082.4708 | 3082.4708 | 3082.4708 | 3082.4708 | 3082.4708 | 3082.4708 | 3082.4708 | 36989.6493 | 37490.7002 | -501.0509 |  |  |  |  | 0.091939
Foothills | Foothills Total | 90316.2696 | 90316.2696 | 90316.2696 | 90316.2696 | 90316.2696 | 90316.2696 | 90316.2696 | 90316.2696 | 90316.2696 | 90316.2696 | 90316.2696 | 90316.2696 | 1083795.2356 | 1050566.1972 | 33229.0384
Nova | Demand | 189587.0592 | 189587.0592 | 189587.0592 | 189587.0592 | 189587.0592 | 189587.0592 | 189587.0592 | 189587.0592 | 189587.0592 | 189587.0592 | 189587.0592 | 189587.0592 | 2275044.71 | 2263626.9226 | 11417.7874 | 41419.6024 | 2015-658207 & 658208 | 2023-12-31 | FT-D1 | 5.59 | AECO | STA 2000 ABC
Nova | Abandoment | 6443.9251 | 6443.9251 | 6443.9251 | 6443.9251 | 6443.9251 | 6443.9251 | 6443.9251 | 6443.9251 | 6443.9251 | 6443.9251 | 6443.9251 | 6443.9251 | 77327.1011 | 76939.0188 | 388.0822 |  |  |  |  | 0.19
Nova | Nova Total | 196030.9843 | 196030.9843 | 196030.9843 | 196030.9843 | 196030.9843 | 196030.9843 | 196030.9843 | 196030.9843 | 196030.9843 | 196030.9843 | 196030.9843 | 196030.9843 | 2352371.8111 | 2340565.9414 | 11805.8696
Purchase from PSEG | CB Storage | [15 empty] | 1200000 | CB Storage Agreement | 2026-03-31 | Firm |  | CB Storage Capacity
Purchase from PSEG | JP Storage | [15 empty] | 1000000 | JP Storage Agreement | 2026-03-31 | Firm |  | JP Storage Capacity
Storage Total
| NWP Refund per GRC Settlement | [13 empty] | -4353000 | 4353000
Total Fixed Gas Tranpsort and Storage Costs
Shaded Information is Designated as CONFIDENTIAL per WAC 480-07-160
REDACTED
REDACTED
REDACTED
REDACTED
REDACTED
Note on X66: Rosenberger, Cole: Rate in CAD per 103 m^3
Note on X69: Rosenberger, Cole: Rate in CAD Per 43200 GJ
Note on X73: Rosenberger, Cole: Rate in CAD Per 43700 GJ

## Distillate fuel (R)
Puget Sound Energy
2024 Power Cost Update
Distillate Fuel Incremental Costs
| 2024-01-01 | 2024-02-01 | 2024-03-01 | 2024-04-01 | 2024-05-01 | 2024-06-01 | 2024-07-01 | 2024-08-01 | 2024-09-01 | 2024-10-01 | 2024-11-01 | 2024-12-01 | 2024 | 2022 GRC - Final Filing 2023 | 2024 - Final Filing 2023
Frederickson 1 & 2 | 43246.0955 | 43246.0955 | 43246.0955 | 0 | 0 | 0 | 0 | 0 | 0 | 0 | 43246.0955 | 43246.0955 | 216230.4777 | 158346.9175 | 57883.5602
Fredonia 1 & 2 | 54288.9666 | 54288.9666 | 54288.9666 | 0 | 0 | 0 | 0 | 0 | 0 | 0 | 54288.9666 | 54288.9666 | 271444.8332 | 242893.8457 | 28550.9876
Fredonia 3 & 4 | 24610.9982 | 24610.9982 | 24610.9982 | 0 | 0 | 0 | 0 | 0 | 0 | 0 | 24610.9982 | 24610.9982 | 123054.9911 | 110111.8767 | 12943.1144
Ferndale | 58105.4599 | 58105.4599 | 58105.4599 | 0 | 0 | 0 | 0 | 0 | 0 | 0 | 58105.4599 | 58105.4599 | 290527.2994 | 230412.6948 | 60114.6046
Whitehorn 2 & 3 | 55684.8951 | 55684.8951 | 55684.8951 | 0 | 0 | 0 | 0 | 0 | 0 | 0 | 55684.8951 | 55684.8951 | 278424.4757 | 167753.0223 | 110671.4534
Encogen | 13333.2405 | 13333.2405 | 13333.2405 | 0 | 0 | 0 | 0 | 0 | 0 | 0 | 13333.2405 | 13333.2405 | 66666.2026 | 50171.943 | 16494.2596
Crystal mountain | 6865.9966 | 6865.9966 | 6865.9966 | 6865.9966 | 6865.9966 | 6865.9966 | 6865.9966 | 6865.9966 | 6865.9966 | 6865.9966 | 6865.9966 | 6865.9966 | 82391.9589 | 91276.5876 | -8884.6286
Total | 256135.6525 | 256135.6525 | 256135.6525 | 6865.9966 | 6865.9966 | 6865.9966 | 6865.9966 | 6865.9966 | 6865.9966 | 6865.9966 | 256135.6525 | 256135.6525 | 1328740.2387 | 1050966.8875 | 277773.3511
MWHs
Platts Mid C price
Value of energy | 88121.115 | 83886.7792 | 54033.1117 | 701.575 | 385.7783 | 520.6425 | 813.2292 | 960.5775 | 989.2383 | 958.2917 | 60976.5692 | 77753.925 | 370100.8325 | 412054.2873 | -41953.4548
Net cost total | 168014.5375 | 172248.8734 | 202102.5409 | 6164.4216 | 6480.2182 | 6345.3541 | 6052.7674 | 5905.4191 | 5876.7582 | 5907.7049 | 195159.0834 | 178381.7275 | 958639.4062 | 638912.6003 | 319726.8059
Oil for Crystal mountain generator - reliability operations over a 3 yr. period (not modeled in AURORA)
| Capacity | Heat rate on Oil | Oil inventory | Gallons burnt per hour | BTU content of #2 Fuel oil | Historical run profile | Gallons per year | Oil need | Oil Cost @ market | New cost of oil inventory | Cost of Oil
| (MW) | (Btu/KWh) | ($/gal) | (gal) | (Btu/gal) | (MWh) | (gal) | (gal) | ($) | ($/gal) | ($)
Crystal mountain | 2024-01-01: 2; 2024-05-01: 140000; 2024-06-01: 211; 2024-11-01: 82391.9589
Oil for testing - Calculated oil cost for 5hr compliance and reliability testing
| Capacity | *Heat rate on Oil | Oil inventory | Gallons burnt per hour | BTU content of #2 Fuel oil | Testing hours | Gallons per year | Cost of Oil
| (MW) | (Btu/KWh) | ($/gal) | (gal) | (Btu/gal) | (hrs) | (gal) | ($)
Frederickson 1 & 2 | 2024-01-01: 148; 2024-05-01: 140000; 2024-06-01: 5; 2024-08-01: 216230.4777
Fredonia 1 & 2 | 2024-01-01: 208; 2024-05-01: 140000; 2024-06-01: 5; 2024-08-01: 271444.8332
Fredonia 3 & 4 | 2024-01-01: 108; 2024-05-01: 140000; 2024-06-01: 5; 2024-08-01: 123054.9911
Ferndale | 2024-01-01: 271; 2024-05-01: 140000; 2024-06-01: 5; 2024-08-01: 290527.2994
Whitehorn 2 & 3 | 2024-01-01: 148; 2024-05-01: 140000; 2024-06-01: 5; 2024-08-01: 278424.4757
Encogen | 2024-01-01: 166; 2024-05-01: 140000; 2024-06-01: 5; 2024-08-01: 66666.2026
Total | 2024-08-01: 1246348.2797
*Heat rate on oil is derived from gallon per minute diesel burn rates from simple cycle plant data. The combined cycles use their natural gas heat rates.
Adequate oil supply to cover winter reliability - 48 hr supply (Incremental oil purchases are rolled into inventory cost)
| Capacity | Heat rate on Oil | Oil inventory | Gallons burnt per hour | BTU content of #2 Fuel oil | Reliability run | 48hr reliability run | *Minimum fill level 1'6'' from tank base | Sufficiency test | Oil need | Oil Cost @ market | New cost of oil inventory
| (MW) | (Btu/KWh) | ($/gal) | (gal) | (Btu/gallons) | (hrs) | (gal) | (gal) | 5hrs + 48hr exceed minimum fill level? | (gal) | ($) | ($/gal)
Frederickson 1 & 2 | 2024-01-01: 148; 2024-05-01: 140000; 2024-06-01: 48; 2024-08-01: 83202; 2024-09-01: No; 2024-10-01: 367621; 2024-11-01: -820897.693
Fredonia 1 & 2 | 2024-01-01: 208; 2024-05-01: 140000; 2024-06-01: 48; 2024-08-01: 147588; 2024-09-01: No; 2024-10-01: 116061.5; 2024-11-01: -259165.3295
Fredonia 3 & 4 | 2024-01-01: 108; 2024-05-01: 140000; 2024-06-01: 48; 2024-08-01: 147588; 2024-09-01: No; 2024-10-01: 116061.5; 2024-11-01: -259165.3295
Ferndale | 2024-01-01: 245; 2024-05-01: 140000; 2024-06-01: 48; 2024-08-01: 60000; 2024-09-01: No; 2024-10-01: 0; 2024-11-01: 0
Whitehorn 2 & 3 | 2024-01-01: 148; 2024-05-01: 140000; 2024-06-01: 48; 2024-08-01: 23184; 2024-09-01: No; 2024-10-01: 723758; 2024-11-01: -1616151.614
Encogen | 2024-01-01: 165; 2024-05-01: 140000; 2024-06-01: 48; 2024-08-01: 18774; 2024-09-01: Yes; 2024-10-01: -145501.25; 2024-11-01: 324904.2913
Total
*Minimum fill level 1'6'' is the minimum measure that diesel can be extracted to from each tank until mandatory refill must take place
SUMMARY OF OIL INVENTORY
2023-06-30
| Gallons | Price | Amount | SAP Account
Crystal Mountain | 2024-04-01: 15100061
Encogen | 2024-04-01: 15111001
Ferndale | 2024-04-01: 15100271
Frederickson | 2024-04-01: 15100091
Fredonia | 2024-04-01: 15100101
Whitehorn | 2024-04-01: 15100081
Books
Fair Market value (base price) #2 Fuel oil 15- PPM Sulfur Dyed ultra low sulfur diesel
With taxes & fees: average 10%
Rate year: January 2024 through December 2024
Gas price 90-day average dates: 6/7/23 - 9/5/23
Shaded information is designated as confidential per Protective Order in Dockets UE-220066 and UG-220067
Shaded Information is Designated as CONFIDENTIAL per WAC 480-07-160
REDACTED
REDACTED
REDACTED
REDACTED
REDACTED
REDACTED
REDACTED
REDACTED
REDACTED
REDACTED
REDACTED

## Non-fuel start costs (R)
Puget Sound Energy
2024 Power Cost Update
Adjustment for Non-Fuel Cost Included in Peaker Start Costs
Average | 2024_01 | 2024_02 | 2024_03 | 2024_04 | 2024_05 | 2024_06 | 2024_07 | 2024_08 | 2024_09 | 2024_10 | 2024_11 | 2024_12 | 2024 | 2022 GRC - Final Filing 2023 | 2024 - Final Filing 2023
Frederickson (1)
Frederickson (2)
Fredonia (1)
Fredonia (2)
Whitehorn (2)
Whitehorn (3)
Non-fuel costs in AURORA results
Power cost adjustment
Rate year: January 2024 through December 2024
Gas price 90-day average dates: 6/7/23 - 9/5/23
Shaded information is designated as confidential per Protective Order in Dockets UE-220066 and UG-220067
Shaded Information is Designated as CONFIDENTIAL per WAC 480-07-160
REDACTED
REDACTED

## Demand reponse (R)
Puget Sound Energy
2024 Power Cost Update
Demand Response Contracts
AutoGrid Contract
Year | 2024 | 2025 | 2026 | 2027 | 2028 | Total
Summer Target Load Reduction (MW's)
Winter Target Load Reduction (MW's)
Program Year Total Cost (Summer/Winter)
EnelX Contract
Year | 2024 | 2025 | 2026 | 2027 | 2028 | Total
Summer Target Load Reduction (MW's)
Winter Target Load Reduction (MW's)
Program Year Total Cost ($)
Opower Contract
Year | 2024 | 2025 | 2026 | 2027 | 2028 | Total
Summer Target Load Reduction (MW's)
Winter Target Load Reduction (MW's)
Program Year Total Cost (Summer/Winter)
REDACTED
REDACTED
REDACTED
Shaded Information is Designated as CONFIDENTIAL per WAC 480-07-160

## FERC 557 costs
Puget Sound Energy
2024 Power Cost Update
FERC 557 Other Power Costs
| 2024 GRC - 2024 | 2022 GRC - Final Filing 2024 | 2024 - Final Filing 2024
| 12 mo end 12.31.24 | 12 mo end 12.31.24
1148 - Energy Acctng O&M Power Costs
1148 - NON-IT Futrak SW Maint Electric
1148-Energy Acctng O&M Power Costs
1256 - NON-IT Misc Electric
1810 - Resource Plan & Analysis PC
1810 -Power Supply
1900-BPA Transmission Policy--Generation
1900-FERC Regulatory Merchant
1900-FERC Regulatory Transmission
1900-Financial Derivatives
1900-Mid-Columbia General
1900-Power Credit Matters
1900-Power Purchase Agreements
1900-Power Sale Agreements
1900-Power Wheeling Agreement-Generation
3050 - Other Power Costs - EIM Proj
3050 - Other Power Costs – G&A
3050 -NON-IT PCI EIM SW Maint Electr
4201 - Energy Policy Power Costs
4201 - Training - Power Costs
4310- EIM Outside Services
5013-Mid Columbia-Other Energy Exp-Elec
5300 - Non-Renewable PPAs
5300 - Renewable PPAs
5301 - NON-IT Lacima Maint Electric
5301 - NON-IT OATI Maint Electric
5301 - NON-IT Zema Maint Electric
5301 - Other Energy Expense - Electric
5301 NON-IT Openlink/Endur Maint Electri
5329 - Other Power Costs - EIM Proj
5329 - Other Power Costs - EIM Project
5329 - Other Power Costs-Energy Delivery
5329 - Training - Power Costs
5360 - Deferred customer Portion - PCA
5360 - Other Energy Expense - Electric
5360 - Power Supply - Organizations - E
5360 - Pwr Supply - Brokerage Fee - E
5360 - Safety - Power Costs
5360 - Training - Power Costs
5360 General & Administrative
5360 Power Supply PC
5360 Supervision & Support
6003 - Energy Supply Power Cost
6003 - General & Administrative
6003 - NON-IT Power Settlements SaaS Gas
6003 - Power Supply Exp - Power Cost
6003 - Safety - Power Costs
6003 - Supervison & Support
6003 - Training - Power Costs
6003-NON-IT Energy Exemplar SW Maint Ele
6005 - Power Supply - Hedging
6005 - Safety - Power Costs
6005 - Training - Power Costs
6005 Portfolio Hedging Power Cost
6008 - General & Administrative
6008 - Other Power Supply Expenses
6008 - Safety - Power Costs
6008 - Supervision & Support
6008 - Training - Power Costs
6009 - General & Administrative
6009 - Other Power Supply Expenses
9810 - Green Power Renewable Credits
CLSD-4420 -Green Power Tags Programs
CLSD-5360-Defer PCA Fixed Cost Imbal-Com
CLSD-5360-Defer PCA Fixed Cost Imbal-Ind
CLSD-5360-Defer PCA Fixed Cost Imb-Resid
Payroll Purchased Electricity
PCA Amortization Recovery UE-200893
S-Mid Columbia-Other Energy Exp
5329-Energy Delivery | 639692.1203 | 639692.1203 | 0
3050-EIM Power Costs | 4976404.8799 | 4976404.8799 | 0
9810-Customer Renewables | 7291616.62 | 7291616.62 | 0
6008-Real-Time Trading | 650468.8739 | 650468.8739 | 0
6009-Day-Ahead Trading | 2706886.2112 | 2706886.2112 | 0
1900-Legal | 1900000 | 1900000 | 0
6003-Power Costs | 1556527.0946 | 1556527.0946 | 0
5301-Energy Risk Control | 1270411.5814 | 1270411.5814 | 0
5360-Power & Gas Supply Ops | 1672500.3923 | 1672500.3923 | 0
5360 - Deferred customer Portion - PCA |  |  | 0
6005-Power & Gas Trading | 961215.4503 | 961215.4503 | 0
4310-Corporate | 50000 | 50000 | 0
1148-Energy & Derivative Accounting | 369318.4282 | 369318.4282 | 0
4201-Regulatory Affairs | 263192.8399 | 263192.8399 | 0
1810-Resource Planning & Analysis | 78621.0394 | 78621.0394 | 0
5300-Joint Generation | 58703.7094 | 58703.7094 | 0
Other Mid-C |  |  | 0
Forecasted total
Less customer portion of PCA (assume no balance)
Forecasted total - less PCA customer portion | 24445559.2409 | 24445559.2409 | 0
Less EIM costs
Less PCA amortization recovery
Less Green Power Program (offset in revenue) | -7291616.62 | -7291616.62 | 0
Payroll tax exclusion adjustment
Total rate year FERC 557 other power supply expense | 17153942.6209 | 17153942.6209 | 0
Rate year: January 2024 through December 2024
Test year: July 2021 through June 2022