Commercial_College_New_Water Heating_Natural Gas_Water Heater_E7_Codes & Standards Forecast | Commercial | College | New | Water Heating | Natural Gas | Water Heater | E7 |  | Codes & Standards Forecast | 0 | 0 | 0 | 0 | 0 | 0 | 0 | 0 | 0 | 0 | 0 | 0 | 0 | 0 | 0 | 0 | 0 | 0 | 0 | 0 | 0 | 0 | 0 | 0 | 0 | 0 | 0 | 0 | 0 | 0 | 0 | 0 | 0 | 0 | 0 | 0 | 0 | 0 | 0 | 0 | 0 | 0 | 0 | 0 | 0 | 0 | 0 | 0 | 0 | 0 | 0
Commercial_College_New_Water Heating_Natural Gas_Water Heater_E8_Codes & Standards Forecast | Commercial | College | New | Water Heating | Natural Gas | Water Heater | E8 |  | Codes & Standards Forecast | 0 | 0 | 0 | 0 | 0 | 0 | 0 | 0 | 0 | 0 | 0 | 0 | 0 | 0 | 0 | 0 | 0 | 0 | 0 | 0 | 0 | 0 | 0 | 0 | 0 | 0 | 0 | 0 | 0 | 0 | 0 | 0 | 0 | 0 | 0 | 0 | 0 | 0 | 0 | 0 | 0 | 0 | 0 | 0 | 0 | 0 | 0 | 0 | 0 | 0 | 0
Commercial_College_New_Water Heating_Natural Gas_Water Heater_E9_Codes & Standards Forecast | Commercial | College | New | Water Heating | Natural Gas | Water Heater | E9 |  | Codes & Standards Forecast | 0 | 0 | 0 | 0 | 0 | 0 | 0 | 0 | 0 | 0 | 0 | 0 | 0 | 0 | 0 | 0 | 0 | 0 | 0 | 0 | 0 | 0 | 0 | 0 | 0 | 0 | 0 | 0 | 0 | 0 | 0 | 0 | 0 | 0 | 0 | 0 | 0 | 0 | 0 | 0 | 0 | 0 | 0 | 0 | 0 | 0 | 0 | 0 | 0 | 0 | 0
Commercial_College_New_Water Heating_Natural Gas_Water Heater_E10_Codes & Standards Forecast | Commercial | College | New | Water Heating | Natural Gas | Water Heater | E10 |  | Codes & Standards Forecast | 0 | 0 | 0 | 0 | 0 | 0 | 0 | 0 | 0 | 0 | 0 | 0 | 0 | 0 | 0 | 0 | 0 | 0 | 0 | 0 | 0 | 0 | 0 | 0 | 0 | 0 | 0 | 0 | 0 | 0 | 0 | 0 | 0 | 0 | 0 | 0 | 0 | 0 | 0 | 0 | 0 | 0 | 0 | 0 | 0 | 0 | 0 | 0 | 0 | 0 | 0
Commercial_College_New_Water Heating_Natural Gas_Water Heater_Vintage_Codes & Standards Forecast | Commercial | College | New | Water Heating | Natural Gas | Water Heater | Vintage |  | Codes & Standards Forecast | 0 | 0 | 0 | 0 | 0 | 0 | 0 | 0 | 0 | 0 | 0 | 0 | 0 | 0 | 0 | 0 | 0 | 0 | 0 | 0 | 0 | 0 | 0 | 0 | 0 | 0 | 0 | 0 | 0 | 0 | 0 | 0 | 0 | 0 | 0 | 0 | 0 | 0 | 0 | 0 | 0 | 0 | 0 | 0 | 0 | 0 | 0 | 0 | 0 | 0 | 0
Commercial_College_New_Food Preparation_Natural Gas_Oven_E1_Codes & Standards Forecast | Commercial | College | New | Food Preparation | Natural Gas | Oven | E1 |  | Codes & Standards Forecast | 0 | 194.2055 | 1130.931 | 1729.5642 | 2445.3192 | 3182.9701 | 3924.3279 | 4565.9707 | 5198.6212 | 5846.0798 | 6504.0775 | 7157.0765 | 7799.862 | 8433.886 | 9068.8264 | 9701.8465 | 10338.5352 | 10960.3701 | 11557.5055 | 12135.3741 | 12713.5266 | 13303.386 | 13900.9328 | 14504.802 | 15115.1588 | 15727.2352 | 16341.7045 | 16956.5876 | 17574.1832 | 18193.1251 | 18816.6721 | 19440.6722 | 19705.7532 | 0 | 0 | 0 | 0 | 0 | 0 | 0 | 0 | 0 | 0 | 0 | 0 | 0 | 0 | 0 | 0 | 0 | 0
Commercial_College_New_Food Preparation_Natural Gas_Oven_E2_Codes & Standards Forecast | Commercial | College | New | Food Preparation | Natural Gas | Oven | E2 |  | Codes & Standards Forecast | 0 | 0 | 0 | 0 | 0 | 0 | 0 | 0 | 0 | 0 | 0 | 0 | 0 | 0 | 0 | 0 | 0 | 0 | 0 | 0 | 0 | 0 | 0 | 0 | 0 | 0 | 0 | 0 | 0 | 0 | 0 | 0 | 0 | 0 | 0 | 0 | 0 | 0 | 0 | 0 | 0 | 0 | 0 | 0 | 0 | 0 | 0 | 0 | 0 | 0 | 0
Commercial_College_New_Food Preparation_Natural Gas_Oven_E3_Codes & Standards Forecast | Commercial | College | New | Food Preparation | Natural Gas | Oven | E3 |  | Codes & Standards Forecast | 0 | 0 | 0 | 0 | 0 | 0 | 0 | 0 | 0 | 0 | 0 | 0 | 0 | 0 | 0 | 0 | 0 | 0 | 0 | 0 | 0 | 0 | 0 | 0 | 0 | 0 | 0 | 0 | 0 | 0 | 0 | 0 | 0 | 0 | 0 | 0 | 0 | 0 | 0 | 0 | 0 | 0 | 0 | 0 | 0 | 0 | 0 | 0 | 0 | 0 | 0
Commercial_College_New_Food Preparation_Natural Gas_Oven_E4_Codes & Standards Forecast | Commercial | College | New | Food Preparation | Natural Gas | Oven | E4 |  | Codes & Standards Forecast | 0 | 0 | 0 | 0 | 0 | 0 | 0 | 0 | 0 | 0 | 0 | 0 | 0 | 0 | 0 | 0 | 0 | 0 | 0 | 0 | 0 | 0 | 0 | 0 | 0 | 0 | 0 | 0 | 0 | 0 | 0 | 0 | 0 | 0 | 0 | 0 | 0 | 0 | 0 | 0 | 0 | 0 | 0 | 0 | 0 | 0 | 0 | 0 | 0 | 0 | 0
Commercial_College_New_Food Preparation_Natural Gas_Oven_E5_Codes & Standards Forecast | Commercial | College | New | Food Preparation | Natural Gas | Oven | E5 |  | Codes & Standards Forecast | 0 | 0 | 0 | 0 | 0 | 0 | 0 | 0 | 0 | 0 | 0 | 0 | 0 | 0 | 0 | 0 | 0 | 0 | 0 | 0 | 0 | 0 | 0 | 0 | 0 | 0 | 0 | 0 | 0 | 0 | 0 | 0 | 0 | 0 | 0 | 0 | 0 | 0 | 0 | 0 | 0 | 0 | 0 | 0 | 0 | 0 | 0 | 0 | 0 | 0 | 0
Commercial_College_New_Food Preparation_Natural Gas_Oven_E6_Codes & Standards Forecast | Commercial | College | New | Food Preparation | Natural Gas | Oven | E6 |  | Codes & Standards Forecast | 0 | 0 | 0 | 0 | 0 | 0 | 0 | 0 | 0 | 0 | 0 | 0 | 0 | 0 | 0 | 0 | 0 | 0 | 0 | 0 | 0 | 0 | 0 | 0 | 0 | 0 | 0 | 0 | 0 | 0 | 0 | 0 | 0 | 0 | 0 | 0 | 0 | 0 | 0 | 0 | 0 | 0 | 0 | 0 | 0 | 0 | 0 | 0 | 0 | 0 | 0
Commercial_College_New_Food Preparation_Natural Gas_Oven_E7_Codes & Standards Forecast | Commercial | College | New | Food Preparation | Natural Gas | Oven | E7 |  | Codes & Standards Forecast | 0 | 0 | 0 | 0 | 0 | 0 | 0 | 0 | 0 | 0 | 0 | 0 | 0 | 0 | 0 | 0 | 0 | 0 | 0 | 0 | 0 | 0 | 0 | 0 | 0 | 0 | 0 | 0 | 0 | 0 | 0 | 0 | 0 | 0 | 0 | 0 | 0 | 0 | 0 | 0 | 0 | 0 | 0 | 0 | 0 | 0 | 0 | 0 | 0 | 0 | 0
Commercial_College_New_Food Preparation_Natural Gas_Oven_E8_Codes & Standards Forecast | Commercial | College | New | Food Preparation | Natural Gas | Oven | E8 |  | Codes & Standards Forecast | 0 | 0 | 0 | 0 | 0 | 0 | 0 | 0 | 0 | 0 | 0 | 0 | 0 | 0 | 0 | 0 | 0 | 0 | 0 | 0 | 0 | 0 | 0 | 0 | 0 | 0 | 0 | 0 | 0 | 0 | 0 | 0 | 0 | 0 | 0 | 0 | 0 | 0 | 0 | 0 | 0 | 0 | 0 | 0 | 0 | 0 | 0 | 0 | 0 | 0 | 0
Commercial_College_New_Food Preparation_Natural Gas_Oven_E9_Codes & Standards Forecast | Commercial | College | New | Food Preparation | Natural Gas | Oven | E9 |  | Codes & Standards Forecast | 0 | 0 | 0 | 0 | 0 | 0 | 0 | 0 | 0 | 0 | 0 | 0 | 0 | 0 | 0 | 0 | 0 | 0 | 0 | 0 | 0 | 0 | 0 | 0 | 0 | 0 | 0 | 0 | 0 | 0 | 0 | 0 | 0 | 0 | 0 | 0 | 0 | 0 | 0 | 0 | 0 | 0 | 0 | 0 | 0 | 0 | 0 | 0 | 0 | 0 | 0
Commercial_College_New_Food Preparation_Natural Gas_Oven_E10_Codes & Standards Forecast | Commercial | College | New | Food Preparation | Natural Gas | Oven | E10 |  | Codes & Standards Forecast | 0 | 0 | 0 | 0 | 0 | 0 | 0 | 0 | 0 | 0 | 0 | 0 | 0 | 0 | 0 | 0 | 0 | 0 | 0 | 0 | 0 | 0 | 0 | 0 | 0 | 0 | 0 | 0 | 0 | 0 | 0 | 0 | 0 | 0 | 0 | 0 | 0 | 0 | 0 | 0 | 0 | 0 | 0 | 0 | 0 | 0 | 0 | 0 | 0 | 0 | 0
Commercial_College_New_Food Preparation_Natural Gas_Oven_Vintage_Codes & Standards Forecast | Commercial | College | New | Food Preparation | Natural Gas | Oven | Vintage |  | Codes & Standards Forecast | 0 | 0 | 0 | 0 | 0 | 0 | 0 | 0 | 0 | 0 | 0 | 0 | 0 | 0 | 0 | 0 | 0 | 0 | 0 | 0 | 0 | 0 | 0 | 0 | 0 | 0 | 0 | 0 | 0 | 0 | 0 | 0 | 0 | 0 | 0 | 0 | 0 | 0 | 0 | 0 | 0 | 0 | 0 | 0 | 0 | 0 | 0 | 0 | 0 | 0 | 0
Commercial_College_New_Food Preparation_Natural Gas_Conveyor Oven_E1_Codes & Standards Forecast | Commercial | College | New | Food Preparation | Natural Gas | Conveyor Oven | E1 |  | Codes & Standards Forecast | 0 | 97.1028 | 565.4655 | 864.7821 | 1222.6596 | 1591.4851 | 1962.164 | 2282.9853 | 2599.3106 | 2923.0399 | 3252.0388 | 3578.5383 | 3899.931 | 4216.943 | 4534.4132 | 4850.9233 | 5169.2676 | 5480.185 | 5778.7527 | 6067.687 | 6356.7633 | 6651.693 | 6950.4664 | 7252.401 | 7557.5794 | 7863.6176 | 8170.8522 | 8478.2938 | 8787.0916 | 9096.5626 | 9408.336 | 9720.3361 | 9852.8766 | 0 | 0 | 0 | 0 | 0 | 0 | 0 | 0 | 0 | 0 | 0 | 0 | 0 | 0 | 0 | 0 | 0 | 0
Commercial_College_New_Food Preparation_Natural Gas_Conveyor Oven_E2_Codes & Standards Forecast | Commercial | College | New | Food Preparation | Natural Gas | Conveyor Oven | E2 |  | Codes & Standards Forecast | 0 | 0 | 0 | 0 | 0 | 0 | 0 | 0 | 0 | 0 | 0 | 0 | 0 | 0 | 0 | 0 | 0 | 0 | 0 | 0 | 0 | 0 | 0 | 0 | 0 | 0 | 0 | 0 | 0 | 0 | 0 | 0 | 0 | 0 | 0 | 0 | 0 | 0 | 0 | 0 | 0 | 0 | 0 | 0 | 0 | 0 | 0 | 0 | 0 | 0 | 0
Commercial_College_New_Food Preparation_Natural Gas_Conveyor Oven_E3_Codes & Standards Forecast | Commercial | College | New | Food Preparation | Natural Gas | Conveyor Oven | E3 |  | Codes & Standards Forecast | 0 | 0 | 0 | 0 | 0 | 0 | 0 | 0 | 0 | 0 | 0 | 0 | 0 | 0 | 0 | 0 | 0 | 0 | 0 | 0 | 0 | 0 | 0 | 0 | 0 | 0 | 0 | 0 | 0 | 0 | 0 | 0 | 0 | 0 | 0 | 0 | 0 | 0 | 0 | 0 | 0 | 0 | 0 | 0 | 0 | 0 | 0 | 0 | 0 | 0 | 0
Commercial_College_New_Food Preparation_Natural Gas_Conveyor Oven_E4_Codes & Standards Forecast | Commercial | College | New | Food Preparation | Natural Gas | Conveyor Oven | E4 |  | Codes & Standards Forecast | 0 | 0 | 0 | 0 | 0 | 0 | 0 | 0 | 0 | 0 | 0 | 0 | 0 | 0 | 0 | 0 | 0 | 0 | 0 | 0 | 0 | 0 | 0 | 0 | 0 | 0 | 0 | 0 | 0 | 0 | 0 | 0 | 0 | 0 | 0 | 0 | 0 | 0 | 0 | 0 | 0 | 0 | 0 | 0 | 0 | 0 | 0 | 0 | 0 | 0 | 0
Commercial_College_New_Food Preparation_Natural Gas_Conveyor Oven_E5_Codes & Standards Forecast | Commercial | College | New | Food Preparation | Natural Gas | Conveyor Oven | E5 |  | Codes & Standards Forecast | 0 | 0 | 0 | 0 | 0 | 0 | 0 | 0 | 0 | 0 | 0 | 0 | 0 | 0 | 0 | 0 | 0 | 0 | 0 | 0 | 0 | 0 | 0 | 0 | 0 | 0 | 0 | 0 | 0 | 0 | 0 | 0 | 0 | 0 | 0 | 0 | 0 | 0 | 0 | 0 | 0 | 0 | 0 | 0 | 0 | 0 | 0 | 0 | 0 | 0 | 0
Commercial_College_New_Food Preparation_Natural Gas_Conveyor Oven_E6_Codes & Standards Forecast | Commercial | College | New | Food Preparation | Natural Gas | Conveyor Oven | E6 |  | Codes & Standards Forecast | 0 | 0 | 0 | 0 | 0 | 0 | 0 | 0 | 0 | 0 | 0 | 0 | 0 | 0 | 0 | 0 | 0 | 0 | 0 | 0 | 0 | 0 | 0 | 0 | 0 | 0 | 0 | 0 | 0 | 0 | 0 | 0 | 0 | 0 | 0 | 0 | 0 | 0 | 0 | 0 | 0 | 0 | 0 | 0 | 0 | 0 | 0 | 0 | 0 | 0 | 0
Commercial_College_New_Food Preparation_Natural Gas_Conveyor Oven_E7_Codes & Standards Forecast | Commercial | College | New | Food Preparation | Natural Gas | Conveyor Oven | E7 |  | Codes & Standards Forecast | 0 | 0 | 0 | 0 | 0 | 0 | 0 | 0 | 0 | 0 | 0 | 0 | 0 | 0 | 0 | 0 | 0 | 0 | 0 | 0 | 0 | 0 | 0 | 0 | 0 | 0 | 0 | 0 | 0 | 0 | 0 | 0 | 0 | 0 | 0 | 0 | 0 | 0 | 0 | 0 | 0 | 0 | 0 | 0 | 0 | 0 | 0 | 0 | 0 | 0 | 0
Commercial_College_New_Food Preparation_Natural Gas_Conveyor Oven_E8_Codes & Standards Forecast | Commercial | College | New | Food Preparation | Natural Gas | Conveyor Oven | E8 |  | Codes & Standards Forecast | 0 | 0 | 0 | 0 | 0 | 0 | 0 | 0 | 0 | 0 | 0 | 0 | 0 | 0 | 0 | 0 | 0 | 0 | 0 | 0 | 0 | 0 | 0 | 0 | 0 | 0 | 0 | 0 | 0 | 0 | 0 | 0 | 0 | 0 | 0 | 0 | 0 | 0 | 0 | 0 | 0 | 0 | 0 | 0 | 0 | 0 | 0 | 0 | 0 | 0 | 0
Commercial_College_New_Food Preparation_Natural Gas_Conveyor Oven_E9_Codes & Standards Forecast | Commercial | College | New | Food Preparation | Natural Gas | Conveyor Oven | E9 |  | Codes & Standards Forecast | 0 | 0 | 0 | 0 | 0 | 0 | 0 | 0 | 0 | 0 | 0 | 0 | 0 | 0 | 0 | 0 | 0 | 0 | 0 | 0 | 0 | 0 | 0 | 0 | 0 | 0 | 0 | 0 | 0 | 0 | 0 | 0 | 0 | 0 | 0 | 0 | 0 | 0 | 0 | 0 | 0 | 0 | 0 | 0 | 0 | 0 | 0 | 0 | 0 | 0 | 0
Commercial_College_New_Food Preparation_Natural Gas_Conveyor Oven_E10_Codes & Standards Forecast | Commercial | College | New | Food Preparation | Natural Gas | Conveyor Oven | E10 |  | Codes & Standards Forecast | 0 | 0 | 0 | 0 | 0 | 0 | 0 | 0 | 0 | 0 | 0 | 0 | 0 | 0 | 0 | 0 | 0 | 0 | 0 | 0 | 0 | 0 | 0 | 0 | 0 | 0 | 0 | 0 | 0 | 0 | 0 | 0 | 0 | 0 | 0 | 0 | 0 | 0 | 0 | 0 | 0 | 0 | 0 | 0 | 0 | 0 | 0 | 0 | 0 | 0 | 0
Commercial_College_New_Food Preparation_Natural Gas_Conveyor Oven_Vintage_Codes & Standards Forecast | Commercial | College | New | Food Preparation | Natural Gas | Conveyor Oven | Vintage |  | Codes & Standards Forecast | 0 | 0 | 0 | 0 | 0 | 0 | 0 | 0 | 0 | 0 | 0 | 0 | 0 | 0 | 0 | 0 | 0 | 0 | 0 | 0 | 0 | 0 | 0 | 0 | 0 | 0 | 0 | 0 | 0 | 0 | 0 | 0 | 0 | 0 | 0 | 0 | 0 | 0 | 0 | 0 | 0 | 0 | 0 | 0 | 0 | 0 | 0 | 0 | 0 | 0 | 0
Commercial_College_New_Food Preparation_Natural Gas_Double Rack Oven_E1_Codes & Standards Forecast | Commercial | College | New | Food Preparation | Natural Gas | Double Rack Oven | E1 |  | Codes & Standards Forecast | 0 | 97.1028 | 565.4655 | 864.7821 | 1222.6596 | 1591.4851 | 1962.164 | 2282.9853 | 2599.3106 | 2923.0399 | 3252.0388 | 3578.5383 | 3899.931 | 4216.943 | 4534.4132 | 4850.9233 | 5169.2676 | 5480.185 | 5778.7527 | 6067.687 | 6356.7633 | 6651.693 | 6950.4664 | 7252.401 | 7557.5794 | 7863.6176 | 8170.8522 | 8478.2938 | 8787.0916 | 9096.5626 | 9408.336 | 9720.3361 | 9852.8766 | 0 | 0 | 0 | 0 | 0 | 0 | 0 | 0 | 0 | 0 | 0 | 0 | 0 | 0 | 0 | 0 | 0 | 0
Commercial_College_New_Food Preparation_Natural Gas_Double Rack Oven_E2_Codes & Standards Forecast | Commercial | College | New | Food Preparation | Natural Gas | Double Rack Oven | E2 |  | Codes & Standards Forecast | 0 | 0 | 0 | 0 | 0 | 0 | 0 | 0 | 0 | 0 | 0 | 0 | 0 | 0 | 0 | 0 | 0 | 0 | 0 | 0 | 0 | 0 | 0 | 0 | 0 | 0 | 0 | 0 | 0 | 0 | 0 | 0 | 0 | 0 | 0 | 0 | 0 | 0 | 0 | 0 | 0 | 0 | 0 | 0 | 0 | 0 | 0 | 0 | 0 | 0 | 0
Commercial_College_New_Food Preparation_Natural Gas_Double Rack Oven_E3_Codes & Standards Forecast | Commercial | College | New | Food Preparation | Natural Gas | Double Rack Oven | E3 |  | Codes & Standards Forecast | 0 | 0 | 0 | 0 | 0 | 0 | 0 | 0 | 0 | 0 | 0 | 0 | 0 | 0 | 0 | 0 | 0 | 0 | 0 | 0 | 0 | 0 | 0 | 0 | 0 | 0 | 0 | 0 | 0 | 0 | 0 | 0 | 0 | 0 | 0 | 0 | 0 | 0 | 0 | 0 | 0 | 0 | 0 | 0 | 0 | 0 | 0 | 0 | 0 | 0 | 0
Commercial_College_New_Food Preparation_Natural Gas_Double Rack Oven_E4_Codes & Standards Forecast | Commercial | College | New | Food Preparation | Natural Gas | Double Rack Oven | E4 |  | Codes & Standards Forecast | 0 | 0 | 0 | 0 | 0 | 0 | 0 | 0 | 0 | 0 | 0 | 0 | 0 | 0 | 0 | 0 | 0 | 0 | 0 | 0 | 0 | 0 | 0 | 0 | 0 | 0 | 0 | 0 | 0 | 0 | 0 | 0 | 0 | 0 | 0 | 0 | 0 | 0 | 0 | 0 | 0 | 0 | 0 | 0 | 0 | 0 | 0 | 0 | 0 | 0 | 0
Commercial_College_New_Food Preparation_Natural Gas_Double Rack Oven_E5_Codes & Standards Forecast | Commercial | College | New | Food Preparation | Natural Gas | Double Rack Oven | E5 |  | Codes & Standards Forecast | 0 | 0 | 0 | 0 | 0 | 0 | 0 | 0 | 0 | 0 | 0 | 0 | 0 | 0 | 0 | 0 | 0 | 0 | 0 | 0 | 0 | 0 | 0 | 0 | 0 | 0 | 0 | 0 | 0 | 0 | 0 | 0 | 0 | 0 | 0 | 0 | 0 | 0 | 0 | 0 | 0 | 0 | 0 | 0 | 0 | 0 | 0 | 0 | 0 | 0 | 0
Commercial_College_New_Food Preparation_Natural Gas_Double Rack Oven_E6_Codes & Standards Forecast | Commercial | College | New | Food Preparation | Natural Gas | Double Rack Oven | E6 |  | Codes & Standards Forecast | 0 | 0 | 0 | 0 | 0 | 0 | 0 | 0 | 0 | 0 | 0 | 0 | 0 | 0 | 0 | 0 | 0 | 0 | 0 | 0 | 0 | 0 | 0 | 0 | 0 | 0 | 0 | 0 | 0 | 0 | 0 | 0 | 0 | 0 | 0 | 0 | 0 | 0 | 0 | 0 | 0 | 0 | 0 | 0 | 0 | 0 | 0 | 0 | 0 | 0 | 0
Commercial_College_New_Food Preparation_Natural Gas_Double Rack Oven_E7_Codes & Standards Forecast | Commercial | College | New | Food Preparation | Natural Gas | Double Rack Oven | E7 |  | Codes & Standards Forecast | 0 | 0 | 0 | 0 | 0 | 0 | 0 | 0 | 0 | 0 | 0 | 0 | 0 | 0 | 0 | 0 | 0 | 0 | 0 | 0 | 0 | 0 | 0 | 0 | 0 | 0 | 0 | 0 | 0 | 0 | 0 | 0 | 0 | 0 | 0 | 0 | 0 | 0 | 0 | 0 | 0 | 0 | 0 | 0 | 0 | 0 | 0 | 0 | 0 | 0 | 0
Commercial_College_New_Food Preparation_Natural Gas_Double Rack Oven_E8_Codes & Standards Forecast | Commercial | College | New | Food Preparation | Natural Gas | Double Rack Oven | E8 |  | Codes & Standards Forecast | 0 | 0 | 0 | 0 | 0 | 0 | 0 | 0 | 0 | 0 | 0 | 0 | 0 | 0 | 0 | 0 | 0 | 0 | 0 | 0 | 0 | 0 | 0 | 0 | 0 | 0 | 0 | 0 | 0 | 0 | 0 | 0 | 0 | 0 | 0 | 0 | 0 | 0 | 0 | 0 | 0 | 0 | 0 | 0 | 0 | 0 | 0 | 0 | 0 | 0 | 0
Commercial_College_New_Food Preparation_Natural Gas_Double Rack Oven_E9_Codes & Standards Forecast | Commercial | College | New | Food Preparation | Natural Gas | Double Rack Oven | E9 |  | Codes & Standards Forecast | 0 | 0 | 0 | 0 | 0 | 0 | 0 | 0 | 0 | 0 | 0 | 0 | 0 | 0 | 0 | 0 | 0 | 0 | 0 | 0 | 0 | 0 | 0 | 0 | 0 | 0 | 0 | 0 | 0 | 0 | 0 | 0 | 0 | 0 | 0 | 0 | 0 | 0 | 0 | 0 | 0 | 0 | 0 | 0 | 0 | 0 | 0 | 0 | 0 | 0 | 0
Commercial_College_New_Food Preparation_Natural Gas_Double Rack Oven_E10_Codes & Standards Forecast | Commercial | College | New | Food Preparation | Natural Gas | Double Rack Oven | E10 |  | Codes & Standards Forecast | 0 | 0 | 0 | 0 | 0 | 0 | 0 | 0 | 0 | 0 | 0 | 0 | 0 | 0 | 0 | 0 | 0 | 0 | 0 | 0 | 0 | 0 | 0 | 0 | 0 | 0 | 0 | 0 | 0 | 0 | 0 | 0 | 0 | 0 | 0 | 0 | 0 | 0 | 0 | 0 | 0 | 0 | 0 | 0 | 0 | 0 | 0 | 0 | 0 | 0 | 0
Commercial_College_New_Food Preparation_Natural Gas_Double Rack Oven_Vintage_Codes & Standards Forecast | Commercial | College | New | Food Preparation | Natural Gas | Double Rack Oven | Vintage |  | Codes & Standards Forecast | 0 | 0 | 0 | 0 | 0 | 0 | 0 | 0 | 0 | 0 | 0 | 0 | 0 | 0 | 0 | 0 | 0 | 0 | 0 | 0 | 0 | 0 | 0 | 0 | 0 | 0 | 0 | 0 | 0 | 0 | 0 | 0 | 0 | 0 | 0 | 0 | 0 | 0 | 0 | 0 | 0 | 0 | 0 | 0 | 0 | 0 | 0 | 0 | 0 | 0 | 0
Commercial_College_New_Food Preparation_Natural Gas_Fryer_E1_Codes & Standards Forecast | Commercial | College | New | Food Preparation | Natural Gas | Fryer | E1 |  | Codes & Standards Forecast | 0 | 251.3248 | 1463.5578 | 1463.5578 | 1463.5578 | 1463.5578 | 1463.5578 | 1463.5578 | 1463.5578 | 1413.2928 | 1130.6343 | 904.5074 | 723.6059 | 578.8848 | 397.2245 | 0 | 0 | 0 | 0 | 0 | 0 | 0 | 0 | 0 | 0 | 0 | 0 | 0 | 0 | 0 | 0 | 0 | 0 | 0 | 0 | 0 | 0 | 0 | 0 | 0 | 0 | 0 | 0 | 0 | 0 | 0 | 0 | 0 | 0 | 0 | 0
Commercial_College_New_Food Preparation_Natural Gas_Fryer_E2_Codes & Standards Forecast | Commercial | College | New | Food Preparation | Natural Gas | Fryer | E2 |  | Codes & Standards Forecast | 0 | 0 | 0 | 774.7018 | 1700.9729 | 2655.58 | 3614.9842 | 4445.3454 | 5264.0696 | 6152.2222 | 7286.4072 | 8357.5916 | 9370.3332 | 10335.5559 | 11338.9038 | 12555.3308 | 13379.2808 | 14184.0084 | 14956.7718 | 15704.6018 | 16452.7991 | 17216.1466 | 17989.4424 | 18770.9203 | 19560.7937 | 20352.8926 | 21148.0881 | 21943.8192 | 22743.0607 | 23544.0443 | 24350.9874 | 25158.517 | 25501.563 | 0 | 0 | 0 | 0 | 0 | 0 | 0 | 0 | 0 | 0 | 0 | 0 | 0 | 0 | 0 | 0 | 0 | 0
Commercial_College_New_Food Preparation_Natural Gas_Fryer_E3_Codes & Standards Forecast | Commercial | College | New | Food Preparation | Natural Gas | Fryer | E3 |  | Codes & Standards Forecast | 0 | 0 | 0 | 0 | 0 | 0 | 0 | 0 | 0 | 0 | 0 | 0 | 0 | 0 | 0 | 0 | 0 | 0 | 0 | 0 | 0 | 0 | 0 | 0 | 0 | 0 | 0 | 0 | 0 | 0 | 0 | 0 | 0 | 0 | 0 | 0 | 0 | 0 | 0 | 0 | 0 | 0 | 0 | 0 | 0 | 0 | 0 | 0 | 0 | 0 | 0
Commercial_College_New_Food Preparation_Natural Gas_Fryer_E4_Codes & Standards Forecast | Commercial | College | New | Food Preparation | Natural Gas | Fryer | E4 |  | Codes & Standards Forecast | 0 | 0 | 0 | 0 | 0 | 0 | 0 | 0 | 0 | 0 | 0 | 0 | 0 | 0 | 0 | 0 | 0 | 0 | 0 | 0 | 0 | 0 | 0 | 0 | 0 | 0 | 0 | 0 | 0 | 0 | 0 | 0 | 0 | 0 | 0 | 0 | 0 | 0 | 0 | 0 | 0 | 0 | 0 | 0 | 0 | 0 | 0 | 0 | 0 | 0 | 0
Commercial_College_New_Food Preparation_Natural Gas_Fryer_E5_Codes & Standards Forecast | Commercial | College | New | Food Preparation | Natural Gas | Fryer | E5 |  | Codes & Standards Forecast | 0 | 0 | 0 | 0 | 0 | 0 | 0 | 0 | 0 | 0 | 0 | 0 | 0 | 0 | 0 | 0 | 0 | 0 | 0 | 0 | 0 | 0 | 0 | 0 | 0 | 0 | 0 | 0 | 0 | 0 | 0 | 0 | 0 | 0 | 0 | 0 | 0 | 0 | 0 | 0 | 0 | 0 | 0 | 0 | 0 | 0 | 0 | 0 | 0 | 0 | 0
Commercial_College_New_Food Preparation_Natural Gas_Fryer_E6_Codes & Standards Forecast | Commercial | College | New | Food Preparation | Natural Gas | Fryer | E6 |  | Codes & Standards Forecast | 0 | 0 | 0 | 0 | 0 | 0 | 0 | 0 | 0 | 0 | 0 | 0 | 0 | 0 | 0 | 0 | 0 | 0 | 0 | 0 | 0 | 0 | 0 | 0 | 0 | 0 | 0 | 0 | 0 | 0 | 0 | 0 | 0 | 0 | 0 | 0 | 0 | 0 | 0 | 0 | 0 | 0 | 0 | 0 | 0 | 0 | 0 | 0 | 0 | 0 | 0
Commercial_College_New_Food Preparation_Natural Gas_Fryer_E7_Codes & Standards Forecast | Commercial | College | New | Food Preparation | Natural Gas | Fryer | E7 |  | Codes & Standards Forecast | 0 | 0 | 0 | 0 | 0 | 0 | 0 | 0 | 0 | 0 | 0 | 0 | 0 | 0 | 0 | 0 | 0 | 0 | 0 | 0 | 0 | 0 | 0 | 0 | 0 | 0 | 0 | 0 | 0 | 0 | 0 | 0 | 0 | 0 | 0 | 0 | 0 | 0 | 0 | 0 | 0 | 0 | 0 | 0 | 0 | 0 | 0 | 0 | 0 | 0 | 0
Commercial_College_New_Food Preparation_Natural Gas_Fryer_E8_Codes & Standards Forecast | Commercial | College | New | Food Preparation | Natural Gas | Fryer | E8 |  | Codes & Standards Forecast | 0 | 0 | 0 | 0 | 0 | 0 | 0 | 0 | 0 | 0 | 0 | 0 | 0 | 0 | 0 | 0 | 0 | 0 | 0 | 0 | 0 | 0 | 0 | 0 | 0 | 0 | 0 | 0 | 0 | 0 | 0 | 0 | 0 | 0 | 0 | 0 | 0 | 0 | 0 | 0 | 0 | 0 | 0 | 0 | 0 | 0 | 0 | 0 | 0 | 0 | 0
Commercial_College_New_Food Preparation_Natural Gas_Fryer_E9_Codes & Standards Forecast | Commercial | College | New | Food Preparation | Natural Gas | Fryer | E9 |  | Codes & Standards Forecast | 0 | 0 | 0 | 0 | 0 | 0 | 0 | 0 | 0 | 0 | 0 | 0 | 0 | 0 | 0 | 0 | 0 | 0 | 0 | 0 | 0 | 0 | 0 | 0 | 0 | 0 | 0 | 0 | 0 | 0 | 0 | 0 | 0 | 0 | 0 | 0 | 0 | 0 | 0 | 0 | 0 | 0 | 0 | 0 | 0 | 0 | 0 | 0 | 0 | 0 | 0
Commercial_College_New_Food Preparation_Natural Gas_Fryer_E10_Codes & Standards Forecast | Commercial | College | New | Food Preparation | Natural Gas | Fryer | E10 |  | Codes & Standards Forecast | 0 | 0 | 0 | 0 | 0 | 0 | 0 | 0 | 0 | 0 | 0 | 0 | 0 | 0 | 0 | 0 | 0 | 0 | 0 | 0 | 0 | 0 | 0 | 0 | 0 | 0 | 0 | 0 | 0 | 0 | 0 | 0 | 0 | 0 | 0 | 0 | 0 | 0 | 0 | 0 | 0 | 0 | 0 | 0 | 0 | 0 | 0 | 0 | 0 | 0 | 0
Commercial_College_New_Food Preparation_Natural Gas_Fryer_Vintage_Codes & Standards Forecast | Commercial | College | New | Food Preparation | Natural Gas | Fryer | Vintage |  | Codes & Standards Forecast | 0 | 0 | 0 | 0 | 0 | 0 | 0 | 0 | 0 | 0 | 0 | 0 | 0 | 0 | 0 | 0 | 0 | 0 | 0 | 0 | 0 | 0 | 0 | 0 | 0 | 0 | 0 | 0 | 0 | 0 | 0 | 0 | 0 | 0 | 0 | 0 | 0 | 0 | 0 | 0 | 0 | 0 | 0 | 0 | 0 | 0 | 0 | 0 | 0 | 0 | 0
Commercial_College_New_Food Preparation_Natural Gas_Broiler_E1_Codes & Standards Forecast | Commercial | College | New | Food Preparation | Natural Gas | Broiler | E1 |  | Codes & Standards Forecast | 0 | 388.4111 | 2261.8621 | 3459.1285 | 4890.6384 | 6365.9403 | 7848.6558 | 9131.9414 | 10397.2423 | 11692.1596 | 13008.155 | 14314.1531 | 15599.7241 | 16867.7719 | 18137.6528 | 19403.6931 | 20677.0703 | 21920.7402 | 23115.0109 | 24270.7482 | 25427.0532 | 26606.772 | 27801.8656 | 29009.604 | 30230.3176 | 31454.4704 | 32683.4089 | 33913.1752 | 35148.3665 | 36386.2503 | 37633.3441 | 38881.3445 | 39411.5064 | 0 | 0 | 0 | 0 | 0 | 0 | 0 | 0 | 0 | 0 | 0 | 0 | 0 | 0 | 0 | 0 | 0 | 0
Commercial_College_New_Food Preparation_Natural Gas_Broiler_E2_Codes & Standards Forecast | Commercial | College | New | Food Preparation | Natural Gas | Broiler | E2 |  | Codes & Standards Forecast | 0 | 0 | 0 | 0 | 0 | 0 | 0 | 0 | 0 | 0 | 0 | 0 | 0 | 0 | 0 | 0 | 0 | 0 | 0 | 0 | 0 | 0 | 0 | 0 | 0 | 0 | 0 | 0 | 0 | 0 | 0 | 0 | 0 | 0 | 0 | 0 | 0 | 0 | 0 | 0 | 0 | 0 | 0 | 0 | 0 | 0 | 0 | 0 | 0 | 0 | 0
Commercial_College_New_Food Preparation_Natural Gas_Broiler_E3_Codes & Standards Forecast | Commercial | College | New | Food Preparation | Natural Gas | Broiler | E3 |  | Codes & Standards Forecast | 0 | 0 | 0 | 0 | 0 | 0 | 0 | 0 | 0 | 0 | 0 | 0 | 0 | 0 | 0 | 0 | 0 | 0 | 0 | 0 | 0 | 0 | 0 | 0 | 0 | 0 | 0 | 0 | 0 | 0 | 0 | 0 | 0 | 0 | 0 | 0 | 0 | 0 | 0 | 0 | 0 | 0 | 0 | 0 | 0 | 0 | 0 | 0 | 0 | 0 | 0
Commercial_College_New_Food Preparation_Natural Gas_Broiler_E4_Codes & Standards Forecast | Commercial | College | New | Food Preparation | Natural Gas | Broiler | E4 |  | Codes & Standards Forecast | 0 | 0 | 0 | 0 | 0 | 0 | 0 | 0 | 0 | 0 | 0 | 0 | 0 | 0 | 0 | 0 | 0 | 0 | 0 | 0 | 0 | 0 | 0 | 0 | 0 | 0 | 0 | 0 | 0 | 0 | 0 | 0 | 0 | 0 | 0 | 0 | 0 | 0 | 0 | 0 | 0 | 0 | 0 | 0 | 0 | 0 | 0 | 0 | 0 | 0 | 0
Commercial_College_New_Food Preparation_Natural Gas_Broiler_E5_Codes & Standards Forecast | Commercial | College | New | Food Preparation | Natural Gas | Broiler | E5 |  | Codes & Standards Forecast | 0 | 0 | 0 | 0 | 0 | 0 | 0 | 0 | 0 | 0 | 0 | 0 | 0 | 0 | 0 | 0 | 0 | 0 | 0 | 0 | 0 | 0 | 0 | 0 | 0 | 0 | 0 | 0 | 0 | 0 | 0 | 0 | 0 | 0 | 0 | 0 | 0 | 0 | 0 | 0 | 0 | 0 | 0 | 0 | 0 | 0 | 0 | 0 | 0 | 0 | 0
Commercial_College_New_Food Preparation_Natural Gas_Broiler_E6_Codes & Standards Forecast | Commercial | College | New | Food Preparation | Natural Gas | Broiler | E6 |  | Codes & Standards Forecast | 0 | 0 | 0 | 0 | 0 | 0 | 0 | 0 | 0 | 0 | 0 | 0 | 0 | 0 | 0 | 0 | 0 | 0 | 0 | 0 | 0 | 0 | 0 | 0 | 0 | 0 | 0 | 0 | 0 | 0 | 0 | 0 | 0 | 0 | 0 | 0 | 0 | 0 | 0 | 0 | 0 | 0 | 0 | 0 | 0 | 0 | 0 | 0 | 0 | 0 | 0
Commercial_College_New_Food Preparation_Natural Gas_Broiler_E7_Codes & Standards Forecast | Commercial | College | New | Food Preparation | Natural Gas | Broiler | E7 |  | Codes & Standards Forecast | 0 | 0 | 0 | 0 | 0 | 0 | 0 | 0 | 0 | 0 | 0 | 0 | 0 | 0 | 0 | 0 | 0 | 0 | 0 | 0 | 0 | 0 | 0 | 0 | 0 | 0 | 0 | 0 | 0 | 0 | 0 | 0 | 0 | 0 | 0 | 0 | 0 | 0 | 0 | 0 | 0 | 0 | 0 | 0 | 0 | 0 | 0 | 0 | 0 | 0 | 0
Commercial_College_New_Food Preparation_Natural Gas_Broiler_E8_Codes & Standards Forecast | Commercial | College | New | Food Preparation | Natural Gas | Broiler | E8 |  | Codes & Standards Forecast | 0 | 0 | 0 | 0 | 0 | 0 | 0 | 0 | 0 | 0 | 0 | 0 | 0 | 0 | 0 | 0 | 0 | 0 | 0 | 0 | 0 | 0 | 0 | 0 | 0 | 0 | 0 | 0 | 0 | 0 | 0 | 0 | 0 | 0 | 0 | 0 | 0 | 0 | 0 | 0 | 0 | 0 | 0 | 0 | 0 | 0 | 0 | 0 | 0 | 0 | 0
Commercial_College_New_Food Preparation_Natural Gas_Broiler_E9_Codes & Standards Forecast | Commercial | College | New | Food Preparation | Natural Gas | Broiler | E9 |  | Codes & Standards Forecast | 0 | 0 | 0 | 0 | 0 | 0 | 0 | 0 | 0 | 0 | 0 | 0 | 0 | 0 | 0 | 0 | 0 | 0 | 0 | 0 | 0 | 0 | 0 | 0 | 0 | 0 | 0 | 0 | 0 | 0 | 0 | 0 | 0 | 0 | 0 | 0 | 0 | 0 | 0 | 0 | 0 | 0 | 0 | 0 | 0 | 0 | 0 | 0 | 0 | 0 | 0
Commercial_College_New_Food Preparation_Natural Gas_Broiler_E10_Codes & Standards Forecast | Commercial | College | New | Food Preparation | Natural Gas | Broiler | E10 |  | Codes & Standards Forecast | 0 | 0 | 0 | 0 | 0 | 0 | 0 | 0 | 0 | 0 | 0 | 0 | 0 | 0 | 0 | 0 | 0 | 0 | 0 | 0 | 0 | 0 | 0 | 0 | 0 | 0 | 0 | 0 | 0 | 0 | 0 | 0 | 0 | 0 | 0 | 0 | 0 | 0 | 0 | 0 | 0 | 0 | 0 | 0 | 0 | 0 | 0 | 0 | 0 | 0 | 0
Commercial_College_New_Food Preparation_Natural Gas_Broiler_Vintage_Codes & Standards Forecast | Commercial | College | New | Food Preparation | Natural Gas | Broiler | Vintage |  | Codes & Standards Forecast | 0 | 0 | 0 | 0 | 0 | 0 | 0 | 0 | 0 | 0 | 0 | 0 | 0 | 0 | 0 | 0 | 0 | 0 | 0 | 0 | 0 | 0 | 0 | 0 | 0 | 0 | 0 | 0 | 0 | 0 | 0 | 0 | 0 | 0 | 0 | 0 | 0 | 0 | 0 | 0 | 0 | 0 | 0 | 0 | 0 | 0 | 0 | 0 | 0 | 0 | 0
Commercial_College_New_Food Preparation_Natural Gas_Griddle_E1_Codes & Standards Forecast | Commercial | College | New | Food Preparation | Natural Gas | Griddle | E1 |  | Codes & Standards Forecast | 0 | 548.3451 | 3193.217 | 3193.217 | 3193.217 | 3193.217 | 3193.217 | 3193.217 | 3193.217 | 3193.217 | 3193.217 | 3193.217 | 3083.548 | 2466.8384 | 1973.4707 | 1578.7766 | 1263.0213 | 866.6716 | 0 | 0 | 0 | 0 | 0 | 0 | 0 | 0 | 0 | 0 | 0 | 0 | 0 | 0 | 0 | 0 | 0 | 0 | 0 | 0 | 0 | 0 | 0 | 0 | 0 | 0 | 0 | 0 | 0 | 0 | 0 | 0 | 0
Commercial_College_New_Food Preparation_Natural Gas_Griddle_E2_Codes & Standards Forecast | Commercial | College | New | Food Preparation | Natural Gas | Griddle | E2 |  | Codes & Standards Forecast | 0 | 0 | 0 | 1690.2584 | 3711.2136 | 5793.9928 | 7887.2382 | 9698.9355 | 11485.2427 | 13313.3611 | 15171.2371 | 17014.9991 | 18939.5918 | 21346.4867 | 23632.6273 | 25814.6725 | 27928.1369 | 30080.2557 | 32632.9566 | 34264.5856 | 35897.0163 | 37562.5016 | 39249.6925 | 40954.7351 | 42678.0954 | 44406.3112 | 46141.2832 | 47877.4238 | 49621.2233 | 51368.8239 | 53129.427 | 54891.3098 | 55639.7738 | 0 | 0 | 0 | 0 | 0 | 0 | 0 | 0 | 0 | 0 | 0 | 0 | 0 | 0 | 0 | 0 | 0 | 0
Commercial_College_New_Food Preparation_Natural Gas_Griddle_E3_Codes & Standards Forecast | Commercial | College | New | Food Preparation | Natural Gas | Griddle | E3 |  | Codes & Standards Forecast | 0 | 0 | 0 | 0 | 0 | 0 | 0 | 0 | 0 | 0 | 0 | 0 | 0 | 0 | 0 | 0 | 0 | 0 | 0 | 0 | 0 | 0 | 0 | 0 | 0 | 0 | 0 | 0 | 0 | 0 | 0 | 0 | 0 | 0 | 0 | 0 | 0 | 0 | 0 | 0 | 0 | 0 | 0 | 0 | 0 | 0 | 0 | 0 | 0 | 0 | 0
Commercial_College_New_Food Preparation_Natural Gas_Griddle_E4_Codes & Standards Forecast | Commercial | College | New | Food Preparation | Natural Gas | Griddle | E4 |  | Codes & Standards Forecast | 0 | 0 | 0 | 0 | 0 | 0 | 0 | 0 | 0 | 0 | 0 | 0 | 0 | 0 | 0 | 0 | 0 | 0 | 0 | 0 | 0 | 0 | 0 | 0 | 0 | 0 | 0 | 0 | 0 | 0 | 0 | 0 | 0 | 0 | 0 | 0 | 0 | 0 | 0 | 0 | 0 | 0 | 0 | 0 | 0 | 0 | 0 | 0 | 0 | 0 | 0
Commercial_College_New_Food Preparation_Natural Gas_Griddle_E5_Codes & Standards Forecast | Commercial | College | New | Food Preparation | Natural Gas | Griddle | E5 |  | Codes & Standards Forecast | 0 | 0 | 0 | 0 | 0 | 0 | 0 | 0 | 0 | 0 | 0 | 0 | 0 | 0 | 0 | 0 | 0 | 0 | 0 | 0 | 0 | 0 | 0 | 0 | 0 | 0 | 0 | 0 | 0 | 0 | 0 | 0 | 0 | 0 | 0 | 0 | 0 | 0 | 0 | 0 | 0 | 0 | 0 | 0 | 0 | 0 | 0 | 0 | 0 | 0 | 0
Commercial_College_New_Food Preparation_Natural Gas_Griddle_E6_Codes & Standards Forecast | Commercial | College | New | Food Preparation | Natural Gas | Griddle | E6 |  | Codes & Standards Forecast | 0 | 0 | 0 | 0 | 0 | 0 | 0 | 0 | 0 | 0 | 0 | 0 | 0 | 0 | 0 | 0 | 0 | 0 | 0 | 0 | 0 | 0 | 0 | 0 | 0 | 0 | 0 | 0 | 0 | 0 | 0 | 0 | 0 | 0 | 0 | 0 | 0 | 0 | 0 | 0 | 0 | 0 | 0 | 0 | 0 | 0 | 0 | 0 | 0 | 0 | 0
Commercial_College_New_Food Preparation_Natural Gas_Griddle_E7_Codes & Standards Forecast | Commercial | College | New | Food Preparation | Natural Gas | Griddle | E7 |  | Codes & Standards Forecast | 0 | 0 | 0 | 0 | 0 | 0 | 0 | 0 | 0 | 0 | 0 | 0 | 0 | 0 | 0 | 0 | 0 | 0 | 0 | 0 | 0 | 0 | 0 | 0 | 0 | 0 | 0 | 0 | 0 | 0 | 0 | 0 | 0 | 0 | 0 | 0 | 0 | 0 | 0 | 0 | 0 | 0 | 0 | 0 | 0 | 0 | 0 | 0 | 0 | 0 | 0
Commercial_College_New_Food Preparation_Natural Gas_Griddle_E8_Codes & Standards Forecast | Commercial | College | New | Food Preparation | Natural Gas | Griddle | E8 |  | Codes & Standards Forecast | 0 | 0 | 0 | 0 | 0 | 0 | 0 | 0 | 0 | 0 | 0 | 0 | 0 | 0 | 0 | 0 | 0 | 0 | 0 | 0 | 0 | 0 | 0 | 0 | 0 | 0 | 0 | 0 | 0 | 0 | 0 | 0 | 0 | 0 | 0 | 0 | 0 | 0 | 0 | 0 | 0 | 0 | 0 | 0 | 0 | 0 | 0 | 0 | 0 | 0 | 0
Commercial_College_New_Food Preparation_Natural Gas_Griddle_E9_Codes & Standards Forecast | Commercial | College | New | Food Preparation | Natural Gas | Griddle | E9 |  | Codes & Standards Forecast | 0 | 0 | 0 | 0 | 0 | 0 | 0 | 0 | 0 | 0 | 0 | 0 | 0 | 0 | 0 | 0 | 0 | 0 | 0 | 0 | 0 | 0 | 0 | 0 | 0 | 0 | 0 | 0 | 0 | 0 | 0 | 0 | 0 | 0 | 0 | 0 | 0 | 0 | 0 | 0 | 0 | 0 | 0 | 0 | 0 | 0 | 0 | 0 | 0 | 0 | 0
Commercial_College_New_Food Preparation_Natural Gas_Griddle_E10_Codes & Standards Forecast | Commercial | College | New | Food Preparation | Natural Gas | Griddle | E10 |  | Codes & Standards Forecast | 0 | 0 | 0 | 0 | 0 | 0 | 0 | 0 | 0 | 0 | 0 | 0 | 0 | 0 | 0 | 0 | 0 | 0 | 0 | 0 | 0 | 0 | 0 | 0 | 0 | 0 | 0 | 0 | 0 | 0 | 0 | 0 | 0 | 0 | 0 | 0 | 0 | 0 | 0 | 0 | 0 | 0 | 0 | 0 | 0 | 0 | 0 | 0 | 0 | 0 | 0
Commercial_College_New_Food Preparation_Natural Gas_Griddle_Vintage_Codes & Standards Forecast | Commercial | College | New | Food Preparation | Natural Gas | Griddle | Vintage |  | Codes & Standards Forecast | 0 | 0 | 0 | 0 | 0 | 0 | 0 | 0 | 0 | 0 | 0 | 0 | 0 | 0 | 0 | 0 | 0 | 0 | 0 | 0 | 0 | 0 | 0 | 0 | 0 | 0 | 0 | 0 | 0 | 0 | 0 | 0 | 0 | 0 | 0 | 0 | 0 | 0 | 0 | 0 | 0 | 0 | 0 | 0 | 0 | 0 | 0 | 0 | 0 | 0 | 0
Commercial_College_New_Food Preparation_Natural Gas_Range_E1_Codes & Standards Forecast | Commercial | College | New | Food Preparation | Natural Gas | Range | E1 |  | Codes & Standards Forecast | 0 | 677.8154 | 3947.1711 | 6036.5183 | 8534.6435 | 11109.1899 | 13696.6739 | 15936.133 | 18144.2072 | 20403.9647 | 22700.5058 | 24979.6005 | 27223.0479 | 29435.9157 | 31651.9823 | 33861.3467 | 36083.5149 | 38253.8407 | 40337.9602 | 42354.835 | 44372.7007 | 46431.4256 | 48516.9811 | 50624.6031 | 52754.8679 | 54891.1347 | 57035.7528 | 59181.8155 | 61337.3454 | 63497.574 | 65673.875 | 67851.758 | 68776.9426 | 0 | 0 | 0 | 0 | 0 | 0 | 0 | 0 | 0 | 0 | 0 | 0 | 0 | 0 | 0 | 0 | 0 | 0
Commercial_College_New_Food Preparation_Natural Gas_Range_E2_Codes & Standards Forecast | Commercial | College | New | Food Preparation | Natural Gas | Range | E2 |  | Codes & Standards Forecast | 0 | 0 | 0 | 0 | 0 | 0 | 0 | 0 | 0 | 0 | 0 | 0 | 0 | 0 | 0 | 0 | 0 | 0 | 0 | 0 | 0 | 0 | 0 | 0 | 0 | 0 | 0 | 0 | 0 | 0 | 0 | 0 | 0 | 0 | 0 | 0 | 0 | 0 | 0 | 0 | 0 | 0 | 0 | 0 | 0 | 0 | 0 | 0 | 0 | 0 | 0
Commercial_College_New_Food Preparation_Natural Gas_Range_E3_Codes & Standards Forecast | Commercial | College | New | Food Preparation | Natural Gas | Range | E3 |  | Codes & Standards Forecast | 0 | 0 | 0 | 0 | 0 | 0 | 0 | 0 | 0 | 0 | 0 | 0 | 0 | 0 | 0 | 0 | 0 | 0 | 0 | 0 | 0 | 0 | 0 | 0 | 0 | 0 | 0 | 0 | 0 | 0 | 0 | 0 | 0 | 0 | 0 | 0 | 0 | 0 | 0 | 0 | 0 | 0 | 0 | 0 | 0 | 0 | 0 | 0 | 0 | 0 | 0
Commercial_College_New_Food Preparation_Natural Gas_Range_E4_Codes & Standards Forecast | Commercial | College | New | Food Preparation | Natural Gas | Range | E4 |  | Codes & Standards Forecast | 0 | 0 | 0 | 0 | 0 | 0 | 0 | 0 | 0 | 0 | 0 | 0 | 0 | 0 | 0 | 0 | 0 | 0 | 0 | 0 | 0 | 0 | 0 | 0 | 0 | 0 | 0 | 0 | 0 | 0 | 0 | 0 | 0 | 0 | 0 | 0 | 0 | 0 | 0 | 0 | 0 | 0 | 0 | 0 | 0 | 0 | 0 | 0 | 0 | 0 | 0
Commercial_College_New_Food Preparation_Natural Gas_Range_E5_Codes & Standards Forecast | Commercial | College | New | Food Preparation | Natural Gas | Range | E5 |  | Codes & Standards Forecast | 0 | 0 | 0 | 0 | 0 | 0 | 0 | 0 | 0 | 0 | 0 | 0 | 0 | 0 | 0 | 0 | 0 | 0 | 0 | 0 | 0 | 0 | 0 | 0 | 0 | 0 | 0 | 0 | 0 | 0 | 0 | 0 | 0 | 0 | 0 | 0 | 0 | 0 | 0 | 0 | 0 | 0 | 0 | 0 | 0 | 0 | 0 | 0 | 0 | 0 | 0
Commercial_College_New_Food Preparation_Natural Gas_Range_E6_Codes & Standards Forecast | Commercial | College | New | Food Preparation | Natural Gas | Range | E6 |  | Codes & Standards Forecast | 0 | 0 | 0 | 0 | 0 | 0 | 0 | 0 | 0 | 0 | 0 | 0 | 0 | 0 | 0 | 0 | 0 | 0 | 0 | 0 | 0 | 0 | 0 | 0 | 0 | 0 | 0 | 0 | 0 | 0 | 0 | 0 | 0 | 0 | 0 | 0 | 0 | 0 | 0 | 0 | 0 | 0 | 0 | 0 | 0 | 0 | 0 | 0 | 0 | 0 | 0
Commercial_College_New_Food Preparation_Natural Gas_Range_E7_Codes & Standards Forecast | Commercial | College | New | Food Preparation | Natural Gas | Range | E7 |  | Codes & Standards Forecast | 0 | 0 | 0 | 0 | 0 | 0 | 0 | 0 | 0 | 0 | 0 | 0 | 0 | 0 | 0 | 0 | 0 | 0 | 0 | 0 | 0 | 0 | 0 | 0 | 0 | 0 | 0 | 0 | 0 | 0 | 0 | 0 | 0 | 0 | 0 | 0 | 0 | 0 | 0 | 0 | 0 | 0 | 0 | 0 | 0 | 0 | 0 | 0 | 0 | 0 | 0
Commercial_College_New_Food Preparation_Natural Gas_Range_E8_Codes & Standards Forecast | Commercial | College | New | Food Preparation | Natural Gas | Range | E8 |  | Codes & Standards Forecast | 0 | 0 | 0 | 0 | 0 | 0 | 0 | 0 | 0 | 0 | 0 | 0 | 0 | 0 | 0 | 0 | 0 | 0 | 0 | 0 | 0 | 0 | 0 | 0 | 0 | 0 | 0 | 0 | 0 | 0 | 0 | 0 | 0 | 0 | 0 | 0 | 0 | 0 | 0 | 0 | 0 | 0 | 0 | 0 | 0 | 0 | 0 | 0 | 0 | 0 | 0
Commercial_College_New_Food Preparation_Natural Gas_Range_E9_Codes & Standards Forecast | Commercial | College | New | Food Preparation | Natural Gas | Range | E9 |  | Codes & Standards Forecast | 0 | 0 | 0 | 0 | 0 | 0 | 0 | 0 | 0 | 0 | 0 | 0 | 0 | 0 | 0 | 0 | 0 | 0 | 0 | 0 | 0 | 0 | 0 | 0 | 0 | 0 | 0 | 0 | 0 | 0 | 0 | 0 | 0 | 0 | 0 | 0 | 0 | 0 | 0 | 0 | 0 | 0 | 0 | 0 | 0 | 0 | 0 | 0 | 0 | 0 | 0
Commercial_College_New_Food Preparation_Natural Gas_Range_E10_Codes & Standards Forecast | Commercial | College | New | Food Preparation | Natural Gas | Range | E10 |  | Codes & Standards Forecast | 0 | 0 | 0 | 0 | 0 | 0 | 0 | 0 | 0 | 0 | 0 | 0 | 0 | 0 | 0 | 0 | 0 | 0 | 0 | 0 | 0 | 0 | 0 | 0 | 0 | 0 | 0 | 0 | 0 | 0 | 0 | 0 | 0 | 0 | 0 | 0 | 0 | 0 | 0 | 0 | 0 | 0 | 0 | 0 | 0 | 0 | 0 | 0 | 0 | 0 | 0
Commercial_College_New_Food Preparation_Natural Gas_Range_Vintage_Codes & Standards Forecast | Commercial | College | New | Food Preparation | Natural Gas | Range | Vintage |  | Codes & Standards Forecast | 0 | 0 | 0 | 0 | 0 | 0 | 0 | 0 | 0 | 0 | 0 | 0 | 0 | 0 | 0 | 0 | 0 | 0 | 0 | 0 | 0 | 0 | 0 | 0 | 0 | 0 | 0 | 0 | 0 | 0 | 0 | 0 | 0 | 0 | 0 | 0 | 0 | 0 | 0 | 0 | 0 | 0 | 0 | 0 | 0 | 0 | 0 | 0 | 0 | 0 | 0
Commercial_College_New_Food Preparation_Natural Gas_Steamer_E1_Codes & Standards Forecast | Commercial | College | New | Food Preparation | Natural Gas | Steamer | E1 |  | Codes & Standards Forecast | 0 | 243.7089 | 1419.2076 | 1419.2076 | 1419.2076 | 1419.2076 | 1419.2076 | 1419.2076 | 1419.2076 | 1419.2076 | 1392.1288 | 1237.4478 | 1099.9536 | 977.7366 | 869.0992 | 772.5326 | 686.6956 | 610.3961 | 542.5743 | 407.2391 | 0 | 0 | 0 | 0 | 0 | 0 | 0 | 0 | 0 | 0 | 0 | 0 | 0 | 0 | 0 | 0 | 0 | 0 | 0 | 0 | 0 | 0 | 0 | 0 | 0 | 0 | 0 | 0 | 0 | 0 | 0
Commercial_College_New_Food Preparation_Natural Gas_Steamer_E2_Codes & Standards Forecast | Commercial | College | New | Food Preparation | Natural Gas | Steamer | E2 |  | Codes & Standards Forecast | 0 | 0 | 0 | 751.226 | 1649.4283 | 2575.1079 | 3505.4392 | 4310.638 | 5104.5523 | 5917.0494 | 6769.8508 | 7743.9816 | 8688.1085 | 9605.9635 | 10511.3889 | 11402.3337 | 12287.1524 | 13143.7938 | 13960.9619 | 14821.4657 | 15954.2295 | 16694.4452 | 17444.3078 | 18202.1045 | 18968.0424 | 19736.1383 | 20507.237 | 21278.855 | 22053.877 | 22830.5884 | 23613.0787 | 24396.1377 | 24728.7883 | 0 | 0 | 0 | 0 | 0 | 0 | 0 | 0 | 0 | 0 | 0 | 0 | 0 | 0 | 0 | 0 | 0 | 0
Commercial_College_New_Food Preparation_Natural Gas_Steamer_E3_Codes & Standards Forecast | Commercial | College | New | Food Preparation | Natural Gas | Steamer | E3 |  | Codes & Standards Forecast | 0 | 0 | 0 | 0 | 0 | 0 | 0 | 0 | 0 | 0 | 0 | 0 | 0 | 0 | 0 | 0 | 0 | 0 | 0 | 0 | 0 | 0 | 0 | 0 | 0 | 0 | 0 | 0 | 0 | 0 | 0 | 0 | 0 | 0 | 0 | 0 | 0 | 0 | 0 | 0 | 0 | 0 | 0 | 0 | 0 | 0 | 0 | 0 | 0 | 0 | 0
Commercial_College_New_Food Preparation_Natural Gas_Steamer_E4_Codes & Standards Forecast | Commercial | College | New | Food Preparation | Natural Gas | Steamer | E4 |  | Codes & Standards Forecast | 0 | 0 | 0 | 0 | 0 | 0 | 0 | 0 | 0 | 0 | 0 | 0 | 0 | 0 | 0 | 0 | 0 | 0 | 0 | 0 | 0 | 0 | 0 | 0 | 0 | 0 | 0 | 0 | 0 | 0 | 0 | 0 | 0 | 0 | 0 | 0 | 0 | 0 | 0 | 0 | 0 | 0 | 0 | 0 | 0 | 0 | 0 | 0 | 0 | 0 | 0
Commercial_College_New_Food Preparation_Natural Gas_Steamer_E5_Codes & Standards Forecast | Commercial | College | New | Food Preparation | Natural Gas | Steamer | E5 |  | Codes & Standards Forecast | 0 | 0 | 0 | 0 | 0 | 0 | 0 | 0 | 0 | 0 | 0 | 0 | 0 | 0 | 0 | 0 | 0 | 0 | 0 | 0 | 0 | 0 | 0 | 0 | 0 | 0 | 0 | 0 | 0 | 0 | 0 | 0 | 0 | 0 | 0 | 0 | 0 | 0 | 0 | 0 | 0 | 0 | 0 | 0 | 0 | 0 | 0 | 0 | 0 | 0 | 0
Commercial_College_New_Food Preparation_Natural Gas_Steamer_E6_Codes & Standards Forecast | Commercial | College | New | Food Preparation | Natural Gas | Steamer | E6 |  | Codes & Standards Forecast | 0 | 0 | 0 | 0 | 0 | 0 | 0 | 0 | 0 | 0 | 0 | 0 | 0 | 0 | 0 | 0 | 0 | 0 | 0 | 0 | 0 | 0 | 0 | 0 | 0 | 0 | 0 | 0 | 0 | 0 | 0 | 0 | 0 | 0 | 0 | 0 | 0 | 0 | 0 | 0 | 0 | 0 | 0 | 0 | 0 | 0 | 0 | 0 | 0 | 0 | 0
Commercial_College_New_Food Preparation_Natural Gas_Steamer_E7_Codes & Standards Forecast | Commercial | College | New | Food Preparation | Natural Gas | Steamer | E7 |  | Codes & Standards Forecast | 0 | 0 | 0 | 0 | 0 | 0 | 0 | 0 | 0 | 0 | 0 | 0 | 0 | 0 | 0 | 0 | 0 | 0 | 0 | 0 | 0 | 0 | 0 | 0 | 0 | 0 | 0 | 0 | 0 | 0 | 0 | 0 | 0 | 0 | 0 | 0 | 0 | 0 | 0 | 0 | 0 | 0 | 0 | 0 | 0 | 0 | 0 | 0 | 0 | 0 | 0
Commercial_College_New_Food Preparation_Natural Gas_Steamer_E8_Codes & Standards Forecast | Commercial | College | New | Food Preparation | Natural Gas | Steamer | E8 |  | Codes & Standards Forecast | 0 | 0 | 0 | 0 | 0 | 0 | 0 | 0 | 0 | 0 | 0 | 0 | 0 | 0 | 0 | 0 | 0 | 0 | 0 | 0 | 0 | 0 | 0 | 0 | 0 | 0 | 0 | 0 | 0 | 0 | 0 | 0 | 0 | 0 | 0 | 0 | 0 | 0 | 0 | 0 | 0 | 0 | 0 | 0 | 0 | 0 | 0 | 0 | 0 | 0 | 0
Commercial_College_New_Food Preparation_Natural Gas_Steamer_E9_Codes & Standards Forecast | Commercial | College | New | Food Preparation | Natural Gas | Steamer | E9 |  | Codes & Standards Forecast | 0 | 0 | 0 | 0 | 0 | 0 | 0 | 0 | 0 | 0 | 0 | 0 | 0 | 0 | 0 | 0 | 0 | 0 | 0 | 0 | 0 | 0 | 0 | 0 | 0 | 0 | 0 | 0 | 0 | 0 | 0 | 0 | 0 | 0 | 0 | 0 | 0 | 0 | 0 | 0 | 0 | 0 | 0 | 0 | 0 | 0 | 0 | 0 | 0 | 0 | 0
Commercial_College_New_Food Preparation_Natural Gas_Steamer_E10_Codes & Standards Forecast | Commercial | College | New | Food Preparation | Natural Gas | Steamer | E10 |  | Codes & Standards Forecast | 0 | 0 | 0 | 0 | 0 | 0 | 0 | 0 | 0 | 0 | 0 | 0 | 0 | 0 | 0 | 0 | 0 | 0 | 0 | 0 | 0 | 0 | 0 | 0 | 0 | 0 | 0 | 0 | 0 | 0 | 0 | 0 | 0 | 0 | 0 | 0 | 0 | 0 | 0 | 0 | 0 | 0 | 0 | 0 | 0 | 0 | 0 | 0 | 0 | 0 | 0
Commercial_College_New_Food Preparation_Natural Gas_Steamer_Vintage_Codes & Standards Forecast | Commercial | College | New | Food Preparation | Natural Gas | Steamer | Vintage |  | Codes & Standards Forecast | 0 | 0 | 0 | 0 | 0 | 0 | 0 | 0 | 0 | 0 | 0 | 0 | 0 | 0 | 0 | 0 | 0 | 0 | 0 | 0 | 0 | 0 | 0 | 0 | 0 | 0 | 0 | 0 | 0 | 0 | 0 | 0 | 0 | 0 | 0 | 0 | 0 | 0 | 0 | 0 | 0 | 0 | 0 | 0 | 0 | 0 | 0 | 0 | 0 | 0 | 0
Commercial_College_New_Food Preparation_Natural Gas_Food Prep Other_E1_Codes & Standards Forecast | Commercial | College | New | Food Preparation | Natural Gas | Food Prep Other | E1 |  | Codes & Standards Forecast | 0 | 30.4636 | 177.4009 | 271.3042 | 383.5795 | 499.2894 | 615.5808 | 716.2307 | 815.47 | 917.0321 | 1020.2475 | 1122.6787 | 1223.5078 | 1322.9625 | 1422.561 | 1521.8583 | 1621.731 | 1719.2737 | 1812.942 | 1903.5881 | 1994.2787 | 2086.8056 | 2180.5385 | 2275.2631 | 2371.0053 | 2467.0173 | 2563.4046 | 2659.8569 | 2756.7346 | 2853.8236 | 2951.6348 | 3049.5172 | 3091.0985 | 0 | 0 | 0 | 0 | 0 | 0 | 0 | 0 | 0 | 0 | 0 | 0 | 0 | 0 | 0 | 0 | 0 | 0
Commercial_College_New_Food Preparation_Natural Gas_Food Prep Other_E2_Codes & Standards Forecast | Commercial | College | New | Food Preparation | Natural Gas | Food Prep Other | E2 |  | Codes & Standards Forecast | 0 | 0 | 0 | 0 | 0 | 0 | 0 | 0 | 0 | 0 | 0 | 0 | 0 | 0 | 0 | 0 | 0 | 0 | 0 | 0 | 0 | 0 | 0 | 0 | 0 | 0 | 0 | 0 | 0 | 0 | 0 | 0 | 0 | 0 | 0 | 0 | 0 | 0 | 0 | 0 | 0 | 0 | 0 | 0 | 0 | 0 | 0 | 0 | 0 | 0 | 0
Commercial_College_New_Food Preparation_Natural Gas_Food Prep Other_E3_Codes & Standards Forecast | Commercial | College | New | Food Preparation | Natural Gas | Food Prep Other | E3 |  | Codes & Standards Forecast | 0 | 0 | 0 | 0 | 0 | 0 | 0 | 0 | 0 | 0 | 0 | 0 | 0 | 0 | 0 | 0 | 0 | 0 | 0 | 0 | 0 | 0 | 0 | 0 | 0 | 0 | 0 | 0 | 0 | 0 | 0 | 0 | 0 | 0 | 0 | 0 | 0 | 0 | 0 | 0 | 0 | 0 | 0 | 0 | 0 | 0 | 0 | 0 | 0 | 0 | 0
Commercial_College_New_Food Preparation_Natural Gas_Food Prep Other_E4_Codes & Standards Forecast | Commercial | College | New | Food Preparation | Natural Gas | Food Prep Other | E4 |  | Codes & Standards Forecast | 0 | 0 | 0 | 0 | 0 | 0 | 0 | 0 | 0 | 0 | 0 | 0 | 0 | 0 | 0 | 0 | 0 | 0 | 0 | 0 | 0 | 0 | 0 | 0 | 0 | 0 | 0 | 0 | 0 | 0 | 0 | 0 | 0 | 0 | 0 | 0 | 0 | 0 | 0 | 0 | 0 | 0 | 0 | 0 | 0 | 0 | 0 | 0 | 0 | 0 | 0
Commercial_College_New_Food Preparation_Natural Gas_Food Prep Other_E5_Codes & Standards Forecast | Commercial | College | New | Food Preparation | Natural Gas | Food Prep Other | E5 |  | Codes & Standards Forecast | 0 | 0 | 0 | 0 | 0 | 0 | 0 | 0 | 0 | 0 | 0 | 0 | 0 | 0 | 0 | 0 | 0 | 0 | 0 | 0 | 0 | 0 | 0 | 0 | 0 | 0 | 0 | 0 | 0 | 0 | 0 | 0 | 0 | 0 | 0 | 0 | 0 | 0 | 0 | 0 | 0 | 0 | 0 | 0 | 0 | 0 | 0 | 0 | 0 | 0 | 0
Commercial_College_New_Food Preparation_Natural Gas_Food Prep Other_E6_Codes & Standards Forecast | Commercial | College | New | Food Preparation | Natural Gas | Food Prep Other | E6 |  | Codes & Standards Forecast | 0 | 0 | 0 | 0 | 0 | 0 | 0 | 0 | 0 | 0 | 0 | 0 | 0 | 0 | 0 | 0 | 0 | 0 | 0 | 0 | 0 | 0 | 0 | 0 | 0 | 0 | 0 | 0 | 0 | 0 | 0 | 0 | 0 | 0 | 0 | 0 | 0 | 0 | 0 | 0 | 0 | 0 | 0 | 0 | 0 | 0 | 0 | 0 | 0 | 0 | 0
Commercial_College_New_Food Preparation_Natural Gas_Food Prep Other_E7_Codes & Standards Forecast | Commercial | College | New | Food Preparation | Natural Gas | Food Prep Other | E7 |  | Codes & Standards Forecast | 0 | 0 | 0 | 0 | 0 | 0 | 0 | 0 | 0 | 0 | 0 | 0 | 0 | 0 | 0 | 0 | 0 | 0 | 0 | 0 | 0 | 0 | 0 | 0 | 0 | 0 | 0 | 0 | 0 | 0 | 0 | 0 | 0 | 0 | 0 | 0 | 0 | 0 | 0 | 0 | 0 | 0 | 0 | 0 | 0 | 0 | 0 | 0 | 0 | 0 | 0
Commercial_College_New_Food Preparation_Natural Gas_Food Prep Other_E8_Codes & Standards Forecast | Commercial | College | New | Food Preparation | Natural Gas | Food Prep Other | E8 |  | Codes & Standards Forecast | 0 | 0 | 0 | 0 | 0 | 0 | 0 | 0 | 0 | 0 | 0 | 0 | 0 | 0 | 0 | 0 | 0 | 0 | 0 | 0 | 0 | 0 | 0 | 0 | 0 | 0 | 0 | 0 | 0 | 0 | 0 | 0 | 0 | 0 | 0 | 0 | 0 | 0 | 0 | 0 | 0 | 0 | 0 | 0 | 0 | 0 | 0 | 0 | 0 | 0 | 0
Commercial_College_New_Food Preparation_Natural Gas_Food Prep Other_E9_Codes & Standards Forecast | Commercial | College | New | Food Preparation | Natural Gas | Food Prep Other | E9 |  | Codes & Standards Forecast | 0 | 0 | 0 | 0 | 0 | 0 | 0 | 0 | 0 | 0 | 0 | 0 | 0 | 0 | 0 | 0 | 0 | 0 | 0 | 0 | 0 | 0 | 0 | 0 | 0 | 0 | 0 | 0 | 0 | 0 | 0 | 0 | 0 | 0 | 0 | 0 | 0 | 0 | 0 | 0 | 0 | 0 | 0 | 0 | 0 | 0 | 0 | 0 | 0 | 0 | 0
Commercial_College_New_Food Preparation_Natural Gas_Food Prep Other_E10_Codes & Standards Forecast | Commercial | College | New | Food Preparation | Natural Gas | Food Prep Other | E10 |  | Codes & Standards Forecast | 0 | 0 | 0 | 0 | 0 | 0 | 0 | 0 | 0 | 0 | 0 | 0 | 0 | 0 | 0 | 0 | 0 | 0 | 0 | 0 | 0 | 0 | 0 | 0 | 0 | 0 | 0 | 0 | 0 | 0 | 0 | 0 | 0 | 0 | 0 | 0 | 0 | 0 | 0 | 0 | 0 | 0 | 0 | 0 | 0 | 0 | 0 | 0 | 0 | 0 | 0
Commercial_College_New_Food Preparation_Natural Gas_Food Prep Other_Vintage_Codes & Standards Forecast | Commercial | College | New | Food Preparation | Natural Gas | Food Prep Other | Vintage |  | Codes & Standards Forecast | 0 | 0 | 0 | 0 | 0 | 0 | 0 | 0 | 0 | 0 | 0 | 0 | 0 | 0 | 0 | 0 | 0 | 0 | 0 | 0 | 0 | 0 | 0 | 0 | 0 | 0 | 0 | 0 | 0 | 0 | 0 | 0 | 0 | 0 | 0 | 0 | 0 | 0 | 0 | 0 | 0 | 0 | 0 | 0 | 0 | 0 | 0 | 0 | 0 | 0 | 0
Commercial_College_New_Miscellaneous_Natural Gas_Pool Heater_E1_Codes & Standards Forecast | Commercial | College | New | Miscellaneous | Natural Gas | Pool Heater | E1 |  | Codes & Standards Forecast | 0 | 0 | 0 | 0 | 0 | 0 | 0 | 0 | 0 | 0 | 0 | 0 | 0 | 0 | 0 | 0 | 0 | 0 | 0 | 0 | 0 | 0 | 0 | 0 | 0 | 0 | 0 | 0 | 0 | 0 | 0 | 0 | 0 | 0 | 0 | 0 | 0 | 0 | 0 | 0 | 0 | 0 | 0 | 0 | 0 | 0 | 0 | 0 | 0 | 0 | 0
Commercial_College_New_Miscellaneous_Natural Gas_Pool Heater_E2_Codes & Standards Forecast | Commercial | College | New | Miscellaneous | Natural Gas | Pool Heater | E2 |  | Codes & Standards Forecast | 0 | 0 | 0 | 0 | 0 | 0 | 0 | 0 | 0 | 0 | 0 | 0 | 0 | 0 | 0 | 0 | 0 | 0 | 0 | 0 | 0 | 0 | 0 | 0 | 0 | 0 | 0 | 0 | 0 | 0 | 0 | 0 | 0 | 0 | 0 | 0 | 0 | 0 | 0 | 0 | 0 | 0 | 0 | 0 | 0 | 0 | 0 | 0 | 0 | 0 | 0
Commercial_College_New_Miscellaneous_Natural Gas_Pool Heater_E3_Codes & Standards Forecast | Commercial | College | New | Miscellaneous | Natural Gas | Pool Heater | E3 |  | Codes & Standards Forecast | 0 | 0 | 0 | 0 | 0 | 0 | 0 | 0 | 0 | 0 | 0 | 0 | 0 | 0 | 0 | 0 | 0 | 0 | 0 | 0 | 0 | 0 | 0 | 0 | 0 | 0 | 0 | 0 | 0 | 0 | 0 | 0 | 0 | 0 | 0 | 0 | 0 | 0 | 0 | 0 | 0 | 0 | 0 | 0 | 0 | 0 | 0 | 0 | 0 | 0 | 0
Commercial_College_New_Miscellaneous_Natural Gas_Pool Heater_E4_Codes & Standards Forecast | Commercial | College | New | Miscellaneous | Natural Gas | Pool Heater | E4 |  | Codes & Standards Forecast | 0 | 0 | 0 | 0 | 0 | 0 | 0 | 0 | 0 | 0 | 0 | 0 | 0 | 0 | 0 | 0 | 0 | 0 | 0 | 0 | 0 | 0 | 0 | 0 | 0 | 0 | 0 | 0 | 0 | 0 | 0 | 0 | 0 | 0 | 0 | 0 | 0 | 0 | 0 | 0 | 0 | 0 | 0 | 0 | 0 | 0 | 0 | 0 | 0 | 0 | 0
Commercial_College_New_Miscellaneous_Natural Gas_Pool Heater_E5_Codes & Standards Forecast | Commercial | College | New | Miscellaneous | Natural Gas | Pool Heater | E5 |  | Codes & Standards Forecast | 0 | 0 | 0 | 0 | 0 | 0 | 0 | 0 | 0 | 0 | 0 | 0 | 0 | 0 | 0 | 0 | 0 | 0 | 0 | 0 | 0 | 0 | 0 | 0 | 0 | 0 | 0 | 0 | 0 | 0 | 0 | 0 | 0 | 0 | 0 | 0 | 0 | 0 | 0 | 0 | 0 | 0 | 0 | 0 | 0 | 0 | 0 | 0 | 0 | 0 | 0
Commercial_College_New_Miscellaneous_Natural Gas_Pool Heater_E6_Codes & Standards Forecast | Commercial | College | New | Miscellaneous | Natural Gas | Pool Heater | E6 |  | Codes & Standards Forecast | 0 | 0 | 0 | 0 | 0 | 0 | 0 | 0 | 0 | 0 | 0 | 0 | 0 | 0 | 0 | 0 | 0 | 0 | 0 | 0 | 0 | 0 | 0 | 0 | 0 | 0 | 0 | 0 | 0 | 0 | 0 | 0 | 0 | 0 | 0 | 0 | 0 | 0 | 0 | 0 | 0 | 0 | 0 | 0 | 0 | 0 | 0 | 0 | 0 | 0 | 0
Commercial_College_New_Miscellaneous_Natural Gas_Pool Heater_E7_Codes & Standards Forecast | Commercial | College | New | Miscellaneous | Natural Gas | Pool Heater | E7 |  | Codes & Standards Forecast | 0 | 0 | 0 | 0 | 0 | 0 | 0 | 0 | 0 | 0 | 0 | 0 | 0 | 0 | 0 | 0 | 0 | 0 | 0 | 0 | 0 | 0 | 0 | 0 | 0 | 0 | 0 | 0 | 0 | 0 | 0 | 0 | 0 | 0 | 0 | 0 | 0 | 0 | 0 | 0 | 0 | 0 | 0 | 0 | 0 | 0 | 0 | 0 | 0 | 0 | 0
Commercial_College_New_Miscellaneous_Natural Gas_Pool Heater_E8_Codes & Standards Forecast | Commercial | College | New | Miscellaneous | Natural Gas | Pool Heater | E8 |  | Codes & Standards Forecast | 0 | 0 | 0 | 0 | 0 | 0 | 0 | 0 | 0 | 0 | 0 | 0 | 0 | 0 | 0 | 0 | 0 | 0 | 0 | 0 | 0 | 0 | 0 | 0 | 0 | 0 | 0 | 0 | 0 | 0 | 0 | 0 | 0 | 0 | 0 | 0 | 0 | 0 | 0 | 0 | 0 | 0 | 0 | 0 | 0 | 0 | 0 | 0 | 0 | 0 | 0
Commercial_College_New_Miscellaneous_Natural Gas_Pool Heater_E9_Codes & Standards Forecast | Commercial | College | New | Miscellaneous | Natural Gas | Pool Heater | E9 |  | Codes & Standards Forecast | 0 | 0 | 0 | 0 | 0 | 0 | 0 | 0 | 0 | 0 | 0 | 0 | 0 | 0 | 0 | 0 | 0 | 0 | 0 | 0 | 0 | 0 | 0 | 0 | 0 | 0 | 0 | 0 | 0 | 0 | 0 | 0 | 0 | 0 | 0 | 0 | 0 | 0 | 0 | 0 | 0 | 0 | 0 | 0 | 0 | 0 | 0 | 0 | 0 | 0 | 0
Commercial_College_New_Miscellaneous_Natural Gas_Pool Heater_E10_Codes & Standards Forecast | Commercial | College | New | Miscellaneous | Natural Gas | Pool Heater | E10 |  | Codes & Standards Forecast | 0 | 0 | 0 | 0 | 0 | 0 | 0 | 0 | 0 | 0 | 0 | 0 | 0 | 0 | 0 | 0 | 0 | 0 | 0 | 0 | 0 | 0 | 0 | 0 | 0 | 0 | 0 | 0 | 0 | 0 | 0 | 0 | 0 | 0 | 0 | 0 | 0 | 0 | 0 | 0 | 0 | 0 | 0 | 0 | 0 | 0 | 0 | 0 | 0 | 0 | 0
Commercial_College_New_Miscellaneous_Natural Gas_Pool Heater_Vintage_Codes & Standards Forecast | Commercial | College | New | Miscellaneous | Natural Gas | Pool Heater | Vintage |  | Codes & Standards Forecast | 0 | 0 | 0 | 0 | 0 | 0 | 0 | 0 | 0 | 0 | 0 | 0 | 0 | 0 | 0 | 0 | 0 | 0 | 0 | 0 | 0 | 0 | 0 | 0 | 0 | 0 | 0 | 0 | 0 | 0 | 0 | 0 | 0 | 0 | 0 | 0 | 0 | 0 | 0 | 0 | 0 | 0 | 0 | 0 | 0 | 0 | 0 | 0 | 0 | 0 | 0
Commercial_College_New_Miscellaneous_Natural Gas_Miscellaneous_E1_Codes & Standards Forecast | Commercial | College | New | Miscellaneous | Natural Gas | Miscellaneous | E1 |  | Codes & Standards Forecast | 0 | 4645.7014 | 27053.6444 | 41373.8895 | 58495.8709 | 76141.6388 | 93876.0796 | 109225.1811 | 124359.1727 | 139847.3986 | 155587.7365 | 171208.4977 | 186584.9349 | 201751.7819 | 216940.5529 | 232083.3877 | 247313.9786 | 262189.2453 | 276473.66 | 290297.1839 | 304127.4994 | 318237.8609 | 332532.1174 | 346977.6168 | 361578.308 | 376220.1366 | 390919.2048 | 405628.1736 | 420402.0304 | 435208.0916 | 450124.3118 | 465051.375 | 471392.5276 | 0 | 0 | 0 | 0 | 0 | 0 | 0 | 0 | 0 | 0 | 0 | 0 | 0 | 0 | 0 | 0 | 0 | 0
Commercial_College_New_Miscellaneous_Natural Gas_Miscellaneous_E2_Codes & Standards Forecast | Commercial | College | New | Miscellaneous | Natural Gas | Miscellaneous | E2 |  | Codes & Standards Forecast | 0 | 0 | 0 | 0 | 0 | 0 | 0 | 0 | 0 | 0 | 0 | 0 | 0 | 0 | 0 | 0 | 0 | 0 | 0 | 0 | 0 | 0 | 0 | 0 | 0 | 0 | 0 | 0 | 0 | 0 | 0 | 0 | 0 | 0 | 0 | 0 | 0 | 0 | 0 | 0 | 0 | 0 | 0 | 0 | 0 | 0 | 0 | 0 | 0 | 0 | 0
Commercial_College_New_Miscellaneous_Natural Gas_Miscellaneous_E3_Codes & Standards Forecast | Commercial | College | New | Miscellaneous | Natural Gas | Miscellaneous | E3 |  | Codes & Standards Forecast | 0 | 0 | 0 | 0 | 0 | 0 | 0 | 0 | 0 | 0 | 0 | 0 | 0 | 0 | 0 | 0 | 0 | 0 | 0 | 0 | 0 | 0 | 0 | 0 | 0 | 0 | 0 | 0 | 0 | 0 | 0 | 0 | 0 | 0 | 0 | 0 | 0 | 0 | 0 | 0 | 0 | 0 | 0 | 0 | 0 | 0 | 0 | 0 | 0 | 0 | 0
Commercial_College_New_Miscellaneous_Natural Gas_Miscellaneous_E4_Codes & Standards Forecast | Commercial | College | New | Miscellaneous | Natural Gas | Miscellaneous | E4 |  | Codes & Standards Forecast | 0 | 0 | 0 | 0 | 0 | 0 | 0 | 0 | 0 | 0 | 0 | 0 | 0 | 0 | 0 | 0 | 0 | 0 | 0 | 0 | 0 | 0 | 0 | 0 | 0 | 0 | 0 | 0 | 0 | 0 | 0 | 0 | 0 | 0 | 0 | 0 | 0 | 0 | 0 | 0 | 0 | 0 | 0 | 0 | 0 | 0 | 0 | 0 | 0 | 0 | 0
Commercial_College_New_Miscellaneous_Natural Gas_Miscellaneous_E5_Codes & Standards Forecast | Commercial | College | New | Miscellaneous | Natural Gas | Miscellaneous | E5 |  | Codes & Standards Forecast | 0 | 0 | 0 | 0 | 0 | 0 | 0 | 0 | 0 | 0 | 0 | 0 | 0 | 0 | 0 | 0 | 0 | 0 | 0 | 0 | 0 | 0 | 0 | 0 | 0 | 0 | 0 | 0 | 0 | 0 | 0 | 0 | 0 | 0 | 0 | 0 | 0 | 0 | 0 | 0 | 0 | 0 | 0 | 0 | 0 | 0 | 0 | 0 | 0 | 0 | 0
Commercial_College_New_Miscellaneous_Natural Gas_Miscellaneous_E6_Codes & Standards Forecast | Commercial | College | New | Miscellaneous | Natural Gas | Miscellaneous | E6 |  | Codes & Standards Forecast | 0 | 0 | 0 | 0 | 0 | 0 | 0 | 0 | 0 | 0 | 0 | 0 | 0 | 0 | 0 | 0 | 0 | 0 | 0 | 0 | 0 | 0 | 0 | 0 | 0 | 0 | 0 | 0 | 0 | 0 | 0 | 0 | 0 | 0 | 0 | 0 | 0 | 0 | 0 | 0 | 0 | 0 | 0 | 0 | 0 | 0 | 0 | 0 | 0 | 0 | 0
Commercial_College_New_Miscellaneous_Natural Gas_Miscellaneous_E7_Codes & Standards Forecast | Commercial | College | New | Miscellaneous | Natural Gas | Miscellaneous | E7 |  | Codes & Standards Forecast | 0 | 0 | 0 | 0 | 0 | 0 | 0 | 0 | 0 | 0 | 0 | 0 | 0 | 0 | 0 | 0 | 0 | 0 | 0 | 0 | 0 | 0 | 0 | 0 | 0 | 0 | 0 | 0 | 0 | 0 | 0 | 0 | 0 | 0 | 0 | 0 | 0 | 0 | 0 | 0 | 0 | 0 | 0 | 0 | 0 | 0 | 0 | 0 | 0 | 0 | 0
Commercial_College_New_Miscellaneous_Natural Gas_Miscellaneous_E8_Codes & Standards Forecast | Commercial | College | New | Miscellaneous | Natural Gas | Miscellaneous | E8 |  | Codes & Standards Forecast | 0 | 0 | 0 | 0 | 0 | 0 | 0 | 0 | 0 | 0 | 0 | 0 | 0 | 0 | 0 | 0 | 0 | 0 | 0 | 0 | 0 | 0 | 0 | 0 | 0 | 0 | 0 | 0 | 0 | 0 | 0 | 0 | 0 | 0 | 0 | 0 | 0 | 0 | 0 | 0 | 0 | 0 | 0 | 0 | 0 | 0 | 0 | 0 | 0 | 0 | 0
Commercial_College_New_Miscellaneous_Natural Gas_Miscellaneous_E9_Codes & Standards Forecast | Commercial | College | New | Miscellaneous | Natural Gas | Miscellaneous | E9 |  | Codes & Standards Forecast | 0 | 0 | 0 | 0 | 0 | 0 | 0 | 0 | 0 | 0 | 0 | 0 | 0 | 0 | 0 | 0 | 0 | 0 | 0 | 0 | 0 | 0 | 0 | 0 | 0 | 0 | 0 | 0 | 0 | 0 | 0 | 0 | 0 | 0 | 0 | 0 | 0 | 0 | 0 | 0 | 0 | 0 | 0 | 0 | 0 | 0 | 0 | 0 | 0 | 0 | 0
Commercial_College_New_Miscellaneous_Natural Gas_Miscellaneous_E10_Codes & Standards Forecast | Commercial | College | New | Miscellaneous | Natural Gas | Miscellaneous | E10 |  | Codes & Standards Forecast | 0 | 0 | 0 | 0 | 0 | 0 | 0 | 0 | 0 | 0 | 0 | 0 | 0 | 0 | 0 | 0 | 0 | 0 | 0 | 0 | 0 | 0 | 0 | 0 | 0 | 0 | 0 | 0 | 0 | 0 | 0 | 0 | 0 | 0 | 0 | 0 | 0 | 0 | 0 | 0 | 0 | 0 | 0 | 0 | 0 | 0 | 0 | 0 | 0 | 0 | 0
Commercial_College_New_Miscellaneous_Natural Gas_Miscellaneous_Vintage_Codes & Standards Forecast | Commercial | College | New | Miscellaneous | Natural Gas | Miscellaneous | Vintage |  | Codes & Standards Forecast | 0 | 0 | 0 | 0 | 0 | 0 | 0 | 0 | 0 | 0 | 0 | 0 | 0 | 0 | 0 | 0 | 0 | 0 | 0 | 0 | 0 | 0 | 0 | 0 | 0 | 0 | 0 | 0 | 0 | 0 | 0 | 0 | 0 | 0 | 0 | 0 | 0 | 0 | 0 | 0 | 0 | 0 | 0 | 0 | 0 | 0 | 0 | 0 | 0 | 0 | 0
Commercial_Hospital_Existing_Space Heating_Natural Gas_Furnace_E1_Codes & Standards Forecast | Commercial | Hospital | Existing | Space Heating | Natural Gas | Furnace | E1 |  | Codes & Standards Forecast | 0 | 7527.1986 | 15649.4756 | 24278.9624 | 42240.3297 | 42126.8122 | 42026.5985 | 41936.3372 | 41849.1364 | 41762.4756 | 41675.3809 | 41588.4029 | 41502.1662 | 41416.8856 | 41332.0225 | 41247.4959 | 41162.8926 | 41079.2434 | 40997.7235 | 40363.9909 | 39172.9264 | 37423.6734 | 34478.1227 | 31763.72 | 29262.3282 | 26957.4717 | 24833.8023 | 22877.2053 | 21074.5206 | 19413.6878 | 17883.4756 | 16473.7059 | 12911.2438 | 0 | 0 | 0 | 0 | 0 | 0 | 0 | 0 | 0 | 0 | 0 | 0 | 0 | 0 | 0 | 0 | 0 | 0
Commercial_Hospital_Existing_Space Heating_Natural Gas_Furnace_E2_Codes & Standards Forecast | Commercial | Hospital | Existing | Space Heating | Natural Gas | Furnace | E2 |  | Codes & Standards Forecast | 0 | 0 | 0 | 0 | 0 | 0 | 0 | 0 | 0 | 0 | 0 | 0 | 0 | 0 | 0 | 0 | 0 | 0 | 0 | 0 | 0 | 0 | 0 | 0 | 0 | 0 | 0 | 0 | 0 | 0 | 0 | 0 | 0 | 0 | 0 | 0 | 0 | 0 | 0 | 0 | 0 | 0 | 0 | 0 | 0 | 0 | 0 | 0 | 0 | 0 | 0
Commercial_Hospital_Existing_Space Heating_Natural Gas_Furnace_E3_Codes & Standards Forecast | Commercial | Hospital | Existing | Space Heating | Natural Gas | Furnace | E3 |  | Codes & Standards Forecast | 0 | 0 | 0 | 0 | 0 | 9794.641 | 20025.1344 | 30658.2815 | 41657.8356 | 52989.042 | 64619.5402 | 76521.1359 | 88668.6967 | 101038.9437 | 113608.7467 | 126357.5046 | 139265.034 | 152317.4835 | 165504.3224 | 178166.7313 | 190390.781 | 202249.0199 | 214449.434 | 225630.2865 | 235870.4508 | 245244.6836 | 253821.1308 | 261663.2665 | 268828.1988 | 275369.3157 | 281334.1574 | 286768.9692 | 299512.3074 | 0 | 0 | 0 | 0 | 0 | 0 | 0 | 0 | 0 | 0 | 0 | 0 | 0 | 0 | 0 | 0 | 0 | 0
Commercial_Hospital_Existing_Space Heating_Natural Gas_Furnace_E4_Codes & Standards Forecast | Commercial | Hospital | Existing | Space Heating | Natural Gas | Furnace | E4 |  | Codes & Standards Forecast | 0 | 0 | 0 | 0 | 0 | 0 | 0 | 0 | 0 | 0 | 0 | 0 | 0 | 0 | 0 | 0 | 0 | 0 | 0 | 0 | 0 | 0 | 0 | 0 | 0 | 0 | 0 | 0 | 0 | 0 | 0 | 0 | 0 | 0 | 0 | 0 | 0 | 0 | 0 | 0 | 0 | 0 | 0 | 0 | 0 | 0 | 0 | 0 | 0 | 0 | 0
Commercial_Hospital_Existing_Space Heating_Natural Gas_Furnace_E5_Codes & Standards Forecast | Commercial | Hospital | Existing | Space Heating | Natural Gas | Furnace | E5 |  | Codes & Standards Forecast | 0 | 0 | 0 | 0 | 0 | 0 | 0 | 0 | 0 | 0 | 0 | 0 | 0 | 0 | 0 | 0 | 0 | 0 | 0 | 0 | 0 | 0 | 0 | 0 | 0 | 0 | 0 | 0 | 0 | 0 | 0 | 0 | 0 | 0 | 0 | 0 | 0 | 0 | 0 | 0 | 0 | 0 | 0 | 0 | 0 | 0 | 0 | 0 | 0 | 0 | 0
Commercial_Hospital_Existing_Space Heating_Natural Gas_Furnace_E6_Codes & Standards Forecast | Commercial | Hospital | Existing | Space Heating | Natural Gas | Furnace | E6 |  | Codes & Standards Forecast | 0 | 0 | 0 | 0 | 0 | 0 | 0 | 0 | 0 | 0 | 0 | 0 | 0 | 0 | 0 | 0 | 0 | 0 | 0 | 0 | 0 | 0 | 0 | 0 | 0 | 0 | 0 | 0 | 0 | 0 | 0 | 0 | 0 | 0 | 0 | 0 | 0 | 0 | 0 | 0 | 0 | 0 | 0 | 0 | 0 | 0 | 0 | 0 | 0 | 0 | 0
Commercial_Hospital_Existing_Space Heating_Natural Gas_Furnace_E7_Codes & Standards Forecast | Commercial | Hospital | Existing | Space Heating | Natural Gas | Furnace | E7 |  | Codes & Standards Forecast | 0 | 0 | 0 | 0 | 0 | 0 | 0 | 0 | 0 | 0 | 0 | 0 | 0 | 0 | 0 | 0 | 0 | 0 | 0 | 0 | 0 | 0 | 0 | 0 | 0 | 0 | 0 | 0 | 0 | 0 | 0 | 0 | 0 | 0 | 0 | 0 | 0 | 0 | 0 | 0 | 0 | 0 | 0 | 0 | 0 | 0 | 0 | 0 | 0 | 0 | 0
Commercial_Hospital_Existing_Space Heating_Natural Gas_Furnace_E8_Codes & Standards Forecast | Commercial | Hospital | Existing | Space Heating | Natural Gas | Furnace | E8 |  | Codes & Standards Forecast | 0 | 0 | 0 | 0 | 0 | 0 | 0 | 0 | 0 | 0 | 0 | 0 | 0 | 0 | 0 | 0 | 0 | 0 | 0 | 0 | 0 | 0 | 0 | 0 | 0 | 0 | 0 | 0 | 0 | 0 | 0 | 0 | 0 | 0 | 0 | 0 | 0 | 0 | 0 | 0 | 0 | 0 | 0 | 0 | 0 | 0 | 0 | 0 | 0 | 0 | 0
Commercial_Hospital_Existing_Space Heating_Natural Gas_Furnace_E9_Codes & Standards Forecast | Commercial | Hospital | Existing | Space Heating | Natural Gas | Furnace | E9 |  | Codes & Standards Forecast | 0 | 0 | 0 | 0 | 0 | 0 | 0 | 0 | 0 | 0 | 0 | 0 | 0 | 0 | 0 | 0 | 0 | 0 | 0 | 0 | 0 | 0 | 0 | 0 | 0 | 0 | 0 | 0 | 0 | 0 | 0 | 0 | 0 | 0 | 0 | 0 | 0 | 0 | 0 | 0 | 0 | 0 | 0 | 0 | 0 | 0 | 0 | 0 | 0 | 0 | 0
Commercial_Hospital_Existing_Space Heating_Natural Gas_Furnace_E10_Codes & Standards Forecast | Commercial | Hospital | Existing | Space Heating | Natural Gas | Furnace | E10 |  | Codes & Standards Forecast | 0 | 0 | 0 | 0 | 0 | 0 | 0 | 0 | 0 | 0 | 0 | 0 | 0 | 0 | 0 | 0 | 0 | 0 | 0 | 0 | 0 | 0 | 0 | 0 | 0 | 0 | 0 | 0 | 0 | 0 | 0 | 0 | 0 | 0 | 0 | 0 | 0 | 0 | 0 | 0 | 0 | 0 | 0 | 0 | 0 | 0 | 0 | 0 | 0 | 0 | 0
Commercial_Hospital_Existing_Space Heating_Natural Gas_Furnace_Vintage_Codes & Standards Forecast | Commercial | Hospital | Existing | Space Heating | Natural Gas | Furnace | Vintage |  | Codes & Standards Forecast | 377023.61 | 367578.2003 | 357537.7124 | 346591.7302 | 337296.0109 | 326594.9135 | 315564.1976 | 304210.299 | 292514.4321 | 280491.2245 | 268165.2613 | 255569.1319 | 242732.9567 | 229681.7296 | 216434.281 | 203010.5645 | 189427.4631 | 175707.0615 | 161869.2727 | 149129.2597 | 137395.3353 | 126583.5737 | 116620.4062 | 107439.0842 | 98978.2601 | 91182.2062 | 83999.0082 | 77380.9234 | 71283.4388 | 65665.7605 | 60489.8997 | 55721.4293 | 51435.1655 | 0 | 0 | 0 | 0 | 0 | 0 | 0 | 0 | 0 | 0 | 0 | 0 | 0 | 0 | 0 | 0 | 0 | 0
Commercial_Hospital_Existing_Space Heating_Natural Gas_Boiler_E1_Codes & Standards Forecast | Commercial | Hospital | Existing | Space Heating | Natural Gas | Boiler | E1 |  | Codes & Standards Forecast | 0 | 39029.1988 | 81143.9318 | 125888.5936 | 222927.0352 | 222327.9364 | 221799.0501 | 221322.6882 | 220862.4783 | 220405.118 | 219945.4685 | 219486.4345 | 219031.3128 | 218581.2366 | 218133.3644 | 217687.2681 | 217240.7663 | 216799.3007 | 216369.0723 | 215951.2568 | 215539.5484 | 212262.2721 | 206097.2252 | 197046.8694 | 181529.4353 | 167231.2122 | 154056.9871 | 141919.1984 | 130736.208 | 120433.1984 | 110940.4966 | 102194.9626 | 94333.8117 | 0 | 0 | 0 | 0 | 0 | 0 | 0 | 0 | 0 | 0 | 0 | 0 | 0 | 0 | 0 | 0 | 0 | 0
Commercial_Hospital_Existing_Space Heating_Natural Gas_Boiler_E2_Codes & Standards Forecast | Commercial | Hospital | Existing | Space Heating | Natural Gas | Boiler | E2 |  | Codes & Standards Forecast | 0 | 0 | 0 | 0 | 0 | 0 | 0 | 0 | 0 | 0 | 0 | 0 | 0 | 0 | 0 | 0 | 0 | 0 | 0 | 0 | 0 | 0 | 0 | 0 | 0 | 0 | 0 | 0 | 0 | 0 | 0 | 0 | 0 | 0 | 0 | 0 | 0 | 0 | 0 | 0 | 0 | 0 | 0 | 0 | 0 | 0 | 0 | 0 | 0 | 0 | 0
Commercial_Hospital_Existing_Space Heating_Natural Gas_Boiler_E3_Codes & Standards Forecast | Commercial | Hospital | Existing | Space Heating | Natural Gas | Boiler | E3 |  | Codes & Standards Forecast | 0 | 0 | 0 | 0 | 0 | 50786.0904 | 103832.1144 | 158965.9339 | 215999.6066 | 274752.9261 | 335058.1004 | 396768.9393 | 459755.1296 | 523895.9676 | 589071.5215 | 655174.9726 | 722101.6677 | 789779.7869 | 858154.7271 | 927165.163 | 996723.0666 | 1063391.5604 | 1127630.3368 | 1189846.8856 | 1254001.6964 | 1312770.0286 | 1366575.4742 | 1415812.1201 | 1460835.7145 | 1501978.2098 | 1539536.4624 | 1573797.3202 | 1635945.6912 | 0 | 0 | 0 | 0 | 0 | 0 | 0 | 0 | 0 | 0 | 0 | 0 | 0 | 0 | 0 | 0 | 0 | 0
Commercial_Hospital_Existing_Space Heating_Natural Gas_Boiler_E4_Codes & Standards Forecast | Commercial | Hospital | Existing | Space Heating | Natural Gas | Boiler | E4 |  | Codes & Standards Forecast | 0 | 0 | 0 | 0 | 0 | 0 | 0 | 0 | 0 | 0 | 0 | 0 | 0 | 0 | 0 | 0 | 0 | 0 | 0 | 0 | 0 | 0 | 0 | 0 | 0 | 0 | 0 | 0 | 0 | 0 | 0 | 0 | 0 | 0 | 0 | 0 | 0 | 0 | 0 | 0 | 0 | 0 | 0 | 0 | 0 | 0 | 0 | 0 | 0 | 0 | 0
Commercial_Hospital_Existing_Space Heating_Natural Gas_Boiler_E5_Codes & Standards Forecast | Commercial | Hospital | Existing | Space Heating | Natural Gas | Boiler | E5 |  | Codes & Standards Forecast | 0 | 0 | 0 | 0 | 0 | 0 | 0 | 0 | 0 | 0 | 0 | 0 | 0 | 0 | 0 | 0 | 0 | 0 | 0 | 0 | 0 | 0 | 0 | 0 | 0 | 0 | 0 | 0 | 0 | 0 | 0 | 0 | 0 | 0 | 0 | 0 | 0 | 0 | 0 | 0 | 0 | 0 | 0 | 0 | 0 | 0 | 0 | 0 | 0 | 0 | 0
Commercial_Hospital_Existing_Space Heating_Natural Gas_Boiler_E6_Codes & Standards Forecast | Commercial | Hospital | Existing | Space Heating | Natural Gas | Boiler | E6 |  | Codes & Standards Forecast | 0 | 0 | 0 | 0 | 0 | 0 | 0 | 0 | 0 | 0 | 0 | 0 | 0 | 0 | 0 | 0 | 0 | 0 | 0 | 0 | 0 | 0 | 0 | 0 | 0 | 0 | 0 | 0 | 0 | 0 | 0 | 0 | 0 | 0 | 0 | 0 | 0 | 0 | 0 | 0 | 0 | 0 | 0 | 0 | 0 | 0 | 0 | 0 | 0 | 0 | 0
Commercial_Hospital_Existing_Space Heating_Natural Gas_Boiler_E7_Codes & Standards Forecast | Commercial | Hospital | Existing | Space Heating | Natural Gas | Boiler | E7 |  | Codes & Standards Forecast | 0 | 0 | 0 | 0 | 0 | 0 | 0 | 0 | 0 | 0 | 0 | 0 | 0 | 0 | 0 | 0 | 0 | 0 | 0 | 0 | 0 | 0 | 0 | 0 | 0 | 0 | 0 | 0 | 0 | 0 | 0 | 0 | 0 | 0 | 0 | 0 | 0 | 0 | 0 | 0 | 0 | 0 | 0 | 0 | 0 | 0 | 0 | 0 | 0 | 0 | 0
Commercial_Hospital_Existing_Space Heating_Natural Gas_Boiler_E8_Codes & Standards Forecast | Commercial | Hospital | Existing | Space Heating | Natural Gas | Boiler | E8 |  | Codes & Standards Forecast | 0 | 0 | 0 | 0 | 0 | 0 | 0 | 0 | 0 | 0 | 0 | 0 | 0 | 0 | 0 | 0 | 0 | 0 | 0 | 0 | 0 | 0 | 0 | 0 | 0 | 0 | 0 | 0 | 0 | 0 | 0 | 0 | 0 | 0 | 0 | 0 | 0 | 0 | 0 | 0 | 0 | 0 | 0 | 0 | 0 | 0 | 0 | 0 | 0 | 0 | 0
Commercial_Hospital_Existing_Space Heating_Natural Gas_Boiler_E9_Codes & Standards Forecast | Commercial | Hospital | Existing | Space Heating | Natural Gas | Boiler | E9 |  | Codes & Standards Forecast | 0 | 0 | 0 | 0 | 0 | 0 | 0 | 0 | 0 | 0 | 0 | 0 | 0 | 0 | 0 | 0 | 0 | 0 | 0 | 0 | 0 | 0 | 0 | 0 | 0 | 0 | 0 | 0 | 0 | 0 | 0 | 0 | 0 | 0 | 0 | 0 | 0 | 0 | 0 | 0 | 0 | 0 | 0 | 0 | 0 | 0 | 0 | 0 | 0 | 0 | 0
Commercial_Hospital_Existing_Space Heating_Natural Gas_Boiler_E10_Codes & Standards Forecast | Commercial | Hospital | Existing | Space Heating | Natural Gas | Boiler | E10 |  | Codes & Standards Forecast | 0 | 0 | 0 | 0 | 0 | 0 | 0 | 0 | 0 | 0 | 0 | 0 | 0 | 0 | 0 | 0 | 0 | 0 | 0 | 0 | 0 | 0 | 0 | 0 | 0 | 0 | 0 | 0 | 0 | 0 | 0 | 0 | 0 | 0 | 0 | 0 | 0 | 0 | 0 | 0 | 0 | 0 | 0 | 0 | 0 | 0 | 0 | 0 | 0 | 0 | 0
Commercial_Hospital_Existing_Space Heating_Natural Gas_Boiler_Vintage_Codes & Standards Forecast | Commercial | Hospital | Existing | Space Heating | Natural Gas | Boiler | Vintage |  | Codes & Standards Forecast | 2124892.5734 | 2075052.4009 | 2022126.6941 | 1964326.3417 | 1916127.2046 | 1860191.6741 | 1802599.7076 | 1743371.4091 | 1682382.0896 | 1619697.6163 | 1555441.6116 | 1489785.2326 | 1422887.1291 | 1354877.7467 | 1285852.5915 | 1215914.8039 | 1145150.2868 | 1073677.6338 | 1001604.7469 | 929003.0564 | 855906.3909 | 788554.3529 | 726488.6448 | 669293.4558 | 616586.6195 | 568020.9802 | 523273.1358 | 482045.6727 | 444061.2972 | 409065.8824 | 376822.7762 | 347117.5153 | 320416.168 | 0 | 0 | 0 | 0 | 0 | 0 | 0 | 0 | 0 | 0 | 0 | 0 | 0 | 0 | 0 | 0 | 0 | 0
Commercial_Hospital_Existing_Space Heating_Natural Gas_Unit Heater_E1_Codes & Standards Forecast | Commercial | Hospital | Existing | Space Heating | Natural Gas | Unit Heater | E1 |  | Codes & Standards Forecast | 0 | 0 | 0 | 0 | 0 | 0 | 0 | 0 | 0 | 0 | 0 | 0 | 0 | 0 | 0 | 0 | 0 | 0 | 0 | 0 | 0 | 0 | 0 | 0 | 0 | 0 | 0 | 0 | 0 | 0 | 0 | 0 | 0 | 0 | 0 | 0 | 0 | 0 | 0 | 0 | 0 | 0 | 0 | 0 | 0 | 0 | 0 | 0 | 0 | 0 | 0
Commercial_Hospital_Existing_Space Heating_Natural Gas_Unit Heater_E2_Codes & Standards Forecast | Commercial | Hospital | Existing | Space Heating | Natural Gas | Unit Heater | E2 |  | Codes & Standards Forecast | 0 | 0 | 0 | 0 | 0 | 0 | 0 | 0 | 0 | 0 | 0 | 0 | 0 | 0 | 0 | 0 | 0 | 0 | 0 | 0 | 0 | 0 | 0 | 0 | 0 | 0 | 0 | 0 | 0 | 0 | 0 | 0 | 0 | 0 | 0 | 0 | 0 | 0 | 0 | 0 | 0 | 0 | 0 | 0 | 0 | 0 | 0 | 0 | 0 | 0 | 0
Commercial_Hospital_Existing_Space Heating_Natural Gas_Unit Heater_E3_Codes & Standards Forecast | Commercial | Hospital | Existing | Space Heating | Natural Gas | Unit Heater | E3 |  | Codes & Standards Forecast | 0 | 0 | 0 | 0 | 0 | 0 | 0 | 0 | 0 | 0 | 0 | 0 | 0 | 0 | 0 | 0 | 0 | 0 | 0 | 0 | 0 | 0 | 0 | 0 | 0 | 0 | 0 | 0 | 0 | 0 | 0 | 0 | 0 | 0 | 0 | 0 | 0 | 0 | 0 | 0 | 0 | 0 | 0 | 0 | 0 | 0 | 0 | 0 | 0 | 0 | 0
Commercial_Hospital_Existing_Space Heating_Natural Gas_Unit Heater_E4_Codes & Standards Forecast | Commercial | Hospital | Existing | Space Heating | Natural Gas | Unit Heater | E4 |  | Codes & Standards Forecast | 0 | 0 | 0 | 0 | 0 | 0 | 0 | 0 | 0 | 0 | 0 | 0 | 0 | 0 | 0 | 0 | 0 | 0 | 0 | 0 | 0 | 0 | 0 | 0 | 0 | 0 | 0 | 0 | 0 | 0 | 0 | 0 | 0 | 0 | 0 | 0 | 0 | 0 | 0 | 0 | 0 | 0 | 0 | 0 | 0 | 0 | 0 | 0 | 0 | 0 | 0
Commercial_Hospital_Existing_Space Heating_Natural Gas_Unit Heater_E5_Codes & Standards Forecast | Commercial | Hospital | Existing | Space Heating | Natural Gas | Unit Heater | E5 |  | Codes & Standards Forecast | 0 | 0 | 0 | 0 | 0 | 0 | 0 | 0 | 0 | 0 | 0 | 0 | 0 | 0 | 0 | 0 | 0 | 0 | 0 | 0 | 0 | 0 | 0 | 0 | 0 | 0 | 0 | 0 | 0 | 0 | 0 | 0 | 0 | 0 | 0 | 0 | 0 | 0 | 0 | 0 | 0 | 0 | 0 | 0 | 0 | 0 | 0 | 0 | 0 | 0 | 0
Commercial_Hospital_Existing_Space Heating_Natural Gas_Unit Heater_E6_Codes & Standards Forecast | Commercial | Hospital | Existing | Space Heating | Natural Gas | Unit Heater | E6 |  | Codes & Standards Forecast | 0 | 0 | 0 | 0 | 0 | 0 | 0 | 0 | 0 | 0 | 0 | 0 | 0 | 0 | 0 | 0 | 0 | 0 | 0 | 0 | 0 | 0 | 0 | 0 | 0 | 0 | 0 | 0 | 0 | 0 | 0 | 0 | 0 | 0 | 0 | 0 | 0 | 0 | 0 | 0 | 0 | 0 | 0 | 0 | 0 | 0 | 0 | 0 | 0 | 0 | 0
Commercial_Hospital_Existing_Space Heating_Natural Gas_Unit Heater_E7_Codes & Standards Forecast | Commercial | Hospital | Existing | Space Heating | Natural Gas | Unit Heater | E7 |  | Codes & Standards Forecast | 0 | 0 | 0 | 0 | 0 | 0 | 0 | 0 | 0 | 0 | 0 | 0 | 0 | 0 | 0 | 0 | 0 | 0 | 0 | 0 | 0 | 0 | 0 | 0 | 0 | 0 | 0 | 0 | 0 | 0 | 0 | 0 | 0 | 0 | 0 | 0 | 0 | 0 | 0 | 0 | 0 | 0 | 0 | 0 | 0 | 0 | 0 | 0 | 0 | 0 | 0
Commercial_Hospital_Existing_Space Heating_Natural Gas_Unit Heater_E8_Codes & Standards Forecast | Commercial | Hospital | Existing | Space Heating | Natural Gas | Unit Heater | E8 |  | Codes & Standards Forecast | 0 | 0 | 0 | 0 | 0 | 0 | 0 | 0 | 0 | 0 | 0 | 0 | 0 | 0 | 0 | 0 | 0 | 0 | 0 | 0 | 0 | 0 | 0 | 0 | 0 | 0 | 0 | 0 | 0 | 0 | 0 | 0 | 0 | 0 | 0 | 0 | 0 | 0 | 0 | 0 | 0 | 0 | 0 | 0 | 0 | 0 | 0 | 0 | 0 | 0 | 0
Commercial_Hospital_Existing_Space Heating_Natural Gas_Unit Heater_E9_Codes & Standards Forecast | Commercial | Hospital | Existing | Space Heating | Natural Gas | Unit Heater | E9 |  | Codes & Standards Forecast | 0 | 0 | 0 | 0 | 0 | 0 | 0 | 0 | 0 | 0 | 0 | 0 | 0 | 0 | 0 | 0 | 0 | 0 | 0 | 0 | 0 | 0 | 0 | 0 | 0 | 0 | 0 | 0 | 0 | 0 | 0 | 0 | 0 | 0 | 0 | 0 | 0 | 0 | 0 | 0 | 0 | 0 | 0 | 0 | 0 | 0 | 0 | 0 | 0 | 0 | 0
Commercial_Hospital_Existing_Space Heating_Natural Gas_Unit Heater_E10_Codes & Standards Forecast | Commercial | Hospital | Existing | Space Heating | Natural Gas | Unit Heater | E10 |  | Codes & Standards Forecast | 0 | 0 | 0 | 0 | 0 | 0 | 0 | 0 | 0 | 0 | 0 | 0 | 0 | 0 | 0 | 0 | 0 | 0 | 0 | 0 | 0 | 0 | 0 | 0 | 0 | 0 | 0 | 0 | 0 | 0 | 0 | 0 | 0 | 0 | 0 | 0 | 0 | 0 | 0 | 0 | 0 | 0 | 0 | 0 | 0 | 0 | 0 | 0 | 0 | 0 | 0
Commercial_Hospital_Existing_Space Heating_Natural Gas_Unit Heater_Vintage_Codes & Standards Forecast | Commercial | Hospital | Existing | Space Heating | Natural Gas | Unit Heater | Vintage |  | Codes & Standards Forecast | 0 | 0 | 0 | 0 | 0 | 0 | 0 | 0 | 0 | 0 | 0 | 0 | 0 | 0 | 0 | 0 | 0 | 0 | 0 | 0 | 0 | 0 | 0 | 0 | 0 | 0 | 0 | 0 | 0 | 0 | 0 | 0 | 0 | 0 | 0 | 0 | 0 | 0 | 0 | 0 | 0 | 0 | 0 | 0 | 0 | 0 | 0 | 0 | 0 | 0 | 0
Commercial_Hospital_Existing_Water Heating_Natural Gas_Water Heater_E1_Codes & Standards Forecast | Commercial | Hospital | Existing | Water Heating | Natural Gas | Water Heater | E1 |  | Codes & Standards Forecast | 0 | 87903.9537 | 201145.1918 | 333740.4398 | 535039.9955 | 697042.1639 | 869060.9021 | 1048980.5644 | 1234979.2206 | 1425618.1651 | 1576879.8119 | 1696719.084 | 1791500.7733 | 1866297.8897 | 1925127.9129 | 1971211.6504 | 2007102.9835 | 2034906.9425 | 2056324.2989 | 2072678.5766 | 2084956.1249 | 2093921.5578 | 2100218.7906 | 2104372.7167 | 2106803.7334 | 2107865.2055 | 2107832.7401 | 2106931.7664 | 2105331.5256 | 2103172.8876 | 2100556.0459 | 2097578.4009 | 2127345.0155 | 0 | 0 | 0 | 0 | 0 | 0 | 0 | 0 | 0 | 0 | 0 | 0 | 0 | 0 | 0 | 0 | 0 | 0
Commercial_Hospital_Existing_Water Heating_Natural Gas_Water Heater_E2_Codes & Standards Forecast | Commercial | Hospital | Existing | Water Heating | Natural Gas | Water Heater | E2 |  | Codes & Standards Forecast | 0 | 0 | 0 | 0 | 0 | 0 | 0 | 0 | 0 | 0 | 0 | 0 | 0 | 0 | 0 | 0 | 0 | 0 | 0 | 0 | 0 | 0 | 0 | 0 | 0 | 0 | 0 | 0 | 0 | 0 | 0 | 0 | 0 | 0 | 0 | 0 | 0 | 0 | 0 | 0 | 0 | 0 | 0 | 0 | 0 | 0 | 0 | 0 | 0 | 0 | 0
Commercial_Hospital_Existing_Water Heating_Natural Gas_Water Heater_E3_Codes & Standards Forecast | Commercial | Hospital | Existing | Water Heating | Natural Gas | Water Heater | E3 |  | Codes & Standards Forecast | 0 | 0 | 0 | 0 | 0 | 0 | 0 | 0 | 0 | 0 | 0 | 0 | 0 | 0 | 0 | 0 | 0 | 0 | 0 | 0 | 0 | 0 | 0 | 0 | 0 | 0 | 0 | 0 | 0 | 0 | 0 | 0 | 0 | 0 | 0 | 0 | 0 | 0 | 0 | 0 | 0 | 0 | 0 | 0 | 0 | 0 | 0 | 0 | 0 | 0 | 0
Commercial_Hospital_Existing_Water Heating_Natural Gas_Water Heater_E4_Codes & Standards Forecast | Commercial | Hospital | Existing | Water Heating | Natural Gas | Water Heater | E4 |  | Codes & Standards Forecast | 0 | 0 | 0 | 0 | 0 | 0 | 0 | 0 | 0 | 0 | 0 | 0 | 0 | 0 | 0 | 0 | 0 | 0 | 0 | 0 | 0 | 0 | 0 | 0 | 0 | 0 | 0 | 0 | 0 | 0 | 0 | 0 | 0 | 0 | 0 | 0 | 0 | 0 | 0 | 0 | 0 | 0 | 0 | 0 | 0 | 0 | 0 | 0 | 0 | 0 | 0
Commercial_Hospital_Existing_Water Heating_Natural Gas_Water Heater_E5_Codes & Standards Forecast | Commercial | Hospital | Existing | Water Heating | Natural Gas | Water Heater | E5 |  | Codes & Standards Forecast | 0 | 0 | 0 | 0 | 0 | 0 | 0 | 0 | 0 | 0 | 0 | 0 | 0 | 0 | 0 | 0 | 0 | 0 | 0 | 0 | 0 | 0 | 0 | 0 | 0 | 0 | 0 | 0 | 0 | 0 | 0 | 0 | 0 | 0 | 0 | 0 | 0 | 0 | 0 | 0 | 0 | 0 | 0 | 0 | 0 | 0 | 0 | 0 | 0 | 0 | 0
Commercial_Hospital_Existing_Water Heating_Natural Gas_Water Heater_E6_Codes & Standards Forecast | Commercial | Hospital | Existing | Water Heating | Natural Gas | Water Heater | E6 |  | Codes & Standards Forecast | 0 | 0 | 0 | 0 | 0 | 0 | 0 | 0 | 0 | 0 | 0 | 0 | 0 | 0 | 0 | 0 | 0 | 0 | 0 | 0 | 0 | 0 | 0 | 0 | 0 | 0 | 0 | 0 | 0 | 0 | 0 | 0 | 0 | 0 | 0 | 0 | 0 | 0 | 0 | 0 | 0 | 0 | 0 | 0 | 0 | 0 | 0 | 0 | 0 | 0 | 0
Commercial_Hospital_Existing_Water Heating_Natural Gas_Water Heater_E7_Codes & Standards Forecast | Commercial | Hospital | Existing | Water Heating | Natural Gas | Water Heater | E7 |  | Codes & Standards Forecast | 0 | 0 | 0 | 0 | 0 | 0 | 0 | 0 | 0 | 0 | 0 | 0 | 0 | 0 | 0 | 0 | 0 | 0 | 0 | 0 | 0 | 0 | 0 | 0 | 0 | 0 | 0 | 0 | 0 | 0 | 0 | 0 | 0 | 0 | 0 | 0 | 0 | 0 | 0 | 0 | 0 | 0 | 0 | 0 | 0 | 0 | 0 | 0 | 0 | 0 | 0
Commercial_Hospital_Existing_Water Heating_Natural Gas_Water Heater_E8_Codes & Standards Forecast | Commercial | Hospital | Existing | Water Heating | Natural Gas | Water Heater | E8 |  | Codes & Standards Forecast | 0 | 0 | 0 | 0 | 0 | 0 | 0 | 0 | 0 | 0 | 0 | 0 | 0 | 0 | 0 | 0 | 0 | 0 | 0 | 0 | 0 | 0 | 0 | 0 | 0 | 0 | 0 | 0 | 0 | 0 | 0 | 0 | 0 | 0 | 0 | 0 | 0 | 0 | 0 | 0 | 0 | 0 | 0 | 0 | 0 | 0 | 0 | 0 | 0 | 0 | 0
Commercial_Hospital_Existing_Water Heating_Natural Gas_Water Heater_E9_Codes & Standards Forecast | Commercial | Hospital | Existing | Water Heating | Natural Gas | Water Heater | E9 |  | Codes & Standards Forecast | 0 | 0 | 0 | 0 | 0 | 0 | 0 | 0 | 0 | 0 | 0 | 0 | 0 | 0 | 0 | 0 | 0 | 0 | 0 | 0 | 0 | 0 | 0 | 0 | 0 | 0 | 0 | 0 | 0 | 0 | 0 | 0 | 0 | 0 | 0 | 0 | 0 | 0 | 0 | 0 | 0 | 0 | 0 | 0 | 0 | 0 | 0 | 0 | 0 | 0 | 0
Commercial_Hospital_Existing_Water Heating_Natural Gas_Water Heater_E10_Codes & Standards Forecast | Commercial | Hospital | Existing | Water Heating | Natural Gas | Water Heater | E10 |  | Codes & Standards Forecast | 0 | 0 | 0 | 0 | 0 | 0 | 0 | 0 | 0 | 0 | 0 | 0 | 0 | 0 | 0 | 0 | 0 | 0 | 0 | 0 | 0 | 0 | 0 | 0 | 0 | 0 | 0 | 0 | 0 | 0 | 0 | 0 | 0 | 0 | 0 | 0 | 0 | 0 | 0 | 0 | 0 | 0 | 0 | 0 | 0 | 0 | 0 | 0 | 0 | 0 | 0
Commercial_Hospital_Existing_Water Heating_Natural Gas_Water Heater_Vintage_Codes & Standards Forecast | Commercial | Hospital | Existing | Water Heating | Natural Gas | Water Heater | Vintage |  | Codes & Standards Forecast | 2208836.9072 | 2109694.8898 | 1985215.5882 | 1839048.8818 | 1688518.0376 | 1520540.2331 | 1343246.184 | 1158575.1086 | 967986.1464 | 772785.3187 | 616938.955 | 492521.1052 | 393199.8602 | 313913.5153 | 250616.246 | 200082.9762 | 159738.0662 | 127530.7638 | 101822.1478 | 81300.4208 | 64916.338 | 51833.6117 | 41386.6964 | 33044.6078 | 26383.3666 | 21064.5695 | 16817.7829 | 13427.0494 | 10719.818 | 8558.346 | 6832.5972 | 5454.7807 | 4363.8246 | 0 | 0 | 0 | 0 | 0 | 0 | 0 | 0 | 0 | 0 | 0 | 0 | 0 | 0 | 0 | 0 | 0 | 0
Commercial_Hospital_Existing_Food Preparation_Natural Gas_Oven_E1_Codes & Standards Forecast | Commercial | Hospital | Existing | Food Preparation | Natural Gas | Oven | E1 |  | Codes & Standards Forecast | 0 | 2979.6588 | 6175.8779 | 9533.6489 | 14339.287 | 17999.4513 | 21764.3293 | 25615.0556 | 29532.6149 | 33501.7984 | 36783.5431 | 39493.9553 | 41729.896 | 43571.7071 | 45085.4373 | 46326.3433 | 47339.9677 | 48165.7593 | 48836.9798 | 49380.4428 | 49816.7602 | 50162.5585 | 50432.5079 | 50639.0823 | 50792.6919 | 50902.4256 | 50975.6753 | 51018.716 | 51036.4998 | 51033.2871 | 51012.321 | 50976.7291 | 51734.776 | 0 | 0 | 0 | 0 | 0 | 0 | 0 | 0 | 0 | 0 | 0 | 0 | 0 | 0 | 0 | 0 | 0 | 0
Commercial_Hospital_Existing_Food Preparation_Natural Gas_Oven_E2_Codes & Standards Forecast | Commercial | Hospital | Existing | Food Preparation | Natural Gas | Oven | E2 |  | Codes & Standards Forecast | 0 | 0 | 0 | 0 | 0 | 0 | 0 | 0 | 0 | 0 | 0 | 0 | 0 | 0 | 0 | 0 | 0 | 0 | 0 | 0 | 0 | 0 | 0 | 0 | 0 | 0 | 0 | 0 | 0 | 0 | 0 | 0 | 0 | 0 | 0 | 0 | 0 | 0 | 0 | 0 | 0 | 0 | 0 | 0 | 0 | 0 | 0 | 0 | 0 | 0 | 0
Commercial_Hospital_Existing_Food Preparation_Natural Gas_Oven_E3_Codes & Standards Forecast | Commercial | Hospital | Existing | Food Preparation | Natural Gas | Oven | E3 |  | Codes & Standards Forecast | 0 | 0 | 0 | 0 | 0 | 0 | 0 | 0 | 0 | 0 | 0 | 0 | 0 | 0 | 0 | 0 | 0 | 0 | 0 | 0 | 0 | 0 | 0 | 0 | 0 | 0 | 0 | 0 | 0 | 0 | 0 | 0 | 0 | 0 | 0 | 0 | 0 | 0 | 0 | 0 | 0 | 0 | 0 | 0 | 0 | 0 | 0 | 0 | 0 | 0 | 0
Commercial_Hospital_Existing_Food Preparation_Natural Gas_Oven_E4_Codes & Standards Forecast | Commercial | Hospital | Existing | Food Preparation | Natural Gas | Oven | E4 |  | Codes & Standards Forecast | 0 | 0 | 0 | 0 | 0 | 0 | 0 | 0 | 0 | 0 | 0 | 0 | 0 | 0 | 0 | 0 | 0 | 0 | 0 | 0 | 0 | 0 | 0 | 0 | 0 | 0 | 0 | 0 | 0 | 0 | 0 | 0 | 0 | 0 | 0 | 0 | 0 | 0 | 0 | 0 | 0 | 0 | 0 | 0 | 0 | 0 | 0 | 0 | 0 | 0 | 0
Commercial_Hospital_Existing_Food Preparation_Natural Gas_Oven_E5_Codes & Standards Forecast | Commercial | Hospital | Existing | Food Preparation | Natural Gas | Oven | E5 |  | Codes & Standards Forecast | 0 | 0 | 0 | 0 | 0 | 0 | 0 | 0 | 0 | 0 | 0 | 0 | 0 | 0 | 0 | 0 | 0 | 0 | 0 | 0 | 0 | 0 | 0 | 0 | 0 | 0 | 0 | 0 | 0 | 0 | 0 | 0 | 0 | 0 | 0 | 0 | 0 | 0 | 0 | 0 | 0 | 0 | 0 | 0 | 0 | 0 | 0 | 0 | 0 | 0 | 0
Commercial_Hospital_Existing_Food Preparation_Natural Gas_Oven_E6_Codes & Standards Forecast | Commercial | Hospital | Existing | Food Preparation | Natural Gas | Oven | E6 |  | Codes & Standards Forecast | 0 | 0 | 0 | 0 | 0 | 0 | 0 | 0 | 0 | 0 | 0 | 0 | 0 | 0 | 0 | 0 | 0 | 0 | 0 | 0 | 0 | 0 | 0 | 0 | 0 | 0 | 0 | 0 | 0 | 0 | 0 | 0 | 0 | 0 | 0 | 0 | 0 | 0 | 0 | 0 | 0 | 0 | 0 | 0 | 0 | 0 | 0 | 0 | 0 | 0 | 0
Commercial_Hospital_Existing_Food Preparation_Natural Gas_Oven_E7_Codes & Standards Forecast | Commercial | Hospital | Existing | Food Preparation | Natural Gas | Oven | E7 |  | Codes & Standards Forecast | 0 | 0 | 0 | 0 | 0 | 0 | 0 | 0 | 0 | 0 | 0 | 0 | 0 | 0 | 0 | 0 | 0 | 0 | 0 | 0 | 0 | 0 | 0 | 0 | 0 | 0 | 0 | 0 | 0 | 0 | 0 | 0 | 0 | 0 | 0 | 0 | 0 | 0 | 0 | 0 | 0 | 0 | 0 | 0 | 0 | 0 | 0 | 0 | 0 | 0 | 0
Commercial_Hospital_Existing_Food Preparation_Natural Gas_Oven_E8_Codes & Standards Forecast | Commercial | Hospital | Existing | Food Preparation | Natural Gas | Oven | E8 |  | Codes & Standards Forecast | 0 | 0 | 0 | 0 | 0 | 0 | 0 | 0 | 0 | 0 | 0 | 0 | 0 | 0 | 0 | 0 | 0 | 0 | 0 | 0 | 0 | 0 | 0 | 0 | 0 | 0 | 0 | 0 | 0 | 0 | 0 | 0 | 0 | 0 | 0 | 0 | 0 | 0 | 0 | 0 | 0 | 0 | 0 | 0 | 0 | 0 | 0 | 0 | 0 | 0 | 0
Commercial_Hospital_Existing_Food Preparation_Natural Gas_Oven_E9_Codes & Standards Forecast | Commercial | Hospital | Existing | Food Preparation | Natural Gas | Oven | E9 |  | Codes & Standards Forecast | 0 | 0 | 0 | 0 | 0 | 0 | 0 | 0 | 0 | 0 | 0 | 0 | 0 | 0 | 0 | 0 | 0 | 0 | 0 | 0 | 0 | 0 | 0 | 0 | 0 | 0 | 0 | 0 | 0 | 0 | 0 | 0 | 0 | 0 | 0 | 0 | 0 | 0 | 0 | 0 | 0 | 0 | 0 | 0 | 0 | 0 | 0 | 0 | 0 | 0 | 0
Commercial_Hospital_Existing_Food Preparation_Natural Gas_Oven_E10_Codes & Standards Forecast | Commercial | Hospital | Existing | Food Preparation | Natural Gas | Oven | E10 |  | Codes & Standards Forecast | 0 | 0 | 0 | 0 | 0 | 0 | 0 | 0 | 0 | 0 | 0 | 0 | 0 | 0 | 0 | 0 | 0 | 0 | 0 | 0 | 0 | 0 | 0 | 0 | 0 | 0 | 0 | 0 | 0 | 0 | 0 | 0 | 0 | 0 | 0 | 0 | 0 | 0 | 0 | 0 | 0 | 0 | 0 | 0 | 0 | 0 | 0 | 0 | 0 | 0 | 0
Commercial_Hospital_Existing_Food Preparation_Natural Gas_Oven_Vintage_Codes & Standards Forecast | Commercial | Hospital | Existing | Food Preparation | Natural Gas | Oven | Vintage |  | Codes & Standards Forecast | 53908.1301 | 50654.1989 | 47183.7074 | 43494.7159 | 39928.1219 | 36122.1183 | 32228.4928 | 28261.8051 | 24232.2164 | 20151.6971 | 16758.0593 | 13935.9039 | 11589.1723 | 9637.7986 | 8015.0423 | 6665.5425 | 5543.2256 | 4609.9675 | 3834.016 | 3188.8437 | 2652.3035 | 2206.02 | 1834.7948 | 1526.0055 | 1269.1545 | 1055.5179 | 877.8303 | 730.0476 | 607.1371 | 504.9146 | 419.8969 | 349.1909 | 290.9924 | 0 | 0 | 0 | 0 | 0 | 0 | 0 | 0 | 0 | 0 | 0 | 0 | 0 | 0 | 0 | 0 | 0 | 0
Commercial_Hospital_Existing_Food Preparation_Natural Gas_Conveyor Oven_E1_Codes & Standards Forecast | Commercial | Hospital | Existing | Food Preparation | Natural Gas | Conveyor Oven | E1 |  | Codes & Standards Forecast | 0 | 630.9866 | 1443.8476 | 2395.6344 | 4095.6873 | 5257.8754 | 6492.0442 | 7782.9869 | 9117.584 | 10485.493 | 11878.5033 | 13290.3694 | 14716.2337 | 16152.1938 | 17594.8784 | 19041.7054 | 20490.4382 | 21636.6116 | 22542.0393 | 23255.7366 | 23816.0262 | 24253.1901 | 24591.7597 | 24851.4429 | 25047.9916 | 25194.1958 | 25300.194 | 25374.1472 | 25422.4438 | 25450.2534 | 25461.5555 | 25459.7381 | 25850.3067 | 0 | 0 | 0 | 0 | 0 | 0 | 0 | 0 | 0 | 0 | 0 | 0 | 0 | 0 | 0 | 0 | 0 | 0
Commercial_Hospital_Existing_Food Preparation_Natural Gas_Conveyor Oven_E2_Codes & Standards Forecast | Commercial | Hospital | Existing | Food Preparation | Natural Gas | Conveyor Oven | E2 |  | Codes & Standards Forecast | 0 | 0 | 0 | 0 | 0 | 0 | 0 | 0 | 0 | 0 | 0 | 0 | 0 | 0 | 0 | 0 | 0 | 0 | 0 | 0 | 0 | 0 | 0 | 0 | 0 | 0 | 0 | 0 | 0 | 0 | 0 | 0 | 0 | 0 | 0 | 0 | 0 | 0 | 0 | 0 | 0 | 0 | 0 | 0 | 0 | 0 | 0 | 0 | 0 | 0 | 0
Commercial_Hospital_Existing_Food Preparation_Natural Gas_Conveyor Oven_E3_Codes & Standards Forecast | Commercial | Hospital | Existing | Food Preparation | Natural Gas | Conveyor Oven | E3 |  | Codes & Standards Forecast | 0 | 0 | 0 | 0 | 0 | 0 | 0 | 0 | 0 | 0 | 0 | 0 | 0 | 0 | 0 | 0 | 0 | 0 | 0 | 0 | 0 | 0 | 0 | 0 | 0 | 0 | 0 | 0 | 0 | 0 | 0 | 0 | 0 | 0 | 0 | 0 | 0 | 0 | 0 | 0 | 0 | 0 | 0 | 0 | 0 | 0 | 0 | 0 | 0 | 0 | 0
Commercial_Hospital_Existing_Food Preparation_Natural Gas_Conveyor Oven_E4_Codes & Standards Forecast | Commercial | Hospital | Existing | Food Preparation | Natural Gas | Conveyor Oven | E4 |  | Codes & Standards Forecast | 0 | 0 | 0 | 0 | 0 | 0 | 0 | 0 | 0 | 0 | 0 | 0 | 0 | 0 | 0 | 0 | 0 | 0 | 0 | 0 | 0 | 0 | 0 | 0 | 0 | 0 | 0 | 0 | 0 | 0 | 0 | 0 | 0 | 0 | 0 | 0 | 0 | 0 | 0 | 0 | 0 | 0 | 0 | 0 | 0 | 0 | 0 | 0 | 0 | 0 | 0
Commercial_Hospital_Existing_Food Preparation_Natural Gas_Conveyor Oven_E5_Codes & Standards Forecast | Commercial | Hospital | Existing | Food Preparation | Natural Gas | Conveyor Oven | E5 |  | Codes & Standards Forecast | 0 | 0 | 0 | 0 | 0 | 0 | 0 | 0 | 0 | 0 | 0 | 0 | 0 | 0 | 0 | 0 | 0 | 0 | 0 | 0 | 0 | 0 | 0 | 0 | 0 | 0 | 0 | 0 | 0 | 0 | 0 | 0 | 0 | 0 | 0 | 0 | 0 | 0 | 0 | 0 | 0 | 0 | 0 | 0 | 0 | 0 | 0 | 0 | 0 | 0 | 0
Commercial_Hospital_Existing_Food Preparation_Natural Gas_Conveyor Oven_E6_Codes & Standards Forecast | Commercial | Hospital | Existing | Food Preparation | Natural Gas | Conveyor Oven | E6 |  | Codes & Standards Forecast | 0 | 0 | 0 | 0 | 0 | 0 | 0 | 0 | 0 | 0 | 0 | 0 | 0 | 0 | 0 | 0 | 0 | 0 | 0 | 0 | 0 | 0 | 0 | 0 | 0 | 0 | 0 | 0 | 0 | 0 | 0 | 0 | 0 | 0 | 0 | 0 | 0 | 0 | 0 | 0 | 0 | 0 | 0 | 0 | 0 | 0 | 0 | 0 | 0 | 0 | 0
Commercial_Hospital_Existing_Food Preparation_Natural Gas_Conveyor Oven_E7_Codes & Standards Forecast | Commercial | Hospital | Existing | Food Preparation | Natural Gas | Conveyor Oven | E7 |  | Codes & Standards Forecast | 0 | 0 | 0 | 0 | 0 | 0 | 0 | 0 | 0 | 0 | 0 | 0 | 0 | 0 | 0 | 0 | 0 | 0 | 0 | 0 | 0 | 0 | 0 | 0 | 0 | 0 | 0 | 0 | 0 | 0 | 0 | 0 | 0 | 0 | 0 | 0 | 0 | 0 | 0 | 0 | 0 | 0 | 0 | 0 | 0 | 0 | 0 | 0 | 0 | 0 | 0
Commercial_Hospital_Existing_Food Preparation_Natural Gas_Conveyor Oven_E8_Codes & Standards Forecast | Commercial | Hospital | Existing | Food Preparation | Natural Gas | Conveyor Oven | E8 |  | Codes & Standards Forecast | 0 | 0 | 0 | 0 | 0 | 0 | 0 | 0 | 0 | 0 | 0 | 0 | 0 | 0 | 0 | 0 | 0 | 0 | 0 | 0 | 0 | 0 | 0 | 0 | 0 | 0 | 0 | 0 | 0 | 0 | 0 | 0 | 0 | 0 | 0 | 0 | 0 | 0 | 0 | 0 | 0 | 0 | 0 | 0 | 0 | 0 | 0 | 0 | 0 | 0 | 0
Commercial_Hospital_Existing_Food Preparation_Natural Gas_Conveyor Oven_E9_Codes & Standards Forecast | Commercial | Hospital | Existing | Food Preparation | Natural Gas | Conveyor Oven | E9 |  | Codes & Standards Forecast | 0 | 0 | 0 | 0 | 0 | 0 | 0 | 0 | 0 | 0 | 0 | 0 | 0 | 0 | 0 | 0 | 0 | 0 | 0 | 0 | 0 | 0 | 0 | 0 | 0 | 0 | 0 | 0 | 0 | 0 | 0 | 0 | 0 | 0 | 0 | 0 | 0 | 0 | 0 | 0 | 0 | 0 | 0 | 0 | 0 | 0 | 0 | 0 | 0 | 0 | 0
Commercial_Hospital_Existing_Food Preparation_Natural Gas_Conveyor Oven_E10_Codes & Standards Forecast | Commercial | Hospital | Existing | Food Preparation | Natural Gas | Conveyor Oven | E10 |  | Codes & Standards Forecast | 0 | 0 | 0 | 0 | 0 | 0 | 0 | 0 | 0 | 0 | 0 | 0 | 0 | 0 | 0 | 0 | 0 | 0 | 0 | 0 | 0 | 0 | 0 | 0 | 0 | 0 | 0 | 0 | 0 | 0 | 0 | 0 | 0 | 0 | 0 | 0 | 0 | 0 | 0 | 0 | 0 | 0 | 0 | 0 | 0 | 0 | 0 | 0 | 0 | 0 | 0
Commercial_Hospital_Existing_Food Preparation_Natural Gas_Conveyor Oven_Vintage_Codes & Standards Forecast | Commercial | Hospital | Existing | Food Preparation | Natural Gas | Conveyor Oven | Vintage |  | Codes & Standards Forecast | 26954.065 | 26185.9423 | 25235.945 | 24118.5481 | 23038.0171 | 21802.9094 | 20504.3669 | 19155.4435 | 17764.8316 | 16341.2548 | 14892.2979 | 13424.5602 | 11943.3005 | 10452.5591 | 8955.3614 | 7454.2375 | 5951.1584 | 4751.2518 | 3793.4585 | 3028.9066 | 2418.5056 | 1931.0991 | 1541.8916 | 1231.101 | 982.9316 | 784.7759 | 626.5588 | 500.2345 | 399.3747 | 318.8474 | 254.5534 | 203.2218 | 162.5775 | 0 | 0 | 0 | 0 | 0 | 0 | 0 | 0 | 0 | 0 | 0 | 0 | 0 | 0 | 0 | 0 | 0 | 0
Commercial_Hospital_Existing_Food Preparation_Natural Gas_Double Rack Oven_E1_Codes & Standards Forecast | Commercial | Hospital | Existing | Food Preparation | Natural Gas | Double Rack Oven | E1 |  | Codes & Standards Forecast | 0 | 893.8976 | 2045.4508 | 3393.8154 | 5544.0895 | 7191.2164 | 8940.2345 | 10769.6217 | 12660.8338 | 14599.2344 | 16573.1979 | 18573.8732 | 20160.1939 | 21415.9648 | 22407.7148 | 23188.7003 | 23801.2294 | 24279.8621 | 24652.4434 | 24940.7996 | 25161.5066 | 25327.513 | 25449.5559 | 25536.3378 | 25594.8231 | 25630.788 | 25648.7657 | 25652.4413 | 25644.6267 | 25627.6369 | 25603.1705 | 25572.796 | 25940.753 | 0 | 0 | 0 | 0 | 0 | 0 | 0 | 0 | 0 | 0 | 0 | 0 | 0 | 0 | 0 | 0 | 0 | 0
Commercial_Hospital_Existing_Food Preparation_Natural Gas_Double Rack Oven_E2_Codes & Standards Forecast | Commercial | Hospital | Existing | Food Preparation | Natural Gas | Double Rack Oven | E2 |  | Codes & Standards Forecast | 0 | 0 | 0 | 0 | 0 | 0 | 0 | 0 | 0 | 0 | 0 | 0 | 0 | 0 | 0 | 0 | 0 | 0 | 0 | 0 | 0 | 0 | 0 | 0 | 0 | 0 | 0 | 0 | 0 | 0 | 0 | 0 | 0 | 0 | 0 | 0 | 0 | 0 | 0 | 0 | 0 | 0 | 0 | 0 | 0 | 0 | 0 | 0 | 0 | 0 | 0
Commercial_Hospital_Existing_Food Preparation_Natural Gas_Double Rack Oven_E3_Codes & Standards Forecast | Commercial | Hospital | Existing | Food Preparation | Natural Gas | Double Rack Oven | E3 |  | Codes & Standards Forecast | 0 | 0 | 0 | 0 | 0 | 0 | 0 | 0 | 0 | 0 | 0 | 0 | 0 | 0 | 0 | 0 | 0 | 0 | 0 | 0 | 0 | 0 | 0 | 0 | 0 | 0 | 0 | 0 | 0 | 0 | 0 | 0 | 0 | 0 | 0 | 0 | 0 | 0 | 0 | 0 | 0 | 0 | 0 | 0 | 0 | 0 | 0 | 0 | 0 | 0 | 0
Commercial_Hospital_Existing_Food Preparation_Natural Gas_Double Rack Oven_E4_Codes & Standards Forecast | Commercial | Hospital | Existing | Food Preparation | Natural Gas | Double Rack Oven | E4 |  | Codes & Standards Forecast | 0 | 0 | 0 | 0 | 0 | 0 | 0 | 0 | 0 | 0 | 0 | 0 | 0 | 0 | 0 | 0 | 0 | 0 | 0 | 0 | 0 | 0 | 0 | 0 | 0 | 0 | 0 | 0 | 0 | 0 | 0 | 0 | 0 | 0 | 0 | 0 | 0 | 0 | 0 | 0 | 0 | 0 | 0 | 0 | 0 | 0 | 0 | 0 | 0 | 0 | 0
Commercial_Hospital_Existing_Food Preparation_Natural Gas_Double Rack Oven_E5_Codes & Standards Forecast | Commercial | Hospital | Existing | Food Preparation | Natural Gas | Double Rack Oven | E5 |  | Codes & Standards Forecast | 0 | 0 | 0 | 0 | 0 | 0 | 0 | 0 | 0 | 0 | 0 | 0 | 0 | 0 | 0 | 0 | 0 | 0 | 0 | 0 | 0 | 0 | 0 | 0 | 0 | 0 | 0 | 0 | 0 | 0 | 0 | 0 | 0 | 0 | 0 | 0 | 0 | 0 | 0 | 0 | 0 | 0 | 0 | 0 | 0 | 0 | 0 | 0 | 0 | 0 | 0
Commercial_Hospital_Existing_Food Preparation_Natural Gas_Double Rack Oven_E6_Codes & Standards Forecast | Commercial | Hospital | Existing | Food Preparation | Natural Gas | Double Rack Oven | E6 |  | Codes & Standards Forecast | 0 | 0 | 0 | 0 | 0 | 0 | 0 | 0 | 0 | 0 | 0 | 0 | 0 | 0 | 0 | 0 | 0 | 0 | 0 | 0 | 0 | 0 | 0 | 0 | 0 | 0 | 0 | 0 | 0 | 0 | 0 | 0 | 0 | 0 | 0 | 0 | 0 | 0 | 0 | 0 | 0 | 0 | 0 | 0 | 0 | 0 | 0 | 0 | 0 | 0 | 0
Commercial_Hospital_Existing_Food Preparation_Natural Gas_Double Rack Oven_E7_Codes & Standards Forecast | Commercial | Hospital | Existing | Food Preparation | Natural Gas | Double Rack Oven | E7 |  | Codes & Standards Forecast | 0 | 0 | 0 | 0 | 0 | 0 | 0 | 0 | 0 | 0 | 0 | 0 | 0 | 0 | 0 | 0 | 0 | 0 | 0 | 0 | 0 | 0 | 0 | 0 | 0 | 0 | 0 | 0 | 0 | 0 | 0 | 0 | 0 | 0 | 0 | 0 | 0 | 0 | 0 | 0 | 0 | 0 | 0 | 0 | 0 | 0 | 0 | 0 | 0 | 0 | 0
Commercial_Hospital_Existing_Food Preparation_Natural Gas_Double Rack Oven_E8_Codes & Standards Forecast | Commercial | Hospital | Existing | Food Preparation | Natural Gas | Double Rack Oven | E8 |  | Codes & Standards Forecast | 0 | 0 | 0 | 0 | 0 | 0 | 0 | 0 | 0 | 0 | 0 | 0 | 0 | 0 | 0 | 0 | 0 | 0 | 0 | 0 | 0 | 0 | 0 | 0 | 0 | 0 | 0 | 0 | 0 | 0 | 0 | 0 | 0 | 0 | 0 | 0 | 0 | 0 | 0 | 0 | 0 | 0 | 0 | 0 | 0 | 0 | 0 | 0 | 0 | 0 | 0
Commercial_Hospital_Existing_Food Preparation_Natural Gas_Double Rack Oven_E9_Codes & Standards Forecast | Commercial | Hospital | Existing | Food Preparation | Natural Gas | Double Rack Oven | E9 |  | Codes & Standards Forecast | 0 | 0 | 0 | 0 | 0 | 0 | 0 | 0 | 0 | 0 | 0 | 0 | 0 | 0 | 0 | 0 | 0 | 0 | 0 | 0 | 0 | 0 | 0 | 0 | 0 | 0 | 0 | 0 | 0 | 0 | 0 | 0 | 0 | 0 | 0 | 0 | 0 | 0 | 0 | 0 | 0 | 0 | 0 | 0 | 0 | 0 | 0 | 0 | 0 | 0 | 0
Commercial_Hospital_Existing_Food Preparation_Natural Gas_Double Rack Oven_E10_Codes & Standards Forecast | Commercial | Hospital | Existing | Food Preparation | Natural Gas | Double Rack Oven | E10 |  | Codes & Standards Forecast | 0 | 0 | 0 | 0 | 0 | 0 | 0 | 0 | 0 | 0 | 0 | 0 | 0 | 0 | 0 | 0 | 0 | 0 | 0 | 0 | 0 | 0 | 0 | 0 | 0 | 0 | 0 | 0 | 0 | 0 | 0 | 0 | 0 | 0 | 0 | 0 | 0 | 0 | 0 | 0 | 0 | 0 | 0 | 0 | 0 | 0 | 0 | 0 | 0 | 0 | 0
Commercial_Hospital_Existing_Food Preparation_Natural Gas_Double Rack Oven_Vintage_Codes & Standards Forecast | Commercial | Hospital | Existing | Food Preparation | Natural Gas | Double Rack Oven | Vintage |  | Codes & Standards Forecast | 26954.065 | 25923.0312 | 24634.3419 | 23120.3671 | 21589.6149 | 19869.5684 | 18056.1766 | 16168.8087 | 14221.5819 | 12227.5134 | 10197.6033 | 8141.0564 | 6499.3403 | 5188.7881 | 4142.525 | 3307.2426 | 2640.3673 | 2108.0013 | 1683.0545 | 1343.8436 | 1073.0252 | 856.7762 | 684.0954 | 546.2061 | 436.1 | 348.1838 | 277.9871 | 221.9405 | 177.1917 | 141.4639 | 112.9384 | 90.164 | 72.1312 | 0 | 0 | 0 | 0 | 0 | 0 | 0 | 0 | 0 | 0 | 0 | 0 | 0 | 0 | 0 | 0 | 0 | 0
Commercial_Hospital_Existing_Food Preparation_Natural Gas_Fryer_E1_Codes & Standards Forecast | Commercial | Hospital | Existing | Food Preparation | Natural Gas | Fryer | E1 |  | Codes & Standards Forecast | 0 | 0 | 0 | 0 | 0 | 0 | 0 | 0 | 0 | 0 | 0 | 0 | 0 | 0 | 0 | 0 | 0 | 0 | 0 | 0 | 0 | 0 | 0 | 0 | 0 | 0 | 0 | 0 | 0 | 0 | 0 | 0 | 0 | 0 | 0 | 0 | 0 | 0 | 0 | 0 | 0 | 0 | 0 | 0 | 0 | 0 | 0 | 0 | 0 | 0 | 0
Commercial_Hospital_Existing_Food Preparation_Natural Gas_Fryer_E2_Codes & Standards Forecast | Commercial | Hospital | Existing | Food Preparation | Natural Gas | Fryer | E2 |  | Codes & Standards Forecast | 0 | 0 | 0 | 11160.7908 | 56753.8791 | 103795.9373 | 163423.5071 | 233030.1721 | 310510.2251 | 372109.7497 | 421023.901 | 459814.3868 | 490530.4632 | 514806.0658 | 533936.6397 | 548960.0096 | 560699.8283 | 569832.1262 | 576902.3918 | 582336.563 | 586454.9088 | 589506.609 | 591699.9733 | 593204.3493 | 594155.3196 | 594666.1352 | 594825.3839 | 594705.3171 | 594360.591 | 593836.4659 | 593165.6117 | 592379.0271 | 600831.7793 | 0 | 0 | 0 | 0 | 0 | 0 | 0 | 0 | 0 | 0 | 0 | 0 | 0 | 0 | 0 | 0 | 0 | 0
Commercial_Hospital_Existing_Food Preparation_Natural Gas_Fryer_E3_Codes & Standards Forecast | Commercial | Hospital | Existing | Food Preparation | Natural Gas | Fryer | E3 |  | Codes & Standards Forecast | 0 | 0 | 0 | 0 | 0 | 0 | 0 | 0 | 0 | 0 | 0 | 0 | 0 | 0 | 0 | 0 | 0 | 0 | 0 | 0 | 0 | 0 | 0 | 0 | 0 | 0 | 0 | 0 | 0 | 0 | 0 | 0 | 0 | 0 | 0 | 0 | 0 | 0 | 0 | 0 | 0 | 0 | 0 | 0 | 0 | 0 | 0 | 0 | 0 | 0 | 0
Commercial_Hospital_Existing_Food Preparation_Natural Gas_Fryer_E4_Codes & Standards Forecast | Commercial | Hospital | Existing | Food Preparation | Natural Gas | Fryer | E4 |  | Codes & Standards Forecast | 0 | 0 | 0 | 0 | 0 | 0 | 0 | 0 | 0 | 0 | 0 | 0 | 0 | 0 | 0 | 0 | 0 | 0 | 0 | 0 | 0 | 0 | 0 | 0 | 0 | 0 | 0 | 0 | 0 | 0 | 0 | 0 | 0 | 0 | 0 | 0 | 0 | 0 | 0 | 0 | 0 | 0 | 0 | 0 | 0 | 0 | 0 | 0 | 0 | 0 | 0
Commercial_Hospital_Existing_Food Preparation_Natural Gas_Fryer_E5_Codes & Standards Forecast | Commercial | Hospital | Existing | Food Preparation | Natural Gas | Fryer | E5 |  | Codes & Standards Forecast | 0 | 0 | 0 | 0 | 0 | 0 | 0 | 0 | 0 | 0 | 0 | 0 | 0 | 0 | 0 | 0 | 0 | 0 | 0 | 0 | 0 | 0 | 0 | 0 | 0 | 0 | 0 | 0 | 0 | 0 | 0 | 0 | 0 | 0 | 0 | 0 | 0 | 0 | 0 | 0 | 0 | 0 | 0 | 0 | 0 | 0 | 0 | 0 | 0 | 0 | 0
Commercial_Hospital_Existing_Food Preparation_Natural Gas_Fryer_E6_Codes & Standards Forecast | Commercial | Hospital | Existing | Food Preparation | Natural Gas | Fryer | E6 |  | Codes & Standards Forecast | 0 | 0 | 0 | 0 | 0 | 0 | 0 | 0 | 0 | 0 | 0 | 0 | 0 | 0 | 0 | 0 | 0 | 0 | 0 | 0 | 0 | 0 | 0 | 0 | 0 | 0 | 0 | 0 | 0 | 0 | 0 | 0 | 0 | 0 | 0 | 0 | 0 | 0 | 0 | 0 | 0 | 0 | 0 | 0 | 0 | 0 | 0 | 0 | 0 | 0 | 0
Commercial_Hospital_Existing_Food Preparation_Natural Gas_Fryer_E7_Codes & Standards Forecast | Commercial | Hospital | Existing | Food Preparation | Natural Gas | Fryer | E7 |  | Codes & Standards Forecast | 0 | 0 | 0 | 0 | 0 | 0 | 0 | 0 | 0 | 0 | 0 | 0 | 0 | 0 | 0 | 0 | 0 | 0 | 0 | 0 | 0 | 0 | 0 | 0 | 0 | 0 | 0 | 0 | 0 | 0 | 0 | 0 | 0 | 0 | 0 | 0 | 0 | 0 | 0 | 0 | 0 | 0 | 0 | 0 | 0 | 0 | 0 | 0 | 0 | 0 | 0
Commercial_Hospital_Existing_Food Preparation_Natural Gas_Fryer_E8_Codes & Standards Forecast | Commercial | Hospital | Existing | Food Preparation | Natural Gas | Fryer | E8 |  | Codes & Standards Forecast | 0 | 0 | 0 | 0 | 0 | 0 | 0 | 0 | 0 | 0 | 0 | 0 | 0 | 0 | 0 | 0 | 0 | 0 | 0 | 0 | 0 | 0 | 0 | 0 | 0 | 0 | 0 | 0 | 0 | 0 | 0 | 0 | 0 | 0 | 0 | 0 | 0 | 0 | 0 | 0 | 0 | 0 | 0 | 0 | 0 | 0 | 0 | 0 | 0 | 0 | 0
Commercial_Hospital_Existing_Food Preparation_Natural Gas_Fryer_E9_Codes & Standards Forecast | Commercial | Hospital | Existing | Food Preparation | Natural Gas | Fryer | E9 |  | Codes & Standards Forecast | 0 | 0 | 0 | 0 | 0 | 0 | 0 | 0 | 0 | 0 | 0 | 0 | 0 | 0 | 0 | 0 | 0 | 0 | 0 | 0 | 0 | 0 | 0 | 0 | 0 | 0 | 0 | 0 | 0 | 0 | 0 | 0 | 0 | 0 | 0 | 0 | 0 | 0 | 0 | 0 | 0 | 0 | 0 | 0 | 0 | 0 | 0 | 0 | 0 | 0 | 0
Commercial_Hospital_Existing_Food Preparation_Natural Gas_Fryer_E10_Codes & Standards Forecast | Commercial | Hospital | Existing | Food Preparation | Natural Gas | Fryer | E10 |  | Codes & Standards Forecast | 0 | 0 | 0 | 0 | 0 | 0 | 0 | 0 | 0 | 0 | 0 | 0 | 0 | 0 | 0 | 0 | 0 | 0 | 0 | 0 | 0 | 0 | 0 | 0 | 0 | 0 | 0 | 0 | 0 | 0 | 0 | 0 | 0 | 0 | 0 | 0 | 0 | 0 | 0 | 0 | 0 | 0 | 0 | 0 | 0 | 0 | 0 | 0 | 0 | 0 | 0
Commercial_Hospital_Existing_Food Preparation_Natural Gas_Fryer_Vintage_Codes & Standards Forecast | Commercial | Hospital | Existing | Food Preparation | Natural Gas | Fryer | Vintage |  | Codes & Standards Forecast | 624027.4452 | 620852.5345 | 617677.6237 | 602682.7053 | 571432.4909 | 522702.2317 | 461584.3124 | 390635.3065 | 311858.4277 | 248970.107 | 198760.7087 | 158676.7104 | 126678.1458 | 101134.2731 | 80741.6395 | 64461.2142 | 51463.1974 | 41086.8933 | 32804.2865 | 26192.7523 | 20914.2529 | 16699.3595 | 13333.6516 | 10646.0609 | 8499.9928 | 6786.4231 | 5418.2256 | 4325.8248 | 3453.6296 | 2757.263 | 2201.2743 | 1757.3798 | 1405.9039 | 0 | 0 | 0 | 0 | 0 | 0 | 0 | 0 | 0 | 0 | 0 | 0 | 0 | 0 | 0 | 0 | 0 | 0
Commercial_Hospital_Existing_Food Preparation_Natural Gas_Broiler_E1_Codes & Standards Forecast | Commercial | Hospital | Existing | Food Preparation | Natural Gas | Broiler | E1 |  | Codes & Standards Forecast | 0 | 4659.1028 | 10661.1373 | 17688.977 | 28896.4666 | 37481.4914 | 46597.5859 | 56132.5735 | 65989.8002 | 76092.9792 | 86381.5164 | 96809.2783 | 105077.3743 | 111622.6043 | 116791.7256 | 120862.3166 | 124054.8925 | 126549.5842 | 128491.5232 | 129994.4709 | 131144.8224 | 132010.0679 | 132646.1703 | 133098.4881 | 133403.3206 | 133590.7738 | 133684.4755 | 133703.6335 | 133662.903 | 133574.3499 | 133446.8282 | 133288.5124 | 135206.349 | 0 | 0 | 0 | 0 | 0 | 0 | 0 | 0 | 0 | 0 | 0 | 0 | 0 | 0 | 0 | 0 | 0 | 0
Commercial_Hospital_Existing_Food Preparation_Natural Gas_Broiler_E2_Codes & Standards Forecast | Commercial | Hospital | Existing | Food Preparation | Natural Gas | Broiler | E2 |  | Codes & Standards Forecast | 0 | 0 | 0 | 0 | 0 | 0 | 0 | 0 | 0 | 0 | 0 | 0 | 0 | 0 | 0 | 0 | 0 | 0 | 0 | 0 | 0 | 0 | 0 | 0 | 0 | 0 | 0 | 0 | 0 | 0 | 0 | 0 | 0 | 0 | 0 | 0 | 0 | 0 | 0 | 0 | 0 | 0 | 0 | 0 | 0 | 0 | 0 | 0 | 0 | 0 | 0
Commercial_Hospital_Existing_Food Preparation_Natural Gas_Broiler_E3_Codes & Standards Forecast | Commercial | Hospital | Existing | Food Preparation | Natural Gas | Broiler | E3 |  | Codes & Standards Forecast | 0 | 0 | 0 | 0 | 0 | 0 | 0 | 0 | 0 | 0 | 0 | 0 | 0 | 0 | 0 | 0 | 0 | 0 | 0 | 0 | 0 | 0 | 0 | 0 | 0 | 0 | 0 | 0 | 0 | 0 | 0 | 0 | 0 | 0 | 0 | 0 | 0 | 0 | 0 | 0 | 0 | 0 | 0 | 0 | 0 | 0 | 0 | 0 | 0 | 0 | 0
Commercial_Hospital_Existing_Food Preparation_Natural Gas_Broiler_E4_Codes & Standards Forecast | Commercial | Hospital | Existing | Food Preparation | Natural Gas | Broiler | E4 |  | Codes & Standards Forecast | 0 | 0 | 0 | 0 | 0 | 0 | 0 | 0 | 0 | 0 | 0 | 0 | 0 | 0 | 0 | 0 | 0 | 0 | 0 | 0 | 0 | 0 | 0 | 0 | 0 | 0 | 0 | 0 | 0 | 0 | 0 | 0 | 0 | 0 | 0 | 0 | 0 | 0 | 0 | 0 | 0 | 0 | 0 | 0 | 0 | 0 | 0 | 0 | 0 | 0 | 0
Commercial_Hospital_Existing_Food Preparation_Natural Gas_Broiler_E5_Codes & Standards Forecast | Commercial | Hospital | Existing | Food Preparation | Natural Gas | Broiler | E5 |  | Codes & Standards Forecast | 0 | 0 | 0 | 0 | 0 | 0 | 0 | 0 | 0 | 0 | 0 | 0 | 0 | 0 | 0 | 0 | 0 | 0 | 0 | 0 | 0 | 0 | 0 | 0 | 0 | 0 | 0 | 0 | 0 | 0 | 0 | 0 | 0 | 0 | 0 | 0 | 0 | 0 | 0 | 0 | 0 | 0 | 0 | 0 | 0 | 0 | 0 | 0 | 0 | 0 | 0
Commercial_Hospital_Existing_Food Preparation_Natural Gas_Broiler_E6_Codes & Standards Forecast | Commercial | Hospital | Existing | Food Preparation | Natural Gas | Broiler | E6 |  | Codes & Standards Forecast | 0 | 0 | 0 | 0 | 0 | 0 | 0 | 0 | 0 | 0 | 0 | 0 | 0 | 0 | 0 | 0 | 0 | 0 | 0 | 0 | 0 | 0 | 0 | 0 | 0 | 0 | 0 | 0 | 0 | 0 | 0 | 0 | 0 | 0 | 0 | 0 | 0 | 0 | 0 | 0 | 0 | 0 | 0 | 0 | 0 | 0 | 0 | 0 | 0 | 0 | 0
Commercial_Hospital_Existing_Food Preparation_Natural Gas_Broiler_E7_Codes & Standards Forecast | Commercial | Hospital | Existing | Food Preparation | Natural Gas | Broiler | E7 |  | Codes & Standards Forecast | 0 | 0 | 0 | 0 | 0 | 0 | 0 | 0 | 0 | 0 | 0 | 0 | 0 | 0 | 0 | 0 | 0 | 0 | 0 | 0 | 0 | 0 | 0 | 0 | 0 | 0 | 0 | 0 | 0 | 0 | 0 | 0 | 0 | 0 | 0 | 0 | 0 | 0 | 0 | 0 | 0 | 0 | 0 | 0 | 0 | 0 | 0 | 0 | 0 | 0 | 0
Commercial_Hospital_Existing_Food Preparation_Natural Gas_Broiler_E8_Codes & Standards Forecast | Commercial | Hospital | Existing | Food Preparation | Natural Gas | Broiler | E8 |  | Codes & Standards Forecast | 0 | 0 | 0 | 0 | 0 | 0 | 0 | 0 | 0 | 0 | 0 | 0 | 0 | 0 | 0 | 0 | 0 | 0 | 0 | 0 | 0 | 0 | 0 | 0 | 0 | 0 | 0 | 0 | 0 | 0 | 0 | 0 | 0 | 0 | 0 | 0 | 0 | 0 | 0 | 0 | 0 | 0 | 0 | 0 | 0 | 0 | 0 | 0 | 0 | 0 | 0
Commercial_Hospital_Existing_Food Preparation_Natural Gas_Broiler_E9_Codes & Standards Forecast | Commercial | Hospital | Existing | Food Preparation | Natural Gas | Broiler | E9 |  | Codes & Standards Forecast | 0 | 0 | 0 | 0 | 0 | 0 | 0 | 0 | 0 | 0 | 0 | 0 | 0 | 0 | 0 | 0 | 0 | 0 | 0 | 0 | 0 | 0 | 0 | 0 | 0 | 0 | 0 | 0 | 0 | 0 | 0 | 0 | 0 | 0 | 0 | 0 | 0 | 0 | 0 | 0 | 0 | 0 | 0 | 0 | 0 | 0 | 0 | 0 | 0 | 0 | 0
Commercial_Hospital_Existing_Food Preparation_Natural Gas_Broiler_E10_Codes & Standards Forecast | Commercial | Hospital | Existing | Food Preparation | Natural Gas | Broiler | E10 |  | Codes & Standards Forecast | 0 | 0 | 0 | 0 | 0 | 0 | 0 | 0 | 0 | 0 | 0 | 0 | 0 | 0 | 0 | 0 | 0 | 0 | 0 | 0 | 0 | 0 | 0 | 0 | 0 | 0 | 0 | 0 | 0 | 0 | 0 | 0 | 0 | 0 | 0 | 0 | 0 | 0 | 0 | 0 | 0 | 0 | 0 | 0 | 0 | 0 | 0 | 0 | 0 | 0 | 0
Commercial_Hospital_Existing_Food Preparation_Natural Gas_Broiler_Vintage_Codes & Standards Forecast | Commercial | Hospital | Existing | Food Preparation | Natural Gas | Broiler | Vintage |  | Codes & Standards Forecast | 140487.8542 | 135113.9809 | 128397.1758 | 120506.1557 | 112527.69 | 103562.599 | 94110.9808 | 84273.7908 | 74124.6086 | 63731.2817 | 53151.1444 | 42432.1729 | 33875.3492 | 27044.5924 | 21591.3425 | 17237.7495 | 13761.9143 | 10987.1584 | 8772.2839 | 7004.2755 | 5592.7375 | 4465.6214 | 3565.5882 | 2846.8922 | 2273.0063 | 1814.7759 | 1448.9025 | 1156.7806 | 923.5445 | 737.3272 | 588.6488 | 469.9457 | 375.9566 | 0 | 0 | 0 | 0 | 0 | 0 | 0 | 0 | 0 | 0 | 0 | 0 | 0 | 0 | 0 | 0 | 0 | 0
Commercial_Hospital_Existing_Food Preparation_Natural Gas_Griddle_E1_Codes & Standards Forecast | Commercial | Hospital | Existing | Food Preparation | Natural Gas | Griddle | E1 |  | Codes & Standards Forecast | 0 | 4659.1028 | 10661.1373 | 10594.9602 | 10594.9602 | 10566.4871 | 10541.3509 | 10518.711 | 10496.8388 | 10475.1021 | 10453.2565 | 10431.4402 | 9504.6089 | 7588.0627 | 6058.0119 | 4836.4983 | 3861.2624 | 1908.3583 | 0 | 0 | 0 | 0 | 0 | 0 | 0 | 0 | 0 | 0 | 0 | 0 | 0 | 0 | 0 | 0 | 0 | 0 | 0 | 0 | 0 | 0 | 0 | 0 | 0 | 0 | 0 | 0 | 0 | 0 | 0 | 0 | 0
Commercial_Hospital_Existing_Food Preparation_Natural Gas_Griddle_E2_Codes & Standards Forecast | Commercial | Hospital | Existing | Food Preparation | Natural Gas | Griddle | E2 |  | Codes & Standards Forecast | 0 | 0 | 0 | 7094.0168 | 18301.5064 | 26915.0043 | 36056.235 | 45613.8625 | 55492.9613 | 65617.8771 | 75928.2599 | 86377.8382 | 95572.7653 | 104034.5416 | 110733.7137 | 116025.8183 | 120193.6301 | 124641.2259 | 128491.5232 | 129994.4709 | 131144.8224 | 132010.0679 | 132646.1703 | 133098.4881 | 133403.3206 | 133590.7738 | 133684.4755 | 133703.6335 | 133662.903 | 133574.3499 | 133446.8282 | 133288.5124 | 135206.349 | 0 | 0 | 0 | 0 | 0 | 0 | 0 | 0 | 0 | 0 | 0 | 0 | 0 | 0 | 0 | 0 | 0 | 0
Commercial_Hospital_Existing_Food Preparation_Natural Gas_Griddle_E3_Codes & Standards Forecast | Commercial | Hospital | Existing | Food Preparation | Natural Gas | Griddle | E3 |  | Codes & Standards Forecast | 0 | 0 | 0 | 0 | 0 | 0 | 0 | 0 | 0 | 0 | 0 | 0 | 0 | 0 | 0 | 0 | 0 | 0 | 0 | 0 | 0 | 0 | 0 | 0 | 0 | 0 | 0 | 0 | 0 | 0 | 0 | 0 | 0 | 0 | 0 | 0 | 0 | 0 | 0 | 0 | 0 | 0 | 0 | 0 | 0 | 0 | 0 | 0 | 0 | 0 | 0
Commercial_Hospital_Existing_Food Preparation_Natural Gas_Griddle_E4_Codes & Standards Forecast | Commercial | Hospital | Existing | Food Preparation | Natural Gas | Griddle | E4 |  | Codes & Standards Forecast | 0 | 0 | 0 | 0 | 0 | 0 | 0 | 0 | 0 | 0 | 0 | 0 | 0 | 0 | 0 | 0 | 0 | 0 | 0 | 0 | 0 | 0 | 0 | 0 | 0 | 0 | 0 | 0 | 0 | 0 | 0 | 0 | 0 | 0 | 0 | 0 | 0 | 0 | 0 | 0 | 0 | 0 | 0 | 0 | 0 | 0 | 0 | 0 | 0 | 0 | 0
Commercial_Hospital_Existing_Food Preparation_Natural Gas_Griddle_E5_Codes & Standards Forecast | Commercial | Hospital | Existing | Food Preparation | Natural Gas | Griddle | E5 |  | Codes & Standards Forecast | 0 | 0 | 0 | 0 | 0 | 0 | 0 | 0 | 0 | 0 | 0 | 0 | 0 | 0 | 0 | 0 | 0 | 0 | 0 | 0 | 0 | 0 | 0 | 0 | 0 | 0 | 0 | 0 | 0 | 0 | 0 | 0 | 0 | 0 | 0 | 0 | 0 | 0 | 0 | 0 | 0 | 0 | 0 | 0 | 0 | 0 | 0 | 0 | 0 | 0 | 0
Commercial_Hospital_Existing_Food Preparation_Natural Gas_Griddle_E6_Codes & Standards Forecast | Commercial | Hospital | Existing | Food Preparation | Natural Gas | Griddle | E6 |  | Codes & Standards Forecast | 0 | 0 | 0 | 0 | 0 | 0 | 0 | 0 | 0 | 0 | 0 | 0 | 0 | 0 | 0 | 0 | 0 | 0 | 0 | 0 | 0 | 0 | 0 | 0 | 0 | 0 | 0 | 0 | 0 | 0 | 0 | 0 | 0 | 0 | 0 | 0 | 0 | 0 | 0 | 0 | 0 | 0 | 0 | 0 | 0 | 0 | 0 | 0 | 0 | 0 | 0
Commercial_Hospital_Existing_Food Preparation_Natural Gas_Griddle_E7_Codes & Standards Forecast | Commercial | Hospital | Existing | Food Preparation | Natural Gas | Griddle | E7 |  | Codes & Standards Forecast | 0 | 0 | 0 | 0 | 0 | 0 | 0 | 0 | 0 | 0 | 0 | 0 | 0 | 0 | 0 | 0 | 0 | 0 | 0 | 0 | 0 | 0 | 0 | 0 | 0 | 0 | 0 | 0 | 0 | 0 | 0 | 0 | 0 | 0 | 0 | 0 | 0 | 0 | 0 | 0 | 0 | 0 | 0 | 0 | 0 | 0 | 0 | 0 | 0 | 0 | 0
Commercial_Hospital_Existing_Food Preparation_Natural Gas_Griddle_E8_Codes & Standards Forecast | Commercial | Hospital | Existing | Food Preparation | Natural Gas | Griddle | E8 |  | Codes & Standards Forecast | 0 | 0 | 0 | 0 | 0 | 0 | 0 | 0 | 0 | 0 | 0 | 0 | 0 | 0 | 0 | 0 | 0 | 0 | 0 | 0 | 0 | 0 | 0 | 0 | 0 | 0 | 0 | 0 | 0 | 0 | 0 | 0 | 0 | 0 | 0 | 0 | 0 | 0 | 0 | 0 | 0 | 0 | 0 | 0 | 0 | 0 | 0 | 0 | 0 | 0 | 0
Commercial_Hospital_Existing_Food Preparation_Natural Gas_Griddle_E9_Codes & Standards Forecast | Commercial | Hospital | Existing | Food Preparation | Natural Gas | Griddle | E9 |  | Codes & Standards Forecast | 0 | 0 | 0 | 0 | 0 | 0 | 0 | 0 | 0 | 0 | 0 | 0 | 0 | 0 | 0 | 0 | 0 | 0 | 0 | 0 | 0 | 0 | 0 | 0 | 0 | 0 | 0 | 0 | 0 | 0 | 0 | 0 | 0 | 0 | 0 | 0 | 0 | 0 | 0 | 0 | 0 | 0 | 0 | 0 | 0 | 0 | 0 | 0 | 0 | 0 | 0
Commercial_Hospital_Existing_Food Preparation_Natural Gas_Griddle_E10_Codes & Standards Forecast | Commercial | Hospital | Existing | Food Preparation | Natural Gas | Griddle | E10 |  | Codes & Standards Forecast | 0 | 0 | 0 | 0 | 0 | 0 | 0 | 0 | 0 | 0 | 0 | 0 | 0 | 0 | 0 | 0 | 0 | 0 | 0 | 0 | 0 | 0 | 0 | 0 | 0 | 0 | 0 | 0 | 0 | 0 | 0 | 0 | 0 | 0 | 0 | 0 | 0 | 0 | 0 | 0 | 0 | 0 | 0 | 0 | 0 | 0 | 0 | 0 | 0 | 0 | 0
Commercial_Hospital_Existing_Food Preparation_Natural Gas_Griddle_Vintage_Codes & Standards Forecast | Commercial | Hospital | Existing | Food Preparation | Natural Gas | Griddle | Vintage |  | Codes & Standards Forecast | 140487.8542 | 135113.9809 | 128397.1758 | 120506.1557 | 112527.69 | 103562.599 | 94110.9808 | 84273.7908 | 74124.6086 | 63731.2817 | 53151.1444 | 42432.1729 | 33875.3492 | 27044.5924 | 21591.3425 | 17237.7495 | 13761.9143 | 10987.1584 | 8772.2839 | 7004.2755 | 5592.7375 | 4465.6214 | 3565.5882 | 2846.8922 | 2273.0063 | 1814.7759 | 1448.9025 | 1156.7806 | 923.5445 | 737.3272 | 588.6488 | 469.9457 | 375.9566 | 0 | 0 | 0 | 0 | 0 | 0 | 0 | 0 | 0 | 0 | 0 | 0 | 0 | 0 | 0 | 0 | 0 | 0
Commercial_Hospital_Existing_Food Preparation_Natural Gas_Range_E1_Codes & Standards Forecast | Commercial | Hospital | Existing | Food Preparation | Natural Gas | Range | E1 |  | Codes & Standards Forecast | 0 | 23635.602 | 54083.8892 | 89736.0798 | 143861.4744 | 187420.5934 | 233672.9661 | 282049.7382 | 332061.0292 | 383320.0002 | 423991.2093 | 456213.575 | 481698.4615 | 501809.899 | 517628.1069 | 530019.0954 | 539669.5517 | 547145.4761 | 552904.1717 | 557301.5074 | 560602.6928 | 563013.3171 | 564706.5161 | 565823.4231 | 566477.0745 | 566762.483 | 566753.7537 | 566511.5 | 566081.2275 | 565500.8133 | 564797.1972 | 563996.5685 | 572000.2114 | 0 | 0 | 0 | 0 | 0 | 0 | 0 | 0 | 0 | 0 | 0 | 0 | 0 | 0 | 0 | 0 | 0 | 0
Commercial_Hospital_Existing_Food Preparation_Natural Gas_Range_E2_Codes & Standards Forecast | Commercial | Hospital | Existing | Food Preparation | Natural Gas | Range | E2 |  | Codes & Standards Forecast | 0 | 0 | 0 | 0 | 0 | 0 | 0 | 0 | 0 | 0 | 0 | 0 | 0 | 0 | 0 | 0 | 0 | 0 | 0 | 0 | 0 | 0 | 0 | 0 | 0 | 0 | 0 | 0 | 0 | 0 | 0 | 0 | 0 | 0 | 0 | 0 | 0 | 0 | 0 | 0 | 0 | 0 | 0 | 0 | 0 | 0 | 0 | 0 | 0 | 0 | 0
Commercial_Hospital_Existing_Food Preparation_Natural Gas_Range_E3_Codes & Standards Forecast | Commercial | Hospital | Existing | Food Preparation | Natural Gas | Range | E3 |  | Codes & Standards Forecast | 0 | 0 | 0 | 0 | 0 | 0 | 0 | 0 | 0 | 0 | 0 | 0 | 0 | 0 | 0 | 0 | 0 | 0 | 0 | 0 | 0 | 0 | 0 | 0 | 0 | 0 | 0 | 0 | 0 | 0 | 0 | 0 | 0 | 0 | 0 | 0 | 0 | 0 | 0 | 0 | 0 | 0 | 0 | 0 | 0 | 0 | 0 | 0 | 0 | 0 | 0
Commercial_Hospital_Existing_Food Preparation_Natural Gas_Range_E4_Codes & Standards Forecast | Commercial | Hospital | Existing | Food Preparation | Natural Gas | Range | E4 |  | Codes & Standards Forecast | 0 | 0 | 0 | 0 | 0 | 0 | 0 | 0 | 0 | 0 | 0 | 0 | 0 | 0 | 0 | 0 | 0 | 0 | 0 | 0 | 0 | 0 | 0 | 0 | 0 | 0 | 0 | 0 | 0 | 0 | 0 | 0 | 0 | 0 | 0 | 0 | 0 | 0 | 0 | 0 | 0 | 0 | 0 | 0 | 0 | 0 | 0 | 0 | 0 | 0 | 0
Commercial_Hospital_Existing_Food Preparation_Natural Gas_Range_E5_Codes & Standards Forecast | Commercial | Hospital | Existing | Food Preparation | Natural Gas | Range | E5 |  | Codes & Standards Forecast | 0 | 0 | 0 | 0 | 0 | 0 | 0 | 0 | 0 | 0 | 0 | 0 | 0 | 0 | 0 | 0 | 0 | 0 | 0 | 0 | 0 | 0 | 0 | 0 | 0 | 0 | 0 | 0 | 0 | 0 | 0 | 0 | 0 | 0 | 0 | 0 | 0 | 0 | 0 | 0 | 0 | 0 | 0 | 0 | 0 | 0 | 0 | 0 | 0 | 0 | 0
Commercial_Hospital_Existing_Food Preparation_Natural Gas_Range_E6_Codes & Standards Forecast | Commercial | Hospital | Existing | Food Preparation | Natural Gas | Range | E6 |  | Codes & Standards Forecast | 0 | 0 | 0 | 0 | 0 | 0 | 0 | 0 | 0 | 0 | 0 | 0 | 0 | 0 | 0 | 0 | 0 | 0 | 0 | 0 | 0 | 0 | 0 | 0 | 0 | 0 | 0 | 0 | 0 | 0 | 0 | 0 | 0 | 0 | 0 | 0 | 0 | 0 | 0 | 0 | 0 | 0 | 0 | 0 | 0 | 0 | 0 | 0 | 0 | 0 | 0
Commercial_Hospital_Existing_Food Preparation_Natural Gas_Range_E7_Codes & Standards Forecast | Commercial | Hospital | Existing | Food Preparation | Natural Gas | Range | E7 |  | Codes & Standards Forecast | 0 | 0 | 0 | 0 | 0 | 0 | 0 | 0 | 0 | 0 | 0 | 0 | 0 | 0 | 0 | 0 | 0 | 0 | 0 | 0 | 0 | 0 | 0 | 0 | 0 | 0 | 0 | 0 | 0 | 0 | 0 | 0 | 0 | 0 | 0 | 0 | 0 | 0 | 0 | 0 | 0 | 0 | 0 | 0 | 0 | 0 | 0 | 0 | 0 | 0 | 0
Commercial_Hospital_Existing_Food Preparation_Natural Gas_Range_E8_Codes & Standards Forecast | Commercial | Hospital | Existing | Food Preparation | Natural Gas | Range | E8 |  | Codes & Standards Forecast | 0 | 0 | 0 | 0 | 0 | 0 | 0 | 0 | 0 | 0 | 0 | 0 | 0 | 0 | 0 | 0 | 0 | 0 | 0 | 0 | 0 | 0 | 0 | 0 | 0 | 0 | 0 | 0 | 0 | 0 | 0 | 0 | 0 | 0 | 0 | 0 | 0 | 0 | 0 | 0 | 0 | 0 | 0 | 0 | 0 | 0 | 0 | 0 | 0 | 0 | 0
Commercial_Hospital_Existing_Food Preparation_Natural Gas_Range_E9_Codes & Standards Forecast | Commercial | Hospital | Existing | Food Preparation | Natural Gas | Range | E9 |  | Codes & Standards Forecast | 0 | 0 | 0 | 0 | 0 | 0 | 0 | 0 | 0 | 0 | 0 | 0 | 0 | 0 | 0 | 0 | 0 | 0 | 0 | 0 | 0 | 0 | 0 | 0 | 0 | 0 | 0 | 0 | 0 | 0 | 0 | 0 | 0 | 0 | 0 | 0 | 0 | 0 | 0 | 0 | 0 | 0 | 0 | 0 | 0 | 0 | 0 | 0 | 0 | 0 | 0
Commercial_Hospital_Existing_Food Preparation_Natural Gas_Range_E10_Codes & Standards Forecast | Commercial | Hospital | Existing | Food Preparation | Natural Gas | Range | E10 |  | Codes & Standards Forecast | 0 | 0 | 0 | 0 | 0 | 0 | 0 | 0 | 0 | 0 | 0 | 0 | 0 | 0 | 0 | 0 | 0 | 0 | 0 | 0 | 0 | 0 | 0 | 0 | 0 | 0 | 0 | 0 | 0 | 0 | 0 | 0 | 0 | 0 | 0 | 0 | 0 | 0 | 0 | 0 | 0 | 0 | 0 | 0 | 0 | 0 | 0 | 0 | 0 | 0 | 0
Commercial_Hospital_Existing_Food Preparation_Natural Gas_Range_Vintage_Codes & Standards Forecast | Commercial | Hospital | Existing | Food Preparation | Natural Gas | Range | Vintage |  | Codes & Standards Forecast | 593911.7391 | 567254.4482 | 533784.4721 | 494483.1898 | 454008.4788 | 408842.6318 | 361171.8342 | 311517.5029 | 260271.9711 | 207786.4016 | 165882.4545 | 132429.0015 | 105723.5199 | 84405.0193 | 67385.659 | 53798.2809 | 42950.3475 | 34290.4528 | 27377.924 | 21860.0451 | 17454.6953 | 13937.0138 | 11128.0488 | 8885.0292 | 7093.9557 | 5663.8383 | 4521.963 | 3610.263 | 2882.3431 | 2301.1668 | 1837.1477 | 1466.6806 | 1173.3445 | 0 | 0 | 0 | 0 | 0 | 0 | 0 | 0 | 0 | 0 | 0 | 0 | 0 | 0 | 0 | 0 | 0 | 0
Commercial_Hospital_Existing_Food Preparation_Natural Gas_Steamer_E1_Codes & Standards Forecast | Commercial | Hospital | Existing | Food Preparation | Natural Gas | Steamer | E1 |  | Codes & Standards Forecast | 0 | 2404.9249 | 5117.5625 | 5085.7961 | 5085.7961 | 5072.1284 | 5060.0626 | 5049.195 | 5038.6959 | 5028.2618 | 4757.1118 | 4219.7187 | 3743.0834 | 3320.3484 | 2945.3733 | 2612.7554 | 2317.6856 | 2055.9785 | 1823.9097 | 908.8085 | 0 | 0 | 0 | 0 | 0 | 0 | 0 | 0 | 0 | 0 | 0 | 0 | 0 | 0 | 0 | 0 | 0 | 0 | 0 | 0 | 0 | 0 | 0 | 0 | 0 | 0 | 0 | 0 | 0 | 0 | 0
Commercial_Hospital_Existing_Food Preparation_Natural Gas_Steamer_E2_Codes & Standards Forecast | Commercial | Hospital | Existing | Food Preparation | Natural Gas | Steamer | E2 |  | Codes & Standards Forecast | 0 | 0 | 0 | 3001.5738 | 7764.1581 | 11228.3534 | 14883.5413 | 18707.5108 | 22677.9206 | 26775.129 | 30655.9778 | 34380.2198 | 37669.2561 | 40572.6704 | 43133.7249 | 45391.0962 | 47378.6794 | 49128.1388 | 50668.0482 | 52732.1783 | 54648.0619 | 55527.5959 | 56293.3568 | 56957.8803 | 57532.3345 | 58027.1225 | 58451.2703 | 58812.928 | 59119.0082 | 59375.8126 | 59588.578 | 59762.4668 | 60873.7923 | 0 | 0 | 0 | 0 | 0 | 0 | 0 | 0 | 0 | 0 | 0 | 0 | 0 | 0 | 0 | 0 | 0 | 0
Commercial_Hospital_Existing_Food Preparation_Natural Gas_Steamer_E3_Codes & Standards Forecast | Commercial | Hospital | Existing | Food Preparation | Natural Gas | Steamer | E3 |  | Codes & Standards Forecast | 0 | 0 | 0 | 0 | 0 | 0 | 0 | 0 | 0 | 0 | 0 | 0 | 0 | 0 | 0 | 0 | 0 | 0 | 0 | 0 | 0 | 0 | 0 | 0 | 0 | 0 | 0 | 0 | 0 | 0 | 0 | 0 | 0 | 0 | 0 | 0 | 0 | 0 | 0 | 0 | 0 | 0 | 0 | 0 | 0 | 0 | 0 | 0 | 0 | 0 | 0
Commercial_Hospital_Existing_Food Preparation_Natural Gas_Steamer_E4_Codes & Standards Forecast | Commercial | Hospital | Existing | Food Preparation | Natural Gas | Steamer | E4 |  | Codes & Standards Forecast | 0 | 0 | 0 | 0 | 0 | 0 | 0 | 0 | 0 | 0 | 0 | 0 | 0 | 0 | 0 | 0 | 0 | 0 | 0 | 0 | 0 | 0 | 0 | 0 | 0 | 0 | 0 | 0 | 0 | 0 | 0 | 0 | 0 | 0 | 0 | 0 | 0 | 0 | 0 | 0 | 0 | 0 | 0 | 0 | 0 | 0 | 0 | 0 | 0 | 0 | 0
Commercial_Hospital_Existing_Food Preparation_Natural Gas_Steamer_E5_Codes & Standards Forecast | Commercial | Hospital | Existing | Food Preparation | Natural Gas | Steamer | E5 |  | Codes & Standards Forecast | 0 | 0 | 0 | 0 | 0 | 0 | 0 | 0 | 0 | 0 | 0 | 0 | 0 | 0 | 0 | 0 | 0 | 0 | 0 | 0 | 0 | 0 | 0 | 0 | 0 | 0 | 0 | 0 | 0 | 0 | 0 | 0 | 0 | 0 | 0 | 0 | 0 | 0 | 0 | 0 | 0 | 0 | 0 | 0 | 0 | 0 | 0 | 0 | 0 | 0 | 0
Commercial_Hospital_Existing_Food Preparation_Natural Gas_Steamer_E6_Codes & Standards Forecast | Commercial | Hospital | Existing | Food Preparation | Natural Gas | Steamer | E6 |  | Codes & Standards Forecast | 0 | 0 | 0 | 0 | 0 | 0 | 0 | 0 | 0 | 0 | 0 | 0 | 0 | 0 | 0 | 0 | 0 | 0 | 0 | 0 | 0 | 0 | 0 | 0 | 0 | 0 | 0 | 0 | 0 | 0 | 0 | 0 | 0 | 0 | 0 | 0 | 0 | 0 | 0 | 0 | 0 | 0 | 0 | 0 | 0 | 0 | 0 | 0 | 0 | 0 | 0
Commercial_Hospital_Existing_Food Preparation_Natural Gas_Steamer_E7_Codes & Standards Forecast | Commercial | Hospital | Existing | Food Preparation | Natural Gas | Steamer | E7 |  | Codes & Standards Forecast | 0 | 0 | 0 | 0 | 0 | 0 | 0 | 0 | 0 | 0 | 0 | 0 | 0 | 0 | 0 | 0 | 0 | 0 | 0 | 0 | 0 | 0 | 0 | 0 | 0 | 0 | 0 | 0 | 0 | 0 | 0 | 0 | 0 | 0 | 0 | 0 | 0 | 0 | 0 | 0 | 0 | 0 | 0 | 0 | 0 | 0 | 0 | 0 | 0 | 0 | 0
Commercial_Hospital_Existing_Food Preparation_Natural Gas_Steamer_E8_Codes & Standards Forecast | Commercial | Hospital | Existing | Food Preparation | Natural Gas | Steamer | E8 |  | Codes & Standards Forecast | 0 | 0 | 0 | 0 | 0 | 0 | 0 | 0 | 0 | 0 | 0 | 0 | 0 | 0 | 0 | 0 | 0 | 0 | 0 | 0 | 0 | 0 | 0 | 0 | 0 | 0 | 0 | 0 | 0 | 0 | 0 | 0 | 0 | 0 | 0 | 0 | 0 | 0 | 0 | 0 | 0 | 0 | 0 | 0 | 0 | 0 | 0 | 0 | 0 | 0 | 0
Commercial_Hospital_Existing_Food Preparation_Natural Gas_Steamer_E9_Codes & Standards Forecast | Commercial | Hospital | Existing | Food Preparation | Natural Gas | Steamer | E9 |  | Codes & Standards Forecast | 0 | 0 | 0 | 0 | 0 | 0 | 0 | 0 | 0 | 0 | 0 | 0 | 0 | 0 | 0 | 0 | 0 | 0 | 0 | 0 | 0 | 0 | 0 | 0 | 0 | 0 | 0 | 0 | 0 | 0 | 0 | 0 | 0 | 0 | 0 | 0 | 0 | 0 | 0 | 0 | 0 | 0 | 0 | 0 | 0 | 0 | 0 | 0 | 0 | 0 | 0
Commercial_Hospital_Existing_Food Preparation_Natural Gas_Steamer_E10_Codes & Standards Forecast | Commercial | Hospital | Existing | Food Preparation | Natural Gas | Steamer | E10 |  | Codes & Standards Forecast | 0 | 0 | 0 | 0 | 0 | 0 | 0 | 0 | 0 | 0 | 0 | 0 | 0 | 0 | 0 | 0 | 0 | 0 | 0 | 0 | 0 | 0 | 0 | 0 | 0 | 0 | 0 | 0 | 0 | 0 | 0 | 0 | 0 | 0 | 0 | 0 | 0 | 0 | 0 | 0 | 0 | 0 | 0 | 0 | 0 | 0 | 0 | 0 | 0 | 0 | 0
Commercial_Hospital_Existing_Food Preparation_Natural Gas_Steamer_Vintage_Codes & Standards Forecast | Commercial | Hospital | Existing | Food Preparation | Natural Gas | Steamer | Vintage |  | Codes & Standards Forecast | 65265.0263 | 62528.0476 | 59483.3563 | 56112.5499 | 52850.0406 | 49222.9495 | 45423.9566 | 41470.4635 | 37374.922 | 33153.3567 | 29408.1922 | 26086.0589 | 23139.5266 | 20526.203 | 18208.1288 | 16151.904 | 14327.7997 | 12709.9408 | 11275.3054 | 10003.1399 | 8874.728 | 7873.5393 | 6985.1668 | 6196.8947 | 5497.4491 | 4876.8689 | 4326.281 | 3837.8152 | 3404.4611 | 3020.0094 | 2678.9325 | 2376.3518 | 2112.3127 | 0 | 0 | 0 | 0 | 0 | 0 | 0 | 0 | 0 | 0 | 0 | 0 | 0 | 0 | 0 | 0 | 0 | 0
Commercial_Hospital_Existing_Food Preparation_Natural Gas_Food Prep Other_E1_Codes & Standards Forecast | Commercial | Hospital | Existing | Food Preparation | Natural Gas | Food Prep Other | E1 |  | Codes & Standards Forecast | 0 | 0 | 0 | 0 | 0 | 0 | 0 | 0 | 0 | 0 | 0 | 0 | 0 | 0 | 0 | 0 | 0 | 0 | 0 | 0 | 0 | 0 | 0 | 0 | 0 | 0 | 0 | 0 | 0 | 0 | 0 | 0 | 0 | 0 | 0 | 0 | 0 | 0 | 0 | 0 | 0 | 0 | 0 | 0 | 0 | 0 | 0 | 0 | 0 | 0 | 0
Commercial_Hospital_Existing_Food Preparation_Natural Gas_Food Prep Other_E2_Codes & Standards Forecast | Commercial | Hospital | Existing | Food Preparation | Natural Gas | Food Prep Other | E2 |  | Codes & Standards Forecast | 0 | 0 | 0 | 0 | 0 | 0 | 0 | 0 | 0 | 0 | 0 | 0 | 0 | 0 | 0 | 0 | 0 | 0 | 0 | 0 | 0 | 0 | 0 | 0 | 0 | 0 | 0 | 0 | 0 | 0 | 0 | 0 | 0 | 0 | 0 | 0 | 0 | 0 | 0 | 0 | 0 | 0 | 0 | 0 | 0 | 0 | 0 | 0 | 0 | 0 | 0
Commercial_Hospital_Existing_Food Preparation_Natural Gas_Food Prep Other_E3_Codes & Standards Forecast | Commercial | Hospital | Existing | Food Preparation | Natural Gas | Food Prep Other | E3 |  | Codes & Standards Forecast | 0 | 0 | 0 | 0 | 0 | 0 | 0 | 0 | 0 | 0 | 0 | 0 | 0 | 0 | 0 | 0 | 0 | 0 | 0 | 0 | 0 | 0 | 0 | 0 | 0 | 0 | 0 | 0 | 0 | 0 | 0 | 0 | 0 | 0 | 0 | 0 | 0 | 0 | 0 | 0 | 0 | 0 | 0 | 0 | 0 | 0 | 0 | 0 | 0 | 0 | 0
Commercial_Hospital_Existing_Food Preparation_Natural Gas_Food Prep Other_E4_Codes & Standards Forecast | Commercial | Hospital | Existing | Food Preparation | Natural Gas | Food Prep Other | E4 |  | Codes & Standards Forecast | 0 | 0 | 0 | 0 | 0 | 0 | 0 | 0 | 0 | 0 | 0 | 0 | 0 | 0 | 0 | 0 | 0 | 0 | 0 | 0 | 0 | 0 | 0 | 0 | 0 | 0 | 0 | 0 | 0 | 0 | 0 | 0 | 0 | 0 | 0 | 0 | 0 | 0 | 0 | 0 | 0 | 0 | 0 | 0 | 0 | 0 | 0 | 0 | 0 | 0 | 0
Commercial_Hospital_Existing_Food Preparation_Natural Gas_Food Prep Other_E5_Codes & Standards Forecast | Commercial | Hospital | Existing | Food Preparation | Natural Gas | Food Prep Other | E5 |  | Codes & Standards Forecast | 0 | 0 | 0 | 0 | 0 | 0 | 0 | 0 | 0 | 0 | 0 | 0 | 0 | 0 | 0 | 0 | 0 | 0 | 0 | 0 | 0 | 0 | 0 | 0 | 0 | 0 | 0 | 0 | 0 | 0 | 0 | 0 | 0 | 0 | 0 | 0 | 0 | 0 | 0 | 0 | 0 | 0 | 0 | 0 | 0 | 0 | 0 | 0 | 0 | 0 | 0
Commercial_Hospital_Existing_Food Preparation_Natural Gas_Food Prep Other_E6_Codes & Standards Forecast | Commercial | Hospital | Existing | Food Preparation | Natural Gas | Food Prep Other | E6 |  | Codes & Standards Forecast | 0 | 0 | 0 | 0 | 0 | 0 | 0 | 0 | 0 | 0 | 0 | 0 | 0 | 0 | 0 | 0 | 0 | 0 | 0 | 0 | 0 | 0 | 0 | 0 | 0 | 0 | 0 | 0 | 0 | 0 | 0 | 0 | 0 | 0 | 0 | 0 | 0 | 0 | 0 | 0 | 0 | 0 | 0 | 0 | 0 | 0 | 0 | 0 | 0 | 0 | 0
Commercial_Hospital_Existing_Food Preparation_Natural Gas_Food Prep Other_E7_Codes & Standards Forecast | Commercial | Hospital | Existing | Food Preparation | Natural Gas | Food Prep Other | E7 |  | Codes & Standards Forecast | 0 | 0 | 0 | 0 | 0 | 0 | 0 | 0 | 0 | 0 | 0 | 0 | 0 | 0 | 0 | 0 | 0 | 0 | 0 | 0 | 0 | 0 | 0 | 0 | 0 | 0 | 0 | 0 | 0 | 0 | 0 | 0 | 0 | 0 | 0 | 0 | 0 | 0 | 0 | 0 | 0 | 0 | 0 | 0 | 0 | 0 | 0 | 0 | 0 | 0 | 0
Commercial_Hospital_Existing_Food Preparation_Natural Gas_Food Prep Other_E8_Codes & Standards Forecast | Commercial | Hospital | Existing | Food Preparation | Natural Gas | Food Prep Other | E8 |  | Codes & Standards Forecast | 0 | 0 | 0 | 0 | 0 | 0 | 0 | 0 | 0 | 0 | 0 | 0 | 0 | 0 | 0 | 0 | 0 | 0 | 0 | 0 | 0 | 0 | 0 | 0 | 0 | 0 | 0 | 0 | 0 | 0 | 0 | 0 | 0 | 0 | 0 | 0 | 0 | 0 | 0 | 0 | 0 | 0 | 0 | 0 | 0 | 0 | 0 | 0 | 0 | 0 | 0
Commercial_Hospital_Existing_Food Preparation_Natural Gas_Food Prep Other_E9_Codes & Standards Forecast | Commercial | Hospital | Existing | Food Preparation | Natural Gas | Food Prep Other | E9 |  | Codes & Standards Forecast | 0 | 0 | 0 | 0 | 0 | 0 | 0 | 0 | 0 | 0 | 0 | 0 | 0 | 0 | 0 | 0 | 0 | 0 | 0 | 0 | 0 | 0 | 0 | 0 | 0 | 0 | 0 | 0 | 0 | 0 | 0 | 0 | 0 | 0 | 0 | 0 | 0 | 0 | 0 | 0 | 0 | 0 | 0 | 0 | 0 | 0 | 0 | 0 | 0 | 0 | 0
Commercial_Hospital_Existing_Food Preparation_Natural Gas_Food Prep Other_E10_Codes & Standards Forecast | Commercial | Hospital | Existing | Food Preparation | Natural Gas | Food Prep Other | E10 |  | Codes & Standards Forecast | 0 | 0 | 0 | 0 | 0 | 0 | 0 | 0 | 0 | 0 | 0 | 0 | 0 | 0 | 0 | 0 | 0 | 0 | 0 | 0 | 0 | 0 | 0 | 0 | 0 | 0 | 0 | 0 | 0 | 0 | 0 | 0 | 0 | 0 | 0 | 0 | 0 | 0 | 0 | 0 | 0 | 0 | 0 | 0 | 0 | 0 | 0 | 0 | 0 | 0 | 0
Commercial_Hospital_Existing_Food Preparation_Natural Gas_Food Prep Other_Vintage_Codes & Standards Forecast | Commercial | Hospital | Existing | Food Preparation | Natural Gas | Food Prep Other | Vintage |  | Codes & Standards Forecast | 0 | 0 | 0 | 0 | 0 | 0 | 0 | 0 | 0 | 0 | 0 | 0 | 0 | 0 | 0 | 0 | 0 | 0 | 0 | 0 | 0 | 0 | 0 | 0 | 0 | 0 | 0 | 0 | 0 | 0 | 0 | 0 | 0 | 0 | 0 | 0 | 0 | 0 | 0 | 0 | 0 | 0 | 0 | 0 | 0 | 0 | 0 | 0 | 0 | 0 | 0
Commercial_Hospital_Existing_Miscellaneous_Natural Gas_Pool Heater_E1_Codes & Standards Forecast | Commercial | Hospital | Existing | Miscellaneous | Natural Gas | Pool Heater | E1 |  | Codes & Standards Forecast | 0 | 0 | 0 | 0 | 0 | 0 | 0 | 0 | 0 | 0 | 0 | 0 | 0 | 0 | 0 | 0 | 0 | 0 | 0 | 0 | 0 | 0 | 0 | 0 | 0 | 0 | 0 | 0 | 0 | 0 | 0 | 0 | 0 | 0 | 0 | 0 | 0 | 0 | 0 | 0 | 0 | 0 | 0 | 0 | 0 | 0 | 0 | 0 | 0 | 0 | 0
Commercial_Hospital_Existing_Miscellaneous_Natural Gas_Pool Heater_E2_Codes & Standards Forecast | Commercial | Hospital | Existing | Miscellaneous | Natural Gas | Pool Heater | E2 |  | Codes & Standards Forecast | 0 | 0 | 0 | 0 | 0 | 0 | 0 | 0 | 0 | 0 | 0 | 0 | 0 | 0 | 0 | 0 | 0 | 0 | 0 | 0 | 0 | 0 | 0 | 0 | 0 | 0 | 0 | 0 | 0 | 0 | 0 | 0 | 0 | 0 | 0 | 0 | 0 | 0 | 0 | 0 | 0 | 0 | 0 | 0 | 0 | 0 | 0 | 0 | 0 | 0 | 0
Commercial_Hospital_Existing_Miscellaneous_Natural Gas_Pool Heater_E3_Codes & Standards Forecast | Commercial | Hospital | Existing | Miscellaneous | Natural Gas | Pool Heater | E3 |  | Codes & Standards Forecast | 0 | 0 | 0 | 0 | 0 | 0 | 0 | 0 | 0 | 0 | 0 | 0 | 0 | 0 | 0 | 0 | 0 | 0 | 0 | 0 | 0 | 0 | 0 | 0 | 0 | 0 | 0 | 0 | 0 | 0 | 0 | 0 | 0 | 0 | 0 | 0 | 0 | 0 | 0 | 0 | 0 | 0 | 0 | 0 | 0 | 0 | 0 | 0 | 0 | 0 | 0
Commercial_Hospital_Existing_Miscellaneous_Natural Gas_Pool Heater_E4_Codes & Standards Forecast | Commercial | Hospital | Existing | Miscellaneous | Natural Gas | Pool Heater | E4 |  | Codes & Standards Forecast | 0 | 0 | 0 | 0 | 0 | 0 | 0 | 0 | 0 | 0 | 0 | 0 | 0 | 0 | 0 | 0 | 0 | 0 | 0 | 0 | 0 | 0 | 0 | 0 | 0 | 0 | 0 | 0 | 0 | 0 | 0 | 0 | 0 | 0 | 0 | 0 | 0 | 0 | 0 | 0 | 0 | 0 | 0 | 0 | 0 | 0 | 0 | 0 | 0 | 0 | 0
Commercial_Hospital_Existing_Miscellaneous_Natural Gas_Pool Heater_E5_Codes & Standards Forecast | Commercial | Hospital | Existing | Miscellaneous | Natural Gas | Pool Heater | E5 |  | Codes & Standards Forecast | 0 | 0 | 0 | 0 | 0 | 0 | 0 | 0 | 0 | 0 | 0 | 0 | 0 | 0 | 0 | 0 | 0 | 0 | 0 | 0 | 0 | 0 | 0 | 0 | 0 | 0 | 0 | 0 | 0 | 0 | 0 | 0 | 0 | 0 | 0 | 0 | 0 | 0 | 0 | 0 | 0 | 0 | 0 | 0 | 0 | 0 | 0 | 0 | 0 | 0 | 0
Commercial_Hospital_Existing_Miscellaneous_Natural Gas_Pool Heater_E6_Codes & Standards Forecast | Commercial | Hospital | Existing | Miscellaneous | Natural Gas | Pool Heater | E6 |  | Codes & Standards Forecast | 0 | 0 | 0 | 0 | 0 | 0 | 0 | 0 | 0 | 0 | 0 | 0 | 0 | 0 | 0 | 0 | 0 | 0 | 0 | 0 | 0 | 0 | 0 | 0 | 0 | 0 | 0 | 0 | 0 | 0 | 0 | 0 | 0 | 0 | 0 | 0 | 0 | 0 | 0 | 0 | 0 | 0 | 0 | 0 | 0 | 0 | 0 | 0 | 0 | 0 | 0
Commercial_Hospital_Existing_Miscellaneous_Natural Gas_Pool Heater_E7_Codes & Standards Forecast | Commercial | Hospital | Existing | Miscellaneous | Natural Gas | Pool Heater | E7 |  | Codes & Standards Forecast | 0 | 0 | 0 | 0 | 0 | 0 | 0 | 0 | 0 | 0 | 0 | 0 | 0 | 0 | 0 | 0 | 0 | 0 | 0 | 0 | 0 | 0 | 0 | 0 | 0 | 0 | 0 | 0 | 0 | 0 | 0 | 0 | 0 | 0 | 0 | 0 | 0 | 0 | 0 | 0 | 0 | 0 | 0 | 0 | 0 | 0 | 0 | 0 | 0 | 0 | 0
Commercial_Hospital_Existing_Miscellaneous_Natural Gas_Pool Heater_E8_Codes & Standards Forecast | Commercial | Hospital | Existing | Miscellaneous | Natural Gas | Pool Heater | E8 |  | Codes & Standards Forecast | 0 | 0 | 0 | 0 | 0 | 0 | 0 | 0 | 0 | 0 | 0 | 0 | 0 | 0 | 0 | 0 | 0 | 0 | 0 | 0 | 0 | 0 | 0 | 0 | 0 | 0 | 0 | 0 | 0 | 0 | 0 | 0 | 0 | 0 | 0 | 0 | 0 | 0 | 0 | 0 | 0 | 0 | 0 | 0 | 0 | 0 | 0 | 0 | 0 | 0 | 0
Commercial_Hospital_Existing_Miscellaneous_Natural Gas_Pool Heater_E9_Codes & Standards Forecast | Commercial | Hospital | Existing | Miscellaneous | Natural Gas | Pool Heater | E9 |  | Codes & Standards Forecast | 0 | 0 | 0 | 0 | 0 | 0 | 0 | 0 | 0 | 0 | 0 | 0 | 0 | 0 | 0 | 0 | 0 | 0 | 0 | 0 | 0 | 0 | 0 | 0 | 0 | 0 | 0 | 0 | 0 | 0 | 0 | 0 | 0 | 0 | 0 | 0 | 0 | 0 | 0 | 0 | 0 | 0 | 0 | 0 | 0 | 0 | 0 | 0 | 0 | 0 | 0
Commercial_Hospital_Existing_Miscellaneous_Natural Gas_Pool Heater_E10_Codes & Standards Forecast | Commercial | Hospital | Existing | Miscellaneous | Natural Gas | Pool Heater | E10 |  | Codes & Standards Forecast | 0 | 0 | 0 | 0 | 0 | 0 | 0 | 0 | 0 | 0 | 0 | 0 | 0 | 0 | 0 | 0 | 0 | 0 | 0 | 0 | 0 | 0 | 0 | 0 | 0 | 0 | 0 | 0 | 0 | 0 | 0 | 0 | 0 | 0 | 0 | 0 | 0 | 0 | 0 | 0 | 0 | 0 | 0 | 0 | 0 | 0 | 0 | 0 | 0 | 0 | 0
Commercial_Hospital_Existing_Miscellaneous_Natural Gas_Pool Heater_Vintage_Codes & Standards Forecast | Commercial | Hospital | Existing | Miscellaneous | Natural Gas | Pool Heater | Vintage |  | Codes & Standards Forecast | 0 | 0 | 0 | 0 | 0 | 0 | 0 | 0 | 0 | 0 | 0 | 0 | 0 | 0 | 0 | 0 | 0 | 0 | 0 | 0 | 0 | 0 | 0 | 0 | 0 | 0 | 0 | 0 | 0 | 0 | 0 | 0 | 0 | 0 | 0 | 0 | 0 | 0 | 0 | 0 | 0 | 0 | 0 | 0 | 0 | 0 | 0 | 0 | 0 | 0 | 0
Commercial_Hospital_Existing_Miscellaneous_Natural Gas_Miscellaneous_E1_Codes & Standards Forecast | Commercial | Hospital | Existing | Miscellaneous | Natural Gas | Miscellaneous | E1 |  | Codes & Standards Forecast | 0 | 232645.5645 | 506998.5581 | 815237.908 | 1144843.7248 | 1369925.9596 | 1561766.6628 | 1725281.4634 | 1864427.1696 | 1982655.7164 | 2082950.742 | 2167927.9987 | 2239837.6879 | 2300590.634 | 2351780.9253 | 2394791.2723 | 2430783.6792 | 2460833.6314 | 2485881.8451 | 2506687.6663 | 2523814.9716 | 2537722.3746 | 2548847.1828 | 2557577.8945 | 2564248.8087 | 2569167.7101 | 2572588.9993 | 2574736.559 | 2575788.1679 | 2575903.163 | 2575202.5996 | 2573812.0425 | 2612598.6985 | 0 | 0 | 0 | 0 | 0 | 0 | 0 | 0 | 0 | 0 | 0 | 0 | 0 | 0 | 0 | 0 | 0 | 0
Commercial_Hospital_Existing_Miscellaneous_Natural Gas_Miscellaneous_E2_Codes & Standards Forecast | Commercial | Hospital | Existing | Miscellaneous | Natural Gas | Miscellaneous | E2 |  | Codes & Standards Forecast | 0 | 0 | 0 | 0 | 0 | 0 | 0 | 0 | 0 | 0 | 0 | 0 | 0 | 0 | 0 | 0 | 0 | 0 | 0 | 0 | 0 | 0 | 0 | 0 | 0 | 0 | 0 | 0 | 0 | 0 | 0 | 0 | 0 | 0 | 0 | 0 | 0 | 0 | 0 | 0 | 0 | 0 | 0 | 0 | 0 | 0 | 0 | 0 | 0 | 0 | 0
Commercial_Hospital_Existing_Miscellaneous_Natural Gas_Miscellaneous_E3_Codes & Standards Forecast | Commercial | Hospital | Existing | Miscellaneous | Natural Gas | Miscellaneous | E3 |  | Codes & Standards Forecast | 0 | 0 | 0 | 0 | 0 | 0 | 0 | 0 | 0 | 0 | 0 | 0 | 0 | 0 | 0 | 0 | 0 | 0 | 0 | 0 | 0 | 0 | 0 | 0 | 0 | 0 | 0 | 0 | 0 | 0 | 0 | 0 | 0 | 0 | 0 | 0 | 0 | 0 | 0 | 0 | 0 | 0 | 0 | 0 | 0 | 0 | 0 | 0 | 0 | 0 | 0
Commercial_Hospital_Existing_Miscellaneous_Natural Gas_Miscellaneous_E4_Codes & Standards Forecast | Commercial | Hospital | Existing | Miscellaneous | Natural Gas | Miscellaneous | E4 |  | Codes & Standards Forecast | 0 | 0 | 0 | 0 | 0 | 0 | 0 | 0 | 0 | 0 | 0 | 0 | 0 | 0 | 0 | 0 | 0 | 0 | 0 | 0 | 0 | 0 | 0 | 0 | 0 | 0 | 0 | 0 | 0 | 0 | 0 | 0 | 0 | 0 | 0 | 0 | 0 | 0 | 0 | 0 | 0 | 0 | 0 | 0 | 0 | 0 | 0 | 0 | 0 | 0 | 0
Commercial_Hospital_Existing_Miscellaneous_Natural Gas_Miscellaneous_E5_Codes & Standards Forecast | Commercial | Hospital | Existing | Miscellaneous | Natural Gas | Miscellaneous | E5 |  | Codes & Standards Forecast | 0 | 0 | 0 | 0 | 0 | 0 | 0 | 0 | 0 | 0 | 0 | 0 | 0 | 0 | 0 | 0 | 0 | 0 | 0 | 0 | 0 | 0 | 0 | 0 | 0 | 0 | 0 | 0 | 0 | 0 | 0 | 0 | 0 | 0 | 0 | 0 | 0 | 0 | 0 | 0 | 0 | 0 | 0 | 0 | 0 | 0 | 0 | 0 | 0 | 0 | 0
Commercial_Hospital_Existing_Miscellaneous_Natural Gas_Miscellaneous_E6_Codes & Standards Forecast | Commercial | Hospital | Existing | Miscellaneous | Natural Gas | Miscellaneous | E6 |  | Codes & Standards Forecast | 0 | 0 | 0 | 0 | 0 | 0 | 0 | 0 | 0 | 0 | 0 | 0 | 0 | 0 | 0 | 0 | 0 | 0 | 0 | 0 | 0 | 0 | 0 | 0 | 0 | 0 | 0 | 0 | 0 | 0 | 0 | 0 | 0 | 0 | 0 | 0 | 0 | 0 | 0 | 0 | 0 | 0 | 0 | 0 | 0 | 0 | 0 | 0 | 0 | 0 | 0
Commercial_Hospital_Existing_Miscellaneous_Natural Gas_Miscellaneous_E7_Codes & Standards Forecast | Commercial | Hospital | Existing | Miscellaneous | Natural Gas | Miscellaneous | E7 |  | Codes & Standards Forecast | 0 | 0 | 0 | 0 | 0 | 0 | 0 | 0 | 0 | 0 | 0 | 0 | 0 | 0 | 0 | 0 | 0 | 0 | 0 | 0 | 0 | 0 | 0 | 0 | 0 | 0 | 0 | 0 | 0 | 0 | 0 | 0 | 0 | 0 | 0 | 0 | 0 | 0 | 0 | 0 | 0 | 0 | 0 | 0 | 0 | 0 | 0 | 0 | 0 | 0 | 0
Commercial_Hospital_Existing_Miscellaneous_Natural Gas_Miscellaneous_E8_Codes & Standards Forecast | Commercial | Hospital | Existing | Miscellaneous | Natural Gas | Miscellaneous | E8 |  | Codes & Standards Forecast | 0 | 0 | 0 | 0 | 0 | 0 | 0 | 0 | 0 | 0 | 0 | 0 | 0 | 0 | 0 | 0 | 0 | 0 | 0 | 0 | 0 | 0 | 0 | 0 | 0 | 0 | 0 | 0 | 0 | 0 | 0 | 0 | 0 | 0 | 0 | 0 | 0 | 0 | 0 | 0 | 0 | 0 | 0 | 0 | 0 | 0 | 0 | 0 | 0 | 0 | 0
Commercial_Hospital_Existing_Miscellaneous_Natural Gas_Miscellaneous_E9_Codes & Standards Forecast | Commercial | Hospital | Existing | Miscellaneous | Natural Gas | Miscellaneous | E9 |  | Codes & Standards Forecast | 0 | 0 | 0 | 0 | 0 | 0 | 0 | 0 | 0 | 0 | 0 | 0 | 0 | 0 | 0 | 0 | 0 | 0 | 0 | 0 | 0 | 0 | 0 | 0 | 0 | 0 | 0 | 0 | 0 | 0 | 0 | 0 | 0 | 0 | 0 | 0 | 0 | 0 | 0 | 0 | 0 | 0 | 0 | 0 | 0 | 0 | 0 | 0 | 0 | 0 | 0
Commercial_Hospital_Existing_Miscellaneous_Natural Gas_Miscellaneous_E10_Codes & Standards Forecast | Commercial | Hospital | Existing | Miscellaneous | Natural Gas | Miscellaneous | E10 |  | Codes & Standards Forecast | 0 | 0 | 0 | 0 | 0 | 0 | 0 | 0 | 0 | 0 | 0 | 0 | 0 | 0 | 0 | 0 | 0 | 0 | 0 | 0 | 0 | 0 | 0 | 0 | 0 | 0 | 0 | 0 | 0 | 0 | 0 | 0 | 0 | 0 | 0 | 0 | 0 | 0 | 0 | 0 | 0 | 0 | 0 | 0 | 0 | 0 | 0 | 0 | 0 | 0 | 0
Commercial_Hospital_Existing_Miscellaneous_Natural Gas_Miscellaneous_Vintage_Codes & Standards Forecast | Commercial | Hospital | Existing | Miscellaneous | Natural Gas | Miscellaneous | Vintage |  | Codes & Standards Forecast | 2728078.0983 | 2481552.6882 | 2193319.8491 | 1868318.7373 | 1601416.0605 | 1368953.4701 | 1170597.365 | 1001214.2154 | 856399.1393 | 732536.3269 | 626578.8345 | 535946.6933 | 458430.3147 | 392132.8371 | 335425.1642 | 286919.3133 | 245426.4073 | 209937.998 | 179589.759 | 153636.8276 | 131437.6465 | 112445.0792 | 96195.104 | 82291.6998 | 70396.1434 | 60219.1283 | 51512.6443 | 44064.5064 | 37692.8487 | 32242.196 | 27579.3366 | 23590.5744 | 20220.4924 | 0 | 0 | 0 | 0 | 0 | 0 | 0 | 0 | 0 | 0 | 0 | 0 | 0 | 0 | 0 | 0 | 0 | 0
Commercial_Hospital_New_Space Heating_Natural Gas_Furnace_E1_Codes & Standards Forecast | Commercial | Hospital | New | Space Heating | Natural Gas | Furnace | E1 |  | Codes & Standards Forecast | 0 | 0 | 0 | 0 | 0 | 0 | 0 | 0 | 0 | 0 | 0 | 0 | 0 | 0 | 0 | 0 | 0 | 0 | 0 | 0 | 0 | 0 | 0 | 0 | 0 | 0 | 0 | 0 | 0 | 0 | 0 | 0 | 0 | 0 | 0 | 0 | 0 | 0 | 0 | 0 | 0 | 0 | 0 | 0 | 0 | 0 | 0 | 0 | 0 | 0 | 0
Commercial_Hospital_New_Space Heating_Natural Gas_Furnace_E2_Codes & Standards Forecast | Commercial | Hospital | New | Space Heating | Natural Gas | Furnace | E2 |  | Codes & Standards Forecast | 0 | 0 | 0 | 0 | 0 | 0 | 0 | 0 | 0 | 0 | 0 | 0 | 0 | 0 | 0 | 0 | 0 | 0 | 0 | 0 | 0 | 0 | 0 | 0 | 0 | 0 | 0 | 0 | 0 | 0 | 0 | 0 | 0 | 0 | 0 | 0 | 0 | 0 | 0 | 0 | 0 | 0 | 0 | 0 | 0 | 0 | 0 | 0 | 0 | 0 | 0
Commercial_Hospital_New_Space Heating_Natural Gas_Furnace_E3_Codes & Standards Forecast | Commercial | Hospital | New | Space Heating | Natural Gas | Furnace | E3 |  | Codes & Standards Forecast | 0 | 0 | 0 | 0 | 0 | 0 | 0 | 0 | 0 | 0 | 0 | 0 | 0 | 0 | 0 | 0 | 0 | 0 | 0 | 0 | 0 | 0 | 0 | 0 | 0 | 0 | 0 | 0 | 0 | 0 | 0 | 0 | 0 | 0 | 0 | 0 | 0 | 0 | 0 | 0 | 0 | 0 | 0 | 0 | 0 | 0 | 0 | 0 | 0 | 0 | 0
Commercial_Hospital_New_Space Heating_Natural Gas_Furnace_E4_Codes & Standards Forecast | Commercial | Hospital | New | Space Heating | Natural Gas | Furnace | E4 |  | Codes & Standards Forecast | 0 | 0 | 0 | 0 | 0 | 0 | 0 | 0 | 0 | 0 | 0 | 0 | 0 | 0 | 0 | 0 | 0 | 0 | 0 | 0 | 0 | 0 | 0 | 0 | 0 | 0 | 0 | 0 | 0 | 0 | 0 | 0 | 0 | 0 | 0 | 0 | 0 | 0 | 0 | 0 | 0 | 0 | 0 | 0 | 0 | 0 | 0 | 0 | 0 | 0 | 0
Commercial_Hospital_New_Space Heating_Natural Gas_Furnace_E5_Codes & Standards Forecast | Commercial | Hospital | New | Space Heating | Natural Gas | Furnace | E5 |  | Codes & Standards Forecast | 0 | 0 | 0 | 0 | 0 | 0 | 0 | 0 | 0 | 0 | 0 | 0 | 0 | 0 | 0 | 0 | 0 | 0 | 0 | 0 | 0 | 0 | 0 | 0 | 0 | 0 | 0 | 0 | 0 | 0 | 0 | 0 | 0 | 0 | 0 | 0 | 0 | 0 | 0 | 0 | 0 | 0 | 0 | 0 | 0 | 0 | 0 | 0 | 0 | 0 | 0
Commercial_Hospital_New_Space Heating_Natural Gas_Furnace_E6_Codes & Standards Forecast | Commercial | Hospital | New | Space Heating | Natural Gas | Furnace | E6 |  | Codes & Standards Forecast | 0 | 0 | 0 | 0 | 0 | 0 | 0 | 0 | 0 | 0 | 0 | 0 | 0 | 0 | 0 | 0 | 0 | 0 | 0 | 0 | 0 | 0 | 0 | 0 | 0 | 0 | 0 | 0 | 0 | 0 | 0 | 0 | 0 | 0 | 0 | 0 | 0 | 0 | 0 | 0 | 0 | 0 | 0 | 0 | 0 | 0 | 0 | 0 | 0 | 0 | 0
Commercial_Hospital_New_Space Heating_Natural Gas_Furnace_E7_Codes & Standards Forecast | Commercial | Hospital | New | Space Heating | Natural Gas | Furnace | E7 |  | Codes & Standards Forecast | 0 | 0 | 0 | 0 | 0 | 0 | 0 | 0 | 0 | 0 | 0 | 0 | 0 | 0 | 0 | 0 | 0 | 0 | 0 | 0 | 0 | 0 | 0 | 0 | 0 | 0 | 0 | 0 | 0 | 0 | 0 | 0 | 0 | 0 | 0 | 0 | 0 | 0 | 0 | 0 | 0 | 0 | 0 | 0 | 0 | 0 | 0 | 0 | 0 | 0 | 0
Commercial_Hospital_New_Space Heating_Natural Gas_Furnace_E8_Codes & Standards Forecast | Commercial | Hospital | New | Space Heating | Natural Gas | Furnace | E8 |  | Codes & Standards Forecast | 0 | 0 | 0 | 0 | 0 | 0 | 0 | 0 | 0 | 0 | 0 | 0 | 0 | 0 | 0 | 0 | 0 | 0 | 0 | 0 | 0 | 0 | 0 | 0 | 0 | 0 | 0 | 0 | 0 | 0 | 0 | 0 | 0 | 0 | 0 | 0 | 0 | 0 | 0 | 0 | 0 | 0 | 0 | 0 | 0 | 0 | 0 | 0 | 0 | 0 | 0
Commercial_Hospital_New_Space Heating_Natural Gas_Furnace_E9_Codes & Standards Forecast | Commercial | Hospital | New | Space Heating | Natural Gas | Furnace | E9 |  | Codes & Standards Forecast | 0 | 0 | 0 | 0 | 0 | 0 | 0 | 0 | 0 | 0 | 0 | 0 | 0 | 0 | 0 | 0 | 0 | 0 | 0 | 0 | 0 | 0 | 0 | 0 | 0 | 0 | 0 | 0 | 0 | 0 | 0 | 0 | 0 | 0 | 0 | 0 | 0 | 0 | 0 | 0 | 0 | 0 | 0 | 0 | 0 | 0 | 0 | 0 | 0 | 0 | 0
Commercial_Hospital_New_Space Heating_Natural Gas_Furnace_E10_Codes & Standards Forecast | Commercial | Hospital | New | Space Heating | Natural Gas | Furnace | E10 |  | Codes & Standards Forecast | 0 | 0 | 0 | 0 | 0 | 0 | 0 | 0 | 0 | 0 | 0 | 0 | 0 | 0 | 0 | 0 | 0 | 0 | 0 | 0 | 0 | 0 | 0 | 0 | 0 | 0 | 0 | 0 | 0 | 0 | 0 | 0 | 0 | 0 | 0 | 0 | 0 | 0 | 0 | 0 | 0 | 0 | 0 | 0 | 0 | 0 | 0 | 0 | 0 | 0 | 0
Commercial_Hospital_New_Space Heating_Natural Gas_Furnace_Vintage_Codes & Standards Forecast | Commercial | Hospital | New | Space Heating | Natural Gas | Furnace | Vintage |  | Codes & Standards Forecast | 0 | 0 | 0 | 0 | 0 | 0 | 0 | 0 | 0 | 0 | 0 | 0 | 0 | 0 | 0 | 0 | 0 | 0 | 0 | 0 | 0 | 0 | 0 | 0 | 0 | 0 | 0 | 0 | 0 | 0 | 0 | 0 | 0 | 0 | 0 | 0 | 0 | 0 | 0 | 0 | 0 | 0 | 0 | 0 | 0 | 0 | 0 | 0 | 0 | 0 | 0
Commercial_Hospital_New_Space Heating_Natural Gas_Boiler_E1_Codes & Standards Forecast | Commercial | Hospital | New | Space Heating | Natural Gas | Boiler | E1 |  | Codes & Standards Forecast | 0 | 0 | 0 | 0 | 0 | 0 | 0 | 0 | 0 | 0 | 0 | 0 | 0 | 0 | 0 | 0 | 0 | 0 | 0 | 0 | 0 | 0 | 0 | 0 | 0 | 0 | 0 | 0 | 0 | 0 | 0 | 0 | 0 | 0 | 0 | 0 | 0 | 0 | 0 | 0 | 0 | 0 | 0 | 0 | 0 | 0 | 0 | 0 | 0 | 0 | 0
Commercial_Hospital_New_Space Heating_Natural Gas_Boiler_E2_Codes & Standards Forecast | Commercial | Hospital | New | Space Heating | Natural Gas | Boiler | E2 |  | Codes & Standards Forecast | 0 | 0 | 0 | 0 | 0 | 0 | 0 | 0 | 0 | 0 | 0 | 0 | 0 | 0 | 0 | 0 | 0 | 0 | 0 | 0 | 0 | 0 | 0 | 0 | 0 | 0 | 0 | 0 | 0 | 0 | 0 | 0 | 0 | 0 | 0 | 0 | 0 | 0 | 0 | 0 | 0 | 0 | 0 | 0 | 0 | 0 | 0 | 0 | 0 | 0 | 0
Commercial_Hospital_New_Space Heating_Natural Gas_Boiler_E3_Codes & Standards Forecast | Commercial | Hospital | New | Space Heating | Natural Gas | Boiler | E3 |  | Codes & Standards Forecast | 0 | 0 | 0 | 0 | 0 | 0 | 0 | 0 | 0 | 0 | 0 | 0 | 0 | 0 | 0 | 0 | 0 | 0 | 0 | 0 | 0 | 0 | 0 | 0 | 0 | 0 | 0 | 0 | 0 | 0 | 0 | 0 | 0 | 0 | 0 | 0 | 0 | 0 | 0 | 0 | 0 | 0 | 0 | 0 | 0 | 0 | 0 | 0 | 0 | 0 | 0
Commercial_Hospital_New_Space Heating_Natural Gas_Boiler_E4_Codes & Standards Forecast | Commercial | Hospital | New | Space Heating | Natural Gas | Boiler | E4 |  | Codes & Standards Forecast | 0 | 0 | 0 | 0 | 0 | 0 | 0 | 0 | 0 | 0 | 0 | 0 | 0 | 0 | 0 | 0 | 0 | 0 | 0 | 0 | 0 | 0 | 0 | 0 | 0 | 0 | 0 | 0 | 0 | 0 | 0 | 0 | 0 | 0 | 0 | 0 | 0 | 0 | 0 | 0 | 0 | 0 | 0 | 0 | 0 | 0 | 0 | 0 | 0 | 0 | 0
Commercial_Hospital_New_Space Heating_Natural Gas_Boiler_E5_Codes & Standards Forecast | Commercial | Hospital | New | Space Heating | Natural Gas | Boiler | E5 |  | Codes & Standards Forecast | 0 | 0 | 0 | 0 | 0 | 0 | 0 | 0 | 0 | 0 | 0 | 0 | 0 | 0 | 0 | 0 | 0 | 0 | 0 | 0 | 0 | 0 | 0 | 0 | 0 | 0 | 0 | 0 | 0 | 0 | 0 | 0 | 0 | 0 | 0 | 0 | 0 | 0 | 0 | 0 | 0 | 0 | 0 | 0 | 0 | 0 | 0 | 0 | 0 | 0 | 0
Commercial_Hospital_New_Space Heating_Natural Gas_Boiler_E6_Codes & Standards Forecast | Commercial | Hospital | New | Space Heating | Natural Gas | Boiler | E6 |  | Codes & Standards Forecast | 0 | 0 | 0 | 0 | 0 | 0 | 0 | 0 | 0 | 0 | 0 | 0 | 0 | 0 | 0 | 0 | 0 | 0 | 0 | 0 | 0 | 0 | 0 | 0 | 0 | 0 | 0 | 0 | 0 | 0 | 0 | 0 | 0 | 0 | 0 | 0 | 0 | 0 | 0 | 0 | 0 | 0 | 0 | 0 | 0 | 0 | 0 | 0 | 0 | 0 | 0
Commercial_Hospital_New_Space Heating_Natural Gas_Boiler_E7_Codes & Standards Forecast | Commercial | Hospital | New | Space Heating | Natural Gas | Boiler | E7 |  | Codes & Standards Forecast | 0 | 0 | 0 | 0 | 0 | 0 | 0 | 0 | 0 | 0 | 0 | 0 | 0 | 0 | 0 | 0 | 0 | 0 | 0 | 0 | 0 | 0 | 0 | 0 | 0 | 0 | 0 | 0 | 0 | 0 | 0 | 0 | 0 | 0 | 0 | 0 | 0 | 0 | 0 | 0 | 0 | 0 | 0 | 0 | 0 | 0 | 0 | 0 | 0 | 0 | 0
Commercial_Hospital_New_Space Heating_Natural Gas_Boiler_E8_Codes & Standards Forecast | Commercial | Hospital | New | Space Heating | Natural Gas | Boiler | E8 |  | Codes & Standards Forecast | 0 | 0 | 0 | 0 | 0 | 0 | 0 | 0 | 0 | 0 | 0 | 0 | 0 | 0 | 0 | 0 | 0 | 0 | 0 | 0 | 0 | 0 | 0 | 0 | 0 | 0 | 0 | 0 | 0 | 0 | 0 | 0 | 0 | 0 | 0 | 0 | 0 | 0 | 0 | 0 | 0 | 0 | 0 | 0 | 0 | 0 | 0 | 0 | 0 | 0 | 0
Commercial_Hospital_New_Space Heating_Natural Gas_Boiler_E9_Codes & Standards Forecast | Commercial | Hospital | New | Space Heating | Natural Gas | Boiler | E9 |  | Codes & Standards Forecast | 0 | 0 | 0 | 0 | 0 | 0 | 0 | 0 | 0 | 0 | 0 | 0 | 0 | 0 | 0 | 0 | 0 | 0 | 0 | 0 | 0 | 0 | 0 | 0 | 0 | 0 | 0 | 0 | 0 | 0 | 0 | 0 | 0 | 0 | 0 | 0 | 0 | 0 | 0 | 0 | 0 | 0 | 0 | 0 | 0 | 0 | 0 | 0 | 0 | 0 | 0
Commercial_Hospital_New_Space Heating_Natural Gas_Boiler_E10_Codes & Standards Forecast | Commercial | Hospital | New | Space Heating | Natural Gas | Boiler | E10 |  | Codes & Standards Forecast | 0 | 0 | 0 | 0 | 0 | 0 | 0 | 0 | 0 | 0 | 0 | 0 | 0 | 0 | 0 | 0 | 0 | 0 | 0 | 0 | 0 | 0 | 0 | 0 | 0 | 0 | 0 | 0 | 0 | 0 | 0 | 0 | 0 | 0 | 0 | 0 | 0 | 0 | 0 | 0 | 0 | 0 | 0 | 0 | 0 | 0 | 0 | 0 | 0 | 0 | 0
Commercial_Hospital_New_Space Heating_Natural Gas_Boiler_Vintage_Codes & Standards Forecast | Commercial | Hospital | New | Space Heating | Natural Gas | Boiler | Vintage |  | Codes & Standards Forecast | 0 | 0 | 0 | 0 | 0 | 0 | 0 | 0 | 0 | 0 | 0 | 0 | 0 | 0 | 0 | 0 | 0 | 0 | 0 | 0 | 0 | 0 | 0 | 0 | 0 | 0 | 0 | 0 | 0 | 0 | 0 | 0 | 0 | 0 | 0 | 0 | 0 | 0 | 0 | 0 | 0 | 0 | 0 | 0 | 0 | 0 | 0 | 0 | 0 | 0 | 0
Commercial_Hospital_New_Space Heating_Natural Gas_Unit Heater_E1_Codes & Standards Forecast | Commercial | Hospital | New | Space Heating | Natural Gas | Unit Heater | E1 |  | Codes & Standards Forecast | 0 | 0 | 0 | 0 | 0 | 0 | 0 | 0 | 0 | 0 | 0 | 0 | 0 | 0 | 0 | 0 | 0 | 0 | 0 | 0 | 0 | 0 | 0 | 0 | 0 | 0 | 0 | 0 | 0 | 0 | 0 | 0 | 0 | 0 | 0 | 0 | 0 | 0 | 0 | 0 | 0 | 0 | 0 | 0 | 0 | 0 | 0 | 0 | 0 | 0 | 0
Commercial_Hospital_New_Space Heating_Natural Gas_Unit Heater_E2_Codes & Standards Forecast | Commercial | Hospital | New | Space Heating | Natural Gas | Unit Heater | E2 |  | Codes & Standards Forecast | 0 | 0 | 0 | 0 | 0 | 0 | 0 | 0 | 0 | 0 | 0 | 0 | 0 | 0 | 0 | 0 | 0 | 0 | 0 | 0 | 0 | 0 | 0 | 0 | 0 | 0 | 0 | 0 | 0 | 0 | 0 | 0 | 0 | 0 | 0 | 0 | 0 | 0 | 0 | 0 | 0 | 0 | 0 | 0 | 0 | 0 | 0 | 0 | 0 | 0 | 0
Commercial_Hospital_New_Space Heating_Natural Gas_Unit Heater_E3_Codes & Standards Forecast | Commercial | Hospital | New | Space Heating | Natural Gas | Unit Heater | E3 |  | Codes & Standards Forecast | 0 | 0 | 0 | 0 | 0 | 0 | 0 | 0 | 0 | 0 | 0 | 0 | 0 | 0 | 0 | 0 | 0 | 0 | 0 | 0 | 0 | 0 | 0 | 0 | 0 | 0 | 0 | 0 | 0 | 0 | 0 | 0 | 0 | 0 | 0 | 0 | 0 | 0 | 0 | 0 | 0 | 0 | 0 | 0 | 0 | 0 | 0 | 0 | 0 | 0 | 0
Commercial_Hospital_New_Space Heating_Natural Gas_Unit Heater_E4_Codes & Standards Forecast | Commercial | Hospital | New | Space Heating | Natural Gas | Unit Heater | E4 |  | Codes & Standards Forecast | 0 | 0 | 0 | 0 | 0 | 0 | 0 | 0 | 0 | 0 | 0 | 0 | 0 | 0 | 0 | 0 | 0 | 0 | 0 | 0 | 0 | 0 | 0 | 0 | 0 | 0 | 0 | 0 | 0 | 0 | 0 | 0 | 0 | 0 | 0 | 0 | 0 | 0 | 0 | 0 | 0 | 0 | 0 | 0 | 0 | 0 | 0 | 0 | 0 | 0 | 0
Commercial_Hospital_New_Space Heating_Natural Gas_Unit Heater_E5_Codes & Standards Forecast | Commercial | Hospital | New | Space Heating | Natural Gas | Unit Heater | E5 |  | Codes & Standards Forecast | 0 | 0 | 0 | 0 | 0 | 0 | 0 | 0 | 0 | 0 | 0 | 0 | 0 | 0 | 0 | 0 | 0 | 0 | 0 | 0 | 0 | 0 | 0 | 0 | 0 | 0 | 0 | 0 | 0 | 0 | 0 | 0 | 0 | 0 | 0 | 0 | 0 | 0 | 0 | 0 | 0 | 0 | 0 | 0 | 0 | 0 | 0 | 0 | 0 | 0 | 0
Commercial_Hospital_New_Space Heating_Natural Gas_Unit Heater_E6_Codes & Standards Forecast | Commercial | Hospital | New | Space Heating | Natural Gas | Unit Heater | E6 |  | Codes & Standards Forecast | 0 | 0 | 0 | 0 | 0 | 0 | 0 | 0 | 0 | 0 | 0 | 0 | 0 | 0 | 0 | 0 | 0 | 0 | 0 | 0 | 0 | 0 | 0 | 0 | 0 | 0 | 0 | 0 | 0 | 0 | 0 | 0 | 0 | 0 | 0 | 0 | 0 | 0 | 0 | 0 | 0 | 0 | 0 | 0 | 0 | 0 | 0 | 0 | 0 | 0 | 0
Commercial_Hospital_New_Space Heating_Natural Gas_Unit Heater_E7_Codes & Standards Forecast | Commercial | Hospital | New | Space Heating | Natural Gas | Unit Heater | E7 |  | Codes & Standards Forecast | 0 | 0 | 0 | 0 | 0 | 0 | 0 | 0 | 0 | 0 | 0 | 0 | 0 | 0 | 0 | 0 | 0 | 0 | 0 | 0 | 0 | 0 | 0 | 0 | 0 | 0 | 0 | 0 | 0 | 0 | 0 | 0 | 0 | 0 | 0 | 0 | 0 | 0 | 0 | 0 | 0 | 0 | 0 | 0 | 0 | 0 | 0 | 0 | 0 | 0 | 0
Commercial_Hospital_New_Space Heating_Natural Gas_Unit Heater_E8_Codes & Standards Forecast | Commercial | Hospital | New | Space Heating | Natural Gas | Unit Heater | E8 |  | Codes & Standards Forecast | 0 | 0 | 0 | 0 | 0 | 0 | 0 | 0 | 0 | 0 | 0 | 0 | 0 | 0 | 0 | 0 | 0 | 0 | 0 | 0 | 0 | 0 | 0 | 0 | 0 | 0 | 0 | 0 | 0 | 0 | 0 | 0 | 0 | 0 | 0 | 0 | 0 | 0 | 0 | 0 | 0 | 0 | 0 | 0 | 0 | 0 | 0 | 0 | 0 | 0 | 0
Commercial_Hospital_New_Space Heating_Natural Gas_Unit Heater_E9_Codes & Standards Forecast | Commercial | Hospital | New | Space Heating | Natural Gas | Unit Heater | E9 |  | Codes & Standards Forecast | 0 | 0 | 0 | 0 | 0 | 0 | 0 | 0 | 0 | 0 | 0 | 0 | 0 | 0 | 0 | 0 | 0 | 0 | 0 | 0 | 0 | 0 | 0 | 0 | 0 | 0 | 0 | 0 | 0 | 0 | 0 | 0 | 0 | 0 | 0 | 0 | 0 | 0 | 0 | 0 | 0 | 0 | 0 | 0 | 0 | 0 | 0 | 0 | 0 | 0 | 0
Commercial_Hospital_New_Space Heating_Natural Gas_Unit Heater_E10_Codes & Standards Forecast | Commercial | Hospital | New | Space Heating | Natural Gas | Unit Heater | E10 |  | Codes & Standards Forecast | 0 | 0 | 0 | 0 | 0 | 0 | 0 | 0 | 0 | 0 | 0 | 0 | 0 | 0 | 0 | 0 | 0 | 0 | 0 | 0 | 0 | 0 | 0 | 0 | 0 | 0 | 0 | 0 | 0 | 0 | 0 | 0 | 0 | 0 | 0 | 0 | 0 | 0 | 0 | 0 | 0 | 0 | 0 | 0 | 0 | 0 | 0 | 0 | 0 | 0 | 0
Commercial_Hospital_New_Space Heating_Natural Gas_Unit Heater_Vintage_Codes & Standards Forecast | Commercial | Hospital | New | Space Heating | Natural Gas | Unit Heater | Vintage |  | Codes & Standards Forecast | 0 | 0 | 0 | 0 | 0 | 0 | 0 | 0 | 0 | 0 | 0 | 0 | 0 | 0 | 0 | 0 | 0 | 0 | 0 | 0 | 0 | 0 | 0 | 0 | 0 | 0 | 0 | 0 | 0 | 0 | 0 | 0 | 0 | 0 | 0 | 0 | 0 | 0 | 0 | 0 | 0 | 0 | 0 | 0 | 0 | 0 | 0 | 0 | 0 | 0 | 0
Commercial_Hospital_New_Water Heating_Natural Gas_Water Heater_E1_Codes & Standards Forecast | Commercial | Hospital | New | Water Heating | Natural Gas | Water Heater | E1 |  | Codes & Standards Forecast | 0 | 3498.0272 | 20370.3117 | 31152.8831 | 44045.0499 | 57331.6071 | 70684.9313 | 82242.1905 | 93637.4806 | 105299.4949 | 117151.3395 | 128913.1476 | 140490.9895 | 151911.0184 | 163347.5551 | 174749.5038 | 186217.5292 | 197418.0098 | 208173.6024 | 218582.1627 | 228995.8369 | 239620.3744 | 250383.3776 | 261260.2606 | 272253.9968 | 283278.7078 | 294346.5179 | 305421.7828 | 316545.9058 | 327694.2774 | 338925.5944 | 350165.0756 | 354939.7098 | 0 | 0 | 0 | 0 | 0 | 0 | 0 | 0 | 0 | 0 | 0 | 0 | 0 | 0 | 0 | 0 | 0 | 0
Commercial_Hospital_New_Water Heating_Natural Gas_Water Heater_E2_Codes & Standards Forecast | Commercial | Hospital | New | Water Heating | Natural Gas | Water Heater | E2 |  | Codes & Standards Forecast | 0 | 0 | 0 | 0 | 0 | 0 | 0 | 0 | 0 | 0 | 0 | 0 | 0 | 0 | 0 | 0 | 0 | 0 | 0 | 0 | 0 | 0 | 0 | 0 | 0 | 0 | 0 | 0 | 0 | 0 | 0 | 0 | 0 | 0 | 0 | 0 | 0 | 0 | 0 | 0 | 0 | 0 | 0 | 0 | 0 | 0 | 0 | 0 | 0 | 0 | 0
Commercial_Hospital_New_Water Heating_Natural Gas_Water Heater_E3_Codes & Standards Forecast | Commercial | Hospital | New | Water Heating | Natural Gas | Water Heater | E3 |  | Codes & Standards Forecast | 0 | 0 | 0 | 0 | 0 | 0 | 0 | 0 | 0 | 0 | 0 | 0 | 0 | 0 | 0 | 0 | 0 | 0 | 0 | 0 | 0 | 0 | 0 | 0 | 0 | 0 | 0 | 0 | 0 | 0 | 0 | 0 | 0 | 0 | 0 | 0 | 0 | 0 | 0 | 0 | 0 | 0 | 0 | 0 | 0 | 0 | 0 | 0 | 0 | 0 | 0
Commercial_Hospital_New_Water Heating_Natural Gas_Water Heater_E4_Codes & Standards Forecast | Commercial | Hospital | New | Water Heating | Natural Gas | Water Heater | E4 |  | Codes & Standards Forecast | 0 | 0 | 0 | 0 | 0 | 0 | 0 | 0 | 0 | 0 | 0 | 0 | 0 | 0 | 0 | 0 | 0 | 0 | 0 | 0 | 0 | 0 | 0 | 0 | 0 | 0 | 0 | 0 | 0 | 0 | 0 | 0 | 0 | 0 | 0 | 0 | 0 | 0 | 0 | 0 | 0 | 0 | 0 | 0 | 0 | 0 | 0 | 0 | 0 | 0 | 0
Commercial_Hospital_New_Water Heating_Natural Gas_Water Heater_E5_Codes & Standards Forecast | Commercial | Hospital | New | Water Heating | Natural Gas | Water Heater | E5 |  | Codes & Standards Forecast | 0 | 0 | 0 | 0 | 0 | 0 | 0 | 0 | 0 | 0 | 0 | 0 | 0 | 0 | 0 | 0 | 0 | 0 | 0 | 0 | 0 | 0 | 0 | 0 | 0 | 0 | 0 | 0 | 0 | 0 | 0 | 0 | 0 | 0 | 0 | 0 | 0 | 0 | 0 | 0 | 0 | 0 | 0 | 0 | 0 | 0 | 0 | 0 | 0 | 0 | 0
Commercial_Hospital_New_Water Heating_Natural Gas_Water Heater_E6_Codes & Standards Forecast | Commercial | Hospital | New | Water Heating | Natural Gas | Water Heater | E6 |  | Codes & Standards Forecast | 0 | 0 | 0 | 0 | 0 | 0 | 0 | 0 | 0 | 0 | 0 | 0 | 0 | 0 | 0 | 0 | 0 | 0 | 0 | 0 | 0 | 0 | 0 | 0 | 0 | 0 | 0 | 0 | 0 | 0 | 0 | 0 | 0 | 0 | 0 | 0 | 0 | 0 | 0 | 0 | 0 | 0 | 0 | 0 | 0 | 0 | 0 | 0 | 0 | 0 | 0
Commercial_Hospital_New_Water Heating_Natural Gas_Water Heater_E7_Codes & Standards Forecast | Commercial | Hospital | New | Water Heating | Natural Gas | Water Heater | E7 |  | Codes & Standards Forecast | 0 | 0 | 0 | 0 | 0 | 0 | 0 | 0 | 0 | 0 | 0 | 0 | 0 | 0 | 0 | 0 | 0 | 0 | 0 | 0 | 0 | 0 | 0 | 0 | 0 | 0 | 0 | 0 | 0 | 0 | 0 | 0 | 0 | 0 | 0 | 0 | 0 | 0 | 0 | 0 | 0 | 0 | 0 | 0 | 0 | 0 | 0 | 0 | 0 | 0 | 0
Commercial_Hospital_New_Water Heating_Natural Gas_Water Heater_E8_Codes & Standards Forecast | Commercial | Hospital | New | Water Heating | Natural Gas | Water Heater | E8 |  | Codes & Standards Forecast | 0 | 0 | 0 | 0 | 0 | 0 | 0 | 0 | 0 | 0 | 0 | 0 | 0 | 0 | 0 | 0 | 0 | 0 | 0 | 0 | 0 | 0 | 0 | 0 | 0 | 0 | 0 | 0 | 0 | 0 | 0 | 0 | 0 | 0 | 0 | 0 | 0 | 0 | 0 | 0 | 0 | 0 | 0 | 0 | 0 | 0 | 0 | 0 | 0 | 0 | 0
Commercial_Hospital_New_Water Heating_Natural Gas_Water Heater_E9_Codes & Standards Forecast | Commercial | Hospital | New | Water Heating | Natural Gas | Water Heater | E9 |  | Codes & Standards Forecast | 0 | 0 | 0 | 0 | 0 | 0 | 0 | 0 | 0 | 0 | 0 | 0 | 0 | 0 | 0 | 0 | 0 | 0 | 0 | 0 | 0 | 0 | 0 | 0 | 0 | 0 | 0 | 0 | 0 | 0 | 0 | 0 | 0 | 0 | 0 | 0 | 0 | 0 | 0 | 0 | 0 | 0 | 0 | 0 | 0 | 0 | 0 | 0 | 0 | 0 | 0
Commercial_Hospital_New_Water Heating_Natural Gas_Water Heater_E10_Codes & Standards Forecast | Commercial | Hospital | New | Water Heating | Natural Gas | Water Heater | E10 |  | Codes & Standards Forecast | 0 | 0 | 0 | 0 | 0 | 0 | 0 | 0 | 0 | 0 | 0 | 0 | 0 | 0 | 0 | 0 | 0 | 0 | 0 | 0 | 0 | 0 | 0 | 0 | 0 | 0 | 0 | 0 | 0 | 0 | 0 | 0 | 0 | 0 | 0 | 0 | 0 | 0 | 0 | 0 | 0 | 0 | 0 | 0 | 0 | 0 | 0 | 0 | 0 | 0 | 0
Commercial_Hospital_New_Water Heating_Natural Gas_Water Heater_Vintage_Codes & Standards Forecast | Commercial | Hospital | New | Water Heating | Natural Gas | Water Heater | Vintage |  | Codes & Standards Forecast | 0 | 0 | 0 | 0 | 0 | 0 | 0 | 0 | 0 | 0 | 0 | 0 | 0 | 0 | 0 | 0 | 0 | 0 | 0 | 0 | 0 | 0 | 0 | 0 | 0 | 0 | 0 | 0 | 0 | 0 | 0 | 0 | 0 | 0 | 0 | 0 | 0 | 0 | 0 | 0 | 0 | 0 | 0 | 0 | 0 | 0 | 0 | 0 | 0 | 0 | 0
Commercial_Hospital_New_Food Preparation_Natural Gas_Oven_E1_Codes & Standards Forecast | Commercial | Hospital | New | Food Preparation | Natural Gas | Oven | E1 |  | Codes & Standards Forecast | 0 | 213.4292 | 1242.8774 | 1900.7669 | 2687.3717 | 3498.0398 | 4312.7816 | 5017.938 | 5713.2121 | 6424.7601 | 7147.8904 | 7865.5272 | 8571.9395 | 9268.723 | 9966.5136 | 10662.1939 | 11361.9058 | 12045.2937 | 12701.5372 | 13336.6067 | 13971.9883 | 14620.2355 | 15276.9311 | 15940.575 | 16611.3485 | 17284.012 | 17959.3051 | 18635.0531 | 19313.7821 | 19993.9906 | 20679.2599 | 21365.0274 | 21656.3477 | 0 | 0 | 0 | 0 | 0 | 0 | 0 | 0 | 0 | 0 | 0 | 0 | 0 | 0 | 0 | 0 | 0 | 0
Commercial_Hospital_New_Food Preparation_Natural Gas_Oven_E2_Codes & Standards Forecast | Commercial | Hospital | New | Food Preparation | Natural Gas | Oven | E2 |  | Codes & Standards Forecast | 0 | 0 | 0 | 0 | 0 | 0 | 0 | 0 | 0 | 0 | 0 | 0 | 0 | 0 | 0 | 0 | 0 | 0 | 0 | 0 | 0 | 0 | 0 | 0 | 0 | 0 | 0 | 0 | 0 | 0 | 0 | 0 | 0 | 0 | 0 | 0 | 0 | 0 | 0 | 0 | 0 | 0 | 0 | 0 | 0 | 0 | 0 | 0 | 0 | 0 | 0
Commercial_Hospital_New_Food Preparation_Natural Gas_Oven_E3_Codes & Standards Forecast | Commercial | Hospital | New | Food Preparation | Natural Gas | Oven | E3 |  | Codes & Standards Forecast | 0 | 0 | 0 | 0 | 0 | 0 | 0 | 0 | 0 | 0 | 0 | 0 | 0 | 0 | 0 | 0 | 0 | 0 | 0 | 0 | 0 | 0 | 0 | 0 | 0 | 0 | 0 | 0 | 0 | 0 | 0 | 0 | 0 | 0 | 0 | 0 | 0 | 0 | 0 | 0 | 0 | 0 | 0 | 0 | 0 | 0 | 0 | 0 | 0 | 0 | 0
Commercial_Hospital_New_Food Preparation_Natural Gas_Oven_E4_Codes & Standards Forecast | Commercial | Hospital | New | Food Preparation | Natural Gas | Oven | E4 |  | Codes & Standards Forecast | 0 | 0 | 0 | 0 | 0 | 0 | 0 | 0 | 0 | 0 | 0 | 0 | 0 | 0 | 0 | 0 | 0 | 0 | 0 | 0 | 0 | 0 | 0 | 0 | 0 | 0 | 0 | 0 | 0 | 0 | 0 | 0 | 0 | 0 | 0 | 0 | 0 | 0 | 0 | 0 | 0 | 0 | 0 | 0 | 0 | 0 | 0 | 0 | 0 | 0 | 0
Commercial_Hospital_New_Food Preparation_Natural Gas_Oven_E5_Codes & Standards Forecast | Commercial | Hospital | New | Food Preparation | Natural Gas | Oven | E5 |  | Codes & Standards Forecast | 0 | 0 | 0 | 0 | 0 | 0 | 0 | 0 | 0 | 0 | 0 | 0 | 0 | 0 | 0 | 0 | 0 | 0 | 0 | 0 | 0 | 0 | 0 | 0 | 0 | 0 | 0 | 0 | 0 | 0 | 0 | 0 | 0 | 0 | 0 | 0 | 0 | 0 | 0 | 0 | 0 | 0 | 0 | 0 | 0 | 0 | 0 | 0 | 0 | 0 | 0
Commercial_Hospital_New_Food Preparation_Natural Gas_Oven_E6_Codes & Standards Forecast | Commercial | Hospital | New | Food Preparation | Natural Gas | Oven | E6 |  | Codes & Standards Forecast | 0 | 0 | 0 | 0 | 0 | 0 | 0 | 0 | 0 | 0 | 0 | 0 | 0 | 0 | 0 | 0 | 0 | 0 | 0 | 0 | 0 | 0 | 0 | 0 | 0 | 0 | 0 | 0 | 0 | 0 | 0 | 0 | 0 | 0 | 0 | 0 | 0 | 0 | 0 | 0 | 0 | 0 | 0 | 0 | 0 | 0 | 0 | 0 | 0 | 0 | 0
Commercial_Hospital_New_Food Preparation_Natural Gas_Oven_E7_Codes & Standards Forecast | Commercial | Hospital | New | Food Preparation | Natural Gas | Oven | E7 |  | Codes & Standards Forecast | 0 | 0 | 0 | 0 | 0 | 0 | 0 | 0 | 0 | 0 | 0 | 0 | 0 | 0 | 0 | 0 | 0 | 0 | 0 | 0 | 0 | 0 | 0 | 0 | 0 | 0 | 0 | 0 | 0 | 0 | 0 | 0 | 0 | 0 | 0 | 0 | 0 | 0 | 0 | 0 | 0 | 0 | 0 | 0 | 0 | 0 | 0 | 0 | 0 | 0 | 0
Commercial_Hospital_New_Food Preparation_Natural Gas_Oven_E8_Codes & Standards Forecast | Commercial | Hospital | New | Food Preparation | Natural Gas | Oven | E8 |  | Codes & Standards Forecast | 0 | 0 | 0 | 0 | 0 | 0 | 0 | 0 | 0 | 0 | 0 | 0 | 0 | 0 | 0 | 0 | 0 | 0 | 0 | 0 | 0 | 0 | 0 | 0 | 0 | 0 | 0 | 0 | 0 | 0 | 0 | 0 | 0 | 0 | 0 | 0 | 0 | 0 | 0 | 0 | 0 | 0 | 0 | 0 | 0 | 0 | 0 | 0 | 0 | 0 | 0
Commercial_Hospital_New_Food Preparation_Natural Gas_Oven_E9_Codes & Standards Forecast | Commercial | Hospital | New | Food Preparation | Natural Gas | Oven | E9 |  | Codes & Standards Forecast | 0 | 0 | 0 | 0 | 0 | 0 | 0 | 0 | 0 | 0 | 0 | 0 | 0 | 0 | 0 | 0 | 0 | 0 | 0 | 0 | 0 | 0 | 0 | 0 | 0 | 0 | 0 | 0 | 0 | 0 | 0 | 0 | 0 | 0 | 0 | 0 | 0 | 0 | 0 | 0 | 0 | 0 | 0 | 0 | 0 | 0 | 0 | 0 | 0 | 0 | 0
Commercial_Hospital_New_Food Preparation_Natural Gas_Oven_E10_Codes & Standards Forecast | Commercial | Hospital | New | Food Preparation | Natural Gas | Oven | E10 |  | Codes & Standards Forecast | 0 | 0 | 0 | 0 | 0 | 0 | 0 | 0 | 0 | 0 | 0 | 0 | 0 | 0 | 0 | 0 | 0 | 0 | 0 | 0 | 0 | 0 | 0 | 0 | 0 | 0 | 0 | 0 | 0 | 0 | 0 | 0 | 0 | 0 | 0 | 0 | 0 | 0 | 0 | 0 | 0 | 0 | 0 | 0 | 0 | 0 | 0 | 0 | 0 | 0 | 0
Commercial_Hospital_New_Food Preparation_Natural Gas_Oven_Vintage_Codes & Standards Forecast | Commercial | Hospital | New | Food Preparation | Natural Gas | Oven | Vintage |  | Codes & Standards Forecast | 0 | 0 | 0 | 0 | 0 | 0 | 0 | 0 | 0 | 0 | 0 | 0 | 0 | 0 | 0 | 0 | 0 | 0 | 0 | 0 | 0 | 0 | 0 | 0 | 0 | 0 | 0 | 0 | 0 | 0 | 0 | 0 | 0 | 0 | 0 | 0 | 0 | 0 | 0 | 0 | 0 | 0 | 0 | 0 | 0 | 0 | 0 | 0 | 0 | 0 | 0
Commercial_Hospital_New_Food Preparation_Natural Gas_Conveyor Oven_E1_Codes & Standards Forecast | Commercial | Hospital | New | Food Preparation | Natural Gas | Conveyor Oven | E1 |  | Codes & Standards Forecast | 0 | 106.7146 | 621.4387 | 950.3835 | 1343.6858 | 1749.0199 | 2156.3908 | 2508.969 | 2856.606 | 3212.38 | 3573.9452 | 3932.7636 | 4285.9698 | 4634.3615 | 4983.2568 | 5331.097 | 5680.9529 | 6022.6469 | 6350.7686 | 6668.3034 | 6985.9941 | 7310.1178 | 7638.4655 | 7970.2875 | 8305.6743 | 8642.006 | 8979.6526 | 9317.5265 | 9656.891 | 9996.9953 | 10339.63 | 10682.5137 | 10828.1739 | 0 | 0 | 0 | 0 | 0 | 0 | 0 | 0 | 0 | 0 | 0 | 0 | 0 | 0 | 0 | 0 | 0 | 0
Commercial_Hospital_New_Food Preparation_Natural Gas_Conveyor Oven_E2_Codes & Standards Forecast | Commercial | Hospital | New | Food Preparation | Natural Gas | Conveyor Oven | E2 |  | Codes & Standards Forecast | 0 | 0 | 0 | 0 | 0 | 0 | 0 | 0 | 0 | 0 | 0 | 0 | 0 | 0 | 0 | 0 | 0 | 0 | 0 | 0 | 0 | 0 | 0 | 0 | 0 | 0 | 0 | 0 | 0 | 0 | 0 | 0 | 0 | 0 | 0 | 0 | 0 | 0 | 0 | 0 | 0 | 0 | 0 | 0 | 0 | 0 | 0 | 0 | 0 | 0 | 0
Commercial_Hospital_New_Food Preparation_Natural Gas_Conveyor Oven_E3_Codes & Standards Forecast | Commercial | Hospital | New | Food Preparation | Natural Gas | Conveyor Oven | E3 |  | Codes & Standards Forecast | 0 | 0 | 0 | 0 | 0 | 0 | 0 | 0 | 0 | 0 | 0 | 0 | 0 | 0 | 0 | 0 | 0 | 0 | 0 | 0 | 0 | 0 | 0 | 0 | 0 | 0 | 0 | 0 | 0 | 0 | 0 | 0 | 0 | 0 | 0 | 0 | 0 | 0 | 0 | 0 | 0 | 0 | 0 | 0 | 0 | 0 | 0 | 0 | 0 | 0 | 0
Commercial_Hospital_New_Food Preparation_Natural Gas_Conveyor Oven_E4_Codes & Standards Forecast | Commercial | Hospital | New | Food Preparation | Natural Gas | Conveyor Oven | E4 |  | Codes & Standards Forecast | 0 | 0 | 0 | 0 | 0 | 0 | 0 | 0 | 0 | 0 | 0 | 0 | 0 | 0 | 0 | 0 | 0 | 0 | 0 | 0 | 0 | 0 | 0 | 0 | 0 | 0 | 0 | 0 | 0 | 0 | 0 | 0 | 0 | 0 | 0 | 0 | 0 | 0 | 0 | 0 | 0 | 0 | 0 | 0 | 0 | 0 | 0 | 0 | 0 | 0 | 0
Commercial_Hospital_New_Food Preparation_Natural Gas_Conveyor Oven_E5_Codes & Standards Forecast | Commercial | Hospital | New | Food Preparation | Natural Gas | Conveyor Oven | E5 |  | Codes & Standards Forecast | 0 | 0 | 0 | 0 | 0 | 0 | 0 | 0 | 0 | 0 | 0 | 0 | 0 | 0 | 0 | 0 | 0 | 0 | 0 | 0 | 0 | 0 | 0 | 0 | 0 | 0 | 0 | 0 | 0 | 0 | 0 | 0 | 0 | 0 | 0 | 0 | 0 | 0 | 0 | 0 | 0 | 0 | 0 | 0 | 0 | 0 | 0 | 0 | 0 | 0 | 0
Commercial_Hospital_New_Food Preparation_Natural Gas_Conveyor Oven_E6_Codes & Standards Forecast | Commercial | Hospital | New | Food Preparation | Natural Gas | Conveyor Oven | E6 |  | Codes & Standards Forecast | 0 | 0 | 0 | 0 | 0 | 0 | 0 | 0 | 0 | 0 | 0 | 0 | 0 | 0 | 0 | 0 | 0 | 0 | 0 | 0 | 0 | 0 | 0 | 0 | 0 | 0 | 0 | 0 | 0 | 0 | 0 | 0 | 0 | 0 | 0 | 0 | 0 | 0 | 0 | 0 | 0 | 0 | 0 | 0 | 0 | 0 | 0 | 0 | 0 | 0 | 0
Commercial_Hospital_New_Food Preparation_Natural Gas_Conveyor Oven_E7_Codes & Standards Forecast | Commercial | Hospital | New | Food Preparation | Natural Gas | Conveyor Oven | E7 |  | Codes & Standards Forecast | 0 | 0 | 0 | 0 | 0 | 0 | 0 | 0 | 0 | 0 | 0 | 0 | 0 | 0 | 0 | 0 | 0 | 0 | 0 | 0 | 0 | 0 | 0 | 0 | 0 | 0 | 0 | 0 | 0 | 0 | 0 | 0 | 0 | 0 | 0 | 0 | 0 | 0 | 0 | 0 | 0 | 0 | 0 | 0 | 0 | 0 | 0 | 0 | 0 | 0 | 0
Commercial_Hospital_New_Food Preparation_Natural Gas_Conveyor Oven_E8_Codes & Standards Forecast | Commercial | Hospital | New | Food Preparation | Natural Gas | Conveyor Oven | E8 |  | Codes & Standards Forecast | 0 | 0 | 0 | 0 | 0 | 0 | 0 | 0 | 0 | 0 | 0 | 0 | 0 | 0 | 0 | 0 | 0 | 0 | 0 | 0 | 0 | 0 | 0 | 0 | 0 | 0 | 0 | 0 | 0 | 0 | 0 | 0 | 0 | 0 | 0 | 0 | 0 | 0 | 0 | 0 | 0 | 0 | 0 | 0 | 0 | 0 | 0 | 0 | 0 | 0 | 0
Commercial_Hospital_New_Food Preparation_Natural Gas_Conveyor Oven_E9_Codes & Standards Forecast | Commercial | Hospital | New | Food Preparation | Natural Gas | Conveyor Oven | E9 |  | Codes & Standards Forecast | 0 | 0 | 0 | 0 | 0 | 0 | 0 | 0 | 0 | 0 | 0 | 0 | 0 | 0 | 0 | 0 | 0 | 0 | 0 | 0 | 0 | 0 | 0 | 0 | 0 | 0 | 0 | 0 | 0 | 0 | 0 | 0 | 0 | 0 | 0 | 0 | 0 | 0 | 0 | 0 | 0 | 0 | 0 | 0 | 0 | 0 | 0 | 0 | 0 | 0 | 0
Commercial_Hospital_New_Food Preparation_Natural Gas_Conveyor Oven_E10_Codes & Standards Forecast | Commercial | Hospital | New | Food Preparation | Natural Gas | Conveyor Oven | E10 |  | Codes & Standards Forecast | 0 | 0 | 0 | 0 | 0 | 0 | 0 | 0 | 0 | 0 | 0 | 0 | 0 | 0 | 0 | 0 | 0 | 0 | 0 | 0 | 0 | 0 | 0 | 0 | 0 | 0 | 0 | 0 | 0 | 0 | 0 | 0 | 0 | 0 | 0 | 0 | 0 | 0 | 0 | 0 | 0 | 0 | 0 | 0 | 0 | 0 | 0 | 0 | 0 | 0 | 0
Commercial_Hospital_New_Food Preparation_Natural Gas_Conveyor Oven_Vintage_Codes & Standards Forecast | Commercial | Hospital | New | Food Preparation | Natural Gas | Conveyor Oven | Vintage |  | Codes & Standards Forecast | 0 | 0 | 0 | 0 | 0 | 0 | 0 | 0 | 0 | 0 | 0 | 0 | 0 | 0 | 0 | 0 | 0 | 0 | 0 | 0 | 0 | 0 | 0 | 0 | 0 | 0 | 0 | 0 | 0 | 0 | 0 | 0 | 0 | 0 | 0 | 0 | 0 | 0 | 0 | 0 | 0 | 0 | 0 | 0 | 0 | 0 | 0 | 0 | 0 | 0 | 0
Commercial_Hospital_New_Food Preparation_Natural Gas_Double Rack Oven_E1_Codes & Standards Forecast | Commercial | Hospital | New | Food Preparation | Natural Gas | Double Rack Oven | E1 |  | Codes & Standards Forecast | 0 | 106.7146 | 621.4387 | 950.3835 | 1343.6858 | 1749.0199 | 2156.3908 | 2508.969 | 2856.606 | 3212.38 | 3573.9452 | 3932.7636 | 4285.9698 | 4634.3615 | 4983.2568 | 5331.097 | 5680.9529 | 6022.6469 | 6350.7686 | 6668.3034 | 6985.9941 | 7310.1178 | 7638.4655 | 7970.2875 | 8305.6743 | 8642.006 | 8979.6526 | 9317.5265 | 9656.891 | 9996.9953 | 10339.63 | 10682.5137 | 10828.1739 | 0 | 0 | 0 | 0 | 0 | 0 | 0 | 0 | 0 | 0 | 0 | 0 | 0 | 0 | 0 | 0 | 0 | 0
Commercial_Hospital_New_Food Preparation_Natural Gas_Double Rack Oven_E2_Codes & Standards Forecast | Commercial | Hospital | New | Food Preparation | Natural Gas | Double Rack Oven | E2 |  | Codes & Standards Forecast | 0 | 0 | 0 | 0 | 0 | 0 | 0 | 0 | 0 | 0 | 0 | 0 | 0 | 0 | 0 | 0 | 0 | 0 | 0 | 0 | 0 | 0 | 0 | 0 | 0 | 0 | 0 | 0 | 0 | 0 | 0 | 0 | 0 | 0 | 0 | 0 | 0 | 0 | 0 | 0 | 0 | 0 | 0 | 0 | 0 | 0 | 0 | 0 | 0 | 0 | 0
Commercial_Hospital_New_Food Preparation_Natural Gas_Double Rack Oven_E3_Codes & Standards Forecast | Commercial | Hospital | New | Food Preparation | Natural Gas | Double Rack Oven | E3 |  | Codes & Standards Forecast | 0 | 0 | 0 | 0 | 0 | 0 | 0 | 0 | 0 | 0 | 0 | 0 | 0 | 0 | 0 | 0 | 0 | 0 | 0 | 0 | 0 | 0 | 0 | 0 | 0 | 0 | 0 | 0 | 0 | 0 | 0 | 0 | 0 | 0 | 0 | 0 | 0 | 0 | 0 | 0 | 0 | 0 | 0 | 0 | 0 | 0 | 0 | 0 | 0 | 0 | 0
Commercial_Hospital_New_Food Preparation_Natural Gas_Double Rack Oven_E4_Codes & Standards Forecast | Commercial | Hospital | New | Food Preparation | Natural Gas | Double Rack Oven | E4 |  | Codes & Standards Forecast | 0 | 0 | 0 | 0 | 0 | 0 | 0 | 0 | 0 | 0 | 0 | 0 | 0 | 0 | 0 | 0 | 0 | 0 | 0 | 0 | 0 | 0 | 0 | 0 | 0 | 0 | 0 | 0 | 0 | 0 | 0 | 0 | 0 | 0 | 0 | 0 | 0 | 0 | 0 | 0 | 0 | 0 | 0 | 0 | 0 | 0 | 0 | 0 | 0 | 0 | 0
Commercial_Hospital_New_Food Preparation_Natural Gas_Double Rack Oven_E5_Codes & Standards Forecast | Commercial | Hospital | New | Food Preparation | Natural Gas | Double Rack Oven | E5 |  | Codes & Standards Forecast | 0 | 0 | 0 | 0 | 0 | 0 | 0 | 0 | 0 | 0 | 0 | 0 | 0 | 0 | 0 | 0 | 0 | 0 | 0 | 0 | 0 | 0 | 0 | 0 | 0 | 0 | 0 | 0 | 0 | 0 | 0 | 0 | 0 | 0 | 0 | 0 | 0 | 0 | 0 | 0 | 0 | 0 | 0 | 0 | 0 | 0 | 0 | 0 | 0 | 0 | 0
Commercial_Hospital_New_Food Preparation_Natural Gas_Double Rack Oven_E6_Codes & Standards Forecast | Commercial | Hospital | New | Food Preparation | Natural Gas | Double Rack Oven | E6 |  | Codes & Standards Forecast | 0 | 0 | 0 | 0 | 0 | 0 | 0 | 0 | 0 | 0 | 0 | 0 | 0 | 0 | 0 | 0 | 0 | 0 | 0 | 0 | 0 | 0 | 0 | 0 | 0 | 0 | 0 | 0 | 0 | 0 | 0 | 0 | 0 | 0 | 0 | 0 | 0 | 0 | 0 | 0 | 0 | 0 | 0 | 0 | 0 | 0 | 0 | 0 | 0 | 0 | 0
Commercial_Hospital_New_Food Preparation_Natural Gas_Double Rack Oven_E7_Codes & Standards Forecast | Commercial | Hospital | New | Food Preparation | Natural Gas | Double Rack Oven | E7 |  | Codes & Standards Forecast | 0 | 0 | 0 | 0 | 0 | 0 | 0 | 0 | 0 | 0 | 0 | 0 | 0 | 0 | 0 | 0 | 0 | 0 | 0 | 0 | 0 | 0 | 0 | 0 | 0 | 0 | 0 | 0 | 0 | 0 | 0 | 0 | 0 | 0 | 0 | 0 | 0 | 0 | 0 | 0 | 0 | 0 | 0 | 0 | 0 | 0 | 0 | 0 | 0 | 0 | 0
Commercial_Hospital_New_Food Preparation_Natural Gas_Double Rack Oven_E8_Codes & Standards Forecast | Commercial | Hospital | New | Food Preparation | Natural Gas | Double Rack Oven | E8 |  | Codes & Standards Forecast | 0 | 0 | 0 | 0 | 0 | 0 | 0 | 0 | 0 | 0 | 0 | 0 | 0 | 0 | 0 | 0 | 0 | 0 | 0 | 0 | 0 | 0 | 0 | 0 | 0 | 0 | 0 | 0 | 0 | 0 | 0 | 0 | 0 | 0 | 0 | 0 | 0 | 0 | 0 | 0 | 0 | 0 | 0 | 0 | 0 | 0 | 0 | 0 | 0 | 0 | 0
Commercial_Hospital_New_Food Preparation_Natural Gas_Double Rack Oven_E9_Codes & Standards Forecast | Commercial | Hospital | New | Food Preparation | Natural Gas | Double Rack Oven | E9 |  | Codes & Standards Forecast | 0 | 0 | 0 | 0 | 0 | 0 | 0 | 0 | 0 | 0 | 0 | 0 | 0 | 0 | 0 | 0 | 0 | 0 | 0 | 0 | 0 | 0 | 0 | 0 | 0 | 0 | 0 | 0 | 0 | 0 | 0 | 0 | 0 | 0 | 0 | 0 | 0 | 0 | 0 | 0 | 0 | 0 | 0 | 0 | 0 | 0 | 0 | 0 | 0 | 0 | 0
Commercial_Hospital_New_Food Preparation_Natural Gas_Double Rack Oven_E10_Codes & Standards Forecast | Commercial | Hospital | New | Food Preparation | Natural Gas | Double Rack Oven | E10 |  | Codes & Standards Forecast | 0 | 0 | 0 | 0 | 0 | 0 | 0 | 0 | 0 | 0 | 0 | 0 | 0 | 0 | 0 | 0 | 0 | 0 | 0 | 0 | 0 | 0 | 0 | 0 | 0 | 0 | 0 | 0 | 0 | 0 | 0 | 0 | 0 | 0 | 0 | 0 | 0 | 0 | 0 | 0 | 0 | 0 | 0 | 0 | 0 | 0 | 0 | 0 | 0 | 0 | 0
Commercial_Hospital_New_Food Preparation_Natural Gas_Double Rack Oven_Vintage_Codes & Standards Forecast | Commercial | Hospital | New | Food Preparation | Natural Gas | Double Rack Oven | Vintage |  | Codes & Standards Forecast | 0 | 0 | 0 | 0 | 0 | 0 | 0 | 0 | 0 | 0 | 0 | 0 | 0 | 0 | 0 | 0 | 0 | 0 | 0 | 0 | 0 | 0 | 0 | 0 | 0 | 0 | 0 | 0 | 0 | 0 | 0 | 0 | 0 | 0 | 0 | 0 | 0 | 0 | 0 | 0 | 0 | 0 | 0 | 0 | 0 | 0 | 0 | 0 | 0 | 0 | 0
Commercial_Hospital_New_Food Preparation_Natural Gas_Fryer_E1_Codes & Standards Forecast | Commercial | Hospital | New | Food Preparation | Natural Gas | Fryer | E1 |  | Codes & Standards Forecast | 0 | 2470.6045 | 14387.2478 | 14387.2478 | 14387.2478 | 14387.2478 | 14387.2478 | 14387.2478 | 14387.2478 | 13893.1269 | 11114.5015 | 8891.6012 | 7113.281 | 5690.6248 | 3904.8457 | 0 | 0 | 0 | 0 | 0 | 0 | 0 | 0 | 0 | 0 | 0 | 0 | 0 | 0 | 0 | 0 | 0 | 0 | 0 | 0 | 0 | 0 | 0 | 0 | 0 | 0 | 0 | 0 | 0 | 0 | 0 | 0 | 0 | 0 | 0 | 0
Commercial_Hospital_New_Food Preparation_Natural Gas_Fryer_E2_Codes & Standards Forecast | Commercial | Hospital | New | Food Preparation | Natural Gas | Fryer | E2 |  | Codes & Standards Forecast | 0 | 0 | 0 | 7615.5696 | 16721.1151 | 26105.2125 | 35536.4666 | 43699.1866 | 51747.5103 | 60478.3382 | 71627.7449 | 82157.8352 | 92113.4127 | 101601.8652 | 111465.0999 | 123422.9721 | 131522.6677 | 139433.4003 | 147029.9152 | 154381.3264 | 161736.3493 | 169240.302 | 176842.0508 | 184524.2313 | 192288.9435 | 200075.5327 | 207892.5621 | 215714.8568 | 223571.6592 | 231445.5881 | 239378.1 | 247316.3782 | 250688.6312 | 0 | 0 | 0 | 0 | 0 | 0 | 0 | 0 | 0 | 0 | 0 | 0 | 0 | 0 | 0 | 0 | 0 | 0
Commercial_Hospital_New_Food Preparation_Natural Gas_Fryer_E3_Codes & Standards Forecast | Commercial | Hospital | New | Food Preparation | Natural Gas | Fryer | E3 |  | Codes & Standards Forecast | 0 | 0 | 0 | 0 | 0 | 0 | 0 | 0 | 0 | 0 | 0 | 0 | 0 | 0 | 0 | 0 | 0 | 0 | 0 | 0 | 0 | 0 | 0 | 0 | 0 | 0 | 0 | 0 | 0 | 0 | 0 | 0 | 0 | 0 | 0 | 0 | 0 | 0 | 0 | 0 | 0 | 0 | 0 | 0 | 0 | 0 | 0 | 0 | 0 | 0 | 0
Commercial_Hospital_New_Food Preparation_Natural Gas_Fryer_E4_Codes & Standards Forecast | Commercial | Hospital | New | Food Preparation | Natural Gas | Fryer | E4 |  | Codes & Standards Forecast | 0 | 0 | 0 | 0 | 0 | 0 | 0 | 0 | 0 | 0 | 0 | 0 | 0 | 0 | 0 | 0 | 0 | 0 | 0 | 0 | 0 | 0 | 0 | 0 | 0 | 0 | 0 | 0 | 0 | 0 | 0 | 0 | 0 | 0 | 0 | 0 | 0 | 0 | 0 | 0 | 0 | 0 | 0 | 0 | 0 | 0 | 0 | 0 | 0 | 0 | 0
Commercial_Hospital_New_Food Preparation_Natural Gas_Fryer_E5_Codes & Standards Forecast | Commercial | Hospital | New | Food Preparation | Natural Gas | Fryer | E5 |  | Codes & Standards Forecast | 0 | 0 | 0 | 0 | 0 | 0 | 0 | 0 | 0 | 0 | 0 | 0 | 0 | 0 | 0 | 0 | 0 | 0 | 0 | 0 | 0 | 0 | 0 | 0 | 0 | 0 | 0 | 0 | 0 | 0 | 0 | 0 | 0 | 0 | 0 | 0 | 0 | 0 | 0 | 0 | 0 | 0 | 0 | 0 | 0 | 0 | 0 | 0 | 0 | 0 | 0
Commercial_Hospital_New_Food Preparation_Natural Gas_Fryer_E6_Codes & Standards Forecast | Commercial | Hospital | New | Food Preparation | Natural Gas | Fryer | E6 |  | Codes & Standards Forecast | 0 | 0 | 0 | 0 | 0 | 0 | 0 | 0 | 0 | 0 | 0 | 0 | 0 | 0 | 0 | 0 | 0 | 0 | 0 | 0 | 0 | 0 | 0 | 0 | 0 | 0 | 0 | 0 | 0 | 0 | 0 | 0 | 0 | 0 | 0 | 0 | 0 | 0 | 0 | 0 | 0 | 0 | 0 | 0 | 0 | 0 | 0 | 0 | 0 | 0 | 0
Commercial_Hospital_New_Food Preparation_Natural Gas_Fryer_E7_Codes & Standards Forecast | Commercial | Hospital | New | Food Preparation | Natural Gas | Fryer | E7 |  | Codes & Standards Forecast | 0 | 0 | 0 | 0 | 0 | 0 | 0 | 0 | 0 | 0 | 0 | 0 | 0 | 0 | 0 | 0 | 0 | 0 | 0 | 0 | 0 | 0 | 0 | 0 | 0 | 0 | 0 | 0 | 0 | 0 | 0 | 0 | 0 | 0 | 0 | 0 | 0 | 0 | 0 | 0 | 0 | 0 | 0 | 0 | 0 | 0 | 0 | 0 | 0 | 0 | 0
Commercial_Hospital_New_Food Preparation_Natural Gas_Fryer_E8_Codes & Standards Forecast | Commercial | Hospital | New | Food Preparation | Natural Gas | Fryer | E8 |  | Codes & Standards Forecast | 0 | 0 | 0 | 0 | 0 | 0 | 0 | 0 | 0 | 0 | 0 | 0 | 0 | 0 | 0 | 0 | 0 | 0 | 0 | 0 | 0 | 0 | 0 | 0 | 0 | 0 | 0 | 0 | 0 | 0 | 0 | 0 | 0 | 0 | 0 | 0 | 0 | 0 | 0 | 0 | 0 | 0 | 0 | 0 | 0 | 0 | 0 | 0 | 0 | 0 | 0
Commercial_Hospital_New_Food Preparation_Natural Gas_Fryer_E9_Codes & Standards Forecast | Commercial | Hospital | New | Food Preparation | Natural Gas | Fryer | E9 |  | Codes & Standards Forecast | 0 | 0 | 0 | 0 | 0 | 0 | 0 | 0 | 0 | 0 | 0 | 0 | 0 | 0 | 0 | 0 | 0 | 0 | 0 | 0 | 0 | 0 | 0 | 0 | 0 | 0 | 0 | 0 | 0 | 0 | 0 | 0 | 0 | 0 | 0 | 0 | 0 | 0 | 0 | 0 | 0 | 0 | 0 | 0 | 0 | 0 | 0 | 0 | 0 | 0 | 0
Commercial_Hospital_New_Food Preparation_Natural Gas_Fryer_E10_Codes & Standards Forecast | Commercial | Hospital | New | Food Preparation | Natural Gas | Fryer | E10 |  | Codes & Standards Forecast | 0 | 0 | 0 | 0 | 0 | 0 | 0 | 0 | 0 | 0 | 0 | 0 | 0 | 0 | 0 | 0 | 0 | 0 | 0 | 0 | 0 | 0 | 0 | 0 | 0 | 0 | 0 | 0 | 0 | 0 | 0 | 0 | 0 | 0 | 0 | 0 | 0 | 0 | 0 | 0 | 0 | 0 | 0 | 0 | 0 | 0 | 0 | 0 | 0 | 0 | 0
Commercial_Hospital_New_Food Preparation_Natural Gas_Fryer_Vintage_Codes & Standards Forecast | Commercial | Hospital | New | Food Preparation | Natural Gas | Fryer | Vintage |  | Codes & Standards Forecast | 0 | 0 | 0 | 0 | 0 | 0 | 0 | 0 | 0 | 0 | 0 | 0 | 0 | 0 | 0 | 0 | 0 | 0 | 0 | 0 | 0 | 0 | 0 | 0 | 0 | 0 | 0 | 0 | 0 | 0 | 0 | 0 | 0 | 0 | 0 | 0 | 0 | 0 | 0 | 0 | 0 | 0 | 0 | 0 | 0 | 0 | 0 | 0 | 0 | 0 | 0
Commercial_Hospital_New_Food Preparation_Natural Gas_Broiler_E1_Codes & Standards Forecast | Commercial | Hospital | New | Food Preparation | Natural Gas | Broiler | E1 |  | Codes & Standards Forecast | 0 | 556.2094 | 3239.0139 | 4953.5139 | 7003.4534 | 9116.1036 | 11239.3702 | 13077.0507 | 14888.977 | 16743.3141 | 18627.8356 | 20498.0406 | 22338.9939 | 24154.8538 | 25973.3385 | 27786.3236 | 29609.8152 | 31390.7655 | 33100.9757 | 34756.0054 | 36411.8483 | 38101.2198 | 39812.6083 | 41542.1044 | 43290.181 | 45043.1827 | 46803.0376 | 48564.0777 | 50332.8866 | 52105.5512 | 53891.4047 | 55678.5563 | 56437.7547 | 0 | 0 | 0 | 0 | 0 | 0 | 0 | 0 | 0 | 0 | 0 | 0 | 0 | 0 | 0 | 0 | 0 | 0
Commercial_Hospital_New_Food Preparation_Natural Gas_Broiler_E2_Codes & Standards Forecast | Commercial | Hospital | New | Food Preparation | Natural Gas | Broiler | E2 |  | Codes & Standards Forecast | 0 | 0 | 0 | 0 | 0 | 0 | 0 | 0 | 0 | 0 | 0 | 0 | 0 | 0 | 0 | 0 | 0 | 0 | 0 | 0 | 0 | 0 | 0 | 0 | 0 | 0 | 0 | 0 | 0 | 0 | 0 | 0 | 0 | 0 | 0 | 0 | 0 | 0 | 0 | 0 | 0 | 0 | 0 | 0 | 0 | 0 | 0 | 0 | 0 | 0 | 0
Commercial_Hospital_New_Food Preparation_Natural Gas_Broiler_E3_Codes & Standards Forecast | Commercial | Hospital | New | Food Preparation | Natural Gas | Broiler | E3 |  | Codes & Standards Forecast | 0 | 0 | 0 | 0 | 0 | 0 | 0 | 0 | 0 | 0 | 0 | 0 | 0 | 0 | 0 | 0 | 0 | 0 | 0 | 0 | 0 | 0 | 0 | 0 | 0 | 0 | 0 | 0 | 0 | 0 | 0 | 0 | 0 | 0 | 0 | 0 | 0 | 0 | 0 | 0 | 0 | 0 | 0 | 0 | 0 | 0 | 0 | 0 | 0 | 0 | 0
Commercial_Hospital_New_Food Preparation_Natural Gas_Broiler_E4_Codes & Standards Forecast | Commercial | Hospital | New | Food Preparation | Natural Gas | Broiler | E4 |  | Codes & Standards Forecast | 0 | 0 | 0 | 0 | 0 | 0 | 0 | 0 | 0 | 0 | 0 | 0 | 0 | 0 | 0 | 0 | 0 | 0 | 0 | 0 | 0 | 0 | 0 | 0 | 0 | 0 | 0 | 0 | 0 | 0 | 0 | 0 | 0 | 0 | 0 | 0 | 0 | 0 | 0 | 0 | 0 | 0 | 0 | 0 | 0 | 0 | 0 | 0 | 0 | 0 | 0
Commercial_Hospital_New_Food Preparation_Natural Gas_Broiler_E5_Codes & Standards Forecast | Commercial | Hospital | New | Food Preparation | Natural Gas | Broiler | E5 |  | Codes & Standards Forecast | 0 | 0 | 0 | 0 | 0 | 0 | 0 | 0 | 0 | 0 | 0 | 0 | 0 | 0 | 0 | 0 | 0 | 0 | 0 | 0 | 0 | 0 | 0 | 0 | 0 | 0 | 0 | 0 | 0 | 0 | 0 | 0 | 0 | 0 | 0 | 0 | 0 | 0 | 0 | 0 | 0 | 0 | 0 | 0 | 0 | 0 | 0 | 0 | 0 | 0 | 0
Commercial_Hospital_New_Food Preparation_Natural Gas_Broiler_E6_Codes & Standards Forecast | Commercial | Hospital | New | Food Preparation | Natural Gas | Broiler | E6 |  | Codes & Standards Forecast | 0 | 0 | 0 | 0 | 0 | 0 | 0 | 0 | 0 | 0 | 0 | 0 | 0 | 0 | 0 | 0 | 0 | 0 | 0 | 0 | 0 | 0 | 0 | 0 | 0 | 0 | 0 | 0 | 0 | 0 | 0 | 0 | 0 | 0 | 0 | 0 | 0 | 0 | 0 | 0 | 0 | 0 | 0 | 0 | 0 | 0 | 0 | 0 | 0 | 0 | 0
Commercial_Hospital_New_Food Preparation_Natural Gas_Broiler_E7_Codes & Standards Forecast | Commercial | Hospital | New | Food Preparation | Natural Gas | Broiler | E7 |  | Codes & Standards Forecast | 0 | 0 | 0 | 0 | 0 | 0 | 0 | 0 | 0 | 0 | 0 | 0 | 0 | 0 | 0 | 0 | 0 | 0 | 0 | 0 | 0 | 0 | 0 | 0 | 0 | 0 | 0 | 0 | 0 | 0 | 0 | 0 | 0 | 0 | 0 | 0 | 0 | 0 | 0 | 0 | 0 | 0 | 0 | 0 | 0 | 0 | 0 | 0 | 0 | 0 | 0
Commercial_Hospital_New_Food Preparation_Natural Gas_Broiler_E8_Codes & Standards Forecast | Commercial | Hospital | New | Food Preparation | Natural Gas | Broiler | E8 |  | Codes & Standards Forecast | 0 | 0 | 0 | 0 | 0 | 0 | 0 | 0 | 0 | 0 | 0 | 0 | 0 | 0 | 0 | 0 | 0 | 0 | 0 | 0 | 0 | 0 | 0 | 0 | 0 | 0 | 0 | 0 | 0 | 0 | 0 | 0 | 0 | 0 | 0 | 0 | 0 | 0 | 0 | 0 | 0 | 0 | 0 | 0 | 0 | 0 | 0 | 0 | 0 | 0 | 0
Commercial_Hospital_New_Food Preparation_Natural Gas_Broiler_E9_Codes & Standards Forecast | Commercial | Hospital | New | Food Preparation | Natural Gas | Broiler | E9 |  | Codes & Standards Forecast | 0 | 0 | 0 | 0 | 0 | 0 | 0 | 0 | 0 | 0 | 0 | 0 | 0 | 0 | 0 | 0 | 0 | 0 | 0 | 0 | 0 | 0 | 0 | 0 | 0 | 0 | 0 | 0 | 0 | 0 | 0 | 0 | 0 | 0 | 0 | 0 | 0 | 0 | 0 | 0 | 0 | 0 | 0 | 0 | 0 | 0 | 0 | 0 | 0 | 0 | 0
Commercial_Hospital_New_Food Preparation_Natural Gas_Broiler_E10_Codes & Standards Forecast | Commercial | Hospital | New | Food Preparation | Natural Gas | Broiler | E10 |  | Codes & Standards Forecast | 0 | 0 | 0 | 0 | 0 | 0 | 0 | 0 | 0 | 0 | 0 | 0 | 0 | 0 | 0 | 0 | 0 | 0 | 0 | 0 | 0 | 0 | 0 | 0 | 0 | 0 | 0 | 0 | 0 | 0 | 0 | 0 | 0 | 0 | 0 | 0 | 0 | 0 | 0 | 0 | 0 | 0 | 0 | 0 | 0 | 0 | 0 | 0 | 0 | 0 | 0
Commercial_Hospital_New_Food Preparation_Natural Gas_Broiler_Vintage_Codes & Standards Forecast | Commercial | Hospital | New | Food Preparation | Natural Gas | Broiler | Vintage |  | Codes & Standards Forecast | 0 | 0 | 0 | 0 | 0 | 0 | 0 | 0 | 0 | 0 | 0 | 0 | 0 | 0 | 0 | 0 | 0 | 0 | 0 | 0 | 0 | 0 | 0 | 0 | 0 | 0 | 0 | 0 | 0 | 0 | 0 | 0 | 0 | 0 | 0 | 0 | 0 | 0 | 0 | 0 | 0 | 0 | 0 | 0 | 0 | 0 | 0 | 0 | 0 | 0 | 0
Commercial_Hospital_New_Food Preparation_Natural Gas_Griddle_E1_Codes & Standards Forecast | Commercial | Hospital | New | Food Preparation | Natural Gas | Griddle | E1 |  | Codes & Standards Forecast | 0 | 556.2094 | 3239.0139 | 3239.0139 | 3239.0139 | 3239.0139 | 3239.0139 | 3239.0139 | 3239.0139 | 3239.0139 | 3239.0139 | 3239.0139 | 3127.772 | 2502.2176 | 2001.7741 | 1601.4193 | 1281.1354 | 879.1014 | 0 | 0 | 0 | 0 | 0 | 0 | 0 | 0 | 0 | 0 | 0 | 0 | 0 | 0 | 0 | 0 | 0 | 0 | 0 | 0 | 0 | 0 | 0 | 0 | 0 | 0 | 0 | 0 | 0 | 0 | 0 | 0 | 0
Commercial_Hospital_New_Food Preparation_Natural Gas_Griddle_E2_Codes & Standards Forecast | Commercial | Hospital | New | Food Preparation | Natural Gas | Griddle | E2 |  | Codes & Standards Forecast | 0 | 0 | 0 | 1714.5 | 3764.4395 | 5877.0897 | 8000.3563 | 9838.0368 | 11649.9631 | 13504.3002 | 15388.8217 | 17259.0267 | 19211.2218 | 21652.6362 | 23971.5644 | 26184.9043 | 28328.6798 | 30511.6641 | 33100.9757 | 34756.0054 | 36411.8483 | 38101.2198 | 39812.6083 | 41542.1044 | 43290.181 | 45043.1827 | 46803.0376 | 48564.0777 | 50332.8866 | 52105.5512 | 53891.4047 | 55678.5563 | 56437.7547 | 0 | 0 | 0 | 0 | 0 | 0 | 0 | 0 | 0 | 0 | 0 | 0 | 0 | 0 | 0 | 0 | 0 | 0
Commercial_Hospital_New_Food Preparation_Natural Gas_Griddle_E3_Codes & Standards Forecast | Commercial | Hospital | New | Food Preparation | Natural Gas | Griddle | E3 |  | Codes & Standards Forecast | 0 | 0 | 0 | 0 | 0 | 0 | 0 | 0 | 0 | 0 | 0 | 0 | 0 | 0 | 0 | 0 | 0 | 0 | 0 | 0 | 0 | 0 | 0 | 0 | 0 | 0 | 0 | 0 | 0 | 0 | 0 | 0 | 0 | 0 | 0 | 0 | 0 | 0 | 0 | 0 | 0 | 0 | 0 | 0 | 0 | 0 | 0 | 0 | 0 | 0 | 0
Commercial_Hospital_New_Food Preparation_Natural Gas_Griddle_E4_Codes & Standards Forecast | Commercial | Hospital | New | Food Preparation | Natural Gas | Griddle | E4 |  | Codes & Standards Forecast | 0 | 0 | 0 | 0 | 0 | 0 | 0 | 0 | 0 | 0 | 0 | 0 | 0 | 0 | 0 | 0 | 0 | 0 | 0 | 0 | 0 | 0 | 0 | 0 | 0 | 0 | 0 | 0 | 0 | 0 | 0 | 0 | 0 | 0 | 0 | 0 | 0 | 0 | 0 | 0 | 0 | 0 | 0 | 0 | 0 | 0 | 0 | 0 | 0 | 0 | 0
Commercial_Hospital_New_Food Preparation_Natural Gas_Griddle_E5_Codes & Standards Forecast | Commercial | Hospital | New | Food Preparation | Natural Gas | Griddle | E5 |  | Codes & Standards Forecast | 0 | 0 | 0 | 0 | 0 | 0 | 0 | 0 | 0 | 0 | 0 | 0 | 0 | 0 | 0 | 0 | 0 | 0 | 0 | 0 | 0 | 0 | 0 | 0 | 0 | 0 | 0 | 0 | 0 | 0 | 0 | 0 | 0 | 0 | 0 | 0 | 0 | 0 | 0 | 0 | 0 | 0 | 0 | 0 | 0 | 0 | 0 | 0 | 0 | 0 | 0
Commercial_Hospital_New_Food Preparation_Natural Gas_Griddle_E6_Codes & Standards Forecast | Commercial | Hospital | New | Food Preparation | Natural Gas | Griddle | E6 |  | Codes & Standards Forecast | 0 | 0 | 0 | 0 | 0 | 0 | 0 | 0 | 0 | 0 | 0 | 0 | 0 | 0 | 0 | 0 | 0 | 0 | 0 | 0 | 0 | 0 | 0 | 0 | 0 | 0 | 0 | 0 | 0 | 0 | 0 | 0 | 0 | 0 | 0 | 0 | 0 | 0 | 0 | 0 | 0 | 0 | 0 | 0 | 0 | 0 | 0 | 0 | 0 | 0 | 0
Commercial_Hospital_New_Food Preparation_Natural Gas_Griddle_E7_Codes & Standards Forecast | Commercial | Hospital | New | Food Preparation | Natural Gas | Griddle | E7 |  | Codes & Standards Forecast | 0 | 0 | 0 | 0 | 0 | 0 | 0 | 0 | 0 | 0 | 0 | 0 | 0 | 0 | 0 | 0 | 0 | 0 | 0 | 0 | 0 | 0 | 0 | 0 | 0 | 0 | 0 | 0 | 0 | 0 | 0 | 0 | 0 | 0 | 0 | 0 | 0 | 0 | 0 | 0 | 0 | 0 | 0 | 0 | 0 | 0 | 0 | 0 | 0 | 0 | 0
Commercial_Hospital_New_Food Preparation_Natural Gas_Griddle_E8_Codes & Standards Forecast | Commercial | Hospital | New | Food Preparation | Natural Gas | Griddle | E8 |  | Codes & Standards Forecast | 0 | 0 | 0 | 0 | 0 | 0 | 0 | 0 | 0 | 0 | 0 | 0 | 0 | 0 | 0 | 0 | 0 | 0 | 0 | 0 | 0 | 0 | 0 | 0 | 0 | 0 | 0 | 0 | 0 | 0 | 0 | 0 | 0 | 0 | 0 | 0 | 0 | 0 | 0 | 0 | 0 | 0 | 0 | 0 | 0 | 0 | 0 | 0 | 0 | 0 | 0
Commercial_Hospital_New_Food Preparation_Natural Gas_Griddle_E9_Codes & Standards Forecast | Commercial | Hospital | New | Food Preparation | Natural Gas | Griddle | E9 |  | Codes & Standards Forecast | 0 | 0 | 0 | 0 | 0 | 0 | 0 | 0 | 0 | 0 | 0 | 0 | 0 | 0 | 0 | 0 | 0 | 0 | 0 | 0 | 0 | 0 | 0 | 0 | 0 | 0 | 0 | 0 | 0 | 0 | 0 | 0 | 0 | 0 | 0 | 0 | 0 | 0 | 0 | 0 | 0 | 0 | 0 | 0 | 0 | 0 | 0 | 0 | 0 | 0 | 0
Commercial_Hospital_New_Food Preparation_Natural Gas_Griddle_E10_Codes & Standards Forecast | Commercial | Hospital | New | Food Preparation | Natural Gas | Griddle | E10 |  | Codes & Standards Forecast | 0 | 0 | 0 | 0 | 0 | 0 | 0 | 0 | 0 | 0 | 0 | 0 | 0 | 0 | 0 | 0 | 0 | 0 | 0 | 0 | 0 | 0 | 0 | 0 | 0 | 0 | 0 | 0 | 0 | 0 | 0 | 0 | 0 | 0 | 0 | 0 | 0 | 0 | 0 | 0 | 0 | 0 | 0 | 0 | 0 | 0 | 0 | 0 | 0 | 0 | 0
Commercial_Hospital_New_Food Preparation_Natural Gas_Griddle_Vintage_Codes & Standards Forecast | Commercial | Hospital | New | Food Preparation | Natural Gas | Griddle | Vintage |  | Codes & Standards Forecast | 0 | 0 | 0 | 0 | 0 | 0 | 0 | 0 | 0 | 0 | 0 | 0 | 0 | 0 | 0 | 0 | 0 | 0 | 0 | 0 | 0 | 0 | 0 | 0 | 0 | 0 | 0 | 0 | 0 | 0 | 0 | 0 | 0 | 0 | 0 | 0 | 0 | 0 | 0 | 0 | 0 | 0 | 0 | 0 | 0 | 0 | 0 | 0 | 0 | 0 | 0
Commercial_Hospital_New_Food Preparation_Natural Gas_Range_E1_Codes & Standards Forecast | Commercial | Hospital | New | Food Preparation | Natural Gas | Range | E1 |  | Codes & Standards Forecast | 0 | 2351.3726 | 13692.9159 | 20940.9564 | 29607.0662 | 38538.285 | 47514.3846 | 55283.1699 | 62943.0797 | 70782.2813 | 78749.0868 | 86655.3699 | 94437.9909 | 102114.5301 | 109802.1658 | 117466.5515 | 125175.3539 | 132704.3128 | 139934.2181 | 146930.8485 | 153930.9164 | 161072.7266 | 168307.6133 | 175619.05 | 183009.0354 | 190419.842 | 197859.6199 | 205304.4089 | 212782.0402 | 220275.9714 | 227825.6585 | 235380.8336 | 238590.3409 | 0 | 0 | 0 | 0 | 0 | 0 | 0 | 0 | 0 | 0 | 0 | 0 | 0 | 0 | 0 | 0 | 0 | 0
Commercial_Hospital_New_Food Preparation_Natural Gas_Range_E2_Codes & Standards Forecast | Commercial | Hospital | New | Food Preparation | Natural Gas | Range | E2 |  | Codes & Standards Forecast | 0 | 0 | 0 | 0 | 0 | 0 | 0 | 0 | 0 | 0 | 0 | 0 | 0 | 0 | 0 | 0 | 0 | 0 | 0 | 0 | 0 | 0 | 0 | 0 | 0 | 0 | 0 | 0 | 0 | 0 | 0 | 0 | 0 | 0 | 0 | 0 | 0 | 0 | 0 | 0 | 0 | 0 | 0 | 0 | 0 | 0 | 0 | 0 | 0 | 0 | 0
Commercial_Hospital_New_Food Preparation_Natural Gas_Range_E3_Codes & Standards Forecast | Commercial | Hospital | New | Food Preparation | Natural Gas | Range | E3 |  | Codes & Standards Forecast | 0 | 0 | 0 | 0 | 0 | 0 | 0 | 0 | 0 | 0 | 0 | 0 | 0 | 0 | 0 | 0 | 0 | 0 | 0 | 0 | 0 | 0 | 0 | 0 | 0 | 0 | 0 | 0 | 0 | 0 | 0 | 0 | 0 | 0 | 0 | 0 | 0 | 0 | 0 | 0 | 0 | 0 | 0 | 0 | 0 | 0 | 0 | 0 | 0 | 0 | 0
Commercial_Hospital_New_Food Preparation_Natural Gas_Range_E4_Codes & Standards Forecast | Commercial | Hospital | New | Food Preparation | Natural Gas | Range | E4 |  | Codes & Standards Forecast | 0 | 0 | 0 | 0 | 0 | 0 | 0 | 0 | 0 | 0 | 0 | 0 | 0 | 0 | 0 | 0 | 0 | 0 | 0 | 0 | 0 | 0 | 0 | 0 | 0 | 0 | 0 | 0 | 0 | 0 | 0 | 0 | 0 | 0 | 0 | 0 | 0 | 0 | 0 | 0 | 0 | 0 | 0 | 0 | 0 | 0 | 0 | 0 | 0 | 0 | 0
Commercial_Hospital_New_Food Preparation_Natural Gas_Range_E5_Codes & Standards Forecast | Commercial | Hospital | New | Food Preparation | Natural Gas | Range | E5 |  | Codes & Standards Forecast | 0 | 0 | 0 | 0 | 0 | 0 | 0 | 0 | 0 | 0 | 0 | 0 | 0 | 0 | 0 | 0 | 0 | 0 | 0 | 0 | 0 | 0 | 0 | 0 | 0 | 0 | 0 | 0 | 0 | 0 | 0 | 0 | 0 | 0 | 0 | 0 | 0 | 0 | 0 | 0 | 0 | 0 | 0 | 0 | 0 | 0 | 0 | 0 | 0 | 0 | 0
Commercial_Hospital_New_Food Preparation_Natural Gas_Range_E6_Codes & Standards Forecast | Commercial | Hospital | New | Food Preparation | Natural Gas | Range | E6 |  | Codes & Standards Forecast | 0 | 0 | 0 | 0 | 0 | 0 | 0 | 0 | 0 | 0 | 0 | 0 | 0 | 0 | 0 | 0 | 0 | 0 | 0 | 0 | 0 | 0 | 0 | 0 | 0 | 0 | 0 | 0 | 0 | 0 | 0 | 0 | 0 | 0 | 0 | 0 | 0 | 0 | 0 | 0 | 0 | 0 | 0 | 0 | 0 | 0 | 0 | 0 | 0 | 0 | 0
Commercial_Hospital_New_Food Preparation_Natural Gas_Range_E7_Codes & Standards Forecast | Commercial | Hospital | New | Food Preparation | Natural Gas | Range | E7 |  | Codes & Standards Forecast | 0 | 0 | 0 | 0 | 0 | 0 | 0 | 0 | 0 | 0 | 0 | 0 | 0 | 0 | 0 | 0 | 0 | 0 | 0 | 0 | 0 | 0 | 0 | 0 | 0 | 0 | 0 | 0 | 0 | 0 | 0 | 0 | 0 | 0 | 0 | 0 | 0 | 0 | 0 | 0 | 0 | 0 | 0 | 0 | 0 | 0 | 0 | 0 | 0 | 0 | 0
Commercial_Hospital_New_Food Preparation_Natural Gas_Range_E8_Codes & Standards Forecast | Commercial | Hospital | New | Food Preparation | Natural Gas | Range | E8 |  | Codes & Standards Forecast | 0 | 0 | 0 | 0 | 0 | 0 | 0 | 0 | 0 | 0 | 0 | 0 | 0 | 0 | 0 | 0 | 0 | 0 | 0 | 0 | 0 | 0 | 0 | 0 | 0 | 0 | 0 | 0 | 0 | 0 | 0 | 0 | 0 | 0 | 0 | 0 | 0 | 0 | 0 | 0 | 0 | 0 | 0 | 0 | 0 | 0 | 0 | 0 | 0 | 0 | 0
Commercial_Hospital_New_Food Preparation_Natural Gas_Range_E9_Codes & Standards Forecast | Commercial | Hospital | New | Food Preparation | Natural Gas | Range | E9 |  | Codes & Standards Forecast | 0 | 0 | 0 | 0 | 0 | 0 | 0 | 0 | 0 | 0 | 0 | 0 | 0 | 0 | 0 | 0 | 0 | 0 | 0 | 0 | 0 | 0 | 0 | 0 | 0 | 0 | 0 | 0 | 0 | 0 | 0 | 0 | 0 | 0 | 0 | 0 | 0 | 0 | 0 | 0 | 0 | 0 | 0 | 0 | 0 | 0 | 0 | 0 | 0 | 0 | 0
Commercial_Hospital_New_Food Preparation_Natural Gas_Range_E10_Codes & Standards Forecast | Commercial | Hospital | New | Food Preparation | Natural Gas | Range | E10 |  | Codes & Standards Forecast | 0 | 0 | 0 | 0 | 0 | 0 | 0 | 0 | 0 | 0 | 0 | 0 | 0 | 0 | 0 | 0 | 0 | 0 | 0 | 0 | 0 | 0 | 0 | 0 | 0 | 0 | 0 | 0 | 0 | 0 | 0 | 0 | 0 | 0 | 0 | 0 | 0 | 0 | 0 | 0 | 0 | 0 | 0 | 0 | 0 | 0 | 0 | 0 | 0 | 0 | 0
Commercial_Hospital_New_Food Preparation_Natural Gas_Range_Vintage_Codes & Standards Forecast | Commercial | Hospital | New | Food Preparation | Natural Gas | Range | Vintage |  | Codes & Standards Forecast | 0 | 0 | 0 | 0 | 0 | 0 | 0 | 0 | 0 | 0 | 0 | 0 | 0 | 0 | 0 | 0 | 0 | 0 | 0 | 0 | 0 | 0 | 0 | 0 | 0 | 0 | 0 | 0 | 0 | 0 | 0 | 0 | 0 | 0 | 0 | 0 | 0 | 0 | 0 | 0 | 0 | 0 | 0 | 0 | 0 | 0 | 0 | 0 | 0 | 0 | 0
Commercial_Hospital_New_Food Preparation_Natural Gas_Steamer_E1_Codes & Standards Forecast | Commercial | Hospital | New | Food Preparation | Natural Gas | Steamer | E1 |  | Codes & Standards Forecast | 0 | 258.3926 | 1504.716 | 1504.716 | 1504.716 | 1504.716 | 1504.716 | 1504.716 | 1504.716 | 1504.716 | 1476.0057 | 1312.0051 | 1166.2268 | 1036.646 | 921.4631 | 819.0783 | 728.0696 | 647.173 | 575.2649 | 431.7756 | 0 | 0 | 0 | 0 | 0 | 0 | 0 | 0 | 0 | 0 | 0 | 0 | 0 | 0 | 0 | 0 | 0 | 0 | 0 | 0 | 0 | 0 | 0 | 0 | 0 | 0 | 0 | 0 | 0 | 0 | 0
Commercial_Hospital_New_Food Preparation_Natural Gas_Steamer_E2_Codes & Standards Forecast | Commercial | Hospital | New | Food Preparation | Natural Gas | Steamer | E2 |  | Codes & Standards Forecast | 0 | 0 | 0 | 796.488 | 1748.8077 | 2730.2603 | 3716.6449 | 4570.3576 | 5412.1059 | 6273.5566 | 7177.7401 | 8210.563 | 9211.5744 | 10184.7309 | 11144.7089 | 12089.3339 | 13027.4638 | 13935.7185 | 14802.1217 | 15714.4715 | 16915.4853 | 17700.2996 | 18495.3421 | 19298.7967 | 20110.883 | 20925.2574 | 21742.8154 | 22560.9241 | 23382.6418 | 24206.1507 | 25035.7867 | 25866.0257 | 26218.7188 | 0 | 0 | 0 | 0 | 0 | 0 | 0 | 0 | 0 | 0 | 0 | 0 | 0 | 0 | 0 | 0 | 0 | 0
Commercial_Hospital_New_Food Preparation_Natural Gas_Steamer_E3_Codes & Standards Forecast | Commercial | Hospital | New | Food Preparation | Natural Gas | Steamer | E3 |  | Codes & Standards Forecast | 0 | 0 | 0 | 0 | 0 | 0 | 0 | 0 | 0 | 0 | 0 | 0 | 0 | 0 | 0 | 0 | 0 | 0 | 0 | 0 | 0 | 0 | 0 | 0 | 0 | 0 | 0 | 0 | 0 | 0 | 0 | 0 | 0 | 0 | 0 | 0 | 0 | 0 | 0 | 0 | 0 | 0 | 0 | 0 | 0 | 0 | 0 | 0 | 0 | 0 | 0
Commercial_Hospital_New_Food Preparation_Natural Gas_Steamer_E4_Codes & Standards Forecast | Commercial | Hospital | New | Food Preparation | Natural Gas | Steamer | E4 |  | Codes & Standards Forecast | 0 | 0 | 0 | 0 | 0 | 0 | 0 | 0 | 0 | 0 | 0 | 0 | 0 | 0 | 0 | 0 | 0 | 0 | 0 | 0 | 0 | 0 | 0 | 0 | 0 | 0 | 0 | 0 | 0 | 0 | 0 | 0 | 0 | 0 | 0 | 0 | 0 | 0 | 0 | 0 | 0 | 0 | 0 | 0 | 0 | 0 | 0 | 0 | 0 | 0 | 0
Commercial_Hospital_New_Food Preparation_Natural Gas_Steamer_E5_Codes & Standards Forecast | Commercial | Hospital | New | Food Preparation | Natural Gas | Steamer | E5 |  | Codes & Standards Forecast | 0 | 0 | 0 | 0 | 0 | 0 | 0 | 0 | 0 | 0 | 0 | 0 | 0 | 0 | 0 | 0 | 0 | 0 | 0 | 0 | 0 | 0 | 0 | 0 | 0 | 0 | 0 | 0 | 0 | 0 | 0 | 0 | 0 | 0 | 0 | 0 | 0 | 0 | 0 | 0 | 0 | 0 | 0 | 0 | 0 | 0 | 0 | 0 | 0 | 0 | 0
Commercial_Hospital_New_Food Preparation_Natural Gas_Steamer_E6_Codes & Standards Forecast | Commercial | Hospital | New | Food Preparation | Natural Gas | Steamer | E6 |  | Codes & Standards Forecast | 0 | 0 | 0 | 0 | 0 | 0 | 0 | 0 | 0 | 0 | 0 | 0 | 0 | 0 | 0 | 0 | 0 | 0 | 0 | 0 | 0 | 0 | 0 | 0 | 0 | 0 | 0 | 0 | 0 | 0 | 0 | 0 | 0 | 0 | 0 | 0 | 0 | 0 | 0 | 0 | 0 | 0 | 0 | 0 | 0 | 0 | 0 | 0 | 0 | 0 | 0
Commercial_Hospital_New_Food Preparation_Natural Gas_Steamer_E7_Codes & Standards Forecast | Commercial | Hospital | New | Food Preparation | Natural Gas | Steamer | E7 |  | Codes & Standards Forecast | 0 | 0 | 0 | 0 | 0 | 0 | 0 | 0 | 0 | 0 | 0 | 0 | 0 | 0 | 0 | 0 | 0 | 0 | 0 | 0 | 0 | 0 | 0 | 0 | 0 | 0 | 0 | 0 | 0 | 0 | 0 | 0 | 0 | 0 | 0 | 0 | 0 | 0 | 0 | 0 | 0 | 0 | 0 | 0 | 0 | 0 | 0 | 0 | 0 | 0 | 0
Commercial_Hospital_New_Food Preparation_Natural Gas_Steamer_E8_Codes & Standards Forecast | Commercial | Hospital | New | Food Preparation | Natural Gas | Steamer | E8 |  | Codes & Standards Forecast | 0 | 0 | 0 | 0 | 0 | 0 | 0 | 0 | 0 | 0 | 0 | 0 | 0 | 0 | 0 | 0 | 0 | 0 | 0 | 0 | 0 | 0 | 0 | 0 | 0 | 0 | 0 | 0 | 0 | 0 | 0 | 0 | 0 | 0 | 0 | 0 | 0 | 0 | 0 | 0 | 0 | 0 | 0 | 0 | 0 | 0 | 0 | 0 | 0 | 0 | 0
Commercial_Hospital_New_Food Preparation_Natural Gas_Steamer_E9_Codes & Standards Forecast | Commercial | Hospital | New | Food Preparation | Natural Gas | Steamer | E9 |  | Codes & Standards Forecast | 0 | 0 | 0 | 0 | 0 | 0 | 0 | 0 | 0 | 0 | 0 | 0 | 0 | 0 | 0 | 0 | 0 | 0 | 0 | 0 | 0 | 0 | 0 | 0 | 0 | 0 | 0 | 0 | 0 | 0 | 0 | 0 | 0 | 0 | 0 | 0 | 0 | 0 | 0 | 0 | 0 | 0 | 0 | 0 | 0 | 0 | 0 | 0 | 0 | 0 | 0
Commercial_Hospital_New_Food Preparation_Natural Gas_Steamer_E10_Codes & Standards Forecast | Commercial | Hospital | New | Food Preparation | Natural Gas | Steamer | E10 |  | Codes & Standards Forecast | 0 | 0 | 0 | 0 | 0 | 0 | 0 | 0 | 0 | 0 | 0 | 0 | 0 | 0 | 0 | 0 | 0 | 0 | 0 | 0 | 0 | 0 | 0 | 0 | 0 | 0 | 0 | 0 | 0 | 0 | 0 | 0 | 0 | 0 | 0 | 0 | 0 | 0 | 0 | 0 | 0 | 0 | 0 | 0 | 0 | 0 | 0 | 0 | 0 | 0 | 0
Commercial_Hospital_New_Food Preparation_Natural Gas_Steamer_Vintage_Codes & Standards Forecast | Commercial | Hospital | New | Food Preparation | Natural Gas | Steamer | Vintage |  | Codes & Standards Forecast | 0 | 0 | 0 | 0 | 0 | 0 | 0 | 0 | 0 | 0 | 0 | 0 | 0 | 0 | 0 | 0 | 0 | 0 | 0 | 0 | 0 | 0 | 0 | 0 | 0 | 0 | 0 | 0 | 0 | 0 | 0 | 0 | 0 | 0 | 0 | 0 | 0 | 0 | 0 | 0 | 0 | 0 | 0 | 0 | 0 | 0 | 0 | 0 | 0 | 0 | 0
Commercial_Hospital_New_Food Preparation_Natural Gas_Food Prep Other_E1_Codes & Standards Forecast | Commercial | Hospital | New | Food Preparation | Natural Gas | Food Prep Other | E1 |  | Codes & Standards Forecast | 0 | 0 | 0 | 0 | 0 | 0 | 0 | 0 | 0 | 0 | 0 | 0 | 0 | 0 | 0 | 0 | 0 | 0 | 0 | 0 | 0 | 0 | 0 | 0 | 0 | 0 | 0 | 0 | 0 | 0 | 0 | 0 | 0 | 0 | 0 | 0 | 0 | 0 | 0 | 0 | 0 | 0 | 0 | 0 | 0 | 0 | 0 | 0 | 0 | 0 | 0
Commercial_Hospital_New_Food Preparation_Natural Gas_Food Prep Other_E2_Codes & Standards Forecast | Commercial | Hospital | New | Food Preparation | Natural Gas | Food Prep Other | E2 |  | Codes & Standards Forecast | 0 | 0 | 0 | 0 | 0 | 0 | 0 | 0 | 0 | 0 | 0 | 0 | 0 | 0 | 0 | 0 | 0 | 0 | 0 | 0 | 0 | 0 | 0 | 0 | 0 | 0 | 0 | 0 | 0 | 0 | 0 | 0 | 0 | 0 | 0 | 0 | 0 | 0 | 0 | 0 | 0 | 0 | 0 | 0 | 0 | 0 | 0 | 0 | 0 | 0 | 0
Commercial_Hospital_New_Food Preparation_Natural Gas_Food Prep Other_E3_Codes & Standards Forecast | Commercial | Hospital | New | Food Preparation | Natural Gas | Food Prep Other | E3 |  | Codes & Standards Forecast | 0 | 0 | 0 | 0 | 0 | 0 | 0 | 0 | 0 | 0 | 0 | 0 | 0 | 0 | 0 | 0 | 0 | 0 | 0 | 0 | 0 | 0 | 0 | 0 | 0 | 0 | 0 | 0 | 0 | 0 | 0 | 0 | 0 | 0 | 0 | 0 | 0 | 0 | 0 | 0 | 0 | 0 | 0 | 0 | 0 | 0 | 0 | 0 | 0 | 0 | 0
Commercial_Hospital_New_Food Preparation_Natural Gas_Food Prep Other_E4_Codes & Standards Forecast | Commercial | Hospital | New | Food Preparation | Natural Gas | Food Prep Other | E4 |  | Codes & Standards Forecast | 0 | 0 | 0 | 0 | 0 | 0 | 0 | 0 | 0 | 0 | 0 | 0 | 0 | 0 | 0 | 0 | 0 | 0 | 0 | 0 | 0 | 0 | 0 | 0 | 0 | 0 | 0 | 0 | 0 | 0 | 0 | 0 | 0 | 0 | 0 | 0 | 0 | 0 | 0 | 0 | 0 | 0 | 0 | 0 | 0 | 0 | 0 | 0 | 0 | 0 | 0
Commercial_Hospital_New_Food Preparation_Natural Gas_Food Prep Other_E5_Codes & Standards Forecast | Commercial | Hospital | New | Food Preparation | Natural Gas | Food Prep Other | E5 |  | Codes & Standards Forecast | 0 | 0 | 0 | 0 | 0 | 0 | 0 | 0 | 0 | 0 | 0 | 0 | 0 | 0 | 0 | 0 | 0 | 0 | 0 | 0 | 0 | 0 | 0 | 0 | 0 | 0 | 0 | 0 | 0 | 0 | 0 | 0 | 0 | 0 | 0 | 0 | 0 | 0 | 0 | 0 | 0 | 0 | 0 | 0 | 0 | 0 | 0 | 0 | 0 | 0 | 0
Commercial_Hospital_New_Food Preparation_Natural Gas_Food Prep Other_E6_Codes & Standards Forecast | Commercial | Hospital | New | Food Preparation | Natural Gas | Food Prep Other | E6 |  | Codes & Standards Forecast | 0 | 0 | 0 | 0 | 0 | 0 | 0 | 0 | 0 | 0 | 0 | 0 | 0 | 0 | 0 | 0 | 0 | 0 | 0 | 0 | 0 | 0 | 0 | 0 | 0 | 0 | 0 | 0 | 0 | 0 | 0 | 0 | 0 | 0 | 0 | 0 | 0 | 0 | 0 | 0 | 0 | 0 | 0 | 0 | 0 | 0 | 0 | 0 | 0 | 0 | 0
Commercial_Hospital_New_Food Preparation_Natural Gas_Food Prep Other_E7_Codes & Standards Forecast | Commercial | Hospital | New | Food Preparation | Natural Gas | Food Prep Other | E7 |  | Codes & Standards Forecast | 0 | 0 | 0 | 0 | 0 | 0 | 0 | 0 | 0 | 0 | 0 | 0 | 0 | 0 | 0 | 0 | 0 | 0 | 0 | 0 | 0 | 0 | 0 | 0 | 0 | 0 | 0 | 0 | 0 | 0 | 0 | 0 | 0 | 0 | 0 | 0 | 0 | 0 | 0 | 0 | 0 | 0 | 0 | 0 | 0 | 0 | 0 | 0 | 0 | 0 | 0
Commercial_Hospital_New_Food Preparation_Natural Gas_Food Prep Other_E8_Codes & Standards Forecast | Commercial | Hospital | New | Food Preparation | Natural Gas | Food Prep Other | E8 |  | Codes & Standards Forecast | 0 | 0 | 0 | 0 | 0 | 0 | 0 | 0 | 0 | 0 | 0 | 0 | 0 | 0 | 0 | 0 | 0 | 0 | 0 | 0 | 0 | 0 | 0 | 0 | 0 | 0 | 0 | 0 | 0 | 0 | 0 | 0 | 0 | 0 | 0 | 0 | 0 | 0 | 0 | 0 | 0 | 0 | 0 | 0 | 0 | 0 | 0 | 0 | 0 | 0 | 0
Commercial_Hospital_New_Food Preparation_Natural Gas_Food Prep Other_E9_Codes & Standards Forecast | Commercial | Hospital | New | Food Preparation | Natural Gas | Food Prep Other | E9 |  | Codes & Standards Forecast | 0 | 0 | 0 | 0 | 0 | 0 | 0 | 0 | 0 | 0 | 0 | 0 | 0 | 0 | 0 | 0 | 0 | 0 | 0 | 0 | 0 | 0 | 0 | 0 | 0 | 0 | 0 | 0 | 0 | 0 | 0 | 0 | 0 | 0 | 0 | 0 | 0 | 0 | 0 | 0 | 0 | 0 | 0 | 0 | 0 | 0 | 0 | 0 | 0 | 0 | 0
Commercial_Hospital_New_Food Preparation_Natural Gas_Food Prep Other_E10_Codes & Standards Forecast | Commercial | Hospital | New | Food Preparation | Natural Gas | Food Prep Other | E10 |  | Codes & Standards Forecast | 0 | 0 | 0 | 0 | 0 | 0 | 0 | 0 | 0 | 0 | 0 | 0 | 0 | 0 | 0 | 0 | 0 | 0 | 0 | 0 | 0 | 0 | 0 | 0 | 0 | 0 | 0 | 0 | 0 | 0 | 0 | 0 | 0 | 0 | 0 | 0 | 0 | 0 | 0 | 0 | 0 | 0 | 0 | 0 | 0 | 0 | 0 | 0 | 0 | 0 | 0
Commercial_Hospital_New_Food Preparation_Natural Gas_Food Prep Other_Vintage_Codes & Standards Forecast | Commercial | Hospital | New | Food Preparation | Natural Gas | Food Prep Other | Vintage |  | Codes & Standards Forecast | 0 | 0 | 0 | 0 | 0 | 0 | 0 | 0 | 0 | 0 | 0 | 0 | 0 | 0 | 0 | 0 | 0 | 0 | 0 | 0 | 0 | 0 | 0 | 0 | 0 | 0 | 0 | 0 | 0 | 0 | 0 | 0 | 0 | 0 | 0 | 0 | 0 | 0 | 0 | 0 | 0 | 0 | 0 | 0 | 0 | 0 | 0 | 0 | 0 | 0 | 0
Commercial_Hospital_New_Miscellaneous_Natural Gas_Pool Heater_E1_Codes & Standards Forecast | Commercial | Hospital | New | Miscellaneous | Natural Gas | Pool Heater | E1 |  | Codes & Standards Forecast | 0 | 0 | 0 | 0 | 0 | 0 | 0 | 0 | 0 | 0 | 0 | 0 | 0 | 0 | 0 | 0 | 0 | 0 | 0 | 0 | 0 | 0 | 0 | 0 | 0 | 0 | 0 | 0 | 0 | 0 | 0 | 0 | 0 | 0 | 0 | 0 | 0 | 0 | 0 | 0 | 0 | 0 | 0 | 0 | 0 | 0 | 0 | 0 | 0 | 0 | 0
Commercial_Hospital_New_Miscellaneous_Natural Gas_Pool Heater_E2_Codes & Standards Forecast | Commercial | Hospital | New | Miscellaneous | Natural Gas | Pool Heater | E2 |  | Codes & Standards Forecast | 0 | 0 | 0 | 0 | 0 | 0 | 0 | 0 | 0 | 0 | 0 | 0 | 0 | 0 | 0 | 0 | 0 | 0 | 0 | 0 | 0 | 0 | 0 | 0 | 0 | 0 | 0 | 0 | 0 | 0 | 0 | 0 | 0 | 0 | 0 | 0 | 0 | 0 | 0 | 0 | 0 | 0 | 0 | 0 | 0 | 0 | 0 | 0 | 0 | 0 | 0
Commercial_Hospital_New_Miscellaneous_Natural Gas_Pool Heater_E3_Codes & Standards Forecast | Commercial | Hospital | New | Miscellaneous | Natural Gas | Pool Heater | E3 |  | Codes & Standards Forecast | 0 | 0 | 0 | 0 | 0 | 0 | 0 | 0 | 0 | 0 | 0 | 0 | 0 | 0 | 0 | 0 | 0 | 0 | 0 | 0 | 0 | 0 | 0 | 0 | 0 | 0 | 0 | 0 | 0 | 0 | 0 | 0 | 0 | 0 | 0 | 0 | 0 | 0 | 0 | 0 | 0 | 0 | 0 | 0 | 0 | 0 | 0 | 0 | 0 | 0 | 0
Commercial_Hospital_New_Miscellaneous_Natural Gas_Pool Heater_E4_Codes & Standards Forecast | Commercial | Hospital | New | Miscellaneous | Natural Gas | Pool Heater | E4 |  | Codes & Standards Forecast | 0 | 0 | 0 | 0 | 0 | 0 | 0 | 0 | 0 | 0 | 0 | 0 | 0 | 0 | 0 | 0 | 0 | 0 | 0 | 0 | 0 | 0 | 0 | 0 | 0 | 0 | 0 | 0 | 0 | 0 | 0 | 0 | 0 | 0 | 0 | 0 | 0 | 0 | 0 | 0 | 0 | 0 | 0 | 0 | 0 | 0 | 0 | 0 | 0 | 0 | 0
Commercial_Hospital_New_Miscellaneous_Natural Gas_Pool Heater_E5_Codes & Standards Forecast | Commercial | Hospital | New | Miscellaneous | Natural Gas | Pool Heater | E5 |  | Codes & Standards Forecast | 0 | 0 | 0 | 0 | 0 | 0 | 0 | 0 | 0 | 0 | 0 | 0 | 0 | 0 | 0 | 0 | 0 | 0 | 0 | 0 | 0 | 0 | 0 | 0 | 0 | 0 | 0 | 0 | 0 | 0 | 0 | 0 | 0 | 0 | 0 | 0 | 0 | 0 | 0 | 0 | 0 | 0 | 0 | 0 | 0 | 0 | 0 | 0 | 0 | 0 | 0
Commercial_Hospital_New_Miscellaneous_Natural Gas_Pool Heater_E6_Codes & Standards Forecast | Commercial | Hospital | New | Miscellaneous | Natural Gas | Pool Heater | E6 |  | Codes & Standards Forecast | 0 | 0 | 0 | 0 | 0 | 0 | 0 | 0 | 0 | 0 | 0 | 0 | 0 | 0 | 0 | 0 | 0 | 0 | 0 | 0 | 0 | 0 | 0 | 0 | 0 | 0 | 0 | 0 | 0 | 0 | 0 | 0 | 0 | 0 | 0 | 0 | 0 | 0 | 0 | 0 | 0 | 0 | 0 | 0 | 0 | 0 | 0 | 0 | 0 | 0 | 0
Commercial_Hospital_New_Miscellaneous_Natural Gas_Pool Heater_E7_Codes & Standards Forecast | Commercial | Hospital | New | Miscellaneous | Natural Gas | Pool Heater | E7 |  | Codes & Standards Forecast | 0 | 0 | 0 | 0 | 0 | 0 | 0 | 0 | 0 | 0 | 0 | 0 | 0 | 0 | 0 | 0 | 0 | 0 | 0 | 0 | 0 | 0 | 0 | 0 | 0 | 0 | 0 | 0 | 0 | 0 | 0 | 0 | 0 | 0 | 0 | 0 | 0 | 0 | 0 | 0 | 0 | 0 | 0 | 0 | 0 | 0 | 0 | 0 | 0 | 0 | 0
Commercial_Hospital_New_Miscellaneous_Natural Gas_Pool Heater_E8_Codes & Standards Forecast | Commercial | Hospital | New | Miscellaneous | Natural Gas | Pool Heater | E8 |  | Codes & Standards Forecast | 0 | 0 | 0 | 0 | 0 | 0 | 0 | 0 | 0 | 0 | 0 | 0 | 0 | 0 | 0 | 0 | 0 | 0 | 0 | 0 | 0 | 0 | 0 | 0 | 0 | 0 | 0 | 0 | 0 | 0 | 0 | 0 | 0 | 0 | 0 | 0 | 0 | 0 | 0 | 0 | 0 | 0 | 0 | 0 | 0 | 0 | 0 | 0 | 0 | 0 | 0
Commercial_Hospital_New_Miscellaneous_Natural Gas_Pool Heater_E9_Codes & Standards Forecast | Commercial | Hospital | New | Miscellaneous | Natural Gas | Pool Heater | E9 |  | Codes & Standards Forecast | 0 | 0 | 0 | 0 | 0 | 0 | 0 | 0 | 0 | 0 | 0 | 0 | 0 | 0 | 0 | 0 | 0 | 0 | 0 | 0 | 0 | 0 | 0 | 0 | 0 | 0 | 0 | 0 | 0 | 0 | 0 | 0 | 0 | 0 | 0 | 0 | 0 | 0 | 0 | 0 | 0 | 0 | 0 | 0 | 0 | 0 | 0 | 0 | 0 | 0 | 0
Commercial_Hospital_New_Miscellaneous_Natural Gas_Pool Heater_E10_Codes & Standards Forecast | Commercial | Hospital | New | Miscellaneous | Natural Gas | Pool Heater | E10 |  | Codes & Standards Forecast | 0 | 0 | 0 | 0 | 0 | 0 | 0 | 0 | 0 | 0 | 0 | 0 | 0 | 0 | 0 | 0 | 0 | 0 | 0 | 0 | 0 | 0 | 0 | 0 | 0 | 0 | 0 | 0 | 0 | 0 | 0 | 0 | 0 | 0 | 0 | 0 | 0 | 0 | 0 | 0 | 0 | 0 | 0 | 0 | 0 | 0 | 0 | 0 | 0 | 0 | 0
Commercial_Hospital_New_Miscellaneous_Natural Gas_Pool Heater_Vintage_Codes & Standards Forecast | Commercial | Hospital | New | Miscellaneous | Natural Gas | Pool Heater | Vintage |  | Codes & Standards Forecast | 0 | 0 | 0 | 0 | 0 | 0 | 0 | 0 | 0 | 0 | 0 | 0 | 0 | 0 | 0 | 0 | 0 | 0 | 0 | 0 | 0 | 0 | 0 | 0 | 0 | 0 | 0 | 0 | 0 | 0 | 0 | 0 | 0 | 0 | 0 | 0 | 0 | 0 | 0 | 0 | 0 | 0 | 0 | 0 | 0 | 0 | 0 | 0 | 0 | 0 | 0
Commercial_Hospital_New_Miscellaneous_Natural Gas_Miscellaneous_E1_Codes & Standards Forecast | Commercial | Hospital | New | Miscellaneous | Natural Gas | Miscellaneous | E1 |  | Codes & Standards Forecast | 0 | 21601.6209 | 125794.2606 | 192380.6548 | 271994.5862 | 354044.0246 | 436505.7746 | 507876.1541 | 578246.3143 | 650263.5954 | 723453.1494 | 796086.6947 | 867584.18 | 938107.1113 | 1008731.985 | 1079143.264 | 1149962.5918 | 1219129.7307 | 1285549.5205 | 1349826.2569 | 1414134.5728 | 1479745.0489 | 1546210.6016 | 1613379.4046 | 1681269.82 | 1749351.516 | 1817699.3653 | 1886093.2506 | 1954788.853 | 2023634.1992 | 2092991.764 | 2162399.7462 | 2191884.8903 | 0 | 0 | 0 | 0 | 0 | 0 | 0 | 0 | 0 | 0 | 0 | 0 | 0 | 0 | 0 | 0 | 0 | 0
Commercial_Hospital_New_Miscellaneous_Natural Gas_Miscellaneous_E2_Codes & Standards Forecast | Commercial | Hospital | New | Miscellaneous | Natural Gas | Miscellaneous | E2 |  | Codes & Standards Forecast | 0 | 0 | 0 | 0 | 0 | 0 | 0 | 0 | 0 | 0 | 0 | 0 | 0 | 0 | 0 | 0 | 0 | 0 | 0 | 0 | 0 | 0 | 0 | 0 | 0 | 0 | 0 | 0 | 0 | 0 | 0 | 0 | 0 | 0 | 0 | 0 | 0 | 0 | 0 | 0 | 0 | 0 | 0 | 0 | 0 | 0 | 0 | 0 | 0 | 0 | 0
Commercial_Hospital_New_Miscellaneous_Natural Gas_Miscellaneous_E3_Codes & Standards Forecast | Commercial | Hospital | New | Miscellaneous | Natural Gas | Miscellaneous | E3 |  | Codes & Standards Forecast | 0 | 0 | 0 | 0 | 0 | 0 | 0 | 0 | 0 | 0 | 0 | 0 | 0 | 0 | 0 | 0 | 0 | 0 | 0 | 0 | 0 | 0 | 0 | 0 | 0 | 0 | 0 | 0 | 0 | 0 | 0 | 0 | 0 | 0 | 0 | 0 | 0 | 0 | 0 | 0 | 0 | 0 | 0 | 0 | 0 | 0 | 0 | 0 | 0 | 0 | 0
Commercial_Hospital_New_Miscellaneous_Natural Gas_Miscellaneous_E4_Codes & Standards Forecast | Commercial | Hospital | New | Miscellaneous | Natural Gas | Miscellaneous | E4 |  | Codes & Standards Forecast | 0 | 0 | 0 | 0 | 0 | 0 | 0 | 0 | 0 | 0 | 0 | 0 | 0 | 0 | 0 | 0 | 0 | 0 | 0 | 0 | 0 | 0 | 0 | 0 | 0 | 0 | 0 | 0 | 0 | 0 | 0 | 0 | 0 | 0 | 0 | 0 | 0 | 0 | 0 | 0 | 0 | 0 | 0 | 0 | 0 | 0 | 0 | 0 | 0 | 0 | 0
Commercial_Hospital_New_Miscellaneous_Natural Gas_Miscellaneous_E5_Codes & Standards Forecast | Commercial | Hospital | New | Miscellaneous | Natural Gas | Miscellaneous | E5 |  | Codes & Standards Forecast | 0 | 0 | 0 | 0 | 0 | 0 | 0 | 0 | 0 | 0 | 0 | 0 | 0 | 0 | 0 | 0 | 0 | 0 | 0 | 0 | 0 | 0 | 0 | 0 | 0 | 0 | 0 | 0 | 0 | 0 | 0 | 0 | 0 | 0 | 0 | 0 | 0 | 0 | 0 | 0 | 0 | 0 | 0 | 0 | 0 | 0 | 0 | 0 | 0 | 0 | 0
Commercial_Hospital_New_Miscellaneous_Natural Gas_Miscellaneous_E6_Codes & Standards Forecast | Commercial | Hospital | New | Miscellaneous | Natural Gas | Miscellaneous | E6 |  | Codes & Standards Forecast | 0 | 0 | 0 | 0 | 0 | 0 | 0 | 0 | 0 | 0 | 0 | 0 | 0 | 0 | 0 | 0 | 0 | 0 | 0 | 0 | 0 | 0 | 0 | 0 | 0 | 0 | 0 | 0 | 0 | 0 | 0 | 0 | 0 | 0 | 0 | 0 | 0 | 0 | 0 | 0 | 0 | 0 | 0 | 0 | 0 | 0 | 0 | 0 | 0 | 0 | 0
Commercial_Hospital_New_Miscellaneous_Natural Gas_Miscellaneous_E7_Codes & Standards Forecast | Commercial | Hospital | New | Miscellaneous | Natural Gas | Miscellaneous | E7 |  | Codes & Standards Forecast | 0 | 0 | 0 | 0 | 0 | 0 | 0 | 0 | 0 | 0 | 0 | 0 | 0 | 0 | 0 | 0 | 0 | 0 | 0 | 0 | 0 | 0 | 0 | 0 | 0 | 0 | 0 | 0 | 0 | 0 | 0 | 0 | 0 | 0 | 0 | 0 | 0 | 0 | 0 | 0 | 0 | 0 | 0 | 0 | 0 | 0 | 0 | 0 | 0 | 0 | 0
Commercial_Hospital_New_Miscellaneous_Natural Gas_Miscellaneous_E8_Codes & Standards Forecast | Commercial | Hospital | New | Miscellaneous | Natural Gas | Miscellaneous | E8 |  | Codes & Standards Forecast | 0 | 0 | 0 | 0 | 0 | 0 | 0 | 0 | 0 | 0 | 0 | 0 | 0 | 0 | 0 | 0 | 0 | 0 | 0 | 0 | 0 | 0 | 0 | 0 | 0 | 0 | 0 | 0 | 0 | 0 | 0 | 0 | 0 | 0 | 0 | 0 | 0 | 0 | 0 | 0 | 0 | 0 | 0 | 0 | 0 | 0 | 0 | 0 | 0 | 0 | 0
Commercial_Hospital_New_Miscellaneous_Natural Gas_Miscellaneous_E9_Codes & Standards Forecast | Commercial | Hospital | New | Miscellaneous | Natural Gas | Miscellaneous | E9 |  | Codes & Standards Forecast | 0 | 0 | 0 | 0 | 0 | 0 | 0 | 0 | 0 | 0 | 0 | 0 | 0 | 0 | 0 | 0 | 0 | 0 | 0 | 0 | 0 | 0 | 0 | 0 | 0 | 0 | 0 | 0 | 0 | 0 | 0 | 0 | 0 | 0 | 0 | 0 | 0 | 0 | 0 | 0 | 0 | 0 | 0 | 0 | 0 | 0 | 0 | 0 | 0 | 0 | 0
Commercial_Hospital_New_Miscellaneous_Natural Gas_Miscellaneous_E10_Codes & Standards Forecast | Commercial | Hospital | New | Miscellaneous | Natural Gas | Miscellaneous | E10 |  | Codes & Standards Forecast | 0 | 0 | 0 | 0 | 0 | 0 | 0 | 0 | 0 | 0 | 0 | 0 | 0 | 0 | 0 | 0 | 0 | 0 | 0 | 0 | 0 | 0 | 0 | 0 | 0 | 0 | 0 | 0 | 0 | 0 | 0 | 0 | 0 | 0 | 0 | 0 | 0 | 0 | 0 | 0 | 0 | 0 | 0 | 0 | 0 | 0 | 0 | 0 | 0 | 0 | 0
Commercial_Hospital_New_Miscellaneous_Natural Gas_Miscellaneous_Vintage_Codes & Standards Forecast | Commercial | Hospital | New | Miscellaneous | Natural Gas | Miscellaneous | Vintage |  | Codes & Standards Forecast | 0 | 0 | 0 | 0 | 0 | 0 | 0 | 0 | 0 | 0 | 0 | 0 | 0 | 0 | 0 | 0 | 0 | 0 | 0 | 0 | 0 | 0 | 0 | 0 | 0 | 0 | 0 | 0 | 0 | 0 | 0 | 0 | 0 | 0 | 0 | 0 | 0 | 0 | 0 | 0 | 0 | 0 | 0 | 0 | 0 | 0 | 0 | 0 | 0 | 0 | 0
Commercial_Other Health_Existing_Space Heating_Natural Gas_Furnace_E1_Codes & Standards Forecast | Commercial | Other Health | Existing | Space Heating | Natural Gas | Furnace | E1 |  | Codes & Standards Forecast | 0 | 4526.6339 | 9411.1303 | 14600.6476 | 25402.081 | 25333.8149 | 25273.5494 | 25219.2689 | 25166.829 | 25114.7137 | 25062.3376 | 25010.0316 | 24958.1714 | 24906.8861 | 24855.852 | 24805.0202 | 24754.1422 | 24703.8381 | 24654.8145 | 24273.7065 | 23557.4356 | 22505.4868 | 20734.12 | 19101.7588 | 17597.4959 | 16211.4236 | 14934.3119 | 13757.6725 | 12673.5914 | 11674.8158 | 10754.5916 | 9906.798 | 7764.4389 | 0 | 0 | 0 | 0 | 0 | 0 | 0 | 0 | 0 | 0 | 0 | 0 | 0 | 0 | 0 | 0 | 0 | 0
Commercial_Other Health_Existing_Space Heating_Natural Gas_Furnace_E2_Codes & Standards Forecast | Commercial | Other Health | Existing | Space Heating | Natural Gas | Furnace | E2 |  | Codes & Standards Forecast | 0 | 0 | 0 | 0 | 0 | 0 | 0 | 0 | 0 | 0 | 0 | 0 | 0 | 0 | 0 | 0 | 0 | 0 | 0 | 0 | 0 | 0 | 0 | 0 | 0 | 0 | 0 | 0 | 0 | 0 | 0 | 0 | 0 | 0 | 0 | 0 | 0 | 0 | 0 | 0 | 0 | 0 | 0 | 0 | 0 | 0 | 0 | 0 | 0 | 0 | 0
Commercial_Other Health_Existing_Space Heating_Natural Gas_Furnace_E3_Codes & Standards Forecast | Commercial | Other Health | Existing | Space Heating | Natural Gas | Furnace | E3 |  | Codes & Standards Forecast | 0 | 0 | 0 | 0 | 0 | 5890.2065 | 12042.5217 | 18436.9808 | 25051.7863 | 31866.0376 | 38860.2742 | 46017.5407 | 53322.7233 | 60761.8228 | 68320.9294 | 75987.6542 | 83749.8593 | 91599.2152 | 99529.3889 | 107144.1859 | 114495.3667 | 121626.5597 | 128963.5267 | 135687.3597 | 141845.4906 | 147482.8761 | 152640.497 | 157356.5247 | 161665.3024 | 165598.9361 | 169186.0149 | 172454.3494 | 180117.8149 | 0 | 0 | 0 | 0 | 0 | 0 | 0 | 0 | 0 | 0 | 0 | 0 | 0 | 0 | 0 | 0 | 0 | 0
Commercial_Other Health_Existing_Space Heating_Natural Gas_Furnace_E4_Codes & Standards Forecast | Commercial | Other Health | Existing | Space Heating | Natural Gas | Furnace | E4 |  | Codes & Standards Forecast | 0 | 0 | 0 | 0 | 0 | 0 | 0 | 0 | 0 | 0 | 0 | 0 | 0 | 0 | 0 | 0 | 0 | 0 | 0 | 0 | 0 | 0 | 0 | 0 | 0 | 0 | 0 | 0 | 0 | 0 | 0 | 0 | 0 | 0 | 0 | 0 | 0 | 0 | 0 | 0 | 0 | 0 | 0 | 0 | 0 | 0 | 0 | 0 | 0 | 0 | 0
Commercial_Other Health_Existing_Space Heating_Natural Gas_Furnace_E5_Codes & Standards Forecast | Commercial | Other Health | Existing | Space Heating | Natural Gas | Furnace | E5 |  | Codes & Standards Forecast | 0 | 0 | 0 | 0 | 0 | 0 | 0 | 0 | 0 | 0 | 0 | 0 | 0 | 0 | 0 | 0 | 0 | 0 | 0 | 0 | 0 | 0 | 0 | 0 | 0 | 0 | 0 | 0 | 0 | 0 | 0 | 0 | 0 | 0 | 0 | 0 | 0 | 0 | 0 | 0 | 0 | 0 | 0 | 0 | 0 | 0 | 0 | 0 | 0 | 0 | 0
Commercial_Other Health_Existing_Space Heating_Natural Gas_Furnace_E6_Codes & Standards Forecast | Commercial | Other Health | Existing | Space Heating | Natural Gas | Furnace | E6 |  | Codes & Standards Forecast | 0 | 0 | 0 | 0 | 0 | 0 | 0 | 0 | 0 | 0 | 0 | 0 | 0 | 0 | 0 | 0 | 0 | 0 | 0 | 0 | 0 | 0 | 0 | 0 | 0 | 0 | 0 | 0 | 0 | 0 | 0 | 0 | 0 | 0 | 0 | 0 | 0 | 0 | 0 | 0 | 0 | 0 | 0 | 0 | 0 | 0 | 0 | 0 | 0 | 0 | 0
Commercial_Other Health_Existing_Space Heating_Natural Gas_Furnace_E7_Codes & Standards Forecast | Commercial | Other Health | Existing | Space Heating | Natural Gas | Furnace | E7 |  | Codes & Standards Forecast | 0 | 0 | 0 | 0 | 0 | 0 | 0 | 0 | 0 | 0 | 0 | 0 | 0 | 0 | 0 | 0 | 0 | 0 | 0 | 0 | 0 | 0 | 0 | 0 | 0 | 0 | 0 | 0 | 0 | 0 | 0 | 0 | 0 | 0 | 0 | 0 | 0 | 0 | 0 | 0 | 0 | 0 | 0 | 0 | 0 | 0 | 0 | 0 | 0 | 0 | 0
Commercial_Other Health_Existing_Space Heating_Natural Gas_Furnace_E8_Codes & Standards Forecast | Commercial | Other Health | Existing | Space Heating | Natural Gas | Furnace | E8 |  | Codes & Standards Forecast | 0 | 0 | 0 | 0 | 0 | 0 | 0 | 0 | 0 | 0 | 0 | 0 | 0 | 0 | 0 | 0 | 0 | 0 | 0 | 0 | 0 | 0 | 0 | 0 | 0 | 0 | 0 | 0 | 0 | 0 | 0 | 0 | 0 | 0 | 0 | 0 | 0 | 0 | 0 | 0 | 0 | 0 | 0 | 0 | 0 | 0 | 0 | 0 | 0 | 0 | 0
Commercial_Other Health_Existing_Space Heating_Natural Gas_Furnace_E9_Codes & Standards Forecast | Commercial | Other Health | Existing | Space Heating | Natural Gas | Furnace | E9 |  | Codes & Standards Forecast | 0 | 0 | 0 | 0 | 0 | 0 | 0 | 0 | 0 | 0 | 0 | 0 | 0 | 0 | 0 | 0 | 0 | 0 | 0 | 0 | 0 | 0 | 0 | 0 | 0 | 0 | 0 | 0 | 0 | 0 | 0 | 0 | 0 | 0 | 0 | 0 | 0 | 0 | 0 | 0 | 0 | 0 | 0 | 0 | 0 | 0 | 0 | 0 | 0 | 0 | 0
Commercial_Other Health_Existing_Space Heating_Natural Gas_Furnace_E10_Codes & Standards Forecast | Commercial | Other Health | Existing | Space Heating | Natural Gas | Furnace | E10 |  | Codes & Standards Forecast | 0 | 0 | 0 | 0 | 0 | 0 | 0 | 0 | 0 | 0 | 0 | 0 | 0 | 0 | 0 | 0 | 0 | 0 | 0 | 0 | 0 | 0 | 0 | 0 | 0 | 0 | 0 | 0 | 0 | 0 | 0 | 0 | 0 | 0 | 0 | 0 | 0 | 0 | 0 | 0 | 0 | 0 | 0 | 0 | 0 | 0 | 0 | 0 | 0 | 0 | 0
Commercial_Other Health_Existing_Space Heating_Natural Gas_Furnace_Vintage_Codes & Standards Forecast | Commercial | Other Health | Existing | Space Heating | Natural Gas | Furnace | Vintage |  | Codes & Standards Forecast | 226730.8125 | 221050.6234 | 215012.5718 | 208429.9829 | 202839.8131 | 196404.4907 | 189770.9454 | 182943.0477 | 175909.5004 | 168679.1 | 161266.6315 | 153691.693 | 145972.3981 | 138123.7773 | 130157.1548 | 122084.53 | 113916.0558 | 105665.0134 | 97343.3778 | 89681.912 | 82625.478 | 76123.6054 | 70132.0521 | 64610.6774 | 59522.5888 | 54834.2734 | 50514.5112 | 46534.5914 | 42867.7451 | 39489.44 | 36376.8309 | 33509.2143 | 30931.5824 | 0 | 0 | 0 | 0 | 0 | 0 | 0 | 0 | 0 | 0 | 0 | 0 | 0 | 0 | 0 | 0 | 0 | 0
Commercial_Other Health_Existing_Space Heating_Natural Gas_Boiler_E1_Codes & Standards Forecast | Commercial | Other Health | Existing | Space Heating | Natural Gas | Boiler | E1 |  | Codes & Standards Forecast | 0 | 23471.0021 | 48797.553 | 75705.665 | 134061.7045 | 133701.4243 | 133383.3678 | 133096.8979 | 132820.1413 | 132545.0984 | 132268.6788 | 131992.6294 | 131718.9327 | 131448.2702 | 131178.9332 | 130910.6641 | 130642.1511 | 130376.6668 | 130117.9403 | 129866.6784 | 129619.0892 | 127648.2325 | 123940.7562 | 118498.1407 | 109166.4163 | 100567.8891 | 92645.301 | 85345.9951 | 78620.8764 | 72424.9521 | 66716.323 | 61457.0183 | 56729.5554 | 0 | 0 | 0 | 0 | 0 | 0 | 0 | 0 | 0 | 0 | 0 | 0 | 0 | 0 | 0 | 0 | 0 | 0
Commercial_Other Health_Existing_Space Heating_Natural Gas_Boiler_E2_Codes & Standards Forecast | Commercial | Other Health | Existing | Space Heating | Natural Gas | Boiler | E2 |  | Codes & Standards Forecast | 0 | 0 | 0 | 0 | 0 | 0 | 0 | 0 | 0 | 0 | 0 | 0 | 0 | 0 | 0 | 0 | 0 | 0 | 0 | 0 | 0 | 0 | 0 | 0 | 0 | 0 | 0 | 0 | 0 | 0 | 0 | 0 | 0 | 0 | 0 | 0 | 0 | 0 | 0 | 0 | 0 | 0 | 0 | 0 | 0 | 0 | 0 | 0 | 0 | 0 | 0
Commercial_Other Health_Existing_Space Heating_Natural Gas_Boiler_E3_Codes & Standards Forecast | Commercial | Other Health | Existing | Space Heating | Natural Gas | Boiler | E3 |  | Codes & Standards Forecast | 0 | 0 | 0 | 0 | 0 | 30541.2479 | 62441.5528 | 95597.396 | 129895.7546 | 165228.2576 | 201494.0002 | 238605.0677 | 276483.0937 | 315055.4906 | 354250.1349 | 394002.789 | 434250.5177 | 474950.1305 | 516068.7908 | 557569.6194 | 599399.6788 | 639492.1328 | 678123.427 | 715538.6134 | 754119.4131 | 789460.9444 | 821817.9429 | 851427.4009 | 878503.2546 | 903245.1306 | 925831.5493 | 946435.0127 | 983809.199 | 0 | 0 | 0 | 0 | 0 | 0 | 0 | 0 | 0 | 0 | 0 | 0 | 0 | 0 | 0 | 0 | 0 | 0
Commercial_Other Health_Existing_Space Heating_Natural Gas_Boiler_E4_Codes & Standards Forecast | Commercial | Other Health | Existing | Space Heating | Natural Gas | Boiler | E4 |  | Codes & Standards Forecast | 0 | 0 | 0 | 0 | 0 | 0 | 0 | 0 | 0 | 0 | 0 | 0 | 0 | 0 | 0 | 0 | 0 | 0 | 0 | 0 | 0 | 0 | 0 | 0 | 0 | 0 | 0 | 0 | 0 | 0 | 0 | 0 | 0 | 0 | 0 | 0 | 0 | 0 | 0 | 0 | 0 | 0 | 0 | 0 | 0 | 0 | 0 | 0 | 0 | 0 | 0
Commercial_Other Health_Existing_Space Heating_Natural Gas_Boiler_E5_Codes & Standards Forecast | Commercial | Other Health | Existing | Space Heating | Natural Gas | Boiler | E5 |  | Codes & Standards Forecast | 0 | 0 | 0 | 0 | 0 | 0 | 0 | 0 | 0 | 0 | 0 | 0 | 0 | 0 | 0 | 0 | 0 | 0 | 0 | 0 | 0 | 0 | 0 | 0 | 0 | 0 | 0 | 0 | 0 | 0 | 0 | 0 | 0 | 0 | 0 | 0 | 0 | 0 | 0 | 0 | 0 | 0 | 0 | 0 | 0 | 0 | 0 | 0 | 0 | 0 | 0
Commercial_Other Health_Existing_Space Heating_Natural Gas_Boiler_E6_Codes & Standards Forecast | Commercial | Other Health | Existing | Space Heating | Natural Gas | Boiler | E6 |  | Codes & Standards Forecast | 0 | 0 | 0 | 0 | 0 | 0 | 0 | 0 | 0 | 0 | 0 | 0 | 0 | 0 | 0 | 0 | 0 | 0 | 0 | 0 | 0 | 0 | 0 | 0 | 0 | 0 | 0 | 0 | 0 | 0 | 0 | 0 | 0 | 0 | 0 | 0 | 0 | 0 | 0 | 0 | 0 | 0 | 0 | 0 | 0 | 0 | 0 | 0 | 0 | 0 | 0
Commercial_Other Health_Existing_Space Heating_Natural Gas_Boiler_E7_Codes & Standards Forecast | Commercial | Other Health | Existing | Space Heating | Natural Gas | Boiler | E7 |  | Codes & Standards Forecast | 0 | 0 | 0 | 0 | 0 | 0 | 0 | 0 | 0 | 0 | 0 | 0 | 0 | 0 | 0 | 0 | 0 | 0 | 0 | 0 | 0 | 0 | 0 | 0 | 0 | 0 | 0 | 0 | 0 | 0 | 0 | 0 | 0 | 0 | 0 | 0 | 0 | 0 | 0 | 0 | 0 | 0 | 0 | 0 | 0 | 0 | 0 | 0 | 0 | 0 | 0
Commercial_Other Health_Existing_Space Heating_Natural Gas_Boiler_E8_Codes & Standards Forecast | Commercial | Other Health | Existing | Space Heating | Natural Gas | Boiler | E8 |  | Codes & Standards Forecast | 0 | 0 | 0 | 0 | 0 | 0 | 0 | 0 | 0 | 0 | 0 | 0 | 0 | 0 | 0 | 0 | 0 | 0 | 0 | 0 | 0 | 0 | 0 | 0 | 0 | 0 | 0 | 0 | 0 | 0 | 0 | 0 | 0 | 0 | 0 | 0 | 0 | 0 | 0 | 0 | 0 | 0 | 0 | 0 | 0 | 0 | 0 | 0 | 0 | 0 | 0
Commercial_Other Health_Existing_Space Heating_Natural Gas_Boiler_E9_Codes & Standards Forecast | Commercial | Other Health | Existing | Space Heating | Natural Gas | Boiler | E9 |  | Codes & Standards Forecast | 0 | 0 | 0 | 0 | 0 | 0 | 0 | 0 | 0 | 0 | 0 | 0 | 0 | 0 | 0 | 0 | 0 | 0 | 0 | 0 | 0 | 0 | 0 | 0 | 0 | 0 | 0 | 0 | 0 | 0 | 0 | 0 | 0 | 0 | 0 | 0 | 0 | 0 | 0 | 0 | 0 | 0 | 0 | 0 | 0 | 0 | 0 | 0 | 0 | 0 | 0
Commercial_Other Health_Existing_Space Heating_Natural Gas_Boiler_E10_Codes & Standards Forecast | Commercial | Other Health | Existing | Space Heating | Natural Gas | Boiler | E10 |  | Codes & Standards Forecast | 0 | 0 | 0 | 0 | 0 | 0 | 0 | 0 | 0 | 0 | 0 | 0 | 0 | 0 | 0 | 0 | 0 | 0 | 0 | 0 | 0 | 0 | 0 | 0 | 0 | 0 | 0 | 0 | 0 | 0 | 0 | 0 | 0 | 0 | 0 | 0 | 0 | 0 | 0 | 0 | 0 | 0 | 0 | 0 | 0 | 0 | 0 | 0 | 0 | 0 | 0
Commercial_Other Health_Existing_Space Heating_Natural Gas_Boiler_Vintage_Codes & Standards Forecast | Commercial | Other Health | Existing | Space Heating | Natural Gas | Boiler | Vintage |  | Codes & Standards Forecast | 1277847.3466 | 1247874.9456 | 1216046.9958 | 1181287.5789 | 1152302.0479 | 1118664.0795 | 1084029.9797 | 1048411.8384 | 1011734.6712 | 974038.0889 | 935396.4341 | 895912.6358 | 855682.1013 | 814783.2766 | 773273.5964 | 731215.086 | 688659.4051 | 645677.8722 | 602335.3764 | 558674.8739 | 514716.7081 | 474213.1908 | 436888.7155 | 402493.2259 | 370796.8984 | 341590.9639 | 314680.938 | 289887.9649 | 267045.2885 | 246000.0844 | 226610.037 | 208746.1745 | 192688.7764 | 0 | 0 | 0 | 0 | 0 | 0 | 0 | 0 | 0 | 0 | 0 | 0 | 0 | 0 | 0 | 0 | 0 | 0
Commercial_Other Health_Existing_Space Heating_Natural Gas_Unit Heater_E1_Codes & Standards Forecast | Commercial | Other Health | Existing | Space Heating | Natural Gas | Unit Heater | E1 |  | Codes & Standards Forecast | 0 | 0 | 0 | 0 | 0 | 0 | 0 | 0 | 0 | 0 | 0 | 0 | 0 | 0 | 0 | 0 | 0 | 0 | 0 | 0 | 0 | 0 | 0 | 0 | 0 | 0 | 0 | 0 | 0 | 0 | 0 | 0 | 0 | 0 | 0 | 0 | 0 | 0 | 0 | 0 | 0 | 0 | 0 | 0 | 0 | 0 | 0 | 0 | 0 | 0 | 0
Commercial_Other Health_Existing_Space Heating_Natural Gas_Unit Heater_E2_Codes & Standards Forecast | Commercial | Other Health | Existing | Space Heating | Natural Gas | Unit Heater | E2 |  | Codes & Standards Forecast | 0 | 0 | 0 | 0 | 0 | 0 | 0 | 0 | 0 | 0 | 0 | 0 | 0 | 0 | 0 | 0 | 0 | 0 | 0 | 0 | 0 | 0 | 0 | 0 | 0 | 0 | 0 | 0 | 0 | 0 | 0 | 0 | 0 | 0 | 0 | 0 | 0 | 0 | 0 | 0 | 0 | 0 | 0 | 0 | 0 | 0 | 0 | 0 | 0 | 0 | 0
Commercial_Other Health_Existing_Space Heating_Natural Gas_Unit Heater_E3_Codes & Standards Forecast | Commercial | Other Health | Existing | Space Heating | Natural Gas | Unit Heater | E3 |  | Codes & Standards Forecast | 0 | 0 | 0 | 0 | 0 | 0 | 0 | 0 | 0 | 0 | 0 | 0 | 0 | 0 | 0 | 0 | 0 | 0 | 0 | 0 | 0 | 0 | 0 | 0 | 0 | 0 | 0 | 0 | 0 | 0 | 0 | 0 | 0 | 0 | 0 | 0 | 0 | 0 | 0 | 0 | 0 | 0 | 0 | 0 | 0 | 0 | 0 | 0 | 0 | 0 | 0
Commercial_Other Health_Existing_Space Heating_Natural Gas_Unit Heater_E4_Codes & Standards Forecast | Commercial | Other Health | Existing | Space Heating | Natural Gas | Unit Heater | E4 |  | Codes & Standards Forecast | 0 | 0 | 0 | 0 | 0 | 0 | 0 | 0 | 0 | 0 | 0 | 0 | 0 | 0 | 0 | 0 | 0 | 0 | 0 | 0 | 0 | 0 | 0 | 0 | 0 | 0 | 0 | 0 | 0 | 0 | 0 | 0 | 0 | 0 | 0 | 0 | 0 | 0 | 0 | 0 | 0 | 0 | 0 | 0 | 0 | 0 | 0 | 0 | 0 | 0 | 0
Commercial_Other Health_Existing_Space Heating_Natural Gas_Unit Heater_E5_Codes & Standards Forecast | Commercial | Other Health | Existing | Space Heating | Natural Gas | Unit Heater | E5 |  | Codes & Standards Forecast | 0 | 0 | 0 | 0 | 0 | 0 | 0 | 0 | 0 | 0 | 0 | 0 | 0 | 0 | 0 | 0 | 0 | 0 | 0 | 0 | 0 | 0 | 0 | 0 | 0 | 0 | 0 | 0 | 0 | 0 | 0 | 0 | 0 | 0 | 0 | 0 | 0 | 0 | 0 | 0 | 0 | 0 | 0 | 0 | 0 | 0 | 0 | 0 | 0 | 0 | 0
Commercial_Other Health_Existing_Space Heating_Natural Gas_Unit Heater_E6_Codes & Standards Forecast | Commercial | Other Health | Existing | Space Heating | Natural Gas | Unit Heater | E6 |  | Codes & Standards Forecast | 0 | 0 | 0 | 0 | 0 | 0 | 0 | 0 | 0 | 0 | 0 | 0 | 0 | 0 | 0 | 0 | 0 | 0 | 0 | 0 | 0 | 0 | 0 | 0 | 0 | 0 | 0 | 0 | 0 | 0 | 0 | 0 | 0 | 0 | 0 | 0 | 0 | 0 | 0 | 0 | 0 | 0 | 0 | 0 | 0 | 0 | 0 | 0 | 0 | 0 | 0
Commercial_Other Health_Existing_Space Heating_Natural Gas_Unit Heater_E7_Codes & Standards Forecast | Commercial | Other Health | Existing | Space Heating | Natural Gas | Unit Heater | E7 |  | Codes & Standards Forecast | 0 | 0 | 0 | 0 | 0 | 0 | 0 | 0 | 0 | 0 | 0 | 0 | 0 | 0 | 0 | 0 | 0 | 0 | 0 | 0 | 0 | 0 | 0 | 0 | 0 | 0 | 0 | 0 | 0 | 0 | 0 | 0 | 0 | 0 | 0 | 0 | 0 | 0 | 0 | 0 | 0 | 0 | 0 | 0 | 0 | 0 | 0 | 0 | 0 | 0 | 0
Commercial_Other Health_Existing_Space Heating_Natural Gas_Unit Heater_E8_Codes & Standards Forecast | Commercial | Other Health | Existing | Space Heating | Natural Gas | Unit Heater | E8 |  | Codes & Standards Forecast | 0 | 0 | 0 | 0 | 0 | 0 | 0 | 0 | 0 | 0 | 0 | 0 | 0 | 0 | 0 | 0 | 0 | 0 | 0 | 0 | 0 | 0 | 0 | 0 | 0 | 0 | 0 | 0 | 0 | 0 | 0 | 0 | 0 | 0 | 0 | 0 | 0 | 0 | 0 | 0 | 0 | 0 | 0 | 0 | 0 | 0 | 0 | 0 | 0 | 0 | 0
Commercial_Other Health_Existing_Space Heating_Natural Gas_Unit Heater_E9_Codes & Standards Forecast | Commercial | Other Health | Existing | Space Heating | Natural Gas | Unit Heater | E9 |  | Codes & Standards Forecast | 0 | 0 | 0 | 0 | 0 | 0 | 0 | 0 | 0 | 0 | 0 | 0 | 0 | 0 | 0 | 0 | 0 | 0 | 0 | 0 | 0 | 0 | 0 | 0 | 0 | 0 | 0 | 0 | 0 | 0 | 0 | 0 | 0 | 0 | 0 | 0 | 0 | 0 | 0 | 0 | 0 | 0 | 0 | 0 | 0 | 0 | 0 | 0 | 0 | 0 | 0
Commercial_Other Health_Existing_Space Heating_Natural Gas_Unit Heater_E10_Codes & Standards Forecast | Commercial | Other Health | Existing | Space Heating | Natural Gas | Unit Heater | E10 |  | Codes & Standards Forecast | 0 | 0 | 0 | 0 | 0 | 0 | 0 | 0 | 0 | 0 | 0 | 0 | 0 | 0 | 0 | 0 | 0 | 0 | 0 | 0 | 0 | 0 | 0 | 0 | 0 | 0 | 0 | 0 | 0 | 0 | 0 | 0 | 0 | 0 | 0 | 0 | 0 | 0 | 0 | 0 | 0 | 0 | 0 | 0 | 0 | 0 | 0 | 0 | 0 | 0 | 0
Commercial_Other Health_Existing_Space Heating_Natural Gas_Unit Heater_Vintage_Codes & Standards Forecast | Commercial | Other Health | Existing | Space Heating | Natural Gas | Unit Heater | Vintage |  | Codes & Standards Forecast | 0 | 0 | 0 | 0 | 0 | 0 | 0 | 0 | 0 | 0 | 0 | 0 | 0 | 0 | 0 | 0 | 0 | 0 | 0 | 0 | 0 | 0 | 0 | 0 | 0 | 0 | 0 | 0 | 0 | 0 | 0 | 0 | 0 | 0 | 0 | 0 | 0 | 0 | 0 | 0 | 0 | 0 | 0 | 0 | 0 | 0 | 0 | 0 | 0 | 0 | 0
Commercial_Other Health_Existing_Water Heating_Natural Gas_Water Heater_E1_Codes & Standards Forecast | Commercial | Other Health | Existing | Water Heating | Natural Gas | Water Heater | E1 |  | Codes & Standards Forecast | 0 | 65527.1721 | 149941.7834 | 248783.6588 | 398840.5114 | 519603.4978 | 647833.2414 | 781952.6545 | 920603.596 | 1062713.5967 | 1175470.1626 | 1264803.2162 | 1335457.3313 | 1391214.1353 | 1435068.4204 | 1469421.1073 | 1496175.9626 | 1516902.1613 | 1532867.5273 | 1545058.6692 | 1554210.8516 | 1560894.0488 | 1565588.2615 | 1568684.7665 | 1570496.945 | 1571288.2093 | 1571264.0083 | 1570592.386 | 1569399.5016 | 1567790.3653 | 1565839.6653 | 1563620.008 | 1585809.2497 | 0 | 0 | 0 | 0 | 0 | 0 | 0 | 0 | 0 | 0 | 0 | 0 | 0 | 0 | 0 | 0 | 0 | 0
Commercial_Other Health_Existing_Water Heating_Natural Gas_Water Heater_E2_Codes & Standards Forecast | Commercial | Other Health | Existing | Water Heating | Natural Gas | Water Heater | E2 |  | Codes & Standards Forecast | 0 | 0 | 0 | 0 | 0 | 0 | 0 | 0 | 0 | 0 | 0 | 0 | 0 | 0 | 0 | 0 | 0 | 0 | 0 | 0 | 0 | 0 | 0 | 0 | 0 | 0 | 0 | 0 | 0 | 0 | 0 | 0 | 0 | 0 | 0 | 0 | 0 | 0 | 0 | 0 | 0 | 0 | 0 | 0 | 0 | 0 | 0 | 0 | 0 | 0 | 0
Commercial_Other Health_Existing_Water Heating_Natural Gas_Water Heater_E3_Codes & Standards Forecast | Commercial | Other Health | Existing | Water Heating | Natural Gas | Water Heater | E3 |  | Codes & Standards Forecast | 0 | 0 | 0 | 0 | 0 | 0 | 0 | 0 | 0 | 0 | 0 | 0 | 0 | 0 | 0 | 0 | 0 | 0 | 0 | 0 | 0 | 0 | 0 | 0 | 0 | 0 | 0 | 0 | 0 | 0 | 0 | 0 | 0 | 0 | 0 | 0 | 0 | 0 | 0 | 0 | 0 | 0 | 0 | 0 | 0 | 0 | 0 | 0 | 0 | 0 | 0
Commercial_Other Health_Existing_Water Heating_Natural Gas_Water Heater_E4_Codes & Standards Forecast | Commercial | Other Health | Existing | Water Heating | Natural Gas | Water Heater | E4 |  | Codes & Standards Forecast | 0 | 0 | 0 | 0 | 0 | 0 | 0 | 0 | 0 | 0 | 0 | 0 | 0 | 0 | 0 | 0 | 0 | 0 | 0 | 0 | 0 | 0 | 0 | 0 | 0 | 0 | 0 | 0 | 0 | 0 | 0 | 0 | 0 | 0 | 0 | 0 | 0 | 0 | 0 | 0 | 0 | 0 | 0 | 0 | 0 | 0 | 0 | 0 | 0 | 0 | 0
Commercial_Other Health_Existing_Water Heating_Natural Gas_Water Heater_E5_Codes & Standards Forecast | Commercial | Other Health | Existing | Water Heating | Natural Gas | Water Heater | E5 |  | Codes & Standards Forecast | 0 | 0 | 0 | 0 | 0 | 0 | 0 | 0 | 0 | 0 | 0 | 0 | 0 | 0 | 0 | 0 | 0 | 0 | 0 | 0 | 0 | 0 | 0 | 0 | 0 | 0 | 0 | 0 | 0 | 0 | 0 | 0 | 0 | 0 | 0 | 0 | 0 | 0 | 0 | 0 | 0 | 0 | 0 | 0 | 0 | 0 | 0 | 0 | 0 | 0 | 0
Commercial_Other Health_Existing_Water Heating_Natural Gas_Water Heater_E6_Codes & Standards Forecast | Commercial | Other Health | Existing | Water Heating | Natural Gas | Water Heater | E6 |  | Codes & Standards Forecast | 0 | 0 | 0 | 0 | 0 | 0 | 0 | 0 | 0 | 0 | 0 | 0 | 0 | 0 | 0 | 0 | 0 | 0 | 0 | 0 | 0 | 0 | 0 | 0 | 0 | 0 | 0 | 0 | 0 | 0 | 0 | 0 | 0 | 0 | 0 | 0 | 0 | 0 | 0 | 0 | 0 | 0 | 0 | 0 | 0 | 0 | 0 | 0 | 0 | 0 | 0
Commercial_Other Health_Existing_Water Heating_Natural Gas_Water Heater_E7_Codes & Standards Forecast | Commercial | Other Health | Existing | Water Heating | Natural Gas | Water Heater | E7 |  | Codes & Standards Forecast | 0 | 0 | 0 | 0 | 0 | 0 | 0 | 0 | 0 | 0 | 0 | 0 | 0 | 0 | 0 | 0 | 0 | 0 | 0 | 0 | 0 | 0 | 0 | 0 | 0 | 0 | 0 | 0 | 0 | 0 | 0 | 0 | 0 | 0 | 0 | 0 | 0 | 0 | 0 | 0 | 0 | 0 | 0 | 0 | 0 | 0 | 0 | 0 | 0 | 0 | 0
Commercial_Other Health_Existing_Water Heating_Natural Gas_Water Heater_E8_Codes & Standards Forecast | Commercial | Other Health | Existing | Water Heating | Natural Gas | Water Heater | E8 |  | Codes & Standards Forecast | 0 | 0 | 0 | 0 | 0 | 0 | 0 | 0 | 0 | 0 | 0 | 0 | 0 | 0 | 0 | 0 | 0 | 0 | 0 | 0 | 0 | 0 | 0 | 0 | 0 | 0 | 0 | 0 | 0 | 0 | 0 | 0 | 0 | 0 | 0 | 0 | 0 | 0 | 0 | 0 | 0 | 0 | 0 | 0 | 0 | 0 | 0 | 0 | 0 | 0 | 0
Commercial_Other Health_Existing_Water Heating_Natural Gas_Water Heater_E9_Codes & Standards Forecast | Commercial | Other Health | Existing | Water Heating | Natural Gas | Water Heater | E9 |  | Codes & Standards Forecast | 0 | 0 | 0 | 0 | 0 | 0 | 0 | 0 | 0 | 0 | 0 | 0 | 0 | 0 | 0 | 0 | 0 | 0 | 0 | 0 | 0 | 0 | 0 | 0 | 0 | 0 | 0 | 0 | 0 | 0 | 0 | 0 | 0 | 0 | 0 | 0 | 0 | 0 | 0 | 0 | 0 | 0 | 0 | 0 | 0 | 0 | 0 | 0 | 0 | 0 | 0
Commercial_Other Health_Existing_Water Heating_Natural Gas_Water Heater_E10_Codes & Standards Forecast | Commercial | Other Health | Existing | Water Heating | Natural Gas | Water Heater | E10 |  | Codes & Standards Forecast | 0 | 0 | 0 | 0 | 0 | 0 | 0 | 0 | 0 | 0 | 0 | 0 | 0 | 0 | 0 | 0 | 0 | 0 | 0 | 0 | 0 | 0 | 0 | 0 | 0 | 0 | 0 | 0 | 0 | 0 | 0 | 0 | 0 | 0 | 0 | 0 | 0 | 0 | 0 | 0 | 0 | 0 | 0 | 0 | 0 | 0 | 0 | 0 | 0 | 0 | 0
Commercial_Other Health_Existing_Water Heating_Natural Gas_Water Heater_Vintage_Codes & Standards Forecast | Commercial | Other Health | Existing | Water Heating | Natural Gas | Water Heater | Vintage |  | Codes & Standards Forecast | 1646556.6107 | 1572652.1302 | 1479860.2105 | 1370901.6197 | 1258689.8236 | 1133472.3558 | 1001310.1813 | 863648.8723 | 721576.1305 | 576065.5171 | 459891.3172 | 367145.2062 | 293107.1222 | 234003.8652 | 186819.5136 | 149149.9649 | 119075.2328 | 95066.6034 | 75902.3584 | 60604.6308 | 48391.2711 | 38638.8763 | 30851.3219 | 24632.7908 | 19667.2315 | 15702.3844 | 12536.6574 | 10009.0671 | 7990.9871 | 6379.7382 | 5093.2951 | 4066.2148 | 3252.9718 | 0 | 0 | 0 | 0 | 0 | 0 | 0 | 0 | 0 | 0 | 0 | 0 | 0 | 0 | 0 | 0 | 0 | 0
Commercial_Other Health_Existing_Food Preparation_Natural Gas_Oven_E1_Codes & Standards Forecast | Commercial | Other Health | Existing | Food Preparation | Natural Gas | Oven | E1 |  | Codes & Standards Forecast | 0 | 1845.4116 | 3824.9471 | 5904.5374 | 8880.8449 | 11147.7184 | 13479.4451 | 15864.3407 | 18290.6285 | 20748.889 | 22781.3935 | 24460.0509 | 25844.8508 | 26985.5517 | 27923.0602 | 28691.5986 | 29319.3733 | 29830.8163 | 30246.5276 | 30583.1141 | 30853.3415 | 31067.507 | 31234.6966 | 31362.6356 | 31457.7717 | 31525.7338 | 31571.1 | 31597.7567 | 31608.7708 | 31606.7811 | 31593.796 | 31571.7526 | 32041.2388 | 0 | 0 | 0 | 0 | 0 | 0 | 0 | 0 | 0 | 0 | 0 | 0 | 0 | 0 | 0 | 0 | 0 | 0
Commercial_Other Health_Existing_Food Preparation_Natural Gas_Oven_E2_Codes & Standards Forecast | Commercial | Other Health | Existing | Food Preparation | Natural Gas | Oven | E2 |  | Codes & Standards Forecast | 0 | 0 | 0 | 0 | 0 | 0 | 0 | 0 | 0 | 0 | 0 | 0 | 0 | 0 | 0 | 0 | 0 | 0 | 0 | 0 | 0 | 0 | 0 | 0 | 0 | 0 | 0 | 0 | 0 | 0 | 0 | 0 | 0 | 0 | 0 | 0 | 0 | 0 | 0 | 0 | 0 | 0 | 0 | 0 | 0 | 0 | 0 | 0 | 0 | 0 | 0
Commercial_Other Health_Existing_Food Preparation_Natural Gas_Oven_E3_Codes & Standards Forecast | Commercial | Other Health | Existing | Food Preparation | Natural Gas | Oven | E3 |  | Codes & Standards Forecast | 0 | 0 | 0 | 0 | 0 | 0 | 0 | 0 | 0 | 0 | 0 | 0 | 0 | 0 | 0 | 0 | 0 | 0 | 0 | 0 | 0 | 0 | 0 | 0 | 0 | 0 | 0 | 0 | 0 | 0 | 0 | 0 | 0 | 0 | 0 | 0 | 0 | 0 | 0 | 0 | 0 | 0 | 0 | 0 | 0 | 0 | 0 | 0 | 0 | 0 | 0
Commercial_Other Health_Existing_Food Preparation_Natural Gas_Oven_E4_Codes & Standards Forecast | Commercial | Other Health | Existing | Food Preparation | Natural Gas | Oven | E4 |  | Codes & Standards Forecast | 0 | 0 | 0 | 0 | 0 | 0 | 0 | 0 | 0 | 0 | 0 | 0 | 0 | 0 | 0 | 0 | 0 | 0 | 0 | 0 | 0 | 0 | 0 | 0 | 0 | 0 | 0 | 0 | 0 | 0 | 0 | 0 | 0 | 0 | 0 | 0 | 0 | 0 | 0 | 0 | 0 | 0 | 0 | 0 | 0 | 0 | 0 | 0 | 0 | 0 | 0
Commercial_Other Health_Existing_Food Preparation_Natural Gas_Oven_E5_Codes & Standards Forecast | Commercial | Other Health | Existing | Food Preparation | Natural Gas | Oven | E5 |  | Codes & Standards Forecast | 0 | 0 | 0 | 0 | 0 | 0 | 0 | 0 | 0 | 0 | 0 | 0 | 0 | 0 | 0 | 0 | 0 | 0 | 0 | 0 | 0 | 0 | 0 | 0 | 0 | 0 | 0 | 0 | 0 | 0 | 0 | 0 | 0 | 0 | 0 | 0 | 0 | 0 | 0 | 0 | 0 | 0 | 0 | 0 | 0 | 0 | 0 | 0 | 0 | 0 | 0
Commercial_Other Health_Existing_Food Preparation_Natural Gas_Oven_E6_Codes & Standards Forecast | Commercial | Other Health | Existing | Food Preparation | Natural Gas | Oven | E6 |  | Codes & Standards Forecast | 0 | 0 | 0 | 0 | 0 | 0 | 0 | 0 | 0 | 0 | 0 | 0 | 0 | 0 | 0 | 0 | 0 | 0 | 0 | 0 | 0 | 0 | 0 | 0 | 0 | 0 | 0 | 0 | 0 | 0 | 0 | 0 | 0 | 0 | 0 | 0 | 0 | 0 | 0 | 0 | 0 | 0 | 0 | 0 | 0 | 0 | 0 | 0 | 0 | 0 | 0
Commercial_Other Health_Existing_Food Preparation_Natural Gas_Oven_E7_Codes & Standards Forecast | Commercial | Other Health | Existing | Food Preparation | Natural Gas | Oven | E7 |  | Codes & Standards Forecast | 0 | 0 | 0 | 0 | 0 | 0 | 0 | 0 | 0 | 0 | 0 | 0 | 0 | 0 | 0 | 0 | 0 | 0 | 0 | 0 | 0 | 0 | 0 | 0 | 0 | 0 | 0 | 0 | 0 | 0 | 0 | 0 | 0 | 0 | 0 | 0 | 0 | 0 | 0 | 0 | 0 | 0 | 0 | 0 | 0 | 0 | 0 | 0 | 0 | 0 | 0
Commercial_Other Health_Existing_Food Preparation_Natural Gas_Oven_E8_Codes & Standards Forecast | Commercial | Other Health | Existing | Food Preparation | Natural Gas | Oven | E8 |  | Codes & Standards Forecast | 0 | 0 | 0 | 0 | 0 | 0 | 0 | 0 | 0 | 0 | 0 | 0 | 0 | 0 | 0 | 0 | 0 | 0 | 0 | 0 | 0 | 0 | 0 | 0 | 0 | 0 | 0 | 0 | 0 | 0 | 0 | 0 | 0 | 0 | 0 | 0 | 0 | 0 | 0 | 0 | 0 | 0 | 0 | 0 | 0 | 0 | 0 | 0 | 0 | 0 | 0
Commercial_Other Health_Existing_Food Preparation_Natural Gas_Oven_E9_Codes & Standards Forecast | Commercial | Other Health | Existing | Food Preparation | Natural Gas | Oven | E9 |  | Codes & Standards Forecast | 0 | 0 | 0 | 0 | 0 | 0 | 0 | 0 | 0 | 0 | 0 | 0 | 0 | 0 | 0 | 0 | 0 | 0 | 0 | 0 | 0 | 0 | 0 | 0 | 0 | 0 | 0 | 0 | 0 | 0 | 0 | 0 | 0 | 0 | 0 | 0 | 0 | 0 | 0 | 0 | 0 | 0 | 0 | 0 | 0 | 0 | 0 | 0 | 0 | 0 | 0
Commercial_Other Health_Existing_Food Preparation_Natural Gas_Oven_E10_Codes & Standards Forecast | Commercial | Other Health | Existing | Food Preparation | Natural Gas | Oven | E10 |  | Codes & Standards Forecast | 0 | 0 | 0 | 0 | 0 | 0 | 0 | 0 | 0 | 0 | 0 | 0 | 0 | 0 | 0 | 0 | 0 | 0 | 0 | 0 | 0 | 0 | 0 | 0 | 0 | 0 | 0 | 0 | 0 | 0 | 0 | 0 | 0 | 0 | 0 | 0 | 0 | 0 | 0 | 0 | 0 | 0 | 0 | 0 | 0 | 0 | 0 | 0 | 0 | 0 | 0
Commercial_Other Health_Existing_Food Preparation_Natural Gas_Oven_Vintage_Codes & Standards Forecast | Commercial | Other Health | Existing | Food Preparation | Natural Gas | Oven | Vintage |  | Codes & Standards Forecast | 33387.2765 | 31371.9979 | 29222.5956 | 26937.8683 | 24728.9462 | 22371.7489 | 19960.2842 | 17503.5695 | 15007.8978 | 12480.683 | 10378.879 | 8631.0149 | 7177.5982 | 5969.0411 | 4964.0088 | 4128.2143 | 3433.1223 | 2855.1214 | 2374.5463 | 1974.9675 | 1642.6685 | 1366.2688 | 1136.3555 | 945.111 | 786.0338 | 653.7209 | 543.6724 | 452.1452 | 376.0222 | 312.7121 | 260.0575 | 216.2667 | 180.2223 | 0 | 0 | 0 | 0 | 0 | 0 | 0 | 0 | 0 | 0 | 0 | 0 | 0 | 0 | 0 | 0 | 0 | 0
Commercial_Other Health_Existing_Food Preparation_Natural Gas_Conveyor Oven_E1_Codes & Standards Forecast | Commercial | Other Health | Existing | Food Preparation | Natural Gas | Conveyor Oven | E1 |  | Codes & Standards Forecast | 0 | 390.7931 | 894.2276 | 1483.704 | 2536.6089 | 3256.3945 | 4020.7604 | 4820.2884 | 5646.8532 | 6494.0493 | 7356.7915 | 8231.2119 | 9114.3017 | 10003.6443 | 10897.1517 | 11793.2245 | 12690.4778 | 13400.3448 | 13961.1094 | 14403.1282 | 14750.136 | 15020.8876 | 15230.5762 | 15391.4074 | 15513.1372 | 15603.6869 | 15669.3354 | 15715.1374 | 15745.0492 | 15762.2727 | 15769.2725 | 15768.1469 | 16010.0404 | 0 | 0 | 0 | 0 | 0 | 0 | 0 | 0 | 0 | 0 | 0 | 0 | 0 | 0 | 0 | 0 | 0 | 0
Commercial_Other Health_Existing_Food Preparation_Natural Gas_Conveyor Oven_E2_Codes & Standards Forecast | Commercial | Other Health | Existing | Food Preparation | Natural Gas | Conveyor Oven | E2 |  | Codes & Standards Forecast | 0 | 0 | 0 | 0 | 0 | 0 | 0 | 0 | 0 | 0 | 0 | 0 | 0 | 0 | 0 | 0 | 0 | 0 | 0 | 0 | 0 | 0 | 0 | 0 | 0 | 0 | 0 | 0 | 0 | 0 | 0 | 0 | 0 | 0 | 0 | 0 | 0 | 0 | 0 | 0 | 0 | 0 | 0 | 0 | 0 | 0 | 0 | 0 | 0 | 0 | 0
Commercial_Other Health_Existing_Food Preparation_Natural Gas_Conveyor Oven_E3_Codes & Standards Forecast | Commercial | Other Health | Existing | Food Preparation | Natural Gas | Conveyor Oven | E3 |  | Codes & Standards Forecast | 0 | 0 | 0 | 0 | 0 | 0 | 0 | 0 | 0 | 0 | 0 | 0 | 0 | 0 | 0 | 0 | 0 | 0 | 0 | 0 | 0 | 0 | 0 | 0 | 0 | 0 | 0 | 0 | 0 | 0 | 0 | 0 | 0 | 0 | 0 | 0 | 0 | 0 | 0 | 0 | 0 | 0 | 0 | 0 | 0 | 0 | 0 | 0 | 0 | 0 | 0
Commercial_Other Health_Existing_Food Preparation_Natural Gas_Conveyor Oven_E4_Codes & Standards Forecast | Commercial | Other Health | Existing | Food Preparation | Natural Gas | Conveyor Oven | E4 |  | Codes & Standards Forecast | 0 | 0 | 0 | 0 | 0 | 0 | 0 | 0 | 0 | 0 | 0 | 0 | 0 | 0 | 0 | 0 | 0 | 0 | 0 | 0 | 0 | 0 | 0 | 0 | 0 | 0 | 0 | 0 | 0 | 0 | 0 | 0 | 0 | 0 | 0 | 0 | 0 | 0 | 0 | 0 | 0 | 0 | 0 | 0 | 0 | 0 | 0 | 0 | 0 | 0 | 0
Commercial_Other Health_Existing_Food Preparation_Natural Gas_Conveyor Oven_E5_Codes & Standards Forecast | Commercial | Other Health | Existing | Food Preparation | Natural Gas | Conveyor Oven | E5 |  | Codes & Standards Forecast | 0 | 0 | 0 | 0 | 0 | 0 | 0 | 0 | 0 | 0 | 0 | 0 | 0 | 0 | 0 | 0 | 0 | 0 | 0 | 0 | 0 | 0 | 0 | 0 | 0 | 0 | 0 | 0 | 0 | 0 | 0 | 0 | 0 | 0 | 0 | 0 | 0 | 0 | 0 | 0 | 0 | 0 | 0 | 0 | 0 | 0 | 0 | 0 | 0 | 0 | 0
Commercial_Other Health_Existing_Food Preparation_Natural Gas_Conveyor Oven_E6_Codes & Standards Forecast | Commercial | Other Health | Existing | Food Preparation | Natural Gas | Conveyor Oven | E6 |  | Codes & Standards Forecast | 0 | 0 | 0 | 0 | 0 | 0 | 0 | 0 | 0 | 0 | 0 | 0 | 0 | 0 | 0 | 0 | 0 | 0 | 0 | 0 | 0 | 0 | 0 | 0 | 0 | 0 | 0 | 0 | 0 | 0 | 0 | 0 | 0 | 0 | 0 | 0 | 0 | 0 | 0 | 0 | 0 | 0 | 0 | 0 | 0 | 0 | 0 | 0 | 0 | 0 | 0
Commercial_Other Health_Existing_Food Preparation_Natural Gas_Conveyor Oven_E7_Codes & Standards Forecast | Commercial | Other Health | Existing | Food Preparation | Natural Gas | Conveyor Oven | E7 |  | Codes & Standards Forecast | 0 | 0 | 0 | 0 | 0 | 0 | 0 | 0 | 0 | 0 | 0 | 0 | 0 | 0 | 0 | 0 | 0 | 0 | 0 | 0 | 0 | 0 | 0 | 0 | 0 | 0 | 0 | 0 | 0 | 0 | 0 | 0 | 0 | 0 | 0 | 0 | 0 | 0 | 0 | 0 | 0 | 0 | 0 | 0 | 0 | 0 | 0 | 0 | 0 | 0 | 0
Commercial_Other Health_Existing_Food Preparation_Natural Gas_Conveyor Oven_E8_Codes & Standards Forecast | Commercial | Other Health | Existing | Food Preparation | Natural Gas | Conveyor Oven | E8 |  | Codes & Standards Forecast | 0 | 0 | 0 | 0 | 0 | 0 | 0 | 0 | 0 | 0 | 0 | 0 | 0 | 0 | 0 | 0 | 0 | 0 | 0 | 0 | 0 | 0 | 0 | 0 | 0 | 0 | 0 | 0 | 0 | 0 | 0 | 0 | 0 | 0 | 0 | 0 | 0 | 0 | 0 | 0 | 0 | 0 | 0 | 0 | 0 | 0 | 0 | 0 | 0 | 0 | 0
Commercial_Other Health_Existing_Food Preparation_Natural Gas_Conveyor Oven_E9_Codes & Standards Forecast | Commercial | Other Health | Existing | Food Preparation | Natural Gas | Conveyor Oven | E9 |  | Codes & Standards Forecast | 0 | 0 | 0 | 0 | 0 | 0 | 0 | 0 | 0 | 0 | 0 | 0 | 0 | 0 | 0 | 0 | 0 | 0 | 0 | 0 | 0 | 0 | 0 | 0 | 0 | 0 | 0 | 0 | 0 | 0 | 0 | 0 | 0 | 0 | 0 | 0 | 0 | 0 | 0 | 0 | 0 | 0 | 0 | 0 | 0 | 0 | 0 | 0 | 0 | 0 | 0
Commercial_Other Health_Existing_Food Preparation_Natural Gas_Conveyor Oven_E10_Codes & Standards Forecast | Commercial | Other Health | Existing | Food Preparation | Natural Gas | Conveyor Oven | E10 |  | Codes & Standards Forecast | 0 | 0 | 0 | 0 | 0 | 0 | 0 | 0 | 0 | 0 | 0 | 0 | 0 | 0 | 0 | 0 | 0 | 0 | 0 | 0 | 0 | 0 | 0 | 0 | 0 | 0 | 0 | 0 | 0 | 0 | 0 | 0 | 0 | 0 | 0 | 0 | 0 | 0 | 0 | 0 | 0 | 0 | 0 | 0 | 0 | 0 | 0 | 0 | 0 | 0 | 0
Commercial_Other Health_Existing_Food Preparation_Natural Gas_Conveyor Oven_Vintage_Codes & Standards Forecast | Commercial | Other Health | Existing | Food Preparation | Natural Gas | Conveyor Oven | Vintage |  | Codes & Standards Forecast | 16693.6382 | 16217.9117 | 15629.5437 | 14937.4989 | 14268.2866 | 13503.3391 | 12699.1043 | 11863.6667 | 11002.4099 | 10120.7367 | 9223.3447 | 8314.3211 | 7396.9228 | 6473.6521 | 5546.3829 | 4616.6819 | 3685.7701 | 2942.624 | 2349.4276 | 1875.9126 | 1497.869 | 1196.0003 | 954.9499 | 762.4659 | 608.7655 | 486.0404 | 388.0508 | 309.8135 | 247.3473 | 197.4739 | 157.6542 | 125.8627 | 100.6902 | 0 | 0 | 0 | 0 | 0 | 0 | 0 | 0 | 0 | 0 | 0 | 0 | 0 | 0 | 0 | 0 | 0 | 0
Commercial_Other Health_Existing_Food Preparation_Natural Gas_Double Rack Oven_E1_Codes & Standards Forecast | Commercial | Other Health | Existing | Food Preparation | Natural Gas | Double Rack Oven | E1 |  | Codes & Standards Forecast | 0 | 553.6235 | 1266.8225 | 2101.914 | 3433.6574 | 4453.7833 | 5537.0142 | 6670.0206 | 7841.3174 | 9041.8398 | 10264.3876 | 11503.4789 | 12485.9454 | 13263.6902 | 13877.9173 | 14361.6101 | 14740.9718 | 15037.4065 | 15268.1598 | 15446.7494 | 15583.4413 | 15686.2551 | 15761.8407 | 15815.5879 | 15851.81 | 15874.0844 | 15885.2186 | 15887.4951 | 15882.6552 | 15872.1328 | 15856.9799 | 15838.1678 | 16066.057 | 0 | 0 | 0 | 0 | 0 | 0 | 0 | 0 | 0 | 0 | 0 | 0 | 0 | 0 | 0 | 0 | 0 | 0
Commercial_Other Health_Existing_Food Preparation_Natural Gas_Double Rack Oven_E2_Codes & Standards Forecast | Commercial | Other Health | Existing | Food Preparation | Natural Gas | Double Rack Oven | E2 |  | Codes & Standards Forecast | 0 | 0 | 0 | 0 | 0 | 0 | 0 | 0 | 0 | 0 | 0 | 0 | 0 | 0 | 0 | 0 | 0 | 0 | 0 | 0 | 0 | 0 | 0 | 0 | 0 | 0 | 0 | 0 | 0 | 0 | 0 | 0 | 0 | 0 | 0 | 0 | 0 | 0 | 0 | 0 | 0 | 0 | 0 | 0 | 0 | 0 | 0 | 0 | 0 | 0 | 0
Commercial_Other Health_Existing_Food Preparation_Natural Gas_Double Rack Oven_E3_Codes & Standards Forecast | Commercial | Other Health | Existing | Food Preparation | Natural Gas | Double Rack Oven | E3 |  | Codes & Standards Forecast | 0 | 0 | 0 | 0 | 0 | 0 | 0 | 0 | 0 | 0 | 0 | 0 | 0 | 0 | 0 | 0 | 0 | 0 | 0 | 0 | 0 | 0 | 0 | 0 | 0 | 0 | 0 | 0 | 0 | 0 | 0 | 0 | 0 | 0 | 0 | 0 | 0 | 0 | 0 | 0 | 0 | 0 | 0 | 0 | 0 | 0 | 0 | 0 | 0 | 0 | 0
Commercial_Other Health_Existing_Food Preparation_Natural Gas_Double Rack Oven_E4_Codes & Standards Forecast | Commercial | Other Health | Existing | Food Preparation | Natural Gas | Double Rack Oven | E4 |  | Codes & Standards Forecast | 0 | 0 | 0 | 0 | 0 | 0 | 0 | 0 | 0 | 0 | 0 | 0 | 0 | 0 | 0 | 0 | 0 | 0 | 0 | 0 | 0 | 0 | 0 | 0 | 0 | 0 | 0 | 0 | 0 | 0 | 0 | 0 | 0 | 0 | 0 | 0 | 0 | 0 | 0 | 0 | 0 | 0 | 0 | 0 | 0 | 0 | 0 | 0 | 0 | 0 | 0
Commercial_Other Health_Existing_Food Preparation_Natural Gas_Double Rack Oven_E5_Codes & Standards Forecast | Commercial | Other Health | Existing | Food Preparation | Natural Gas | Double Rack Oven | E5 |  | Codes & Standards Forecast | 0 | 0 | 0 | 0 | 0 | 0 | 0 | 0 | 0 | 0 | 0 | 0 | 0 | 0 | 0 | 0 | 0 | 0 | 0 | 0 | 0 | 0 | 0 | 0 | 0 | 0 | 0 | 0 | 0 | 0 | 0 | 0 | 0 | 0 | 0 | 0 | 0 | 0 | 0 | 0 | 0 | 0 | 0 | 0 | 0 | 0 | 0 | 0 | 0 | 0 | 0
Commercial_Other Health_Existing_Food Preparation_Natural Gas_Double Rack Oven_E6_Codes & Standards Forecast | Commercial | Other Health | Existing | Food Preparation | Natural Gas | Double Rack Oven | E6 |  | Codes & Standards Forecast | 0 | 0 | 0 | 0 | 0 | 0 | 0 | 0 | 0 | 0 | 0 | 0 | 0 | 0 | 0 | 0 | 0 | 0 | 0 | 0 | 0 | 0 | 0 | 0 | 0 | 0 | 0 | 0 | 0 | 0 | 0 | 0 | 0 | 0 | 0 | 0 | 0 | 0 | 0 | 0 | 0 | 0 | 0 | 0 | 0 | 0 | 0 | 0 | 0 | 0 | 0
Commercial_Other Health_Existing_Food Preparation_Natural Gas_Double Rack Oven_E7_Codes & Standards Forecast | Commercial | Other Health | Existing | Food Preparation | Natural Gas | Double Rack Oven | E7 |  | Codes & Standards Forecast | 0 | 0 | 0 | 0 | 0 | 0 | 0 | 0 | 0 | 0 | 0 | 0 | 0 | 0 | 0 | 0 | 0 | 0 | 0 | 0 | 0 | 0 | 0 | 0 | 0 | 0 | 0 | 0 | 0 | 0 | 0 | 0 | 0 | 0 | 0 | 0 | 0 | 0 | 0 | 0 | 0 | 0 | 0 | 0 | 0 | 0 | 0 | 0 | 0 | 0 | 0
Commercial_Other Health_Existing_Food Preparation_Natural Gas_Double Rack Oven_E8_Codes & Standards Forecast | Commercial | Other Health | Existing | Food Preparation | Natural Gas | Double Rack Oven | E8 |  | Codes & Standards Forecast | 0 | 0 | 0 | 0 | 0 | 0 | 0 | 0 | 0 | 0 | 0 | 0 | 0 | 0 | 0 | 0 | 0 | 0 | 0 | 0 | 0 | 0 | 0 | 0 | 0 | 0 | 0 | 0 | 0 | 0 | 0 | 0 | 0 | 0 | 0 | 0 | 0 | 0 | 0 | 0 | 0 | 0 | 0 | 0 | 0 | 0 | 0 | 0 | 0 | 0 | 0
Commercial_Other Health_Existing_Food Preparation_Natural Gas_Double Rack Oven_E9_Codes & Standards Forecast | Commercial | Other Health | Existing | Food Preparation | Natural Gas | Double Rack Oven | E9 |  | Codes & Standards Forecast | 0 | 0 | 0 | 0 | 0 | 0 | 0 | 0 | 0 | 0 | 0 | 0 | 0 | 0 | 0 | 0 | 0 | 0 | 0 | 0 | 0 | 0 | 0 | 0 | 0 | 0 | 0 | 0 | 0 | 0 | 0 | 0 | 0 | 0 | 0 | 0 | 0 | 0 | 0 | 0 | 0 | 0 | 0 | 0 | 0 | 0 | 0 | 0 | 0 | 0 | 0
Commercial_Other Health_Existing_Food Preparation_Natural Gas_Double Rack Oven_E10_Codes & Standards Forecast | Commercial | Other Health | Existing | Food Preparation | Natural Gas | Double Rack Oven | E10 |  | Codes & Standards Forecast | 0 | 0 | 0 | 0 | 0 | 0 | 0 | 0 | 0 | 0 | 0 | 0 | 0 | 0 | 0 | 0 | 0 | 0 | 0 | 0 | 0 | 0 | 0 | 0 | 0 | 0 | 0 | 0 | 0 | 0 | 0 | 0 | 0 | 0 | 0 | 0 | 0 | 0 | 0 | 0 | 0 | 0 | 0 | 0 | 0 | 0 | 0 | 0 | 0 | 0 | 0
Commercial_Other Health_Existing_Food Preparation_Natural Gas_Double Rack Oven_Vintage_Codes & Standards Forecast | Commercial | Other Health | Existing | Food Preparation | Natural Gas | Double Rack Oven | Vintage |  | Codes & Standards Forecast | 16693.6382 | 16055.0813 | 15256.9489 | 14319.2889 | 13371.2381 | 12305.9504 | 11182.8505 | 10013.9346 | 8807.9458 | 7572.9462 | 6315.7487 | 5042.054 | 4025.2791 | 3213.6062 | 2565.6172 | 2048.2963 | 1635.276 | 1305.5623 | 1042.3772 | 832.2915 | 664.5638 | 530.6328 | 423.6853 | 338.2854 | 270.0927 | 215.6429 | 172.1676 | 137.4559 | 109.7413 | 87.6138 | 69.9469 | 55.8419 | 44.6735 | 0 | 0 | 0 | 0 | 0 | 0 | 0 | 0 | 0 | 0 | 0 | 0 | 0 | 0 | 0 | 0 | 0 | 0
Commercial_Other Health_Existing_Food Preparation_Natural Gas_Fryer_E1_Codes & Standards Forecast | Commercial | Other Health | Existing | Food Preparation | Natural Gas | Fryer | E1 |  | Codes & Standards Forecast | 0 | 0 | 0 | 0 | 0 | 0 | 0 | 0 | 0 | 0 | 0 | 0 | 0 | 0 | 0 | 0 | 0 | 0 | 0 | 0 | 0 | 0 | 0 | 0 | 0 | 0 | 0 | 0 | 0 | 0 | 0 | 0 | 0 | 0 | 0 | 0 | 0 | 0 | 0 | 0 | 0 | 0 | 0 | 0 | 0 | 0 | 0 | 0 | 0 | 0 | 0
Commercial_Other Health_Existing_Food Preparation_Natural Gas_Fryer_E2_Codes & Standards Forecast | Commercial | Other Health | Existing | Food Preparation | Natural Gas | Fryer | E2 |  | Codes & Standards Forecast | 0 | 0 | 0 | 6912.2859 | 35149.753 | 64284.62 | 101214.1547 | 144324.108 | 192310.3384 | 230461.1768 | 260755.4996 | 284779.8661 | 303803.4556 | 318838.224 | 330686.4881 | 339991.0105 | 347261.9096 | 352917.8757 | 357296.7497 | 360662.3307 | 363212.9729 | 365103.0024 | 366461.4331 | 367393.1482 | 367982.1189 | 368298.4857 | 368397.1142 | 368322.7525 | 368109.251 | 367784.6411 | 367369.1566 | 366881.996 | 372117.0946 | 0 | 0 | 0 | 0 | 0 | 0 | 0 | 0 | 0 | 0 | 0 | 0 | 0 | 0 | 0 | 0 | 0 | 0
Commercial_Other Health_Existing_Food Preparation_Natural Gas_Fryer_E3_Codes & Standards Forecast | Commercial | Other Health | Existing | Food Preparation | Natural Gas | Fryer | E3 |  | Codes & Standards Forecast | 0 | 0 | 0 | 0 | 0 | 0 | 0 | 0 | 0 | 0 | 0 | 0 | 0 | 0 | 0 | 0 | 0 | 0 | 0 | 0 | 0 | 0 | 0 | 0 | 0 | 0 | 0 | 0 | 0 | 0 | 0 | 0 | 0 | 0 | 0 | 0 | 0 | 0 | 0 | 0 | 0 | 0 | 0 | 0 | 0 | 0 | 0 | 0 | 0 | 0 | 0
Commercial_Other Health_Existing_Food Preparation_Natural Gas_Fryer_E4_Codes & Standards Forecast | Commercial | Other Health | Existing | Food Preparation | Natural Gas | Fryer | E4 |  | Codes & Standards Forecast | 0 | 0 | 0 | 0 | 0 | 0 | 0 | 0 | 0 | 0 | 0 | 0 | 0 | 0 | 0 | 0 | 0 | 0 | 0 | 0 | 0 | 0 | 0 | 0 | 0 | 0 | 0 | 0 | 0 | 0 | 0 | 0 | 0 | 0 | 0 | 0 | 0 | 0 | 0 | 0 | 0 | 0 | 0 | 0 | 0 | 0 | 0 | 0 | 0 | 0 | 0
Commercial_Other Health_Existing_Food Preparation_Natural Gas_Fryer_E5_Codes & Standards Forecast | Commercial | Other Health | Existing | Food Preparation | Natural Gas | Fryer | E5 |  | Codes & Standards Forecast | 0 | 0 | 0 | 0 | 0 | 0 | 0 | 0 | 0 | 0 | 0 | 0 | 0 | 0 | 0 | 0 | 0 | 0 | 0 | 0 | 0 | 0 | 0 | 0 | 0 | 0 | 0 | 0 | 0 | 0 | 0 | 0 | 0 | 0 | 0 | 0 | 0 | 0 | 0 | 0 | 0 | 0 | 0 | 0 | 0 | 0 | 0 | 0 | 0 | 0 | 0
Commercial_Other Health_Existing_Food Preparation_Natural Gas_Fryer_E6_Codes & Standards Forecast | Commercial | Other Health | Existing | Food Preparation | Natural Gas | Fryer | E6 |  | Codes & Standards Forecast | 0 | 0 | 0 | 0 | 0 | 0 | 0 | 0 | 0 | 0 | 0 | 0 | 0 | 0 | 0 | 0 | 0 | 0 | 0 | 0 | 0 | 0 | 0 | 0 | 0 | 0 | 0 | 0 | 0 | 0 | 0 | 0 | 0 | 0 | 0 | 0 | 0 | 0 | 0 | 0 | 0 | 0 | 0 | 0 | 0 | 0 | 0 | 0 | 0 | 0 | 0
Commercial_Other Health_Existing_Food Preparation_Natural Gas_Fryer_E7_Codes & Standards Forecast | Commercial | Other Health | Existing | Food Preparation | Natural Gas | Fryer | E7 |  | Codes & Standards Forecast | 0 | 0 | 0 | 0 | 0 | 0 | 0 | 0 | 0 | 0 | 0 | 0 | 0 | 0 | 0 | 0 | 0 | 0 | 0 | 0 | 0 | 0 | 0 | 0 | 0 | 0 | 0 | 0 | 0 | 0 | 0 | 0 | 0 | 0 | 0 | 0 | 0 | 0 | 0 | 0 | 0 | 0 | 0 | 0 | 0 | 0 | 0 | 0 | 0 | 0 | 0
Commercial_Other Health_Existing_Food Preparation_Natural Gas_Fryer_E8_Codes & Standards Forecast | Commercial | Other Health | Existing | Food Preparation | Natural Gas | Fryer | E8 |  | Codes & Standards Forecast | 0 | 0 | 0 | 0 | 0 | 0 | 0 | 0 | 0 | 0 | 0 | 0 | 0 | 0 | 0 | 0 | 0 | 0 | 0 | 0 | 0 | 0 | 0 | 0 | 0 | 0 | 0 | 0 | 0 | 0 | 0 | 0 | 0 | 0 | 0 | 0 | 0 | 0 | 0 | 0 | 0 | 0 | 0 | 0 | 0 | 0 | 0 | 0 | 0 | 0 | 0
Commercial_Other Health_Existing_Food Preparation_Natural Gas_Fryer_E9_Codes & Standards Forecast | Commercial | Other Health | Existing | Food Preparation | Natural Gas | Fryer | E9 |  | Codes & Standards Forecast | 0 | 0 | 0 | 0 | 0 | 0 | 0 | 0 | 0 | 0 | 0 | 0 | 0 | 0 | 0 | 0 | 0 | 0 | 0 | 0 | 0 | 0 | 0 | 0 | 0 | 0 | 0 | 0 | 0 | 0 | 0 | 0 | 0 | 0 | 0 | 0 | 0 | 0 | 0 | 0 | 0 | 0 | 0 | 0 | 0 | 0 | 0 | 0 | 0 | 0 | 0
Commercial_Other Health_Existing_Food Preparation_Natural Gas_Fryer_E10_Codes & Standards Forecast | Commercial | Other Health | Existing | Food Preparation | Natural Gas | Fryer | E10 |  | Codes & Standards Forecast | 0 | 0 | 0 | 0 | 0 | 0 | 0 | 0 | 0 | 0 | 0 | 0 | 0 | 0 | 0 | 0 | 0 | 0 | 0 | 0 | 0 | 0 | 0 | 0 | 0 | 0 | 0 | 0 | 0 | 0 | 0 | 0 | 0 | 0 | 0 | 0 | 0 | 0 | 0 | 0 | 0 | 0 | 0 | 0 | 0 | 0 | 0 | 0 | 0 | 0 | 0
Commercial_Other Health_Existing_Food Preparation_Natural Gas_Fryer_Vintage_Codes & Standards Forecast | Commercial | Other Health | Existing | Food Preparation | Natural Gas | Fryer | Vintage |  | Codes & Standards Forecast | 386483.0188 | 384516.6804 | 382550.3421 | 373263.4407 | 353909.0401 | 323728.6084 | 285876.0458 | 241934.7317 | 193145.3295 | 154196.2926 | 123099.776 | 98274.2899 | 78456.4086 | 62636.154 | 50006.2502 | 39923.1874 | 31873.0403 | 25446.6156 | 20316.8944 | 16222.1294 | 12952.9617 | 10342.5241 | 8258.0181 | 6593.4949 | 5264.3564 | 4203.08 | 3355.7053 | 2679.1415 | 2138.9591 | 1707.6738 | 1363.3297 | 1088.4096 | 870.7277 | 0 | 0 | 0 | 0 | 0 | 0 | 0 | 0 | 0 | 0 | 0 | 0 | 0 | 0 | 0 | 0 | 0 | 0
Commercial_Other Health_Existing_Food Preparation_Natural Gas_Broiler_E1_Codes & Standards Forecast | Commercial | Other Health | Existing | Food Preparation | Natural Gas | Broiler | E1 |  | Codes & Standards Forecast | 0 | 2885.5528 | 6602.8323 | 10955.4304 | 17896.6386 | 23213.6584 | 28859.5891 | 34764.9557 | 40869.8966 | 47127.1649 | 53499.2323 | 59957.5266 | 65078.2608 | 69131.9611 | 72333.387 | 74854.4528 | 76831.7319 | 78376.7856 | 79579.4995 | 80510.33 | 81222.7848 | 81758.6629 | 82152.6244 | 82432.7613 | 82621.5553 | 82737.6519 | 82795.6848 | 82807.55 | 82782.3242 | 82727.48 | 82648.5011 | 82550.4503 | 83738.2367 | 0 | 0 | 0 | 0 | 0 | 0 | 0 | 0 | 0 | 0 | 0 | 0 | 0 | 0 | 0 | 0 | 0 | 0
Commercial_Other Health_Existing_Food Preparation_Natural Gas_Broiler_E2_Codes & Standards Forecast | Commercial | Other Health | Existing | Food Preparation | Natural Gas | Broiler | E2 |  | Codes & Standards Forecast | 0 | 0 | 0 | 0 | 0 | 0 | 0 | 0 | 0 | 0 | 0 | 0 | 0 | 0 | 0 | 0 | 0 | 0 | 0 | 0 | 0 | 0 | 0 | 0 | 0 | 0 | 0 | 0 | 0 | 0 | 0 | 0 | 0 | 0 | 0 | 0 | 0 | 0 | 0 | 0 | 0 | 0 | 0 | 0 | 0 | 0 | 0 | 0 | 0 | 0 | 0
Commercial_Other Health_Existing_Food Preparation_Natural Gas_Broiler_E3_Codes & Standards Forecast | Commercial | Other Health | Existing | Food Preparation | Natural Gas | Broiler | E3 |  | Codes & Standards Forecast | 0 | 0 | 0 | 0 | 0 | 0 | 0 | 0 | 0 | 0 | 0 | 0 | 0 | 0 | 0 | 0 | 0 | 0 | 0 | 0 | 0 | 0 | 0 | 0 | 0 | 0 | 0 | 0 | 0 | 0 | 0 | 0 | 0 | 0 | 0 | 0 | 0 | 0 | 0 | 0 | 0 | 0 | 0 | 0 | 0 | 0 | 0 | 0 | 0 | 0 | 0
Commercial_Other Health_Existing_Food Preparation_Natural Gas_Broiler_E4_Codes & Standards Forecast | Commercial | Other Health | Existing | Food Preparation | Natural Gas | Broiler | E4 |  | Codes & Standards Forecast | 0 | 0 | 0 | 0 | 0 | 0 | 0 | 0 | 0 | 0 | 0 | 0 | 0 | 0 | 0 | 0 | 0 | 0 | 0 | 0 | 0 | 0 | 0 | 0 | 0 | 0 | 0 | 0 | 0 | 0 | 0 | 0 | 0 | 0 | 0 | 0 | 0 | 0 | 0 | 0 | 0 | 0 | 0 | 0 | 0 | 0 | 0 | 0 | 0 | 0 | 0
Commercial_Other Health_Existing_Food Preparation_Natural Gas_Broiler_E5_Codes & Standards Forecast | Commercial | Other Health | Existing | Food Preparation | Natural Gas | Broiler | E5 |  | Codes & Standards Forecast | 0 | 0 | 0 | 0 | 0 | 0 | 0 | 0 | 0 | 0 | 0 | 0 | 0 | 0 | 0 | 0 | 0 | 0 | 0 | 0 | 0 | 0 | 0 | 0 | 0 | 0 | 0 | 0 | 0 | 0 | 0 | 0 | 0 | 0 | 0 | 0 | 0 | 0 | 0 | 0 | 0 | 0 | 0 | 0 | 0 | 0 | 0 | 0 | 0 | 0 | 0
Commercial_Other Health_Existing_Food Preparation_Natural Gas_Broiler_E6_Codes & Standards Forecast | Commercial | Other Health | Existing | Food Preparation | Natural Gas | Broiler | E6 |  | Codes & Standards Forecast | 0 | 0 | 0 | 0 | 0 | 0 | 0 | 0 | 0 | 0 | 0 | 0 | 0 | 0 | 0 | 0 | 0 | 0 | 0 | 0 | 0 | 0 | 0 | 0 | 0 | 0 | 0 | 0 | 0 | 0 | 0 | 0 | 0 | 0 | 0 | 0 | 0 | 0 | 0 | 0 | 0 | 0 | 0 | 0 | 0 | 0 | 0 | 0 | 0 | 0 | 0
Commercial_Other Health_Existing_Food Preparation_Natural Gas_Broiler_E7_Codes & Standards Forecast | Commercial | Other Health | Existing | Food Preparation | Natural Gas | Broiler | E7 |  | Codes & Standards Forecast | 0 | 0 | 0 | 0 | 0 | 0 | 0 | 0 | 0 | 0 | 0 | 0 | 0 | 0 | 0 | 0 | 0 | 0 | 0 | 0 | 0 | 0 | 0 | 0 | 0 | 0 | 0 | 0 | 0 | 0 | 0 | 0 | 0 | 0 | 0 | 0 | 0 | 0 | 0 | 0 | 0 | 0 | 0 | 0 | 0 | 0 | 0 | 0 | 0 | 0 | 0
Commercial_Other Health_Existing_Food Preparation_Natural Gas_Broiler_E8_Codes & Standards Forecast | Commercial | Other Health | Existing | Food Preparation | Natural Gas | Broiler | E8 |  | Codes & Standards Forecast | 0 | 0 | 0 | 0 | 0 | 0 | 0 | 0 | 0 | 0 | 0 | 0 | 0 | 0 | 0 | 0 | 0 | 0 | 0 | 0 | 0 | 0 | 0 | 0 | 0 | 0 | 0 | 0 | 0 | 0 | 0 | 0 | 0 | 0 | 0 | 0 | 0 | 0 | 0 | 0 | 0 | 0 | 0 | 0 | 0 | 0 | 0 | 0 | 0 | 0 | 0
Commercial_Other Health_Existing_Food Preparation_Natural Gas_Broiler_E9_Codes & Standards Forecast | Commercial | Other Health | Existing | Food Preparation | Natural Gas | Broiler | E9 |  | Codes & Standards Forecast | 0 | 0 | 0 | 0 | 0 | 0 | 0 | 0 | 0 | 0 | 0 | 0 | 0 | 0 | 0 | 0 | 0 | 0 | 0 | 0 | 0 | 0 | 0 | 0 | 0 | 0 | 0 | 0 | 0 | 0 | 0 | 0 | 0 | 0 | 0 | 0 | 0 | 0 | 0 | 0 | 0 | 0 | 0 | 0 | 0 | 0 | 0 | 0 | 0 | 0 | 0
Commercial_Other Health_Existing_Food Preparation_Natural Gas_Broiler_E10_Codes & Standards Forecast | Commercial | Other Health | Existing | Food Preparation | Natural Gas | Broiler | E10 |  | Codes & Standards Forecast | 0 | 0 | 0 | 0 | 0 | 0 | 0 | 0 | 0 | 0 | 0 | 0 | 0 | 0 | 0 | 0 | 0 | 0 | 0 | 0 | 0 | 0 | 0 | 0 | 0 | 0 | 0 | 0 | 0 | 0 | 0 | 0 | 0 | 0 | 0 | 0 | 0 | 0 | 0 | 0 | 0 | 0 | 0 | 0 | 0 | 0 | 0 | 0 | 0 | 0 | 0
Commercial_Other Health_Existing_Food Preparation_Natural Gas_Broiler_Vintage_Codes & Standards Forecast | Commercial | Other Health | Existing | Food Preparation | Natural Gas | Broiler | Vintage |  | Codes & Standards Forecast | 87009.266 | 83681.0298 | 79521.0667 | 74633.8694 | 69692.5138 | 64140.1051 | 58286.3723 | 52193.8407 | 45908.081 | 39471.1136 | 32918.4476 | 26279.7965 | 20980.2427 | 16749.7052 | 13372.3081 | 10675.9687 | 8523.2568 | 6804.749 | 5432.9963 | 4338.004 | 3463.7869 | 2765.7226 | 2208.2992 | 1763.1845 | 1407.7559 | 1123.9571 | 897.3583 | 716.4366 | 571.9849 | 456.6537 | 364.5717 | 291.0546 | 232.8437 | 0 | 0 | 0 | 0 | 0 | 0 | 0 | 0 | 0 | 0 | 0 | 0 | 0 | 0 | 0 | 0 | 0 | 0
Commercial_Other Health_Existing_Food Preparation_Natural Gas_Griddle_E1_Codes & Standards Forecast | Commercial | Other Health | Existing | Food Preparation | Natural Gas | Griddle | E1 |  | Codes & Standards Forecast | 0 | 2885.5528 | 6602.8323 | 6561.8463 | 6561.8463 | 6544.2119 | 6528.6441 | 6514.6224 | 6501.0762 | 6487.6138 | 6474.084 | 6460.5724 | 5886.5519 | 4699.5648 | 3751.9483 | 2995.4203 | 2391.421 | 1181.9161 | 0 | 0 | 0 | 0 | 0 | 0 | 0 | 0 | 0 | 0 | 0 | 0 | 0 | 0 | 0 | 0 | 0 | 0 | 0 | 0 | 0 | 0 | 0 | 0 | 0 | 0 | 0 | 0 | 0 | 0 | 0 | 0 | 0
Commercial_Other Health_Existing_Food Preparation_Natural Gas_Griddle_E2_Codes & Standards Forecast | Commercial | Other Health | Existing | Food Preparation | Natural Gas | Griddle | E2 |  | Codes & Standards Forecast | 0 | 0 | 0 | 4393.5841 | 11334.7923 | 16669.4465 | 22330.945 | 28250.3332 | 34368.8204 | 40639.5511 | 47025.1482 | 53496.9542 | 59191.7088 | 64432.3963 | 68581.4387 | 71859.0326 | 74440.3109 | 77194.8696 | 79579.4995 | 80510.33 | 81222.7848 | 81758.6629 | 82152.6244 | 82432.7613 | 82621.5553 | 82737.6519 | 82795.6848 | 82807.55 | 82782.3242 | 82727.48 | 82648.5011 | 82550.4503 | 83738.2367 | 0 | 0 | 0 | 0 | 0 | 0 | 0 | 0 | 0 | 0 | 0 | 0 | 0 | 0 | 0 | 0 | 0 | 0
Commercial_Other Health_Existing_Food Preparation_Natural Gas_Griddle_E3_Codes & Standards Forecast | Commercial | Other Health | Existing | Food Preparation | Natural Gas | Griddle | E3 |  | Codes & Standards Forecast | 0 | 0 | 0 | 0 | 0 | 0 | 0 | 0 | 0 | 0 | 0 | 0 | 0 | 0 | 0 | 0 | 0 | 0 | 0 | 0 | 0 | 0 | 0 | 0 | 0 | 0 | 0 | 0 | 0 | 0 | 0 | 0 | 0 | 0 | 0 | 0 | 0 | 0 | 0 | 0 | 0 | 0 | 0 | 0 | 0 | 0 | 0 | 0 | 0 | 0 | 0
Commercial_Other Health_Existing_Food Preparation_Natural Gas_Griddle_E4_Codes & Standards Forecast | Commercial | Other Health | Existing | Food Preparation | Natural Gas | Griddle | E4 |  | Codes & Standards Forecast | 0 | 0 | 0 | 0 | 0 | 0 | 0 | 0 | 0 | 0 | 0 | 0 | 0 | 0 | 0 | 0 | 0 | 0 | 0 | 0 | 0 | 0 | 0 | 0 | 0 | 0 | 0 | 0 | 0 | 0 | 0 | 0 | 0 | 0 | 0 | 0 | 0 | 0 | 0 | 0 | 0 | 0 | 0 | 0 | 0 | 0 | 0 | 0 | 0 | 0 | 0
Commercial_Other Health_Existing_Food Preparation_Natural Gas_Griddle_E5_Codes & Standards Forecast | Commercial | Other Health | Existing | Food Preparation | Natural Gas | Griddle | E5 |  | Codes & Standards Forecast | 0 | 0 | 0 | 0 | 0 | 0 | 0 | 0 | 0 | 0 | 0 | 0 | 0 | 0 | 0 | 0 | 0 | 0 | 0 | 0 | 0 | 0 | 0 | 0 | 0 | 0 | 0 | 0 | 0 | 0 | 0 | 0 | 0 | 0 | 0 | 0 | 0 | 0 | 0 | 0 | 0 | 0 | 0 | 0 | 0 | 0 | 0 | 0 | 0 | 0 | 0
Commercial_Other Health_Existing_Food Preparation_Natural Gas_Griddle_E6_Codes & Standards Forecast | Commercial | Other Health | Existing | Food Preparation | Natural Gas | Griddle | E6 |  | Codes & Standards Forecast | 0 | 0 | 0 | 0 | 0 | 0 | 0 | 0 | 0 | 0 | 0 | 0 | 0 | 0 | 0 | 0 | 0 | 0 | 0 | 0 | 0 | 0 | 0 | 0 | 0 | 0 | 0 | 0 | 0 | 0 | 0 | 0 | 0 | 0 | 0 | 0 | 0 | 0 | 0 | 0 | 0 | 0 | 0 | 0 | 0 | 0 | 0 | 0 | 0 | 0 | 0
Commercial_Other Health_Existing_Food Preparation_Natural Gas_Griddle_E7_Codes & Standards Forecast | Commercial | Other Health | Existing | Food Preparation | Natural Gas | Griddle | E7 |  | Codes & Standards Forecast | 0 | 0 | 0 | 0 | 0 | 0 | 0 | 0 | 0 | 0 | 0 | 0 | 0 | 0 | 0 | 0 | 0 | 0 | 0 | 0 | 0 | 0 | 0 | 0 | 0 | 0 | 0 | 0 | 0 | 0 | 0 | 0 | 0 | 0 | 0 | 0 | 0 | 0 | 0 | 0 | 0 | 0 | 0 | 0 | 0 | 0 | 0 | 0 | 0 | 0 | 0
Commercial_Other Health_Existing_Food Preparation_Natural Gas_Griddle_E8_Codes & Standards Forecast | Commercial | Other Health | Existing | Food Preparation | Natural Gas | Griddle | E8 |  | Codes & Standards Forecast | 0 | 0 | 0 | 0 | 0 | 0 | 0 | 0 | 0 | 0 | 0 | 0 | 0 | 0 | 0 | 0 | 0 | 0 | 0 | 0 | 0 | 0 | 0 | 0 | 0 | 0 | 0 | 0 | 0 | 0 | 0 | 0 | 0 | 0 | 0 | 0 | 0 | 0 | 0 | 0 | 0 | 0 | 0 | 0 | 0 | 0 | 0 | 0 | 0 | 0 | 0
Commercial_Other Health_Existing_Food Preparation_Natural Gas_Griddle_E9_Codes & Standards Forecast | Commercial | Other Health | Existing | Food Preparation | Natural Gas | Griddle | E9 |  | Codes & Standards Forecast | 0 | 0 | 0 | 0 | 0 | 0 | 0 | 0 | 0 | 0 | 0 | 0 | 0 | 0 | 0 | 0 | 0 | 0 | 0 | 0 | 0 | 0 | 0 | 0 | 0 | 0 | 0 | 0 | 0 | 0 | 0 | 0 | 0 | 0 | 0 | 0 | 0 | 0 | 0 | 0 | 0 | 0 | 0 | 0 | 0 | 0 | 0 | 0 | 0 | 0 | 0
Commercial_Other Health_Existing_Food Preparation_Natural Gas_Griddle_E10_Codes & Standards Forecast | Commercial | Other Health | Existing | Food Preparation | Natural Gas | Griddle | E10 |  | Codes & Standards Forecast | 0 | 0 | 0 | 0 | 0 | 0 | 0 | 0 | 0 | 0 | 0 | 0 | 0 | 0 | 0 | 0 | 0 | 0 | 0 | 0 | 0 | 0 | 0 | 0 | 0 | 0 | 0 | 0 | 0 | 0 | 0 | 0 | 0 | 0 | 0 | 0 | 0 | 0 | 0 | 0 | 0 | 0 | 0 | 0 | 0 | 0 | 0 | 0 | 0 | 0 | 0
Commercial_Other Health_Existing_Food Preparation_Natural Gas_Griddle_Vintage_Codes & Standards Forecast | Commercial | Other Health | Existing | Food Preparation | Natural Gas | Griddle | Vintage |  | Codes & Standards Forecast | 87009.266 | 83681.0298 | 79521.0667 | 74633.8694 | 69692.5138 | 64140.1051 | 58286.3723 | 52193.8407 | 45908.081 | 39471.1136 | 32918.4476 | 26279.7965 | 20980.2427 | 16749.7052 | 13372.3081 | 10675.9687 | 8523.2568 | 6804.749 | 5432.9963 | 4338.004 | 3463.7869 | 2765.7226 | 2208.2992 | 1763.1845 | 1407.7559 | 1123.9571 | 897.3583 | 716.4366 | 571.9849 | 456.6537 | 364.5717 | 291.0546 | 232.8437 | 0 | 0 | 0 | 0 | 0 | 0 | 0 | 0 | 0 | 0 | 0 | 0 | 0 | 0 | 0 | 0 | 0 | 0
Commercial_Other Health_Existing_Food Preparation_Natural Gas_Range_E1_Codes & Standards Forecast | Commercial | Other Health | Existing | Food Preparation | Natural Gas | Range | E1 |  | Codes & Standards Forecast | 0 | 14638.3927 | 33496.1306 | 55576.8361 | 89098.6724 | 116076.4278 | 144722.2138 | 174683.718 | 205657.5395 | 237404.0949 | 262593.2622 | 282549.7516 | 298333.4739 | 310789.2227 | 320586.0173 | 328260.2097 | 334237.0902 | 338867.2036 | 342433.7744 | 345157.2052 | 347201.75 | 348694.7378 | 349743.3979 | 350435.1393 | 350839.9695 | 351016.7334 | 351011.327 | 350861.2904 | 350594.8069 | 350235.3352 | 349799.56 | 349303.7014 | 354260.6501 | 0 | 0 | 0 | 0 | 0 | 0 | 0 | 0 | 0 | 0 | 0 | 0 | 0 | 0 | 0 | 0 | 0 | 0
Commercial_Other Health_Existing_Food Preparation_Natural Gas_Range_E2_Codes & Standards Forecast | Commercial | Other Health | Existing | Food Preparation | Natural Gas | Range | E2 |  | Codes & Standards Forecast | 0 | 0 | 0 | 0 | 0 | 0 | 0 | 0 | 0 | 0 | 0 | 0 | 0 | 0 | 0 | 0 | 0 | 0 | 0 | 0 | 0 | 0 | 0 | 0 | 0 | 0 | 0 | 0 | 0 | 0 | 0 | 0 | 0 | 0 | 0 | 0 | 0 | 0 | 0 | 0 | 0 | 0 | 0 | 0 | 0 | 0 | 0 | 0 | 0 | 0 | 0
Commercial_Other Health_Existing_Food Preparation_Natural Gas_Range_E3_Codes & Standards Forecast | Commercial | Other Health | Existing | Food Preparation | Natural Gas | Range | E3 |  | Codes & Standards Forecast | 0 | 0 | 0 | 0 | 0 | 0 | 0 | 0 | 0 | 0 | 0 | 0 | 0 | 0 | 0 | 0 | 0 | 0 | 0 | 0 | 0 | 0 | 0 | 0 | 0 | 0 | 0 | 0 | 0 | 0 | 0 | 0 | 0 | 0 | 0 | 0 | 0 | 0 | 0 | 0 | 0 | 0 | 0 | 0 | 0 | 0 | 0 | 0 | 0 | 0 | 0
Commercial_Other Health_Existing_Food Preparation_Natural Gas_Range_E4_Codes & Standards Forecast | Commercial | Other Health | Existing | Food Preparation | Natural Gas | Range | E4 |  | Codes & Standards Forecast | 0 | 0 | 0 | 0 | 0 | 0 | 0 | 0 | 0 | 0 | 0 | 0 | 0 | 0 | 0 | 0 | 0 | 0 | 0 | 0 | 0 | 0 | 0 | 0 | 0 | 0 | 0 | 0 | 0 | 0 | 0 | 0 | 0 | 0 | 0 | 0 | 0 | 0 | 0 | 0 | 0 | 0 | 0 | 0 | 0 | 0 | 0 | 0 | 0 | 0 | 0
Commercial_Other Health_Existing_Food Preparation_Natural Gas_Range_E5_Codes & Standards Forecast | Commercial | Other Health | Existing | Food Preparation | Natural Gas | Range | E5 |  | Codes & Standards Forecast | 0 | 0 | 0 | 0 | 0 | 0 | 0 | 0 | 0 | 0 | 0 | 0 | 0 | 0 | 0 | 0 | 0 | 0 | 0 | 0 | 0 | 0 | 0 | 0 | 0 | 0 | 0 | 0 | 0 | 0 | 0 | 0 | 0 | 0 | 0 | 0 | 0 | 0 | 0 | 0 | 0 | 0 | 0 | 0 | 0 | 0 | 0 | 0 | 0 | 0 | 0
Commercial_Other Health_Existing_Food Preparation_Natural Gas_Range_E6_Codes & Standards Forecast | Commercial | Other Health | Existing | Food Preparation | Natural Gas | Range | E6 |  | Codes & Standards Forecast | 0 | 0 | 0 | 0 | 0 | 0 | 0 | 0 | 0 | 0 | 0 | 0 | 0 | 0 | 0 | 0 | 0 | 0 | 0 | 0 | 0 | 0 | 0 | 0 | 0 | 0 | 0 | 0 | 0 | 0 | 0 | 0 | 0 | 0 | 0 | 0 | 0 | 0 | 0 | 0 | 0 | 0 | 0 | 0 | 0 | 0 | 0 | 0 | 0 | 0 | 0
Commercial_Other Health_Existing_Food Preparation_Natural Gas_Range_E7_Codes & Standards Forecast | Commercial | Other Health | Existing | Food Preparation | Natural Gas | Range | E7 |  | Codes & Standards Forecast | 0 | 0 | 0 | 0 | 0 | 0 | 0 | 0 | 0 | 0 | 0 | 0 | 0 | 0 | 0 | 0 | 0 | 0 | 0 | 0 | 0 | 0 | 0 | 0 | 0 | 0 | 0 | 0 | 0 | 0 | 0 | 0 | 0 | 0 | 0 | 0 | 0 | 0 | 0 | 0 | 0 | 0 | 0 | 0 | 0 | 0 | 0 | 0 | 0 | 0 | 0
Commercial_Other Health_Existing_Food Preparation_Natural Gas_Range_E8_Codes & Standards Forecast | Commercial | Other Health | Existing | Food Preparation | Natural Gas | Range | E8 |  | Codes & Standards Forecast | 0 | 0 | 0 | 0 | 0 | 0 | 0 | 0 | 0 | 0 | 0 | 0 | 0 | 0 | 0 | 0 | 0 | 0 | 0 | 0 | 0 | 0 | 0 | 0 | 0 | 0 | 0 | 0 | 0 | 0 | 0 | 0 | 0 | 0 | 0 | 0 | 0 | 0 | 0 | 0 | 0 | 0 | 0 | 0 | 0 | 0 | 0 | 0 | 0 | 0 | 0
Commercial_Other Health_Existing_Food Preparation_Natural Gas_Range_E9_Codes & Standards Forecast | Commercial | Other Health | Existing | Food Preparation | Natural Gas | Range | E9 |  | Codes & Standards Forecast | 0 | 0 | 0 | 0 | 0 | 0 | 0 | 0 | 0 | 0 | 0 | 0 | 0 | 0 | 0 | 0 | 0 | 0 | 0 | 0 | 0 | 0 | 0 | 0 | 0 | 0 | 0 | 0 | 0 | 0 | 0 | 0 | 0 | 0 | 0 | 0 | 0 | 0 | 0 | 0 | 0 | 0 | 0 | 0 | 0 | 0 | 0 | 0 | 0 | 0 | 0
Commercial_Other Health_Existing_Food Preparation_Natural Gas_Range_E10_Codes & Standards Forecast | Commercial | Other Health | Existing | Food Preparation | Natural Gas | Range | E10 |  | Codes & Standards Forecast | 0 | 0 | 0 | 0 | 0 | 0 | 0 | 0 | 0 | 0 | 0 | 0 | 0 | 0 | 0 | 0 | 0 | 0 | 0 | 0 | 0 | 0 | 0 | 0 | 0 | 0 | 0 | 0 | 0 | 0 | 0 | 0 | 0 | 0 | 0 | 0 | 0 | 0 | 0 | 0 | 0 | 0 | 0 | 0 | 0 | 0 | 0 | 0 | 0 | 0 | 0
Commercial_Other Health_Existing_Food Preparation_Natural Gas_Range_Vintage_Codes & Standards Forecast | Commercial | Other Health | Existing | Food Preparation | Natural Gas | Range | Vintage |  | Codes & Standards Forecast | 367831.2606 | 351321.4254 | 330592.2452 | 306251.5237 | 281184.055 | 253211.1941 | 223686.9257 | 192934.1824 | 161195.9504 | 128689.7177 | 102737.0707 | 82018.1238 | 65478.4424 | 52275.1153 | 41734.403 | 33319.2429 | 26600.721 | 21237.3315 | 16956.1496 | 13538.7254 | 10810.3312 | 8631.7023 | 6892.0076 | 5502.8236 | 4393.5462 | 3507.8222 | 2800.617 | 2235.9679 | 1785.1405 | 1425.1968 | 1137.8128 | 908.369 | 726.6952 | 0 | 0 | 0 | 0 | 0 | 0 | 0 | 0 | 0 | 0 | 0 | 0 | 0 | 0 | 0 | 0 | 0 | 0
Commercial_Other Health_Existing_Food Preparation_Natural Gas_Steamer_E1_Codes & Standards Forecast | Commercial | Other Health | Existing | Food Preparation | Natural Gas | Steamer | E1 |  | Codes & Standards Forecast | 0 | 1489.4579 | 3169.4936 | 3149.8195 | 3149.8195 | 3141.3546 | 3133.8818 | 3127.1511 | 3120.6486 | 3114.1864 | 2946.2533 | 2613.4261 | 2318.2284 | 2056.4132 | 1824.1774 | 1618.175 | 1435.4275 | 1273.3427 | 1129.614 | 562.8583 | 0 | 0 | 0 | 0 | 0 | 0 | 0 | 0 | 0 | 0 | 0 | 0 | 0 | 0 | 0 | 0 | 0 | 0 | 0 | 0 | 0 | 0 | 0 | 0 | 0 | 0 | 0 | 0 | 0 | 0 | 0
Commercial_Other Health_Existing_Food Preparation_Natural Gas_Steamer_E2_Codes & Standards Forecast | Commercial | Other Health | Existing | Food Preparation | Natural Gas | Steamer | E2 |  | Codes & Standards Forecast | 0 | 0 | 0 | 1858.9844 | 4808.6271 | 6954.1299 | 9217.9214 | 11586.2456 | 14045.2656 | 16582.8166 | 18986.3682 | 21292.9275 | 23329.9479 | 25128.1386 | 26714.2933 | 28112.3659 | 29343.3489 | 30426.8531 | 31380.5753 | 32658.9665 | 33845.5433 | 34390.2709 | 34864.5346 | 35276.0984 | 35631.8788 | 35938.3191 | 36201.0094 | 36424.9972 | 36614.5639 | 36773.6122 | 36905.3856 | 37013.0813 | 37701.3659 | 0 | 0 | 0 | 0 | 0 | 0 | 0 | 0 | 0 | 0 | 0 | 0 | 0 | 0 | 0 | 0 | 0 | 0
Commercial_Other Health_Existing_Food Preparation_Natural Gas_Steamer_E3_Codes & Standards Forecast | Commercial | Other Health | Existing | Food Preparation | Natural Gas | Steamer | E3 |  | Codes & Standards Forecast | 0 | 0 | 0 | 0 | 0 | 0 | 0 | 0 | 0 | 0 | 0 | 0 | 0 | 0 | 0 | 0 | 0 | 0 | 0 | 0 | 0 | 0 | 0 | 0 | 0 | 0 | 0 | 0 | 0 | 0 | 0 | 0 | 0 | 0 | 0 | 0 | 0 | 0 | 0 | 0 | 0 | 0 | 0 | 0 | 0 | 0 | 0 | 0 | 0 | 0 | 0
Commercial_Other Health_Existing_Food Preparation_Natural Gas_Steamer_E4_Codes & Standards Forecast | Commercial | Other Health | Existing | Food Preparation | Natural Gas | Steamer | E4 |  | Codes & Standards Forecast | 0 | 0 | 0 | 0 | 0 | 0 | 0 | 0 | 0 | 0 | 0 | 0 | 0 | 0 | 0 | 0 | 0 | 0 | 0 | 0 | 0 | 0 | 0 | 0 | 0 | 0 | 0 | 0 | 0 | 0 | 0 | 0 | 0 | 0 | 0 | 0 | 0 | 0 | 0 | 0 | 0 | 0 | 0 | 0 | 0 | 0 | 0 | 0 | 0 | 0 | 0
Commercial_Other Health_Existing_Food Preparation_Natural Gas_Steamer_E5_Codes & Standards Forecast | Commercial | Other Health | Existing | Food Preparation | Natural Gas | Steamer | E5 |  | Codes & Standards Forecast | 0 | 0 | 0 | 0 | 0 | 0 | 0 | 0 | 0 | 0 | 0 | 0 | 0 | 0 | 0 | 0 | 0 | 0 | 0 | 0 | 0 | 0 | 0 | 0 | 0 | 0 | 0 | 0 | 0 | 0 | 0 | 0 | 0 | 0 | 0 | 0 | 0 | 0 | 0 | 0 | 0 | 0 | 0 | 0 | 0 | 0 | 0 | 0 | 0 | 0 | 0
Commercial_Other Health_Existing_Food Preparation_Natural Gas_Steamer_E6_Codes & Standards Forecast | Commercial | Other Health | Existing | Food Preparation | Natural Gas | Steamer | E6 |  | Codes & Standards Forecast | 0 | 0 | 0 | 0 | 0 | 0 | 0 | 0 | 0 | 0 | 0 | 0 | 0 | 0 | 0 | 0 | 0 | 0 | 0 | 0 | 0 | 0 | 0 | 0 | 0 | 0 | 0 | 0 | 0 | 0 | 0 | 0 | 0 | 0 | 0 | 0 | 0 | 0 | 0 | 0 | 0 | 0 | 0 | 0 | 0 | 0 | 0 | 0 | 0 | 0 | 0
Commercial_Other Health_Existing_Food Preparation_Natural Gas_Steamer_E7_Codes & Standards Forecast | Commercial | Other Health | Existing | Food Preparation | Natural Gas | Steamer | E7 |  | Codes & Standards Forecast | 0 | 0 | 0 | 0 | 0 | 0 | 0 | 0 | 0 | 0 | 0 | 0 | 0 | 0 | 0 | 0 | 0 | 0 | 0 | 0 | 0 | 0 | 0 | 0 | 0 | 0 | 0 | 0 | 0 | 0 | 0 | 0 | 0 | 0 | 0 | 0 | 0 | 0 | 0 | 0 | 0 | 0 | 0 | 0 | 0 | 0 | 0 | 0 | 0 | 0 | 0
Commercial_Other Health_Existing_Food Preparation_Natural Gas_Steamer_E8_Codes & Standards Forecast | Commercial | Other Health | Existing | Food Preparation | Natural Gas | Steamer | E8 |  | Codes & Standards Forecast | 0 | 0 | 0 | 0 | 0 | 0 | 0 | 0 | 0 | 0 | 0 | 0 | 0 | 0 | 0 | 0 | 0 | 0 | 0 | 0 | 0 | 0 | 0 | 0 | 0 | 0 | 0 | 0 | 0 | 0 | 0 | 0 | 0 | 0 | 0 | 0 | 0 | 0 | 0 | 0 | 0 | 0 | 0 | 0 | 0 | 0 | 0 | 0 | 0 | 0 | 0
Commercial_Other Health_Existing_Food Preparation_Natural Gas_Steamer_E9_Codes & Standards Forecast | Commercial | Other Health | Existing | Food Preparation | Natural Gas | Steamer | E9 |  | Codes & Standards Forecast | 0 | 0 | 0 | 0 | 0 | 0 | 0 | 0 | 0 | 0 | 0 | 0 | 0 | 0 | 0 | 0 | 0 | 0 | 0 | 0 | 0 | 0 | 0 | 0 | 0 | 0 | 0 | 0 | 0 | 0 | 0 | 0 | 0 | 0 | 0 | 0 | 0 | 0 | 0 | 0 | 0 | 0 | 0 | 0 | 0 | 0 | 0 | 0 | 0 | 0 | 0
Commercial_Other Health_Existing_Food Preparation_Natural Gas_Steamer_E10_Codes & Standards Forecast | Commercial | Other Health | Existing | Food Preparation | Natural Gas | Steamer | E10 |  | Codes & Standards Forecast | 0 | 0 | 0 | 0 | 0 | 0 | 0 | 0 | 0 | 0 | 0 | 0 | 0 | 0 | 0 | 0 | 0 | 0 | 0 | 0 | 0 | 0 | 0 | 0 | 0 | 0 | 0 | 0 | 0 | 0 | 0 | 0 | 0 | 0 | 0 | 0 | 0 | 0 | 0 | 0 | 0 | 0 | 0 | 0 | 0 | 0 | 0 | 0 | 0 | 0 | 0
Commercial_Other Health_Existing_Food Preparation_Natural Gas_Steamer_Vintage_Codes & Standards Forecast | Commercial | Other Health | Existing | Food Preparation | Natural Gas | Steamer | Vintage |  | Codes & Standards Forecast | 40421.0176 | 38725.9067 | 36840.218 | 34752.5543 | 32731.963 | 30485.5728 | 28132.7176 | 25684.1747 | 23147.6561 | 20533.0863 | 18213.5689 | 16156.0503 | 14331.1551 | 12712.6282 | 11276.9601 | 10003.4649 | 8873.7303 | 7871.7312 | 6983.209 | 6195.3104 | 5496.4436 | 4876.3709 | 4326.1693 | 3837.9635 | 3404.7713 | 3020.4233 | 2679.4241 | 2376.8993 | 2108.5073 | 1870.4023 | 1659.1609 | 1471.7616 | 1308.2325 | 0 | 0 | 0 | 0 | 0 | 0 | 0 | 0 | 0 | 0 | 0 | 0 | 0 | 0 | 0 | 0 | 0 | 0
Commercial_Other Health_Existing_Food Preparation_Natural Gas_Food Prep Other_E1_Codes & Standards Forecast | Commercial | Other Health | Existing | Food Preparation | Natural Gas | Food Prep Other | E1 |  | Codes & Standards Forecast | 0 | 0 | 0 | 0 | 0 | 0 | 0 | 0 | 0 | 0 | 0 | 0 | 0 | 0 | 0 | 0 | 0 | 0 | 0 | 0 | 0 | 0 | 0 | 0 | 0 | 0 | 0 | 0 | 0 | 0 | 0 | 0 | 0 | 0 | 0 | 0 | 0 | 0 | 0 | 0 | 0 | 0 | 0 | 0 | 0 | 0 | 0 | 0 | 0 | 0 | 0
Commercial_Other Health_Existing_Food Preparation_Natural Gas_Food Prep Other_E2_Codes & Standards Forecast | Commercial | Other Health | Existing | Food Preparation | Natural Gas | Food Prep Other | E2 |  | Codes & Standards Forecast | 0 | 0 | 0 | 0 | 0 | 0 | 0 | 0 | 0 | 0 | 0 | 0 | 0 | 0 | 0 | 0 | 0 | 0 | 0 | 0 | 0 | 0 | 0 | 0 | 0 | 0 | 0 | 0 | 0 | 0 | 0 | 0 | 0 | 0 | 0 | 0 | 0 | 0 | 0 | 0 | 0 | 0 | 0 | 0 | 0 | 0 | 0 | 0 | 0 | 0 | 0
Commercial_Other Health_Existing_Food Preparation_Natural Gas_Food Prep Other_E3_Codes & Standards Forecast | Commercial | Other Health | Existing | Food Preparation | Natural Gas | Food Prep Other | E3 |  | Codes & Standards Forecast | 0 | 0 | 0 | 0 | 0 | 0 | 0 | 0 | 0 | 0 | 0 | 0 | 0 | 0 | 0 | 0 | 0 | 0 | 0 | 0 | 0 | 0 | 0 | 0 | 0 | 0 | 0 | 0 | 0 | 0 | 0 | 0 | 0 | 0 | 0 | 0 | 0 | 0 | 0 | 0 | 0 | 0 | 0 | 0 | 0 | 0 | 0 | 0 | 0 | 0 | 0
Commercial_Other Health_Existing_Food Preparation_Natural Gas_Food Prep Other_E4_Codes & Standards Forecast | Commercial | Other Health | Existing | Food Preparation | Natural Gas | Food Prep Other | E4 |  | Codes & Standards Forecast | 0 | 0 | 0 | 0 | 0 | 0 | 0 | 0 | 0 | 0 | 0 | 0 | 0 | 0 | 0 | 0 | 0 | 0 | 0 | 0 | 0 | 0 | 0 | 0 | 0 | 0 | 0 | 0 | 0 | 0 | 0 | 0 | 0 | 0 | 0 | 0 | 0 | 0 | 0 | 0 | 0 | 0 | 0 | 0 | 0 | 0 | 0 | 0 | 0 | 0 | 0
Commercial_Other Health_Existing_Food Preparation_Natural Gas_Food Prep Other_E5_Codes & Standards Forecast | Commercial | Other Health | Existing | Food Preparation | Natural Gas | Food Prep Other | E5 |  | Codes & Standards Forecast | 0 | 0 | 0 | 0 | 0 | 0 | 0 | 0 | 0 | 0 | 0 | 0 | 0 | 0 | 0 | 0 | 0 | 0 | 0 | 0 | 0 | 0 | 0 | 0 | 0 | 0 | 0 | 0 | 0 | 0 | 0 | 0 | 0 | 0 | 0 | 0 | 0 | 0 | 0 | 0 | 0 | 0 | 0 | 0 | 0 | 0 | 0 | 0 | 0 | 0 | 0
Commercial_Other Health_Existing_Food Preparation_Natural Gas_Food Prep Other_E6_Codes & Standards Forecast | Commercial | Other Health | Existing | Food Preparation | Natural Gas | Food Prep Other | E6 |  | Codes & Standards Forecast | 0 | 0 | 0 | 0 | 0 | 0 | 0 | 0 | 0 | 0 | 0 | 0 | 0 | 0 | 0 | 0 | 0 | 0 | 0 | 0 | 0 | 0 | 0 | 0 | 0 | 0 | 0 | 0 | 0 | 0 | 0 | 0 | 0 | 0 | 0 | 0 | 0 | 0 | 0 | 0 | 0 | 0 | 0 | 0 | 0 | 0 | 0 | 0 | 0 | 0 | 0
Commercial_Other Health_Existing_Food Preparation_Natural Gas_Food Prep Other_E7_Codes & Standards Forecast | Commercial | Other Health | Existing | Food Preparation | Natural Gas | Food Prep Other | E7 |  | Codes & Standards Forecast | 0 | 0 | 0 | 0 | 0 | 0 | 0 | 0 | 0 | 0 | 0 | 0 | 0 | 0 | 0 | 0 | 0 | 0 | 0 | 0 | 0 | 0 | 0 | 0 | 0 | 0 | 0 | 0 | 0 | 0 | 0 | 0 | 0 | 0 | 0 | 0 | 0 | 0 | 0 | 0 | 0 | 0 | 0 | 0 | 0 | 0 | 0 | 0 | 0 | 0 | 0
Commercial_Other Health_Existing_Food Preparation_Natural Gas_Food Prep Other_E8_Codes & Standards Forecast | Commercial | Other Health | Existing | Food Preparation | Natural Gas | Food Prep Other | E8 |  | Codes & Standards Forecast | 0 | 0 | 0 | 0 | 0 | 0 | 0 | 0 | 0 | 0 | 0 | 0 | 0 | 0 | 0 | 0 | 0 | 0 | 0 | 0 | 0 | 0 | 0 | 0 | 0 | 0 | 0 | 0 | 0 | 0 | 0 | 0 | 0 | 0 | 0 | 0 | 0 | 0 | 0 | 0 | 0 | 0 | 0 | 0 | 0 | 0 | 0 | 0 | 0 | 0 | 0
Commercial_Other Health_Existing_Food Preparation_Natural Gas_Food Prep Other_E9_Codes & Standards Forecast | Commercial | Other Health | Existing | Food Preparation | Natural Gas | Food Prep Other | E9 |  | Codes & Standards Forecast | 0 | 0 | 0 | 0 | 0 | 0 | 0 | 0 | 0 | 0 | 0 | 0 | 0 | 0 | 0 | 0 | 0 | 0 | 0 | 0 | 0 | 0 | 0 | 0 | 0 | 0 | 0 | 0 | 0 | 0 | 0 | 0 | 0 | 0 | 0 | 0 | 0 | 0 | 0 | 0 | 0 | 0 | 0 | 0 | 0 | 0 | 0 | 0 | 0 | 0 | 0
Commercial_Other Health_Existing_Food Preparation_Natural Gas_Food Prep Other_E10_Codes & Standards Forecast | Commercial | Other Health | Existing | Food Preparation | Natural Gas | Food Prep Other | E10 |  | Codes & Standards Forecast | 0 | 0 | 0 | 0 | 0 | 0 | 0 | 0 | 0 | 0 | 0 | 0 | 0 | 0 | 0 | 0 | 0 | 0 | 0 | 0 | 0 | 0 | 0 | 0 | 0 | 0 | 0 | 0 | 0 | 0 | 0 | 0 | 0 | 0 | 0 | 0 | 0 | 0 | 0 | 0 | 0 | 0 | 0 | 0 | 0 | 0 | 0 | 0 | 0 | 0 | 0
Commercial_Other Health_Existing_Food Preparation_Natural Gas_Food Prep Other_Vintage_Codes & Standards Forecast | Commercial | Other Health | Existing | Food Preparation | Natural Gas | Food Prep Other | Vintage |  | Codes & Standards Forecast | 0 | 0 | 0 | 0 | 0 | 0 | 0 | 0 | 0 | 0 | 0 | 0 | 0 | 0 | 0 | 0 | 0 | 0 | 0 | 0 | 0 | 0 | 0 | 0 | 0 | 0 | 0 | 0 | 0 | 0 | 0 | 0 | 0 | 0 | 0 | 0 | 0 | 0 | 0 | 0 | 0 | 0 | 0 | 0 | 0 | 0 | 0 | 0 | 0 | 0 | 0
Commercial_Other Health_Existing_Miscellaneous_Natural Gas_Pool Heater_E1_Codes & Standards Forecast | Commercial | Other Health | Existing | Miscellaneous | Natural Gas | Pool Heater | E1 |  | Codes & Standards Forecast | 0 | 0 | 0 | 0 | 0 | 0 | 0 | 0 | 0 | 0 | 0 | 0 | 0 | 0 | 0 | 0 | 0 | 0 | 0 | 0 | 0 | 0 | 0 | 0 | 0 | 0 | 0 | 0 | 0 | 0 | 0 | 0 | 0 | 0 | 0 | 0 | 0 | 0 | 0 | 0 | 0 | 0 | 0 | 0 | 0 | 0 | 0 | 0 | 0 | 0 | 0
Commercial_Other Health_Existing_Miscellaneous_Natural Gas_Pool Heater_E2_Codes & Standards Forecast | Commercial | Other Health | Existing | Miscellaneous | Natural Gas | Pool Heater | E2 |  | Codes & Standards Forecast | 0 | 0 | 0 | 0 | 0 | 0 | 0 | 0 | 0 | 0 | 0 | 0 | 0 | 0 | 0 | 0 | 0 | 0 | 0 | 0 | 0 | 0 | 0 | 0 | 0 | 0 | 0 | 0 | 0 | 0 | 0 | 0 | 0 | 0 | 0 | 0 | 0 | 0 | 0 | 0 | 0 | 0 | 0 | 0 | 0 | 0 | 0 | 0 | 0 | 0 | 0
Commercial_Other Health_Existing_Miscellaneous_Natural Gas_Pool Heater_E3_Codes & Standards Forecast | Commercial | Other Health | Existing | Miscellaneous | Natural Gas | Pool Heater | E3 |  | Codes & Standards Forecast | 0 | 0 | 0 | 0 | 0 | 0 | 0 | 0 | 0 | 0 | 0 | 0 | 0 | 0 | 0 | 0 | 0 | 0 | 0 | 0 | 0 | 0 | 0 | 0 | 0 | 0 | 0 | 0 | 0 | 0 | 0 | 0 | 0 | 0 | 0 | 0 | 0 | 0 | 0 | 0 | 0 | 0 | 0 | 0 | 0 | 0 | 0 | 0 | 0 | 0 | 0
Commercial_Other Health_Existing_Miscellaneous_Natural Gas_Pool Heater_E4_Codes & Standards Forecast | Commercial | Other Health | Existing | Miscellaneous | Natural Gas | Pool Heater | E4 |  | Codes & Standards Forecast | 0 | 0 | 0 | 0 | 0 | 0 | 0 | 0 | 0 | 0 | 0 | 0 | 0 | 0 | 0 | 0 | 0 | 0 | 0 | 0 | 0 | 0 | 0 | 0 | 0 | 0 | 0 | 0 | 0 | 0 | 0 | 0 | 0 | 0 | 0 | 0 | 0 | 0 | 0 | 0 | 0 | 0 | 0 | 0 | 0 | 0 | 0 | 0 | 0 | 0 | 0
Commercial_Other Health_Existing_Miscellaneous_Natural Gas_Pool Heater_E5_Codes & Standards Forecast | Commercial | Other Health | Existing | Miscellaneous | Natural Gas | Pool Heater | E5 |  | Codes & Standards Forecast | 0 | 0 | 0 | 0 | 0 | 0 | 0 | 0 | 0 | 0 | 0 | 0 | 0 | 0 | 0 | 0 | 0 | 0 | 0 | 0 | 0 | 0 | 0 | 0 | 0 | 0 | 0 | 0 | 0 | 0 | 0 | 0 | 0 | 0 | 0 | 0 | 0 | 0 | 0 | 0 | 0 | 0 | 0 | 0 | 0 | 0 | 0 | 0 | 0 | 0 | 0
Commercial_Other Health_Existing_Miscellaneous_Natural Gas_Pool Heater_E6_Codes & Standards Forecast | Commercial | Other Health | Existing | Miscellaneous | Natural Gas | Pool Heater | E6 |  | Codes & Standards Forecast | 0 | 0 | 0 | 0 | 0 | 0 | 0 | 0 | 0 | 0 | 0 | 0 | 0 | 0 | 0 | 0 | 0 | 0 | 0 | 0 | 0 | 0 | 0 | 0 | 0 | 0 | 0 | 0 | 0 | 0 | 0 | 0 | 0 | 0 | 0 | 0 | 0 | 0 | 0 | 0 | 0 | 0 | 0 | 0 | 0 | 0 | 0 | 0 | 0 | 0 | 0
Commercial_Other Health_Existing_Miscellaneous_Natural Gas_Pool Heater_E7_Codes & Standards Forecast | Commercial | Other Health | Existing | Miscellaneous | Natural Gas | Pool Heater | E7 |  | Codes & Standards Forecast | 0 | 0 | 0 | 0 | 0 | 0 | 0 | 0 | 0 | 0 | 0 | 0 | 0 | 0 | 0 | 0 | 0 | 0 | 0 | 0 | 0 | 0 | 0 | 0 | 0 | 0 | 0 | 0 | 0 | 0 | 0 | 0 | 0 | 0 | 0 | 0 | 0 | 0 | 0 | 0 | 0 | 0 | 0 | 0 | 0 | 0 | 0 | 0 | 0 | 0 | 0
Commercial_Other Health_Existing_Miscellaneous_Natural Gas_Pool Heater_E8_Codes & Standards Forecast | Commercial | Other Health | Existing | Miscellaneous | Natural Gas | Pool Heater | E8 |  | Codes & Standards Forecast | 0 | 0 | 0 | 0 | 0 | 0 | 0 | 0 | 0 | 0 | 0 | 0 | 0 | 0 | 0 | 0 | 0 | 0 | 0 | 0 | 0 | 0 | 0 | 0 | 0 | 0 | 0 | 0 | 0 | 0 | 0 | 0 | 0 | 0 | 0 | 0 | 0 | 0 | 0 | 0 | 0 | 0 | 0 | 0 | 0 | 0 | 0 | 0 | 0 | 0 | 0
Commercial_Other Health_Existing_Miscellaneous_Natural Gas_Pool Heater_E9_Codes & Standards Forecast | Commercial | Other Health | Existing | Miscellaneous | Natural Gas | Pool Heater | E9 |  | Codes & Standards Forecast | 0 | 0 | 0 | 0 | 0 | 0 | 0 | 0 | 0 | 0 | 0 | 0 | 0 | 0 | 0 | 0 | 0 | 0 | 0 | 0 | 0 | 0 | 0 | 0 | 0 | 0 | 0 | 0 | 0 | 0 | 0 | 0 | 0 | 0 | 0 | 0 | 0 | 0 | 0 | 0 | 0 | 0 | 0 | 0 | 0 | 0 | 0 | 0 | 0 | 0 | 0
Commercial_Other Health_Existing_Miscellaneous_Natural Gas_Pool Heater_E10_Codes & Standards Forecast | Commercial | Other Health | Existing | Miscellaneous | Natural Gas | Pool Heater | E10 |  | Codes & Standards Forecast | 0 | 0 | 0 | 0 | 0 | 0 | 0 | 0 | 0 | 0 | 0 | 0 | 0 | 0 | 0 | 0 | 0 | 0 | 0 | 0 | 0 | 0 | 0 | 0 | 0 | 0 | 0 | 0 | 0 | 0 | 0 | 0 | 0 | 0 | 0 | 0 | 0 | 0 | 0 | 0 | 0 | 0 | 0 | 0 | 0 | 0 | 0 | 0 | 0 | 0 | 0
Commercial_Other Health_Existing_Miscellaneous_Natural Gas_Pool Heater_Vintage_Codes & Standards Forecast | Commercial | Other Health | Existing | Miscellaneous | Natural Gas | Pool Heater | Vintage |  | Codes & Standards Forecast | 0 | 0 | 0 | 0 | 0 | 0 | 0 | 0 | 0 | 0 | 0 | 0 | 0 | 0 | 0 | 0 | 0 | 0 | 0 | 0 | 0 | 0 | 0 | 0 | 0 | 0 | 0 | 0 | 0 | 0 | 0 | 0 | 0 | 0 | 0 | 0 | 0 | 0 | 0 | 0 | 0 | 0 | 0 | 0 | 0 | 0 | 0 | 0 | 0 | 0 | 0
Commercial_Other Health_Existing_Miscellaneous_Natural Gas_Miscellaneous_E1_Codes & Standards Forecast | Commercial | Other Health | Existing | Miscellaneous | Natural Gas | Miscellaneous | E1 |  | Codes & Standards Forecast | 0 | 144085.9064 | 314002.749 | 504906.6513 | 709043.588 | 848445.2478 | 967259.2113 | 1068529.9074 | 1154707.9321 | 1227931.195 | 1290047.5723 | 1342677.0951 | 1387213.3956 | 1424839.9169 | 1456543.9365 | 1483181.8174 | 1505473.2313 | 1524084.2656 | 1539597.5405 | 1552483.3465 | 1563090.913 | 1571704.2763 | 1578594.2769 | 1584001.5259 | 1588133.067 | 1591179.5226 | 1593298.4521 | 1594628.5144 | 1595279.8142 | 1595351.0349 | 1594917.1503 | 1594055.9275 | 1618077.922 | 0 | 0 | 0 | 0 | 0 | 0 | 0 | 0 | 0 | 0 | 0 | 0 | 0 | 0 | 0 | 0 | 0 | 0
Commercial_Other Health_Existing_Miscellaneous_Natural Gas_Miscellaneous_E2_Codes & Standards Forecast | Commercial | Other Health | Existing | Miscellaneous | Natural Gas | Miscellaneous | E2 |  | Codes & Standards Forecast | 0 | 0 | 0 | 0 | 0 | 0 | 0 | 0 | 0 | 0 | 0 | 0 | 0 | 0 | 0 | 0 | 0 | 0 | 0 | 0 | 0 | 0 | 0 | 0 | 0 | 0 | 0 | 0 | 0 | 0 | 0 | 0 | 0 | 0 | 0 | 0 | 0 | 0 | 0 | 0 | 0 | 0 | 0 | 0 | 0 | 0 | 0 | 0 | 0 | 0 | 0
Commercial_Other Health_Existing_Miscellaneous_Natural Gas_Miscellaneous_E3_Codes & Standards Forecast | Commercial | Other Health | Existing | Miscellaneous | Natural Gas | Miscellaneous | E3 |  | Codes & Standards Forecast | 0 | 0 | 0 | 0 | 0 | 0 | 0 | 0 | 0 | 0 | 0 | 0 | 0 | 0 | 0 | 0 | 0 | 0 | 0 | 0 | 0 | 0 | 0 | 0 | 0 | 0 | 0 | 0 | 0 | 0 | 0 | 0 | 0 | 0 | 0 | 0 | 0 | 0 | 0 | 0 | 0 | 0 | 0 | 0 | 0 | 0 | 0 | 0 | 0 | 0 | 0
Commercial_Other Health_Existing_Miscellaneous_Natural Gas_Miscellaneous_E4_Codes & Standards Forecast | Commercial | Other Health | Existing | Miscellaneous | Natural Gas | Miscellaneous | E4 |  | Codes & Standards Forecast | 0 | 0 | 0 | 0 | 0 | 0 | 0 | 0 | 0 | 0 | 0 | 0 | 0 | 0 | 0 | 0 | 0 | 0 | 0 | 0 | 0 | 0 | 0 | 0 | 0 | 0 | 0 | 0 | 0 | 0 | 0 | 0 | 0 | 0 | 0 | 0 | 0 | 0 | 0 | 0 | 0 | 0 | 0 | 0 | 0 | 0 | 0 | 0 | 0 | 0 | 0
Commercial_Other Health_Existing_Miscellaneous_Natural Gas_Miscellaneous_E5_Codes & Standards Forecast | Commercial | Other Health | Existing | Miscellaneous | Natural Gas | Miscellaneous | E5 |  | Codes & Standards Forecast | 0 | 0 | 0 | 0 | 0 | 0 | 0 | 0 | 0 | 0 | 0 | 0 | 0 | 0 | 0 | 0 | 0 | 0 | 0 | 0 | 0 | 0 | 0 | 0 | 0 | 0 | 0 | 0 | 0 | 0 | 0 | 0 | 0 | 0 | 0 | 0 | 0 | 0 | 0 | 0 | 0 | 0 | 0 | 0 | 0 | 0 | 0 | 0 | 0 | 0 | 0
Commercial_Other Health_Existing_Miscellaneous_Natural Gas_Miscellaneous_E6_Codes & Standards Forecast | Commercial | Other Health | Existing | Miscellaneous | Natural Gas | Miscellaneous | E6 |  | Codes & Standards Forecast | 0 | 0 | 0 | 0 | 0 | 0 | 0 | 0 | 0 | 0 | 0 | 0 | 0 | 0 | 0 | 0 | 0 | 0 | 0 | 0 | 0 | 0 | 0 | 0 | 0 | 0 | 0 | 0 | 0 | 0 | 0 | 0 | 0 | 0 | 0 | 0 | 0 | 0 | 0 | 0 | 0 | 0 | 0 | 0 | 0 | 0 | 0 | 0 | 0 | 0 | 0
Commercial_Other Health_Existing_Miscellaneous_Natural Gas_Miscellaneous_E7_Codes & Standards Forecast | Commercial | Other Health | Existing | Miscellaneous | Natural Gas | Miscellaneous | E7 |  | Codes & Standards Forecast | 0 | 0 | 0 | 0 | 0 | 0 | 0 | 0 | 0 | 0 | 0 | 0 | 0 | 0 | 0 | 0 | 0 | 0 | 0 | 0 | 0 | 0 | 0 | 0 | 0 | 0 | 0 | 0 | 0 | 0 | 0 | 0 | 0 | 0 | 0 | 0 | 0 | 0 | 0 | 0 | 0 | 0 | 0 | 0 | 0 | 0 | 0 | 0 | 0 | 0 | 0
Commercial_Other Health_Existing_Miscellaneous_Natural Gas_Miscellaneous_E8_Codes & Standards Forecast | Commercial | Other Health | Existing | Miscellaneous | Natural Gas | Miscellaneous | E8 |  | Codes & Standards Forecast | 0 | 0 | 0 | 0 | 0 | 0 | 0 | 0 | 0 | 0 | 0 | 0 | 0 | 0 | 0 | 0 | 0 | 0 | 0 | 0 | 0 | 0 | 0 | 0 | 0 | 0 | 0 | 0 | 0 | 0 | 0 | 0 | 0 | 0 | 0 | 0 | 0 | 0 | 0 | 0 | 0 | 0 | 0 | 0 | 0 | 0 | 0 | 0 | 0 | 0 | 0
Commercial_Other Health_Existing_Miscellaneous_Natural Gas_Miscellaneous_E9_Codes & Standards Forecast | Commercial | Other Health | Existing | Miscellaneous | Natural Gas | Miscellaneous | E9 |  | Codes & Standards Forecast | 0 | 0 | 0 | 0 | 0 | 0 | 0 | 0 | 0 | 0 | 0 | 0 | 0 | 0 | 0 | 0 | 0 | 0 | 0 | 0 | 0 | 0 | 0 | 0 | 0 | 0 | 0 | 0 | 0 | 0 | 0 | 0 | 0 | 0 | 0 | 0 | 0 | 0 | 0 | 0 | 0 | 0 | 0 | 0 | 0 | 0 | 0 | 0 | 0 | 0 | 0
Commercial_Other Health_Existing_Miscellaneous_Natural Gas_Miscellaneous_E10_Codes & Standards Forecast | Commercial | Other Health | Existing | Miscellaneous | Natural Gas | Miscellaneous | E10 |  | Codes & Standards Forecast | 0 | 0 | 0 | 0 | 0 | 0 | 0 | 0 | 0 | 0 | 0 | 0 | 0 | 0 | 0 | 0 | 0 | 0 | 0 | 0 | 0 | 0 | 0 | 0 | 0 | 0 | 0 | 0 | 0 | 0 | 0 | 0 | 0 | 0 | 0 | 0 | 0 | 0 | 0 | 0 | 0 | 0 | 0 | 0 | 0 | 0 | 0 | 0 | 0 | 0 | 0
Commercial_Other Health_Existing_Miscellaneous_Natural Gas_Miscellaneous_Vintage_Codes & Standards Forecast | Commercial | Other Health | Existing | Miscellaneous | Natural Gas | Miscellaneous | Vintage |  | Codes & Standards Forecast | 1689598.5377 | 1536916.3353 | 1358403.1967 | 1157118.1223 | 991815.5334 | 847842.9494 | 724993.7593 | 620088.58 | 530399.3072 | 453686.5376 | 388063.1875 | 331931.3878 | 283922.6597 | 242862.2071 | 207741.0714 | 177699.6239 | 152001.5498 | 130022.28 | 111226.5057 | 95152.9061 | 81404.1414 | 69641.3499 | 59577.146 | 50966.2593 | 43598.9061 | 37295.9085 | 31903.6645 | 27290.7604 | 23344.5597 | 19968.7711 | 17080.8918 | 14610.5055 | 12523.2904 | 0 | 0 | 0 | 0 | 0 | 0 | 0 | 0 | 0 | 0 | 0 | 0 | 0 | 0 | 0 | 0 | 0 | 0
Commercial_Other Health_New_Space Heating_Natural Gas_Furnace_E1_Codes & Standards Forecast | Commercial | Other Health | New | Space Heating | Natural Gas | Furnace | E1 |  | Codes & Standards Forecast | 0 | 0 | 0 | 0 | 0 | 0 | 0 | 0 | 0 | 0 | 0 | 0 | 0 | 0 | 0 | 0 | 0 | 0 | 0 | 0 | 0 | 0 | 0 | 0 | 0 | 0 | 0 | 0 | 0 | 0 | 0 | 0 | 0 | 0 | 0 | 0 | 0 | 0 | 0 | 0 | 0 | 0 | 0 | 0 | 0 | 0 | 0 | 0 | 0 | 0 | 0
Commercial_Other Health_New_Space Heating_Natural Gas_Furnace_E2_Codes & Standards Forecast | Commercial | Other Health | New | Space Heating | Natural Gas | Furnace | E2 |  | Codes & Standards Forecast | 0 | 0 | 0 | 0 | 0 | 0 | 0 | 0 | 0 | 0 | 0 | 0 | 0 | 0 | 0 | 0 | 0 | 0 | 0 | 0 | 0 | 0 | 0 | 0 | 0 | 0 | 0 | 0 | 0 | 0 | 0 | 0 | 0 | 0 | 0 | 0 | 0 | 0 | 0 | 0 | 0 | 0 | 0 | 0 | 0 | 0 | 0 | 0 | 0 | 0 | 0
Commercial_Other Health_New_Space Heating_Natural Gas_Furnace_E3_Codes & Standards Forecast | Commercial | Other Health | New | Space Heating | Natural Gas | Furnace | E3 |  | Codes & Standards Forecast | 0 | 0 | 0 | 0 | 0 | 0 | 0 | 0 | 0 | 0 | 0 | 0 | 0 | 0 | 0 | 0 | 0 | 0 | 0 | 0 | 0 | 0 | 0 | 0 | 0 | 0 | 0 | 0 | 0 | 0 | 0 | 0 | 0 | 0 | 0 | 0 | 0 | 0 | 0 | 0 | 0 | 0 | 0 | 0 | 0 | 0 | 0 | 0 | 0 | 0 | 0
Commercial_Other Health_New_Space Heating_Natural Gas_Furnace_E4_Codes & Standards Forecast | Commercial | Other Health | New | Space Heating | Natural Gas | Furnace | E4 |  | Codes & Standards Forecast | 0 | 0 | 0 | 0 | 0 | 0 | 0 | 0 | 0 | 0 | 0 | 0 | 0 | 0 | 0 | 0 | 0 | 0 | 0 | 0 | 0 | 0 | 0 | 0 | 0 | 0 | 0 | 0 | 0 | 0 | 0 | 0 | 0 | 0 | 0 | 0 | 0 | 0 | 0 | 0 | 0 | 0 | 0 | 0 | 0 | 0 | 0 | 0 | 0 | 0 | 0
Commercial_Other Health_New_Space Heating_Natural Gas_Furnace_E5_Codes & Standards Forecast | Commercial | Other Health | New | Space Heating | Natural Gas | Furnace | E5 |  | Codes & Standards Forecast | 0 | 0 | 0 | 0 | 0 | 0 | 0 | 0 | 0 | 0 | 0 | 0 | 0 | 0 | 0 | 0 | 0 | 0 | 0 | 0 | 0 | 0 | 0 | 0 | 0 | 0 | 0 | 0 | 0 | 0 | 0 | 0 | 0 | 0 | 0 | 0 | 0 | 0 | 0 | 0 | 0 | 0 | 0 | 0 | 0 | 0 | 0 | 0 | 0 | 0 | 0
Commercial_Other Health_New_Space Heating_Natural Gas_Furnace_E6_Codes & Standards Forecast | Commercial | Other Health | New | Space Heating | Natural Gas | Furnace | E6 |  | Codes & Standards Forecast | 0 | 0 | 0 | 0 | 0 | 0 | 0 | 0 | 0 | 0 | 0 | 0 | 0 | 0 | 0 | 0 | 0 | 0 | 0 | 0 | 0 | 0 | 0 | 0 | 0 | 0 | 0 | 0 | 0 | 0 | 0 | 0 | 0 | 0 | 0 | 0 | 0 | 0 | 0 | 0 | 0 | 0 | 0 | 0 | 0 | 0 | 0 | 0 | 0 | 0 | 0
Commercial_Other Health_New_Space Heating_Natural Gas_Furnace_E7_Codes & Standards Forecast | Commercial | Other Health | New | Space Heating | Natural Gas | Furnace | E7 |  | Codes & Standards Forecast | 0 | 0 | 0 | 0 | 0 | 0 | 0 | 0 | 0 | 0 | 0 | 0 | 0 | 0 | 0 | 0 | 0 | 0 | 0 | 0 | 0 | 0 | 0 | 0 | 0 | 0 | 0 | 0 | 0 | 0 | 0 | 0 | 0 | 0 | 0 | 0 | 0 | 0 | 0 | 0 | 0 | 0 | 0 | 0 | 0 | 0 | 0 | 0 | 0 | 0 | 0
Commercial_Other Health_New_Space Heating_Natural Gas_Furnace_E8_Codes & Standards Forecast | Commercial | Other Health | New | Space Heating | Natural Gas | Furnace | E8 |  | Codes & Standards Forecast | 0 | 0 | 0 | 0 | 0 | 0 | 0 | 0 | 0 | 0 | 0 | 0 | 0 | 0 | 0 | 0 | 0 | 0 | 0 | 0 | 0 | 0 | 0 | 0 | 0 | 0 | 0 | 0 | 0 | 0 | 0 | 0 | 0 | 0 | 0 | 0 | 0 | 0 | 0 | 0 | 0 | 0 | 0 | 0 | 0 | 0 | 0 | 0 | 0 | 0 | 0
Commercial_Other Health_New_Space Heating_Natural Gas_Furnace_E9_Codes & Standards Forecast | Commercial | Other Health | New | Space Heating | Natural Gas | Furnace | E9 |  | Codes & Standards Forecast | 0 | 0 | 0 | 0 | 0 | 0 | 0 | 0 | 0 | 0 | 0 | 0 | 0 | 0 | 0 | 0 | 0 | 0 | 0 | 0 | 0 | 0 | 0 | 0 | 0 | 0 | 0 | 0 | 0 | 0 | 0 | 0 | 0 | 0 | 0 | 0 | 0 | 0 | 0 | 0 | 0 | 0 | 0 | 0 | 0 | 0 | 0 | 0 | 0 | 0 | 0
Commercial_Other Health_New_Space Heating_Natural Gas_Furnace_E10_Codes & Standards Forecast | Commercial | Other Health | New | Space Heating | Natural Gas | Furnace | E10 |  | Codes & Standards Forecast | 0 | 0 | 0 | 0 | 0 | 0 | 0 | 0 | 0 | 0 | 0 | 0 | 0 | 0 | 0 | 0 | 0 | 0 | 0 | 0 | 0 | 0 | 0 | 0 | 0 | 0 | 0 | 0 | 0 | 0 | 0 | 0 | 0 | 0 | 0 | 0 | 0 | 0 | 0 | 0 | 0 | 0 | 0 | 0 | 0 | 0 | 0 | 0 | 0 | 0 | 0
Commercial_Other Health_New_Space Heating_Natural Gas_Furnace_Vintage_Codes & Standards Forecast | Commercial | Other Health | New | Space Heating | Natural Gas | Furnace | Vintage |  | Codes & Standards Forecast | 0 | 0 | 0 | 0 | 0 | 0 | 0 | 0 | 0 | 0 | 0 | 0 | 0 | 0 | 0 | 0 | 0 | 0 | 0 | 0 | 0 | 0 | 0 | 0 | 0 | 0 | 0 | 0 | 0 | 0 | 0 | 0 | 0 | 0 | 0 | 0 | 0 | 0 | 0 | 0 | 0 | 0 | 0 | 0 | 0 | 0 | 0 | 0 | 0 | 0 | 0
Commercial_Other Health_New_Space Heating_Natural Gas_Boiler_E1_Codes & Standards Forecast | Commercial | Other Health | New | Space Heating | Natural Gas | Boiler | E1 |  | Codes & Standards Forecast | 0 | 0 | 0 | 0 | 0 | 0 | 0 | 0 | 0 | 0 | 0 | 0 | 0 | 0 | 0 | 0 | 0 | 0 | 0 | 0 | 0 | 0 | 0 | 0 | 0 | 0 | 0 | 0 | 0 | 0 | 0 | 0 | 0 | 0 | 0 | 0 | 0 | 0 | 0 | 0 | 0 | 0 | 0 | 0 | 0 | 0 | 0 | 0 | 0 | 0 | 0
Commercial_Other Health_New_Space Heating_Natural Gas_Boiler_E2_Codes & Standards Forecast | Commercial | Other Health | New | Space Heating | Natural Gas | Boiler | E2 |  | Codes & Standards Forecast | 0 | 0 | 0 | 0 | 0 | 0 | 0 | 0 | 0 | 0 | 0 | 0 | 0 | 0 | 0 | 0 | 0 | 0 | 0 | 0 | 0 | 0 | 0 | 0 | 0 | 0 | 0 | 0 | 0 | 0 | 0 | 0 | 0 | 0 | 0 | 0 | 0 | 0 | 0 | 0 | 0 | 0 | 0 | 0 | 0 | 0 | 0 | 0 | 0 | 0 | 0
Commercial_Other Health_New_Space Heating_Natural Gas_Boiler_E3_Codes & Standards Forecast | Commercial | Other Health | New | Space Heating | Natural Gas | Boiler | E3 |  | Codes & Standards Forecast | 0 | 0 | 0 | 0 | 0 | 0 | 0 | 0 | 0 | 0 | 0 | 0 | 0 | 0 | 0 | 0 | 0 | 0 | 0 | 0 | 0 | 0 | 0 | 0 | 0 | 0 | 0 | 0 | 0 | 0 | 0 | 0 | 0 | 0 | 0 | 0 | 0 | 0 | 0 | 0 | 0 | 0 | 0 | 0 | 0 | 0 | 0 | 0 | 0 | 0 | 0
Commercial_Other Health_New_Space Heating_Natural Gas_Boiler_E4_Codes & Standards Forecast | Commercial | Other Health | New | Space Heating | Natural Gas | Boiler | E4 |  | Codes & Standards Forecast | 0 | 0 | 0 | 0 | 0 | 0 | 0 | 0 | 0 | 0 | 0 | 0 | 0 | 0 | 0 | 0 | 0 | 0 | 0 | 0 | 0 | 0 | 0 | 0 | 0 | 0 | 0 | 0 | 0 | 0 | 0 | 0 | 0 | 0 | 0 | 0 | 0 | 0 | 0 | 0 | 0 | 0 | 0 | 0 | 0 | 0 | 0 | 0 | 0 | 0 | 0
Commercial_Other Health_New_Space Heating_Natural Gas_Boiler_E5_Codes & Standards Forecast | Commercial | Other Health | New | Space Heating | Natural Gas | Boiler | E5 |  | Codes & Standards Forecast | 0 | 0 | 0 | 0 | 0 | 0 | 0 | 0 | 0 | 0 | 0 | 0 | 0 | 0 | 0 | 0 | 0 | 0 | 0 | 0 | 0 | 0 | 0 | 0 | 0 | 0 | 0 | 0 | 0 | 0 | 0 | 0 | 0 | 0 | 0 | 0 | 0 | 0 | 0 | 0 | 0 | 0 | 0 | 0 | 0 | 0 | 0 | 0 | 0 | 0 | 0
Commercial_Other Health_New_Space Heating_Natural Gas_Boiler_E6_Codes & Standards Forecast | Commercial | Other Health | New | Space Heating | Natural Gas | Boiler | E6 |  | Codes & Standards Forecast | 0 | 0 | 0 | 0 | 0 | 0 | 0 | 0 | 0 | 0 | 0 | 0 | 0 | 0 | 0 | 0 | 0 | 0 | 0 | 0 | 0 | 0 | 0 | 0 | 0 | 0 | 0 | 0 | 0 | 0 | 0 | 0 | 0 | 0 | 0 | 0 | 0 | 0 | 0 | 0 | 0 | 0 | 0 | 0 | 0 | 0 | 0 | 0 | 0 | 0 | 0
Commercial_Other Health_New_Space Heating_Natural Gas_Boiler_E7_Codes & Standards Forecast | Commercial | Other Health | New | Space Heating | Natural Gas | Boiler | E7 |  | Codes & Standards Forecast | 0 | 0 | 0 | 0 | 0 | 0 | 0 | 0 | 0 | 0 | 0 | 0 | 0 | 0 | 0 | 0 | 0 | 0 | 0 | 0 | 0 | 0 | 0 | 0 | 0 | 0 | 0 | 0 | 0 | 0 | 0 | 0 | 0 | 0 | 0 | 0 | 0 | 0 | 0 | 0 | 0 | 0 | 0 | 0 | 0 | 0 | 0 | 0 | 0 | 0 | 0
Commercial_Other Health_New_Space Heating_Natural Gas_Boiler_E8_Codes & Standards Forecast | Commercial | Other Health | New | Space Heating | Natural Gas | Boiler | E8 |  | Codes & Standards Forecast | 0 | 0 | 0 | 0 | 0 | 0 | 0 | 0 | 0 | 0 | 0 | 0 | 0 | 0 | 0 | 0 | 0 | 0 | 0 | 0 | 0 | 0 | 0 | 0 | 0 | 0 | 0 | 0 | 0 | 0 | 0 | 0 | 0 | 0 | 0 | 0 | 0 | 0 | 0 | 0 | 0 | 0 | 0 | 0 | 0 | 0 | 0 | 0 | 0 | 0 | 0
Commercial_Other Health_New_Space Heating_Natural Gas_Boiler_E9_Codes & Standards Forecast | Commercial | Other Health | New | Space Heating | Natural Gas | Boiler | E9 |  | Codes & Standards Forecast | 0 | 0 | 0 | 0 | 0 | 0 | 0 | 0 | 0 | 0 | 0 | 0 | 0 | 0 | 0 | 0 | 0 | 0 | 0 | 0 | 0 | 0 | 0 | 0 | 0 | 0 | 0 | 0 | 0 | 0 | 0 | 0 | 0 | 0 | 0 | 0 | 0 | 0 | 0 | 0 | 0 | 0 | 0 | 0 | 0 | 0 | 0 | 0 | 0 | 0 | 0
Commercial_Other Health_New_Space Heating_Natural Gas_Boiler_E10_Codes & Standards Forecast | Commercial | Other Health | New | Space Heating | Natural Gas | Boiler | E10 |  | Codes & Standards Forecast | 0 | 0 | 0 | 0 | 0 | 0 | 0 | 0 | 0 | 0 | 0 | 0 | 0 | 0 | 0 | 0 | 0 | 0 | 0 | 0 | 0 | 0 | 0 | 0 | 0 | 0 | 0 | 0 | 0 | 0 | 0 | 0 | 0 | 0 | 0 | 0 | 0 | 0 | 0 | 0 | 0 | 0 | 0 | 0 | 0 | 0 | 0 | 0 | 0 | 0 | 0
Commercial_Other Health_New_Space Heating_Natural Gas_Boiler_Vintage_Codes & Standards Forecast | Commercial | Other Health | New | Space Heating | Natural Gas | Boiler | Vintage |  | Codes & Standards Forecast | 0 | 0 | 0 | 0 | 0 | 0 | 0 | 0 | 0 | 0 | 0 | 0 | 0 | 0 | 0 | 0 | 0 | 0 | 0 | 0 | 0 | 0 | 0 | 0 | 0 | 0 | 0 | 0 | 0 | 0 | 0 | 0 | 0 | 0 | 0 | 0 | 0 | 0 | 0 | 0 | 0 | 0 | 0 | 0 | 0 | 0 | 0 | 0 | 0 | 0 | 0
Commercial_Other Health_New_Space Heating_Natural Gas_Unit Heater_E1_Codes & Standards Forecast | Commercial | Other Health | New | Space Heating | Natural Gas | Unit Heater | E1 |  | Codes & Standards Forecast | 0 | 0 | 0 | 0 | 0 | 0 | 0 | 0 | 0 | 0 | 0 | 0 | 0 | 0 | 0 | 0 | 0 | 0 | 0 | 0 | 0 | 0 | 0 | 0 | 0 | 0 | 0 | 0 | 0 | 0 | 0 | 0 | 0 | 0 | 0 | 0 | 0 | 0 | 0 | 0 | 0 | 0 | 0 | 0 | 0 | 0 | 0 | 0 | 0 | 0 | 0
Commercial_Other Health_New_Space Heating_Natural Gas_Unit Heater_E2_Codes & Standards Forecast | Commercial | Other Health | New | Space Heating | Natural Gas | Unit Heater | E2 |  | Codes & Standards Forecast | 0 | 0 | 0 | 0 | 0 | 0 | 0 | 0 | 0 | 0 | 0 | 0 | 0 | 0 | 0 | 0 | 0 | 0 | 0 | 0 | 0 | 0 | 0 | 0 | 0 | 0 | 0 | 0 | 0 | 0 | 0 | 0 | 0 | 0 | 0 | 0 | 0 | 0 | 0 | 0 | 0 | 0 | 0 | 0 | 0 | 0 | 0 | 0 | 0 | 0 | 0
Commercial_Other Health_New_Space Heating_Natural Gas_Unit Heater_E3_Codes & Standards Forecast | Commercial | Other Health | New | Space Heating | Natural Gas | Unit Heater | E3 |  | Codes & Standards Forecast | 0 | 0 | 0 | 0 | 0 | 0 | 0 | 0 | 0 | 0 | 0 | 0 | 0 | 0 | 0 | 0 | 0 | 0 | 0 | 0 | 0 | 0 | 0 | 0 | 0 | 0 | 0 | 0 | 0 | 0 | 0 | 0 | 0 | 0 | 0 | 0 | 0 | 0 | 0 | 0 | 0 | 0 | 0 | 0 | 0 | 0 | 0 | 0 | 0 | 0 | 0
Commercial_Other Health_New_Space Heating_Natural Gas_Unit Heater_E4_Codes & Standards Forecast | Commercial | Other Health | New | Space Heating | Natural Gas | Unit Heater | E4 |  | Codes & Standards Forecast | 0 | 0 | 0 | 0 | 0 | 0 | 0 | 0 | 0 | 0 | 0 | 0 | 0 | 0 | 0 | 0 | 0 | 0 | 0 | 0 | 0 | 0 | 0 | 0 | 0 | 0 | 0 | 0 | 0 | 0 | 0 | 0 | 0 | 0 | 0 | 0 | 0 | 0 | 0 | 0 | 0 | 0 | 0 | 0 | 0 | 0 | 0 | 0 | 0 | 0 | 0
Commercial_Other Health_New_Space Heating_Natural Gas_Unit Heater_E5_Codes & Standards Forecast | Commercial | Other Health | New | Space Heating | Natural Gas | Unit Heater | E5 |  | Codes & Standards Forecast | 0 | 0 | 0 | 0 | 0 | 0 | 0 | 0 | 0 | 0 | 0 | 0 | 0 | 0 | 0 | 0 | 0 | 0 | 0 | 0 | 0 | 0 | 0 | 0 | 0 | 0 | 0 | 0 | 0 | 0 | 0 | 0 | 0 | 0 | 0 | 0 | 0 | 0 | 0 | 0 | 0 | 0 | 0 | 0 | 0 | 0 | 0 | 0 | 0 | 0 | 0
Commercial_Other Health_New_Space Heating_Natural Gas_Unit Heater_E6_Codes & Standards Forecast | Commercial | Other Health | New | Space Heating | Natural Gas | Unit Heater | E6 |  | Codes & Standards Forecast | 0 | 0 | 0 | 0 | 0 | 0 | 0 | 0 | 0 | 0 | 0 | 0 | 0 | 0 | 0 | 0 | 0 | 0 | 0 | 0 | 0 | 0 | 0 | 0 | 0 | 0 | 0 | 0 | 0 | 0 | 0 | 0 | 0 | 0 | 0 | 0 | 0 | 0 | 0 | 0 | 0 | 0 | 0 | 0 | 0 | 0 | 0 | 0 | 0 | 0 | 0
Commercial_Other Health_New_Space Heating_Natural Gas_Unit Heater_E7_Codes & Standards Forecast | Commercial | Other Health | New | Space Heating | Natural Gas | Unit Heater | E7 |  | Codes & Standards Forecast | 0 | 0 | 0 | 0 | 0 | 0 | 0 | 0 | 0 | 0 | 0 | 0 | 0 | 0 | 0 | 0 | 0 | 0 | 0 | 0 | 0 | 0 | 0 | 0 | 0 | 0 | 0 | 0 | 0 | 0 | 0 | 0 | 0 | 0 | 0 | 0 | 0 | 0 | 0 | 0 | 0 | 0 | 0 | 0 | 0 | 0 | 0 | 0 | 0 | 0 | 0
Commercial_Other Health_New_Space Heating_Natural Gas_Unit Heater_E8_Codes & Standards Forecast | Commercial | Other Health | New | Space Heating | Natural Gas | Unit Heater | E8 |  | Codes & Standards Forecast | 0 | 0 | 0 | 0 | 0 | 0 | 0 | 0 | 0 | 0 | 0 | 0 | 0 | 0 | 0 | 0 | 0 | 0 | 0 | 0 | 0 | 0 | 0 | 0 | 0 | 0 | 0 | 0 | 0 | 0 | 0 | 0 | 0 | 0 | 0 | 0 | 0 | 0 | 0 | 0 | 0 | 0 | 0 | 0 | 0 | 0 | 0 | 0 | 0 | 0 | 0
Commercial_Other Health_New_Space Heating_Natural Gas_Unit Heater_E9_Codes & Standards Forecast | Commercial | Other Health | New | Space Heating | Natural Gas | Unit Heater | E9 |  | Codes & Standards Forecast | 0 | 0 | 0 | 0 | 0 | 0 | 0 | 0 | 0 | 0 | 0 | 0 | 0 | 0 | 0 | 0 | 0 | 0 | 0 | 0 | 0 | 0 | 0 | 0 | 0 | 0 | 0 | 0 | 0 | 0 | 0 | 0 | 0 | 0 | 0 | 0 | 0 | 0 | 0 | 0 | 0 | 0 | 0 | 0 | 0 | 0 | 0 | 0 | 0 | 0 | 0
Commercial_Other Health_New_Space Heating_Natural Gas_Unit Heater_E10_Codes & Standards Forecast | Commercial | Other Health | New | Space Heating | Natural Gas | Unit Heater | E10 |  | Codes & Standards Forecast | 0 | 0 | 0 | 0 | 0 | 0 | 0 | 0 | 0 | 0 | 0 | 0 | 0 | 0 | 0 | 0 | 0 | 0 | 0 | 0 | 0 | 0 | 0 | 0 | 0 | 0 | 0 | 0 | 0 | 0 | 0 | 0 | 0 | 0 | 0 | 0 | 0 | 0 | 0 | 0 | 0 | 0 | 0 | 0 | 0 | 0 | 0 | 0 | 0 | 0 | 0
Commercial_Other Health_New_Space Heating_Natural Gas_Unit Heater_Vintage_Codes & Standards Forecast | Commercial | Other Health | New | Space Heating | Natural Gas | Unit Heater | Vintage |  | Codes & Standards Forecast | 0 | 0 | 0 | 0 | 0 | 0 | 0 | 0 | 0 | 0 | 0 | 0 | 0 | 0 | 0 | 0 | 0 | 0 | 0 | 0 | 0 | 0 | 0 | 0 | 0 | 0 | 0 | 0 | 0 | 0 | 0 | 0 | 0 | 0 | 0 | 0 | 0 | 0 | 0 | 0 | 0 | 0 | 0 | 0 | 0 | 0 | 0 | 0 | 0 | 0 | 0
Commercial_Other Health_New_Water Heating_Natural Gas_Water Heater_E1_Codes & Standards Forecast | Commercial | Other Health | New | Water Heating | Natural Gas | Water Heater | E1 |  | Codes & Standards Forecast | 0 | 2607.5714 | 15184.8564 | 23222.6225 | 32832.9665 | 42737.305 | 52691.4145 | 61306.6642 | 69801.1756 | 78494.5139 | 87329.3596 | 96097.0883 | 104727.6812 | 113240.6339 | 121765.8922 | 130265.3671 | 138814.0984 | 147163.3909 | 155181.0458 | 162940.0088 | 170702.7838 | 178622.745 | 186645.924 | 194753.9937 | 202949.1706 | 211167.4372 | 219417.8318 | 227673.7834 | 235966.1558 | 244276.6041 | 252648.8833 | 261027.2484 | 264586.4543 | 0 | 0 | 0 | 0 | 0 | 0 | 0 | 0 | 0 | 0 | 0 | 0 | 0 | 0 | 0 | 0 | 0 | 0
Commercial_Other Health_New_Water Heating_Natural Gas_Water Heater_E2_Codes & Standards Forecast | Commercial | Other Health | New | Water Heating | Natural Gas | Water Heater | E2 |  | Codes & Standards Forecast | 0 | 0 | 0 | 0 | 0 | 0 | 0 | 0 | 0 | 0 | 0 | 0 | 0 | 0 | 0 | 0 | 0 | 0 | 0 | 0 | 0 | 0 | 0 | 0 | 0 | 0 | 0 | 0 | 0 | 0 | 0 | 0 | 0 | 0 | 0 | 0 | 0 | 0 | 0 | 0 | 0 | 0 | 0 | 0 | 0 | 0 | 0 | 0 | 0 | 0 | 0
Commercial_Other Health_New_Water Heating_Natural Gas_Water Heater_E3_Codes & Standards Forecast | Commercial | Other Health | New | Water Heating | Natural Gas | Water Heater | E3 |  | Codes & Standards Forecast | 0 | 0 | 0 | 0 | 0 | 0 | 0 | 0 | 0 | 0 | 0 | 0 | 0 | 0 | 0 | 0 | 0 | 0 | 0 | 0 | 0 | 0 | 0 | 0 | 0 | 0 | 0 | 0 | 0 | 0 | 0 | 0 | 0 | 0 | 0 | 0 | 0 | 0 | 0 | 0 | 0 | 0 | 0 | 0 | 0 | 0 | 0 | 0 | 0 | 0 | 0
Commercial_Other Health_New_Water Heating_Natural Gas_Water Heater_E4_Codes & Standards Forecast | Commercial | Other Health | New | Water Heating | Natural Gas | Water Heater | E4 |  | Codes & Standards Forecast | 0 | 0 | 0 | 0 | 0 | 0 | 0 | 0 | 0 | 0 | 0 | 0 | 0 | 0 | 0 | 0 | 0 | 0 | 0 | 0 | 0 | 0 | 0 | 0 | 0 | 0 | 0 | 0 | 0 | 0 | 0 | 0 | 0 | 0 | 0 | 0 | 0 | 0 | 0 | 0 | 0 | 0 | 0 | 0 | 0 | 0 | 0 | 0 | 0 | 0 | 0
Commercial_Other Health_New_Water Heating_Natural Gas_Water Heater_E5_Codes & Standards Forecast | Commercial | Other Health | New | Water Heating | Natural Gas | Water Heater | E5 |  | Codes & Standards Forecast | 0 | 0 | 0 | 0 | 0 | 0 | 0 | 0 | 0 | 0 | 0 | 0 | 0 | 0 | 0 | 0 | 0 | 0 | 0 | 0 | 0 | 0 | 0 | 0 | 0 | 0 | 0 | 0 | 0 | 0 | 0 | 0 | 0 | 0 | 0 | 0 | 0 | 0 | 0 | 0 | 0 | 0 | 0 | 0 | 0 | 0 | 0 | 0 | 0 | 0 | 0
Commercial_Other Health_New_Water Heating_Natural Gas_Water Heater_E6_Codes & Standards Forecast | Commercial | Other Health | New | Water Heating | Natural Gas | Water Heater | E6 |  | Codes & Standards Forecast | 0 | 0 | 0 | 0 | 0 | 0 | 0 | 0 | 0 | 0 | 0 | 0 | 0 | 0 | 0 | 0 | 0 | 0 | 0 | 0 | 0 | 0 | 0 | 0 | 0 | 0 | 0 | 0 | 0 | 0 | 0 | 0 | 0 | 0 | 0 | 0 | 0 | 0 | 0 | 0 | 0 | 0 | 0 | 0 | 0 | 0 | 0 | 0 | 0 | 0 | 0
Commercial_Other Health_New_Water Heating_Natural Gas_Water Heater_E7_Codes & Standards Forecast | Commercial | Other Health | New | Water Heating | Natural Gas | Water Heater | E7 |  | Codes & Standards Forecast | 0 | 0 | 0 | 0 | 0 | 0 | 0 | 0 | 0 | 0 | 0 | 0 | 0 | 0 | 0 | 0 | 0 | 0 | 0 | 0 | 0 | 0 | 0 | 0 | 0 | 0 | 0 | 0 | 0 | 0 | 0 | 0 | 0 | 0 | 0 | 0 | 0 | 0 | 0 | 0 | 0 | 0 | 0 | 0 | 0 | 0 | 0 | 0 | 0 | 0 | 0
Commercial_Other Health_New_Water Heating_Natural Gas_Water Heater_E8_Codes & Standards Forecast | Commercial | Other Health | New | Water Heating | Natural Gas | Water Heater | E8 |  | Codes & Standards Forecast | 0 | 0 | 0 | 0 | 0 | 0 | 0 | 0 | 0 | 0 | 0 | 0 | 0 | 0 | 0 | 0 | 0 | 0 | 0 | 0 | 0 | 0 | 0 | 0 | 0 | 0 | 0 | 0 | 0 | 0 | 0 | 0 | 0 | 0 | 0 | 0 | 0 | 0 | 0 | 0 | 0 | 0 | 0 | 0 | 0 | 0 | 0 | 0 | 0 | 0 | 0
Commercial_Other Health_New_Water Heating_Natural Gas_Water Heater_E9_Codes & Standards Forecast | Commercial | Other Health | New | Water Heating | Natural Gas | Water Heater | E9 |  | Codes & Standards Forecast | 0 | 0 | 0 | 0 | 0 | 0 | 0 | 0 | 0 | 0 | 0 | 0 | 0 | 0 | 0 | 0 | 0 | 0 | 0 | 0 | 0 | 0 | 0 | 0 | 0 | 0 | 0 | 0 | 0 | 0 | 0 | 0 | 0 | 0 | 0 | 0 | 0 | 0 | 0 | 0 | 0 | 0 | 0 | 0 | 0 | 0 | 0 | 0 | 0 | 0 | 0
Commercial_Other Health_New_Water Heating_Natural Gas_Water Heater_E10_Codes & Standards Forecast | Commercial | Other Health | New | Water Heating | Natural Gas | Water Heater | E10 |  | Codes & Standards Forecast | 0 | 0 | 0 | 0 | 0 | 0 | 0 | 0 | 0 | 0 | 0 | 0 | 0 | 0 | 0 | 0 | 0 | 0 | 0 | 0 | 0 | 0 | 0 | 0 | 0 | 0 | 0 | 0 | 0 | 0 | 0 | 0 | 0 | 0 | 0 | 0 | 0 | 0 | 0 | 0 | 0 | 0 | 0 | 0 | 0 | 0 | 0 | 0 | 0 | 0 | 0
Commercial_Other Health_New_Water Heating_Natural Gas_Water Heater_Vintage_Codes & Standards Forecast | Commercial | Other Health | New | Water Heating | Natural Gas | Water Heater | Vintage |  | Codes & Standards Forecast | 0 | 0 | 0 | 0 | 0 | 0 | 0 | 0 | 0 | 0 | 0 | 0 | 0 | 0 | 0 | 0 | 0 | 0 | 0 | 0 | 0 | 0 | 0 | 0 | 0 | 0 | 0 | 0 | 0 | 0 | 0 | 0 | 0 | 0 | 0 | 0 | 0 | 0 | 0 | 0 | 0 | 0 | 0 | 0 | 0 | 0 | 0 | 0 | 0 | 0 | 0
Commercial_Other Health_New_Food Preparation_Natural Gas_Oven_E1_Codes & Standards Forecast | Commercial | Other Health | New | Food Preparation | Natural Gas | Oven | E1 |  | Codes & Standards Forecast | 0 | 132.1845 | 769.7594 | 1177.2145 | 1664.3876 | 2166.464 | 2671.0634 | 3107.7926 | 3538.4012 | 3979.0889 | 4426.9499 | 4871.4087 | 5308.9156 | 5740.4591 | 6172.6264 | 6603.4866 | 7036.8438 | 7460.0909 | 7866.5265 | 8259.8483 | 8653.3633 | 9054.8465 | 9461.5621 | 9872.581 | 10288.0157 | 10704.6207 | 11122.8545 | 11541.3699 | 11961.7316 | 12383.0096 | 12807.422 | 13232.1429 | 13412.5682 | 0 | 0 | 0 | 0 | 0 | 0 | 0 | 0 | 0 | 0 | 0 | 0 | 0 | 0 | 0 | 0 | 0 | 0
Commercial_Other Health_New_Food Preparation_Natural Gas_Oven_E2_Codes & Standards Forecast | Commercial | Other Health | New | Food Preparation | Natural Gas | Oven | E2 |  | Codes & Standards Forecast | 0 | 0 | 0 | 0 | 0 | 0 | 0 | 0 | 0 | 0 | 0 | 0 | 0 | 0 | 0 | 0 | 0 | 0 | 0 | 0 | 0 | 0 | 0 | 0 | 0 | 0 | 0 | 0 | 0 | 0 | 0 | 0 | 0 | 0 | 0 | 0 | 0 | 0 | 0 | 0 | 0 | 0 | 0 | 0 | 0 | 0 | 0 | 0 | 0 | 0 | 0
Commercial_Other Health_New_Food Preparation_Natural Gas_Oven_E3_Codes & Standards Forecast | Commercial | Other Health | New | Food Preparation | Natural Gas | Oven | E3 |  | Codes & Standards Forecast | 0 | 0 | 0 | 0 | 0 | 0 | 0 | 0 | 0 | 0 | 0 | 0 | 0 | 0 | 0 | 0 | 0 | 0 | 0 | 0 | 0 | 0 | 0 | 0 | 0 | 0 | 0 | 0 | 0 | 0 | 0 | 0 | 0 | 0 | 0 | 0 | 0 | 0 | 0 | 0 | 0 | 0 | 0 | 0 | 0 | 0 | 0 | 0 | 0 | 0 | 0
Commercial_Other Health_New_Food Preparation_Natural Gas_Oven_E4_Codes & Standards Forecast | Commercial | Other Health | New | Food Preparation | Natural Gas | Oven | E4 |  | Codes & Standards Forecast | 0 | 0 | 0 | 0 | 0 | 0 | 0 | 0 | 0 | 0 | 0 | 0 | 0 | 0 | 0 | 0 | 0 | 0 | 0 | 0 | 0 | 0 | 0 | 0 | 0 | 0 | 0 | 0 | 0 | 0 | 0 | 0 | 0 | 0 | 0 | 0 | 0 | 0 | 0 | 0 | 0 | 0 | 0 | 0 | 0 | 0 | 0 | 0 | 0 | 0 | 0
Commercial_Other Health_New_Food Preparation_Natural Gas_Oven_E5_Codes & Standards Forecast | Commercial | Other Health | New | Food Preparation | Natural Gas | Oven | E5 |  | Codes & Standards Forecast | 0 | 0 | 0 | 0 | 0 | 0 | 0 | 0 | 0 | 0 | 0 | 0 | 0 | 0 | 0 | 0 | 0 | 0 | 0 | 0 | 0 | 0 | 0 | 0 | 0 | 0 | 0 | 0 | 0 | 0 | 0 | 0 | 0 | 0 | 0 | 0 | 0 | 0 | 0 | 0 | 0 | 0 | 0 | 0 | 0 | 0 | 0 | 0 | 0 | 0 | 0
Commercial_Other Health_New_Food Preparation_Natural Gas_Oven_E6_Codes & Standards Forecast | Commercial | Other Health | New | Food Preparation | Natural Gas | Oven | E6 |  | Codes & Standards Forecast | 0 | 0 | 0 | 0 | 0 | 0 | 0 | 0 | 0 | 0 | 0 | 0 | 0 | 0 | 0 | 0 | 0 | 0 | 0 | 0 | 0 | 0 | 0 | 0 | 0 | 0 | 0 | 0 | 0 | 0 | 0 | 0 | 0 | 0 | 0 | 0 | 0 | 0 | 0 | 0 | 0 | 0 | 0 | 0 | 0 | 0 | 0 | 0 | 0 | 0 | 0
Commercial_Other Health_New_Food Preparation_Natural Gas_Oven_E7_Codes & Standards Forecast | Commercial | Other Health | New | Food Preparation | Natural Gas | Oven | E7 |  | Codes & Standards Forecast | 0 | 0 | 0 | 0 | 0 | 0 | 0 | 0 | 0 | 0 | 0 | 0 | 0 | 0 | 0 | 0 | 0 | 0 | 0 | 0 | 0 | 0 | 0 | 0 | 0 | 0 | 0 | 0 | 0 | 0 | 0 | 0 | 0 | 0 | 0 | 0 | 0 | 0 | 0 | 0 | 0 | 0 | 0 | 0 | 0 | 0 | 0 | 0 | 0 | 0 | 0
Commercial_Other Health_New_Food Preparation_Natural Gas_Oven_E8_Codes & Standards Forecast | Commercial | Other Health | New | Food Preparation | Natural Gas | Oven | E8 |  | Codes & Standards Forecast | 0 | 0 | 0 | 0 | 0 | 0 | 0 | 0 | 0 | 0 | 0 | 0 | 0 | 0 | 0 | 0 | 0 | 0 | 0 | 0 | 0 | 0 | 0 | 0 | 0 | 0 | 0 | 0 | 0 | 0 | 0 | 0 | 0 | 0 | 0 | 0 | 0 | 0 | 0 | 0 | 0 | 0 | 0 | 0 | 0 | 0 | 0 | 0 | 0 | 0 | 0
Commercial_Other Health_New_Food Preparation_Natural Gas_Oven_E9_Codes & Standards Forecast | Commercial | Other Health | New | Food Preparation | Natural Gas | Oven | E9 |  | Codes & Standards Forecast | 0 | 0 | 0 | 0 | 0 | 0 | 0 | 0 | 0 | 0 | 0 | 0 | 0 | 0 | 0 | 0 | 0 | 0 | 0 | 0 | 0 | 0 | 0 | 0 | 0 | 0 | 0 | 0 | 0 | 0 | 0 | 0 | 0 | 0 | 0 | 0 | 0 | 0 | 0 | 0 | 0 | 0 | 0 | 0 | 0 | 0 | 0 | 0 | 0 | 0 | 0
Commercial_Other Health_New_Food Preparation_Natural Gas_Oven_E10_Codes & Standards Forecast | Commercial | Other Health | New | Food Preparation | Natural Gas | Oven | E10 |  | Codes & Standards Forecast | 0 | 0 | 0 | 0 | 0 | 0 | 0 | 0 | 0 | 0 | 0 | 0 | 0 | 0 | 0 | 0 | 0 | 0 | 0 | 0 | 0 | 0 | 0 | 0 | 0 | 0 | 0 | 0 | 0 | 0 | 0 | 0 | 0 | 0 | 0 | 0 | 0 | 0 | 0 | 0 | 0 | 0 | 0 | 0 | 0 | 0 | 0 | 0 | 0 | 0 | 0
Commercial_Other Health_New_Food Preparation_Natural Gas_Oven_Vintage_Codes & Standards Forecast | Commercial | Other Health | New | Food Preparation | Natural Gas | Oven | Vintage |  | Codes & Standards Forecast | 0 | 0 | 0 | 0 | 0 | 0 | 0 | 0 | 0 | 0 | 0 | 0 | 0 | 0 | 0 | 0 | 0 | 0 | 0 | 0 | 0 | 0 | 0 | 0 | 0 | 0 | 0 | 0 | 0 | 0 | 0 | 0 | 0 | 0 | 0 | 0 | 0 | 0 | 0 | 0 | 0 | 0 | 0 | 0 | 0 | 0 | 0 | 0 | 0 | 0 | 0
Commercial_Other Health_New_Food Preparation_Natural Gas_Conveyor Oven_E1_Codes & Standards Forecast | Commercial | Other Health | New | Food Preparation | Natural Gas | Conveyor Oven | E1 |  | Codes & Standards Forecast | 0 | 66.0923 | 384.8797 | 588.6072 | 832.1938 | 1083.232 | 1335.5317 | 1553.8963 | 1769.2006 | 1989.5444 | 2213.475 | 2435.7043 | 2654.4578 | 2870.2296 | 3086.3132 | 3301.7433 | 3518.4219 | 3730.0455 | 3933.2632 | 4129.9241 | 4326.6817 | 4527.4233 | 4730.7811 | 4936.2905 | 5144.0078 | 5352.3104 | 5561.4272 | 5770.6849 | 5980.8658 | 6191.5048 | 6403.711 | 6616.0714 | 6706.2841 | 0 | 0 | 0 | 0 | 0 | 0 | 0 | 0 | 0 | 0 | 0 | 0 | 0 | 0 | 0 | 0 | 0 | 0
Commercial_Other Health_New_Food Preparation_Natural Gas_Conveyor Oven_E2_Codes & Standards Forecast | Commercial | Other Health | New | Food Preparation | Natural Gas | Conveyor Oven | E2 |  | Codes & Standards Forecast | 0 | 0 | 0 | 0 | 0 | 0 | 0 | 0 | 0 | 0 | 0 | 0 | 0 | 0 | 0 | 0 | 0 | 0 | 0 | 0 | 0 | 0 | 0 | 0 | 0 | 0 | 0 | 0 | 0 | 0 | 0 | 0 | 0 | 0 | 0 | 0 | 0 | 0 | 0 | 0 | 0 | 0 | 0 | 0 | 0 | 0 | 0 | 0 | 0 | 0 | 0
Commercial_Other Health_New_Food Preparation_Natural Gas_Conveyor Oven_E3_Codes & Standards Forecast | Commercial | Other Health | New | Food Preparation | Natural Gas | Conveyor Oven | E3 |  | Codes & Standards Forecast | 0 | 0 | 0 | 0 | 0 | 0 | 0 | 0 | 0 | 0 | 0 | 0 | 0 | 0 | 0 | 0 | 0 | 0 | 0 | 0 | 0 | 0 | 0 | 0 | 0 | 0 | 0 | 0 | 0 | 0 | 0 | 0 | 0 | 0 | 0 | 0 | 0 | 0 | 0 | 0 | 0 | 0 | 0 | 0 | 0 | 0 | 0 | 0 | 0 | 0 | 0
Commercial_Other Health_New_Food Preparation_Natural Gas_Conveyor Oven_E4_Codes & Standards Forecast | Commercial | Other Health | New | Food Preparation | Natural Gas | Conveyor Oven | E4 |  | Codes & Standards Forecast | 0 | 0 | 0 | 0 | 0 | 0 | 0 | 0 | 0 | 0 | 0 | 0 | 0 | 0 | 0 | 0 | 0 | 0 | 0 | 0 | 0 | 0 | 0 | 0 | 0 | 0 | 0 | 0 | 0 | 0 | 0 | 0 | 0 | 0 | 0 | 0 | 0 | 0 | 0 | 0 | 0 | 0 | 0 | 0 | 0 | 0 | 0 | 0 | 0 | 0 | 0
Commercial_Other Health_New_Food Preparation_Natural Gas_Conveyor Oven_E5_Codes & Standards Forecast | Commercial | Other Health | New | Food Preparation | Natural Gas | Conveyor Oven | E5 |  | Codes & Standards Forecast | 0 | 0 | 0 | 0 | 0 | 0 | 0 | 0 | 0 | 0 | 0 | 0 | 0 | 0 | 0 | 0 | 0 | 0 | 0 | 0 | 0 | 0 | 0 | 0 | 0 | 0 | 0 | 0 | 0 | 0 | 0 | 0 | 0 | 0 | 0 | 0 | 0 | 0 | 0 | 0 | 0 | 0 | 0 | 0 | 0 | 0 | 0 | 0 | 0 | 0 | 0
Commercial_Other Health_New_Food Preparation_Natural Gas_Conveyor Oven_E6_Codes & Standards Forecast | Commercial | Other Health | New | Food Preparation | Natural Gas | Conveyor Oven | E6 |  | Codes & Standards Forecast | 0 | 0 | 0 | 0 | 0 | 0 | 0 | 0 | 0 | 0 | 0 | 0 | 0 | 0 | 0 | 0 | 0 | 0 | 0 | 0 | 0 | 0 | 0 | 0 | 0 | 0 | 0 | 0 | 0 | 0 | 0 | 0 | 0 | 0 | 0 | 0 | 0 | 0 | 0 | 0 | 0 | 0 | 0 | 0 | 0 | 0 | 0 | 0 | 0 | 0 | 0
Commercial_Other Health_New_Food Preparation_Natural Gas_Conveyor Oven_E7_Codes & Standards Forecast | Commercial | Other Health | New | Food Preparation | Natural Gas | Conveyor Oven | E7 |  | Codes & Standards Forecast | 0 | 0 | 0 | 0 | 0 | 0 | 0 | 0 | 0 | 0 | 0 | 0 | 0 | 0 | 0 | 0 | 0 | 0 | 0 | 0 | 0 | 0 | 0 | 0 | 0 | 0 | 0 | 0 | 0 | 0 | 0 | 0 | 0 | 0 | 0 | 0 | 0 | 0 | 0 | 0 | 0 | 0 | 0 | 0 | 0 | 0 | 0 | 0 | 0 | 0 | 0
Commercial_Other Health_New_Food Preparation_Natural Gas_Conveyor Oven_E8_Codes & Standards Forecast | Commercial | Other Health | New | Food Preparation | Natural Gas | Conveyor Oven | E8 |  | Codes & Standards Forecast | 0 | 0 | 0 | 0 | 0 | 0 | 0 | 0 | 0 | 0 | 0 | 0 | 0 | 0 | 0 | 0 | 0 | 0 | 0 | 0 | 0 | 0 | 0 | 0 | 0 | 0 | 0 | 0 | 0 | 0 | 0 | 0 | 0 | 0 | 0 | 0 | 0 | 0 | 0 | 0 | 0 | 0 | 0 | 0 | 0 | 0 | 0 | 0 | 0 | 0 | 0
Commercial_Other Health_New_Food Preparation_Natural Gas_Conveyor Oven_E9_Codes & Standards Forecast | Commercial | Other Health | New | Food Preparation | Natural Gas | Conveyor Oven | E9 |  | Codes & Standards Forecast | 0 | 0 | 0 | 0 | 0 | 0 | 0 | 0 | 0 | 0 | 0 | 0 | 0 | 0 | 0 | 0 | 0 | 0 | 0 | 0 | 0 | 0 | 0 | 0 | 0 | 0 | 0 | 0 | 0 | 0 | 0 | 0 | 0 | 0 | 0 | 0 | 0 | 0 | 0 | 0 | 0 | 0 | 0 | 0 | 0 | 0 | 0 | 0 | 0 | 0 | 0
Commercial_Other Health_New_Food Preparation_Natural Gas_Conveyor Oven_E10_Codes & Standards Forecast | Commercial | Other Health | New | Food Preparation | Natural Gas | Conveyor Oven | E10 |  | Codes & Standards Forecast | 0 | 0 | 0 | 0 | 0 | 0 | 0 | 0 | 0 | 0 | 0 | 0 | 0 | 0 | 0 | 0 | 0 | 0 | 0 | 0 | 0 | 0 | 0 | 0 | 0 | 0 | 0 | 0 | 0 | 0 | 0 | 0 | 0 | 0 | 0 | 0 | 0 | 0 | 0 | 0 | 0 | 0 | 0 | 0 | 0 | 0 | 0 | 0 | 0 | 0 | 0
Commercial_Other Health_New_Food Preparation_Natural Gas_Conveyor Oven_Vintage_Codes & Standards Forecast | Commercial | Other Health | New | Food Preparation | Natural Gas | Conveyor Oven | Vintage |  | Codes & Standards Forecast | 0 | 0 | 0 | 0 | 0 | 0 | 0 | 0 | 0 | 0 | 0 | 0 | 0 | 0 | 0 | 0 | 0 | 0 | 0 | 0 | 0 | 0 | 0 | 0 | 0 | 0 | 0 | 0 | 0 | 0 | 0 | 0 | 0 | 0 | 0 | 0 | 0 | 0 | 0 | 0 | 0 | 0 | 0 | 0 | 0 | 0 | 0 | 0 | 0 | 0 | 0
Commercial_Other Health_New_Food Preparation_Natural Gas_Double Rack Oven_E1_Codes & Standards Forecast | Commercial | Other Health | New | Food Preparation | Natural Gas | Double Rack Oven | E1 |  | Codes & Standards Forecast | 0 | 66.0923 | 384.8797 | 588.6072 | 832.1938 | 1083.232 | 1335.5317 | 1553.8963 | 1769.2006 | 1989.5444 | 2213.475 | 2435.7043 | 2654.4578 | 2870.2296 | 3086.3132 | 3301.7433 | 3518.4219 | 3730.0455 | 3933.2632 | 4129.9241 | 4326.6817 | 4527.4233 | 4730.7811 | 4936.2905 | 5144.0078 | 5352.3104 | 5561.4272 | 5770.6849 | 5980.8658 | 6191.5048 | 6403.711 | 6616.0714 | 6706.2841 | 0 | 0 | 0 | 0 | 0 | 0 | 0 | 0 | 0 | 0 | 0 | 0 | 0 | 0 | 0 | 0 | 0 | 0
Commercial_Other Health_New_Food Preparation_Natural Gas_Double Rack Oven_E2_Codes & Standards Forecast | Commercial | Other Health | New | Food Preparation | Natural Gas | Double Rack Oven | E2 |  | Codes & Standards Forecast | 0 | 0 | 0 | 0 | 0 | 0 | 0 | 0 | 0 | 0 | 0 | 0 | 0 | 0 | 0 | 0 | 0 | 0 | 0 | 0 | 0 | 0 | 0 | 0 | 0 | 0 | 0 | 0 | 0 | 0 | 0 | 0 | 0 | 0 | 0 | 0 | 0 | 0 | 0 | 0 | 0 | 0 | 0 | 0 | 0 | 0 | 0 | 0 | 0 | 0 | 0
Commercial_Other Health_New_Food Preparation_Natural Gas_Double Rack Oven_E3_Codes & Standards Forecast | Commercial | Other Health | New | Food Preparation | Natural Gas | Double Rack Oven | E3 |  | Codes & Standards Forecast | 0 | 0 | 0 | 0 | 0 | 0 | 0 | 0 | 0 | 0 | 0 | 0 | 0 | 0 | 0 | 0 | 0 | 0 | 0 | 0 | 0 | 0 | 0 | 0 | 0 | 0 | 0 | 0 | 0 | 0 | 0 | 0 | 0 | 0 | 0 | 0 | 0 | 0 | 0 | 0 | 0 | 0 | 0 | 0 | 0 | 0 | 0 | 0 | 0 | 0 | 0
Commercial_Other Health_New_Food Preparation_Natural Gas_Double Rack Oven_E4_Codes & Standards Forecast | Commercial | Other Health | New | Food Preparation | Natural Gas | Double Rack Oven | E4 |  | Codes & Standards Forecast | 0 | 0 | 0 | 0 | 0 | 0 | 0 | 0 | 0 | 0 | 0 | 0 | 0 | 0 | 0 | 0 | 0 | 0 | 0 | 0 | 0 | 0 | 0 | 0 | 0 | 0 | 0 | 0 | 0 | 0 | 0 | 0 | 0 | 0 | 0 | 0 | 0 | 0 | 0 | 0 | 0 | 0 | 0 | 0 | 0 | 0 | 0 | 0 | 0 | 0 | 0
Commercial_Other Health_New_Food Preparation_Natural Gas_Double Rack Oven_E5_Codes & Standards Forecast | Commercial | Other Health | New | Food Preparation | Natural Gas | Double Rack Oven | E5 |  | Codes & Standards Forecast | 0 | 0 | 0 | 0 | 0 | 0 | 0 | 0 | 0 | 0 | 0 | 0 | 0 | 0 | 0 | 0 | 0 | 0 | 0 | 0 | 0 | 0 | 0 | 0 | 0 | 0 | 0 | 0 | 0 | 0 | 0 | 0 | 0 | 0 | 0 | 0 | 0 | 0 | 0 | 0 | 0 | 0 | 0 | 0 | 0 | 0 | 0 | 0 | 0 | 0 | 0
Commercial_Other Health_New_Food Preparation_Natural Gas_Double Rack Oven_E6_Codes & Standards Forecast | Commercial | Other Health | New | Food Preparation | Natural Gas | Double Rack Oven | E6 |  | Codes & Standards Forecast | 0 | 0 | 0 | 0 | 0 | 0 | 0 | 0 | 0 | 0 | 0 | 0 | 0 | 0 | 0 | 0 | 0 | 0 | 0 | 0 | 0 | 0 | 0 | 0 | 0 | 0 | 0 | 0 | 0 | 0 | 0 | 0 | 0 | 0 | 0 | 0 | 0 | 0 | 0 | 0 | 0 | 0 | 0 | 0 | 0 | 0 | 0 | 0 | 0 | 0 | 0
Commercial_Other Health_New_Food Preparation_Natural Gas_Double Rack Oven_E7_Codes & Standards Forecast | Commercial | Other Health | New | Food Preparation | Natural Gas | Double Rack Oven | E7 |  | Codes & Standards Forecast | 0 | 0 | 0 | 0 | 0 | 0 | 0 | 0 | 0 | 0 | 0 | 0 | 0 | 0 | 0 | 0 | 0 | 0 | 0 | 0 | 0 | 0 | 0 | 0 | 0 | 0 | 0 | 0 | 0 | 0 | 0 | 0 | 0 | 0 | 0 | 0 | 0 | 0 | 0 | 0 | 0 | 0 | 0 | 0 | 0 | 0 | 0 | 0 | 0 | 0 | 0
Commercial_Other Health_New_Food Preparation_Natural Gas_Double Rack Oven_E8_Codes & Standards Forecast | Commercial | Other Health | New | Food Preparation | Natural Gas | Double Rack Oven | E8 |  | Codes & Standards Forecast | 0 | 0 | 0 | 0 | 0 | 0 | 0 | 0 | 0 | 0 | 0 | 0 | 0 | 0 | 0 | 0 | 0 | 0 | 0 | 0 | 0 | 0 | 0 | 0 | 0 | 0 | 0 | 0 | 0 | 0 | 0 | 0 | 0 | 0 | 0 | 0 | 0 | 0 | 0 | 0 | 0 | 0 | 0 | 0 | 0 | 0 | 0 | 0 | 0 | 0 | 0
Commercial_Other Health_New_Food Preparation_Natural Gas_Double Rack Oven_E9_Codes & Standards Forecast | Commercial | Other Health | New | Food Preparation | Natural Gas | Double Rack Oven | E9 |  | Codes & Standards Forecast | 0 | 0 | 0 | 0 | 0 | 0 | 0 | 0 | 0 | 0 | 0 | 0 | 0 | 0 | 0 | 0 | 0 | 0 | 0 | 0 | 0 | 0 | 0 | 0 | 0 | 0 | 0 | 0 | 0 | 0 | 0 | 0 | 0 | 0 | 0 | 0 | 0 | 0 | 0 | 0 | 0 | 0 | 0 | 0 | 0 | 0 | 0 | 0 | 0 | 0 | 0
Commercial_Other Health_New_Food Preparation_Natural Gas_Double Rack Oven_E10_Codes & Standards Forecast | Commercial | Other Health | New | Food Preparation | Natural Gas | Double Rack Oven | E10 |  | Codes & Standards Forecast | 0 | 0 | 0 | 0 | 0 | 0 | 0 | 0 | 0 | 0 | 0 | 0 | 0 | 0 | 0 | 0 | 0 | 0 | 0 | 0 | 0 | 0 | 0 | 0 | 0 | 0 | 0 | 0 | 0 | 0 | 0 | 0 | 0 | 0 | 0 | 0 | 0 | 0 | 0 | 0 | 0 | 0 | 0 | 0 | 0 | 0 | 0 | 0 | 0 | 0 | 0
Commercial_Other Health_New_Food Preparation_Natural Gas_Double Rack Oven_Vintage_Codes & Standards Forecast | Commercial | Other Health | New | Food Preparation | Natural Gas | Double Rack Oven | Vintage |  | Codes & Standards Forecast | 0 | 0 | 0 | 0 | 0 | 0 | 0 | 0 | 0 | 0 | 0 | 0 | 0 | 0 | 0 | 0 | 0 | 0 | 0 | 0 | 0 | 0 | 0 | 0 | 0 | 0 | 0 | 0 | 0 | 0 | 0 | 0 | 0 | 0 | 0 | 0 | 0 | 0 | 0 | 0 | 0 | 0 | 0 | 0 | 0 | 0 | 0 | 0 | 0 | 0 | 0
Commercial_Other Health_New_Food Preparation_Natural Gas_Fryer_E1_Codes & Standards Forecast | Commercial | Other Health | New | Food Preparation | Natural Gas | Fryer | E1 |  | Codes & Standards Forecast | 0 | 1530.1357 | 8910.5487 | 8910.5487 | 8910.5487 | 8910.5487 | 8910.5487 | 8910.5487 | 8910.5487 | 8604.5216 | 6883.6173 | 5506.8938 | 4405.515 | 3524.412 | 2418.4137 | 0 | 0 | 0 | 0 | 0 | 0 | 0 | 0 | 0 | 0 | 0 | 0 | 0 | 0 | 0 | 0 | 0 | 0 | 0 | 0 | 0 | 0 | 0 | 0 | 0 | 0 | 0 | 0 | 0 | 0 | 0 | 0 | 0 | 0 | 0 | 0
Commercial_Other Health_New_Food Preparation_Natural Gas_Fryer_E2_Codes & Standards Forecast | Commercial | Other Health | New | Food Preparation | Natural Gas | Fryer | E2 |  | Codes & Standards Forecast | 0 | 0 | 0 | 4716.6008 | 10355.9981 | 16167.9128 | 22009.0334 | 27064.5044 | 32049.1257 | 37456.4467 | 44361.682 | 50883.352 | 57049.2053 | 62925.7509 | 69034.4129 | 76440.3605 | 81456.7982 | 86356.2042 | 91061.0037 | 95614.0015 | 100169.2362 | 104816.7085 | 109524.7496 | 114282.6049 | 119091.5751 | 123914.0946 | 128755.4668 | 133600.1 | 138466.105 | 143342.7171 | 148255.6119 | 153172.0779 | 155260.6375 | 0 | 0 | 0 | 0 | 0 | 0 | 0 | 0 | 0 | 0 | 0 | 0 | 0 | 0 | 0 | 0 | 0 | 0
Commercial_Other Health_New_Food Preparation_Natural Gas_Fryer_E3_Codes & Standards Forecast | Commercial | Other Health | New | Food Preparation | Natural Gas | Fryer | E3 |  | Codes & Standards Forecast | 0 | 0 | 0 | 0 | 0 | 0 | 0 | 0 | 0 | 0 | 0 | 0 | 0 | 0 | 0 | 0 | 0 | 0 | 0 | 0 | 0 | 0 | 0 | 0 | 0 | 0 | 0 | 0 | 0 | 0 | 0 | 0 | 0 | 0 | 0 | 0 | 0 | 0 | 0 | 0 | 0 | 0 | 0 | 0 | 0 | 0 | 0 | 0 | 0 | 0 | 0
Commercial_Other Health_New_Food Preparation_Natural Gas_Fryer_E4_Codes & Standards Forecast | Commercial | Other Health | New | Food Preparation | Natural Gas | Fryer | E4 |  | Codes & Standards Forecast | 0 | 0 | 0 | 0 | 0 | 0 | 0 | 0 | 0 | 0 | 0 | 0 | 0 | 0 | 0 | 0 | 0 | 0 | 0 | 0 | 0 | 0 | 0 | 0 | 0 | 0 | 0 | 0 | 0 | 0 | 0 | 0 | 0 | 0 | 0 | 0 | 0 | 0 | 0 | 0 | 0 | 0 | 0 | 0 | 0 | 0 | 0 | 0 | 0 | 0 | 0
Commercial_Other Health_New_Food Preparation_Natural Gas_Fryer_E5_Codes & Standards Forecast | Commercial | Other Health | New | Food Preparation | Natural Gas | Fryer | E5 |  | Codes & Standards Forecast | 0 | 0 | 0 | 0 | 0 | 0 | 0 | 0 | 0 | 0 | 0 | 0 | 0 | 0 | 0 | 0 | 0 | 0 | 0 | 0 | 0 | 0 | 0 | 0 | 0 | 0 | 0 | 0 | 0 | 0 | 0 | 0 | 0 | 0 | 0 | 0 | 0 | 0 | 0 | 0 | 0 | 0 | 0 | 0 | 0 | 0 | 0 | 0 | 0 | 0 | 0
Commercial_Other Health_New_Food Preparation_Natural Gas_Fryer_E6_Codes & Standards Forecast | Commercial | Other Health | New | Food Preparation | Natural Gas | Fryer | E6 |  | Codes & Standards Forecast | 0 | 0 | 0 | 0 | 0 | 0 | 0 | 0 | 0 | 0 | 0 | 0 | 0 | 0 | 0 | 0 | 0 | 0 | 0 | 0 | 0 | 0 | 0 | 0 | 0 | 0 | 0 | 0 | 0 | 0 | 0 | 0 | 0 | 0 | 0 | 0 | 0 | 0 | 0 | 0 | 0 | 0 | 0 | 0 | 0 | 0 | 0 | 0 | 0 | 0 | 0
Commercial_Other Health_New_Food Preparation_Natural Gas_Fryer_E7_Codes & Standards Forecast | Commercial | Other Health | New | Food Preparation | Natural Gas | Fryer | E7 |  | Codes & Standards Forecast | 0 | 0 | 0 | 0 | 0 | 0 | 0 | 0 | 0 | 0 | 0 | 0 | 0 | 0 | 0 | 0 | 0 | 0 | 0 | 0 | 0 | 0 | 0 | 0 | 0 | 0 | 0 | 0 | 0 | 0 | 0 | 0 | 0 | 0 | 0 | 0 | 0 | 0 | 0 | 0 | 0 | 0 | 0 | 0 | 0 | 0 | 0 | 0 | 0 | 0 | 0
Commercial_Other Health_New_Food Preparation_Natural Gas_Fryer_E8_Codes & Standards Forecast | Commercial | Other Health | New | Food Preparation | Natural Gas | Fryer | E8 |  | Codes & Standards Forecast | 0 | 0 | 0 | 0 | 0 | 0 | 0 | 0 | 0 | 0 | 0 | 0 | 0 | 0 | 0 | 0 | 0 | 0 | 0 | 0 | 0 | 0 | 0 | 0 | 0 | 0 | 0 | 0 | 0 | 0 | 0 | 0 | 0 | 0 | 0 | 0 | 0 | 0 | 0 | 0 | 0 | 0 | 0 | 0 | 0 | 0 | 0 | 0 | 0 | 0 | 0
Commercial_Other Health_New_Food Preparation_Natural Gas_Fryer_E9_Codes & Standards Forecast | Commercial | Other Health | New | Food Preparation | Natural Gas | Fryer | E9 |  | Codes & Standards Forecast | 0 | 0 | 0 | 0 | 0 | 0 | 0 | 0 | 0 | 0 | 0 | 0 | 0 | 0 | 0 | 0 | 0 | 0 | 0 | 0 | 0 | 0 | 0 | 0 | 0 | 0 | 0 | 0 | 0 | 0 | 0 | 0 | 0 | 0 | 0 | 0 | 0 | 0 | 0 | 0 | 0 | 0 | 0 | 0 | 0 | 0 | 0 | 0 | 0 | 0 | 0
Commercial_Other Health_New_Food Preparation_Natural Gas_Fryer_E10_Codes & Standards Forecast | Commercial | Other Health | New | Food Preparation | Natural Gas | Fryer | E10 |  | Codes & Standards Forecast | 0 | 0 | 0 | 0 | 0 | 0 | 0 | 0 | 0 | 0 | 0 | 0 | 0 | 0 | 0 | 0 | 0 | 0 | 0 | 0 | 0 | 0 | 0 | 0 | 0 | 0 | 0 | 0 | 0 | 0 | 0 | 0 | 0 | 0 | 0 | 0 | 0 | 0 | 0 | 0 | 0 | 0 | 0 | 0 | 0 | 0 | 0 | 0 | 0 | 0 | 0
Commercial_Other Health_New_Food Preparation_Natural Gas_Fryer_Vintage_Codes & Standards Forecast | Commercial | Other Health | New | Food Preparation | Natural Gas | Fryer | Vintage |  | Codes & Standards Forecast | 0 | 0 | 0 | 0 | 0 | 0 | 0 | 0 | 0 | 0 | 0 | 0 | 0 | 0 | 0 | 0 | 0 | 0 | 0 | 0 | 0 | 0 | 0 | 0 | 0 | 0 | 0 | 0 | 0 | 0 | 0 | 0 | 0 | 0 | 0 | 0 | 0 | 0 | 0 | 0 | 0 | 0 | 0 | 0 | 0 | 0 | 0 | 0 | 0 | 0 | 0
Commercial_Other Health_New_Food Preparation_Natural Gas_Broiler_E1_Codes & Standards Forecast | Commercial | Other Health | New | Food Preparation | Natural Gas | Broiler | E1 |  | Codes & Standards Forecast | 0 | 344.4808 | 2006.0398 | 3067.8923 | 4337.4948 | 5645.9364 | 6960.953 | 8099.0957 | 9221.2879 | 10369.7468 | 11536.8998 | 12695.1862 | 13835.3559 | 14959.9843 | 16086.2385 | 17209.0864 | 18338.4415 | 19441.4491 | 20500.6448 | 21525.6653 | 22551.1893 | 23597.4789 | 24657.4044 | 25728.5446 | 26811.1923 | 27896.8904 | 28986.8328 | 30077.5094 | 31172.9975 | 32270.8735 | 33376.9179 | 34483.7662 | 34953.9655 | 0 | 0 | 0 | 0 | 0 | 0 | 0 | 0 | 0 | 0 | 0 | 0 | 0 | 0 | 0 | 0 | 0 | 0
Commercial_Other Health_New_Food Preparation_Natural Gas_Broiler_E2_Codes & Standards Forecast | Commercial | Other Health | New | Food Preparation | Natural Gas | Broiler | E2 |  | Codes & Standards Forecast | 0 | 0 | 0 | 0 | 0 | 0 | 0 | 0 | 0 | 0 | 0 | 0 | 0 | 0 | 0 | 0 | 0 | 0 | 0 | 0 | 0 | 0 | 0 | 0 | 0 | 0 | 0 | 0 | 0 | 0 | 0 | 0 | 0 | 0 | 0 | 0 | 0 | 0 | 0 | 0 | 0 | 0 | 0 | 0 | 0 | 0 | 0 | 0 | 0 | 0 | 0
Commercial_Other Health_New_Food Preparation_Natural Gas_Broiler_E3_Codes & Standards Forecast | Commercial | Other Health | New | Food Preparation | Natural Gas | Broiler | E3 |  | Codes & Standards Forecast | 0 | 0 | 0 | 0 | 0 | 0 | 0 | 0 | 0 | 0 | 0 | 0 | 0 | 0 | 0 | 0 | 0 | 0 | 0 | 0 | 0 | 0 | 0 | 0 | 0 | 0 | 0 | 0 | 0 | 0 | 0 | 0 | 0 | 0 | 0 | 0 | 0 | 0 | 0 | 0 | 0 | 0 | 0 | 0 | 0 | 0 | 0 | 0 | 0 | 0 | 0
Commercial_Other Health_New_Food Preparation_Natural Gas_Broiler_E4_Codes & Standards Forecast | Commercial | Other Health | New | Food Preparation | Natural Gas | Broiler | E4 |  | Codes & Standards Forecast | 0 | 0 | 0 | 0 | 0 | 0 | 0 | 0 | 0 | 0 | 0 | 0 | 0 | 0 | 0 | 0 | 0 | 0 | 0 | 0 | 0 | 0 | 0 | 0 | 0 | 0 | 0 | 0 | 0 | 0 | 0 | 0 | 0 | 0 | 0 | 0 | 0 | 0 | 0 | 0 | 0 | 0 | 0 | 0 | 0 | 0 | 0 | 0 | 0 | 0 | 0
Commercial_Other Health_New_Food Preparation_Natural Gas_Broiler_E5_Codes & Standards Forecast | Commercial | Other Health | New | Food Preparation | Natural Gas | Broiler | E5 |  | Codes & Standards Forecast | 0 | 0 | 0 | 0 | 0 | 0 | 0 | 0 | 0 | 0 | 0 | 0 | 0 | 0 | 0 | 0 | 0 | 0 | 0 | 0 | 0 | 0 | 0 | 0 | 0 | 0 | 0 | 0 | 0 | 0 | 0 | 0 | 0 | 0 | 0 | 0 | 0 | 0 | 0 | 0 | 0 | 0 | 0 | 0 | 0 | 0 | 0 | 0 | 0 | 0 | 0
Commercial_Other Health_New_Food Preparation_Natural Gas_Broiler_E6_Codes & Standards Forecast | Commercial | Other Health | New | Food Preparation | Natural Gas | Broiler | E6 |  | Codes & Standards Forecast | 0 | 0 | 0 | 0 | 0 | 0 | 0 | 0 | 0 | 0 | 0 | 0 | 0 | 0 | 0 | 0 | 0 | 0 | 0 | 0 | 0 | 0 | 0 | 0 | 0 | 0 | 0 | 0 | 0 | 0 | 0 | 0 | 0 | 0 | 0 | 0 | 0 | 0 | 0 | 0 | 0 | 0 | 0 | 0 | 0 | 0 | 0 | 0 | 0 | 0 | 0
Commercial_Other Health_New_Food Preparation_Natural Gas_Broiler_E7_Codes & Standards Forecast | Commercial | Other Health | New | Food Preparation | Natural Gas | Broiler | E7 |  | Codes & Standards Forecast | 0 | 0 | 0 | 0 | 0 | 0 | 0 | 0 | 0 | 0 | 0 | 0 | 0 | 0 | 0 | 0 | 0 | 0 | 0 | 0 | 0 | 0 | 0 | 0 | 0 | 0 | 0 | 0 | 0 | 0 | 0 | 0 | 0 | 0 | 0 | 0 | 0 | 0 | 0 | 0 | 0 | 0 | 0 | 0 | 0 | 0 | 0 | 0 | 0 | 0 | 0
Commercial_Other Health_New_Food Preparation_Natural Gas_Broiler_E8_Codes & Standards Forecast | Commercial | Other Health | New | Food Preparation | Natural Gas | Broiler | E8 |  | Codes & Standards Forecast | 0 | 0 | 0 | 0 | 0 | 0 | 0 | 0 | 0 | 0 | 0 | 0 | 0 | 0 | 0 | 0 | 0 | 0 | 0 | 0 | 0 | 0 | 0 | 0 | 0 | 0 | 0 | 0 | 0 | 0 | 0 | 0 | 0 | 0 | 0 | 0 | 0 | 0 | 0 | 0 | 0 | 0 | 0 | 0 | 0 | 0 | 0 | 0 | 0 | 0 | 0
Commercial_Other Health_New_Food Preparation_Natural Gas_Broiler_E9_Codes & Standards Forecast | Commercial | Other Health | New | Food Preparation | Natural Gas | Broiler | E9 |  | Codes & Standards Forecast | 0 | 0 | 0 | 0 | 0 | 0 | 0 | 0 | 0 | 0 | 0 | 0 | 0 | 0 | 0 | 0 | 0 | 0 | 0 | 0 | 0 | 0 | 0 | 0 | 0 | 0 | 0 | 0 | 0 | 0 | 0 | 0 | 0 | 0 | 0 | 0 | 0 | 0 | 0 | 0 | 0 | 0 | 0 | 0 | 0 | 0 | 0 | 0 | 0 | 0 | 0
Commercial_Other Health_New_Food Preparation_Natural Gas_Broiler_E10_Codes & Standards Forecast | Commercial | Other Health | New | Food Preparation | Natural Gas | Broiler | E10 |  | Codes & Standards Forecast | 0 | 0 | 0 | 0 | 0 | 0 | 0 | 0 | 0 | 0 | 0 | 0 | 0 | 0 | 0 | 0 | 0 | 0 | 0 | 0 | 0 | 0 | 0 | 0 | 0 | 0 | 0 | 0 | 0 | 0 | 0 | 0 | 0 | 0 | 0 | 0 | 0 | 0 | 0 | 0 | 0 | 0 | 0 | 0 | 0 | 0 | 0 | 0 | 0 | 0 | 0
Commercial_Other Health_New_Food Preparation_Natural Gas_Broiler_Vintage_Codes & Standards Forecast | Commercial | Other Health | New | Food Preparation | Natural Gas | Broiler | Vintage |  | Codes & Standards Forecast | 0 | 0 | 0 | 0 | 0 | 0 | 0 | 0 | 0 | 0 | 0 | 0 | 0 | 0 | 0 | 0 | 0 | 0 | 0 | 0 | 0 | 0 | 0 | 0 | 0 | 0 | 0 | 0 | 0 | 0 | 0 | 0 | 0 | 0 | 0 | 0 | 0 | 0 | 0 | 0 | 0 | 0 | 0 | 0 | 0 | 0 | 0 | 0 | 0 | 0 | 0
Commercial_Other Health_New_Food Preparation_Natural Gas_Griddle_E1_Codes & Standards Forecast | Commercial | Other Health | New | Food Preparation | Natural Gas | Griddle | E1 |  | Codes & Standards Forecast | 0 | 344.4808 | 2006.0398 | 2006.0398 | 2006.0398 | 2006.0398 | 2006.0398 | 2006.0398 | 2006.0398 | 2006.0398 | 2006.0398 | 2006.0398 | 1937.1436 | 1549.7149 | 1239.7719 | 991.8175 | 793.454 | 544.4596 | 0 | 0 | 0 | 0 | 0 | 0 | 0 | 0 | 0 | 0 | 0 | 0 | 0 | 0 | 0 | 0 | 0 | 0 | 0 | 0 | 0 | 0 | 0 | 0 | 0 | 0 | 0 | 0 | 0 | 0 | 0 | 0 | 0
Commercial_Other Health_New_Food Preparation_Natural Gas_Griddle_E2_Codes & Standards Forecast | Commercial | Other Health | New | Food Preparation | Natural Gas | Griddle | E2 |  | Codes & Standards Forecast | 0 | 0 | 0 | 1061.8525 | 2331.4551 | 3639.8966 | 4954.9133 | 6093.056 | 7215.2482 | 8363.707 | 9530.8601 | 10689.1465 | 11898.2123 | 13410.2695 | 14846.4665 | 16217.2689 | 17544.9875 | 18896.9895 | 20500.6448 | 21525.6653 | 22551.1893 | 23597.4789 | 24657.4044 | 25728.5446 | 26811.1923 | 27896.8904 | 28986.8328 | 30077.5094 | 31172.9975 | 32270.8735 | 33376.9179 | 34483.7662 | 34953.9655 | 0 | 0 | 0 | 0 | 0 | 0 | 0 | 0 | 0 | 0 | 0 | 0 | 0 | 0 | 0 | 0 | 0 | 0
Commercial_Other Health_New_Food Preparation_Natural Gas_Griddle_E3_Codes & Standards Forecast | Commercial | Other Health | New | Food Preparation | Natural Gas | Griddle | E3 |  | Codes & Standards Forecast | 0 | 0 | 0 | 0 | 0 | 0 | 0 | 0 | 0 | 0 | 0 | 0 | 0 | 0 | 0 | 0 | 0 | 0 | 0 | 0 | 0 | 0 | 0 | 0 | 0 | 0 | 0 | 0 | 0 | 0 | 0 | 0 | 0 | 0 | 0 | 0 | 0 | 0 | 0 | 0 | 0 | 0 | 0 | 0 | 0 | 0 | 0 | 0 | 0 | 0 | 0
Commercial_Other Health_New_Food Preparation_Natural Gas_Griddle_E4_Codes & Standards Forecast | Commercial | Other Health | New | Food Preparation | Natural Gas | Griddle | E4 |  | Codes & Standards Forecast | 0 | 0 | 0 | 0 | 0 | 0 | 0 | 0 | 0 | 0 | 0 | 0 | 0 | 0 | 0 | 0 | 0 | 0 | 0 | 0 | 0 | 0 | 0 | 0 | 0 | 0 | 0 | 0 | 0 | 0 | 0 | 0 | 0 | 0 | 0 | 0 | 0 | 0 | 0 | 0 | 0 | 0 | 0 | 0 | 0 | 0 | 0 | 0 | 0 | 0 | 0
Commercial_Other Health_New_Food Preparation_Natural Gas_Griddle_E5_Codes & Standards Forecast | Commercial | Other Health | New | Food Preparation | Natural Gas | Griddle | E5 |  | Codes & Standards Forecast | 0 | 0 | 0 | 0 | 0 | 0 | 0 | 0 | 0 | 0 | 0 | 0 | 0 | 0 | 0 | 0 | 0 | 0 | 0 | 0 | 0 | 0 | 0 | 0 | 0 | 0 | 0 | 0 | 0 | 0 | 0 | 0 | 0 | 0 | 0 | 0 | 0 | 0 | 0 | 0 | 0 | 0 | 0 | 0 | 0 | 0 | 0 | 0 | 0 | 0 | 0
Commercial_Other Health_New_Food Preparation_Natural Gas_Griddle_E6_Codes & Standards Forecast | Commercial | Other Health | New | Food Preparation | Natural Gas | Griddle | E6 |  | Codes & Standards Forecast | 0 | 0 | 0 | 0 | 0 | 0 | 0 | 0 | 0 | 0 | 0 | 0 | 0 | 0 | 0 | 0 | 0 | 0 | 0 | 0 | 0 | 0 | 0 | 0 | 0 | 0 | 0 | 0 | 0 | 0 | 0 | 0 | 0 | 0 | 0 | 0 | 0 | 0 | 0 | 0 | 0 | 0 | 0 | 0 | 0 | 0 | 0 | 0 | 0 | 0 | 0
Commercial_Other Health_New_Food Preparation_Natural Gas_Griddle_E7_Codes & Standards Forecast | Commercial | Other Health | New | Food Preparation | Natural Gas | Griddle | E7 |  | Codes & Standards Forecast | 0 | 0 | 0 | 0 | 0 | 0 | 0 | 0 | 0 | 0 | 0 | 0 | 0 | 0 | 0 | 0 | 0 | 0 | 0 | 0 | 0 | 0 | 0 | 0 | 0 | 0 | 0 | 0 | 0 | 0 | 0 | 0 | 0 | 0 | 0 | 0 | 0 | 0 | 0 | 0 | 0 | 0 | 0 | 0 | 0 | 0 | 0 | 0 | 0 | 0 | 0
Commercial_Other Health_New_Food Preparation_Natural Gas_Griddle_E8_Codes & Standards Forecast | Commercial | Other Health | New | Food Preparation | Natural Gas | Griddle | E8 |  | Codes & Standards Forecast | 0 | 0 | 0 | 0 | 0 | 0 | 0 | 0 | 0 | 0 | 0 | 0 | 0 | 0 | 0 | 0 | 0 | 0 | 0 | 0 | 0 | 0 | 0 | 0 | 0 | 0 | 0 | 0 | 0 | 0 | 0 | 0 | 0 | 0 | 0 | 0 | 0 | 0 | 0 | 0 | 0 | 0 | 0 | 0 | 0 | 0 | 0 | 0 | 0 | 0 | 0
Commercial_Other Health_New_Food Preparation_Natural Gas_Griddle_E9_Codes & Standards Forecast | Commercial | Other Health | New | Food Preparation | Natural Gas | Griddle | E9 |  | Codes & Standards Forecast | 0 | 0 | 0 | 0 | 0 | 0 | 0 | 0 | 0 | 0 | 0 | 0 | 0 | 0 | 0 | 0 | 0 | 0 | 0 | 0 | 0 | 0 | 0 | 0 | 0 | 0 | 0 | 0 | 0 | 0 | 0 | 0 | 0 | 0 | 0 | 0 | 0 | 0 | 0 | 0 | 0 | 0 | 0 | 0 | 0 | 0 | 0 | 0 | 0 | 0 | 0
Commercial_Other Health_New_Food Preparation_Natural Gas_Griddle_E10_Codes & Standards Forecast | Commercial | Other Health | New | Food Preparation | Natural Gas | Griddle | E10 |  | Codes & Standards Forecast | 0 | 0 | 0 | 0 | 0 | 0 | 0 | 0 | 0 | 0 | 0 | 0 | 0 | 0 | 0 | 0 | 0 | 0 | 0 | 0 | 0 | 0 | 0 | 0 | 0 | 0 | 0 | 0 | 0 | 0 | 0 | 0 | 0 | 0 | 0 | 0 | 0 | 0 | 0 | 0 | 0 | 0 | 0 | 0 | 0 | 0 | 0 | 0 | 0 | 0 | 0
Commercial_Other Health_New_Food Preparation_Natural Gas_Griddle_Vintage_Codes & Standards Forecast | Commercial | Other Health | New | Food Preparation | Natural Gas | Griddle | Vintage |  | Codes & Standards Forecast | 0 | 0 | 0 | 0 | 0 | 0 | 0 | 0 | 0 | 0 | 0 | 0 | 0 | 0 | 0 | 0 | 0 | 0 | 0 | 0 | 0 | 0 | 0 | 0 | 0 | 0 | 0 | 0 | 0 | 0 | 0 | 0 | 0 | 0 | 0 | 0 | 0 | 0 | 0 | 0 | 0 | 0 | 0 | 0 | 0 | 0 | 0 | 0 | 0 | 0 | 0
Commercial_Other Health_New_Food Preparation_Natural Gas_Range_E1_Codes & Standards Forecast | Commercial | Other Health | New | Food Preparation | Natural Gas | Range | E1 |  | Codes & Standards Forecast | 0 | 1456.291 | 8480.5236 | 12969.5002 | 18336.7389 | 23868.1693 | 29427.3961 | 34238.8889 | 38982.9512 | 43838.0555 | 48772.1895 | 53668.8397 | 58488.9015 | 63243.263 | 68004.497 | 72751.3313 | 77525.6746 | 82188.6342 | 86666.379 | 90999.6481 | 95335.0461 | 99758.2304 | 104239.0603 | 108767.3004 | 113344.1887 | 117933.9722 | 122541.6987 | 127152.5288 | 131783.6994 | 136424.9651 | 141100.7624 | 145779.9586 | 147767.7239 | 0 | 0 | 0 | 0 | 0 | 0 | 0 | 0 | 0 | 0 | 0 | 0 | 0 | 0 | 0 | 0 | 0 | 0
Commercial_Other Health_New_Food Preparation_Natural Gas_Range_E2_Codes & Standards Forecast | Commercial | Other Health | New | Food Preparation | Natural Gas | Range | E2 |  | Codes & Standards Forecast | 0 | 0 | 0 | 0 | 0 | 0 | 0 | 0 | 0 | 0 | 0 | 0 | 0 | 0 | 0 | 0 | 0 | 0 | 0 | 0 | 0 | 0 | 0 | 0 | 0 | 0 | 0 | 0 | 0 | 0 | 0 | 0 | 0 | 0 | 0 | 0 | 0 | 0 | 0 | 0 | 0 | 0 | 0 | 0 | 0 | 0 | 0 | 0 | 0 | 0 | 0
Commercial_Other Health_New_Food Preparation_Natural Gas_Range_E3_Codes & Standards Forecast | Commercial | Other Health | New | Food Preparation | Natural Gas | Range | E3 |  | Codes & Standards Forecast | 0 | 0 | 0 | 0 | 0 | 0 | 0 | 0 | 0 | 0 | 0 | 0 | 0 | 0 | 0 | 0 | 0 | 0 | 0 | 0 | 0 | 0 | 0 | 0 | 0 | 0 | 0 | 0 | 0 | 0 | 0 | 0 | 0 | 0 | 0 | 0 | 0 | 0 | 0 | 0 | 0 | 0 | 0 | 0 | 0 | 0 | 0 | 0 | 0 | 0 | 0
Commercial_Other Health_New_Food Preparation_Natural Gas_Range_E4_Codes & Standards Forecast | Commercial | Other Health | New | Food Preparation | Natural Gas | Range | E4 |  | Codes & Standards Forecast | 0 | 0 | 0 | 0 | 0 | 0 | 0 | 0 | 0 | 0 | 0 | 0 | 0 | 0 | 0 | 0 | 0 | 0 | 0 | 0 | 0 | 0 | 0 | 0 | 0 | 0 | 0 | 0 | 0 | 0 | 0 | 0 | 0 | 0 | 0 | 0 | 0 | 0 | 0 | 0 | 0 | 0 | 0 | 0 | 0 | 0 | 0 | 0 | 0 | 0 | 0
Commercial_Other Health_New_Food Preparation_Natural Gas_Range_E5_Codes & Standards Forecast | Commercial | Other Health | New | Food Preparation | Natural Gas | Range | E5 |  | Codes & Standards Forecast | 0 | 0 | 0 | 0 | 0 | 0 | 0 | 0 | 0 | 0 | 0 | 0 | 0 | 0 | 0 | 0 | 0 | 0 | 0 | 0 | 0 | 0 | 0 | 0 | 0 | 0 | 0 | 0 | 0 | 0 | 0 | 0 | 0 | 0 | 0 | 0 | 0 | 0 | 0 | 0 | 0 | 0 | 0 | 0 | 0 | 0 | 0 | 0 | 0 | 0 | 0
Commercial_Other Health_New_Food Preparation_Natural Gas_Range_E6_Codes & Standards Forecast | Commercial | Other Health | New | Food Preparation | Natural Gas | Range | E6 |  | Codes & Standards Forecast | 0 | 0 | 0 | 0 | 0 | 0 | 0 | 0 | 0 | 0 | 0 | 0 | 0 | 0 | 0 | 0 | 0 | 0 | 0 | 0 | 0 | 0 | 0 | 0 | 0 | 0 | 0 | 0 | 0 | 0 | 0 | 0 | 0 | 0 | 0 | 0 | 0 | 0 | 0 | 0 | 0 | 0 | 0 | 0 | 0 | 0 | 0 | 0 | 0 | 0 | 0
Commercial_Other Health_New_Food Preparation_Natural Gas_Range_E7_Codes & Standards Forecast | Commercial | Other Health | New | Food Preparation | Natural Gas | Range | E7 |  | Codes & Standards Forecast | 0 | 0 | 0 | 0 | 0 | 0 | 0 | 0 | 0 | 0 | 0 | 0 | 0 | 0 | 0 | 0 | 0 | 0 | 0 | 0 | 0 | 0 | 0 | 0 | 0 | 0 | 0 | 0 | 0 | 0 | 0 | 0 | 0 | 0 | 0 | 0 | 0 | 0 | 0 | 0 | 0 | 0 | 0 | 0 | 0 | 0 | 0 | 0 | 0 | 0 | 0
Commercial_Other Health_New_Food Preparation_Natural Gas_Range_E8_Codes & Standards Forecast | Commercial | Other Health | New | Food Preparation | Natural Gas | Range | E8 |  | Codes & Standards Forecast | 0 | 0 | 0 | 0 | 0 | 0 | 0 | 0 | 0 | 0 | 0 | 0 | 0 | 0 | 0 | 0 | 0 | 0 | 0 | 0 | 0 | 0 | 0 | 0 | 0 | 0 | 0 | 0 | 0 | 0 | 0 | 0 | 0 | 0 | 0 | 0 | 0 | 0 | 0 | 0 | 0 | 0 | 0 | 0 | 0 | 0 | 0 | 0 | 0 | 0 | 0
Commercial_Other Health_New_Food Preparation_Natural Gas_Range_E9_Codes & Standards Forecast | Commercial | Other Health | New | Food Preparation | Natural Gas | Range | E9 |  | Codes & Standards Forecast | 0 | 0 | 0 | 0 | 0 | 0 | 0 | 0 | 0 | 0 | 0 | 0 | 0 | 0 | 0 | 0 | 0 | 0 | 0 | 0 | 0 | 0 | 0 | 0 | 0 | 0 | 0 | 0 | 0 | 0 | 0 | 0 | 0 | 0 | 0 | 0 | 0 | 0 | 0 | 0 | 0 | 0 | 0 | 0 | 0 | 0 | 0 | 0 | 0 | 0 | 0
Commercial_Other Health_New_Food Preparation_Natural Gas_Range_E10_Codes & Standards Forecast | Commercial | Other Health | New | Food Preparation | Natural Gas | Range | E10 |  | Codes & Standards Forecast | 0 | 0 | 0 | 0 | 0 | 0 | 0 | 0 | 0 | 0 | 0 | 0 | 0 | 0 | 0 | 0 | 0 | 0 | 0 | 0 | 0 | 0 | 0 | 0 | 0 | 0 | 0 | 0 | 0 | 0 | 0 | 0 | 0 | 0 | 0 | 0 | 0 | 0 | 0 | 0 | 0 | 0 | 0 | 0 | 0 | 0 | 0 | 0 | 0 | 0 | 0
Commercial_Other Health_New_Food Preparation_Natural Gas_Range_Vintage_Codes & Standards Forecast | Commercial | Other Health | New | Food Preparation | Natural Gas | Range | Vintage |  | Codes & Standards Forecast | 0 | 0 | 0 | 0 | 0 | 0 | 0 | 0 | 0 | 0 | 0 | 0 | 0 | 0 | 0 | 0 | 0 | 0 | 0 | 0 | 0 | 0 | 0 | 0 | 0 | 0 | 0 | 0 | 0 | 0 | 0 | 0 | 0 | 0 | 0 | 0 | 0 | 0 | 0 | 0 | 0 | 0 | 0 | 0 | 0 | 0 | 0 | 0 | 0 | 0 | 0
Commercial_Other Health_New_Food Preparation_Natural Gas_Steamer_E1_Codes & Standards Forecast | Commercial | Other Health | New | Food Preparation | Natural Gas | Steamer | E1 |  | Codes & Standards Forecast | 0 | 160.032 | 931.9257 | 931.9257 | 931.9257 | 931.9257 | 931.9257 | 931.9257 | 931.9257 | 931.9257 | 914.1443 | 812.5727 | 722.2869 | 642.0328 | 570.6958 | 507.2852 | 450.9201 | 400.8179 | 356.2826 | 267.4144 | 0 | 0 | 0 | 0 | 0 | 0 | 0 | 0 | 0 | 0 | 0 | 0 | 0 | 0 | 0 | 0 | 0 | 0 | 0 | 0 | 0 | 0 | 0 | 0 | 0 | 0 | 0 | 0 | 0 | 0 | 0
Commercial_Other Health_New_Food Preparation_Natural Gas_Steamer_E2_Codes & Standards Forecast | Commercial | Other Health | New | Food Preparation | Natural Gas | Steamer | E2 |  | Codes & Standards Forecast | 0 | 0 | 0 | 493.2941 | 1083.1006 | 1690.9501 | 2301.8541 | 2830.5896 | 3351.9151 | 3885.4431 | 4445.4369 | 5085.1019 | 5705.0649 | 6307.7763 | 6902.3258 | 7487.3666 | 8068.3848 | 8630.9001 | 9167.4953 | 9732.5469 | 10476.3787 | 10962.4429 | 11454.8418 | 11952.4506 | 12455.4053 | 12959.7772 | 13466.1207 | 13972.8054 | 14481.7252 | 14991.7544 | 15505.5783 | 16019.7757 | 16238.2114 | 0 | 0 | 0 | 0 | 0 | 0 | 0 | 0 | 0 | 0 | 0 | 0 | 0 | 0 | 0 | 0 | 0 | 0
Commercial_Other Health_New_Food Preparation_Natural Gas_Steamer_E3_Codes & Standards Forecast | Commercial | Other Health | New | Food Preparation | Natural Gas | Steamer | E3 |  | Codes & Standards Forecast | 0 | 0 | 0 | 0 | 0 | 0 | 0 | 0 | 0 | 0 | 0 | 0 | 0 | 0 | 0 | 0 | 0 | 0 | 0 | 0 | 0 | 0 | 0 | 0 | 0 | 0 | 0 | 0 | 0 | 0 | 0 | 0 | 0 | 0 | 0 | 0 | 0 | 0 | 0 | 0 | 0 | 0 | 0 | 0 | 0 | 0 | 0 | 0 | 0 | 0 | 0
Commercial_Other Health_New_Food Preparation_Natural Gas_Steamer_E4_Codes & Standards Forecast | Commercial | Other Health | New | Food Preparation | Natural Gas | Steamer | E4 |  | Codes & Standards Forecast | 0 | 0 | 0 | 0 | 0 | 0 | 0 | 0 | 0 | 0 | 0 | 0 | 0 | 0 | 0 | 0 | 0 | 0 | 0 | 0 | 0 | 0 | 0 | 0 | 0 | 0 | 0 | 0 | 0 | 0 | 0 | 0 | 0 | 0 | 0 | 0 | 0 | 0 | 0 | 0 | 0 | 0 | 0 | 0 | 0 | 0 | 0 | 0 | 0 | 0 | 0
Commercial_Other Health_New_Food Preparation_Natural Gas_Steamer_E5_Codes & Standards Forecast | Commercial | Other Health | New | Food Preparation | Natural Gas | Steamer | E5 |  | Codes & Standards Forecast | 0 | 0 | 0 | 0 | 0 | 0 | 0 | 0 | 0 | 0 | 0 | 0 | 0 | 0 | 0 | 0 | 0 | 0 | 0 | 0 | 0 | 0 | 0 | 0 | 0 | 0 | 0 | 0 | 0 | 0 | 0 | 0 | 0 | 0 | 0 | 0 | 0 | 0 | 0 | 0 | 0 | 0 | 0 | 0 | 0 | 0 | 0 | 0 | 0 | 0 | 0
Commercial_Other Health_New_Food Preparation_Natural Gas_Steamer_E6_Codes & Standards Forecast | Commercial | Other Health | New | Food Preparation | Natural Gas | Steamer | E6 |  | Codes & Standards Forecast | 0 | 0 | 0 | 0 | 0 | 0 | 0 | 0 | 0 | 0 | 0 | 0 | 0 | 0 | 0 | 0 | 0 | 0 | 0 | 0 | 0 | 0 | 0 | 0 | 0 | 0 | 0 | 0 | 0 | 0 | 0 | 0 | 0 | 0 | 0 | 0 | 0 | 0 | 0 | 0 | 0 | 0 | 0 | 0 | 0 | 0 | 0 | 0 | 0 | 0 | 0
Commercial_Other Health_New_Food Preparation_Natural Gas_Steamer_E7_Codes & Standards Forecast | Commercial | Other Health | New | Food Preparation | Natural Gas | Steamer | E7 |  | Codes & Standards Forecast | 0 | 0 | 0 | 0 | 0 | 0 | 0 | 0 | 0 | 0 | 0 | 0 | 0 | 0 | 0 | 0 | 0 | 0 | 0 | 0 | 0 | 0 | 0 | 0 | 0 | 0 | 0 | 0 | 0 | 0 | 0 | 0 | 0 | 0 | 0 | 0 | 0 | 0 | 0 | 0 | 0 | 0 | 0 | 0 | 0 | 0 | 0 | 0 | 0 | 0 | 0
Commercial_Other Health_New_Food Preparation_Natural Gas_Steamer_E8_Codes & Standards Forecast | Commercial | Other Health | New | Food Preparation | Natural Gas | Steamer | E8 |  | Codes & Standards Forecast | 0 | 0 | 0 | 0 | 0 | 0 | 0 | 0 | 0 | 0 | 0 | 0 | 0 | 0 | 0 | 0 | 0 | 0 | 0 | 0 | 0 | 0 | 0 | 0 | 0 | 0 | 0 | 0 | 0 | 0 | 0 | 0 | 0 | 0 | 0 | 0 | 0 | 0 | 0 | 0 | 0 | 0 | 0 | 0 | 0 | 0 | 0 | 0 | 0 | 0 | 0
Commercial_Other Health_New_Food Preparation_Natural Gas_Steamer_E9_Codes & Standards Forecast | Commercial | Other Health | New | Food Preparation | Natural Gas | Steamer | E9 |  | Codes & Standards Forecast | 0 | 0 | 0 | 0 | 0 | 0 | 0 | 0 | 0 | 0 | 0 | 0 | 0 | 0 | 0 | 0 | 0 | 0 | 0 | 0 | 0 | 0 | 0 | 0 | 0 | 0 | 0 | 0 | 0 | 0 | 0 | 0 | 0 | 0 | 0 | 0 | 0 | 0 | 0 | 0 | 0 | 0 | 0 | 0 | 0 | 0 | 0 | 0 | 0 | 0 | 0
Commercial_Other Health_New_Food Preparation_Natural Gas_Steamer_E10_Codes & Standards Forecast | Commercial | Other Health | New | Food Preparation | Natural Gas | Steamer | E10 |  | Codes & Standards Forecast | 0 | 0 | 0 | 0 | 0 | 0 | 0 | 0 | 0 | 0 | 0 | 0 | 0 | 0 | 0 | 0 | 0 | 0 | 0 | 0 | 0 | 0 | 0 | 0 | 0 | 0 | 0 | 0 | 0 | 0 | 0 | 0 | 0 | 0 | 0 | 0 | 0 | 0 | 0 | 0 | 0 | 0 | 0 | 0 | 0 | 0 | 0 | 0 | 0 | 0 | 0
Commercial_Other Health_New_Food Preparation_Natural Gas_Steamer_Vintage_Codes & Standards Forecast | Commercial | Other Health | New | Food Preparation | Natural Gas | Steamer | Vintage |  | Codes & Standards Forecast | 0 | 0 | 0 | 0 | 0 | 0 | 0 | 0 | 0 | 0 | 0 | 0 | 0 | 0 | 0 | 0 | 0 | 0 | 0 | 0 | 0 | 0 | 0 | 0 | 0 | 0 | 0 | 0 | 0 | 0 | 0 | 0 | 0 | 0 | 0 | 0 | 0 | 0 | 0 | 0 | 0 | 0 | 0 | 0 | 0 | 0 | 0 | 0 | 0 | 0 | 0
Commercial_Other Health_New_Food Preparation_Natural Gas_Food Prep Other_E1_Codes & Standards Forecast | Commercial | Other Health | New | Food Preparation | Natural Gas | Food Prep Other | E1 |  | Codes & Standards Forecast | 0 | 0 | 0 | 0 | 0 | 0 | 0 | 0 | 0 | 0 | 0 | 0 | 0 | 0 | 0 | 0 | 0 | 0 | 0 | 0 | 0 | 0 | 0 | 0 | 0 | 0 | 0 | 0 | 0 | 0 | 0 | 0 | 0 | 0 | 0 | 0 | 0 | 0 | 0 | 0 | 0 | 0 | 0 | 0 | 0 | 0 | 0 | 0 | 0 | 0 | 0
Commercial_Other Health_New_Food Preparation_Natural Gas_Food Prep Other_E2_Codes & Standards Forecast | Commercial | Other Health | New | Food Preparation | Natural Gas | Food Prep Other | E2 |  | Codes & Standards Forecast | 0 | 0 | 0 | 0 | 0 | 0 | 0 | 0 | 0 | 0 | 0 | 0 | 0 | 0 | 0 | 0 | 0 | 0 | 0 | 0 | 0 | 0 | 0 | 0 | 0 | 0 | 0 | 0 | 0 | 0 | 0 | 0 | 0 | 0 | 0 | 0 | 0 | 0 | 0 | 0 | 0 | 0 | 0 | 0 | 0 | 0 | 0 | 0 | 0 | 0 | 0
Commercial_Other Health_New_Food Preparation_Natural Gas_Food Prep Other_E3_Codes & Standards Forecast | Commercial | Other Health | New | Food Preparation | Natural Gas | Food Prep Other | E3 |  | Codes & Standards Forecast | 0 | 0 | 0 | 0 | 0 | 0 | 0 | 0 | 0 | 0 | 0 | 0 | 0 | 0 | 0 | 0 | 0 | 0 | 0 | 0 | 0 | 0 | 0 | 0 | 0 | 0 | 0 | 0 | 0 | 0 | 0 | 0 | 0 | 0 | 0 | 0 | 0 | 0 | 0 | 0 | 0 | 0 | 0 | 0 | 0 | 0 | 0 | 0 | 0 | 0 | 0
Commercial_Other Health_New_Food Preparation_Natural Gas_Food Prep Other_E4_Codes & Standards Forecast | Commercial | Other Health | New | Food Preparation | Natural Gas | Food Prep Other | E4 |  | Codes & Standards Forecast | 0 | 0 | 0 | 0 | 0 | 0 | 0 | 0 | 0 | 0 | 0 | 0 | 0 | 0 | 0 | 0 | 0 | 0 | 0 | 0 | 0 | 0 | 0 | 0 | 0 | 0 | 0 | 0 | 0 | 0 | 0 | 0 | 0 | 0 | 0 | 0 | 0 | 0 | 0 | 0 | 0 | 0 | 0 | 0 | 0 | 0 | 0 | 0 | 0 | 0 | 0
Commercial_Other Health_New_Food Preparation_Natural Gas_Food Prep Other_E5_Codes & Standards Forecast | Commercial | Other Health | New | Food Preparation | Natural Gas | Food Prep Other | E5 |  | Codes & Standards Forecast | 0 | 0 | 0 | 0 | 0 | 0 | 0 | 0 | 0 | 0 | 0 | 0 | 0 | 0 | 0 | 0 | 0 | 0 | 0 | 0 | 0 | 0 | 0 | 0 | 0 | 0 | 0 | 0 | 0 | 0 | 0 | 0 | 0 | 0 | 0 | 0 | 0 | 0 | 0 | 0 | 0 | 0 | 0 | 0 | 0 | 0 | 0 | 0 | 0 | 0 | 0
Commercial_Other Health_New_Food Preparation_Natural Gas_Food Prep Other_E6_Codes & Standards Forecast | Commercial | Other Health | New | Food Preparation | Natural Gas | Food Prep Other | E6 |  | Codes & Standards Forecast | 0 | 0 | 0 | 0 | 0 | 0 | 0 | 0 | 0 | 0 | 0 | 0 | 0 | 0 | 0 | 0 | 0 | 0 | 0 | 0 | 0 | 0 | 0 | 0 | 0 | 0 | 0 | 0 | 0 | 0 | 0 | 0 | 0 | 0 | 0 | 0 | 0 | 0 | 0 | 0 | 0 | 0 | 0 | 0 | 0 | 0 | 0 | 0 | 0 | 0 | 0
Commercial_Other Health_New_Food Preparation_Natural Gas_Food Prep Other_E7_Codes & Standards Forecast | Commercial | Other Health | New | Food Preparation | Natural Gas | Food Prep Other | E7 |  | Codes & Standards Forecast | 0 | 0 | 0 | 0 | 0 | 0 | 0 | 0 | 0 | 0 | 0 | 0 | 0 | 0 | 0 | 0 | 0 | 0 | 0 | 0 | 0 | 0 | 0 | 0 | 0 | 0 | 0 | 0 | 0 | 0 | 0 | 0 | 0 | 0 | 0 | 0 | 0 | 0 | 0 | 0 | 0 | 0 | 0 | 0 | 0 | 0 | 0 | 0 | 0 | 0 | 0
Commercial_Other Health_New_Food Preparation_Natural Gas_Food Prep Other_E8_Codes & Standards Forecast | Commercial | Other Health | New | Food Preparation | Natural Gas | Food Prep Other | E8 |  | Codes & Standards Forecast | 0 | 0 | 0 | 0 | 0 | 0 | 0 | 0 | 0 | 0 | 0 | 0 | 0 | 0 | 0 | 0 | 0 | 0 | 0 | 0 | 0 | 0 | 0 | 0 | 0 | 0 | 0 | 0 | 0 | 0 | 0 | 0 | 0 | 0 | 0 | 0 | 0 | 0 | 0 | 0 | 0 | 0 | 0 | 0 | 0 | 0 | 0 | 0 | 0 | 0 | 0
Commercial_Other Health_New_Food Preparation_Natural Gas_Food Prep Other_E9_Codes & Standards Forecast | Commercial | Other Health | New | Food Preparation | Natural Gas | Food Prep Other | E9 |  | Codes & Standards Forecast | 0 | 0 | 0 | 0 | 0 | 0 | 0 | 0 | 0 | 0 | 0 | 0 | 0 | 0 | 0 | 0 | 0 | 0 | 0 | 0 | 0 | 0 | 0 | 0 | 0 | 0 | 0 | 0 | 0 | 0 | 0 | 0 | 0 | 0 | 0 | 0 | 0 | 0 | 0 | 0 | 0 | 0 | 0 | 0 | 0 | 0 | 0 | 0 | 0 | 0 | 0
Commercial_Other Health_New_Food Preparation_Natural Gas_Food Prep Other_E10_Codes & Standards Forecast | Commercial | Other Health | New | Food Preparation | Natural Gas | Food Prep Other | E10 |  | Codes & Standards Forecast | 0 | 0 | 0 | 0 | 0 | 0 | 0 | 0 | 0 | 0 | 0 | 0 | 0 | 0 | 0 | 0 | 0 | 0 | 0 | 0 | 0 | 0 | 0 | 0 | 0 | 0 | 0 | 0 | 0 | 0 | 0 | 0 | 0 | 0 | 0 | 0 | 0 | 0 | 0 | 0 | 0 | 0 | 0 | 0 | 0 | 0 | 0 | 0 | 0 | 0 | 0
Commercial_Other Health_New_Food Preparation_Natural Gas_Food Prep Other_Vintage_Codes & Standards Forecast | Commercial | Other Health | New | Food Preparation | Natural Gas | Food Prep Other | Vintage |  | Codes & Standards Forecast | 0 | 0 | 0 | 0 | 0 | 0 | 0 | 0 | 0 | 0 | 0 | 0 | 0 | 0 | 0 | 0 | 0 | 0 | 0 | 0 | 0 | 0 | 0 | 0 | 0 | 0 | 0 | 0 | 0 | 0 | 0 | 0 | 0 | 0 | 0 | 0 | 0 | 0 | 0 | 0 | 0 | 0 | 0 | 0 | 0 | 0 | 0 | 0 | 0 | 0 | 0
Commercial_Other Health_New_Miscellaneous_Natural Gas_Pool Heater_E1_Codes & Standards Forecast | Commercial | Other Health | New | Miscellaneous | Natural Gas | Pool Heater | E1 |  | Codes & Standards Forecast | 0 | 0 | 0 | 0 | 0 | 0 | 0 | 0 | 0 | 0 | 0 | 0 | 0 | 0 | 0 | 0 | 0 | 0 | 0 | 0 | 0 | 0 | 0 | 0 | 0 | 0 | 0 | 0 | 0 | 0 | 0 | 0 | 0 | 0 | 0 | 0 | 0 | 0 | 0 | 0 | 0 | 0 | 0 | 0 | 0 | 0 | 0 | 0 | 0 | 0 | 0
Commercial_Other Health_New_Miscellaneous_Natural Gas_Pool Heater_E2_Codes & Standards Forecast | Commercial | Other Health | New | Miscellaneous | Natural Gas | Pool Heater | E2 |  | Codes & Standards Forecast | 0 | 0 | 0 | 0 | 0 | 0 | 0 | 0 | 0 | 0 | 0 | 0 | 0 | 0 | 0 | 0 | 0 | 0 | 0 | 0 | 0 | 0 | 0 | 0 | 0 | 0 | 0 | 0 | 0 | 0 | 0 | 0 | 0 | 0 | 0 | 0 | 0 | 0 | 0 | 0 | 0 | 0 | 0 | 0 | 0 | 0 | 0 | 0 | 0 | 0 | 0
Commercial_Other Health_New_Miscellaneous_Natural Gas_Pool Heater_E3_Codes & Standards Forecast | Commercial | Other Health | New | Miscellaneous | Natural Gas | Pool Heater | E3 |  | Codes & Standards Forecast | 0 | 0 | 0 | 0 | 0 | 0 | 0 | 0 | 0 | 0 | 0 | 0 | 0 | 0 | 0 | 0 | 0 | 0 | 0 | 0 | 0 | 0 | 0 | 0 | 0 | 0 | 0 | 0 | 0 | 0 | 0 | 0 | 0 | 0 | 0 | 0 | 0 | 0 | 0 | 0 | 0 | 0 | 0 | 0 | 0 | 0 | 0 | 0 | 0 | 0 | 0
Commercial_Other Health_New_Miscellaneous_Natural Gas_Pool Heater_E4_Codes & Standards Forecast | Commercial | Other Health | New | Miscellaneous | Natural Gas | Pool Heater | E4 |  | Codes & Standards Forecast | 0 | 0 | 0 | 0 | 0 | 0 | 0 | 0 | 0 | 0 | 0 | 0 | 0 | 0 | 0 | 0 | 0 | 0 | 0 | 0 | 0 | 0 | 0 | 0 | 0 | 0 | 0 | 0 | 0 | 0 | 0 | 0 | 0 | 0 | 0 | 0 | 0 | 0 | 0 | 0 | 0 | 0 | 0 | 0 | 0 | 0 | 0 | 0 | 0 | 0 | 0
Commercial_Other Health_New_Miscellaneous_Natural Gas_Pool Heater_E5_Codes & Standards Forecast | Commercial | Other Health | New | Miscellaneous | Natural Gas | Pool Heater | E5 |  | Codes & Standards Forecast | 0 | 0 | 0 | 0 | 0 | 0 | 0 | 0 | 0 | 0 | 0 | 0 | 0 | 0 | 0 | 0 | 0 | 0 | 0 | 0 | 0 | 0 | 0 | 0 | 0 | 0 | 0 | 0 | 0 | 0 | 0 | 0 | 0 | 0 | 0 | 0 | 0 | 0 | 0 | 0 | 0 | 0 | 0 | 0 | 0 | 0 | 0 | 0 | 0 | 0 | 0
Commercial_Other Health_New_Miscellaneous_Natural Gas_Pool Heater_E6_Codes & Standards Forecast | Commercial | Other Health | New | Miscellaneous | Natural Gas | Pool Heater | E6 |  | Codes & Standards Forecast | 0 | 0 | 0 | 0 | 0 | 0 | 0 | 0 | 0 | 0 | 0 | 0 | 0 | 0 | 0 | 0 | 0 | 0 | 0 | 0 | 0 | 0 | 0 | 0 | 0 | 0 | 0 | 0 | 0 | 0 | 0 | 0 | 0 | 0 | 0 | 0 | 0 | 0 | 0 | 0 | 0 | 0 | 0 | 0 | 0 | 0 | 0 | 0 | 0 | 0 | 0
Commercial_Other Health_New_Miscellaneous_Natural Gas_Pool Heater_E7_Codes & Standards Forecast | Commercial | Other Health | New | Miscellaneous | Natural Gas | Pool Heater | E7 |  | Codes & Standards Forecast | 0 | 0 | 0 | 0 | 0 | 0 | 0 | 0 | 0 | 0 | 0 | 0 | 0 | 0 | 0 | 0 | 0 | 0 | 0 | 0 | 0 | 0 | 0 | 0 | 0 | 0 | 0 | 0 | 0 | 0 | 0 | 0 | 0 | 0 | 0 | 0 | 0 | 0 | 0 | 0 | 0 | 0 | 0 | 0 | 0 | 0 | 0 | 0 | 0 | 0 | 0
Commercial_Other Health_New_Miscellaneous_Natural Gas_Pool Heater_E8_Codes & Standards Forecast | Commercial | Other Health | New | Miscellaneous | Natural Gas | Pool Heater | E8 |  | Codes & Standards Forecast | 0 | 0 | 0 | 0 | 0 | 0 | 0 | 0 | 0 | 0 | 0 | 0 | 0 | 0 | 0 | 0 | 0 | 0 | 0 | 0 | 0 | 0 | 0 | 0 | 0 | 0 | 0 | 0 | 0 | 0 | 0 | 0 | 0 | 0 | 0 | 0 | 0 | 0 | 0 | 0 | 0 | 0 | 0 | 0 | 0 | 0 | 0 | 0 | 0 | 0 | 0
Commercial_Other Health_New_Miscellaneous_Natural Gas_Pool Heater_E9_Codes & Standards Forecast | Commercial | Other Health | New | Miscellaneous | Natural Gas | Pool Heater | E9 |  | Codes & Standards Forecast | 0 | 0 | 0 | 0 | 0 | 0 | 0 | 0 | 0 | 0 | 0 | 0 | 0 | 0 | 0 | 0 | 0 | 0 | 0 | 0 | 0 | 0 | 0 | 0 | 0 | 0 | 0 | 0 | 0 | 0 | 0 | 0 | 0 | 0 | 0 | 0 | 0 | 0 | 0 | 0 | 0 | 0 | 0 | 0 | 0 | 0 | 0 | 0 | 0 | 0 | 0
Commercial_Other Health_New_Miscellaneous_Natural Gas_Pool Heater_E10_Codes & Standards Forecast | Commercial | Other Health | New | Miscellaneous | Natural Gas | Pool Heater | E10 |  | Codes & Standards Forecast | 0 | 0 | 0 | 0 | 0 | 0 | 0 | 0 | 0 | 0 | 0 | 0 | 0 | 0 | 0 | 0 | 0 | 0 | 0 | 0 | 0 | 0 | 0 | 0 | 0 | 0 | 0 | 0 | 0 | 0 | 0 | 0 | 0 | 0 | 0 | 0 | 0 | 0 | 0 | 0 | 0 | 0 | 0 | 0 | 0 | 0 | 0 | 0 | 0 | 0 | 0
Commercial_Other Health_New_Miscellaneous_Natural Gas_Pool Heater_Vintage_Codes & Standards Forecast | Commercial | Other Health | New | Miscellaneous | Natural Gas | Pool Heater | Vintage |  | Codes & Standards Forecast | 0 | 0 | 0 | 0 | 0 | 0 | 0 | 0 | 0 | 0 | 0 | 0 | 0 | 0 | 0 | 0 | 0 | 0 | 0 | 0 | 0 | 0 | 0 | 0 | 0 | 0 | 0 | 0 | 0 | 0 | 0 | 0 | 0 | 0 | 0 | 0 | 0 | 0 | 0 | 0 | 0 | 0 | 0 | 0 | 0 | 0 | 0 | 0 | 0 | 0 | 0
Commercial_Other Health_New_Miscellaneous_Natural Gas_Miscellaneous_E1_Codes & Standards Forecast | Commercial | Other Health | New | Miscellaneous | Natural Gas | Miscellaneous | E1 |  | Codes & Standards Forecast | 0 | 13378.6738 | 77908.9861 | 119148.3753 | 168456.1946 | 219272.4125 | 270343.9901 | 314546.2763 | 358129.0901 | 402732.0261 | 448060.9936 | 493045.6046 | 537326.612 | 581004.0425 | 624744.6097 | 668352.8898 | 712213.8896 | 755051.6283 | 796187.8333 | 835996.7668 | 875825.2588 | 916460.2261 | 957624.7736 | 999224.8698 | 1041271.887 | 1083437.3712 | 1125767.6939 | 1168126.5284 | 1210672.2273 | 1253310.668 | 1296266.3445 | 1339253.2462 | 1357514.4743 | 0 | 0 | 0 | 0 | 0 | 0 | 0 | 0 | 0 | 0 | 0 | 0 | 0 | 0 | 0 | 0 | 0 | 0
Commercial_Other Health_New_Miscellaneous_Natural Gas_Miscellaneous_E2_Codes & Standards Forecast | Commercial | Other Health | New | Miscellaneous | Natural Gas | Miscellaneous | E2 |  | Codes & Standards Forecast | 0 | 0 | 0 | 0 | 0 | 0 | 0 | 0 | 0 | 0 | 0 | 0 | 0 | 0 | 0 | 0 | 0 | 0 | 0 | 0 | 0 | 0 | 0 | 0 | 0 | 0 | 0 | 0 | 0 | 0 | 0 | 0 | 0 | 0 | 0 | 0 | 0 | 0 | 0 | 0 | 0 | 0 | 0 | 0 | 0 | 0 | 0 | 0 | 0 | 0 | 0
Commercial_Other Health_New_Miscellaneous_Natural Gas_Miscellaneous_E3_Codes & Standards Forecast | Commercial | Other Health | New | Miscellaneous | Natural Gas | Miscellaneous | E3 |  | Codes & Standards Forecast | 0 | 0 | 0 | 0 | 0 | 0 | 0 | 0 | 0 | 0 | 0 | 0 | 0 | 0 | 0 | 0 | 0 | 0 | 0 | 0 | 0 | 0 | 0 | 0 | 0 | 0 | 0 | 0 | 0 | 0 | 0 | 0 | 0 | 0 | 0 | 0 | 0 | 0 | 0 | 0 | 0 | 0 | 0 | 0 | 0 | 0 | 0 | 0 | 0 | 0 | 0
Commercial_Other Health_New_Miscellaneous_Natural Gas_Miscellaneous_E4_Codes & Standards Forecast | Commercial | Other Health | New | Miscellaneous | Natural Gas | Miscellaneous | E4 |  | Codes & Standards Forecast | 0 | 0 | 0 | 0 | 0 | 0 | 0 | 0 | 0 | 0 | 0 | 0 | 0 | 0 | 0 | 0 | 0 | 0 | 0 | 0 | 0 | 0 | 0 | 0 | 0 | 0 | 0 | 0 | 0 | 0 | 0 | 0 | 0 | 0 | 0 | 0 | 0 | 0 | 0 | 0 | 0 | 0 | 0 | 0 | 0 | 0 | 0 | 0 | 0 | 0 | 0
Commercial_Other Health_New_Miscellaneous_Natural Gas_Miscellaneous_E5_Codes & Standards Forecast | Commercial | Other Health | New | Miscellaneous | Natural Gas | Miscellaneous | E5 |  | Codes & Standards Forecast | 0 | 0 | 0 | 0 | 0 | 0 | 0 | 0 | 0 | 0 | 0 | 0 | 0 | 0 | 0 | 0 | 0 | 0 | 0 | 0 | 0 | 0 | 0 | 0 | 0 | 0 | 0 | 0 | 0 | 0 | 0 | 0 | 0 | 0 | 0 | 0 | 0 | 0 | 0 | 0 | 0 | 0 | 0 | 0 | 0 | 0 | 0 | 0 | 0 | 0 | 0
Commercial_Other Health_New_Miscellaneous_Natural Gas_Miscellaneous_E6_Codes & Standards Forecast | Commercial | Other Health | New | Miscellaneous | Natural Gas | Miscellaneous | E6 |  | Codes & Standards Forecast | 0 | 0 | 0 | 0 | 0 | 0 | 0 | 0 | 0 | 0 | 0 | 0 | 0 | 0 | 0 | 0 | 0 | 0 | 0 | 0 | 0 | 0 | 0 | 0 | 0 | 0 | 0 | 0 | 0 | 0 | 0 | 0 | 0 | 0 | 0 | 0 | 0 | 0 | 0 | 0 | 0 | 0 | 0 | 0 | 0 | 0 | 0 | 0 | 0 | 0 | 0
Commercial_Other Health_New_Miscellaneous_Natural Gas_Miscellaneous_E7_Codes & Standards Forecast | Commercial | Other Health | New | Miscellaneous | Natural Gas | Miscellaneous | E7 |  | Codes & Standards Forecast | 0 | 0 | 0 | 0 | 0 | 0 | 0 | 0 | 0 | 0 | 0 | 0 | 0 | 0 | 0 | 0 | 0 | 0 | 0 | 0 | 0 | 0 | 0 | 0 | 0 | 0 | 0 | 0 | 0 | 0 | 0 | 0 | 0 | 0 | 0 | 0 | 0 | 0 | 0 | 0 | 0 | 0 | 0 | 0 | 0 | 0 | 0 | 0 | 0 | 0 | 0
Commercial_Other Health_New_Miscellaneous_Natural Gas_Miscellaneous_E8_Codes & Standards Forecast | Commercial | Other Health | New | Miscellaneous | Natural Gas | Miscellaneous | E8 |  | Codes & Standards Forecast | 0 | 0 | 0 | 0 | 0 | 0 | 0 | 0 | 0 | 0 | 0 | 0 | 0 | 0 | 0 | 0 | 0 | 0 | 0 | 0 | 0 | 0 | 0 | 0 | 0 | 0 | 0 | 0 | 0 | 0 | 0 | 0 | 0 | 0 | 0 | 0 | 0 | 0 | 0 | 0 | 0 | 0 | 0 | 0 | 0 | 0 | 0 | 0 | 0 | 0 | 0
Commercial_Other Health_New_Miscellaneous_Natural Gas_Miscellaneous_E9_Codes & Standards Forecast | Commercial | Other Health | New | Miscellaneous | Natural Gas | Miscellaneous | E9 |  | Codes & Standards Forecast | 0 | 0 | 0 | 0 | 0 | 0 | 0 | 0 | 0 | 0 | 0 | 0 | 0 | 0 | 0 | 0 | 0 | 0 | 0 | 0 | 0 | 0 | 0 | 0 | 0 | 0 | 0 | 0 | 0 | 0 | 0 | 0 | 0 | 0 | 0 | 0 | 0 | 0 | 0 | 0 | 0 | 0 | 0 | 0 | 0 | 0 | 0 | 0 | 0 | 0 | 0
Commercial_Other Health_New_Miscellaneous_Natural Gas_Miscellaneous_E10_Codes & Standards Forecast | Commercial | Other Health | New | Miscellaneous | Natural Gas | Miscellaneous | E10 |  | Codes & Standards Forecast | 0 | 0 | 0 | 0 | 0 | 0 | 0 | 0 | 0 | 0 | 0 | 0 | 0 | 0 | 0 | 0 | 0 | 0 | 0 | 0 | 0 | 0 | 0 | 0 | 0 | 0 | 0 | 0 | 0 | 0 | 0 | 0 | 0 | 0 | 0 | 0 | 0 | 0 | 0 | 0 | 0 | 0 | 0 | 0 | 0 | 0 | 0 | 0 | 0 | 0 | 0
Commercial_Other Health_New_Miscellaneous_Natural Gas_Miscellaneous_Vintage_Codes & Standards Forecast | Commercial | Other Health | New | Miscellaneous | Natural Gas | Miscellaneous | Vintage |  | Codes & Standards Forecast | 0 | 0 | 0 | 0 | 0 | 0 | 0 | 0 | 0 | 0 | 0 | 0 | 0 | 0 | 0 | 0 | 0 | 0 | 0 | 0 | 0 | 0 | 0 | 0 | 0 | 0 | 0 | 0 | 0 | 0 | 0 | 0 | 0 | 0 | 0 | 0 | 0 | 0 | 0 | 0 | 0 | 0 | 0 | 0 | 0 | 0 | 0 | 0 | 0 | 0 | 0
Commercial_Lodging_Existing_Space Heating_Natural Gas_Furnace_E1_Codes & Standards Forecast | Commercial | Lodging | Existing | Space Heating | Natural Gas | Furnace | E1 |  | Codes & Standards Forecast | 0 | 4072.8143 | 8467.6134 | 13136.8535 | 22855.3845 | 22793.9625 | 22739.7389 | 22690.9004 | 22643.7178 | 22596.8274 | 22549.7022 | 22502.6402 | 22455.9793 | 22409.8356 | 22363.9179 | 22318.1823 | 22272.4052 | 22227.1443 | 22183.0356 | 21840.1357 | 21195.6749 | 20249.1896 | 18655.412 | 17186.7038 | 15833.2515 | 14586.1404 | 13437.0661 | 12378.3912 | 11402.9951 | 10504.3522 | 9676.3854 | 8913.5877 | 6986.0118 | 0 | 0 | 0 | 0 | 0 | 0 | 0 | 0 | 0 | 0 | 0 | 0 | 0 | 0 | 0 | 0 | 0 | 0
Commercial_Lodging_Existing_Space Heating_Natural Gas_Furnace_E2_Codes & Standards Forecast | Commercial | Lodging | Existing | Space Heating | Natural Gas | Furnace | E2 |  | Codes & Standards Forecast | 0 | 0 | 0 | 0 | 0 | 0 | 0 | 0 | 0 | 0 | 0 | 0 | 0 | 0 | 0 | 0 | 0 | 0 | 0 | 0 | 0 | 0 | 0 | 0 | 0 | 0 | 0 | 0 | 0 | 0 | 0 | 0 | 0 | 0 | 0 | 0 | 0 | 0 | 0 | 0 | 0 | 0 | 0 | 0 | 0 | 0 | 0 | 0 | 0 | 0 | 0
Commercial_Lodging_Existing_Space Heating_Natural Gas_Furnace_E3_Codes & Standards Forecast | Commercial | Lodging | Existing | Space Heating | Natural Gas | Furnace | E3 |  | Codes & Standards Forecast | 0 | 0 | 0 | 0 | 0 | 5299.6813 | 10835.1935 | 16588.5735 | 22540.2088 | 28671.2944 | 34964.3208 | 41404.0325 | 47976.831 | 54670.1204 | 61471.3855 | 68369.4795 | 75353.4815 | 82415.8968 | 89551.0276 | 96402.3998 | 103016.5849 | 109432.8371 | 116034.2334 | 122083.9656 | 127624.7105 | 132696.9175 | 137337.4589 | 141580.6793 | 145457.4786 | 148996.7441 | 152224.1988 | 155164.8651 | 162060.0266 | 0 | 0 | 0 | 0 | 0 | 0 | 0 | 0 | 0 | 0 | 0 | 0 | 0 | 0 | 0 | 0 | 0 | 0
Commercial_Lodging_Existing_Space Heating_Natural Gas_Furnace_E4_Codes & Standards Forecast | Commercial | Lodging | Existing | Space Heating | Natural Gas | Furnace | E4 |  | Codes & Standards Forecast | 0 | 0 | 0 | 0 | 0 | 0 | 0 | 0 | 0 | 0 | 0 | 0 | 0 | 0 | 0 | 0 | 0 | 0 | 0 | 0 | 0 | 0 | 0 | 0 | 0 | 0 | 0 | 0 | 0 | 0 | 0 | 0 | 0 | 0 | 0 | 0 | 0 | 0 | 0 | 0 | 0 | 0 | 0 | 0 | 0 | 0 | 0 | 0 | 0 | 0 | 0
Commercial_Lodging_Existing_Space Heating_Natural Gas_Furnace_E5_Codes & Standards Forecast | Commercial | Lodging | Existing | Space Heating | Natural Gas | Furnace | E5 |  | Codes & Standards Forecast | 0 | 0 | 0 | 0 | 0 | 0 | 0 | 0 | 0 | 0 | 0 | 0 | 0 | 0 | 0 | 0 | 0 | 0 | 0 | 0 | 0 | 0 | 0 | 0 | 0 | 0 | 0 | 0 | 0 | 0 | 0 | 0 | 0 | 0 | 0 | 0 | 0 | 0 | 0 | 0 | 0 | 0 | 0 | 0 | 0 | 0 | 0 | 0 | 0 | 0 | 0
Commercial_Lodging_Existing_Space Heating_Natural Gas_Furnace_E6_Codes & Standards Forecast | Commercial | Lodging | Existing | Space Heating | Natural Gas | Furnace | E6 |  | Codes & Standards Forecast | 0 | 0 | 0 | 0 | 0 | 0 | 0 | 0 | 0 | 0 | 0 | 0 | 0 | 0 | 0 | 0 | 0 | 0 | 0 | 0 | 0 | 0 | 0 | 0 | 0 | 0 | 0 | 0 | 0 | 0 | 0 | 0 | 0 | 0 | 0 | 0 | 0 | 0 | 0 | 0 | 0 | 0 | 0 | 0 | 0 | 0 | 0 | 0 | 0 | 0 | 0
Commercial_Lodging_Existing_Space Heating_Natural Gas_Furnace_E7_Codes & Standards Forecast | Commercial | Lodging | Existing | Space Heating | Natural Gas | Furnace | E7 |  | Codes & Standards Forecast | 0 | 0 | 0 | 0 | 0 | 0 | 0 | 0 | 0 | 0 | 0 | 0 | 0 | 0 | 0 | 0 | 0 | 0 | 0 | 0 | 0 | 0 | 0 | 0 | 0 | 0 | 0 | 0 | 0 | 0 | 0 | 0 | 0 | 0 | 0 | 0 | 0 | 0 | 0 | 0 | 0 | 0 | 0 | 0 | 0 | 0 | 0 | 0 | 0 | 0 | 0
Commercial_Lodging_Existing_Space Heating_Natural Gas_Furnace_E8_Codes & Standards Forecast | Commercial | Lodging | Existing | Space Heating | Natural Gas | Furnace | E8 |  | Codes & Standards Forecast | 0 | 0 | 0 | 0 | 0 | 0 | 0 | 0 | 0 | 0 | 0 | 0 | 0 | 0 | 0 | 0 | 0 | 0 | 0 | 0 | 0 | 0 | 0 | 0 | 0 | 0 | 0 | 0 | 0 | 0 | 0 | 0 | 0 | 0 | 0 | 0 | 0 | 0 | 0 | 0 | 0 | 0 | 0 | 0 | 0 | 0 | 0 | 0 | 0 | 0 | 0
Commercial_Lodging_Existing_Space Heating_Natural Gas_Furnace_E9_Codes & Standards Forecast | Commercial | Lodging | Existing | Space Heating | Natural Gas | Furnace | E9 |  | Codes & Standards Forecast | 0 | 0 | 0 | 0 | 0 | 0 | 0 | 0 | 0 | 0 | 0 | 0 | 0 | 0 | 0 | 0 | 0 | 0 | 0 | 0 | 0 | 0 | 0 | 0 | 0 | 0 | 0 | 0 | 0 | 0 | 0 | 0 | 0 | 0 | 0 | 0 | 0 | 0 | 0 | 0 | 0 | 0 | 0 | 0 | 0 | 0 | 0 | 0 | 0 | 0 | 0
Commercial_Lodging_Existing_Space Heating_Natural Gas_Furnace_E10_Codes & Standards Forecast | Commercial | Lodging | Existing | Space Heating | Natural Gas | Furnace | E10 |  | Codes & Standards Forecast | 0 | 0 | 0 | 0 | 0 | 0 | 0 | 0 | 0 | 0 | 0 | 0 | 0 | 0 | 0 | 0 | 0 | 0 | 0 | 0 | 0 | 0 | 0 | 0 | 0 | 0 | 0 | 0 | 0 | 0 | 0 | 0 | 0 | 0 | 0 | 0 | 0 | 0 | 0 | 0 | 0 | 0 | 0 | 0 | 0 | 0 | 0 | 0 | 0 | 0 | 0
Commercial_Lodging_Existing_Space Heating_Natural Gas_Furnace_Vintage_Codes & Standards Forecast | Commercial | Lodging | Existing | Space Heating | Natural Gas | Furnace | Vintage |  | Codes & Standards Forecast | 203999.8182 | 198889.0989 | 193456.3947 | 187533.7461 | 182504.0211 | 176713.8747 | 170745.3783 | 164602.0144 | 158273.6184 | 151768.1049 | 145098.7766 | 138283.2668 | 131337.8731 | 124276.1191 | 117108.1937 | 109844.8934 | 102495.3531 | 95071.5224 | 87584.176 | 80690.8137 | 74341.8255 | 68491.8009 | 63100.9333 | 58133.1064 | 53555.1263 | 49336.8399 | 45450.1574 | 41869.2461 | 38570.021 | 35530.4094 | 32729.8562 | 30149.7337 | 27830.5234 | 0 | 0 | 0 | 0 | 0 | 0 | 0 | 0 | 0 | 0 | 0 | 0 | 0 | 0 | 0 | 0 | 0 | 0
Commercial_Lodging_Existing_Space Heating_Natural Gas_Boiler_E1_Codes & Standards Forecast | Commercial | Lodging | Existing | Space Heating | Natural Gas | Boiler | E1 |  | Codes & Standards Forecast | 0 | 2595.0541 | 5395.2655 | 8370.3411 | 14822.4337 | 14782.5995 | 14747.4339 | 14715.7605 | 14685.1611 | 14654.7512 | 14624.1891 | 14593.6679 | 14563.4068 | 14533.4812 | 14503.7022 | 14474.0412 | 14444.3533 | 14415.0002 | 14386.3943 | 14358.6137 | 14331.2392 | 14113.3328 | 13703.4185 | 13101.6597 | 12069.9044 | 11119.2146 | 10243.2595 | 9436.2171 | 8692.6593 | 8007.6115 | 7376.4411 | 6794.95 | 6272.2615 | 0 | 0 | 0 | 0 | 0 | 0 | 0 | 0 | 0 | 0 | 0 | 0 | 0 | 0 | 0 | 0 | 0 | 0
Commercial_Lodging_Existing_Space Heating_Natural Gas_Boiler_E2_Codes & Standards Forecast | Commercial | Lodging | Existing | Space Heating | Natural Gas | Boiler | E2 |  | Codes & Standards Forecast | 0 | 0 | 0 | 0 | 0 | 0 | 0 | 0 | 0 | 0 | 0 | 0 | 0 | 0 | 0 | 0 | 0 | 0 | 0 | 0 | 0 | 0 | 0 | 0 | 0 | 0 | 0 | 0 | 0 | 0 | 0 | 0 | 0 | 0 | 0 | 0 | 0 | 0 | 0 | 0 | 0 | 0 | 0 | 0 | 0 | 0 | 0 | 0 | 0 | 0 | 0
Commercial_Lodging_Existing_Space Heating_Natural Gas_Boiler_E3_Codes & Standards Forecast | Commercial | Lodging | Existing | Space Heating | Natural Gas | Boiler | E3 |  | Codes & Standards Forecast | 0 | 0 | 0 | 0 | 0 | 3376.7706 | 6903.8043 | 10569.6557 | 14361.8285 | 18268.3406 | 22278.0358 | 26381.1936 | 30569.1497 | 34833.8783 | 39167.4053 | 43562.6283 | 48012.5888 | 52512.5115 | 57058.7659 | 61647.2744 | 66272.1842 | 70704.9768 | 74976.2174 | 79112.9999 | 83378.6577 | 87286.168 | 90863.6958 | 94137.4437 | 97131.0655 | 99866.6328 | 102363.8836 | 104641.8903 | 108774.1397 | 0 | 0 | 0 | 0 | 0 | 0 | 0 | 0 | 0 | 0 | 0 | 0 | 0 | 0 | 0 | 0 | 0 | 0
Commercial_Lodging_Existing_Space Heating_Natural Gas_Boiler_E4_Codes & Standards Forecast | Commercial | Lodging | Existing | Space Heating | Natural Gas | Boiler | E4 |  | Codes & Standards Forecast | 0 | 0 | 0 | 0 | 0 | 0 | 0 | 0 | 0 | 0 | 0 | 0 | 0 | 0 | 0 | 0 | 0 | 0 | 0 | 0 | 0 | 0 | 0 | 0 | 0 | 0 | 0 | 0 | 0 | 0 | 0 | 0 | 0 | 0 | 0 | 0 | 0 | 0 | 0 | 0 | 0 | 0 | 0 | 0 | 0 | 0 | 0 | 0 | 0 | 0 | 0
Commercial_Lodging_Existing_Space Heating_Natural Gas_Boiler_E5_Codes & Standards Forecast | Commercial | Lodging | Existing | Space Heating | Natural Gas | Boiler | E5 |  | Codes & Standards Forecast | 0 | 0 | 0 | 0 | 0 | 0 | 0 | 0 | 0 | 0 | 0 | 0 | 0 | 0 | 0 | 0 | 0 | 0 | 0 | 0 | 0 | 0 | 0 | 0 | 0 | 0 | 0 | 0 | 0 | 0 | 0 | 0 | 0 | 0 | 0 | 0 | 0 | 0 | 0 | 0 | 0 | 0 | 0 | 0 | 0 | 0 | 0 | 0 | 0 | 0 | 0
Commercial_Lodging_Existing_Space Heating_Natural Gas_Boiler_E6_Codes & Standards Forecast | Commercial | Lodging | Existing | Space Heating | Natural Gas | Boiler | E6 |  | Codes & Standards Forecast | 0 | 0 | 0 | 0 | 0 | 0 | 0 | 0 | 0 | 0 | 0 | 0 | 0 | 0 | 0 | 0 | 0 | 0 | 0 | 0 | 0 | 0 | 0 | 0 | 0 | 0 | 0 | 0 | 0 | 0 | 0 | 0 | 0 | 0 | 0 | 0 | 0 | 0 | 0 | 0 | 0 | 0 | 0 | 0 | 0 | 0 | 0 | 0 | 0 | 0 | 0
Commercial_Lodging_Existing_Space Heating_Natural Gas_Boiler_E7_Codes & Standards Forecast | Commercial | Lodging | Existing | Space Heating | Natural Gas | Boiler | E7 |  | Codes & Standards Forecast | 0 | 0 | 0 | 0 | 0 | 0 | 0 | 0 | 0 | 0 | 0 | 0 | 0 | 0 | 0 | 0 | 0 | 0 | 0 | 0 | 0 | 0 | 0 | 0 | 0 | 0 | 0 | 0 | 0 | 0 | 0 | 0 | 0 | 0 | 0 | 0 | 0 | 0 | 0 | 0 | 0 | 0 | 0 | 0 | 0 | 0 | 0 | 0 | 0 | 0 | 0
Commercial_Lodging_Existing_Space Heating_Natural Gas_Boiler_E8_Codes & Standards Forecast | Commercial | Lodging | Existing | Space Heating | Natural Gas | Boiler | E8 |  | Codes & Standards Forecast | 0 | 0 | 0 | 0 | 0 | 0 | 0 | 0 | 0 | 0 | 0 | 0 | 0 | 0 | 0 | 0 | 0 | 0 | 0 | 0 | 0 | 0 | 0 | 0 | 0 | 0 | 0 | 0 | 0 | 0 | 0 | 0 | 0 | 0 | 0 | 0 | 0 | 0 | 0 | 0 | 0 | 0 | 0 | 0 | 0 | 0 | 0 | 0 | 0 | 0 | 0
Commercial_Lodging_Existing_Space Heating_Natural Gas_Boiler_E9_Codes & Standards Forecast | Commercial | Lodging | Existing | Space Heating | Natural Gas | Boiler | E9 |  | Codes & Standards Forecast | 0 | 0 | 0 | 0 | 0 | 0 | 0 | 0 | 0 | 0 | 0 | 0 | 0 | 0 | 0 | 0 | 0 | 0 | 0 | 0 | 0 | 0 | 0 | 0 | 0 | 0 | 0 | 0 | 0 | 0 | 0 | 0 | 0 | 0 | 0 | 0 | 0 | 0 | 0 | 0 | 0 | 0 | 0 | 0 | 0 | 0 | 0 | 0 | 0 | 0 | 0
Commercial_Lodging_Existing_Space Heating_Natural Gas_Boiler_E10_Codes & Standards Forecast | Commercial | Lodging | Existing | Space Heating | Natural Gas | Boiler | E10 |  | Codes & Standards Forecast | 0 | 0 | 0 | 0 | 0 | 0 | 0 | 0 | 0 | 0 | 0 | 0 | 0 | 0 | 0 | 0 | 0 | 0 | 0 | 0 | 0 | 0 | 0 | 0 | 0 | 0 | 0 | 0 | 0 | 0 | 0 | 0 | 0 | 0 | 0 | 0 | 0 | 0 | 0 | 0 | 0 | 0 | 0 | 0 | 0 | 0 | 0 | 0 | 0 | 0 | 0
Commercial_Lodging_Existing_Space Heating_Natural Gas_Boiler_Vintage_Codes & Standards Forecast | Commercial | Lodging | Existing | Space Heating | Natural Gas | Boiler | Vintage |  | Codes & Standards Forecast | 141284.251 | 137970.3746 | 134451.3407 | 130608.1914 | 127403.4275 | 123684.2703 | 119854.9766 | 115916.883 | 111861.699 | 107693.8041 | 103421.418 | 99055.9209 | 94607.8615 | 90085.9131 | 85496.4258 | 80846.2576 | 76141.1201 | 71388.8985 | 66596.7674 | 61769.4761 | 56909.2739 | 52431.0323 | 48304.2792 | 44501.3672 | 40996.8861 | 37767.7534 | 34792.4662 | 32051.2494 | 29525.6657 | 27198.8182 | 25054.9719 | 23079.8671 | 21304.4927 | 0 | 0 | 0 | 0 | 0 | 0 | 0 | 0 | 0 | 0 | 0 | 0 | 0 | 0 | 0 | 0 | 0 | 0
Commercial_Lodging_Existing_Space Heating_Natural Gas_Unit Heater_E1_Codes & Standards Forecast | Commercial | Lodging | Existing | Space Heating | Natural Gas | Unit Heater | E1 |  | Codes & Standards Forecast | 0 | 335.7069 | 731.5975 | 1176.386 | 1889.3179 | 1884.2405 | 1879.7582 | 1875.721 | 1871.8207 | 1867.9445 | 1864.049 | 1813.4738 | 1714.3187 | 1566.2586 | 1339.7566 | 1146.0143 | 980.2832 | 838.5352 | 623.4566 | 421.8353 | 234.3067 | 0 | 0 | 0 | 0 | 0 | 0 | 0 | 0 | 0 | 0 | 0 | 0 | 0 | 0 | 0 | 0 | 0 | 0 | 0 | 0 | 0 | 0 | 0 | 0 | 0 | 0 | 0 | 0 | 0 | 0
Commercial_Lodging_Existing_Space Heating_Natural Gas_Unit Heater_E2_Codes & Standards Forecast | Commercial | Lodging | Existing | Space Heating | Natural Gas | Unit Heater | E2 |  | Codes & Standards Forecast | 0 | 0 | 0 | 0 | 0 | 534.1529 | 1099.7176 | 1692.0138 | 2306.757 | 2940.2085 | 3589.1481 | 4188.6601 | 4754.6458 | 5299.3774 | 5862.4897 | 6341.4694 | 6748.4295 | 7093.9561 | 7481.0492 | 7827.6436 | 8136.8592 | 8472.6923 | 8556.8763 | 8626.1761 | 8682.7011 | 8728.33 | 8764.6407 | 8793.0047 | 8814.5487 | 8830.2614 | 8840.9362 | 8847.3274 | 8991.1218 | 0 | 0 | 0 | 0 | 0 | 0 | 0 | 0 | 0 | 0 | 0 | 0 | 0 | 0 | 0 | 0 | 0 | 0
Commercial_Lodging_Existing_Space Heating_Natural Gas_Unit Heater_E3_Codes & Standards Forecast | Commercial | Lodging | Existing | Space Heating | Natural Gas | Unit Heater | E3 |  | Codes & Standards Forecast | 0 | 0 | 0 | 0 | 0 | 0 | 0 | 0 | 0 | 0 | 0 | 0 | 0 | 0 | 0 | 0 | 0 | 0 | 0 | 0 | 0 | 0 | 0 | 0 | 0 | 0 | 0 | 0 | 0 | 0 | 0 | 0 | 0 | 0 | 0 | 0 | 0 | 0 | 0 | 0 | 0 | 0 | 0 | 0 | 0 | 0 | 0 | 0 | 0 | 0 | 0
Commercial_Lodging_Existing_Space Heating_Natural Gas_Unit Heater_E4_Codes & Standards Forecast | Commercial | Lodging | Existing | Space Heating | Natural Gas | Unit Heater | E4 |  | Codes & Standards Forecast | 0 | 0 | 0 | 0 | 0 | 0 | 0 | 0 | 0 | 0 | 0 | 0 | 0 | 0 | 0 | 0 | 0 | 0 | 0 | 0 | 0 | 0 | 0 | 0 | 0 | 0 | 0 | 0 | 0 | 0 | 0 | 0 | 0 | 0 | 0 | 0 | 0 | 0 | 0 | 0 | 0 | 0 | 0 | 0 | 0 | 0 | 0 | 0 | 0 | 0 | 0
Commercial_Lodging_Existing_Space Heating_Natural Gas_Unit Heater_E5_Codes & Standards Forecast | Commercial | Lodging | Existing | Space Heating | Natural Gas | Unit Heater | E5 |  | Codes & Standards Forecast | 0 | 0 | 0 | 0 | 0 | 0 | 0 | 0 | 0 | 0 | 0 | 0 | 0 | 0 | 0 | 0 | 0 | 0 | 0 | 0 | 0 | 0 | 0 | 0 | 0 | 0 | 0 | 0 | 0 | 0 | 0 | 0 | 0 | 0 | 0 | 0 | 0 | 0 | 0 | 0 | 0 | 0 | 0 | 0 | 0 | 0 | 0 | 0 | 0 | 0 | 0
Commercial_Lodging_Existing_Space Heating_Natural Gas_Unit Heater_E6_Codes & Standards Forecast | Commercial | Lodging | Existing | Space Heating | Natural Gas | Unit Heater | E6 |  | Codes & Standards Forecast | 0 | 0 | 0 | 0 | 0 | 0 | 0 | 0 | 0 | 0 | 0 | 0 | 0 | 0 | 0 | 0 | 0 | 0 | 0 | 0 | 0 | 0 | 0 | 0 | 0 | 0 | 0 | 0 | 0 | 0 | 0 | 0 | 0 | 0 | 0 | 0 | 0 | 0 | 0 | 0 | 0 | 0 | 0 | 0 | 0 | 0 | 0 | 0 | 0 | 0 | 0
Commercial_Lodging_Existing_Space Heating_Natural Gas_Unit Heater_E7_Codes & Standards Forecast | Commercial | Lodging | Existing | Space Heating | Natural Gas | Unit Heater | E7 |  | Codes & Standards Forecast | 0 | 0 | 0 | 0 | 0 | 0 | 0 | 0 | 0 | 0 | 0 | 0 | 0 | 0 | 0 | 0 | 0 | 0 | 0 | 0 | 0 | 0 | 0 | 0 | 0 | 0 | 0 | 0 | 0 | 0 | 0 | 0 | 0 | 0 | 0 | 0 | 0 | 0 | 0 | 0 | 0 | 0 | 0 | 0 | 0 | 0 | 0 | 0 | 0 | 0 | 0
Commercial_Lodging_Existing_Space Heating_Natural Gas_Unit Heater_E8_Codes & Standards Forecast | Commercial | Lodging | Existing | Space Heating | Natural Gas | Unit Heater | E8 |  | Codes & Standards Forecast | 0 | 0 | 0 | 0 | 0 | 0 | 0 | 0 | 0 | 0 | 0 | 0 | 0 | 0 | 0 | 0 | 0 | 0 | 0 | 0 | 0 | 0 | 0 | 0 | 0 | 0 | 0 | 0 | 0 | 0 | 0 | 0 | 0 | 0 | 0 | 0 | 0 | 0 | 0 | 0 | 0 | 0 | 0 | 0 | 0 | 0 | 0 | 0 | 0 | 0 | 0
Commercial_Lodging_Existing_Space Heating_Natural Gas_Unit Heater_E9_Codes & Standards Forecast | Commercial | Lodging | Existing | Space Heating | Natural Gas | Unit Heater | E9 |  | Codes & Standards Forecast | 0 | 0 | 0 | 0 | 0 | 0 | 0 | 0 | 0 | 0 | 0 | 0 | 0 | 0 | 0 | 0 | 0 | 0 | 0 | 0 | 0 | 0 | 0 | 0 | 0 | 0 | 0 | 0 | 0 | 0 | 0 | 0 | 0 | 0 | 0 | 0 | 0 | 0 | 0 | 0 | 0 | 0 | 0 | 0 | 0 | 0 | 0 | 0 | 0 | 0 | 0
Commercial_Lodging_Existing_Space Heating_Natural Gas_Unit Heater_E10_Codes & Standards Forecast | Commercial | Lodging | Existing | Space Heating | Natural Gas | Unit Heater | E10 |  | Codes & Standards Forecast | 0 | 0 | 0 | 0 | 0 | 0 | 0 | 0 | 0 | 0 | 0 | 0 | 0 | 0 | 0 | 0 | 0 | 0 | 0 | 0 | 0 | 0 | 0 | 0 | 0 | 0 | 0 | 0 | 0 | 0 | 0 | 0 | 0 | 0 | 0 | 0 | 0 | 0 | 0 | 0 | 0 | 0 | 0 | 0 | 0 | 0 | 0 | 0 | 0 | 0 | 0
Commercial_Lodging_Existing_Space Heating_Natural Gas_Unit Heater_Vintage_Codes & Standards Forecast | Commercial | Lodging | Existing | Space Heating | Natural Gas | Unit Heater | Vintage |  | Codes & Standards Forecast | 9447.8617 | 9064.0862 | 8620.127 | 8117.2893 | 7621.5105 | 7066.8754 | 6483.2289 | 5874.6467 | 5244.1697 | 4595.0817 | 3930.4275 | 3361.9068 | 2875.6591 | 2459.7858 | 2104.0677 | 1799.7984 | 1539.5201 | 1316.9071 | 1126.5375 | 963.7389 | 824.4871 | 705.3498 | 603.4163 | 516.2025 | 441.5836 | 377.7448 | 323.1305 | 276.4095 | 236.4411 | 202.2501 | 173.0007 | 147.9799 | 126.8399 | 0 | 0 | 0 | 0 | 0 | 0 | 0 | 0 | 0 | 0 | 0 | 0 | 0 | 0 | 0 | 0 | 0 | 0
Commercial_Lodging_Existing_Water Heating_Natural Gas_Water Heater_E1_Codes & Standards Forecast | Commercial | Lodging | Existing | Water Heating | Natural Gas | Water Heater | E1 |  | Codes & Standards Forecast | 0 | 19970.0249 | 45696.1755 | 75819.171 | 121550.4149 | 158354.0762 | 197433.3024 | 238307.4609 | 280562.6456 | 323872.0112 | 358235.6403 | 385460.7325 | 406993.2418 | 423985.6547 | 437350.6626 | 447819.9685 | 455973.7635 | 462290.2684 | 467155.8646 | 470871.2303 | 473660.4443 | 475697.2119 | 477127.8175 | 478071.5067 | 478623.7852 | 478864.9305 | 478857.555 | 478652.8717 | 478289.329 | 477798.9295 | 477204.4352 | 476527.9737 | 483290.3548 | 0 | 0 | 0 | 0 | 0 | 0 | 0 | 0 | 0 | 0 | 0 | 0 | 0 | 0 | 0 | 0 | 0 | 0
Commercial_Lodging_Existing_Water Heating_Natural Gas_Water Heater_E2_Codes & Standards Forecast | Commercial | Lodging | Existing | Water Heating | Natural Gas | Water Heater | E2 |  | Codes & Standards Forecast | 0 | 0 | 0 | 0 | 0 | 0 | 0 | 0 | 0 | 0 | 0 | 0 | 0 | 0 | 0 | 0 | 0 | 0 | 0 | 0 | 0 | 0 | 0 | 0 | 0 | 0 | 0 | 0 | 0 | 0 | 0 | 0 | 0 | 0 | 0 | 0 | 0 | 0 | 0 | 0 | 0 | 0 | 0 | 0 | 0 | 0 | 0 | 0 | 0 | 0 | 0
Commercial_Lodging_Existing_Water Heating_Natural Gas_Water Heater_E3_Codes & Standards Forecast | Commercial | Lodging | Existing | Water Heating | Natural Gas | Water Heater | E3 |  | Codes & Standards Forecast | 0 | 0 | 0 | 0 | 0 | 0 | 0 | 0 | 0 | 0 | 0 | 0 | 0 | 0 | 0 | 0 | 0 | 0 | 0 | 0 | 0 | 0 | 0 | 0 | 0 | 0 | 0 | 0 | 0 | 0 | 0 | 0 | 0 | 0 | 0 | 0 | 0 | 0 | 0 | 0 | 0 | 0 | 0 | 0 | 0 | 0 | 0 | 0 | 0 | 0 | 0
Commercial_Lodging_Existing_Water Heating_Natural Gas_Water Heater_E4_Codes & Standards Forecast | Commercial | Lodging | Existing | Water Heating | Natural Gas | Water Heater | E4 |  | Codes & Standards Forecast | 0 | 0 | 0 | 0 | 0 | 0 | 0 | 0 | 0 | 0 | 0 | 0 | 0 | 0 | 0 | 0 | 0 | 0 | 0 | 0 | 0 | 0 | 0 | 0 | 0 | 0 | 0 | 0 | 0 | 0 | 0 | 0 | 0 | 0 | 0 | 0 | 0 | 0 | 0 | 0 | 0 | 0 | 0 | 0 | 0 | 0 | 0 | 0 | 0 | 0 | 0
Commercial_Lodging_Existing_Water Heating_Natural Gas_Water Heater_E5_Codes & Standards Forecast | Commercial | Lodging | Existing | Water Heating | Natural Gas | Water Heater | E5 |  | Codes & Standards Forecast | 0 | 0 | 0 | 0 | 0 | 0 | 0 | 0 | 0 | 0 | 0 | 0 | 0 | 0 | 0 | 0 | 0 | 0 | 0 | 0 | 0 | 0 | 0 | 0 | 0 | 0 | 0 | 0 | 0 | 0 | 0 | 0 | 0 | 0 | 0 | 0 | 0 | 0 | 0 | 0 | 0 | 0 | 0 | 0 | 0 | 0 | 0 | 0 | 0 | 0 | 0
Commercial_Lodging_Existing_Water Heating_Natural Gas_Water Heater_E6_Codes & Standards Forecast | Commercial | Lodging | Existing | Water Heating | Natural Gas | Water Heater | E6 |  | Codes & Standards Forecast | 0 | 0 | 0 | 0 | 0 | 0 | 0 | 0 | 0 | 0 | 0 | 0 | 0 | 0 | 0 | 0 | 0 | 0 | 0 | 0 | 0 | 0 | 0 | 0 | 0 | 0 | 0 | 0 | 0 | 0 | 0 | 0 | 0 | 0 | 0 | 0 | 0 | 0 | 0 | 0 | 0 | 0 | 0 | 0 | 0 | 0 | 0 | 0 | 0 | 0 | 0
Commercial_Lodging_Existing_Water Heating_Natural Gas_Water Heater_E7_Codes & Standards Forecast | Commercial | Lodging | Existing | Water Heating | Natural Gas | Water Heater | E7 |  | Codes & Standards Forecast | 0 | 0 | 0 | 0 | 0 | 0 | 0 | 0 | 0 | 0 | 0 | 0 | 0 | 0 | 0 | 0 | 0 | 0 | 0 | 0 | 0 | 0 | 0 | 0 | 0 | 0 | 0 | 0 | 0 | 0 | 0 | 0 | 0 | 0 | 0 | 0 | 0 | 0 | 0 | 0 | 0 | 0 | 0 | 0 | 0 | 0 | 0 | 0 | 0 | 0 | 0
Commercial_Lodging_Existing_Water Heating_Natural Gas_Water Heater_E8_Codes & Standards Forecast | Commercial | Lodging | Existing | Water Heating | Natural Gas | Water Heater | E8 |  | Codes & Standards Forecast | 0 | 0 | 0 | 0 | 0 | 0 | 0 | 0 | 0 | 0 | 0 | 0 | 0 | 0 | 0 | 0 | 0 | 0 | 0 | 0 | 0 | 0 | 0 | 0 | 0 | 0 | 0 | 0 | 0 | 0 | 0 | 0 | 0 | 0 | 0 | 0 | 0 | 0 | 0 | 0 | 0 | 0 | 0 | 0 | 0 | 0 | 0 | 0 | 0 | 0 | 0
Commercial_Lodging_Existing_Water Heating_Natural Gas_Water Heater_E9_Codes & Standards Forecast | Commercial | Lodging | Existing | Water Heating | Natural Gas | Water Heater | E9 |  | Codes & Standards Forecast | 0 | 0 | 0 | 0 | 0 | 0 | 0 | 0 | 0 | 0 | 0 | 0 | 0 | 0 | 0 | 0 | 0 | 0 | 0 | 0 | 0 | 0 | 0 | 0 | 0 | 0 | 0 | 0 | 0 | 0 | 0 | 0 | 0 | 0 | 0 | 0 | 0 | 0 | 0 | 0 | 0 | 0 | 0 | 0 | 0 | 0 | 0 | 0 | 0 | 0 | 0
Commercial_Lodging_Existing_Water Heating_Natural Gas_Water Heater_E10_Codes & Standards Forecast | Commercial | Lodging | Existing | Water Heating | Natural Gas | Water Heater | E10 |  | Codes & Standards Forecast | 0 | 0 | 0 | 0 | 0 | 0 | 0 | 0 | 0 | 0 | 0 | 0 | 0 | 0 | 0 | 0 | 0 | 0 | 0 | 0 | 0 | 0 | 0 | 0 | 0 | 0 | 0 | 0 | 0 | 0 | 0 | 0 | 0 | 0 | 0 | 0 | 0 | 0 | 0 | 0 | 0 | 0 | 0 | 0 | 0 | 0 | 0 | 0 | 0 | 0 | 0
Commercial_Lodging_Existing_Water Heating_Natural Gas_Water Heater_Vintage_Codes & Standards Forecast | Commercial | Lodging | Existing | Water Heating | Natural Gas | Water Heater | Vintage |  | Codes & Standards Forecast | 501803.6871 | 479280.5983 | 451001.3839 | 417795.2237 | 383597.6184 | 345436.4118 | 305158.7402 | 263205.1553 | 219907.1447 | 175561.4102 | 140156.2249 | 111890.9711 | 89327.1654 | 71314.8893 | 56935.0122 | 45454.8613 | 36289.3025 | 28972.4458 | 23131.961 | 18469.834 | 14747.6972 | 11775.5627 | 9402.2319 | 7507.0758 | 5993.7747 | 4785.45 | 3820.6648 | 3050.3578 | 2435.3288 | 1944.2855 | 1552.2298 | 1239.2174 | 991.3739 | 0 | 0 | 0 | 0 | 0 | 0 | 0 | 0 | 0 | 0 | 0 | 0 | 0 | 0 | 0 | 0 | 0 | 0
Commercial_Lodging_Existing_Food Preparation_Natural Gas_Oven_E1_Codes & Standards Forecast | Commercial | Lodging | Existing | Food Preparation | Natural Gas | Oven | E1 |  | Codes & Standards Forecast | 0 | 3707.5377 | 7684.5378 | 11862.5541 | 17842.1262 | 22396.4052 | 27080.9777 | 31872.3696 | 36746.9207 | 41685.7069 | 45769.1249 | 49141.6438 | 51923.7861 | 54215.5198 | 56099.028 | 57643.0658 | 58904.3011 | 59931.8193 | 60767.0072 | 61443.2288 | 61986.1311 | 62416.4018 | 62752.2952 | 63009.3321 | 63200.4659 | 63337.0056 | 63428.149 | 63481.7038 | 63503.8318 | 63499.8343 | 63473.7466 | 63429.4602 | 64372.6848 | 0 | 0 | 0 | 0 | 0 | 0 | 0 | 0 | 0 | 0 | 0 | 0 | 0 | 0 | 0 | 0 | 0 | 0
Commercial_Lodging_Existing_Food Preparation_Natural Gas_Oven_E2_Codes & Standards Forecast | Commercial | Lodging | Existing | Food Preparation | Natural Gas | Oven | E2 |  | Codes & Standards Forecast | 0 | 0 | 0 | 0 | 0 | 0 | 0 | 0 | 0 | 0 | 0 | 0 | 0 | 0 | 0 | 0 | 0 | 0 | 0 | 0 | 0 | 0 | 0 | 0 | 0 | 0 | 0 | 0 | 0 | 0 | 0 | 0 | 0 | 0 | 0 | 0 | 0 | 0 | 0 | 0 | 0 | 0 | 0 | 0 | 0 | 0 | 0 | 0 | 0 | 0 | 0
Commercial_Lodging_Existing_Food Preparation_Natural Gas_Oven_E3_Codes & Standards Forecast | Commercial | Lodging | Existing | Food Preparation | Natural Gas | Oven | E3 |  | Codes & Standards Forecast | 0 | 0 | 0 | 0 | 0 | 0 | 0 | 0 | 0 | 0 | 0 | 0 | 0 | 0 | 0 | 0 | 0 | 0 | 0 | 0 | 0 | 0 | 0 | 0 | 0 | 0 | 0 | 0 | 0 | 0 | 0 | 0 | 0 | 0 | 0 | 0 | 0 | 0 | 0 | 0 | 0 | 0 | 0 | 0 | 0 | 0 | 0 | 0 | 0 | 0 | 0
Commercial_Lodging_Existing_Food Preparation_Natural Gas_Oven_E4_Codes & Standards Forecast | Commercial | Lodging | Existing | Food Preparation | Natural Gas | Oven | E4 |  | Codes & Standards Forecast | 0 | 0 | 0 | 0 | 0 | 0 | 0 | 0 | 0 | 0 | 0 | 0 | 0 | 0 | 0 | 0 | 0 | 0 | 0 | 0 | 0 | 0 | 0 | 0 | 0 | 0 | 0 | 0 | 0 | 0 | 0 | 0 | 0 | 0 | 0 | 0 | 0 | 0 | 0 | 0 | 0 | 0 | 0 | 0 | 0 | 0 | 0 | 0 | 0 | 0 | 0
Commercial_Lodging_Existing_Food Preparation_Natural Gas_Oven_E5_Codes & Standards Forecast | Commercial | Lodging | Existing | Food Preparation | Natural Gas | Oven | E5 |  | Codes & Standards Forecast | 0 | 0 | 0 | 0 | 0 | 0 | 0 | 0 | 0 | 0 | 0 | 0 | 0 | 0 | 0 | 0 | 0 | 0 | 0 | 0 | 0 | 0 | 0 | 0 | 0 | 0 | 0 | 0 | 0 | 0 | 0 | 0 | 0 | 0 | 0 | 0 | 0 | 0 | 0 | 0 | 0 | 0 | 0 | 0 | 0 | 0 | 0 | 0 | 0 | 0 | 0
Commercial_Lodging_Existing_Food Preparation_Natural Gas_Oven_E6_Codes & Standards Forecast | Commercial | Lodging | Existing | Food Preparation | Natural Gas | Oven | E6 |  | Codes & Standards Forecast | 0 | 0 | 0 | 0 | 0 | 0 | 0 | 0 | 0 | 0 | 0 | 0 | 0 | 0 | 0 | 0 | 0 | 0 | 0 | 0 | 0 | 0 | 0 | 0 | 0 | 0 | 0 | 0 | 0 | 0 | 0 | 0 | 0 | 0 | 0 | 0 | 0 | 0 | 0 | 0 | 0 | 0 | 0 | 0 | 0 | 0 | 0 | 0 | 0 | 0 | 0
Commercial_Lodging_Existing_Food Preparation_Natural Gas_Oven_E7_Codes & Standards Forecast | Commercial | Lodging | Existing | Food Preparation | Natural Gas | Oven | E7 |  | Codes & Standards Forecast | 0 | 0 | 0 | 0 | 0 | 0 | 0 | 0 | 0 | 0 | 0 | 0 | 0 | 0 | 0 | 0 | 0 | 0 | 0 | 0 | 0 | 0 | 0 | 0 | 0 | 0 | 0 | 0 | 0 | 0 | 0 | 0 | 0 | 0 | 0 | 0 | 0 | 0 | 0 | 0 | 0 | 0 | 0 | 0 | 0 | 0 | 0 | 0 | 0 | 0 | 0
Commercial_Lodging_Existing_Food Preparation_Natural Gas_Oven_E8_Codes & Standards Forecast | Commercial | Lodging | Existing | Food Preparation | Natural Gas | Oven | E8 |  | Codes & Standards Forecast | 0 | 0 | 0 | 0 | 0 | 0 | 0 | 0 | 0 | 0 | 0 | 0 | 0 | 0 | 0 | 0 | 0 | 0 | 0 | 0 | 0 | 0 | 0 | 0 | 0 | 0 | 0 | 0 | 0 | 0 | 0 | 0 | 0 | 0 | 0 | 0 | 0 | 0 | 0 | 0 | 0 | 0 | 0 | 0 | 0 | 0 | 0 | 0 | 0 | 0 | 0
Commercial_Lodging_Existing_Food Preparation_Natural Gas_Oven_E9_Codes & Standards Forecast | Commercial | Lodging | Existing | Food Preparation | Natural Gas | Oven | E9 |  | Codes & Standards Forecast | 0 | 0 | 0 | 0 | 0 | 0 | 0 | 0 | 0 | 0 | 0 | 0 | 0 | 0 | 0 | 0 | 0 | 0 | 0 | 0 | 0 | 0 | 0 | 0 | 0 | 0 | 0 | 0 | 0 | 0 | 0 | 0 | 0 | 0 | 0 | 0 | 0 | 0 | 0 | 0 | 0 | 0 | 0 | 0 | 0 | 0 | 0 | 0 | 0 | 0 | 0
Commercial_Lodging_Existing_Food Preparation_Natural Gas_Oven_E10_Codes & Standards Forecast | Commercial | Lodging | Existing | Food Preparation | Natural Gas | Oven | E10 |  | Codes & Standards Forecast | 0 | 0 | 0 | 0 | 0 | 0 | 0 | 0 | 0 | 0 | 0 | 0 | 0 | 0 | 0 | 0 | 0 | 0 | 0 | 0 | 0 | 0 | 0 | 0 | 0 | 0 | 0 | 0 | 0 | 0 | 0 | 0 | 0 | 0 | 0 | 0 | 0 | 0 | 0 | 0 | 0 | 0 | 0 | 0 | 0 | 0 | 0 | 0 | 0 | 0 | 0
Commercial_Lodging_Existing_Food Preparation_Natural Gas_Oven_Vintage_Codes & Standards Forecast | Commercial | Lodging | Existing | Food Preparation | Natural Gas | Oven | Vintage |  | Codes & Standards Forecast | 67076.9516 | 63028.1415 | 58709.869 | 54119.7209 | 49681.8699 | 44946.1255 | 40101.3548 | 35165.6741 | 30151.7267 | 25074.4073 | 20851.7627 | 17340.2036 | 14420.2062 | 11992.1457 | 9972.9782 | 8293.819 | 6897.3395 | 5736.1026 | 4770.5996 | 3967.8229 | 3300.2152 | 2744.9124 | 2283.0033 | 1898.7822 | 1579.1869 | 1313.3627 | 1092.269 | 908.3855 | 755.4501 | 628.2565 | 522.4705 | 434.4922 | 362.0768 | 0 | 0 | 0 | 0 | 0 | 0 | 0 | 0 | 0 | 0 | 0 | 0 | 0 | 0 | 0 | 0 | 0 | 0
Commercial_Lodging_Existing_Food Preparation_Natural Gas_Conveyor Oven_E1_Codes & Standards Forecast | Commercial | Lodging | Existing | Food Preparation | Natural Gas | Conveyor Oven | E1 |  | Codes & Standards Forecast | 0 | 785.1256 | 1796.5545 | 2980.8463 | 5096.1927 | 6542.2832 | 8077.938 | 9684.2357 | 11344.8517 | 13046.9171 | 14780.2157 | 16536.9763 | 18311.1545 | 20097.8947 | 21893.0021 | 23693.2639 | 25495.8971 | 26922.0607 | 28048.6687 | 28936.7099 | 29633.8685 | 30177.824 | 30599.1003 | 30922.2195 | 31166.7816 | 31348.7011 | 31480.5927 | 31572.6115 | 31632.706 | 31667.3091 | 31681.3721 | 31679.1108 | 32165.0885 | 0 | 0 | 0 | 0 | 0 | 0 | 0 | 0 | 0 | 0 | 0 | 0 | 0 | 0 | 0 | 0 | 0 | 0
Commercial_Lodging_Existing_Food Preparation_Natural Gas_Conveyor Oven_E2_Codes & Standards Forecast | Commercial | Lodging | Existing | Food Preparation | Natural Gas | Conveyor Oven | E2 |  | Codes & Standards Forecast | 0 | 0 | 0 | 0 | 0 | 0 | 0 | 0 | 0 | 0 | 0 | 0 | 0 | 0 | 0 | 0 | 0 | 0 | 0 | 0 | 0 | 0 | 0 | 0 | 0 | 0 | 0 | 0 | 0 | 0 | 0 | 0 | 0 | 0 | 0 | 0 | 0 | 0 | 0 | 0 | 0 | 0 | 0 | 0 | 0 | 0 | 0 | 0 | 0 | 0 | 0
Commercial_Lodging_Existing_Food Preparation_Natural Gas_Conveyor Oven_E3_Codes & Standards Forecast | Commercial | Lodging | Existing | Food Preparation | Natural Gas | Conveyor Oven | E3 |  | Codes & Standards Forecast | 0 | 0 | 0 | 0 | 0 | 0 | 0 | 0 | 0 | 0 | 0 | 0 | 0 | 0 | 0 | 0 | 0 | 0 | 0 | 0 | 0 | 0 | 0 | 0 | 0 | 0 | 0 | 0 | 0 | 0 | 0 | 0 | 0 | 0 | 0 | 0 | 0 | 0 | 0 | 0 | 0 | 0 | 0 | 0 | 0 | 0 | 0 | 0 | 0 | 0 | 0
Commercial_Lodging_Existing_Food Preparation_Natural Gas_Conveyor Oven_E4_Codes & Standards Forecast | Commercial | Lodging | Existing | Food Preparation | Natural Gas | Conveyor Oven | E4 |  | Codes & Standards Forecast | 0 | 0 | 0 | 0 | 0 | 0 | 0 | 0 | 0 | 0 | 0 | 0 | 0 | 0 | 0 | 0 | 0 | 0 | 0 | 0 | 0 | 0 | 0 | 0 | 0 | 0 | 0 | 0 | 0 | 0 | 0 | 0 | 0 | 0 | 0 | 0 | 0 | 0 | 0 | 0 | 0 | 0 | 0 | 0 | 0 | 0 | 0 | 0 | 0 | 0 | 0
Commercial_Lodging_Existing_Food Preparation_Natural Gas_Conveyor Oven_E5_Codes & Standards Forecast | Commercial | Lodging | Existing | Food Preparation | Natural Gas | Conveyor Oven | E5 |  | Codes & Standards Forecast | 0 | 0 | 0 | 0 | 0 | 0 | 0 | 0 | 0 | 0 | 0 | 0 | 0 | 0 | 0 | 0 | 0 | 0 | 0 | 0 | 0 | 0 | 0 | 0 | 0 | 0 | 0 | 0 | 0 | 0 | 0 | 0 | 0 | 0 | 0 | 0 | 0 | 0 | 0 | 0 | 0 | 0 | 0 | 0 | 0 | 0 | 0 | 0 | 0 | 0 | 0
Commercial_Lodging_Existing_Food Preparation_Natural Gas_Conveyor Oven_E6_Codes & Standards Forecast | Commercial | Lodging | Existing | Food Preparation | Natural Gas | Conveyor Oven | E6 |  | Codes & Standards Forecast | 0 | 0 | 0 | 0 | 0 | 0 | 0 | 0 | 0 | 0 | 0 | 0 | 0 | 0 | 0 | 0 | 0 | 0 | 0 | 0 | 0 | 0 | 0 | 0 | 0 | 0 | 0 | 0 | 0 | 0 | 0 | 0 | 0 | 0 | 0 | 0 | 0 | 0 | 0 | 0 | 0 | 0 | 0 | 0 | 0 | 0 | 0 | 0 | 0 | 0 | 0
Commercial_Lodging_Existing_Food Preparation_Natural Gas_Conveyor Oven_E7_Codes & Standards Forecast | Commercial | Lodging | Existing | Food Preparation | Natural Gas | Conveyor Oven | E7 |  | Codes & Standards Forecast | 0 | 0 | 0 | 0 | 0 | 0 | 0 | 0 | 0 | 0 | 0 | 0 | 0 | 0 | 0 | 0 | 0 | 0 | 0 | 0 | 0 | 0 | 0 | 0 | 0 | 0 | 0 | 0 | 0 | 0 | 0 | 0 | 0 | 0 | 0 | 0 | 0 | 0 | 0 | 0 | 0 | 0 | 0 | 0 | 0 | 0 | 0 | 0 | 0 | 0 | 0
Commercial_Lodging_Existing_Food Preparation_Natural Gas_Conveyor Oven_E8_Codes & Standards Forecast | Commercial | Lodging | Existing | Food Preparation | Natural Gas | Conveyor Oven | E8 |  | Codes & Standards Forecast | 0 | 0 | 0 | 0 | 0 | 0 | 0 | 0 | 0 | 0 | 0 | 0 | 0 | 0 | 0 | 0 | 0 | 0 | 0 | 0 | 0 | 0 | 0 | 0 | 0 | 0 | 0 | 0 | 0 | 0 | 0 | 0 | 0 | 0 | 0 | 0 | 0 | 0 | 0 | 0 | 0 | 0 | 0 | 0 | 0 | 0 | 0 | 0 | 0 | 0 | 0
Commercial_Lodging_Existing_Food Preparation_Natural Gas_Conveyor Oven_E9_Codes & Standards Forecast | Commercial | Lodging | Existing | Food Preparation | Natural Gas | Conveyor Oven | E9 |  | Codes & Standards Forecast | 0 | 0 | 0 | 0 | 0 | 0 | 0 | 0 | 0 | 0 | 0 | 0 | 0 | 0 | 0 | 0 | 0 | 0 | 0 | 0 | 0 | 0 | 0 | 0 | 0 | 0 | 0 | 0 | 0 | 0 | 0 | 0 | 0 | 0 | 0 | 0 | 0 | 0 | 0 | 0 | 0 | 0 | 0 | 0 | 0 | 0 | 0 | 0 | 0 | 0 | 0
Commercial_Lodging_Existing_Food Preparation_Natural Gas_Conveyor Oven_E10_Codes & Standards Forecast | Commercial | Lodging | Existing | Food Preparation | Natural Gas | Conveyor Oven | E10 |  | Codes & Standards Forecast | 0 | 0 | 0 | 0 | 0 | 0 | 0 | 0 | 0 | 0 | 0 | 0 | 0 | 0 | 0 | 0 | 0 | 0 | 0 | 0 | 0 | 0 | 0 | 0 | 0 | 0 | 0 | 0 | 0 | 0 | 0 | 0 | 0 | 0 | 0 | 0 | 0 | 0 | 0 | 0 | 0 | 0 | 0 | 0 | 0 | 0 | 0 | 0 | 0 | 0 | 0
Commercial_Lodging_Existing_Food Preparation_Natural Gas_Conveyor Oven_Vintage_Codes & Standards Forecast | Commercial | Lodging | Existing | Food Preparation | Natural Gas | Conveyor Oven | Vintage |  | Codes & Standards Forecast | 33538.4758 | 32582.714 | 31400.6489 | 30010.2912 | 28665.8053 | 27128.9821 | 25513.2282 | 23834.7862 | 22104.472 | 20333.14 | 18530.2281 | 16703.9475 | 14860.8417 | 13005.938 | 11143.001 | 9275.1785 | 7404.9232 | 5911.9003 | 4720.1347 | 3768.816 | 3009.3046 | 2402.8331 | 1918.549 | 1531.8377 | 1223.0448 | 976.4831 | 779.6162 | 622.4332 | 496.935 | 396.7363 | 316.7364 | 252.8654 | 202.2923 | 0 | 0 | 0 | 0 | 0 | 0 | 0 | 0 | 0 | 0 | 0 | 0 | 0 | 0 | 0 | 0 | 0 | 0
Commercial_Lodging_Existing_Food Preparation_Natural Gas_Double Rack Oven_E1_Codes & Standards Forecast | Commercial | Lodging | Existing | Food Preparation | Natural Gas | Double Rack Oven | E1 |  | Codes & Standards Forecast | 0 | 1112.2613 | 2545.1189 | 4222.8656 | 6898.4145 | 8947.9059 | 11124.1788 | 13400.4535 | 15753.6559 | 18165.5742 | 20621.7428 | 23111.1484 | 25084.9797 | 26647.5137 | 27881.531 | 28853.2977 | 29615.4571 | 30211.0114 | 30674.6079 | 31033.4046 | 31308.0265 | 31514.5853 | 31666.4412 | 31774.4224 | 31847.1947 | 31891.9451 | 31914.3144 | 31918.888 | 31909.1644 | 31888.0243 | 31857.5812 | 31819.7867 | 32277.6292 | 0 | 0 | 0 | 0 | 0 | 0 | 0 | 0 | 0 | 0 | 0 | 0 | 0 | 0 | 0 | 0 | 0 | 0
Commercial_Lodging_Existing_Food Preparation_Natural Gas_Double Rack Oven_E2_Codes & Standards Forecast | Commercial | Lodging | Existing | Food Preparation | Natural Gas | Double Rack Oven | E2 |  | Codes & Standards Forecast | 0 | 0 | 0 | 0 | 0 | 0 | 0 | 0 | 0 | 0 | 0 | 0 | 0 | 0 | 0 | 0 | 0 | 0 | 0 | 0 | 0 | 0 | 0 | 0 | 0 | 0 | 0 | 0 | 0 | 0 | 0 | 0 | 0 | 0 | 0 | 0 | 0 | 0 | 0 | 0 | 0 | 0 | 0 | 0 | 0 | 0 | 0 | 0 | 0 | 0 | 0
Commercial_Lodging_Existing_Food Preparation_Natural Gas_Double Rack Oven_E3_Codes & Standards Forecast | Commercial | Lodging | Existing | Food Preparation | Natural Gas | Double Rack Oven | E3 |  | Codes & Standards Forecast | 0 | 0 | 0 | 0 | 0 | 0 | 0 | 0 | 0 | 0 | 0 | 0 | 0 | 0 | 0 | 0 | 0 | 0 | 0 | 0 | 0 | 0 | 0 | 0 | 0 | 0 | 0 | 0 | 0 | 0 | 0 | 0 | 0 | 0 | 0 | 0 | 0 | 0 | 0 | 0 | 0 | 0 | 0 | 0 | 0 | 0 | 0 | 0 | 0 | 0 | 0
Commercial_Lodging_Existing_Food Preparation_Natural Gas_Double Rack Oven_E4_Codes & Standards Forecast | Commercial | Lodging | Existing | Food Preparation | Natural Gas | Double Rack Oven | E4 |  | Codes & Standards Forecast | 0 | 0 | 0 | 0 | 0 | 0 | 0 | 0 | 0 | 0 | 0 | 0 | 0 | 0 | 0 | 0 | 0 | 0 | 0 | 0 | 0 | 0 | 0 | 0 | 0 | 0 | 0 | 0 | 0 | 0 | 0 | 0 | 0 | 0 | 0 | 0 | 0 | 0 | 0 | 0 | 0 | 0 | 0 | 0 | 0 | 0 | 0 | 0 | 0 | 0 | 0
Commercial_Lodging_Existing_Food Preparation_Natural Gas_Double Rack Oven_E5_Codes & Standards Forecast | Commercial | Lodging | Existing | Food Preparation | Natural Gas | Double Rack Oven | E5 |  | Codes & Standards Forecast | 0 | 0 | 0 | 0 | 0 | 0 | 0 | 0 | 0 | 0 | 0 | 0 | 0 | 0 | 0 | 0 | 0 | 0 | 0 | 0 | 0 | 0 | 0 | 0 | 0 | 0 | 0 | 0 | 0 | 0 | 0 | 0 | 0 | 0 | 0 | 0 | 0 | 0 | 0 | 0 | 0 | 0 | 0 | 0 | 0 | 0 | 0 | 0 | 0 | 0 | 0
Commercial_Lodging_Existing_Food Preparation_Natural Gas_Double Rack Oven_E6_Codes & Standards Forecast | Commercial | Lodging | Existing | Food Preparation | Natural Gas | Double Rack Oven | E6 |  | Codes & Standards Forecast | 0 | 0 | 0 | 0 | 0 | 0 | 0 | 0 | 0 | 0 | 0 | 0 | 0 | 0 | 0 | 0 | 0 | 0 | 0 | 0 | 0 | 0 | 0 | 0 | 0 | 0 | 0 | 0 | 0 | 0 | 0 | 0 | 0 | 0 | 0 | 0 | 0 | 0 | 0 | 0 | 0 | 0 | 0 | 0 | 0 | 0 | 0 | 0 | 0 | 0 | 0
Commercial_Lodging_Existing_Food Preparation_Natural Gas_Double Rack Oven_E7_Codes & Standards Forecast | Commercial | Lodging | Existing | Food Preparation | Natural Gas | Double Rack Oven | E7 |  | Codes & Standards Forecast | 0 | 0 | 0 | 0 | 0 | 0 | 0 | 0 | 0 | 0 | 0 | 0 | 0 | 0 | 0 | 0 | 0 | 0 | 0 | 0 | 0 | 0 | 0 | 0 | 0 | 0 | 0 | 0 | 0 | 0 | 0 | 0 | 0 | 0 | 0 | 0 | 0 | 0 | 0 | 0 | 0 | 0 | 0 | 0 | 0 | 0 | 0 | 0 | 0 | 0 | 0
Commercial_Lodging_Existing_Food Preparation_Natural Gas_Double Rack Oven_E8_Codes & Standards Forecast | Commercial | Lodging | Existing | Food Preparation | Natural Gas | Double Rack Oven | E8 |  | Codes & Standards Forecast | 0 | 0 | 0 | 0 | 0 | 0 | 0 | 0 | 0 | 0 | 0 | 0 | 0 | 0 | 0 | 0 | 0 | 0 | 0 | 0 | 0 | 0 | 0 | 0 | 0 | 0 | 0 | 0 | 0 | 0 | 0 | 0 | 0 | 0 | 0 | 0 | 0 | 0 | 0 | 0 | 0 | 0 | 0 | 0 | 0 | 0 | 0 | 0 | 0 | 0 | 0
Commercial_Lodging_Existing_Food Preparation_Natural Gas_Double Rack Oven_E9_Codes & Standards Forecast | Commercial | Lodging | Existing | Food Preparation | Natural Gas | Double Rack Oven | E9 |  | Codes & Standards Forecast | 0 | 0 | 0 | 0 | 0 | 0 | 0 | 0 | 0 | 0 | 0 | 0 | 0 | 0 | 0 | 0 | 0 | 0 | 0 | 0 | 0 | 0 | 0 | 0 | 0 | 0 | 0 | 0 | 0 | 0 | 0 | 0 | 0 | 0 | 0 | 0 | 0 | 0 | 0 | 0 | 0 | 0 | 0 | 0 | 0 | 0 | 0 | 0 | 0 | 0 | 0
Commercial_Lodging_Existing_Food Preparation_Natural Gas_Double Rack Oven_E10_Codes & Standards Forecast | Commercial | Lodging | Existing | Food Preparation | Natural Gas | Double Rack Oven | E10 |  | Codes & Standards Forecast | 0 | 0 | 0 | 0 | 0 | 0 | 0 | 0 | 0 | 0 | 0 | 0 | 0 | 0 | 0 | 0 | 0 | 0 | 0 | 0 | 0 | 0 | 0 | 0 | 0 | 0 | 0 | 0 | 0 | 0 | 0 | 0 | 0 | 0 | 0 | 0 | 0 | 0 | 0 | 0 | 0 | 0 | 0 | 0 | 0 | 0 | 0 | 0 | 0 | 0 | 0
Commercial_Lodging_Existing_Food Preparation_Natural Gas_Double Rack Oven_Vintage_Codes & Standards Forecast | Commercial | Lodging | Existing | Food Preparation | Natural Gas | Double Rack Oven | Vintage |  | Codes & Standards Forecast | 33538.4758 | 32255.5783 | 30652.0845 | 28768.2719 | 26863.5836 | 24723.3595 | 22466.9874 | 20118.5683 | 17695.6678 | 15214.4829 | 12688.701 | 10129.7754 | 8087.0164 | 6456.319 | 5154.4721 | 4115.1447 | 3285.3632 | 2622.9495 | 2094.1955 | 1672.1212 | 1335.1467 | 1066.0718 | 851.2081 | 679.6347 | 542.6317 | 433.239 | 345.8945 | 276.1567 | 220.4765 | 176.0211 | 140.5273 | 112.1895 | 89.7516 | 0 | 0 | 0 | 0 | 0 | 0 | 0 | 0 | 0 | 0 | 0 | 0 | 0 | 0 | 0 | 0 | 0 | 0
Commercial_Lodging_Existing_Food Preparation_Natural Gas_Fryer_E1_Codes & Standards Forecast | Commercial | Lodging | Existing | Food Preparation | Natural Gas | Fryer | E1 |  | Codes & Standards Forecast | 0 | 0 | 0 | 0 | 0 | 0 | 0 | 0 | 0 | 0 | 0 | 0 | 0 | 0 | 0 | 0 | 0 | 0 | 0 | 0 | 0 | 0 | 0 | 0 | 0 | 0 | 0 | 0 | 0 | 0 | 0 | 0 | 0 | 0 | 0 | 0 | 0 | 0 | 0 | 0 | 0 | 0 | 0 | 0 | 0 | 0 | 0 | 0 | 0 | 0 | 0
Commercial_Lodging_Existing_Food Preparation_Natural Gas_Fryer_E2_Codes & Standards Forecast | Commercial | Lodging | Existing | Food Preparation | Natural Gas | Fryer | E2 |  | Codes & Standards Forecast | 0 | 0 | 0 | 911.3831 | 4634.4857 | 8475.9102 | 13345.0596 | 19029.0956 | 25356.0674 | 30386.2454 | 34380.5439 | 37548.1503 | 40056.4056 | 42038.7358 | 43600.9263 | 44827.7251 | 45786.3913 | 46532.1289 | 47109.4823 | 47553.2333 | 47889.5348 | 48138.7347 | 48317.8434 | 48440.6898 | 48518.3454 | 48560.0583 | 48573.0624 | 48563.2579 | 48535.1077 | 48492.308 | 48437.5265 | 48373.2945 | 49063.5409 | 0 | 0 | 0 | 0 | 0 | 0 | 0 | 0 | 0 | 0 | 0 | 0 | 0 | 0 | 0 | 0 | 0 | 0
Commercial_Lodging_Existing_Food Preparation_Natural Gas_Fryer_E3_Codes & Standards Forecast | Commercial | Lodging | Existing | Food Preparation | Natural Gas | Fryer | E3 |  | Codes & Standards Forecast | 0 | 0 | 0 | 0 | 0 | 0 | 0 | 0 | 0 | 0 | 0 | 0 | 0 | 0 | 0 | 0 | 0 | 0 | 0 | 0 | 0 | 0 | 0 | 0 | 0 | 0 | 0 | 0 | 0 | 0 | 0 | 0 | 0 | 0 | 0 | 0 | 0 | 0 | 0 | 0 | 0 | 0 | 0 | 0 | 0 | 0 | 0 | 0 | 0 | 0 | 0
Commercial_Lodging_Existing_Food Preparation_Natural Gas_Fryer_E4_Codes & Standards Forecast | Commercial | Lodging | Existing | Food Preparation | Natural Gas | Fryer | E4 |  | Codes & Standards Forecast | 0 | 0 | 0 | 0 | 0 | 0 | 0 | 0 | 0 | 0 | 0 | 0 | 0 | 0 | 0 | 0 | 0 | 0 | 0 | 0 | 0 | 0 | 0 | 0 | 0 | 0 | 0 | 0 | 0 | 0 | 0 | 0 | 0 | 0 | 0 | 0 | 0 | 0 | 0 | 0 | 0 | 0 | 0 | 0 | 0 | 0 | 0 | 0 | 0 | 0 | 0
Commercial_Lodging_Existing_Food Preparation_Natural Gas_Fryer_E5_Codes & Standards Forecast | Commercial | Lodging | Existing | Food Preparation | Natural Gas | Fryer | E5 |  | Codes & Standards Forecast | 0 | 0 | 0 | 0 | 0 | 0 | 0 | 0 | 0 | 0 | 0 | 0 | 0 | 0 | 0 | 0 | 0 | 0 | 0 | 0 | 0 | 0 | 0 | 0 | 0 | 0 | 0 | 0 | 0 | 0 | 0 | 0 | 0 | 0 | 0 | 0 | 0 | 0 | 0 | 0 | 0 | 0 | 0 | 0 | 0 | 0 | 0 | 0 | 0 | 0 | 0
Commercial_Lodging_Existing_Food Preparation_Natural Gas_Fryer_E6_Codes & Standards Forecast | Commercial | Lodging | Existing | Food Preparation | Natural Gas | Fryer | E6 |  | Codes & Standards Forecast | 0 | 0 | 0 | 0 | 0 | 0 | 0 | 0 | 0 | 0 | 0 | 0 | 0 | 0 | 0 | 0 | 0 | 0 | 0 | 0 | 0 | 0 | 0 | 0 | 0 | 0 | 0 | 0 | 0 | 0 | 0 | 0 | 0 | 0 | 0 | 0 | 0 | 0 | 0 | 0 | 0 | 0 | 0 | 0 | 0 | 0 | 0 | 0 | 0 | 0 | 0
Commercial_Lodging_Existing_Food Preparation_Natural Gas_Fryer_E7_Codes & Standards Forecast | Commercial | Lodging | Existing | Food Preparation | Natural Gas | Fryer | E7 |  | Codes & Standards Forecast | 0 | 0 | 0 | 0 | 0 | 0 | 0 | 0 | 0 | 0 | 0 | 0 | 0 | 0 | 0 | 0 | 0 | 0 | 0 | 0 | 0 | 0 | 0 | 0 | 0 | 0 | 0 | 0 | 0 | 0 | 0 | 0 | 0 | 0 | 0 | 0 | 0 | 0 | 0 | 0 | 0 | 0 | 0 | 0 | 0 | 0 | 0 | 0 | 0 | 0 | 0
Commercial_Lodging_Existing_Food Preparation_Natural Gas_Fryer_E8_Codes & Standards Forecast | Commercial | Lodging | Existing | Food Preparation | Natural Gas | Fryer | E8 |  | Codes & Standards Forecast | 0 | 0 | 0 | 0 | 0 | 0 | 0 | 0 | 0 | 0 | 0 | 0 | 0 | 0 | 0 | 0 | 0 | 0 | 0 | 0 | 0 | 0 | 0 | 0 | 0 | 0 | 0 | 0 | 0 | 0 | 0 | 0 | 0 | 0 | 0 | 0 | 0 | 0 | 0 | 0 | 0 | 0 | 0 | 0 | 0 | 0 | 0 | 0 | 0 | 0 | 0
Commercial_Lodging_Existing_Food Preparation_Natural Gas_Fryer_E9_Codes & Standards Forecast | Commercial | Lodging | Existing | Food Preparation | Natural Gas | Fryer | E9 |  | Codes & Standards Forecast | 0 | 0 | 0 | 0 | 0 | 0 | 0 | 0 | 0 | 0 | 0 | 0 | 0 | 0 | 0 | 0 | 0 | 0 | 0 | 0 | 0 | 0 | 0 | 0 | 0 | 0 | 0 | 0 | 0 | 0 | 0 | 0 | 0 | 0 | 0 | 0 | 0 | 0 | 0 | 0 | 0 | 0 | 0 | 0 | 0 | 0 | 0 | 0 | 0 | 0 | 0
Commercial_Lodging_Existing_Food Preparation_Natural Gas_Fryer_E10_Codes & Standards Forecast | Commercial | Lodging | Existing | Food Preparation | Natural Gas | Fryer | E10 |  | Codes & Standards Forecast | 0 | 0 | 0 | 0 | 0 | 0 | 0 | 0 | 0 | 0 | 0 | 0 | 0 | 0 | 0 | 0 | 0 | 0 | 0 | 0 | 0 | 0 | 0 | 0 | 0 | 0 | 0 | 0 | 0 | 0 | 0 | 0 | 0 | 0 | 0 | 0 | 0 | 0 | 0 | 0 | 0 | 0 | 0 | 0 | 0 | 0 | 0 | 0 | 0 | 0 | 0
Commercial_Lodging_Existing_Food Preparation_Natural Gas_Fryer_Vintage_Codes & Standards Forecast | Commercial | Lodging | Existing | Food Preparation | Natural Gas | Fryer | Vintage |  | Codes & Standards Forecast | 50957.6842 | 50698.423 | 50439.1618 | 49214.6863 | 46662.8137 | 42683.5317 | 37692.6813 | 31899.0306 | 25466.1608 | 20330.7405 | 16230.673 | 12957.4392 | 10344.4568 | 8258.5604 | 6593.3109 | 5263.8617 | 4202.452 | 3355.1296 | 2678.7772 | 2138.8835 | 1707.8446 | 1363.6591 | 1088.8175 | 869.3506 | 694.104 | 554.175 | 442.4489 | 353.2441 | 282.0212 | 225.1563 | 179.7547 | 143.5065 | 114.8052 | 0 | 0 | 0 | 0 | 0 | 0 | 0 | 0 | 0 | 0 | 0 | 0 | 0 | 0 | 0 | 0 | 0 | 0
Commercial_Lodging_Existing_Food Preparation_Natural Gas_Broiler_E1_Codes & Standards Forecast | Commercial | Lodging | Existing | Food Preparation | Natural Gas | Broiler | E1 |  | Codes & Standards Forecast | 0 | 1689.9474 | 3867.0024 | 6416.1369 | 10481.3119 | 13595.2678 | 16901.853 | 20360.379 | 23935.7873 | 27600.4073 | 31332.2604 | 35114.613 | 38113.6126 | 40487.6952 | 42362.6363 | 43839.119 | 44997.1286 | 45902.0019 | 46606.381 | 47151.5295 | 47568.7844 | 47882.6258 | 48113.3525 | 48277.417 | 48387.9857 | 48455.9787 | 48489.9661 | 48496.9151 | 48482.1413 | 48450.0214 | 48403.7668 | 48346.3425 | 49041.9793 | 0 | 0 | 0 | 0 | 0 | 0 | 0 | 0 | 0 | 0 | 0 | 0 | 0 | 0 | 0 | 0 | 0 | 0
Commercial_Lodging_Existing_Food Preparation_Natural Gas_Broiler_E2_Codes & Standards Forecast | Commercial | Lodging | Existing | Food Preparation | Natural Gas | Broiler | E2 |  | Codes & Standards Forecast | 0 | 0 | 0 | 0 | 0 | 0 | 0 | 0 | 0 | 0 | 0 | 0 | 0 | 0 | 0 | 0 | 0 | 0 | 0 | 0 | 0 | 0 | 0 | 0 | 0 | 0 | 0 | 0 | 0 | 0 | 0 | 0 | 0 | 0 | 0 | 0 | 0 | 0 | 0 | 0 | 0 | 0 | 0 | 0 | 0 | 0 | 0 | 0 | 0 | 0 | 0
Commercial_Lodging_Existing_Food Preparation_Natural Gas_Broiler_E3_Codes & Standards Forecast | Commercial | Lodging | Existing | Food Preparation | Natural Gas | Broiler | E3 |  | Codes & Standards Forecast | 0 | 0 | 0 | 0 | 0 | 0 | 0 | 0 | 0 | 0 | 0 | 0 | 0 | 0 | 0 | 0 | 0 | 0 | 0 | 0 | 0 | 0 | 0 | 0 | 0 | 0 | 0 | 0 | 0 | 0 | 0 | 0 | 0 | 0 | 0 | 0 | 0 | 0 | 0 | 0 | 0 | 0 | 0 | 0 | 0 | 0 | 0 | 0 | 0 | 0 | 0
Commercial_Lodging_Existing_Food Preparation_Natural Gas_Broiler_E4_Codes & Standards Forecast | Commercial | Lodging | Existing | Food Preparation | Natural Gas | Broiler | E4 |  | Codes & Standards Forecast | 0 | 0 | 0 | 0 | 0 | 0 | 0 | 0 | 0 | 0 | 0 | 0 | 0 | 0 | 0 | 0 | 0 | 0 | 0 | 0 | 0 | 0 | 0 | 0 | 0 | 0 | 0 | 0 | 0 | 0 | 0 | 0 | 0 | 0 | 0 | 0 | 0 | 0 | 0 | 0 | 0 | 0 | 0 | 0 | 0 | 0 | 0 | 0 | 0 | 0 | 0
Commercial_Lodging_Existing_Food Preparation_Natural Gas_Broiler_E5_Codes & Standards Forecast | Commercial | Lodging | Existing | Food Preparation | Natural Gas | Broiler | E5 |  | Codes & Standards Forecast | 0 | 0 | 0 | 0 | 0 | 0 | 0 | 0 | 0 | 0 | 0 | 0 | 0 | 0 | 0 | 0 | 0 | 0 | 0 | 0 | 0 | 0 | 0 | 0 | 0 | 0 | 0 | 0 | 0 | 0 | 0 | 0 | 0 | 0 | 0 | 0 | 0 | 0 | 0 | 0 | 0 | 0 | 0 | 0 | 0 | 0 | 0 | 0 | 0 | 0 | 0
Commercial_Lodging_Existing_Food Preparation_Natural Gas_Broiler_E6_Codes & Standards Forecast | Commercial | Lodging | Existing | Food Preparation | Natural Gas | Broiler | E6 |  | Codes & Standards Forecast | 0 | 0 | 0 | 0 | 0 | 0 | 0 | 0 | 0 | 0 | 0 | 0 | 0 | 0 | 0 | 0 | 0 | 0 | 0 | 0 | 0 | 0 | 0 | 0 | 0 | 0 | 0 | 0 | 0 | 0 | 0 | 0 | 0 | 0 | 0 | 0 | 0 | 0 | 0 | 0 | 0 | 0 | 0 | 0 | 0 | 0 | 0 | 0 | 0 | 0 | 0
Commercial_Lodging_Existing_Food Preparation_Natural Gas_Broiler_E7_Codes & Standards Forecast | Commercial | Lodging | Existing | Food Preparation | Natural Gas | Broiler | E7 |  | Codes & Standards Forecast | 0 | 0 | 0 | 0 | 0 | 0 | 0 | 0 | 0 | 0 | 0 | 0 | 0 | 0 | 0 | 0 | 0 | 0 | 0 | 0 | 0 | 0 | 0 | 0 | 0 | 0 | 0 | 0 | 0 | 0 | 0 | 0 | 0 | 0 | 0 | 0 | 0 | 0 | 0 | 0 | 0 | 0 | 0 | 0 | 0 | 0 | 0 | 0 | 0 | 0 | 0
Commercial_Lodging_Existing_Food Preparation_Natural Gas_Broiler_E8_Codes & Standards Forecast | Commercial | Lodging | Existing | Food Preparation | Natural Gas | Broiler | E8 |  | Codes & Standards Forecast | 0 | 0 | 0 | 0 | 0 | 0 | 0 | 0 | 0 | 0 | 0 | 0 | 0 | 0 | 0 | 0 | 0 | 0 | 0 | 0 | 0 | 0 | 0 | 0 | 0 | 0 | 0 | 0 | 0 | 0 | 0 | 0 | 0 | 0 | 0 | 0 | 0 | 0 | 0 | 0 | 0 | 0 | 0 | 0 | 0 | 0 | 0 | 0 | 0 | 0 | 0
Commercial_Lodging_Existing_Food Preparation_Natural Gas_Broiler_E9_Codes & Standards Forecast | Commercial | Lodging | Existing | Food Preparation | Natural Gas | Broiler | E9 |  | Codes & Standards Forecast | 0 | 0 | 0 | 0 | 0 | 0 | 0 | 0 | 0 | 0 | 0 | 0 | 0 | 0 | 0 | 0 | 0 | 0 | 0 | 0 | 0 | 0 | 0 | 0 | 0 | 0 | 0 | 0 | 0 | 0 | 0 | 0 | 0 | 0 | 0 | 0 | 0 | 0 | 0 | 0 | 0 | 0 | 0 | 0 | 0 | 0 | 0 | 0 | 0 | 0 | 0
Commercial_Lodging_Existing_Food Preparation_Natural Gas_Broiler_E10_Codes & Standards Forecast | Commercial | Lodging | Existing | Food Preparation | Natural Gas | Broiler | E10 |  | Codes & Standards Forecast | 0 | 0 | 0 | 0 | 0 | 0 | 0 | 0 | 0 | 0 | 0 | 0 | 0 | 0 | 0 | 0 | 0 | 0 | 0 | 0 | 0 | 0 | 0 | 0 | 0 | 0 | 0 | 0 | 0 | 0 | 0 | 0 | 0 | 0 | 0 | 0 | 0 | 0 | 0 | 0 | 0 | 0 | 0 | 0 | 0 | 0 | 0 | 0 | 0 | 0 | 0
Commercial_Lodging_Existing_Food Preparation_Natural Gas_Broiler_Vintage_Codes & Standards Forecast | Commercial | Lodging | Existing | Food Preparation | Natural Gas | Broiler | Vintage |  | Codes & Standards Forecast | 50957.6842 | 49008.4756 | 46572.1594 | 43709.9325 | 40815.9874 | 37564.1741 | 34135.8879 | 30567.7472 | 26886.4409 | 23116.5786 | 19278.9565 | 15390.9765 | 12287.2497 | 9809.601 | 7831.601 | 6252.4679 | 4991.7147 | 3985.2566 | 3181.8784 | 2540.5873 | 2028.595 | 1619.7679 | 1293.3084 | 1032.6233 | 824.4637 | 658.2546 | 525.5452 | 419.5869 | 334.9876 | 267.443 | 213.5144 | 170.4585 | 136.3668 | 0 | 0 | 0 | 0 | 0 | 0 | 0 | 0 | 0 | 0 | 0 | 0 | 0 | 0 | 0 | 0 | 0 | 0
Commercial_Lodging_Existing_Food Preparation_Natural Gas_Griddle_E1_Codes & Standards Forecast | Commercial | Lodging | Existing | Food Preparation | Natural Gas | Griddle | E1 |  | Codes & Standards Forecast | 0 | 4518.0227 | 10338.3126 | 10274.1393 | 10274.1393 | 10246.5283 | 10222.1533 | 10200.199 | 10178.9891 | 10157.9105 | 10136.7264 | 10115.5707 | 9216.8044 | 7358.2922 | 5874.5721 | 4690.0466 | 3744.3414 | 1850.5722 | 0 | 0 | 0 | 0 | 0 | 0 | 0 | 0 | 0 | 0 | 0 | 0 | 0 | 0 | 0 | 0 | 0 | 0 | 0 | 0 | 0 | 0 | 0 | 0 | 0 | 0 | 0 | 0 | 0 | 0 | 0 | 0 | 0
Commercial_Lodging_Existing_Food Preparation_Natural Gas_Griddle_E2_Codes & Standards Forecast | Commercial | Lodging | Existing | Food Preparation | Natural Gas | Griddle | E2 |  | Codes & Standards Forecast | 0 | 0 | 0 | 6879.2063 | 17747.3273 | 26100.004 | 34964.4334 | 44232.6509 | 53812.6055 | 63630.9336 | 73629.1126 | 83762.2722 | 92678.7722 | 100884.3214 | 107380.6392 | 112512.4961 | 116554.1044 | 120867.0246 | 124600.733 | 126058.1706 | 127173.6889 | 128012.7343 | 128629.5751 | 129068.1965 | 129363.7985 | 129545.5756 | 129636.44 | 129655.0178 | 129615.5207 | 129529.6491 | 129405.9887 | 129252.4668 | 131112.2304 | 0 | 0 | 0 | 0 | 0 | 0 | 0 | 0 | 0 | 0 | 0 | 0 | 0 | 0 | 0 | 0 | 0 | 0
Commercial_Lodging_Existing_Food Preparation_Natural Gas_Griddle_E3_Codes & Standards Forecast | Commercial | Lodging | Existing | Food Preparation | Natural Gas | Griddle | E3 |  | Codes & Standards Forecast | 0 | 0 | 0 | 0 | 0 | 0 | 0 | 0 | 0 | 0 | 0 | 0 | 0 | 0 | 0 | 0 | 0 | 0 | 0 | 0 | 0 | 0 | 0 | 0 | 0 | 0 | 0 | 0 | 0 | 0 | 0 | 0 | 0 | 0 | 0 | 0 | 0 | 0 | 0 | 0 | 0 | 0 | 0 | 0 | 0 | 0 | 0 | 0 | 0 | 0 | 0
Commercial_Lodging_Existing_Food Preparation_Natural Gas_Griddle_E4_Codes & Standards Forecast | Commercial | Lodging | Existing | Food Preparation | Natural Gas | Griddle | E4 |  | Codes & Standards Forecast | 0 | 0 | 0 | 0 | 0 | 0 | 0 | 0 | 0 | 0 | 0 | 0 | 0 | 0 | 0 | 0 | 0 | 0 | 0 | 0 | 0 | 0 | 0 | 0 | 0 | 0 | 0 | 0 | 0 | 0 | 0 | 0 | 0 | 0 | 0 | 0 | 0 | 0 | 0 | 0 | 0 | 0 | 0 | 0 | 0 | 0 | 0 | 0 | 0 | 0 | 0
Commercial_Lodging_Existing_Food Preparation_Natural Gas_Griddle_E5_Codes & Standards Forecast | Commercial | Lodging | Existing | Food Preparation | Natural Gas | Griddle | E5 |  | Codes & Standards Forecast | 0 | 0 | 0 | 0 | 0 | 0 | 0 | 0 | 0 | 0 | 0 | 0 | 0 | 0 | 0 | 0 | 0 | 0 | 0 | 0 | 0 | 0 | 0 | 0 | 0 | 0 | 0 | 0 | 0 | 0 | 0 | 0 | 0 | 0 | 0 | 0 | 0 | 0 | 0 | 0 | 0 | 0 | 0 | 0 | 0 | 0 | 0 | 0 | 0 | 0 | 0
Commercial_Lodging_Existing_Food Preparation_Natural Gas_Griddle_E6_Codes & Standards Forecast | Commercial | Lodging | Existing | Food Preparation | Natural Gas | Griddle | E6 |  | Codes & Standards Forecast | 0 | 0 | 0 | 0 | 0 | 0 | 0 | 0 | 0 | 0 | 0 | 0 | 0 | 0 | 0 | 0 | 0 | 0 | 0 | 0 | 0 | 0 | 0 | 0 | 0 | 0 | 0 | 0 | 0 | 0 | 0 | 0 | 0 | 0 | 0 | 0 | 0 | 0 | 0 | 0 | 0 | 0 | 0 | 0 | 0 | 0 | 0 | 0 | 0 | 0 | 0
Commercial_Lodging_Existing_Food Preparation_Natural Gas_Griddle_E7_Codes & Standards Forecast | Commercial | Lodging | Existing | Food Preparation | Natural Gas | Griddle | E7 |  | Codes & Standards Forecast | 0 | 0 | 0 | 0 | 0 | 0 | 0 | 0 | 0 | 0 | 0 | 0 | 0 | 0 | 0 | 0 | 0 | 0 | 0 | 0 | 0 | 0 | 0 | 0 | 0 | 0 | 0 | 0 | 0 | 0 | 0 | 0 | 0 | 0 | 0 | 0 | 0 | 0 | 0 | 0 | 0 | 0 | 0 | 0 | 0 | 0 | 0 | 0 | 0 | 0 | 0
Commercial_Lodging_Existing_Food Preparation_Natural Gas_Griddle_E8_Codes & Standards Forecast | Commercial | Lodging | Existing | Food Preparation | Natural Gas | Griddle | E8 |  | Codes & Standards Forecast | 0 | 0 | 0 | 0 | 0 | 0 | 0 | 0 | 0 | 0 | 0 | 0 | 0 | 0 | 0 | 0 | 0 | 0 | 0 | 0 | 0 | 0 | 0 | 0 | 0 | 0 | 0 | 0 | 0 | 0 | 0 | 0 | 0 | 0 | 0 | 0 | 0 | 0 | 0 | 0 | 0 | 0 | 0 | 0 | 0 | 0 | 0 | 0 | 0 | 0 | 0
Commercial_Lodging_Existing_Food Preparation_Natural Gas_Griddle_E9_Codes & Standards Forecast | Commercial | Lodging | Existing | Food Preparation | Natural Gas | Griddle | E9 |  | Codes & Standards Forecast | 0 | 0 | 0 | 0 | 0 | 0 | 0 | 0 | 0 | 0 | 0 | 0 | 0 | 0 | 0 | 0 | 0 | 0 | 0 | 0 | 0 | 0 | 0 | 0 | 0 | 0 | 0 | 0 | 0 | 0 | 0 | 0 | 0 | 0 | 0 | 0 | 0 | 0 | 0 | 0 | 0 | 0 | 0 | 0 | 0 | 0 | 0 | 0 | 0 | 0 | 0
Commercial_Lodging_Existing_Food Preparation_Natural Gas_Griddle_E10_Codes & Standards Forecast | Commercial | Lodging | Existing | Food Preparation | Natural Gas | Griddle | E10 |  | Codes & Standards Forecast | 0 | 0 | 0 | 0 | 0 | 0 | 0 | 0 | 0 | 0 | 0 | 0 | 0 | 0 | 0 | 0 | 0 | 0 | 0 | 0 | 0 | 0 | 0 | 0 | 0 | 0 | 0 | 0 | 0 | 0 | 0 | 0 | 0 | 0 | 0 | 0 | 0 | 0 | 0 | 0 | 0 | 0 | 0 | 0 | 0 | 0 | 0 | 0 | 0 | 0 | 0
Commercial_Lodging_Existing_Food Preparation_Natural Gas_Griddle_Vintage_Codes & Standards Forecast | Commercial | Lodging | Existing | Food Preparation | Natural Gas | Griddle | Vintage |  | Codes & Standards Forecast | 136233.8088 | 131022.6592 | 124509.2425 | 116857.1665 | 109120.2929 | 100426.6696 | 91261.2513 | 81721.9365 | 71880.0768 | 61801.4653 | 51541.7001 | 41147.3046 | 32849.586 | 26225.6681 | 20937.5454 | 16715.7815 | 13345.1964 | 10654.4616 | 8506.6546 | 6792.1824 | 5423.3865 | 4330.4 | 3457.6204 | 2760.6869 | 2204.1785 | 1759.8236 | 1405.029 | 1121.7527 | 895.5791 | 715.0006 | 570.8242 | 455.7155 | 364.5724 | 0 | 0 | 0 | 0 | 0 | 0 | 0 | 0 | 0 | 0 | 0 | 0 | 0 | 0 | 0 | 0 | 0 | 0
Commercial_Lodging_Existing_Food Preparation_Natural Gas_Range_E1_Codes & Standards Forecast | Commercial | Lodging | Existing | Food Preparation | Natural Gas | Range | E1 |  | Codes & Standards Forecast | 0 | 82.7729 | 189.4042 | 314.2598 | 503.8093 | 656.3553 | 818.3332 | 987.7508 | 1162.8926 | 1342.4038 | 1484.8362 | 1597.6803 | 1686.9296 | 1757.3607 | 1812.7568 | 1856.1506 | 1889.9469 | 1916.1279 | 1936.2951 | 1951.6948 | 1963.2557 | 1971.6978 | 1977.6275 | 1981.5389 | 1983.8281 | 1984.8276 | 1984.797 | 1983.9486 | 1982.4418 | 1980.4091 | 1977.945 | 1975.1412 | 2003.1703 | 0 | 0 | 0 | 0 | 0 | 0 | 0 | 0 | 0 | 0 | 0 | 0 | 0 | 0 | 0 | 0 | 0 | 0
Commercial_Lodging_Existing_Food Preparation_Natural Gas_Range_E2_Codes & Standards Forecast | Commercial | Lodging | Existing | Food Preparation | Natural Gas | Range | E2 |  | Codes & Standards Forecast | 0 | 0 | 0 | 0 | 0 | 0 | 0 | 0 | 0 | 0 | 0 | 0 | 0 | 0 | 0 | 0 | 0 | 0 | 0 | 0 | 0 | 0 | 0 | 0 | 0 | 0 | 0 | 0 | 0 | 0 | 0 | 0 | 0 | 0 | 0 | 0 | 0 | 0 | 0 | 0 | 0 | 0 | 0 | 0 | 0 | 0 | 0 | 0 | 0 | 0 | 0
Commercial_Lodging_Existing_Food Preparation_Natural Gas_Range_E3_Codes & Standards Forecast | Commercial | Lodging | Existing | Food Preparation | Natural Gas | Range | E3 |  | Codes & Standards Forecast | 0 | 0 | 0 | 0 | 0 | 0 | 0 | 0 | 0 | 0 | 0 | 0 | 0 | 0 | 0 | 0 | 0 | 0 | 0 | 0 | 0 | 0 | 0 | 0 | 0 | 0 | 0 | 0 | 0 | 0 | 0 | 0 | 0 | 0 | 0 | 0 | 0 | 0 | 0 | 0 | 0 | 0 | 0 | 0 | 0 | 0 | 0 | 0 | 0 | 0 | 0
Commercial_Lodging_Existing_Food Preparation_Natural Gas_Range_E4_Codes & Standards Forecast | Commercial | Lodging | Existing | Food Preparation | Natural Gas | Range | E4 |  | Codes & Standards Forecast | 0 | 0 | 0 | 0 | 0 | 0 | 0 | 0 | 0 | 0 | 0 | 0 | 0 | 0 | 0 | 0 | 0 | 0 | 0 | 0 | 0 | 0 | 0 | 0 | 0 | 0 | 0 | 0 | 0 | 0 | 0 | 0 | 0 | 0 | 0 | 0 | 0 | 0 | 0 | 0 | 0 | 0 | 0 | 0 | 0 | 0 | 0 | 0 | 0 | 0 | 0
Commercial_Lodging_Existing_Food Preparation_Natural Gas_Range_E5_Codes & Standards Forecast | Commercial | Lodging | Existing | Food Preparation | Natural Gas | Range | E5 |  | Codes & Standards Forecast | 0 | 0 | 0 | 0 | 0 | 0 | 0 | 0 | 0 | 0 | 0 | 0 | 0 | 0 | 0 | 0 | 0 | 0 | 0 | 0 | 0 | 0 | 0 | 0 | 0 | 0 | 0 | 0 | 0 | 0 | 0 | 0 | 0 | 0 | 0 | 0 | 0 | 0 | 0 | 0 | 0 | 0 | 0 | 0 | 0 | 0 | 0 | 0 | 0 | 0 | 0
Commercial_Lodging_Existing_Food Preparation_Natural Gas_Range_E6_Codes & Standards Forecast | Commercial | Lodging | Existing | Food Preparation | Natural Gas | Range | E6 |  | Codes & Standards Forecast | 0 | 0 | 0 | 0 | 0 | 0 | 0 | 0 | 0 | 0 | 0 | 0 | 0 | 0 | 0 | 0 | 0 | 0 | 0 | 0 | 0 | 0 | 0 | 0 | 0 | 0 | 0 | 0 | 0 | 0 | 0 | 0 | 0 | 0 | 0 | 0 | 0 | 0 | 0 | 0 | 0 | 0 | 0 | 0 | 0 | 0 | 0 | 0 | 0 | 0 | 0
Commercial_Lodging_Existing_Food Preparation_Natural Gas_Range_E7_Codes & Standards Forecast | Commercial | Lodging | Existing | Food Preparation | Natural Gas | Range | E7 |  | Codes & Standards Forecast | 0 | 0 | 0 | 0 | 0 | 0 | 0 | 0 | 0 | 0 | 0 | 0 | 0 | 0 | 0 | 0 | 0 | 0 | 0 | 0 | 0 | 0 | 0 | 0 | 0 | 0 | 0 | 0 | 0 | 0 | 0 | 0 | 0 | 0 | 0 | 0 | 0 | 0 | 0 | 0 | 0 | 0 | 0 | 0 | 0 | 0 | 0 | 0 | 0 | 0 | 0
Commercial_Lodging_Existing_Food Preparation_Natural Gas_Range_E8_Codes & Standards Forecast | Commercial | Lodging | Existing | Food Preparation | Natural Gas | Range | E8 |  | Codes & Standards Forecast | 0 | 0 | 0 | 0 | 0 | 0 | 0 | 0 | 0 | 0 | 0 | 0 | 0 | 0 | 0 | 0 | 0 | 0 | 0 | 0 | 0 | 0 | 0 | 0 | 0 | 0 | 0 | 0 | 0 | 0 | 0 | 0 | 0 | 0 | 0 | 0 | 0 | 0 | 0 | 0 | 0 | 0 | 0 | 0 | 0 | 0 | 0 | 0 | 0 | 0 | 0
Commercial_Lodging_Existing_Food Preparation_Natural Gas_Range_E9_Codes & Standards Forecast | Commercial | Lodging | Existing | Food Preparation | Natural Gas | Range | E9 |  | Codes & Standards Forecast | 0 | 0 | 0 | 0 | 0 | 0 | 0 | 0 | 0 | 0 | 0 | 0 | 0 | 0 | 0 | 0 | 0 | 0 | 0 | 0 | 0 | 0 | 0 | 0 | 0 | 0 | 0 | 0 | 0 | 0 | 0 | 0 | 0 | 0 | 0 | 0 | 0 | 0 | 0 | 0 | 0 | 0 | 0 | 0 | 0 | 0 | 0 | 0 | 0 | 0 | 0
Commercial_Lodging_Existing_Food Preparation_Natural Gas_Range_E10_Codes & Standards Forecast | Commercial | Lodging | Existing | Food Preparation | Natural Gas | Range | E10 |  | Codes & Standards Forecast | 0 | 0 | 0 | 0 | 0 | 0 | 0 | 0 | 0 | 0 | 0 | 0 | 0 | 0 | 0 | 0 | 0 | 0 | 0 | 0 | 0 | 0 | 0 | 0 | 0 | 0 | 0 | 0 | 0 | 0 | 0 | 0 | 0 | 0 | 0 | 0 | 0 | 0 | 0 | 0 | 0 | 0 | 0 | 0 | 0 | 0 | 0 | 0 | 0 | 0 | 0
Commercial_Lodging_Existing_Food Preparation_Natural Gas_Range_Vintage_Codes & Standards Forecast | Commercial | Lodging | Existing | Food Preparation | Natural Gas | Range | Vintage |  | Codes & Standards Forecast | 2079.9055 | 1986.5505 | 1869.3371 | 1731.7023 | 1589.958 | 1431.7852 | 1264.8399 | 1090.9482 | 911.4841 | 727.6773 | 580.9278 | 463.7723 | 370.2485 | 295.5902 | 235.9876 | 188.404 | 150.414 | 120.0867 | 95.8787 | 76.5549 | 61.1271 | 48.808 | 38.9709 | 31.1158 | 24.8434 | 19.835 | 15.8361 | 12.6433 | 10.0941 | 8.0588 | 6.4338 | 5.1364 | 4.1091 | 0 | 0 | 0 | 0 | 0 | 0 | 0 | 0 | 0 | 0 | 0 | 0 | 0 | 0 | 0 | 0 | 0 | 0
Commercial_Lodging_Existing_Food Preparation_Natural Gas_Steamer_E1_Codes & Standards Forecast | Commercial | Lodging | Existing | Food Preparation | Natural Gas | Steamer | E1 |  | Codes & Standards Forecast | 0 | 76.6416 | 163.0896 | 162.0772 | 162.0772 | 161.6417 | 161.2571 | 160.9108 | 160.5762 | 160.2437 | 151.6025 | 134.4766 | 119.2869 | 105.8149 | 93.8649 | 83.2649 | 73.8614 | 65.5212 | 58.1255 | 28.9625 | 0 | 0 | 0 | 0 | 0 | 0 | 0 | 0 | 0 | 0 | 0 | 0 | 0 | 0 | 0 | 0 | 0 | 0 | 0 | 0 | 0 | 0 | 0 | 0 | 0 | 0 | 0 | 0 | 0 | 0 | 0
Commercial_Lodging_Existing_Food Preparation_Natural Gas_Steamer_E2_Codes & Standards Forecast | Commercial | Lodging | Existing | Food Preparation | Natural Gas | Steamer | E2 |  | Codes & Standards Forecast | 0 | 0 | 0 | 95.656 | 247.4329 | 357.832 | 474.3177 | 596.1823 | 722.7137 | 853.2861 | 976.9633 | 1095.6497 | 1200.4667 | 1292.9945 | 1374.6117 | 1446.551 | 1509.8925 | 1565.6454 | 1614.7201 | 1680.5011 | 1741.5576 | 1769.5871 | 1793.9909 | 1815.1683 | 1833.4754 | 1849.2436 | 1862.7606 | 1874.2861 | 1884.0404 | 1892.2244 | 1899.005 | 1904.5466 | 1939.963 | 0 | 0 | 0 | 0 | 0 | 0 | 0 | 0 | 0 | 0 | 0 | 0 | 0 | 0 | 0 | 0 | 0 | 0
Commercial_Lodging_Existing_Food Preparation_Natural Gas_Steamer_E3_Codes & Standards Forecast | Commercial | Lodging | Existing | Food Preparation | Natural Gas | Steamer | E3 |  | Codes & Standards Forecast | 0 | 0 | 0 | 0 | 0 | 0 | 0 | 0 | 0 | 0 | 0 | 0 | 0 | 0 | 0 | 0 | 0 | 0 | 0 | 0 | 0 | 0 | 0 | 0 | 0 | 0 | 0 | 0 | 0 | 0 | 0 | 0 | 0 | 0 | 0 | 0 | 0 | 0 | 0 | 0 | 0 | 0 | 0 | 0 | 0 | 0 | 0 | 0 | 0 | 0 | 0
Commercial_Lodging_Existing_Food Preparation_Natural Gas_Steamer_E4_Codes & Standards Forecast | Commercial | Lodging | Existing | Food Preparation | Natural Gas | Steamer | E4 |  | Codes & Standards Forecast | 0 | 0 | 0 | 0 | 0 | 0 | 0 | 0 | 0 | 0 | 0 | 0 | 0 | 0 | 0 | 0 | 0 | 0 | 0 | 0 | 0 | 0 | 0 | 0 | 0 | 0 | 0 | 0 | 0 | 0 | 0 | 0 | 0 | 0 | 0 | 0 | 0 | 0 | 0 | 0 | 0 | 0 | 0 | 0 | 0 | 0 | 0 | 0 | 0 | 0 | 0
Commercial_Lodging_Existing_Food Preparation_Natural Gas_Steamer_E5_Codes & Standards Forecast | Commercial | Lodging | Existing | Food Preparation | Natural Gas | Steamer | E5 |  | Codes & Standards Forecast | 0 | 0 | 0 | 0 | 0 | 0 | 0 | 0 | 0 | 0 | 0 | 0 | 0 | 0 | 0 | 0 | 0 | 0 | 0 | 0 | 0 | 0 | 0 | 0 | 0 | 0 | 0 | 0 | 0 | 0 | 0 | 0 | 0 | 0 | 0 | 0 | 0 | 0 | 0 | 0 | 0 | 0 | 0 | 0 | 0 | 0 | 0 | 0 | 0 | 0 | 0
Commercial_Lodging_Existing_Food Preparation_Natural Gas_Steamer_E6_Codes & Standards Forecast | Commercial | Lodging | Existing | Food Preparation | Natural Gas | Steamer | E6 |  | Codes & Standards Forecast | 0 | 0 | 0 | 0 | 0 | 0 | 0 | 0 | 0 | 0 | 0 | 0 | 0 | 0 | 0 | 0 | 0 | 0 | 0 | 0 | 0 | 0 | 0 | 0 | 0 | 0 | 0 | 0 | 0 | 0 | 0 | 0 | 0 | 0 | 0 | 0 | 0 | 0 | 0 | 0 | 0 | 0 | 0 | 0 | 0 | 0 | 0 | 0 | 0 | 0 | 0
Commercial_Lodging_Existing_Food Preparation_Natural Gas_Steamer_E7_Codes & Standards Forecast | Commercial | Lodging | Existing | Food Preparation | Natural Gas | Steamer | E7 |  | Codes & Standards Forecast | 0 | 0 | 0 | 0 | 0 | 0 | 0 | 0 | 0 | 0 | 0 | 0 | 0 | 0 | 0 | 0 | 0 | 0 | 0 | 0 | 0 | 0 | 0 | 0 | 0 | 0 | 0 | 0 | 0 | 0 | 0 | 0 | 0 | 0 | 0 | 0 | 0 | 0 | 0 | 0 | 0 | 0 | 0 | 0 | 0 | 0 | 0 | 0 | 0 | 0 | 0
Commercial_Lodging_Existing_Food Preparation_Natural Gas_Steamer_E8_Codes & Standards Forecast | Commercial | Lodging | Existing | Food Preparation | Natural Gas | Steamer | E8 |  | Codes & Standards Forecast | 0 | 0 | 0 | 0 | 0 | 0 | 0 | 0 | 0 | 0 | 0 | 0 | 0 | 0 | 0 | 0 | 0 | 0 | 0 | 0 | 0 | 0 | 0 | 0 | 0 | 0 | 0 | 0 | 0 | 0 | 0 | 0 | 0 | 0 | 0 | 0 | 0 | 0 | 0 | 0 | 0 | 0 | 0 | 0 | 0 | 0 | 0 | 0 | 0 | 0 | 0
Commercial_Lodging_Existing_Food Preparation_Natural Gas_Steamer_E9_Codes & Standards Forecast | Commercial | Lodging | Existing | Food Preparation | Natural Gas | Steamer | E9 |  | Codes & Standards Forecast | 0 | 0 | 0 | 0 | 0 | 0 | 0 | 0 | 0 | 0 | 0 | 0 | 0 | 0 | 0 | 0 | 0 | 0 | 0 | 0 | 0 | 0 | 0 | 0 | 0 | 0 | 0 | 0 | 0 | 0 | 0 | 0 | 0 | 0 | 0 | 0 | 0 | 0 | 0 | 0 | 0 | 0 | 0 | 0 | 0 | 0 | 0 | 0 | 0 | 0 | 0
Commercial_Lodging_Existing_Food Preparation_Natural Gas_Steamer_E10_Codes & Standards Forecast | Commercial | Lodging | Existing | Food Preparation | Natural Gas | Steamer | E10 |  | Codes & Standards Forecast | 0 | 0 | 0 | 0 | 0 | 0 | 0 | 0 | 0 | 0 | 0 | 0 | 0 | 0 | 0 | 0 | 0 | 0 | 0 | 0 | 0 | 0 | 0 | 0 | 0 | 0 | 0 | 0 | 0 | 0 | 0 | 0 | 0 | 0 | 0 | 0 | 0 | 0 | 0 | 0 | 0 | 0 | 0 | 0 | 0 | 0 | 0 | 0 | 0 | 0 | 0
Commercial_Lodging_Existing_Food Preparation_Natural Gas_Steamer_Vintage_Codes & Standards Forecast | Commercial | Lodging | Existing | Food Preparation | Natural Gas | Steamer | Vintage |  | Codes & Standards Forecast | 2079.9055 | 1992.6818 | 1895.6517 | 1788.2288 | 1684.2572 | 1568.6668 | 1447.5982 | 1321.6059 | 1191.0867 | 1056.5513 | 937.1981 | 831.3264 | 737.4245 | 654.1415 | 580.2677 | 514.7387 | 456.607 | 405.0481 | 359.3283 | 318.7861 | 282.8252 | 250.9187 | 222.6075 | 197.4864 | 175.196 | 155.419 | 137.8725 | 122.3058 | 108.4954 | 96.2435 | 85.3738 | 75.731 | 67.3165 | 0 | 0 | 0 | 0 | 0 | 0 | 0 | 0 | 0 | 0 | 0 | 0 | 0 | 0 | 0 | 0 | 0 | 0
Commercial_Lodging_Existing_Food Preparation_Natural Gas_Food Prep Other_E1_Codes & Standards Forecast | Commercial | Lodging | Existing | Food Preparation | Natural Gas | Food Prep Other | E1 |  | Codes & Standards Forecast | 0 | 0 | 0 | 0 | 0 | 0 | 0 | 0 | 0 | 0 | 0 | 0 | 0 | 0 | 0 | 0 | 0 | 0 | 0 | 0 | 0 | 0 | 0 | 0 | 0 | 0 | 0 | 0 | 0 | 0 | 0 | 0 | 0 | 0 | 0 | 0 | 0 | 0 | 0 | 0 | 0 | 0 | 0 | 0 | 0 | 0 | 0 | 0 | 0 | 0 | 0
Commercial_Lodging_Existing_Food Preparation_Natural Gas_Food Prep Other_E2_Codes & Standards Forecast | Commercial | Lodging | Existing | Food Preparation | Natural Gas | Food Prep Other | E2 |  | Codes & Standards Forecast | 0 | 0 | 0 | 0 | 0 | 0 | 0 | 0 | 0 | 0 | 0 | 0 | 0 | 0 | 0 | 0 | 0 | 0 | 0 | 0 | 0 | 0 | 0 | 0 | 0 | 0 | 0 | 0 | 0 | 0 | 0 | 0 | 0 | 0 | 0 | 0 | 0 | 0 | 0 | 0 | 0 | 0 | 0 | 0 | 0 | 0 | 0 | 0 | 0 | 0 | 0
Commercial_Lodging_Existing_Food Preparation_Natural Gas_Food Prep Other_E3_Codes & Standards Forecast | Commercial | Lodging | Existing | Food Preparation | Natural Gas | Food Prep Other | E3 |  | Codes & Standards Forecast | 0 | 0 | 0 | 0 | 0 | 0 | 0 | 0 | 0 | 0 | 0 | 0 | 0 | 0 | 0 | 0 | 0 | 0 | 0 | 0 | 0 | 0 | 0 | 0 | 0 | 0 | 0 | 0 | 0 | 0 | 0 | 0 | 0 | 0 | 0 | 0 | 0 | 0 | 0 | 0 | 0 | 0 | 0 | 0 | 0 | 0 | 0 | 0 | 0 | 0 | 0
Commercial_Lodging_Existing_Food Preparation_Natural Gas_Food Prep Other_E4_Codes & Standards Forecast | Commercial | Lodging | Existing | Food Preparation | Natural Gas | Food Prep Other | E4 |  | Codes & Standards Forecast | 0 | 0 | 0 | 0 | 0 | 0 | 0 | 0 | 0 | 0 | 0 | 0 | 0 | 0 | 0 | 0 | 0 | 0 | 0 | 0 | 0 | 0 | 0 | 0 | 0 | 0 | 0 | 0 | 0 | 0 | 0 | 0 | 0 | 0 | 0 | 0 | 0 | 0 | 0 | 0 | 0 | 0 | 0 | 0 | 0 | 0 | 0 | 0 | 0 | 0 | 0
Commercial_Lodging_Existing_Food Preparation_Natural Gas_Food Prep Other_E5_Codes & Standards Forecast | Commercial | Lodging | Existing | Food Preparation | Natural Gas | Food Prep Other | E5 |  | Codes & Standards Forecast | 0 | 0 | 0 | 0 | 0 | 0 | 0 | 0 | 0 | 0 | 0 | 0 | 0 | 0 | 0 | 0 | 0 | 0 | 0 | 0 | 0 | 0 | 0 | 0 | 0 | 0 | 0 | 0 | 0 | 0 | 0 | 0 | 0 | 0 | 0 | 0 | 0 | 0 | 0 | 0 | 0 | 0 | 0 | 0 | 0 | 0 | 0 | 0 | 0 | 0 | 0
Commercial_Lodging_Existing_Food Preparation_Natural Gas_Food Prep Other_E6_Codes & Standards Forecast | Commercial | Lodging | Existing | Food Preparation | Natural Gas | Food Prep Other | E6 |  | Codes & Standards Forecast | 0 | 0 | 0 | 0 | 0 | 0 | 0 | 0 | 0 | 0 | 0 | 0 | 0 | 0 | 0 | 0 | 0 | 0 | 0 | 0 | 0 | 0 | 0 | 0 | 0 | 0 | 0 | 0 | 0 | 0 | 0 | 0 | 0 | 0 | 0 | 0 | 0 | 0 | 0 | 0 | 0 | 0 | 0 | 0 | 0 | 0 | 0 | 0 | 0 | 0 | 0
Commercial_Lodging_Existing_Food Preparation_Natural Gas_Food Prep Other_E7_Codes & Standards Forecast | Commercial | Lodging | Existing | Food Preparation | Natural Gas | Food Prep Other | E7 |  | Codes & Standards Forecast | 0 | 0 | 0 | 0 | 0 | 0 | 0 | 0 | 0 | 0 | 0 | 0 | 0 | 0 | 0 | 0 | 0 | 0 | 0 | 0 | 0 | 0 | 0 | 0 | 0 | 0 | 0 | 0 | 0 | 0 | 0 | 0 | 0 | 0 | 0 | 0 | 0 | 0 | 0 | 0 | 0 | 0 | 0 | 0 | 0 | 0 | 0 | 0 | 0 | 0 | 0
Commercial_Lodging_Existing_Food Preparation_Natural Gas_Food Prep Other_E8_Codes & Standards Forecast | Commercial | Lodging | Existing | Food Preparation | Natural Gas | Food Prep Other | E8 |  | Codes & Standards Forecast | 0 | 0 | 0 | 0 | 0 | 0 | 0 | 0 | 0 | 0 | 0 | 0 | 0 | 0 | 0 | 0 | 0 | 0 | 0 | 0 | 0 | 0 | 0 | 0 | 0 | 0 | 0 | 0 | 0 | 0 | 0 | 0 | 0 | 0 | 0 | 0 | 0 | 0 | 0 | 0 | 0 | 0 | 0 | 0 | 0 | 0 | 0 | 0 | 0 | 0 | 0
Commercial_Lodging_Existing_Food Preparation_Natural Gas_Food Prep Other_E9_Codes & Standards Forecast | Commercial | Lodging | Existing | Food Preparation | Natural Gas | Food Prep Other | E9 |  | Codes & Standards Forecast | 0 | 0 | 0 | 0 | 0 | 0 | 0 | 0 | 0 | 0 | 0 | 0 | 0 | 0 | 0 | 0 | 0 | 0 | 0 | 0 | 0 | 0 | 0 | 0 | 0 | 0 | 0 | 0 | 0 | 0 | 0 | 0 | 0 | 0 | 0 | 0 | 0 | 0 | 0 | 0 | 0 | 0 | 0 | 0 | 0 | 0 | 0 | 0 | 0 | 0 | 0
Commercial_Lodging_Existing_Food Preparation_Natural Gas_Food Prep Other_E10_Codes & Standards Forecast | Commercial | Lodging | Existing | Food Preparation | Natural Gas | Food Prep Other | E10 |  | Codes & Standards Forecast | 0 | 0 | 0 | 0 | 0 | 0 | 0 | 0 | 0 | 0 | 0 | 0 | 0 | 0 | 0 | 0 | 0 | 0 | 0 | 0 | 0 | 0 | 0 | 0 | 0 | 0 | 0 | 0 | 0 | 0 | 0 | 0 | 0 | 0 | 0 | 0 | 0 | 0 | 0 | 0 | 0 | 0 | 0 | 0 | 0 | 0 | 0 | 0 | 0 | 0 | 0
Commercial_Lodging_Existing_Food Preparation_Natural Gas_Food Prep Other_Vintage_Codes & Standards Forecast | Commercial | Lodging | Existing | Food Preparation | Natural Gas | Food Prep Other | Vintage |  | Codes & Standards Forecast | 0 | 0 | 0 | 0 | 0 | 0 | 0 | 0 | 0 | 0 | 0 | 0 | 0 | 0 | 0 | 0 | 0 | 0 | 0 | 0 | 0 | 0 | 0 | 0 | 0 | 0 | 0 | 0 | 0 | 0 | 0 | 0 | 0 | 0 | 0 | 0 | 0 | 0 | 0 | 0 | 0 | 0 | 0 | 0 | 0 | 0 | 0 | 0 | 0 | 0 | 0
Commercial_Lodging_Existing_Miscellaneous_Natural Gas_Pool Heater_E1_Codes & Standards Forecast | Commercial | Lodging | Existing | Miscellaneous | Natural Gas | Pool Heater | E1 |  | Codes & Standards Forecast | 0 | 3504.3735 | 8018.8416 | 13304.8754 | 20520.294 | 26980.838 | 32116.807 | 36199.0164 | 39437.79 | 42001.8678 | 44026.4561 | 45620.7905 | 46872.3705 | 47850.7844 | 48610.7603 | 49196.3621 | 49642.3416 | 49978.0815 | 50227.5055 | 50408.8587 | 50535.0055 | 50615.6843 | 50659.492 | 50673.5545 | 50663.5924 | 50634.5978 | 50590.398 | 50534.1769 | 50468.2185 | 50394.4839 | 50314.2444 | 50228.9323 | 50929.7817 | 0 | 0 | 0 | 0 | 0 | 0 | 0 | 0 | 0 | 0 | 0 | 0 | 0 | 0 | 0 | 0 | 0 | 0
Commercial_Lodging_Existing_Miscellaneous_Natural Gas_Pool Heater_E2_Codes & Standards Forecast | Commercial | Lodging | Existing | Miscellaneous | Natural Gas | Pool Heater | E2 |  | Codes & Standards Forecast | 0 | 0 | 0 | 0 | 0 | 0 | 0 | 0 | 0 | 0 | 0 | 0 | 0 | 0 | 0 | 0 | 0 | 0 | 0 | 0 | 0 | 0 | 0 | 0 | 0 | 0 | 0 | 0 | 0 | 0 | 0 | 0 | 0 | 0 | 0 | 0 | 0 | 0 | 0 | 0 | 0 | 0 | 0 | 0 | 0 | 0 | 0 | 0 | 0 | 0 | 0
Commercial_Lodging_Existing_Miscellaneous_Natural Gas_Pool Heater_E3_Codes & Standards Forecast | Commercial | Lodging | Existing | Miscellaneous | Natural Gas | Pool Heater | E3 |  | Codes & Standards Forecast | 0 | 0 | 0 | 0 | 0 | 0 | 0 | 0 | 0 | 0 | 0 | 0 | 0 | 0 | 0 | 0 | 0 | 0 | 0 | 0 | 0 | 0 | 0 | 0 | 0 | 0 | 0 | 0 | 0 | 0 | 0 | 0 | 0 | 0 | 0 | 0 | 0 | 0 | 0 | 0 | 0 | 0 | 0 | 0 | 0 | 0 | 0 | 0 | 0 | 0 | 0
Commercial_Lodging_Existing_Miscellaneous_Natural Gas_Pool Heater_E4_Codes & Standards Forecast | Commercial | Lodging | Existing | Miscellaneous | Natural Gas | Pool Heater | E4 |  | Codes & Standards Forecast | 0 | 0 | 0 | 0 | 0 | 0 | 0 | 0 | 0 | 0 | 0 | 0 | 0 | 0 | 0 | 0 | 0 | 0 | 0 | 0 | 0 | 0 | 0 | 0 | 0 | 0 | 0 | 0 | 0 | 0 | 0 | 0 | 0 | 0 | 0 | 0 | 0 | 0 | 0 | 0 | 0 | 0 | 0 | 0 | 0 | 0 | 0 | 0 | 0 | 0 | 0
Commercial_Lodging_Existing_Miscellaneous_Natural Gas_Pool Heater_E5_Codes & Standards Forecast | Commercial | Lodging | Existing | Miscellaneous | Natural Gas | Pool Heater | E5 |  | Codes & Standards Forecast | 0 | 0 | 0 | 0 | 0 | 0 | 0 | 0 | 0 | 0 | 0 | 0 | 0 | 0 | 0 | 0 | 0 | 0 | 0 | 0 | 0 | 0 | 0 | 0 | 0 | 0 | 0 | 0 | 0 | 0 | 0 | 0 | 0 | 0 | 0 | 0 | 0 | 0 | 0 | 0 | 0 | 0 | 0 | 0 | 0 | 0 | 0 | 0 | 0 | 0 | 0
Commercial_Lodging_Existing_Miscellaneous_Natural Gas_Pool Heater_E6_Codes & Standards Forecast | Commercial | Lodging | Existing | Miscellaneous | Natural Gas | Pool Heater | E6 |  | Codes & Standards Forecast | 0 | 0 | 0 | 0 | 0 | 0 | 0 | 0 | 0 | 0 | 0 | 0 | 0 | 0 | 0 | 0 | 0 | 0 | 0 | 0 | 0 | 0 | 0 | 0 | 0 | 0 | 0 | 0 | 0 | 0 | 0 | 0 | 0 | 0 | 0 | 0 | 0 | 0 | 0 | 0 | 0 | 0 | 0 | 0 | 0 | 0 | 0 | 0 | 0 | 0 | 0
Commercial_Lodging_Existing_Miscellaneous_Natural Gas_Pool Heater_E7_Codes & Standards Forecast | Commercial | Lodging | Existing | Miscellaneous | Natural Gas | Pool Heater | E7 |  | Codes & Standards Forecast | 0 | 0 | 0 | 0 | 0 | 0 | 0 | 0 | 0 | 0 | 0 | 0 | 0 | 0 | 0 | 0 | 0 | 0 | 0 | 0 | 0 | 0 | 0 | 0 | 0 | 0 | 0 | 0 | 0 | 0 | 0 | 0 | 0 | 0 | 0 | 0 | 0 | 0 | 0 | 0 | 0 | 0 | 0 | 0 | 0 | 0 | 0 | 0 | 0 | 0 | 0
Commercial_Lodging_Existing_Miscellaneous_Natural Gas_Pool Heater_E8_Codes & Standards Forecast | Commercial | Lodging | Existing | Miscellaneous | Natural Gas | Pool Heater | E8 |  | Codes & Standards Forecast | 0 | 0 | 0 | 0 | 0 | 0 | 0 | 0 | 0 | 0 | 0 | 0 | 0 | 0 | 0 | 0 | 0 | 0 | 0 | 0 | 0 | 0 | 0 | 0 | 0 | 0 | 0 | 0 | 0 | 0 | 0 | 0 | 0 | 0 | 0 | 0 | 0 | 0 | 0 | 0 | 0 | 0 | 0 | 0 | 0 | 0 | 0 | 0 | 0 | 0 | 0
Commercial_Lodging_Existing_Miscellaneous_Natural Gas_Pool Heater_E9_Codes & Standards Forecast | Commercial | Lodging | Existing | Miscellaneous | Natural Gas | Pool Heater | E9 |  | Codes & Standards Forecast | 0 | 0 | 0 | 0 | 0 | 0 | 0 | 0 | 0 | 0 | 0 | 0 | 0 | 0 | 0 | 0 | 0 | 0 | 0 | 0 | 0 | 0 | 0 | 0 | 0 | 0 | 0 | 0 | 0 | 0 | 0 | 0 | 0 | 0 | 0 | 0 | 0 | 0 | 0 | 0 | 0 | 0 | 0 | 0 | 0 | 0 | 0 | 0 | 0 | 0 | 0
Commercial_Lodging_Existing_Miscellaneous_Natural Gas_Pool Heater_E10_Codes & Standards Forecast | Commercial | Lodging | Existing | Miscellaneous | Natural Gas | Pool Heater | E10 |  | Codes & Standards Forecast | 0 | 0 | 0 | 0 | 0 | 0 | 0 | 0 | 0 | 0 | 0 | 0 | 0 | 0 | 0 | 0 | 0 | 0 | 0 | 0 | 0 | 0 | 0 | 0 | 0 | 0 | 0 | 0 | 0 | 0 | 0 | 0 | 0 | 0 | 0 | 0 | 0 | 0 | 0 | 0 | 0 | 0 | 0 | 0 | 0 | 0 | 0 | 0 | 0 | 0 | 0
Commercial_Lodging_Existing_Miscellaneous_Natural Gas_Pool Heater_Vintage_Codes & Standards Forecast | Commercial | Lodging | Existing | Miscellaneous | Natural Gas | Pool Heater | Vintage |  | Codes & Standards Forecast | 52834.4122 | 49061.2291 | 44277.9514 | 38667.2942 | 32666.2411 | 26062.7625 | 20800.6103 | 16604.7492 | 13256.1775 | 10582.9814 | 8448.7287 | 6744.8767 | 5384.7125 | 4298.9182 | 3432.0878 | 2740.0552 | 2187.548 | 1746.4821 | 1394.413 | 1113.3763 | 889.0029 | 709.8403 | 566.774 | 452.5325 | 361.3095 | 288.4707 | 230.3127 | 183.878 | 146.8036 | 117.2031 | 93.5696 | 74.701 | 59.7608 | 0 | 0 | 0 | 0 | 0 | 0 | 0 | 0 | 0 | 0 | 0 | 0 | 0 | 0 | 0 | 0 | 0 | 0
Commercial_Lodging_Existing_Miscellaneous_Natural Gas_Miscellaneous_E1_Codes & Standards Forecast | Commercial | Lodging | Existing | Miscellaneous | Natural Gas | Miscellaneous | E1 |  | Codes & Standards Forecast | 0 | 45672.9233 | 99533.8395 | 160047.3173 | 224755.4549 | 268943.5471 | 306605.6695 | 338706.8573 | 366023.9101 | 389234.511 | 408924.4072 | 425607.1226 | 439724.4161 | 451651.4204 | 461701.0865 | 470144.8679 | 477210.8889 | 483110.2885 | 488027.7481 | 492112.3421 | 495474.7707 | 498205.0688 | 500389.0886 | 502103.0999 | 503412.7322 | 504378.4098 | 505050.0765 | 505471.6849 | 505678.1365 | 505700.7123 | 505563.1779 | 505290.184 | 512904.7714 | 0 | 0 | 0 | 0 | 0 | 0 | 0 | 0 | 0 | 0 | 0 | 0 | 0 | 0 | 0 | 0 | 0 | 0
Commercial_Lodging_Existing_Miscellaneous_Natural Gas_Miscellaneous_E2_Codes & Standards Forecast | Commercial | Lodging | Existing | Miscellaneous | Natural Gas | Miscellaneous | E2 |  | Codes & Standards Forecast | 0 | 0 | 0 | 0 | 0 | 0 | 0 | 0 | 0 | 0 | 0 | 0 | 0 | 0 | 0 | 0 | 0 | 0 | 0 | 0 | 0 | 0 | 0 | 0 | 0 | 0 | 0 | 0 | 0 | 0 | 0 | 0 | 0 | 0 | 0 | 0 | 0 | 0 | 0 | 0 | 0 | 0 | 0 | 0 | 0 | 0 | 0 | 0 | 0 | 0 | 0
Commercial_Lodging_Existing_Miscellaneous_Natural Gas_Miscellaneous_E3_Codes & Standards Forecast | Commercial | Lodging | Existing | Miscellaneous | Natural Gas | Miscellaneous | E3 |  | Codes & Standards Forecast | 0 | 0 | 0 | 0 | 0 | 0 | 0 | 0 | 0 | 0 | 0 | 0 | 0 | 0 | 0 | 0 | 0 | 0 | 0 | 0 | 0 | 0 | 0 | 0 | 0 | 0 | 0 | 0 | 0 | 0 | 0 | 0 | 0 | 0 | 0 | 0 | 0 | 0 | 0 | 0 | 0 | 0 | 0 | 0 | 0 | 0 | 0 | 0 | 0 | 0 | 0
Commercial_Lodging_Existing_Miscellaneous_Natural Gas_Miscellaneous_E4_Codes & Standards Forecast | Commercial | Lodging | Existing | Miscellaneous | Natural Gas | Miscellaneous | E4 |  | Codes & Standards Forecast | 0 | 0 | 0 | 0 | 0 | 0 | 0 | 0 | 0 | 0 | 0 | 0 | 0 | 0 | 0 | 0 | 0 | 0 | 0 | 0 | 0 | 0 | 0 | 0 | 0 | 0 | 0 | 0 | 0 | 0 | 0 | 0 | 0 | 0 | 0 | 0 | 0 | 0 | 0 | 0 | 0 | 0 | 0 | 0 | 0 | 0 | 0 | 0 | 0 | 0 | 0
Commercial_Lodging_Existing_Miscellaneous_Natural Gas_Miscellaneous_E5_Codes & Standards Forecast | Commercial | Lodging | Existing | Miscellaneous | Natural Gas | Miscellaneous | E5 |  | Codes & Standards Forecast | 0 | 0 | 0 | 0 | 0 | 0 | 0 | 0 | 0 | 0 | 0 | 0 | 0 | 0 | 0 | 0 | 0 | 0 | 0 | 0 | 0 | 0 | 0 | 0 | 0 | 0 | 0 | 0 | 0 | 0 | 0 | 0 | 0 | 0 | 0 | 0 | 0 | 0 | 0 | 0 | 0 | 0 | 0 | 0 | 0 | 0 | 0 | 0 | 0 | 0 | 0
Commercial_Lodging_Existing_Miscellaneous_Natural Gas_Miscellaneous_E6_Codes & Standards Forecast | Commercial | Lodging | Existing | Miscellaneous | Natural Gas | Miscellaneous | E6 |  | Codes & Standards Forecast | 0 | 0 | 0 | 0 | 0 | 0 | 0 | 0 | 0 | 0 | 0 | 0 | 0 | 0 | 0 | 0 | 0 | 0 | 0 | 0 | 0 | 0 | 0 | 0 | 0 | 0 | 0 | 0 | 0 | 0 | 0 | 0 | 0 | 0 | 0 | 0 | 0 | 0 | 0 | 0 | 0 | 0 | 0 | 0 | 0 | 0 | 0 | 0 | 0 | 0 | 0
Commercial_Lodging_Existing_Miscellaneous_Natural Gas_Miscellaneous_E7_Codes & Standards Forecast | Commercial | Lodging | Existing | Miscellaneous | Natural Gas | Miscellaneous | E7 |  | Codes & Standards Forecast | 0 | 0 | 0 | 0 | 0 | 0 | 0 | 0 | 0 | 0 | 0 | 0 | 0 | 0 | 0 | 0 | 0 | 0 | 0 | 0 | 0 | 0 | 0 | 0 | 0 | 0 | 0 | 0 | 0 | 0 | 0 | 0 | 0 | 0 | 0 | 0 | 0 | 0 | 0 | 0 | 0 | 0 | 0 | 0 | 0 | 0 | 0 | 0 | 0 | 0 | 0
Commercial_Lodging_Existing_Miscellaneous_Natural Gas_Miscellaneous_E8_Codes & Standards Forecast | Commercial | Lodging | Existing | Miscellaneous | Natural Gas | Miscellaneous | E8 |  | Codes & Standards Forecast | 0 | 0 | 0 | 0 | 0 | 0 | 0 | 0 | 0 | 0 | 0 | 0 | 0 | 0 | 0 | 0 | 0 | 0 | 0 | 0 | 0 | 0 | 0 | 0 | 0 | 0 | 0 | 0 | 0 | 0 | 0 | 0 | 0 | 0 | 0 | 0 | 0 | 0 | 0 | 0 | 0 | 0 | 0 | 0 | 0 | 0 | 0 | 0 | 0 | 0 | 0
Commercial_Lodging_Existing_Miscellaneous_Natural Gas_Miscellaneous_E9_Codes & Standards Forecast | Commercial | Lodging | Existing | Miscellaneous | Natural Gas | Miscellaneous | E9 |  | Codes & Standards Forecast | 0 | 0 | 0 | 0 | 0 | 0 | 0 | 0 | 0 | 0 | 0 | 0 | 0 | 0 | 0 | 0 | 0 | 0 | 0 | 0 | 0 | 0 | 0 | 0 | 0 | 0 | 0 | 0 | 0 | 0 | 0 | 0 | 0 | 0 | 0 | 0 | 0 | 0 | 0 | 0 | 0 | 0 | 0 | 0 | 0 | 0 | 0 | 0 | 0 | 0 | 0
Commercial_Lodging_Existing_Miscellaneous_Natural Gas_Miscellaneous_E10_Codes & Standards Forecast | Commercial | Lodging | Existing | Miscellaneous | Natural Gas | Miscellaneous | E10 |  | Codes & Standards Forecast | 0 | 0 | 0 | 0 | 0 | 0 | 0 | 0 | 0 | 0 | 0 | 0 | 0 | 0 | 0 | 0 | 0 | 0 | 0 | 0 | 0 | 0 | 0 | 0 | 0 | 0 | 0 | 0 | 0 | 0 | 0 | 0 | 0 | 0 | 0 | 0 | 0 | 0 | 0 | 0 | 0 | 0 | 0 | 0 | 0 | 0 | 0 | 0 | 0 | 0 | 0
Commercial_Lodging_Existing_Miscellaneous_Natural Gas_Miscellaneous_Vintage_Codes & Standards Forecast | Commercial | Lodging | Existing | Miscellaneous | Natural Gas | Miscellaneous | Vintage |  | Codes & Standards Forecast | 535575.6604 | 487177.849 | 430592.0448 | 366787.9018 | 314389.6301 | 268752.6282 | 229811.4036 | 196558.1429 | 168128.0807 | 143811.362 | 123009.8117 | 105216.9307 | 89998.9332 | 76983.4278 | 65850.5905 | 56327.9331 | 48182.0554 | 41214.9791 | 35257.0199 | 30161.9464 | 25803.8083 | 22075.1919 | 18885.0005 | 16155.4874 | 13820.1546 | 11822.2053 | 10112.9504 | 8650.7337 | 7399.8513 | 6329.7805 | 5414.369 | 4631.2961 | 3969.6824 | 0 | 0 | 0 | 0 | 0 | 0 | 0 | 0 | 0 | 0 | 0 | 0 | 0 | 0 | 0 | 0 | 0 | 0
Commercial_Lodging_New_Space Heating_Natural Gas_Furnace_E1_Codes & Standards Forecast | Commercial | Lodging | New | Space Heating | Natural Gas | Furnace | E1 |  | Codes & Standards Forecast | 0 | 0 | 0 | 0 | 0 | 0 | 0 | 0 | 0 | 0 | 0 | 0 | 0 | 0 | 0 | 0 | 0 | 0 | 0 | 0 | 0 | 0 | 0 | 0 | 0 | 0 | 0 | 0 | 0 | 0 | 0 | 0 | 0 | 0 | 0 | 0 | 0 | 0 | 0 | 0 | 0 | 0 | 0 | 0 | 0 | 0 | 0 | 0 | 0 | 0 | 0
Commercial_Lodging_New_Space Heating_Natural Gas_Furnace_E2_Codes & Standards Forecast | Commercial | Lodging | New | Space Heating | Natural Gas | Furnace | E2 |  | Codes & Standards Forecast | 0 | 0 | 0 | 0 | 0 | 0 | 0 | 0 | 0 | 0 | 0 | 0 | 0 | 0 | 0 | 0 | 0 | 0 | 0 | 0 | 0 | 0 | 0 | 0 | 0 | 0 | 0 | 0 | 0 | 0 | 0 | 0 | 0 | 0 | 0 | 0 | 0 | 0 | 0 | 0 | 0 | 0 | 0 | 0 | 0 | 0 | 0 | 0 | 0 | 0 | 0
Commercial_Lodging_New_Space Heating_Natural Gas_Furnace_E3_Codes & Standards Forecast | Commercial | Lodging | New | Space Heating | Natural Gas | Furnace | E3 |  | Codes & Standards Forecast | 0 | 0 | 0 | 0 | 0 | 0 | 0 | 0 | 0 | 0 | 0 | 0 | 0 | 0 | 0 | 0 | 0 | 0 | 0 | 0 | 0 | 0 | 0 | 0 | 0 | 0 | 0 | 0 | 0 | 0 | 0 | 0 | 0 | 0 | 0 | 0 | 0 | 0 | 0 | 0 | 0 | 0 | 0 | 0 | 0 | 0 | 0 | 0 | 0 | 0 | 0
Commercial_Lodging_New_Space Heating_Natural Gas_Furnace_E4_Codes & Standards Forecast | Commercial | Lodging | New | Space Heating | Natural Gas | Furnace | E4 |  | Codes & Standards Forecast | 0 | 0 | 0 | 0 | 0 | 0 | 0 | 0 | 0 | 0 | 0 | 0 | 0 | 0 | 0 | 0 | 0 | 0 | 0 | 0 | 0 | 0 | 0 | 0 | 0 | 0 | 0 | 0 | 0 | 0 | 0 | 0 | 0 | 0 | 0 | 0 | 0 | 0 | 0 | 0 | 0 | 0 | 0 | 0 | 0 | 0 | 0 | 0 | 0 | 0 | 0
Commercial_Lodging_New_Space Heating_Natural Gas_Furnace_E5_Codes & Standards Forecast | Commercial | Lodging | New | Space Heating | Natural Gas | Furnace | E5 |  | Codes & Standards Forecast | 0 | 0 | 0 | 0 | 0 | 0 | 0 | 0 | 0 | 0 | 0 | 0 | 0 | 0 | 0 | 0 | 0 | 0 | 0 | 0 | 0 | 0 | 0 | 0 | 0 | 0 | 0 | 0 | 0 | 0 | 0 | 0 | 0 | 0 | 0 | 0 | 0 | 0 | 0 | 0 | 0 | 0 | 0 | 0 | 0 | 0 | 0 | 0 | 0 | 0 | 0
Commercial_Lodging_New_Space Heating_Natural Gas_Furnace_E6_Codes & Standards Forecast | Commercial | Lodging | New | Space Heating | Natural Gas | Furnace | E6 |  | Codes & Standards Forecast | 0 | 0 | 0 | 0 | 0 | 0 | 0 | 0 | 0 | 0 | 0 | 0 | 0 | 0 | 0 | 0 | 0 | 0 | 0 | 0 | 0 | 0 | 0 | 0 | 0 | 0 | 0 | 0 | 0 | 0 | 0 | 0 | 0 | 0 | 0 | 0 | 0 | 0 | 0 | 0 | 0 | 0 | 0 | 0 | 0 | 0 | 0 | 0 | 0 | 0 | 0
Commercial_Lodging_New_Space Heating_Natural Gas_Furnace_E7_Codes & Standards Forecast | Commercial | Lodging | New | Space Heating | Natural Gas | Furnace | E7 |  | Codes & Standards Forecast | 0 | 0 | 0 | 0 | 0 | 0 | 0 | 0 | 0 | 0 | 0 | 0 | 0 | 0 | 0 | 0 | 0 | 0 | 0 | 0 | 0 | 0 | 0 | 0 | 0 | 0 | 0 | 0 | 0 | 0 | 0 | 0 | 0 | 0 | 0 | 0 | 0 | 0 | 0 | 0 | 0 | 0 | 0 | 0 | 0 | 0 | 0 | 0 | 0 | 0 | 0
Commercial_Lodging_New_Space Heating_Natural Gas_Furnace_E8_Codes & Standards Forecast | Commercial | Lodging | New | Space Heating | Natural Gas | Furnace | E8 |  | Codes & Standards Forecast | 0 | 0 | 0 | 0 | 0 | 0 | 0 | 0 | 0 | 0 | 0 | 0 | 0 | 0 | 0 | 0 | 0 | 0 | 0 | 0 | 0 | 0 | 0 | 0 | 0 | 0 | 0 | 0 | 0 | 0 | 0 | 0 | 0 | 0 | 0 | 0 | 0 | 0 | 0 | 0 | 0 | 0 | 0 | 0 | 0 | 0 | 0 | 0 | 0 | 0 | 0
Commercial_Lodging_New_Space Heating_Natural Gas_Furnace_E9_Codes & Standards Forecast | Commercial | Lodging | New | Space Heating | Natural Gas | Furnace | E9 |  | Codes & Standards Forecast | 0 | 0 | 0 | 0 | 0 | 0 | 0 | 0 | 0 | 0 | 0 | 0 | 0 | 0 | 0 | 0 | 0 | 0 | 0 | 0 | 0 | 0 | 0 | 0 | 0 | 0 | 0 | 0 | 0 | 0 | 0 | 0 | 0 | 0 | 0 | 0 | 0 | 0 | 0 | 0 | 0 | 0 | 0 | 0 | 0 | 0 | 0 | 0 | 0 | 0 | 0
Commercial_Lodging_New_Space Heating_Natural Gas_Furnace_E10_Codes & Standards Forecast | Commercial | Lodging | New | Space Heating | Natural Gas | Furnace | E10 |  | Codes & Standards Forecast | 0 | 0 | 0 | 0 | 0 | 0 | 0 | 0 | 0 | 0 | 0 | 0 | 0 | 0 | 0 | 0 | 0 | 0 | 0 | 0 | 0 | 0 | 0 | 0 | 0 | 0 | 0 | 0 | 0 | 0 | 0 | 0 | 0 | 0 | 0 | 0 | 0 | 0 | 0 | 0 | 0 | 0 | 0 | 0 | 0 | 0 | 0 | 0 | 0 | 0 | 0
Commercial_Lodging_New_Space Heating_Natural Gas_Furnace_Vintage_Codes & Standards Forecast | Commercial | Lodging | New | Space Heating | Natural Gas | Furnace | Vintage |  | Codes & Standards Forecast | 0 | 0 | 0 | 0 | 0 | 0 | 0 | 0 | 0 | 0 | 0 | 0 | 0 | 0 | 0 | 0 | 0 | 0 | 0 | 0 | 0 | 0 | 0 | 0 | 0 | 0 | 0 | 0 | 0 | 0 | 0 | 0 | 0 | 0 | 0 | 0 | 0 | 0 | 0 | 0 | 0 | 0 | 0 | 0 | 0 | 0 | 0 | 0 | 0 | 0 | 0
Commercial_Lodging_New_Space Heating_Natural Gas_Boiler_E1_Codes & Standards Forecast | Commercial | Lodging | New | Space Heating | Natural Gas | Boiler | E1 |  | Codes & Standards Forecast | 0 | 0 | 0 | 0 | 0 | 0 | 0 | 0 | 0 | 0 | 0 | 0 | 0 | 0 | 0 | 0 | 0 | 0 | 0 | 0 | 0 | 0 | 0 | 0 | 0 | 0 | 0 | 0 | 0 | 0 | 0 | 0 | 0 | 0 | 0 | 0 | 0 | 0 | 0 | 0 | 0 | 0 | 0 | 0 | 0 | 0 | 0 | 0 | 0 | 0 | 0
Commercial_Lodging_New_Space Heating_Natural Gas_Boiler_E2_Codes & Standards Forecast | Commercial | Lodging | New | Space Heating | Natural Gas | Boiler | E2 |  | Codes & Standards Forecast | 0 | 0 | 0 | 0 | 0 | 0 | 0 | 0 | 0 | 0 | 0 | 0 | 0 | 0 | 0 | 0 | 0 | 0 | 0 | 0 | 0 | 0 | 0 | 0 | 0 | 0 | 0 | 0 | 0 | 0 | 0 | 0 | 0 | 0 | 0 | 0 | 0 | 0 | 0 | 0 | 0 | 0 | 0 | 0 | 0 | 0 | 0 | 0 | 0 | 0 | 0
Commercial_Lodging_New_Space Heating_Natural Gas_Boiler_E3_Codes & Standards Forecast | Commercial | Lodging | New | Space Heating | Natural Gas | Boiler | E3 |  | Codes & Standards Forecast | 0 | 0 | 0 | 0 | 0 | 0 | 0 | 0 | 0 | 0 | 0 | 0 | 0 | 0 | 0 | 0 | 0 | 0 | 0 | 0 | 0 | 0 | 0 | 0 | 0 | 0 | 0 | 0 | 0 | 0 | 0 | 0 | 0 | 0 | 0 | 0 | 0 | 0 | 0 | 0 | 0 | 0 | 0 | 0 | 0 | 0 | 0 | 0 | 0 | 0 | 0
Commercial_Lodging_New_Space Heating_Natural Gas_Boiler_E4_Codes & Standards Forecast | Commercial | Lodging | New | Space Heating | Natural Gas | Boiler | E4 |  | Codes & Standards Forecast | 0 | 0 | 0 | 0 | 0 | 0 | 0 | 0 | 0 | 0 | 0 | 0 | 0 | 0 | 0 | 0 | 0 | 0 | 0 | 0 | 0 | 0 | 0 | 0 | 0 | 0 | 0 | 0 | 0 | 0 | 0 | 0 | 0 | 0 | 0 | 0 | 0 | 0 | 0 | 0 | 0 | 0 | 0 | 0 | 0 | 0 | 0 | 0 | 0 | 0 | 0
Commercial_Lodging_New_Space Heating_Natural Gas_Boiler_E5_Codes & Standards Forecast | Commercial | Lodging | New | Space Heating | Natural Gas | Boiler | E5 |  | Codes & Standards Forecast | 0 | 0 | 0 | 0 | 0 | 0 | 0 | 0 | 0 | 0 | 0 | 0 | 0 | 0 | 0 | 0 | 0 | 0 | 0 | 0 | 0 | 0 | 0 | 0 | 0 | 0 | 0 | 0 | 0 | 0 | 0 | 0 | 0 | 0 | 0 | 0 | 0 | 0 | 0 | 0 | 0 | 0 | 0 | 0 | 0 | 0 | 0 | 0 | 0 | 0 | 0
Commercial_Lodging_New_Space Heating_Natural Gas_Boiler_E6_Codes & Standards Forecast | Commercial | Lodging | New | Space Heating | Natural Gas | Boiler | E6 |  | Codes & Standards Forecast | 0 | 0 | 0 | 0 | 0 | 0 | 0 | 0 | 0 | 0 | 0 | 0 | 0 | 0 | 0 | 0 | 0 | 0 | 0 | 0 | 0 | 0 | 0 | 0 | 0 | 0 | 0 | 0 | 0 | 0 | 0 | 0 | 0 | 0 | 0 | 0 | 0 | 0 | 0 | 0 | 0 | 0 | 0 | 0 | 0 | 0 | 0 | 0 | 0 | 0 | 0
Commercial_Lodging_New_Space Heating_Natural Gas_Boiler_E7_Codes & Standards Forecast | Commercial | Lodging | New | Space Heating | Natural Gas | Boiler | E7 |  | Codes & Standards Forecast | 0 | 0 | 0 | 0 | 0 | 0 | 0 | 0 | 0 | 0 | 0 | 0 | 0 | 0 | 0 | 0 | 0 | 0 | 0 | 0 | 0 | 0 | 0 | 0 | 0 | 0 | 0 | 0 | 0 | 0 | 0 | 0 | 0 | 0 | 0 | 0 | 0 | 0 | 0 | 0 | 0 | 0 | 0 | 0 | 0 | 0 | 0 | 0 | 0 | 0 | 0
Commercial_Lodging_New_Space Heating_Natural Gas_Boiler_E8_Codes & Standards Forecast | Commercial | Lodging | New | Space Heating | Natural Gas | Boiler | E8 |  | Codes & Standards Forecast | 0 | 0 | 0 | 0 | 0 | 0 | 0 | 0 | 0 | 0 | 0 | 0 | 0 | 0 | 0 | 0 | 0 | 0 | 0 | 0 | 0 | 0 | 0 | 0 | 0 | 0 | 0 | 0 | 0 | 0 | 0 | 0 | 0 | 0 | 0 | 0 | 0 | 0 | 0 | 0 | 0 | 0 | 0 | 0 | 0 | 0 | 0 | 0 | 0 | 0 | 0
Commercial_Lodging_New_Space Heating_Natural Gas_Boiler_E9_Codes & Standards Forecast | Commercial | Lodging | New | Space Heating | Natural Gas | Boiler | E9 |  | Codes & Standards Forecast | 0 | 0 | 0 | 0 | 0 | 0 | 0 | 0 | 0 | 0 | 0 | 0 | 0 | 0 | 0 | 0 | 0 | 0 | 0 | 0 | 0 | 0 | 0 | 0 | 0 | 0 | 0 | 0 | 0 | 0 | 0 | 0 | 0 | 0 | 0 | 0 | 0 | 0 | 0 | 0 | 0 | 0 | 0 | 0 | 0 | 0 | 0 | 0 | 0 | 0 | 0
Commercial_Lodging_New_Space Heating_Natural Gas_Boiler_E10_Codes & Standards Forecast | Commercial | Lodging | New | Space Heating | Natural Gas | Boiler | E10 |  | Codes & Standards Forecast | 0 | 0 | 0 | 0 | 0 | 0 | 0 | 0 | 0 | 0 | 0 | 0 | 0 | 0 | 0 | 0 | 0 | 0 | 0 | 0 | 0 | 0 | 0 | 0 | 0 | 0 | 0 | 0 | 0 | 0 | 0 | 0 | 0 | 0 | 0 | 0 | 0 | 0 | 0 | 0 | 0 | 0 | 0 | 0 | 0 | 0 | 0 | 0 | 0 | 0 | 0
Commercial_Lodging_New_Space Heating_Natural Gas_Boiler_Vintage_Codes & Standards Forecast | Commercial | Lodging | New | Space Heating | Natural Gas | Boiler | Vintage |  | Codes & Standards Forecast | 0 | 0 | 0 | 0 | 0 | 0 | 0 | 0 | 0 | 0 | 0 | 0 | 0 | 0 | 0 | 0 | 0 | 0 | 0 | 0 | 0 | 0 | 0 | 0 | 0 | 0 | 0 | 0 | 0 | 0 | 0 | 0 | 0 | 0 | 0 | 0 | 0 | 0 | 0 | 0 | 0 | 0 | 0 | 0 | 0 | 0 | 0 | 0 | 0 | 0 | 0
Commercial_Lodging_New_Space Heating_Natural Gas_Unit Heater_E1_Codes & Standards Forecast | Commercial | Lodging | New | Space Heating | Natural Gas | Unit Heater | E1 |  | Codes & Standards Forecast | 0 | 14.9621 | 87.13 | 133.2503 | 188.394 | 188.394 | 188.394 | 188.394 | 188.394 | 188.394 | 188.394 | 186.2565 | 174.1147 | 157.1189 | 134.6733 | 115.4343 | 98.9437 | 84.8089 | 68.334 | 37.5454 | 18.7443 | 0 | 0 | 0 | 0 | 0 | 0 | 0 | 0 | 0 | 0 | 0 | 0 | 0 | 0 | 0 | 0 | 0 | 0 | 0 | 0 | 0 | 0 | 0 | 0 | 0 | 0 | 0 | 0 | 0 | 0
Commercial_Lodging_New_Space Heating_Natural Gas_Unit Heater_E2_Codes & Standards Forecast | Commercial | Lodging | New | Space Heating | Natural Gas | Unit Heater | E2 |  | Codes & Standards Forecast | 0 | 0 | 0 | 0 | 0 | 56.8306 | 113.9468 | 163.3807 | 212.1218 | 262.0037 | 312.6977 | 365.1439 | 426.8076 | 492.6504 | 564.0134 | 632.0221 | 697.5649 | 759.6075 | 822.0873 | 897.3965 | 960.74 | 1024.9286 | 1070.9652 | 1117.4889 | 1164.5125 | 1211.6685 | 1259.0088 | 1306.3811 | 1353.9623 | 1401.6473 | 1449.687 | 1497.7616 | 1518.1842 | 0 | 0 | 0 | 0 | 0 | 0 | 0 | 0 | 0 | 0 | 0 | 0 | 0 | 0 | 0 | 0 | 0 | 0
Commercial_Lodging_New_Space Heating_Natural Gas_Unit Heater_E3_Codes & Standards Forecast | Commercial | Lodging | New | Space Heating | Natural Gas | Unit Heater | E3 |  | Codes & Standards Forecast | 0 | 0 | 0 | 0 | 0 | 0 | 0 | 0 | 0 | 0 | 0 | 0 | 0 | 0 | 0 | 0 | 0 | 0 | 0 | 0 | 0 | 0 | 0 | 0 | 0 | 0 | 0 | 0 | 0 | 0 | 0 | 0 | 0 | 0 | 0 | 0 | 0 | 0 | 0 | 0 | 0 | 0 | 0 | 0 | 0 | 0 | 0 | 0 | 0 | 0 | 0
Commercial_Lodging_New_Space Heating_Natural Gas_Unit Heater_E4_Codes & Standards Forecast | Commercial | Lodging | New | Space Heating | Natural Gas | Unit Heater | E4 |  | Codes & Standards Forecast | 0 | 0 | 0 | 0 | 0 | 0 | 0 | 0 | 0 | 0 | 0 | 0 | 0 | 0 | 0 | 0 | 0 | 0 | 0 | 0 | 0 | 0 | 0 | 0 | 0 | 0 | 0 | 0 | 0 | 0 | 0 | 0 | 0 | 0 | 0 | 0 | 0 | 0 | 0 | 0 | 0 | 0 | 0 | 0 | 0 | 0 | 0 | 0 | 0 | 0 | 0
Commercial_Lodging_New_Space Heating_Natural Gas_Unit Heater_E5_Codes & Standards Forecast | Commercial | Lodging | New | Space Heating | Natural Gas | Unit Heater | E5 |  | Codes & Standards Forecast | 0 | 0 | 0 | 0 | 0 | 0 | 0 | 0 | 0 | 0 | 0 | 0 | 0 | 0 | 0 | 0 | 0 | 0 | 0 | 0 | 0 | 0 | 0 | 0 | 0 | 0 | 0 | 0 | 0 | 0 | 0 | 0 | 0 | 0 | 0 | 0 | 0 | 0 | 0 | 0 | 0 | 0 | 0 | 0 | 0 | 0 | 0 | 0 | 0 | 0 | 0
Commercial_Lodging_New_Space Heating_Natural Gas_Unit Heater_E6_Codes & Standards Forecast | Commercial | Lodging | New | Space Heating | Natural Gas | Unit Heater | E6 |  | Codes & Standards Forecast | 0 | 0 | 0 | 0 | 0 | 0 | 0 | 0 | 0 | 0 | 0 | 0 | 0 | 0 | 0 | 0 | 0 | 0 | 0 | 0 | 0 | 0 | 0 | 0 | 0 | 0 | 0 | 0 | 0 | 0 | 0 | 0 | 0 | 0 | 0 | 0 | 0 | 0 | 0 | 0 | 0 | 0 | 0 | 0 | 0 | 0 | 0 | 0 | 0 | 0 | 0
Commercial_Lodging_New_Space Heating_Natural Gas_Unit Heater_E7_Codes & Standards Forecast | Commercial | Lodging | New | Space Heating | Natural Gas | Unit Heater | E7 |  | Codes & Standards Forecast | 0 | 0 | 0 | 0 | 0 | 0 | 0 | 0 | 0 | 0 | 0 | 0 | 0 | 0 | 0 | 0 | 0 | 0 | 0 | 0 | 0 | 0 | 0 | 0 | 0 | 0 | 0 | 0 | 0 | 0 | 0 | 0 | 0 | 0 | 0 | 0 | 0 | 0 | 0 | 0 | 0 | 0 | 0 | 0 | 0 | 0 | 0 | 0 | 0 | 0 | 0
Commercial_Lodging_New_Space Heating_Natural Gas_Unit Heater_E8_Codes & Standards Forecast | Commercial | Lodging | New | Space Heating | Natural Gas | Unit Heater | E8 |  | Codes & Standards Forecast | 0 | 0 | 0 | 0 | 0 | 0 | 0 | 0 | 0 | 0 | 0 | 0 | 0 | 0 | 0 | 0 | 0 | 0 | 0 | 0 | 0 | 0 | 0 | 0 | 0 | 0 | 0 | 0 | 0 | 0 | 0 | 0 | 0 | 0 | 0 | 0 | 0 | 0 | 0 | 0 | 0 | 0 | 0 | 0 | 0 | 0 | 0 | 0 | 0 | 0 | 0
Commercial_Lodging_New_Space Heating_Natural Gas_Unit Heater_E9_Codes & Standards Forecast | Commercial | Lodging | New | Space Heating | Natural Gas | Unit Heater | E9 |  | Codes & Standards Forecast | 0 | 0 | 0 | 0 | 0 | 0 | 0 | 0 | 0 | 0 | 0 | 0 | 0 | 0 | 0 | 0 | 0 | 0 | 0 | 0 | 0 | 0 | 0 | 0 | 0 | 0 | 0 | 0 | 0 | 0 | 0 | 0 | 0 | 0 | 0 | 0 | 0 | 0 | 0 | 0 | 0 | 0 | 0 | 0 | 0 | 0 | 0 | 0 | 0 | 0 | 0
Commercial_Lodging_New_Space Heating_Natural Gas_Unit Heater_E10_Codes & Standards Forecast | Commercial | Lodging | New | Space Heating | Natural Gas | Unit Heater | E10 |  | Codes & Standards Forecast | 0 | 0 | 0 | 0 | 0 | 0 | 0 | 0 | 0 | 0 | 0 | 0 | 0 | 0 | 0 | 0 | 0 | 0 | 0 | 0 | 0 | 0 | 0 | 0 | 0 | 0 | 0 | 0 | 0 | 0 | 0 | 0 | 0 | 0 | 0 | 0 | 0 | 0 | 0 | 0 | 0 | 0 | 0 | 0 | 0 | 0 | 0 | 0 | 0 | 0 | 0
Commercial_Lodging_New_Space Heating_Natural Gas_Unit Heater_Vintage_Codes & Standards Forecast | Commercial | Lodging | New | Space Heating | Natural Gas | Unit Heater | Vintage |  | Codes & Standards Forecast | 0 | 0 | 0 | 0 | 0 | 0 | 0 | 0 | 0 | 0 | 0 | 0 | 0 | 0 | 0 | 0 | 0 | 0 | 0 | 0 | 0 | 0 | 0 | 0 | 0 | 0 | 0 | 0 | 0 | 0 | 0 | 0 | 0 | 0 | 0 | 0 | 0 | 0 | 0 | 0 | 0 | 0 | 0 | 0 | 0 | 0 | 0 | 0 | 0 | 0 | 0
Commercial_Lodging_New_Water Heating_Natural Gas_Water Heater_E1_Codes & Standards Forecast | Commercial | Lodging | New | Water Heating | Natural Gas | Water Heater | E1 |  | Codes & Standards Forecast | 0 | 0 | 0 | 0 | 0 | 0 | 0 | 0 | 0 | 0 | 0 | 0 | 0 | 0 | 0 | 0 | 0 | 0 | 0 | 0 | 0 | 0 | 0 | 0 | 0 | 0 | 0 | 0 | 0 | 0 | 0 | 0 | 0 | 0 | 0 | 0 | 0 | 0 | 0 | 0 | 0 | 0 | 0 | 0 | 0 | 0 | 0 | 0 | 0 | 0 | 0
Commercial_Lodging_New_Water Heating_Natural Gas_Water Heater_E2_Codes & Standards Forecast | Commercial | Lodging | New | Water Heating | Natural Gas | Water Heater | E2 |  | Codes & Standards Forecast | 0 | 0 | 0 | 0 | 0 | 0 | 0 | 0 | 0 | 0 | 0 | 0 | 0 | 0 | 0 | 0 | 0 | 0 | 0 | 0 | 0 | 0 | 0 | 0 | 0 | 0 | 0 | 0 | 0 | 0 | 0 | 0 | 0 | 0 | 0 | 0 | 0 | 0 | 0 | 0 | 0 | 0 | 0 | 0 | 0 | 0 | 0 | 0 | 0 | 0 | 0
Commercial_Lodging_New_Water Heating_Natural Gas_Water Heater_E3_Codes & Standards Forecast | Commercial | Lodging | New | Water Heating | Natural Gas | Water Heater | E3 |  | Codes & Standards Forecast | 0 | 0 | 0 | 0 | 0 | 0 | 0 | 0 | 0 | 0 | 0 | 0 | 0 | 0 | 0 | 0 | 0 | 0 | 0 | 0 | 0 | 0 | 0 | 0 | 0 | 0 | 0 | 0 | 0 | 0 | 0 | 0 | 0 | 0 | 0 | 0 | 0 | 0 | 0 | 0 | 0 | 0 | 0 | 0 | 0 | 0 | 0 | 0 | 0 | 0 | 0
Commercial_Lodging_New_Water Heating_Natural Gas_Water Heater_E4_Codes & Standards Forecast | Commercial | Lodging | New | Water Heating | Natural Gas | Water Heater | E4 |  | Codes & Standards Forecast | 0 | 0 | 0 | 0 | 0 | 0 | 0 | 0 | 0 | 0 | 0 | 0 | 0 | 0 | 0 | 0 | 0 | 0 | 0 | 0 | 0 | 0 | 0 | 0 | 0 | 0 | 0 | 0 | 0 | 0 | 0 | 0 | 0 | 0 | 0 | 0 | 0 | 0 | 0 | 0 | 0 | 0 | 0 | 0 | 0 | 0 | 0 | 0 | 0 | 0 | 0
Commercial_Lodging_New_Water Heating_Natural Gas_Water Heater_E5_Codes & Standards Forecast | Commercial | Lodging | New | Water Heating | Natural Gas | Water Heater | E5 |  | Codes & Standards Forecast | 0 | 0 | 0 | 0 | 0 | 0 | 0 | 0 | 0 | 0 | 0 | 0 | 0 | 0 | 0 | 0 | 0 | 0 | 0 | 0 | 0 | 0 | 0 | 0 | 0 | 0 | 0 | 0 | 0 | 0 | 0 | 0 | 0 | 0 | 0 | 0 | 0 | 0 | 0 | 0 | 0 | 0 | 0 | 0 | 0 | 0 | 0 | 0 | 0 | 0 | 0
Commercial_Lodging_New_Water Heating_Natural Gas_Water Heater_E6_Codes & Standards Forecast | Commercial | Lodging | New | Water Heating | Natural Gas | Water Heater | E6 |  | Codes & Standards Forecast | 0 | 0 | 0 | 0 | 0 | 0 | 0 | 0 | 0 | 0 | 0 | 0 | 0 | 0 | 0 | 0 | 0 | 0 | 0 | 0 | 0 | 0 | 0 | 0 | 0 | 0 | 0 | 0 | 0 | 0 | 0 | 0 | 0 | 0 | 0 | 0 | 0 | 0 | 0 | 0 | 0 | 0 | 0 | 0 | 0 | 0 | 0 | 0 | 0 | 0 | 0
Commercial_Lodging_New_Water Heating_Natural Gas_Water Heater_E7_Codes & Standards Forecast | Commercial | Lodging | New | Water Heating | Natural Gas | Water Heater | E7 |  | Codes & Standards Forecast | 0 | 0 | 0 | 0 | 0 | 0 | 0 | 0 | 0 | 0 | 0 | 0 | 0 | 0 | 0 | 0 | 0 | 0 | 0 | 0 | 0 | 0 | 0 | 0 | 0 | 0 | 0 | 0 | 0 | 0 | 0 | 0 | 0 | 0 | 0 | 0 | 0 | 0 | 0 | 0 | 0 | 0 | 0 | 0 | 0 | 0 | 0 | 0 | 0 | 0 | 0
Commercial_Lodging_New_Water Heating_Natural Gas_Water Heater_E8_Codes & Standards Forecast | Commercial | Lodging | New | Water Heating | Natural Gas | Water Heater | E8 |  | Codes & Standards Forecast | 0 | 0 | 0 | 0 | 0 | 0 | 0 | 0 | 0 | 0 | 0 | 0 | 0 | 0 | 0 | 0 | 0 | 0 | 0 | 0 | 0 | 0 | 0 | 0 | 0 | 0 | 0 | 0 | 0 | 0 | 0 | 0 | 0 | 0 | 0 | 0 | 0 | 0 | 0 | 0 | 0 | 0 | 0 | 0 | 0 | 0 | 0 | 0 | 0 | 0 | 0
Commercial_Lodging_New_Water Heating_Natural Gas_Water Heater_E9_Codes & Standards Forecast | Commercial | Lodging | New | Water Heating | Natural Gas | Water Heater | E9 |  | Codes & Standards Forecast | 0 | 0 | 0 | 0 | 0 | 0 | 0 | 0 | 0 | 0 | 0 | 0 | 0 | 0 | 0 | 0 | 0 | 0 | 0 | 0 | 0 | 0 | 0 | 0 | 0 | 0 | 0 | 0 | 0 | 0 | 0 | 0 | 0 | 0 | 0 | 0 | 0 | 0 | 0 | 0 | 0 | 0 | 0 | 0 | 0 | 0 | 0 | 0 | 0 | 0 | 0
Commercial_Lodging_New_Water Heating_Natural Gas_Water Heater_E10_Codes & Standards Forecast | Commercial | Lodging | New | Water Heating | Natural Gas | Water Heater | E10 |  | Codes & Standards Forecast | 0 | 0 | 0 | 0 | 0 | 0 | 0 | 0 | 0 | 0 | 0 | 0 | 0 | 0 | 0 | 0 | 0 | 0 | 0 | 0 | 0 | 0 | 0 | 0 | 0 | 0 | 0 | 0 | 0 | 0 | 0 | 0 | 0 | 0 | 0 | 0 | 0 | 0 | 0 | 0 | 0 | 0 | 0 | 0 | 0 | 0 | 0 | 0 | 0 | 0 | 0
Commercial_Lodging_New_Water Heating_Natural Gas_Water Heater_Vintage_Codes & Standards Forecast | Commercial | Lodging | New | Water Heating | Natural Gas | Water Heater | Vintage |  | Codes & Standards Forecast | 0 | 0 | 0 | 0 | 0 | 0 | 0 | 0 | 0 | 0 | 0 | 0 | 0 | 0 | 0 | 0 | 0 | 0 | 0 | 0 | 0 | 0 | 0 | 0 | 0 | 0 | 0 | 0 | 0 | 0 | 0 | 0 | 0 | 0 | 0 | 0 | 0 | 0 | 0 | 0 | 0 | 0 | 0 | 0 | 0 | 0 | 0 | 0 | 0 | 0 | 0
Commercial_Lodging_New_Food Preparation_Natural Gas_Oven_E1_Codes & Standards Forecast | Commercial | Lodging | New | Food Preparation | Natural Gas | Oven | E1 |  | Codes & Standards Forecast | 0 | 265.5662 | 1546.4908 | 2365.0914 | 3343.85 | 4352.5502 | 5366.3194 | 6243.7333 | 7108.8507 | 7994.2176 | 8893.9961 | 9786.9392 | 10665.9157 | 11532.9113 | 12401.1601 | 13266.783 | 14137.4225 | 14987.7502 | 15804.3025 | 16594.5085 | 17385.1028 | 18191.7056 | 19008.8205 | 19834.581 | 20669.213 | 21506.1965 | 22346.452 | 23187.2735 | 24031.8042 | 24878.1758 | 25730.8446 | 26584.1332 | 26946.618 | 0 | 0 | 0 | 0 | 0 | 0 | 0 | 0 | 0 | 0 | 0 | 0 | 0 | 0 | 0 | 0 | 0 | 0
Commercial_Lodging_New_Food Preparation_Natural Gas_Oven_E2_Codes & Standards Forecast | Commercial | Lodging | New | Food Preparation | Natural Gas | Oven | E2 |  | Codes & Standards Forecast | 0 | 0 | 0 | 0 | 0 | 0 | 0 | 0 | 0 | 0 | 0 | 0 | 0 | 0 | 0 | 0 | 0 | 0 | 0 | 0 | 0 | 0 | 0 | 0 | 0 | 0 | 0 | 0 | 0 | 0 | 0 | 0 | 0 | 0 | 0 | 0 | 0 | 0 | 0 | 0 | 0 | 0 | 0 | 0 | 0 | 0 | 0 | 0 | 0 | 0 | 0
Commercial_Lodging_New_Food Preparation_Natural Gas_Oven_E3_Codes & Standards Forecast | Commercial | Lodging | New | Food Preparation | Natural Gas | Oven | E3 |  | Codes & Standards Forecast | 0 | 0 | 0 | 0 | 0 | 0 | 0 | 0 | 0 | 0 | 0 | 0 | 0 | 0 | 0 | 0 | 0 | 0 | 0 | 0 | 0 | 0 | 0 | 0 | 0 | 0 | 0 | 0 | 0 | 0 | 0 | 0 | 0 | 0 | 0 | 0 | 0 | 0 | 0 | 0 | 0 | 0 | 0 | 0 | 0 | 0 | 0 | 0 | 0 | 0 | 0
Commercial_Lodging_New_Food Preparation_Natural Gas_Oven_E4_Codes & Standards Forecast | Commercial | Lodging | New | Food Preparation | Natural Gas | Oven | E4 |  | Codes & Standards Forecast | 0 | 0 | 0 | 0 | 0 | 0 | 0 | 0 | 0 | 0 | 0 | 0 | 0 | 0 | 0 | 0 | 0 | 0 | 0 | 0 | 0 | 0 | 0 | 0 | 0 | 0 | 0 | 0 | 0 | 0 | 0 | 0 | 0 | 0 | 0 | 0 | 0 | 0 | 0 | 0 | 0 | 0 | 0 | 0 | 0 | 0 | 0 | 0 | 0 | 0 | 0
Commercial_Lodging_New_Food Preparation_Natural Gas_Oven_E5_Codes & Standards Forecast | Commercial | Lodging | New | Food Preparation | Natural Gas | Oven | E5 |  | Codes & Standards Forecast | 0 | 0 | 0 | 0 | 0 | 0 | 0 | 0 | 0 | 0 | 0 | 0 | 0 | 0 | 0 | 0 | 0 | 0 | 0 | 0 | 0 | 0 | 0 | 0 | 0 | 0 | 0 | 0 | 0 | 0 | 0 | 0 | 0 | 0 | 0 | 0 | 0 | 0 | 0 | 0 | 0 | 0 | 0 | 0 | 0 | 0 | 0 | 0 | 0 | 0 | 0
Commercial_Lodging_New_Food Preparation_Natural Gas_Oven_E6_Codes & Standards Forecast | Commercial | Lodging | New | Food Preparation | Natural Gas | Oven | E6 |  | Codes & Standards Forecast | 0 | 0 | 0 | 0 | 0 | 0 | 0 | 0 | 0 | 0 | 0 | 0 | 0 | 0 | 0 | 0 | 0 | 0 | 0 | 0 | 0 | 0 | 0 | 0 | 0 | 0 | 0 | 0 | 0 | 0 | 0 | 0 | 0 | 0 | 0 | 0 | 0 | 0 | 0 | 0 | 0 | 0 | 0 | 0 | 0 | 0 | 0 | 0 | 0 | 0 | 0
Commercial_Lodging_New_Food Preparation_Natural Gas_Oven_E7_Codes & Standards Forecast | Commercial | Lodging | New | Food Preparation | Natural Gas | Oven | E7 |  | Codes & Standards Forecast | 0 | 0 | 0 | 0 | 0 | 0 | 0 | 0 | 0 | 0 | 0 | 0 | 0 | 0 | 0 | 0 | 0 | 0 | 0 | 0 | 0 | 0 | 0 | 0 | 0 | 0 | 0 | 0 | 0 | 0 | 0 | 0 | 0 | 0 | 0 | 0 | 0 | 0 | 0 | 0 | 0 | 0 | 0 | 0 | 0 | 0 | 0 | 0 | 0 | 0 | 0
Commercial_Lodging_New_Food Preparation_Natural Gas_Oven_E8_Codes & Standards Forecast | Commercial | Lodging | New | Food Preparation | Natural Gas | Oven | E8 |  | Codes & Standards Forecast | 0 | 0 | 0 | 0 | 0 | 0 | 0 | 0 | 0 | 0 | 0 | 0 | 0 | 0 | 0 | 0 | 0 | 0 | 0 | 0 | 0 | 0 | 0 | 0 | 0 | 0 | 0 | 0 | 0 | 0 | 0 | 0 | 0 | 0 | 0 | 0 | 0 | 0 | 0 | 0 | 0 | 0 | 0 | 0 | 0 | 0 | 0 | 0 | 0 | 0 | 0
Commercial_Lodging_New_Food Preparation_Natural Gas_Oven_E9_Codes & Standards Forecast | Commercial | Lodging | New | Food Preparation | Natural Gas | Oven | E9 |  | Codes & Standards Forecast | 0 | 0 | 0 | 0 | 0 | 0 | 0 | 0 | 0 | 0 | 0 | 0 | 0 | 0 | 0 | 0 | 0 | 0 | 0 | 0 | 0 | 0 | 0 | 0 | 0 | 0 | 0 | 0 | 0 | 0 | 0 | 0 | 0 | 0 | 0 | 0 | 0 | 0 | 0 | 0 | 0 | 0 | 0 | 0 | 0 | 0 | 0 | 0 | 0 | 0 | 0
Commercial_Lodging_New_Food Preparation_Natural Gas_Oven_E10_Codes & Standards Forecast | Commercial | Lodging | New | Food Preparation | Natural Gas | Oven | E10 |  | Codes & Standards Forecast | 0 | 0 | 0 | 0 | 0 | 0 | 0 | 0 | 0 | 0 | 0 | 0 | 0 | 0 | 0 | 0 | 0 | 0 | 0 | 0 | 0 | 0 | 0 | 0 | 0 | 0 | 0 | 0 | 0 | 0 | 0 | 0 | 0 | 0 | 0 | 0 | 0 | 0 | 0 | 0 | 0 | 0 | 0 | 0 | 0 | 0 | 0 | 0 | 0 | 0 | 0
Commercial_Lodging_New_Food Preparation_Natural Gas_Oven_Vintage_Codes & Standards Forecast | Commercial | Lodging | New | Food Preparation | Natural Gas | Oven | Vintage |  | Codes & Standards Forecast | 0 | 0 | 0 | 0 | 0 | 0 | 0 | 0 | 0 | 0 | 0 | 0 | 0 | 0 | 0 | 0 | 0 | 0 | 0 | 0 | 0 | 0 | 0 | 0 | 0 | 0 | 0 | 0 | 0 | 0 | 0 | 0 | 0 | 0 | 0 | 0 | 0 | 0 | 0 | 0 | 0 | 0 | 0 | 0 | 0 | 0 | 0 | 0 | 0 | 0 | 0
Commercial_Lodging_New_Food Preparation_Natural Gas_Conveyor Oven_E1_Codes & Standards Forecast | Commercial | Lodging | New | Food Preparation | Natural Gas | Conveyor Oven | E1 |  | Codes & Standards Forecast | 0 | 132.7831 | 773.2454 | 1182.5457 | 1671.925 | 2176.2751 | 2683.1597 | 3121.8667 | 3554.4254 | 3997.1088 | 4446.998 | 4893.4696 | 5332.9579 | 5766.4556 | 6200.5801 | 6633.3915 | 7068.7112 | 7493.8751 | 7902.1513 | 8297.2543 | 8692.5514 | 9095.8528 | 9504.4102 | 9917.2905 | 10334.6065 | 10753.0982 | 11173.226 | 11593.6367 | 12015.9021 | 12439.0879 | 12865.4223 | 13292.0666 | 13473.309 | 0 | 0 | 0 | 0 | 0 | 0 | 0 | 0 | 0 | 0 | 0 | 0 | 0 | 0 | 0 | 0 | 0 | 0
Commercial_Lodging_New_Food Preparation_Natural Gas_Conveyor Oven_E2_Codes & Standards Forecast | Commercial | Lodging | New | Food Preparation | Natural Gas | Conveyor Oven | E2 |  | Codes & Standards Forecast | 0 | 0 | 0 | 0 | 0 | 0 | 0 | 0 | 0 | 0 | 0 | 0 | 0 | 0 | 0 | 0 | 0 | 0 | 0 | 0 | 0 | 0 | 0 | 0 | 0 | 0 | 0 | 0 | 0 | 0 | 0 | 0 | 0 | 0 | 0 | 0 | 0 | 0 | 0 | 0 | 0 | 0 | 0 | 0 | 0 | 0 | 0 | 0 | 0 | 0 | 0
Commercial_Lodging_New_Food Preparation_Natural Gas_Conveyor Oven_E3_Codes & Standards Forecast | Commercial | Lodging | New | Food Preparation | Natural Gas | Conveyor Oven | E3 |  | Codes & Standards Forecast | 0 | 0 | 0 | 0 | 0 | 0 | 0 | 0 | 0 | 0 | 0 | 0 | 0 | 0 | 0 | 0 | 0 | 0 | 0 | 0 | 0 | 0 | 0 | 0 | 0 | 0 | 0 | 0 | 0 | 0 | 0 | 0 | 0 | 0 | 0 | 0 | 0 | 0 | 0 | 0 | 0 | 0 | 0 | 0 | 0 | 0 | 0 | 0 | 0 | 0 | 0
Commercial_Lodging_New_Food Preparation_Natural Gas_Conveyor Oven_E4_Codes & Standards Forecast | Commercial | Lodging | New | Food Preparation | Natural Gas | Conveyor Oven | E4 |  | Codes & Standards Forecast | 0 | 0 | 0 | 0 | 0 | 0 | 0 | 0 | 0 | 0 | 0 | 0 | 0 | 0 | 0 | 0 | 0 | 0 | 0 | 0 | 0 | 0 | 0 | 0 | 0 | 0 | 0 | 0 | 0 | 0 | 0 | 0 | 0 | 0 | 0 | 0 | 0 | 0 | 0 | 0 | 0 | 0 | 0 | 0 | 0 | 0 | 0 | 0 | 0 | 0 | 0
Commercial_Lodging_New_Food Preparation_Natural Gas_Conveyor Oven_E5_Codes & Standards Forecast | Commercial | Lodging | New | Food Preparation | Natural Gas | Conveyor Oven | E5 |  | Codes & Standards Forecast | 0 | 0 | 0 | 0 | 0 | 0 | 0 | 0 | 0 | 0 | 0 | 0 | 0 | 0 | 0 | 0 | 0 | 0 | 0 | 0 | 0 | 0 | 0 | 0 | 0 | 0 | 0 | 0 | 0 | 0 | 0 | 0 | 0 | 0 | 0 | 0 | 0 | 0 | 0 | 0 | 0 | 0 | 0 | 0 | 0 | 0 | 0 | 0 | 0 | 0 | 0
Commercial_Lodging_New_Food Preparation_Natural Gas_Conveyor Oven_E6_Codes & Standards Forecast | Commercial | Lodging | New | Food Preparation | Natural Gas | Conveyor Oven | E6 |  | Codes & Standards Forecast | 0 | 0 | 0 | 0 | 0 | 0 | 0 | 0 | 0 | 0 | 0 | 0 | 0 | 0 | 0 | 0 | 0 | 0 | 0 | 0 | 0 | 0 | 0 | 0 | 0 | 0 | 0 | 0 | 0 | 0 | 0 | 0 | 0 | 0 | 0 | 0 | 0 | 0 | 0 | 0 | 0 | 0 | 0 | 0 | 0 | 0 | 0 | 0 | 0 | 0 | 0
Commercial_Lodging_New_Food Preparation_Natural Gas_Conveyor Oven_E7_Codes & Standards Forecast | Commercial | Lodging | New | Food Preparation | Natural Gas | Conveyor Oven | E7 |  | Codes & Standards Forecast | 0 | 0 | 0 | 0 | 0 | 0 | 0 | 0 | 0 | 0 | 0 | 0 | 0 | 0 | 0 | 0 | 0 | 0 | 0 | 0 | 0 | 0 | 0 | 0 | 0 | 0 | 0 | 0 | 0 | 0 | 0 | 0 | 0 | 0 | 0 | 0 | 0 | 0 | 0 | 0 | 0 | 0 | 0 | 0 | 0 | 0 | 0 | 0 | 0 | 0 | 0
Commercial_Lodging_New_Food Preparation_Natural Gas_Conveyor Oven_E8_Codes & Standards Forecast | Commercial | Lodging | New | Food Preparation | Natural Gas | Conveyor Oven | E8 |  | Codes & Standards Forecast | 0 | 0 | 0 | 0 | 0 | 0 | 0 | 0 | 0 | 0 | 0 | 0 | 0 | 0 | 0 | 0 | 0 | 0 | 0 | 0 | 0 | 0 | 0 | 0 | 0 | 0 | 0 | 0 | 0 | 0 | 0 | 0 | 0 | 0 | 0 | 0 | 0 | 0 | 0 | 0 | 0 | 0 | 0 | 0 | 0 | 0 | 0 | 0 | 0 | 0 | 0
Commercial_Lodging_New_Food Preparation_Natural Gas_Conveyor Oven_E9_Codes & Standards Forecast | Commercial | Lodging | New | Food Preparation | Natural Gas | Conveyor Oven | E9 |  | Codes & Standards Forecast | 0 | 0 | 0 | 0 | 0 | 0 | 0 | 0 | 0 | 0 | 0 | 0 | 0 | 0 | 0 | 0 | 0 | 0 | 0 | 0 | 0 | 0 | 0 | 0 | 0 | 0 | 0 | 0 | 0 | 0 | 0 | 0 | 0 | 0 | 0 | 0 | 0 | 0 | 0 | 0 | 0 | 0 | 0 | 0 | 0 | 0 | 0 | 0 | 0 | 0 | 0
Commercial_Lodging_New_Food Preparation_Natural Gas_Conveyor Oven_E10_Codes & Standards Forecast | Commercial | Lodging | New | Food Preparation | Natural Gas | Conveyor Oven | E10 |  | Codes & Standards Forecast | 0 | 0 | 0 | 0 | 0 | 0 | 0 | 0 | 0 | 0 | 0 | 0 | 0 | 0 | 0 | 0 | 0 | 0 | 0 | 0 | 0 | 0 | 0 | 0 | 0 | 0 | 0 | 0 | 0 | 0 | 0 | 0 | 0 | 0 | 0 | 0 | 0 | 0 | 0 | 0 | 0 | 0 | 0 | 0 | 0 | 0 | 0 | 0 | 0 | 0 | 0
Commercial_Lodging_New_Food Preparation_Natural Gas_Conveyor Oven_Vintage_Codes & Standards Forecast | Commercial | Lodging | New | Food Preparation | Natural Gas | Conveyor Oven | Vintage |  | Codes & Standards Forecast | 0 | 0 | 0 | 0 | 0 | 0 | 0 | 0 | 0 | 0 | 0 | 0 | 0 | 0 | 0 | 0 | 0 | 0 | 0 | 0 | 0 | 0 | 0 | 0 | 0 | 0 | 0 | 0 | 0 | 0 | 0 | 0 | 0 | 0 | 0 | 0 | 0 | 0 | 0 | 0 | 0 | 0 | 0 | 0 | 0 | 0 | 0 | 0 | 0 | 0 | 0
Commercial_Lodging_New_Food Preparation_Natural Gas_Double Rack Oven_E1_Codes & Standards Forecast | Commercial | Lodging | New | Food Preparation | Natural Gas | Double Rack Oven | E1 |  | Codes & Standards Forecast | 0 | 132.7831 | 773.2454 | 1182.5457 | 1671.925 | 2176.2751 | 2683.1597 | 3121.8667 | 3554.4254 | 3997.1088 | 4446.998 | 4893.4696 | 5332.9579 | 5766.4556 | 6200.5801 | 6633.3915 | 7068.7112 | 7493.8751 | 7902.1513 | 8297.2543 | 8692.5514 | 9095.8528 | 9504.4102 | 9917.2905 | 10334.6065 | 10753.0982 | 11173.226 | 11593.6367 | 12015.9021 | 12439.0879 | 12865.4223 | 13292.0666 | 13473.309 | 0 | 0 | 0 | 0 | 0 | 0 | 0 | 0 | 0 | 0 | 0 | 0 | 0 | 0 | 0 | 0 | 0 | 0
Commercial_Lodging_New_Food Preparation_Natural Gas_Double Rack Oven_E2_Codes & Standards Forecast | Commercial | Lodging | New | Food Preparation | Natural Gas | Double Rack Oven | E2 |  | Codes & Standards Forecast | 0 | 0 | 0 | 0 | 0 | 0 | 0 | 0 | 0 | 0 | 0 | 0 | 0 | 0 | 0 | 0 | 0 | 0 | 0 | 0 | 0 | 0 | 0 | 0 | 0 | 0 | 0 | 0 | 0 | 0 | 0 | 0 | 0 | 0 | 0 | 0 | 0 | 0 | 0 | 0 | 0 | 0 | 0 | 0 | 0 | 0 | 0 | 0 | 0 | 0 | 0
Commercial_Lodging_New_Food Preparation_Natural Gas_Double Rack Oven_E3_Codes & Standards Forecast | Commercial | Lodging | New | Food Preparation | Natural Gas | Double Rack Oven | E3 |  | Codes & Standards Forecast | 0 | 0 | 0 | 0 | 0 | 0 | 0 | 0 | 0 | 0 | 0 | 0 | 0 | 0 | 0 | 0 | 0 | 0 | 0 | 0 | 0 | 0 | 0 | 0 | 0 | 0 | 0 | 0 | 0 | 0 | 0 | 0 | 0 | 0 | 0 | 0 | 0 | 0 | 0 | 0 | 0 | 0 | 0 | 0 | 0 | 0 | 0 | 0 | 0 | 0 | 0
Commercial_Lodging_New_Food Preparation_Natural Gas_Double Rack Oven_E4_Codes & Standards Forecast | Commercial | Lodging | New | Food Preparation | Natural Gas | Double Rack Oven | E4 |  | Codes & Standards Forecast | 0 | 0 | 0 | 0 | 0 | 0 | 0 | 0 | 0 | 0 | 0 | 0 | 0 | 0 | 0 | 0 | 0 | 0 | 0 | 0 | 0 | 0 | 0 | 0 | 0 | 0 | 0 | 0 | 0 | 0 | 0 | 0 | 0 | 0 | 0 | 0 | 0 | 0 | 0 | 0 | 0 | 0 | 0 | 0 | 0 | 0 | 0 | 0 | 0 | 0 | 0
Commercial_Lodging_New_Food Preparation_Natural Gas_Double Rack Oven_E5_Codes & Standards Forecast | Commercial | Lodging | New | Food Preparation | Natural Gas | Double Rack Oven | E5 |  | Codes & Standards Forecast | 0 | 0 | 0 | 0 | 0 | 0 | 0 | 0 | 0 | 0 | 0 | 0 | 0 | 0 | 0 | 0 | 0 | 0 | 0 | 0 | 0 | 0 | 0 | 0 | 0 | 0 | 0 | 0 | 0 | 0 | 0 | 0 | 0 | 0 | 0 | 0 | 0 | 0 | 0 | 0 | 0 | 0 | 0 | 0 | 0 | 0 | 0 | 0 | 0 | 0 | 0
Commercial_Lodging_New_Food Preparation_Natural Gas_Double Rack Oven_E6_Codes & Standards Forecast | Commercial | Lodging | New | Food Preparation | Natural Gas | Double Rack Oven | E6 |  | Codes & Standards Forecast | 0 | 0 | 0 | 0 | 0 | 0 | 0 | 0 | 0 | 0 | 0 | 0 | 0 | 0 | 0 | 0 | 0 | 0 | 0 | 0 | 0 | 0 | 0 | 0 | 0 | 0 | 0 | 0 | 0 | 0 | 0 | 0 | 0 | 0 | 0 | 0 | 0 | 0 | 0 | 0 | 0 | 0 | 0 | 0 | 0 | 0 | 0 | 0 | 0 | 0 | 0
Commercial_Lodging_New_Food Preparation_Natural Gas_Double Rack Oven_E7_Codes & Standards Forecast | Commercial | Lodging | New | Food Preparation | Natural Gas | Double Rack Oven | E7 |  | Codes & Standards Forecast | 0 | 0 | 0 | 0 | 0 | 0 | 0 | 0 | 0 | 0 | 0 | 0 | 0 | 0 | 0 | 0 | 0 | 0 | 0 | 0 | 0 | 0 | 0 | 0 | 0 | 0 | 0 | 0 | 0 | 0 | 0 | 0 | 0 | 0 | 0 | 0 | 0 | 0 | 0 | 0 | 0 | 0 | 0 | 0 | 0 | 0 | 0 | 0 | 0 | 0 | 0
Commercial_Lodging_New_Food Preparation_Natural Gas_Double Rack Oven_E8_Codes & Standards Forecast | Commercial | Lodging | New | Food Preparation | Natural Gas | Double Rack Oven | E8 |  | Codes & Standards Forecast | 0 | 0 | 0 | 0 | 0 | 0 | 0 | 0 | 0 | 0 | 0 | 0 | 0 | 0 | 0 | 0 | 0 | 0 | 0 | 0 | 0 | 0 | 0 | 0 | 0 | 0 | 0 | 0 | 0 | 0 | 0 | 0 | 0 | 0 | 0 | 0 | 0 | 0 | 0 | 0 | 0 | 0 | 0 | 0 | 0 | 0 | 0 | 0 | 0 | 0 | 0
Commercial_Lodging_New_Food Preparation_Natural Gas_Double Rack Oven_E9_Codes & Standards Forecast | Commercial | Lodging | New | Food Preparation | Natural Gas | Double Rack Oven | E9 |  | Codes & Standards Forecast | 0 | 0 | 0 | 0 | 0 | 0 | 0 | 0 | 0 | 0 | 0 | 0 | 0 | 0 | 0 | 0 | 0 | 0 | 0 | 0 | 0 | 0 | 0 | 0 | 0 | 0 | 0 | 0 | 0 | 0 | 0 | 0 | 0 | 0 | 0 | 0 | 0 | 0 | 0 | 0 | 0 | 0 | 0 | 0 | 0 | 0 | 0 | 0 | 0 | 0 | 0
Commercial_Lodging_New_Food Preparation_Natural Gas_Double Rack Oven_E10_Codes & Standards Forecast | Commercial | Lodging | New | Food Preparation | Natural Gas | Double Rack Oven | E10 |  | Codes & Standards Forecast | 0 | 0 | 0 | 0 | 0 | 0 | 0 | 0 | 0 | 0 | 0 | 0 | 0 | 0 | 0 | 0 | 0 | 0 | 0 | 0 | 0 | 0 | 0 | 0 | 0 | 0 | 0 | 0 | 0 | 0 | 0 | 0 | 0 | 0 | 0 | 0 | 0 | 0 | 0 | 0 | 0 | 0 | 0 | 0 | 0 | 0 | 0 | 0 | 0 | 0 | 0
Commercial_Lodging_New_Food Preparation_Natural Gas_Double Rack Oven_Vintage_Codes & Standards Forecast | Commercial | Lodging | New | Food Preparation | Natural Gas | Double Rack Oven | Vintage |  | Codes & Standards Forecast | 0 | 0 | 0 | 0 | 0 | 0 | 0 | 0 | 0 | 0 | 0 | 0 | 0 | 0 | 0 | 0 | 0 | 0 | 0 | 0 | 0 | 0 | 0 | 0 | 0 | 0 | 0 | 0 | 0 | 0 | 0 | 0 | 0 | 0 | 0 | 0 | 0 | 0 | 0 | 0 | 0 | 0 | 0 | 0 | 0 | 0 | 0 | 0 | 0 | 0 | 0
Commercial_Lodging_New_Food Preparation_Natural Gas_Fryer_E1_Codes & Standards Forecast | Commercial | Lodging | New | Food Preparation | Natural Gas | Fryer | E1 |  | Codes & Standards Forecast | 0 | 201.748 | 1174.8535 | 1174.8535 | 1174.8535 | 1174.8535 | 1174.8535 | 1174.8535 | 1174.8535 | 1134.5039 | 907.6031 | 726.0825 | 580.866 | 464.6928 | 318.8672 | 0 | 0 | 0 | 0 | 0 | 0 | 0 | 0 | 0 | 0 | 0 | 0 | 0 | 0 | 0 | 0 | 0 | 0 | 0 | 0 | 0 | 0 | 0 | 0 | 0 | 0 | 0 | 0 | 0 | 0 | 0 | 0 | 0 | 0 | 0 | 0
Commercial_Lodging_New_Food Preparation_Natural Gas_Fryer_E2_Codes & Standards Forecast | Commercial | Lodging | New | Food Preparation | Natural Gas | Fryer | E2 |  | Codes & Standards Forecast | 0 | 0 | 0 | 621.8826 | 1365.4356 | 2131.735 | 2901.8853 | 3568.4478 | 4225.6688 | 4938.6226 | 5849.0761 | 6708.9566 | 7521.9227 | 8296.7437 | 9102.1692 | 10078.6414 | 10740.0574 | 11386.0428 | 12006.3693 | 12606.6809 | 13207.2874 | 13820.0554 | 14440.8094 | 15068.1313 | 15702.1928 | 16338.0407 | 16976.3744 | 17615.138 | 18256.7195 | 18899.6995 | 19547.4634 | 20195.6981 | 20471.0741 | 0 | 0 | 0 | 0 | 0 | 0 | 0 | 0 | 0 | 0 | 0 | 0 | 0 | 0 | 0 | 0 | 0 | 0
Commercial_Lodging_New_Food Preparation_Natural Gas_Fryer_E3_Codes & Standards Forecast | Commercial | Lodging | New | Food Preparation | Natural Gas | Fryer | E3 |  | Codes & Standards Forecast | 0 | 0 | 0 | 0 | 0 | 0 | 0 | 0 | 0 | 0 | 0 | 0 | 0 | 0 | 0 | 0 | 0 | 0 | 0 | 0 | 0 | 0 | 0 | 0 | 0 | 0 | 0 | 0 | 0 | 0 | 0 | 0 | 0 | 0 | 0 | 0 | 0 | 0 | 0 | 0 | 0 | 0 | 0 | 0 | 0 | 0 | 0 | 0 | 0 | 0 | 0
Commercial_Lodging_New_Food Preparation_Natural Gas_Fryer_E4_Codes & Standards Forecast | Commercial | Lodging | New | Food Preparation | Natural Gas | Fryer | E4 |  | Codes & Standards Forecast | 0 | 0 | 0 | 0 | 0 | 0 | 0 | 0 | 0 | 0 | 0 | 0 | 0 | 0 | 0 | 0 | 0 | 0 | 0 | 0 | 0 | 0 | 0 | 0 | 0 | 0 | 0 | 0 | 0 | 0 | 0 | 0 | 0 | 0 | 0 | 0 | 0 | 0 | 0 | 0 | 0 | 0 | 0 | 0 | 0 | 0 | 0 | 0 | 0 | 0 | 0
Commercial_Lodging_New_Food Preparation_Natural Gas_Fryer_E5_Codes & Standards Forecast | Commercial | Lodging | New | Food Preparation | Natural Gas | Fryer | E5 |  | Codes & Standards Forecast | 0 | 0 | 0 | 0 | 0 | 0 | 0 | 0 | 0 | 0 | 0 | 0 | 0 | 0 | 0 | 0 | 0 | 0 | 0 | 0 | 0 | 0 | 0 | 0 | 0 | 0 | 0 | 0 | 0 | 0 | 0 | 0 | 0 | 0 | 0 | 0 | 0 | 0 | 0 | 0 | 0 | 0 | 0 | 0 | 0 | 0 | 0 | 0 | 0 | 0 | 0
Commercial_Lodging_New_Food Preparation_Natural Gas_Fryer_E6_Codes & Standards Forecast | Commercial | Lodging | New | Food Preparation | Natural Gas | Fryer | E6 |  | Codes & Standards Forecast | 0 | 0 | 0 | 0 | 0 | 0 | 0 | 0 | 0 | 0 | 0 | 0 | 0 | 0 | 0 | 0 | 0 | 0 | 0 | 0 | 0 | 0 | 0 | 0 | 0 | 0 | 0 | 0 | 0 | 0 | 0 | 0 | 0 | 0 | 0 | 0 | 0 | 0 | 0 | 0 | 0 | 0 | 0 | 0 | 0 | 0 | 0 | 0 | 0 | 0 | 0
Commercial_Lodging_New_Food Preparation_Natural Gas_Fryer_E7_Codes & Standards Forecast | Commercial | Lodging | New | Food Preparation | Natural Gas | Fryer | E7 |  | Codes & Standards Forecast | 0 | 0 | 0 | 0 | 0 | 0 | 0 | 0 | 0 | 0 | 0 | 0 | 0 | 0 | 0 | 0 | 0 | 0 | 0 | 0 | 0 | 0 | 0 | 0 | 0 | 0 | 0 | 0 | 0 | 0 | 0 | 0 | 0 | 0 | 0 | 0 | 0 | 0 | 0 | 0 | 0 | 0 | 0 | 0 | 0 | 0 | 0 | 0 | 0 | 0 | 0
Commercial_Lodging_New_Food Preparation_Natural Gas_Fryer_E8_Codes & Standards Forecast | Commercial | Lodging | New | Food Preparation | Natural Gas | Fryer | E8 |  | Codes & Standards Forecast | 0 | 0 | 0 | 0 | 0 | 0 | 0 | 0 | 0 | 0 | 0 | 0 | 0 | 0 | 0 | 0 | 0 | 0 | 0 | 0 | 0 | 0 | 0 | 0 | 0 | 0 | 0 | 0 | 0 | 0 | 0 | 0 | 0 | 0 | 0 | 0 | 0 | 0 | 0 | 0 | 0 | 0 | 0 | 0 | 0 | 0 | 0 | 0 | 0 | 0 | 0
Commercial_Lodging_New_Food Preparation_Natural Gas_Fryer_E9_Codes & Standards Forecast | Commercial | Lodging | New | Food Preparation | Natural Gas | Fryer | E9 |  | Codes & Standards Forecast | 0 | 0 | 0 | 0 | 0 | 0 | 0 | 0 | 0 | 0 | 0 | 0 | 0 | 0 | 0 | 0 | 0 | 0 | 0 | 0 | 0 | 0 | 0 | 0 | 0 | 0 | 0 | 0 | 0 | 0 | 0 | 0 | 0 | 0 | 0 | 0 | 0 | 0 | 0 | 0 | 0 | 0 | 0 | 0 | 0 | 0 | 0 | 0 | 0 | 0 | 0
Commercial_Lodging_New_Food Preparation_Natural Gas_Fryer_E10_Codes & Standards Forecast | Commercial | Lodging | New | Food Preparation | Natural Gas | Fryer | E10 |  | Codes & Standards Forecast | 0 | 0 | 0 | 0 | 0 | 0 | 0 | 0 | 0 | 0 | 0 | 0 | 0 | 0 | 0 | 0 | 0 | 0 | 0 | 0 | 0 | 0 | 0 | 0 | 0 | 0 | 0 | 0 | 0 | 0 | 0 | 0 | 0 | 0 | 0 | 0 | 0 | 0 | 0 | 0 | 0 | 0 | 0 | 0 | 0 | 0 | 0 | 0 | 0 | 0 | 0
Commercial_Lodging_New_Food Preparation_Natural Gas_Fryer_Vintage_Codes & Standards Forecast | Commercial | Lodging | New | Food Preparation | Natural Gas | Fryer | Vintage |  | Codes & Standards Forecast | 0 | 0 | 0 | 0 | 0 | 0 | 0 | 0 | 0 | 0 | 0 | 0 | 0 | 0 | 0 | 0 | 0 | 0 | 0 | 0 | 0 | 0 | 0 | 0 | 0 | 0 | 0 | 0 | 0 | 0 | 0 | 0 | 0 | 0 | 0 | 0 | 0 | 0 | 0 | 0 | 0 | 0 | 0 | 0 | 0 | 0 | 0 | 0 | 0 | 0 | 0
Commercial_Lodging_New_Food Preparation_Natural Gas_Broiler_E1_Codes & Standards Forecast | Commercial | Lodging | New | Food Preparation | Natural Gas | Broiler | E1 |  | Codes & Standards Forecast | 0 | 201.748 | 1174.8535 | 1796.7361 | 2540.2891 | 3306.5885 | 4076.7388 | 4743.3013 | 5400.5223 | 6073.1265 | 6756.6792 | 7435.039 | 8102.7887 | 8761.4365 | 9421.0364 | 10078.6414 | 10740.0574 | 11386.0428 | 12006.3693 | 12606.6809 | 13207.2874 | 13820.0554 | 14440.8094 | 15068.1313 | 15702.1928 | 16338.0407 | 16976.3744 | 17615.138 | 18256.7195 | 18899.6995 | 19547.4634 | 20195.6981 | 20471.0741 | 0 | 0 | 0 | 0 | 0 | 0 | 0 | 0 | 0 | 0 | 0 | 0 | 0 | 0 | 0 | 0 | 0 | 0
Commercial_Lodging_New_Food Preparation_Natural Gas_Broiler_E2_Codes & Standards Forecast | Commercial | Lodging | New | Food Preparation | Natural Gas | Broiler | E2 |  | Codes & Standards Forecast | 0 | 0 | 0 | 0 | 0 | 0 | 0 | 0 | 0 | 0 | 0 | 0 | 0 | 0 | 0 | 0 | 0 | 0 | 0 | 0 | 0 | 0 | 0 | 0 | 0 | 0 | 0 | 0 | 0 | 0 | 0 | 0 | 0 | 0 | 0 | 0 | 0 | 0 | 0 | 0 | 0 | 0 | 0 | 0 | 0 | 0 | 0 | 0 | 0 | 0 | 0
Commercial_Lodging_New_Food Preparation_Natural Gas_Broiler_E3_Codes & Standards Forecast | Commercial | Lodging | New | Food Preparation | Natural Gas | Broiler | E3 |  | Codes & Standards Forecast | 0 | 0 | 0 | 0 | 0 | 0 | 0 | 0 | 0 | 0 | 0 | 0 | 0 | 0 | 0 | 0 | 0 | 0 | 0 | 0 | 0 | 0 | 0 | 0 | 0 | 0 | 0 | 0 | 0 | 0 | 0 | 0 | 0 | 0 | 0 | 0 | 0 | 0 | 0 | 0 | 0 | 0 | 0 | 0 | 0 | 0 | 0 | 0 | 0 | 0 | 0
Commercial_Lodging_New_Food Preparation_Natural Gas_Broiler_E4_Codes & Standards Forecast | Commercial | Lodging | New | Food Preparation | Natural Gas | Broiler | E4 |  | Codes & Standards Forecast | 0 | 0 | 0 | 0 | 0 | 0 | 0 | 0 | 0 | 0 | 0 | 0 | 0 | 0 | 0 | 0 | 0 | 0 | 0 | 0 | 0 | 0 | 0 | 0 | 0 | 0 | 0 | 0 | 0 | 0 | 0 | 0 | 0 | 0 | 0 | 0 | 0 | 0 | 0 | 0 | 0 | 0 | 0 | 0 | 0 | 0 | 0 | 0 | 0 | 0 | 0
Commercial_Lodging_New_Food Preparation_Natural Gas_Broiler_E5_Codes & Standards Forecast | Commercial | Lodging | New | Food Preparation | Natural Gas | Broiler | E5 |  | Codes & Standards Forecast | 0 | 0 | 0 | 0 | 0 | 0 | 0 | 0 | 0 | 0 | 0 | 0 | 0 | 0 | 0 | 0 | 0 | 0 | 0 | 0 | 0 | 0 | 0 | 0 | 0 | 0 | 0 | 0 | 0 | 0 | 0 | 0 | 0 | 0 | 0 | 0 | 0 | 0 | 0 | 0 | 0 | 0 | 0 | 0 | 0 | 0 | 0 | 0 | 0 | 0 | 0
Commercial_Lodging_New_Food Preparation_Natural Gas_Broiler_E6_Codes & Standards Forecast | Commercial | Lodging | New | Food Preparation | Natural Gas | Broiler | E6 |  | Codes & Standards Forecast | 0 | 0 | 0 | 0 | 0 | 0 | 0 | 0 | 0 | 0 | 0 | 0 | 0 | 0 | 0 | 0 | 0 | 0 | 0 | 0 | 0 | 0 | 0 | 0 | 0 | 0 | 0 | 0 | 0 | 0 | 0 | 0 | 0 | 0 | 0 | 0 | 0 | 0 | 0 | 0 | 0 | 0 | 0 | 0 | 0 | 0 | 0 | 0 | 0 | 0 | 0
Commercial_Lodging_New_Food Preparation_Natural Gas_Broiler_E7_Codes & Standards Forecast | Commercial | Lodging | New | Food Preparation | Natural Gas | Broiler | E7 |  | Codes & Standards Forecast | 0 | 0 | 0 | 0 | 0 | 0 | 0 | 0 | 0 | 0 | 0 | 0 | 0 | 0 | 0 | 0 | 0 | 0 | 0 | 0 | 0 | 0 | 0 | 0 | 0 | 0 | 0 | 0 | 0 | 0 | 0 | 0 | 0 | 0 | 0 | 0 | 0 | 0 | 0 | 0 | 0 | 0 | 0 | 0 | 0 | 0 | 0 | 0 | 0 | 0 | 0
Commercial_Lodging_New_Food Preparation_Natural Gas_Broiler_E8_Codes & Standards Forecast | Commercial | Lodging | New | Food Preparation | Natural Gas | Broiler | E8 |  | Codes & Standards Forecast | 0 | 0 | 0 | 0 | 0 | 0 | 0 | 0 | 0 | 0 | 0 | 0 | 0 | 0 | 0 | 0 | 0 | 0 | 0 | 0 | 0 | 0 | 0 | 0 | 0 | 0 | 0 | 0 | 0 | 0 | 0 | 0 | 0 | 0 | 0 | 0 | 0 | 0 | 0 | 0 | 0 | 0 | 0 | 0 | 0 | 0 | 0 | 0 | 0 | 0 | 0
Commercial_Lodging_New_Food Preparation_Natural Gas_Broiler_E9_Codes & Standards Forecast | Commercial | Lodging | New | Food Preparation | Natural Gas | Broiler | E9 |  | Codes & Standards Forecast | 0 | 0 | 0 | 0 | 0 | 0 | 0 | 0 | 0 | 0 | 0 | 0 | 0 | 0 | 0 | 0 | 0 | 0 | 0 | 0 | 0 | 0 | 0 | 0 | 0 | 0 | 0 | 0 | 0 | 0 | 0 | 0 | 0 | 0 | 0 | 0 | 0 | 0 | 0 | 0 | 0 | 0 | 0 | 0 | 0 | 0 | 0 | 0 | 0 | 0 | 0
Commercial_Lodging_New_Food Preparation_Natural Gas_Broiler_E10_Codes & Standards Forecast | Commercial | Lodging | New | Food Preparation | Natural Gas | Broiler | E10 |  | Codes & Standards Forecast | 0 | 0 | 0 | 0 | 0 | 0 | 0 | 0 | 0 | 0 | 0 | 0 | 0 | 0 | 0 | 0 | 0 | 0 | 0 | 0 | 0 | 0 | 0 | 0 | 0 | 0 | 0 | 0 | 0 | 0 | 0 | 0 | 0 | 0 | 0 | 0 | 0 | 0 | 0 | 0 | 0 | 0 | 0 | 0 | 0 | 0 | 0 | 0 | 0 | 0 | 0
Commercial_Lodging_New_Food Preparation_Natural Gas_Broiler_Vintage_Codes & Standards Forecast | Commercial | Lodging | New | Food Preparation | Natural Gas | Broiler | Vintage |  | Codes & Standards Forecast | 0 | 0 | 0 | 0 | 0 | 0 | 0 | 0 | 0 | 0 | 0 | 0 | 0 | 0 | 0 | 0 | 0 | 0 | 0 | 0 | 0 | 0 | 0 | 0 | 0 | 0 | 0 | 0 | 0 | 0 | 0 | 0 | 0 | 0 | 0 | 0 | 0 | 0 | 0 | 0 | 0 | 0 | 0 | 0 | 0 | 0 | 0 | 0 | 0 | 0 | 0
Commercial_Lodging_New_Food Preparation_Natural Gas_Griddle_E1_Codes & Standards Forecast | Commercial | Lodging | New | Food Preparation | Natural Gas | Griddle | E1 |  | Codes & Standards Forecast | 0 | 539.3671 | 3140.9349 | 3140.9349 | 3140.9349 | 3140.9349 | 3140.9349 | 3140.9349 | 3140.9349 | 3140.9349 | 3140.9349 | 3140.9349 | 3033.0614 | 2426.4492 | 1941.1593 | 1552.9275 | 1242.342 | 852.4817 | 0 | 0 | 0 | 0 | 0 | 0 | 0 | 0 | 0 | 0 | 0 | 0 | 0 | 0 | 0 | 0 | 0 | 0 | 0 | 0 | 0 | 0 | 0 | 0 | 0 | 0 | 0 | 0 | 0 | 0 | 0 | 0 | 0
Commercial_Lodging_New_Food Preparation_Natural Gas_Griddle_E2_Codes & Standards Forecast | Commercial | Lodging | New | Food Preparation | Natural Gas | Griddle | E2 |  | Codes & Standards Forecast | 0 | 0 | 0 | 1662.584 | 3650.4503 | 5699.1284 | 7758.1014 | 9540.1359 | 11297.1961 | 13095.383 | 14922.8402 | 16736.4144 | 18629.496 | 20996.9831 | 23245.693 | 25392.0117 | 27470.8726 | 29587.7551 | 32098.6609 | 33703.5755 | 35309.2785 | 36947.495 | 38607.0618 | 40284.1879 | 41979.3318 | 43679.2517 | 45385.8172 | 47093.5321 | 48808.7806 | 50527.768 | 52259.5449 | 53992.5807 | 54728.7901 | 0 | 0 | 0 | 0 | 0 | 0 | 0 | 0 | 0 | 0 | 0 | 0 | 0 | 0 | 0 | 0 | 0 | 0
Commercial_Lodging_New_Food Preparation_Natural Gas_Griddle_E3_Codes & Standards Forecast | Commercial | Lodging | New | Food Preparation | Natural Gas | Griddle | E3 |  | Codes & Standards Forecast | 0 | 0 | 0 | 0 | 0 | 0 | 0 | 0 | 0 | 0 | 0 | 0 | 0 | 0 | 0 | 0 | 0 | 0 | 0 | 0 | 0 | 0 | 0 | 0 | 0 | 0 | 0 | 0 | 0 | 0 | 0 | 0 | 0 | 0 | 0 | 0 | 0 | 0 | 0 | 0 | 0 | 0 | 0 | 0 | 0 | 0 | 0 | 0 | 0 | 0 | 0
Commercial_Lodging_New_Food Preparation_Natural Gas_Griddle_E4_Codes & Standards Forecast | Commercial | Lodging | New | Food Preparation | Natural Gas | Griddle | E4 |  | Codes & Standards Forecast | 0 | 0 | 0 | 0 | 0 | 0 | 0 | 0 | 0 | 0 | 0 | 0 | 0 | 0 | 0 | 0 | 0 | 0 | 0 | 0 | 0 | 0 | 0 | 0 | 0 | 0 | 0 | 0 | 0 | 0 | 0 | 0 | 0 | 0 | 0 | 0 | 0 | 0 | 0 | 0 | 0 | 0 | 0 | 0 | 0 | 0 | 0 | 0 | 0 | 0 | 0
Commercial_Lodging_New_Food Preparation_Natural Gas_Griddle_E5_Codes & Standards Forecast | Commercial | Lodging | New | Food Preparation | Natural Gas | Griddle | E5 |  | Codes & Standards Forecast | 0 | 0 | 0 | 0 | 0 | 0 | 0 | 0 | 0 | 0 | 0 | 0 | 0 | 0 | 0 | 0 | 0 | 0 | 0 | 0 | 0 | 0 | 0 | 0 | 0 | 0 | 0 | 0 | 0 | 0 | 0 | 0 | 0 | 0 | 0 | 0 | 0 | 0 | 0 | 0 | 0 | 0 | 0 | 0 | 0 | 0 | 0 | 0 | 0 | 0 | 0
Commercial_Lodging_New_Food Preparation_Natural Gas_Griddle_E6_Codes & Standards Forecast | Commercial | Lodging | New | Food Preparation | Natural Gas | Griddle | E6 |  | Codes & Standards Forecast | 0 | 0 | 0 | 0 | 0 | 0 | 0 | 0 | 0 | 0 | 0 | 0 | 0 | 0 | 0 | 0 | 0 | 0 | 0 | 0 | 0 | 0 | 0 | 0 | 0 | 0 | 0 | 0 | 0 | 0 | 0 | 0 | 0 | 0 | 0 | 0 | 0 | 0 | 0 | 0 | 0 | 0 | 0 | 0 | 0 | 0 | 0 | 0 | 0 | 0 | 0
Commercial_Lodging_New_Food Preparation_Natural Gas_Griddle_E7_Codes & Standards Forecast | Commercial | Lodging | New | Food Preparation | Natural Gas | Griddle | E7 |  | Codes & Standards Forecast | 0 | 0 | 0 | 0 | 0 | 0 | 0 | 0 | 0 | 0 | 0 | 0 | 0 | 0 | 0 | 0 | 0 | 0 | 0 | 0 | 0 | 0 | 0 | 0 | 0 | 0 | 0 | 0 | 0 | 0 | 0 | 0 | 0 | 0 | 0 | 0 | 0 | 0 | 0 | 0 | 0 | 0 | 0 | 0 | 0 | 0 | 0 | 0 | 0 | 0 | 0
Commercial_Lodging_New_Food Preparation_Natural Gas_Griddle_E8_Codes & Standards Forecast | Commercial | Lodging | New | Food Preparation | Natural Gas | Griddle | E8 |  | Codes & Standards Forecast | 0 | 0 | 0 | 0 | 0 | 0 | 0 | 0 | 0 | 0 | 0 | 0 | 0 | 0 | 0 | 0 | 0 | 0 | 0 | 0 | 0 | 0 | 0 | 0 | 0 | 0 | 0 | 0 | 0 | 0 | 0 | 0 | 0 | 0 | 0 | 0 | 0 | 0 | 0 | 0 | 0 | 0 | 0 | 0 | 0 | 0 | 0 | 0 | 0 | 0 | 0
Commercial_Lodging_New_Food Preparation_Natural Gas_Griddle_E9_Codes & Standards Forecast | Commercial | Lodging | New | Food Preparation | Natural Gas | Griddle | E9 |  | Codes & Standards Forecast | 0 | 0 | 0 | 0 | 0 | 0 | 0 | 0 | 0 | 0 | 0 | 0 | 0 | 0 | 0 | 0 | 0 | 0 | 0 | 0 | 0 | 0 | 0 | 0 | 0 | 0 | 0 | 0 | 0 | 0 | 0 | 0 | 0 | 0 | 0 | 0 | 0 | 0 | 0 | 0 | 0 | 0 | 0 | 0 | 0 | 0 | 0 | 0 | 0 | 0 | 0
Commercial_Lodging_New_Food Preparation_Natural Gas_Griddle_E10_Codes & Standards Forecast | Commercial | Lodging | New | Food Preparation | Natural Gas | Griddle | E10 |  | Codes & Standards Forecast | 0 | 0 | 0 | 0 | 0 | 0 | 0 | 0 | 0 | 0 | 0 | 0 | 0 | 0 | 0 | 0 | 0 | 0 | 0 | 0 | 0 | 0 | 0 | 0 | 0 | 0 | 0 | 0 | 0 | 0 | 0 | 0 | 0 | 0 | 0 | 0 | 0 | 0 | 0 | 0 | 0 | 0 | 0 | 0 | 0 | 0 | 0 | 0 | 0 | 0 | 0
Commercial_Lodging_New_Food Preparation_Natural Gas_Griddle_Vintage_Codes & Standards Forecast | Commercial | Lodging | New | Food Preparation | Natural Gas | Griddle | Vintage |  | Codes & Standards Forecast | 0 | 0 | 0 | 0 | 0 | 0 | 0 | 0 | 0 | 0 | 0 | 0 | 0 | 0 | 0 | 0 | 0 | 0 | 0 | 0 | 0 | 0 | 0 | 0 | 0 | 0 | 0 | 0 | 0 | 0 | 0 | 0 | 0 | 0 | 0 | 0 | 0 | 0 | 0 | 0 | 0 | 0 | 0 | 0 | 0 | 0 | 0 | 0 | 0 | 0 | 0
Commercial_Lodging_New_Food Preparation_Natural Gas_Range_E1_Codes & Standards Forecast | Commercial | Lodging | New | Food Preparation | Natural Gas | Range | E1 |  | Codes & Standards Forecast | 0 | 8.2346 | 47.9532 | 73.3362 | 103.6853 | 134.9628 | 166.3975 | 193.6041 | 220.4295 | 247.8827 | 275.7828 | 303.471 | 330.7261 | 357.6097 | 384.5321 | 411.3731 | 438.3697 | 464.7364 | 490.0559 | 514.5584 | 539.073 | 564.0839 | 589.4208 | 615.0258 | 640.9058 | 666.8588 | 692.9132 | 718.9852 | 745.1722 | 771.4163 | 797.8556 | 824.3142 | 835.554 | 0 | 0 | 0 | 0 | 0 | 0 | 0 | 0 | 0 | 0 | 0 | 0 | 0 | 0 | 0 | 0 | 0 | 0
Commercial_Lodging_New_Food Preparation_Natural Gas_Range_E2_Codes & Standards Forecast | Commercial | Lodging | New | Food Preparation | Natural Gas | Range | E2 |  | Codes & Standards Forecast | 0 | 0 | 0 | 0 | 0 | 0 | 0 | 0 | 0 | 0 | 0 | 0 | 0 | 0 | 0 | 0 | 0 | 0 | 0 | 0 | 0 | 0 | 0 | 0 | 0 | 0 | 0 | 0 | 0 | 0 | 0 | 0 | 0 | 0 | 0 | 0 | 0 | 0 | 0 | 0 | 0 | 0 | 0 | 0 | 0 | 0 | 0 | 0 | 0 | 0 | 0
Commercial_Lodging_New_Food Preparation_Natural Gas_Range_E3_Codes & Standards Forecast | Commercial | Lodging | New | Food Preparation | Natural Gas | Range | E3 |  | Codes & Standards Forecast | 0 | 0 | 0 | 0 | 0 | 0 | 0 | 0 | 0 | 0 | 0 | 0 | 0 | 0 | 0 | 0 | 0 | 0 | 0 | 0 | 0 | 0 | 0 | 0 | 0 | 0 | 0 | 0 | 0 | 0 | 0 | 0 | 0 | 0 | 0 | 0 | 0 | 0 | 0 | 0 | 0 | 0 | 0 | 0 | 0 | 0 | 0 | 0 | 0 | 0 | 0
Commercial_Lodging_New_Food Preparation_Natural Gas_Range_E4_Codes & Standards Forecast | Commercial | Lodging | New | Food Preparation | Natural Gas | Range | E4 |  | Codes & Standards Forecast | 0 | 0 | 0 | 0 | 0 | 0 | 0 | 0 | 0 | 0 | 0 | 0 | 0 | 0 | 0 | 0 | 0 | 0 | 0 | 0 | 0 | 0 | 0 | 0 | 0 | 0 | 0 | 0 | 0 | 0 | 0 | 0 | 0 | 0 | 0 | 0 | 0 | 0 | 0 | 0 | 0 | 0 | 0 | 0 | 0 | 0 | 0 | 0 | 0 | 0 | 0
Commercial_Lodging_New_Food Preparation_Natural Gas_Range_E5_Codes & Standards Forecast | Commercial | Lodging | New | Food Preparation | Natural Gas | Range | E5 |  | Codes & Standards Forecast | 0 | 0 | 0 | 0 | 0 | 0 | 0 | 0 | 0 | 0 | 0 | 0 | 0 | 0 | 0 | 0 | 0 | 0 | 0 | 0 | 0 | 0 | 0 | 0 | 0 | 0 | 0 | 0 | 0 | 0 | 0 | 0 | 0 | 0 | 0 | 0 | 0 | 0 | 0 | 0 | 0 | 0 | 0 | 0 | 0 | 0 | 0 | 0 | 0 | 0 | 0
Commercial_Lodging_New_Food Preparation_Natural Gas_Range_E6_Codes & Standards Forecast | Commercial | Lodging | New | Food Preparation | Natural Gas | Range | E6 |  | Codes & Standards Forecast | 0 | 0 | 0 | 0 | 0 | 0 | 0 | 0 | 0 | 0 | 0 | 0 | 0 | 0 | 0 | 0 | 0 | 0 | 0 | 0 | 0 | 0 | 0 | 0 | 0 | 0 | 0 | 0 | 0 | 0 | 0 | 0 | 0 | 0 | 0 | 0 | 0 | 0 | 0 | 0 | 0 | 0 | 0 | 0 | 0 | 0 | 0 | 0 | 0 | 0 | 0
Commercial_Lodging_New_Food Preparation_Natural Gas_Range_E7_Codes & Standards Forecast | Commercial | Lodging | New | Food Preparation | Natural Gas | Range | E7 |  | Codes & Standards Forecast | 0 | 0 | 0 | 0 | 0 | 0 | 0 | 0 | 0 | 0 | 0 | 0 | 0 | 0 | 0 | 0 | 0 | 0 | 0 | 0 | 0 | 0 | 0 | 0 | 0 | 0 | 0 | 0 | 0 | 0 | 0 | 0 | 0 | 0 | 0 | 0 | 0 | 0 | 0 | 0 | 0 | 0 | 0 | 0 | 0 | 0 | 0 | 0 | 0 | 0 | 0
Commercial_Lodging_New_Food Preparation_Natural Gas_Range_E8_Codes & Standards Forecast | Commercial | Lodging | New | Food Preparation | Natural Gas | Range | E8 |  | Codes & Standards Forecast | 0 | 0 | 0 | 0 | 0 | 0 | 0 | 0 | 0 | 0 | 0 | 0 | 0 | 0 | 0 | 0 | 0 | 0 | 0 | 0 | 0 | 0 | 0 | 0 | 0 | 0 | 0 | 0 | 0 | 0 | 0 | 0 | 0 | 0 | 0 | 0 | 0 | 0 | 0 | 0 | 0 | 0 | 0 | 0 | 0 | 0 | 0 | 0 | 0 | 0 | 0
Commercial_Lodging_New_Food Preparation_Natural Gas_Range_E9_Codes & Standards Forecast | Commercial | Lodging | New | Food Preparation | Natural Gas | Range | E9 |  | Codes & Standards Forecast | 0 | 0 | 0 | 0 | 0 | 0 | 0 | 0 | 0 | 0 | 0 | 0 | 0 | 0 | 0 | 0 | 0 | 0 | 0 | 0 | 0 | 0 | 0 | 0 | 0 | 0 | 0 | 0 | 0 | 0 | 0 | 0 | 0 | 0 | 0 | 0 | 0 | 0 | 0 | 0 | 0 | 0 | 0 | 0 | 0 | 0 | 0 | 0 | 0 | 0 | 0
Commercial_Lodging_New_Food Preparation_Natural Gas_Range_E10_Codes & Standards Forecast | Commercial | Lodging | New | Food Preparation | Natural Gas | Range | E10 |  | Codes & Standards Forecast | 0 | 0 | 0 | 0 | 0 | 0 | 0 | 0 | 0 | 0 | 0 | 0 | 0 | 0 | 0 | 0 | 0 | 0 | 0 | 0 | 0 | 0 | 0 | 0 | 0 | 0 | 0 | 0 | 0 | 0 | 0 | 0 | 0 | 0 | 0 | 0 | 0 | 0 | 0 | 0 | 0 | 0 | 0 | 0 | 0 | 0 | 0 | 0 | 0 | 0 | 0
Commercial_Lodging_New_Food Preparation_Natural Gas_Range_Vintage_Codes & Standards Forecast | Commercial | Lodging | New | Food Preparation | Natural Gas | Range | Vintage |  | Codes & Standards Forecast | 0 | 0 | 0 | 0 | 0 | 0 | 0 | 0 | 0 | 0 | 0 | 0 | 0 | 0 | 0 | 0 | 0 | 0 | 0 | 0 | 0 | 0 | 0 | 0 | 0 | 0 | 0 | 0 | 0 | 0 | 0 | 0 | 0 | 0 | 0 | 0 | 0 | 0 | 0 | 0 | 0 | 0 | 0 | 0 | 0 | 0 | 0 | 0 | 0 | 0 | 0
Commercial_Lodging_New_Food Preparation_Natural Gas_Steamer_E1_Codes & Standards Forecast | Commercial | Lodging | New | Food Preparation | Natural Gas | Steamer | E1 |  | Codes & Standards Forecast | 0 | 8.2346 | 47.9532 | 47.9532 | 47.9532 | 47.9532 | 47.9532 | 47.9532 | 47.9532 | 47.9532 | 47.0382 | 41.8118 | 37.166 | 33.0365 | 29.3657 | 26.1029 | 23.2026 | 20.6245 | 18.3329 | 13.7601 | 0 | 0 | 0 | 0 | 0 | 0 | 0 | 0 | 0 | 0 | 0 | 0 | 0 | 0 | 0 | 0 | 0 | 0 | 0 | 0 | 0 | 0 | 0 | 0 | 0 | 0 | 0 | 0 | 0 | 0 | 0
Commercial_Lodging_New_Food Preparation_Natural Gas_Steamer_E2_Codes & Standards Forecast | Commercial | Lodging | New | Food Preparation | Natural Gas | Steamer | E2 |  | Codes & Standards Forecast | 0 | 0 | 0 | 25.383 | 55.7321 | 87.0096 | 118.4443 | 145.6509 | 172.4763 | 199.9295 | 228.7446 | 261.6592 | 293.56 | 324.5732 | 355.1664 | 385.2702 | 415.1671 | 444.1119 | 471.723 | 500.7983 | 539.073 | 564.0839 | 589.4208 | 615.0258 | 640.9058 | 666.8588 | 692.9132 | 718.9852 | 745.1722 | 771.4163 | 797.8556 | 824.3142 | 835.554 | 0 | 0 | 0 | 0 | 0 | 0 | 0 | 0 | 0 | 0 | 0 | 0 | 0 | 0 | 0 | 0 | 0 | 0
Commercial_Lodging_New_Food Preparation_Natural Gas_Steamer_E3_Codes & Standards Forecast | Commercial | Lodging | New | Food Preparation | Natural Gas | Steamer | E3 |  | Codes & Standards Forecast | 0 | 0 | 0 | 0 | 0 | 0 | 0 | 0 | 0 | 0 | 0 | 0 | 0 | 0 | 0 | 0 | 0 | 0 | 0 | 0 | 0 | 0 | 0 | 0 | 0 | 0 | 0 | 0 | 0 | 0 | 0 | 0 | 0 | 0 | 0 | 0 | 0 | 0 | 0 | 0 | 0 | 0 | 0 | 0 | 0 | 0 | 0 | 0 | 0 | 0 | 0
Commercial_Lodging_New_Food Preparation_Natural Gas_Steamer_E4_Codes & Standards Forecast | Commercial | Lodging | New | Food Preparation | Natural Gas | Steamer | E4 |  | Codes & Standards Forecast | 0 | 0 | 0 | 0 | 0 | 0 | 0 | 0 | 0 | 0 | 0 | 0 | 0 | 0 | 0 | 0 | 0 | 0 | 0 | 0 | 0 | 0 | 0 | 0 | 0 | 0 | 0 | 0 | 0 | 0 | 0 | 0 | 0 | 0 | 0 | 0 | 0 | 0 | 0 | 0 | 0 | 0 | 0 | 0 | 0 | 0 | 0 | 0 | 0 | 0 | 0
Commercial_Lodging_New_Food Preparation_Natural Gas_Steamer_E5_Codes & Standards Forecast | Commercial | Lodging | New | Food Preparation | Natural Gas | Steamer | E5 |  | Codes & Standards Forecast | 0 | 0 | 0 | 0 | 0 | 0 | 0 | 0 | 0 | 0 | 0 | 0 | 0 | 0 | 0 | 0 | 0 | 0 | 0 | 0 | 0 | 0 | 0 | 0 | 0 | 0 | 0 | 0 | 0 | 0 | 0 | 0 | 0 | 0 | 0 | 0 | 0 | 0 | 0 | 0 | 0 | 0 | 0 | 0 | 0 | 0 | 0 | 0 | 0 | 0 | 0
Commercial_Lodging_New_Food Preparation_Natural Gas_Steamer_E6_Codes & Standards Forecast | Commercial | Lodging | New | Food Preparation | Natural Gas | Steamer | E6 |  | Codes & Standards Forecast | 0 | 0 | 0 | 0 | 0 | 0 | 0 | 0 | 0 | 0 | 0 | 0 | 0 | 0 | 0 | 0 | 0 | 0 | 0 | 0 | 0 | 0 | 0 | 0 | 0 | 0 | 0 | 0 | 0 | 0 | 0 | 0 | 0 | 0 | 0 | 0 | 0 | 0 | 0 | 0 | 0 | 0 | 0 | 0 | 0 | 0 | 0 | 0 | 0 | 0 | 0
Commercial_Lodging_New_Food Preparation_Natural Gas_Steamer_E7_Codes & Standards Forecast | Commercial | Lodging | New | Food Preparation | Natural Gas | Steamer | E7 |  | Codes & Standards Forecast | 0 | 0 | 0 | 0 | 0 | 0 | 0 | 0 | 0 | 0 | 0 | 0 | 0 | 0 | 0 | 0 | 0 | 0 | 0 | 0 | 0 | 0 | 0 | 0 | 0 | 0 | 0 | 0 | 0 | 0 | 0 | 0 | 0 | 0 | 0 | 0 | 0 | 0 | 0 | 0 | 0 | 0 | 0 | 0 | 0 | 0 | 0 | 0 | 0 | 0 | 0
Commercial_Lodging_New_Food Preparation_Natural Gas_Steamer_E8_Codes & Standards Forecast | Commercial | Lodging | New | Food Preparation | Natural Gas | Steamer | E8 |  | Codes & Standards Forecast | 0 | 0 | 0 | 0 | 0 | 0 | 0 | 0 | 0 | 0 | 0 | 0 | 0 | 0 | 0 | 0 | 0 | 0 | 0 | 0 | 0 | 0 | 0 | 0 | 0 | 0 | 0 | 0 | 0 | 0 | 0 | 0 | 0 | 0 | 0 | 0 | 0 | 0 | 0 | 0 | 0 | 0 | 0 | 0 | 0 | 0 | 0 | 0 | 0 | 0 | 0
Commercial_Lodging_New_Food Preparation_Natural Gas_Steamer_E9_Codes & Standards Forecast | Commercial | Lodging | New | Food Preparation | Natural Gas | Steamer | E9 |  | Codes & Standards Forecast | 0 | 0 | 0 | 0 | 0 | 0 | 0 | 0 | 0 | 0 | 0 | 0 | 0 | 0 | 0 | 0 | 0 | 0 | 0 | 0 | 0 | 0 | 0 | 0 | 0 | 0 | 0 | 0 | 0 | 0 | 0 | 0 | 0 | 0 | 0 | 0 | 0 | 0 | 0 | 0 | 0 | 0 | 0 | 0 | 0 | 0 | 0 | 0 | 0 | 0 | 0
Commercial_Lodging_New_Food Preparation_Natural Gas_Steamer_E10_Codes & Standards Forecast | Commercial | Lodging | New | Food Preparation | Natural Gas | Steamer | E10 |  | Codes & Standards Forecast | 0 | 0 | 0 | 0 | 0 | 0 | 0 | 0 | 0 | 0 | 0 | 0 | 0 | 0 | 0 | 0 | 0 | 0 | 0 | 0 | 0 | 0 | 0 | 0 | 0 | 0 | 0 | 0 | 0 | 0 | 0 | 0 | 0 | 0 | 0 | 0 | 0 | 0 | 0 | 0 | 0 | 0 | 0 | 0 | 0 | 0 | 0 | 0 | 0 | 0 | 0
Commercial_Lodging_New_Food Preparation_Natural Gas_Steamer_Vintage_Codes & Standards Forecast | Commercial | Lodging | New | Food Preparation | Natural Gas | Steamer | Vintage |  | Codes & Standards Forecast | 0 | 0 | 0 | 0 | 0 | 0 | 0 | 0 | 0 | 0 | 0 | 0 | 0 | 0 | 0 | 0 | 0 | 0 | 0 | 0 | 0 | 0 | 0 | 0 | 0 | 0 | 0 | 0 | 0 | 0 | 0 | 0 | 0 | 0 | 0 | 0 | 0 | 0 | 0 | 0 | 0 | 0 | 0 | 0 | 0 | 0 | 0 | 0 | 0 | 0 | 0
Commercial_Lodging_New_Food Preparation_Natural Gas_Food Prep Other_E1_Codes & Standards Forecast | Commercial | Lodging | New | Food Preparation | Natural Gas | Food Prep Other | E1 |  | Codes & Standards Forecast | 0 | 0 | 0 | 0 | 0 | 0 | 0 | 0 | 0 | 0 | 0 | 0 | 0 | 0 | 0 | 0 | 0 | 0 | 0 | 0 | 0 | 0 | 0 | 0 | 0 | 0 | 0 | 0 | 0 | 0 | 0 | 0 | 0 | 0 | 0 | 0 | 0 | 0 | 0 | 0 | 0 | 0 | 0 | 0 | 0 | 0 | 0 | 0 | 0 | 0 | 0
Commercial_Lodging_New_Food Preparation_Natural Gas_Food Prep Other_E2_Codes & Standards Forecast | Commercial | Lodging | New | Food Preparation | Natural Gas | Food Prep Other | E2 |  | Codes & Standards Forecast | 0 | 0 | 0 | 0 | 0 | 0 | 0 | 0 | 0 | 0 | 0 | 0 | 0 | 0 | 0 | 0 | 0 | 0 | 0 | 0 | 0 | 0 | 0 | 0 | 0 | 0 | 0 | 0 | 0 | 0 | 0 | 0 | 0 | 0 | 0 | 0 | 0 | 0 | 0 | 0 | 0 | 0 | 0 | 0 | 0 | 0 | 0 | 0 | 0 | 0 | 0
Commercial_Lodging_New_Food Preparation_Natural Gas_Food Prep Other_E3_Codes & Standards Forecast | Commercial | Lodging | New | Food Preparation | Natural Gas | Food Prep Other | E3 |  | Codes & Standards Forecast | 0 | 0 | 0 | 0 | 0 | 0 | 0 | 0 | 0 | 0 | 0 | 0 | 0 | 0 | 0 | 0 | 0 | 0 | 0 | 0 | 0 | 0 | 0 | 0 | 0 | 0 | 0 | 0 | 0 | 0 | 0 | 0 | 0 | 0 | 0 | 0 | 0 | 0 | 0 | 0 | 0 | 0 | 0 | 0 | 0 | 0 | 0 | 0 | 0 | 0 | 0
Commercial_Lodging_New_Food Preparation_Natural Gas_Food Prep Other_E4_Codes & Standards Forecast | Commercial | Lodging | New | Food Preparation | Natural Gas | Food Prep Other | E4 |  | Codes & Standards Forecast | 0 | 0 | 0 | 0 | 0 | 0 | 0 | 0 | 0 | 0 | 0 | 0 | 0 | 0 | 0 | 0 | 0 | 0 | 0 | 0 | 0 | 0 | 0 | 0 | 0 | 0 | 0 | 0 | 0 | 0 | 0 | 0 | 0 | 0 | 0 | 0 | 0 | 0 | 0 | 0 | 0 | 0 | 0 | 0 | 0 | 0 | 0 | 0 | 0 | 0 | 0
Commercial_Lodging_New_Food Preparation_Natural Gas_Food Prep Other_E5_Codes & Standards Forecast | Commercial | Lodging | New | Food Preparation | Natural Gas | Food Prep Other | E5 |  | Codes & Standards Forecast | 0 | 0 | 0 | 0 | 0 | 0 | 0 | 0 | 0 | 0 | 0 | 0 | 0 | 0 | 0 | 0 | 0 | 0 | 0 | 0 | 0 | 0 | 0 | 0 | 0 | 0 | 0 | 0 | 0 | 0 | 0 | 0 | 0 | 0 | 0 | 0 | 0 | 0 | 0 | 0 | 0 | 0 | 0 | 0 | 0 | 0 | 0 | 0 | 0 | 0 | 0
Commercial_Lodging_New_Food Preparation_Natural Gas_Food Prep Other_E6_Codes & Standards Forecast | Commercial | Lodging | New | Food Preparation | Natural Gas | Food Prep Other | E6 |  | Codes & Standards Forecast | 0 | 0 | 0 | 0 | 0 | 0 | 0 | 0 | 0 | 0 | 0 | 0 | 0 | 0 | 0 | 0 | 0 | 0 | 0 | 0 | 0 | 0 | 0 | 0 | 0 | 0 | 0 | 0 | 0 | 0 | 0 | 0 | 0 | 0 | 0 | 0 | 0 | 0 | 0 | 0 | 0 | 0 | 0 | 0 | 0 | 0 | 0 | 0 | 0 | 0 | 0
Commercial_Lodging_New_Food Preparation_Natural Gas_Food Prep Other_E7_Codes & Standards Forecast | Commercial | Lodging | New | Food Preparation | Natural Gas | Food Prep Other | E7 |  | Codes & Standards Forecast | 0 | 0 | 0 | 0 | 0 | 0 | 0 | 0 | 0 | 0 | 0 | 0 | 0 | 0 | 0 | 0 | 0 | 0 | 0 | 0 | 0 | 0 | 0 | 0 | 0 | 0 | 0 | 0 | 0 | 0 | 0 | 0 | 0 | 0 | 0 | 0 | 0 | 0 | 0 | 0 | 0 | 0 | 0 | 0 | 0 | 0 | 0 | 0 | 0 | 0 | 0
Commercial_Lodging_New_Food Preparation_Natural Gas_Food Prep Other_E8_Codes & Standards Forecast | Commercial | Lodging | New | Food Preparation | Natural Gas | Food Prep Other | E8 |  | Codes & Standards Forecast | 0 | 0 | 0 | 0 | 0 | 0 | 0 | 0 | 0 | 0 | 0 | 0 | 0 | 0 | 0 | 0 | 0 | 0 | 0 | 0 | 0 | 0 | 0 | 0 | 0 | 0 | 0 | 0 | 0 | 0 | 0 | 0 | 0 | 0 | 0 | 0 | 0 | 0 | 0 | 0 | 0 | 0 | 0 | 0 | 0 | 0 | 0 | 0 | 0 | 0 | 0
Commercial_Lodging_New_Food Preparation_Natural Gas_Food Prep Other_E9_Codes & Standards Forecast | Commercial | Lodging | New | Food Preparation | Natural Gas | Food Prep Other | E9 |  | Codes & Standards Forecast | 0 | 0 | 0 | 0 | 0 | 0 | 0 | 0 | 0 | 0 | 0 | 0 | 0 | 0 | 0 | 0 | 0 | 0 | 0 | 0 | 0 | 0 | 0 | 0 | 0 | 0 | 0 | 0 | 0 | 0 | 0 | 0 | 0 | 0 | 0 | 0 | 0 | 0 | 0 | 0 | 0 | 0 | 0 | 0 | 0 | 0 | 0 | 0 | 0 | 0 | 0
Commercial_Lodging_New_Food Preparation_Natural Gas_Food Prep Other_E10_Codes & Standards Forecast | Commercial | Lodging | New | Food Preparation | Natural Gas | Food Prep Other | E10 |  | Codes & Standards Forecast | 0 | 0 | 0 | 0 | 0 | 0 | 0 | 0 | 0 | 0 | 0 | 0 | 0 | 0 | 0 | 0 | 0 | 0 | 0 | 0 | 0 | 0 | 0 | 0 | 0 | 0 | 0 | 0 | 0 | 0 | 0 | 0 | 0 | 0 | 0 | 0 | 0 | 0 | 0 | 0 | 0 | 0 | 0 | 0 | 0 | 0 | 0 | 0 | 0 | 0 | 0
Commercial_Lodging_New_Food Preparation_Natural Gas_Food Prep Other_Vintage_Codes & Standards Forecast | Commercial | Lodging | New | Food Preparation | Natural Gas | Food Prep Other | Vintage |  | Codes & Standards Forecast | 0 | 0 | 0 | 0 | 0 | 0 | 0 | 0 | 0 | 0 | 0 | 0 | 0 | 0 | 0 | 0 | 0 | 0 | 0 | 0 | 0 | 0 | 0 | 0 | 0 | 0 | 0 | 0 | 0 | 0 | 0 | 0 | 0 | 0 | 0 | 0 | 0 | 0 | 0 | 0 | 0 | 0 | 0 | 0 | 0 | 0 | 0 | 0 | 0 | 0 | 0
Commercial_Lodging_New_Miscellaneous_Natural Gas_Pool Heater_E1_Codes & Standards Forecast | Commercial | Lodging | New | Miscellaneous | Natural Gas | Pool Heater | E1 |  | Codes & Standards Forecast | 0 | 0 | 0 | 0 | 0 | 0 | 0 | 0 | 0 | 0 | 0 | 0 | 0 | 0 | 0 | 0 | 0 | 0 | 0 | 0 | 0 | 0 | 0 | 0 | 0 | 0 | 0 | 0 | 0 | 0 | 0 | 0 | 0 | 0 | 0 | 0 | 0 | 0 | 0 | 0 | 0 | 0 | 0 | 0 | 0 | 0 | 0 | 0 | 0 | 0 | 0
Commercial_Lodging_New_Miscellaneous_Natural Gas_Pool Heater_E2_Codes & Standards Forecast | Commercial | Lodging | New | Miscellaneous | Natural Gas | Pool Heater | E2 |  | Codes & Standards Forecast | 0 | 0 | 0 | 0 | 0 | 0 | 0 | 0 | 0 | 0 | 0 | 0 | 0 | 0 | 0 | 0 | 0 | 0 | 0 | 0 | 0 | 0 | 0 | 0 | 0 | 0 | 0 | 0 | 0 | 0 | 0 | 0 | 0 | 0 | 0 | 0 | 0 | 0 | 0 | 0 | 0 | 0 | 0 | 0 | 0 | 0 | 0 | 0 | 0 | 0 | 0
Commercial_Lodging_New_Miscellaneous_Natural Gas_Pool Heater_E3_Codes & Standards Forecast | Commercial | Lodging | New | Miscellaneous | Natural Gas | Pool Heater | E3 |  | Codes & Standards Forecast | 0 | 0 | 0 | 0 | 0 | 0 | 0 | 0 | 0 | 0 | 0 | 0 | 0 | 0 | 0 | 0 | 0 | 0 | 0 | 0 | 0 | 0 | 0 | 0 | 0 | 0 | 0 | 0 | 0 | 0 | 0 | 0 | 0 | 0 | 0 | 0 | 0 | 0 | 0 | 0 | 0 | 0 | 0 | 0 | 0 | 0 | 0 | 0 | 0 | 0 | 0
Commercial_Lodging_New_Miscellaneous_Natural Gas_Pool Heater_E4_Codes & Standards Forecast | Commercial | Lodging | New | Miscellaneous | Natural Gas | Pool Heater | E4 |  | Codes & Standards Forecast | 0 | 0 | 0 | 0 | 0 | 0 | 0 | 0 | 0 | 0 | 0 | 0 | 0 | 0 | 0 | 0 | 0 | 0 | 0 | 0 | 0 | 0 | 0 | 0 | 0 | 0 | 0 | 0 | 0 | 0 | 0 | 0 | 0 | 0 | 0 | 0 | 0 | 0 | 0 | 0 | 0 | 0 | 0 | 0 | 0 | 0 | 0 | 0 | 0 | 0 | 0
Commercial_Lodging_New_Miscellaneous_Natural Gas_Pool Heater_E5_Codes & Standards Forecast | Commercial | Lodging | New | Miscellaneous | Natural Gas | Pool Heater | E5 |  | Codes & Standards Forecast | 0 | 0 | 0 | 0 | 0 | 0 | 0 | 0 | 0 | 0 | 0 | 0 | 0 | 0 | 0 | 0 | 0 | 0 | 0 | 0 | 0 | 0 | 0 | 0 | 0 | 0 | 0 | 0 | 0 | 0 | 0 | 0 | 0 | 0 | 0 | 0 | 0 | 0 | 0 | 0 | 0 | 0 | 0 | 0 | 0 | 0 | 0 | 0 | 0 | 0 | 0
Commercial_Lodging_New_Miscellaneous_Natural Gas_Pool Heater_E6_Codes & Standards Forecast | Commercial | Lodging | New | Miscellaneous | Natural Gas | Pool Heater | E6 |  | Codes & Standards Forecast | 0 | 0 | 0 | 0 | 0 | 0 | 0 | 0 | 0 | 0 | 0 | 0 | 0 | 0 | 0 | 0 | 0 | 0 | 0 | 0 | 0 | 0 | 0 | 0 | 0 | 0 | 0 | 0 | 0 | 0 | 0 | 0 | 0 | 0 | 0 | 0 | 0 | 0 | 0 | 0 | 0 | 0 | 0 | 0 | 0 | 0 | 0 | 0 | 0 | 0 | 0
Commercial_Lodging_New_Miscellaneous_Natural Gas_Pool Heater_E7_Codes & Standards Forecast | Commercial | Lodging | New | Miscellaneous | Natural Gas | Pool Heater | E7 |  | Codes & Standards Forecast | 0 | 0 | 0 | 0 | 0 | 0 | 0 | 0 | 0 | 0 | 0 | 0 | 0 | 0 | 0 | 0 | 0 | 0 | 0 | 0 | 0 | 0 | 0 | 0 | 0 | 0 | 0 | 0 | 0 | 0 | 0 | 0 | 0 | 0 | 0 | 0 | 0 | 0 | 0 | 0 | 0 | 0 | 0 | 0 | 0 | 0 | 0 | 0 | 0 | 0 | 0
Commercial_Lodging_New_Miscellaneous_Natural Gas_Pool Heater_E8_Codes & Standards Forecast | Commercial | Lodging | New | Miscellaneous | Natural Gas | Pool Heater | E8 |  | Codes & Standards Forecast | 0 | 0 | 0 | 0 | 0 | 0 | 0 | 0 | 0 | 0 | 0 | 0 | 0 | 0 | 0 | 0 | 0 | 0 | 0 | 0 | 0 | 0 | 0 | 0 | 0 | 0 | 0 | 0 | 0 | 0 | 0 | 0 | 0 | 0 | 0 | 0 | 0 | 0 | 0 | 0 | 0 | 0 | 0 | 0 | 0 | 0 | 0 | 0 | 0 | 0 | 0
Commercial_Lodging_New_Miscellaneous_Natural Gas_Pool Heater_E9_Codes & Standards Forecast | Commercial | Lodging | New | Miscellaneous | Natural Gas | Pool Heater | E9 |  | Codes & Standards Forecast | 0 | 0 | 0 | 0 | 0 | 0 | 0 | 0 | 0 | 0 | 0 | 0 | 0 | 0 | 0 | 0 | 0 | 0 | 0 | 0 | 0 | 0 | 0 | 0 | 0 | 0 | 0 | 0 | 0 | 0 | 0 | 0 | 0 | 0 | 0 | 0 | 0 | 0 | 0 | 0 | 0 | 0 | 0 | 0 | 0 | 0 | 0 | 0 | 0 | 0 | 0
Commercial_Lodging_New_Miscellaneous_Natural Gas_Pool Heater_E10_Codes & Standards Forecast | Commercial | Lodging | New | Miscellaneous | Natural Gas | Pool Heater | E10 |  | Codes & Standards Forecast | 0 | 0 | 0 | 0 | 0 | 0 | 0 | 0 | 0 | 0 | 0 | 0 | 0 | 0 | 0 | 0 | 0 | 0 | 0 | 0 | 0 | 0 | 0 | 0 | 0 | 0 | 0 | 0 | 0 | 0 | 0 | 0 | 0 | 0 | 0 | 0 | 0 | 0 | 0 | 0 | 0 | 0 | 0 | 0 | 0 | 0 | 0 | 0 | 0 | 0 | 0
Commercial_Lodging_New_Miscellaneous_Natural Gas_Pool Heater_Vintage_Codes & Standards Forecast | Commercial | Lodging | New | Miscellaneous | Natural Gas | Pool Heater | Vintage |  | Codes & Standards Forecast | 0 | 0 | 0 | 0 | 0 | 0 | 0 | 0 | 0 | 0 | 0 | 0 | 0 | 0 | 0 | 0 | 0 | 0 | 0 | 0 | 0 | 0 | 0 | 0 | 0 | 0 | 0 | 0 | 0 | 0 | 0 | 0 | 0 | 0 | 0 | 0 | 0 | 0 | 0 | 0 | 0 | 0 | 0 | 0 | 0 | 0 | 0 | 0 | 0 | 0 | 0
Commercial_Lodging_New_Miscellaneous_Natural Gas_Miscellaneous_E1_Codes & Standards Forecast | Commercial | Lodging | New | Miscellaneous | Natural Gas | Miscellaneous | E1 |  | Codes & Standards Forecast | 0 | 4240.8252 | 24695.9001 | 37768.1256 | 53397.9142 | 69505.8409 | 85694.7126 | 99706.1289 | 113521.1825 | 127659.5984 | 142028.1547 | 156287.5555 | 170323.9253 | 184168.9708 | 198034.0296 | 211857.1556 | 225760.3897 | 239339.2664 | 252378.7841 | 264997.5781 | 277622.5718 | 290503.2053 | 303551.7072 | 316738.271 | 330066.5017 | 343432.2844 | 356850.3184 | 370277.3901 | 383763.6949 | 397279.3973 | 410895.6583 | 424521.8173 | 430310.334 | 0 | 0 | 0 | 0 | 0 | 0 | 0 | 0 | 0 | 0 | 0 | 0 | 0 | 0 | 0 | 0 | 0 | 0
Commercial_Lodging_New_Miscellaneous_Natural Gas_Miscellaneous_E2_Codes & Standards Forecast | Commercial | Lodging | New | Miscellaneous | Natural Gas | Miscellaneous | E2 |  | Codes & Standards Forecast | 0 | 0 | 0 | 0 | 0 | 0 | 0 | 0 | 0 | 0 | 0 | 0 | 0 | 0 | 0 | 0 | 0 | 0 | 0 | 0 | 0 | 0 | 0 | 0 | 0 | 0 | 0 | 0 | 0 | 0 | 0 | 0 | 0 | 0 | 0 | 0 | 0 | 0 | 0 | 0 | 0 | 0 | 0 | 0 | 0 | 0 | 0 | 0 | 0 | 0 | 0
Commercial_Lodging_New_Miscellaneous_Natural Gas_Miscellaneous_E3_Codes & Standards Forecast | Commercial | Lodging | New | Miscellaneous | Natural Gas | Miscellaneous | E3 |  | Codes & Standards Forecast | 0 | 0 | 0 | 0 | 0 | 0 | 0 | 0 | 0 | 0 | 0 | 0 | 0 | 0 | 0 | 0 | 0 | 0 | 0 | 0 | 0 | 0 | 0 | 0 | 0 | 0 | 0 | 0 | 0 | 0 | 0 | 0 | 0 | 0 | 0 | 0 | 0 | 0 | 0 | 0 | 0 | 0 | 0 | 0 | 0 | 0 | 0 | 0 | 0 | 0 | 0
Commercial_Lodging_New_Miscellaneous_Natural Gas_Miscellaneous_E4_Codes & Standards Forecast | Commercial | Lodging | New | Miscellaneous | Natural Gas | Miscellaneous | E4 |  | Codes & Standards Forecast | 0 | 0 | 0 | 0 | 0 | 0 | 0 | 0 | 0 | 0 | 0 | 0 | 0 | 0 | 0 | 0 | 0 | 0 | 0 | 0 | 0 | 0 | 0 | 0 | 0 | 0 | 0 | 0 | 0 | 0 | 0 | 0 | 0 | 0 | 0 | 0 | 0 | 0 | 0 | 0 | 0 | 0 | 0 | 0 | 0 | 0 | 0 | 0 | 0 | 0 | 0
Commercial_Lodging_New_Miscellaneous_Natural Gas_Miscellaneous_E5_Codes & Standards Forecast | Commercial | Lodging | New | Miscellaneous | Natural Gas | Miscellaneous | E5 |  | Codes & Standards Forecast | 0 | 0 | 0 | 0 | 0 | 0 | 0 | 0 | 0 | 0 | 0 | 0 | 0 | 0 | 0 | 0 | 0 | 0 | 0 | 0 | 0 | 0 | 0 | 0 | 0 | 0 | 0 | 0 | 0 | 0 | 0 | 0 | 0 | 0 | 0 | 0 | 0 | 0 | 0 | 0 | 0 | 0 | 0 | 0 | 0 | 0 | 0 | 0 | 0 | 0 | 0
Commercial_Lodging_New_Miscellaneous_Natural Gas_Miscellaneous_E6_Codes & Standards Forecast | Commercial | Lodging | New | Miscellaneous | Natural Gas | Miscellaneous | E6 |  | Codes & Standards Forecast | 0 | 0 | 0 | 0 | 0 | 0 | 0 | 0 | 0 | 0 | 0 | 0 | 0 | 0 | 0 | 0 | 0 | 0 | 0 | 0 | 0 | 0 | 0 | 0 | 0 | 0 | 0 | 0 | 0 | 0 | 0 | 0 | 0 | 0 | 0 | 0 | 0 | 0 | 0 | 0 | 0 | 0 | 0 | 0 | 0 | 0 | 0 | 0 | 0 | 0 | 0
Commercial_Lodging_New_Miscellaneous_Natural Gas_Miscellaneous_E7_Codes & Standards Forecast | Commercial | Lodging | New | Miscellaneous | Natural Gas | Miscellaneous | E7 |  | Codes & Standards Forecast | 0 | 0 | 0 | 0 | 0 | 0 | 0 | 0 | 0 | 0 | 0 | 0 | 0 | 0 | 0 | 0 | 0 | 0 | 0 | 0 | 0 | 0 | 0 | 0 | 0 | 0 | 0 | 0 | 0 | 0 | 0 | 0 | 0 | 0 | 0 | 0 | 0 | 0 | 0 | 0 | 0 | 0 | 0 | 0 | 0 | 0 | 0 | 0 | 0 | 0 | 0
Commercial_Lodging_New_Miscellaneous_Natural Gas_Miscellaneous_E8_Codes & Standards Forecast | Commercial | Lodging | New | Miscellaneous | Natural Gas | Miscellaneous | E8 |  | Codes & Standards Forecast | 0 | 0 | 0 | 0 | 0 | 0 | 0 | 0 | 0 | 0 | 0 | 0 | 0 | 0 | 0 | 0 | 0 | 0 | 0 | 0 | 0 | 0 | 0 | 0 | 0 | 0 | 0 | 0 | 0 | 0 | 0 | 0 | 0 | 0 | 0 | 0 | 0 | 0 | 0 | 0 | 0 | 0 | 0 | 0 | 0 | 0 | 0 | 0 | 0 | 0 | 0
Commercial_Lodging_New_Miscellaneous_Natural Gas_Miscellaneous_E9_Codes & Standards Forecast | Commercial | Lodging | New | Miscellaneous | Natural Gas | Miscellaneous | E9 |  | Codes & Standards Forecast | 0 | 0 | 0 | 0 | 0 | 0 | 0 | 0 | 0 | 0 | 0 | 0 | 0 | 0 | 0 | 0 | 0 | 0 | 0 | 0 | 0 | 0 | 0 | 0 | 0 | 0 | 0 | 0 | 0 | 0 | 0 | 0 | 0 | 0 | 0 | 0 | 0 | 0 | 0 | 0 | 0 | 0 | 0 | 0 | 0 | 0 | 0 | 0 | 0 | 0 | 0
Commercial_Lodging_New_Miscellaneous_Natural Gas_Miscellaneous_E10_Codes & Standards Forecast | Commercial | Lodging | New | Miscellaneous | Natural Gas | Miscellaneous | E10 |  | Codes & Standards Forecast | 0 | 0 | 0 | 0 | 0 | 0 | 0 | 0 | 0 | 0 | 0 | 0 | 0 | 0 | 0 | 0 | 0 | 0 | 0 | 0 | 0 | 0 | 0 | 0 | 0 | 0 | 0 | 0 | 0 | 0 | 0 | 0 | 0 | 0 | 0 | 0 | 0 | 0 | 0 | 0 | 0 | 0 | 0 | 0 | 0 | 0 | 0 | 0 | 0 | 0 | 0
Commercial_Lodging_New_Miscellaneous_Natural Gas_Miscellaneous_Vintage_Codes & Standards Forecast | Commercial | Lodging | New | Miscellaneous | Natural Gas | Miscellaneous | Vintage |  | Codes & Standards Forecast | 0 | 0 | 0 | 0 | 0 | 0 | 0 | 0 | 0 | 0 | 0 | 0 | 0 | 0 | 0 | 0 | 0 | 0 | 0 | 0 | 0 | 0 | 0 | 0 | 0 | 0 | 0 | 0 | 0 | 0 | 0 | 0 | 0 | 0 | 0 | 0 | 0 | 0 | 0 | 0 | 0 | 0 | 0 | 0 | 0 | 0 | 0 | 0 | 0 | 0 | 0
Commercial_Warehouse_Existing_Space Heating_Natural Gas_Furnace_E1_Codes & Standards Forecast | Commercial | Warehouse | Existing | Space Heating | Natural Gas | Furnace | E1 |  | Codes & Standards Forecast | 0 | 8798.2421 | 18292.0474 | 28378.7102 | 49373.0355 | 49240.3494 | 49123.2136 | 49017.7108 | 48915.7852 | 48814.4908 | 48712.6894 | 48611.0243 | 48510.2256 | 48410.5445 | 48311.3514 | 48212.5517 | 48113.6622 | 48015.888 | 47920.6027 | 47179.8579 | 45787.6701 | 43743.0381 | 40300.1015 | 37127.3446 | 34203.5675 | 31509.5127 | 29027.2404 | 26740.2522 | 24633.166 | 22691.8848 | 20903.2808 | 19255.4573 | 15091.4376 | 0 | 0 | 0 | 0 | 0 | 0 | 0 | 0 | 0 | 0 | 0 | 0 | 0 | 0 | 0 | 0 | 0 | 0
Commercial_Warehouse_Existing_Space Heating_Natural Gas_Furnace_E2_Codes & Standards Forecast | Commercial | Warehouse | Existing | Space Heating | Natural Gas | Furnace | E2 |  | Codes & Standards Forecast | 0 | 0 | 0 | 0 | 0 | 0 | 0 | 0 | 0 | 0 | 0 | 0 | 0 | 0 | 0 | 0 | 0 | 0 | 0 | 0 | 0 | 0 | 0 | 0 | 0 | 0 | 0 | 0 | 0 | 0 | 0 | 0 | 0 | 0 | 0 | 0 | 0 | 0 | 0 | 0 | 0 | 0 | 0 | 0 | 0 | 0 | 0 | 0 | 0 | 0 | 0
Commercial_Warehouse_Existing_Space Heating_Natural Gas_Furnace_E3_Codes & Standards Forecast | Commercial | Warehouse | Existing | Space Heating | Natural Gas | Furnace | E3 |  | Codes & Standards Forecast | 0 | 0 | 0 | 0 | 0 | 11448.5649 | 23406.5803 | 35835.2416 | 48692.1813 | 61936.7762 | 75531.2014 | 89442.5015 | 103641.3005 | 118100.3885 | 132792.7295 | 147694.2438 | 162781.3397 | 178037.827 | 193451.3967 | 208251.9811 | 222540.1849 | 236400.807 | 250661.3841 | 263730.2363 | 275699.5556 | 286656.7222 | 296681.389 | 305847.7484 | 314222.5517 | 321868.2023 | 328840.2677 | 335192.8022 | 350087.9816 | 0 | 0 | 0 | 0 | 0 | 0 | 0 | 0 | 0 | 0 | 0 | 0 | 0 | 0 | 0 | 0 | 0 | 0
Commercial_Warehouse_Existing_Space Heating_Natural Gas_Furnace_E4_Codes & Standards Forecast | Commercial | Warehouse | Existing | Space Heating | Natural Gas | Furnace | E4 |  | Codes & Standards Forecast | 0 | 0 | 0 | 0 | 0 | 0 | 0 | 0 | 0 | 0 | 0 | 0 | 0 | 0 | 0 | 0 | 0 | 0 | 0 | 0 | 0 | 0 | 0 | 0 | 0 | 0 | 0 | 0 | 0 | 0 | 0 | 0 | 0 | 0 | 0 | 0 | 0 | 0 | 0 | 0 | 0 | 0 | 0 | 0 | 0 | 0 | 0 | 0 | 0 | 0 | 0
Commercial_Warehouse_Existing_Space Heating_Natural Gas_Furnace_E5_Codes & Standards Forecast | Commercial | Warehouse | Existing | Space Heating | Natural Gas | Furnace | E5 |  | Codes & Standards Forecast | 0 | 0 | 0 | 0 | 0 | 0 | 0 | 0 | 0 | 0 | 0 | 0 | 0 | 0 | 0 | 0 | 0 | 0 | 0 | 0 | 0 | 0 | 0 | 0 | 0 | 0 | 0 | 0 | 0 | 0 | 0 | 0 | 0 | 0 | 0 | 0 | 0 | 0 | 0 | 0 | 0 | 0 | 0 | 0 | 0 | 0 | 0 | 0 | 0 | 0 | 0
Commercial_Warehouse_Existing_Space Heating_Natural Gas_Furnace_E6_Codes & Standards Forecast | Commercial | Warehouse | Existing | Space Heating | Natural Gas | Furnace | E6 |  | Codes & Standards Forecast | 0 | 0 | 0 | 0 | 0 | 0 | 0 | 0 | 0 | 0 | 0 | 0 | 0 | 0 | 0 | 0 | 0 | 0 | 0 | 0 | 0 | 0 | 0 | 0 | 0 | 0 | 0 | 0 | 0 | 0 | 0 | 0 | 0 | 0 | 0 | 0 | 0 | 0 | 0 | 0 | 0 | 0 | 0 | 0 | 0 | 0 | 0 | 0 | 0 | 0 | 0
Commercial_Warehouse_Existing_Space Heating_Natural Gas_Furnace_E7_Codes & Standards Forecast | Commercial | Warehouse | Existing | Space Heating | Natural Gas | Furnace | E7 |  | Codes & Standards Forecast | 0 | 0 | 0 | 0 | 0 | 0 | 0 | 0 | 0 | 0 | 0 | 0 | 0 | 0 | 0 | 0 | 0 | 0 | 0 | 0 | 0 | 0 | 0 | 0 | 0 | 0 | 0 | 0 | 0 | 0 | 0 | 0 | 0 | 0 | 0 | 0 | 0 | 0 | 0 | 0 | 0 | 0 | 0 | 0 | 0 | 0 | 0 | 0 | 0 | 0 | 0
Commercial_Warehouse_Existing_Space Heating_Natural Gas_Furnace_E8_Codes & Standards Forecast | Commercial | Warehouse | Existing | Space Heating | Natural Gas | Furnace | E8 |  | Codes & Standards Forecast | 0 | 0 | 0 | 0 | 0 | 0 | 0 | 0 | 0 | 0 | 0 | 0 | 0 | 0 | 0 | 0 | 0 | 0 | 0 | 0 | 0 | 0 | 0 | 0 | 0 | 0 | 0 | 0 | 0 | 0 | 0 | 0 | 0 | 0 | 0 | 0 | 0 | 0 | 0 | 0 | 0 | 0 | 0 | 0 | 0 | 0 | 0 | 0 | 0 | 0 | 0
Commercial_Warehouse_Existing_Space Heating_Natural Gas_Furnace_E9_Codes & Standards Forecast | Commercial | Warehouse | Existing | Space Heating | Natural Gas | Furnace | E9 |  | Codes & Standards Forecast | 0 | 0 | 0 | 0 | 0 | 0 | 0 | 0 | 0 | 0 | 0 | 0 | 0 | 0 | 0 | 0 | 0 | 0 | 0 | 0 | 0 | 0 | 0 | 0 | 0 | 0 | 0 | 0 | 0 | 0 | 0 | 0 | 0 | 0 | 0 | 0 | 0 | 0 | 0 | 0 | 0 | 0 | 0 | 0 | 0 | 0 | 0 | 0 | 0 | 0 | 0
Commercial_Warehouse_Existing_Space Heating_Natural Gas_Furnace_E10_Codes & Standards Forecast | Commercial | Warehouse | Existing | Space Heating | Natural Gas | Furnace | E10 |  | Codes & Standards Forecast | 0 | 0 | 0 | 0 | 0 | 0 | 0 | 0 | 0 | 0 | 0 | 0 | 0 | 0 | 0 | 0 | 0 | 0 | 0 | 0 | 0 | 0 | 0 | 0 | 0 | 0 | 0 | 0 | 0 | 0 | 0 | 0 | 0 | 0 | 0 | 0 | 0 | 0 | 0 | 0 | 0 | 0 | 0 | 0 | 0 | 0 | 0 | 0 | 0 | 0 | 0
Commercial_Warehouse_Existing_Space Heating_Natural Gas_Furnace_Vintage_Codes & Standards Forecast | Commercial | Warehouse | Existing | Space Heating | Natural Gas | Furnace | Vintage |  | Codes & Standards Forecast | 440687.8495 | 429647.4872 | 417911.5615 | 405117.2399 | 394251.8445 | 381743.759 | 368850.3954 | 355579.2766 | 341908.4445 | 327854.997 | 313447.6706 | 298724.5577 | 283720.8649 | 268465.8064 | 252981.3924 | 237290.946 | 221414.2009 | 205376.9711 | 189202.5322 | 174311.2394 | 160595.9236 | 147958.487 | 136312.9381 | 125581.2573 | 115691.7376 | 106579.2415 | 98183.088 | 90447.4728 | 83320.3665 | 76754.0865 | 70704.2294 | 65130.5546 | 60120.512 | 0 | 0 | 0 | 0 | 0 | 0 | 0 | 0 | 0 | 0 | 0 | 0 | 0 | 0 | 0 | 0 | 0 | 0
Commercial_Warehouse_Existing_Space Heating_Natural Gas_Boiler_E1_Codes & Standards Forecast | Commercial | Warehouse | Existing | Space Heating | Natural Gas | Boiler | E1 |  | Codes & Standards Forecast | 0 | 414.5442 | 861.8611 | 1337.1115 | 2367.7944 | 2361.4312 | 2355.8137 | 2350.754 | 2345.866 | 2341.0082 | 2336.1261 | 2331.2505 | 2326.4165 | 2321.636 | 2316.879 | 2312.1408 | 2307.3984 | 2302.7094 | 2298.1398 | 2293.702 | 2289.3291 | 2254.5198 | 2189.0385 | 2092.9112 | 1928.0945 | 1776.2275 | 1636.299 | 1507.3788 | 1388.5999 | 1279.1677 | 1178.342 | 1085.4523 | 1001.956 | 0 | 0 | 0 | 0 | 0 | 0 | 0 | 0 | 0 | 0 | 0 | 0 | 0 | 0 | 0 | 0 | 0 | 0
Commercial_Warehouse_Existing_Space Heating_Natural Gas_Boiler_E2_Codes & Standards Forecast | Commercial | Warehouse | Existing | Space Heating | Natural Gas | Boiler | E2 |  | Codes & Standards Forecast | 0 | 0 | 0 | 0 | 0 | 0 | 0 | 0 | 0 | 0 | 0 | 0 | 0 | 0 | 0 | 0 | 0 | 0 | 0 | 0 | 0 | 0 | 0 | 0 | 0 | 0 | 0 | 0 | 0 | 0 | 0 | 0 | 0 | 0 | 0 | 0 | 0 | 0 | 0 | 0 | 0 | 0 | 0 | 0 | 0 | 0 | 0 | 0 | 0 | 0 | 0
Commercial_Warehouse_Existing_Space Heating_Natural Gas_Boiler_E3_Codes & Standards Forecast | Commercial | Warehouse | Existing | Space Heating | Natural Gas | Boiler | E3 |  | Codes & Standards Forecast | 0 | 0 | 0 | 0 | 0 | 539.4187 | 1102.8411 | 1688.4388 | 2294.2155 | 2918.2573 | 3558.7819 | 4214.2367 | 4883.2374 | 5564.5021 | 6256.7569 | 6958.8673 | 7669.7216 | 8388.5572 | 9114.7939 | 9847.7805 | 10586.5819 | 11294.6938 | 11976.9988 | 12637.8249 | 13319.238 | 13943.4392 | 14514.9277 | 15037.8892 | 15516.1022 | 15953.0926 | 16352.0134 | 16715.9112 | 17376.0131 | 0 | 0 | 0 | 0 | 0 | 0 | 0 | 0 | 0 | 0 | 0 | 0 | 0 | 0 | 0 | 0 | 0 | 0
Commercial_Warehouse_Existing_Space Heating_Natural Gas_Boiler_E4_Codes & Standards Forecast | Commercial | Warehouse | Existing | Space Heating | Natural Gas | Boiler | E4 |  | Codes & Standards Forecast | 0 | 0 | 0 | 0 | 0 | 0 | 0 | 0 | 0 | 0 | 0 | 0 | 0 | 0 | 0 | 0 | 0 | 0 | 0 | 0 | 0 | 0 | 0 | 0 | 0 | 0 | 0 | 0 | 0 | 0 | 0 | 0 | 0 | 0 | 0 | 0 | 0 | 0 | 0 | 0 | 0 | 0 | 0 | 0 | 0 | 0 | 0 | 0 | 0 | 0 | 0
Commercial_Warehouse_Existing_Space Heating_Natural Gas_Boiler_E5_Codes & Standards Forecast | Commercial | Warehouse | Existing | Space Heating | Natural Gas | Boiler | E5 |  | Codes & Standards Forecast | 0 | 0 | 0 | 0 | 0 | 0 | 0 | 0 | 0 | 0 | 0 | 0 | 0 | 0 | 0 | 0 | 0 | 0 | 0 | 0 | 0 | 0 | 0 | 0 | 0 | 0 | 0 | 0 | 0 | 0 | 0 | 0 | 0 | 0 | 0 | 0 | 0 | 0 | 0 | 0 | 0 | 0 | 0 | 0 | 0 | 0 | 0 | 0 | 0 | 0 | 0
Commercial_Warehouse_Existing_Space Heating_Natural Gas_Boiler_E6_Codes & Standards Forecast | Commercial | Warehouse | Existing | Space Heating | Natural Gas | Boiler | E6 |  | Codes & Standards Forecast | 0 | 0 | 0 | 0 | 0 | 0 | 0 | 0 | 0 | 0 | 0 | 0 | 0 | 0 | 0 | 0 | 0 | 0 | 0 | 0 | 0 | 0 | 0 | 0 | 0 | 0 | 0 | 0 | 0 | 0 | 0 | 0 | 0 | 0 | 0 | 0 | 0 | 0 | 0 | 0 | 0 | 0 | 0 | 0 | 0 | 0 | 0 | 0 | 0 | 0 | 0
Commercial_Warehouse_Existing_Space Heating_Natural Gas_Boiler_E7_Codes & Standards Forecast | Commercial | Warehouse | Existing | Space Heating | Natural Gas | Boiler | E7 |  | Codes & Standards Forecast | 0 | 0 | 0 | 0 | 0 | 0 | 0 | 0 | 0 | 0 | 0 | 0 | 0 | 0 | 0 | 0 | 0 | 0 | 0 | 0 | 0 | 0 | 0 | 0 | 0 | 0 | 0 | 0 | 0 | 0 | 0 | 0 | 0 | 0 | 0 | 0 | 0 | 0 | 0 | 0 | 0 | 0 | 0 | 0 | 0 | 0 | 0 | 0 | 0 | 0 | 0
Commercial_Warehouse_Existing_Space Heating_Natural Gas_Boiler_E8_Codes & Standards Forecast | Commercial | Warehouse | Existing | Space Heating | Natural Gas | Boiler | E8 |  | Codes & Standards Forecast | 0 | 0 | 0 | 0 | 0 | 0 | 0 | 0 | 0 | 0 | 0 | 0 | 0 | 0 | 0 | 0 | 0 | 0 | 0 | 0 | 0 | 0 | 0 | 0 | 0 | 0 | 0 | 0 | 0 | 0 | 0 | 0 | 0 | 0 | 0 | 0 | 0 | 0 | 0 | 0 | 0 | 0 | 0 | 0 | 0 | 0 | 0 | 0 | 0 | 0 | 0
Commercial_Warehouse_Existing_Space Heating_Natural Gas_Boiler_E9_Codes & Standards Forecast | Commercial | Warehouse | Existing | Space Heating | Natural Gas | Boiler | E9 |  | Codes & Standards Forecast | 0 | 0 | 0 | 0 | 0 | 0 | 0 | 0 | 0 | 0 | 0 | 0 | 0 | 0 | 0 | 0 | 0 | 0 | 0 | 0 | 0 | 0 | 0 | 0 | 0 | 0 | 0 | 0 | 0 | 0 | 0 | 0 | 0 | 0 | 0 | 0 | 0 | 0 | 0 | 0 | 0 | 0 | 0 | 0 | 0 | 0 | 0 | 0 | 0 | 0 | 0
Commercial_Warehouse_Existing_Space Heating_Natural Gas_Boiler_E10_Codes & Standards Forecast | Commercial | Warehouse | Existing | Space Heating | Natural Gas | Boiler | E10 |  | Codes & Standards Forecast | 0 | 0 | 0 | 0 | 0 | 0 | 0 | 0 | 0 | 0 | 0 | 0 | 0 | 0 | 0 | 0 | 0 | 0 | 0 | 0 | 0 | 0 | 0 | 0 | 0 | 0 | 0 | 0 | 0 | 0 | 0 | 0 | 0 | 0 | 0 | 0 | 0 | 0 | 0 | 0 | 0 | 0 | 0 | 0 | 0 | 0 | 0 | 0 | 0 | 0 | 0
Commercial_Warehouse_Existing_Space Heating_Natural Gas_Boiler_Vintage_Codes & Standards Forecast | Commercial | Warehouse | Existing | Space Heating | Natural Gas | Boiler | Vintage |  | Codes & Standards Forecast | 22569.3075 | 22039.9357 | 21477.7912 | 20863.8713 | 20351.9296 | 19757.8166 | 19146.11 | 18517.0233 | 17869.2321 | 17203.436 | 16520.9481 | 15823.5863 | 15113.0356 | 14390.6816 | 13657.5387 | 12914.7023 | 12163.085 | 11403.9462 | 10638.4322 | 9867.3015 | 9090.9135 | 8375.5414 | 7716.3174 | 7108.8252 | 6549.0054 | 6033.1709 | 5557.8868 | 5119.9939 | 4716.5471 | 4344.8473 | 4002.3807 | 3686.8696 | 3403.2643 | 0 | 0 | 0 | 0 | 0 | 0 | 0 | 0 | 0 | 0 | 0 | 0 | 0 | 0 | 0 | 0 | 0 | 0
Commercial_Warehouse_Existing_Space Heating_Natural Gas_Unit Heater_E1_Codes & Standards Forecast | Commercial | Warehouse | Existing | Space Heating | Natural Gas | Unit Heater | E1 |  | Codes & Standards Forecast | 0 | 6839.4503 | 14905.0399 | 23966.8404 | 38491.6008 | 38388.1577 | 38296.8378 | 38214.587 | 38135.125 | 38056.1551 | 37976.7899 | 36946.4067 | 34926.2935 | 31909.8232 | 27295.2344 | 23348.0691 | 19971.5824 | 17083.7119 | 12701.8559 | 8594.1691 | 4773.5962 | 0 | 0 | 0 | 0 | 0 | 0 | 0 | 0 | 0 | 0 | 0 | 0 | 0 | 0 | 0 | 0 | 0 | 0 | 0 | 0 | 0 | 0 | 0 | 0 | 0 | 0 | 0 | 0 | 0 | 0
Commercial_Warehouse_Existing_Space Heating_Natural Gas_Unit Heater_E2_Codes & Standards Forecast | Commercial | Warehouse | Existing | Space Heating | Natural Gas | Unit Heater | E2 |  | Codes & Standards Forecast | 0 | 0 | 0 | 0 | 0 | 10882.4459 | 22404.853 | 34471.8699 | 46996.2037 | 59901.6888 | 73122.7147 | 85336.7402 | 96867.7241 | 107965.6947 | 119438.1388 | 129196.5243 | 137487.6364 | 144527.1455 | 152413.5024 | 159474.7666 | 165774.5023 | 172616.5239 | 174331.6284 | 175743.492 | 176895.0906 | 177824.701 | 178564.4692 | 179142.3377 | 179581.26 | 179901.3781 | 180118.8586 | 180249.0691 | 183178.6329 | 0 | 0 | 0 | 0 | 0 | 0 | 0 | 0 | 0 | 0 | 0 | 0 | 0 | 0 | 0 | 0 | 0 | 0
Commercial_Warehouse_Existing_Space Heating_Natural Gas_Unit Heater_E3_Codes & Standards Forecast | Commercial | Warehouse | Existing | Space Heating | Natural Gas | Unit Heater | E3 |  | Codes & Standards Forecast | 0 | 0 | 0 | 0 | 0 | 0 | 0 | 0 | 0 | 0 | 0 | 0 | 0 | 0 | 0 | 0 | 0 | 0 | 0 | 0 | 0 | 0 | 0 | 0 | 0 | 0 | 0 | 0 | 0 | 0 | 0 | 0 | 0 | 0 | 0 | 0 | 0 | 0 | 0 | 0 | 0 | 0 | 0 | 0 | 0 | 0 | 0 | 0 | 0 | 0 | 0
Commercial_Warehouse_Existing_Space Heating_Natural Gas_Unit Heater_E4_Codes & Standards Forecast | Commercial | Warehouse | Existing | Space Heating | Natural Gas | Unit Heater | E4 |  | Codes & Standards Forecast | 0 | 0 | 0 | 0 | 0 | 0 | 0 | 0 | 0 | 0 | 0 | 0 | 0 | 0 | 0 | 0 | 0 | 0 | 0 | 0 | 0 | 0 | 0 | 0 | 0 | 0 | 0 | 0 | 0 | 0 | 0 | 0 | 0 | 0 | 0 | 0 | 0 | 0 | 0 | 0 | 0 | 0 | 0 | 0 | 0 | 0 | 0 | 0 | 0 | 0 | 0
Commercial_Warehouse_Existing_Space Heating_Natural Gas_Unit Heater_E5_Codes & Standards Forecast | Commercial | Warehouse | Existing | Space Heating | Natural Gas | Unit Heater | E5 |  | Codes & Standards Forecast | 0 | 0 | 0 | 0 | 0 | 0 | 0 | 0 | 0 | 0 | 0 | 0 | 0 | 0 | 0 | 0 | 0 | 0 | 0 | 0 | 0 | 0 | 0 | 0 | 0 | 0 | 0 | 0 | 0 | 0 | 0 | 0 | 0 | 0 | 0 | 0 | 0 | 0 | 0 | 0 | 0 | 0 | 0 | 0 | 0 | 0 | 0 | 0 | 0 | 0 | 0
Commercial_Warehouse_Existing_Space Heating_Natural Gas_Unit Heater_E6_Codes & Standards Forecast | Commercial | Warehouse | Existing | Space Heating | Natural Gas | Unit Heater | E6 |  | Codes & Standards Forecast | 0 | 0 | 0 | 0 | 0 | 0 | 0 | 0 | 0 | 0 | 0 | 0 | 0 | 0 | 0 | 0 | 0 | 0 | 0 | 0 | 0 | 0 | 0 | 0 | 0 | 0 | 0 | 0 | 0 | 0 | 0 | 0 | 0 | 0 | 0 | 0 | 0 | 0 | 0 | 0 | 0 | 0 | 0 | 0 | 0 | 0 | 0 | 0 | 0 | 0 | 0
Commercial_Warehouse_Existing_Space Heating_Natural Gas_Unit Heater_E7_Codes & Standards Forecast | Commercial | Warehouse | Existing | Space Heating | Natural Gas | Unit Heater | E7 |  | Codes & Standards Forecast | 0 | 0 | 0 | 0 | 0 | 0 | 0 | 0 | 0 | 0 | 0 | 0 | 0 | 0 | 0 | 0 | 0 | 0 | 0 | 0 | 0 | 0 | 0 | 0 | 0 | 0 | 0 | 0 | 0 | 0 | 0 | 0 | 0 | 0 | 0 | 0 | 0 | 0 | 0 | 0 | 0 | 0 | 0 | 0 | 0 | 0 | 0 | 0 | 0 | 0 | 0
Commercial_Warehouse_Existing_Space Heating_Natural Gas_Unit Heater_E8_Codes & Standards Forecast | Commercial | Warehouse | Existing | Space Heating | Natural Gas | Unit Heater | E8 |  | Codes & Standards Forecast | 0 | 0 | 0 | 0 | 0 | 0 | 0 | 0 | 0 | 0 | 0 | 0 | 0 | 0 | 0 | 0 | 0 | 0 | 0 | 0 | 0 | 0 | 0 | 0 | 0 | 0 | 0 | 0 | 0 | 0 | 0 | 0 | 0 | 0 | 0 | 0 | 0 | 0 | 0 | 0 | 0 | 0 | 0 | 0 | 0 | 0 | 0 | 0 | 0 | 0 | 0
Commercial_Warehouse_Existing_Space Heating_Natural Gas_Unit Heater_E9_Codes & Standards Forecast | Commercial | Warehouse | Existing | Space Heating | Natural Gas | Unit Heater | E9 |  | Codes & Standards Forecast | 0 | 0 | 0 | 0 | 0 | 0 | 0 | 0 | 0 | 0 | 0 | 0 | 0 | 0 | 0 | 0 | 0 | 0 | 0 | 0 | 0 | 0 | 0 | 0 | 0 | 0 | 0 | 0 | 0 | 0 | 0 | 0 | 0 | 0 | 0 | 0 | 0 | 0 | 0 | 0 | 0 | 0 | 0 | 0 | 0 | 0 | 0 | 0 | 0 | 0 | 0
Commercial_Warehouse_Existing_Space Heating_Natural Gas_Unit Heater_E10_Codes & Standards Forecast | Commercial | Warehouse | Existing | Space Heating | Natural Gas | Unit Heater | E10 |  | Codes & Standards Forecast | 0 | 0 | 0 | 0 | 0 | 0 | 0 | 0 | 0 | 0 | 0 | 0 | 0 | 0 | 0 | 0 | 0 | 0 | 0 | 0 | 0 | 0 | 0 | 0 | 0 | 0 | 0 | 0 | 0 | 0 | 0 | 0 | 0 | 0 | 0 | 0 | 0 | 0 | 0 | 0 | 0 | 0 | 0 | 0 | 0 | 0 | 0 | 0 | 0 | 0 | 0
Commercial_Warehouse_Existing_Space Heating_Natural Gas_Unit Heater_Vintage_Codes & Standards Forecast | Commercial | Warehouse | Existing | Space Heating | Natural Gas | Unit Heater | Vintage |  | Codes & Standards Forecast | 192483.9219 | 184665.1569 | 175620.2525 | 165375.799 | 155275.1591 | 143975.4236 | 132084.6318 | 119685.8149 | 106840.9316 | 93616.8817 | 80075.6966 | 68493.0649 | 58586.6052 | 50113.9016 | 42866.7586 | 36667.7944 | 31365.0724 | 26829.7148 | 22951.2621 | 19634.5221 | 16797.505 | 14370.2876 | 12293.5687 | 10516.7376 | 8996.506 | 7695.9009 | 6583.2273 | 5631.3681 | 4817.0812 | 4120.4972 | 3524.5918 | 3014.8348 | 2584.1441 | 0 | 0 | 0 | 0 | 0 | 0 | 0 | 0 | 0 | 0 | 0 | 0 | 0 | 0 | 0 | 0 | 0 | 0
Commercial_Warehouse_Existing_Water Heating_Natural Gas_Water Heater_E1_Codes & Standards Forecast | Commercial | Warehouse | Existing | Water Heating | Natural Gas | Water Heater | E1 |  | Codes & Standards Forecast | 0 | 12263.6998 | 28062.2673 | 46560.961 | 74644.7639 | 97246.0904 | 121244.8535 | 146345.8942 | 172295.0305 | 198891.5451 | 219994.4346 | 236713.5103 | 249936.7401 | 260371.8723 | 268579.3955 | 275008.6527 | 280015.942 | 283894.9417 | 286882.9305 | 289164.5566 | 290877.4279 | 292128.2178 | 293006.7605 | 293586.2851 | 293925.4423 | 294073.5309 | 294069.0016 | 293943.3045 | 293720.0509 | 293418.8939 | 293053.8118 | 292638.3931 | 296791.2077 | 0 | 0 | 0 | 0 | 0 | 0 | 0 | 0 | 0 | 0 | 0 | 0 | 0 | 0 | 0 | 0 | 0 | 0
Commercial_Warehouse_Existing_Water Heating_Natural Gas_Water Heater_E2_Codes & Standards Forecast | Commercial | Warehouse | Existing | Water Heating | Natural Gas | Water Heater | E2 |  | Codes & Standards Forecast | 0 | 0 | 0 | 0 | 0 | 0 | 0 | 0 | 0 | 0 | 0 | 0 | 0 | 0 | 0 | 0 | 0 | 0 | 0 | 0 | 0 | 0 | 0 | 0 | 0 | 0 | 0 | 0 | 0 | 0 | 0 | 0 | 0 | 0 | 0 | 0 | 0 | 0 | 0 | 0 | 0 | 0 | 0 | 0 | 0 | 0 | 0 | 0 | 0 | 0 | 0
Commercial_Warehouse_Existing_Water Heating_Natural Gas_Water Heater_E3_Codes & Standards Forecast | Commercial | Warehouse | Existing | Water Heating | Natural Gas | Water Heater | E3 |  | Codes & Standards Forecast | 0 | 0 | 0 | 0 | 0 | 0 | 0 | 0 | 0 | 0 | 0 | 0 | 0 | 0 | 0 | 0 | 0 | 0 | 0 | 0 | 0 | 0 | 0 | 0 | 0 | 0 | 0 | 0 | 0 | 0 | 0 | 0 | 0 | 0 | 0 | 0 | 0 | 0 | 0 | 0 | 0 | 0 | 0 | 0 | 0 | 0 | 0 | 0 | 0 | 0 | 0
Commercial_Warehouse_Existing_Water Heating_Natural Gas_Water Heater_E4_Codes & Standards Forecast | Commercial | Warehouse | Existing | Water Heating | Natural Gas | Water Heater | E4 |  | Codes & Standards Forecast | 0 | 0 | 0 | 0 | 0 | 0 | 0 | 0 | 0 | 0 | 0 | 0 | 0 | 0 | 0 | 0 | 0 | 0 | 0 | 0 | 0 | 0 | 0 | 0 | 0 | 0 | 0 | 0 | 0 | 0 | 0 | 0 | 0 | 0 | 0 | 0 | 0 | 0 | 0 | 0 | 0 | 0 | 0 | 0 | 0 | 0 | 0 | 0 | 0 | 0 | 0
Commercial_Warehouse_Existing_Water Heating_Natural Gas_Water Heater_E5_Codes & Standards Forecast | Commercial | Warehouse | Existing | Water Heating | Natural Gas | Water Heater | E5 |  | Codes & Standards Forecast | 0 | 0 | 0 | 0 | 0 | 0 | 0 | 0 | 0 | 0 | 0 | 0 | 0 | 0 | 0 | 0 | 0 | 0 | 0 | 0 | 0 | 0 | 0 | 0 | 0 | 0 | 0 | 0 | 0 | 0 | 0 | 0 | 0 | 0 | 0 | 0 | 0 | 0 | 0 | 0 | 0 | 0 | 0 | 0 | 0 | 0 | 0 | 0 | 0 | 0 | 0
Commercial_Warehouse_Existing_Water Heating_Natural Gas_Water Heater_E6_Codes & Standards Forecast | Commercial | Warehouse | Existing | Water Heating | Natural Gas | Water Heater | E6 |  | Codes & Standards Forecast | 0 | 0 | 0 | 0 | 0 | 0 | 0 | 0 | 0 | 0 | 0 | 0 | 0 | 0 | 0 | 0 | 0 | 0 | 0 | 0 | 0 | 0 | 0 | 0 | 0 | 0 | 0 | 0 | 0 | 0 | 0 | 0 | 0 | 0 | 0 | 0 | 0 | 0 | 0 | 0 | 0 | 0 | 0 | 0 | 0 | 0 | 0 | 0 | 0 | 0 | 0
Commercial_Warehouse_Existing_Water Heating_Natural Gas_Water Heater_E7_Codes & Standards Forecast | Commercial | Warehouse | Existing | Water Heating | Natural Gas | Water Heater | E7 |  | Codes & Standards Forecast | 0 | 0 | 0 | 0 | 0 | 0 | 0 | 0 | 0 | 0 | 0 | 0 | 0 | 0 | 0 | 0 | 0 | 0 | 0 | 0 | 0 | 0 | 0 | 0 | 0 | 0 | 0 | 0 | 0 | 0 | 0 | 0 | 0 | 0 | 0 | 0 | 0 | 0 | 0 | 0 | 0 | 0 | 0 | 0 | 0 | 0 | 0 | 0 | 0 | 0 | 0
Commercial_Warehouse_Existing_Water Heating_Natural Gas_Water Heater_E8_Codes & Standards Forecast | Commercial | Warehouse | Existing | Water Heating | Natural Gas | Water Heater | E8 |  | Codes & Standards Forecast | 0 | 0 | 0 | 0 | 0 | 0 | 0 | 0 | 0 | 0 | 0 | 0 | 0 | 0 | 0 | 0 | 0 | 0 | 0 | 0 | 0 | 0 | 0 | 0 | 0 | 0 | 0 | 0 | 0 | 0 | 0 | 0 | 0 | 0 | 0 | 0 | 0 | 0 | 0 | 0 | 0 | 0 | 0 | 0 | 0 | 0 | 0 | 0 | 0 | 0 | 0
Commercial_Warehouse_Existing_Water Heating_Natural Gas_Water Heater_E9_Codes & Standards Forecast | Commercial | Warehouse | Existing | Water Heating | Natural Gas | Water Heater | E9 |  | Codes & Standards Forecast | 0 | 0 | 0 | 0 | 0 | 0 | 0 | 0 | 0 | 0 | 0 | 0 | 0 | 0 | 0 | 0 | 0 | 0 | 0 | 0 | 0 | 0 | 0 | 0 | 0 | 0 | 0 | 0 | 0 | 0 | 0 | 0 | 0 | 0 | 0 | 0 | 0 | 0 | 0 | 0 | 0 | 0 | 0 | 0 | 0 | 0 | 0 | 0 | 0 | 0 | 0
Commercial_Warehouse_Existing_Water Heating_Natural Gas_Water Heater_E10_Codes & Standards Forecast | Commercial | Warehouse | Existing | Water Heating | Natural Gas | Water Heater | E10 |  | Codes & Standards Forecast | 0 | 0 | 0 | 0 | 0 | 0 | 0 | 0 | 0 | 0 | 0 | 0 | 0 | 0 | 0 | 0 | 0 | 0 | 0 | 0 | 0 | 0 | 0 | 0 | 0 | 0 | 0 | 0 | 0 | 0 | 0 | 0 | 0 | 0 | 0 | 0 | 0 | 0 | 0 | 0 | 0 | 0 | 0 | 0 | 0 | 0 | 0 | 0 | 0 | 0 | 0
Commercial_Warehouse_Existing_Water Heating_Natural Gas_Water Heater_Vintage_Codes & Standards Forecast | Commercial | Warehouse | Existing | Water Heating | Natural Gas | Water Heater | Vintage |  | Codes & Standards Forecast | 308160.3448 | 294328.7947 | 276962.3769 | 256570.2953 | 235569.3618 | 212134.3595 | 187399.6246 | 161635.7024 | 135046.161 | 107813.2068 | 86070.692 | 68712.8475 | 54856.293 | 43794.8573 | 34964.0974 | 27914.0749 | 22285.4559 | 17792.1349 | 14205.4617 | 11342.4244 | 9056.6402 | 7231.4364 | 5773.9612 | 4610.1356 | 3680.8093 | 2938.7706 | 2346.2908 | 1873.2411 | 1495.5485 | 1193.9962 | 953.2327 | 761.0101 | 608.808 | 0 | 0 | 0 | 0 | 0 | 0 | 0 | 0 | 0 | 0 | 0 | 0 | 0 | 0 | 0 | 0 | 0 | 0
Commercial_Warehouse_Existing_Food Preparation_Natural Gas_Oven_E1_Codes & Standards Forecast | Commercial | Warehouse | Existing | Food Preparation | Natural Gas | Oven | E1 |  | Codes & Standards Forecast | 0 | 348.8647 | 723.0848 | 1116.2196 | 1678.8738 | 2107.4135 | 2548.2134 | 2999.0645 | 3457.7406 | 3922.4609 | 4306.6945 | 4624.0352 | 4885.8238 | 5101.467 | 5278.6977 | 5423.9855 | 5542.6628 | 5639.3482 | 5717.9361 | 5781.5659 | 5832.6509 | 5873.1377 | 5904.7439 | 5928.9301 | 5946.915 | 5959.7629 | 5968.3391 | 5973.3784 | 5975.4605 | 5975.0844 | 5972.6296 | 5968.4625 | 6057.2162 | 0 | 0 | 0 | 0 | 0 | 0 | 0 | 0 | 0 | 0 | 0 | 0 | 0 | 0 | 0 | 0 | 0 | 0
Commercial_Warehouse_Existing_Food Preparation_Natural Gas_Oven_E2_Codes & Standards Forecast | Commercial | Warehouse | Existing | Food Preparation | Natural Gas | Oven | E2 |  | Codes & Standards Forecast | 0 | 0 | 0 | 0 | 0 | 0 | 0 | 0 | 0 | 0 | 0 | 0 | 0 | 0 | 0 | 0 | 0 | 0 | 0 | 0 | 0 | 0 | 0 | 0 | 0 | 0 | 0 | 0 | 0 | 0 | 0 | 0 | 0 | 0 | 0 | 0 | 0 | 0 | 0 | 0 | 0 | 0 | 0 | 0 | 0 | 0 | 0 | 0 | 0 | 0 | 0
Commercial_Warehouse_Existing_Food Preparation_Natural Gas_Oven_E3_Codes & Standards Forecast | Commercial | Warehouse | Existing | Food Preparation | Natural Gas | Oven | E3 |  | Codes & Standards Forecast | 0 | 0 | 0 | 0 | 0 | 0 | 0 | 0 | 0 | 0 | 0 | 0 | 0 | 0 | 0 | 0 | 0 | 0 | 0 | 0 | 0 | 0 | 0 | 0 | 0 | 0 | 0 | 0 | 0 | 0 | 0 | 0 | 0 | 0 | 0 | 0 | 0 | 0 | 0 | 0 | 0 | 0 | 0 | 0 | 0 | 0 | 0 | 0 | 0 | 0 | 0
Commercial_Warehouse_Existing_Food Preparation_Natural Gas_Oven_E4_Codes & Standards Forecast | Commercial | Warehouse | Existing | Food Preparation | Natural Gas | Oven | E4 |  | Codes & Standards Forecast | 0 | 0 | 0 | 0 | 0 | 0 | 0 | 0 | 0 | 0 | 0 | 0 | 0 | 0 | 0 | 0 | 0 | 0 | 0 | 0 | 0 | 0 | 0 | 0 | 0 | 0 | 0 | 0 | 0 | 0 | 0 | 0 | 0 | 0 | 0 | 0 | 0 | 0 | 0 | 0 | 0 | 0 | 0 | 0 | 0 | 0 | 0 | 0 | 0 | 0 | 0
Commercial_Warehouse_Existing_Food Preparation_Natural Gas_Oven_E5_Codes & Standards Forecast | Commercial | Warehouse | Existing | Food Preparation | Natural Gas | Oven | E5 |  | Codes & Standards Forecast | 0 | 0 | 0 | 0 | 0 | 0 | 0 | 0 | 0 | 0 | 0 | 0 | 0 | 0 | 0 | 0 | 0 | 0 | 0 | 0 | 0 | 0 | 0 | 0 | 0 | 0 | 0 | 0 | 0 | 0 | 0 | 0 | 0 | 0 | 0 | 0 | 0 | 0 | 0 | 0 | 0 | 0 | 0 | 0 | 0 | 0 | 0 | 0 | 0 | 0 | 0
Commercial_Warehouse_Existing_Food Preparation_Natural Gas_Oven_E6_Codes & Standards Forecast | Commercial | Warehouse | Existing | Food Preparation | Natural Gas | Oven | E6 |  | Codes & Standards Forecast | 0 | 0 | 0 | 0 | 0 | 0 | 0 | 0 | 0 | 0 | 0 | 0 | 0 | 0 | 0 | 0 | 0 | 0 | 0 | 0 | 0 | 0 | 0 | 0 | 0 | 0 | 0 | 0 | 0 | 0 | 0 | 0 | 0 | 0 | 0 | 0 | 0 | 0 | 0 | 0 | 0 | 0 | 0 | 0 | 0 | 0 | 0 | 0 | 0 | 0 | 0
Commercial_Warehouse_Existing_Food Preparation_Natural Gas_Oven_E7_Codes & Standards Forecast | Commercial | Warehouse | Existing | Food Preparation | Natural Gas | Oven | E7 |  | Codes & Standards Forecast | 0 | 0 | 0 | 0 | 0 | 0 | 0 | 0 | 0 | 0 | 0 | 0 | 0 | 0 | 0 | 0 | 0 | 0 | 0 | 0 | 0 | 0 | 0 | 0 | 0 | 0 | 0 | 0 | 0 | 0 | 0 | 0 | 0 | 0 | 0 | 0 | 0 | 0 | 0 | 0 | 0 | 0 | 0 | 0 | 0 | 0 | 0 | 0 | 0 | 0 | 0
Commercial_Warehouse_Existing_Food Preparation_Natural Gas_Oven_E8_Codes & Standards Forecast | Commercial | Warehouse | Existing | Food Preparation | Natural Gas | Oven | E8 |  | Codes & Standards Forecast | 0 | 0 | 0 | 0 | 0 | 0 | 0 | 0 | 0 | 0 | 0 | 0 | 0 | 0 | 0 | 0 | 0 | 0 | 0 | 0 | 0 | 0 | 0 | 0 | 0 | 0 | 0 | 0 | 0 | 0 | 0 | 0 | 0 | 0 | 0 | 0 | 0 | 0 | 0 | 0 | 0 | 0 | 0 | 0 | 0 | 0 | 0 | 0 | 0 | 0 | 0
Commercial_Warehouse_Existing_Food Preparation_Natural Gas_Oven_E9_Codes & Standards Forecast | Commercial | Warehouse | Existing | Food Preparation | Natural Gas | Oven | E9 |  | Codes & Standards Forecast | 0 | 0 | 0 | 0 | 0 | 0 | 0 | 0 | 0 | 0 | 0 | 0 | 0 | 0 | 0 | 0 | 0 | 0 | 0 | 0 | 0 | 0 | 0 | 0 | 0 | 0 | 0 | 0 | 0 | 0 | 0 | 0 | 0 | 0 | 0 | 0 | 0 | 0 | 0 | 0 | 0 | 0 | 0 | 0 | 0 | 0 | 0 | 0 | 0 | 0 | 0
Commercial_Warehouse_Existing_Food Preparation_Natural Gas_Oven_E10_Codes & Standards Forecast | Commercial | Warehouse | Existing | Food Preparation | Natural Gas | Oven | E10 |  | Codes & Standards Forecast | 0 | 0 | 0 | 0 | 0 | 0 | 0 | 0 | 0 | 0 | 0 | 0 | 0 | 0 | 0 | 0 | 0 | 0 | 0 | 0 | 0 | 0 | 0 | 0 | 0 | 0 | 0 | 0 | 0 | 0 | 0 | 0 | 0 | 0 | 0 | 0 | 0 | 0 | 0 | 0 | 0 | 0 | 0 | 0 | 0 | 0 | 0 | 0 | 0 | 0 | 0
Commercial_Warehouse_Existing_Food Preparation_Natural Gas_Oven_Vintage_Codes & Standards Forecast | Commercial | Warehouse | Existing | Food Preparation | Natural Gas | Oven | Vintage |  | Codes & Standards Forecast | 6311.6771 | 5930.7 | 5524.3675 | 5092.4527 | 4674.8683 | 4229.2535 | 3773.3796 | 3308.9515 | 2837.1588 | 2359.403 | 1962.0688 | 1631.6449 | 1356.8846 | 1128.4137 | 938.418 | 780.4157 | 649.0125 | 539.7447 | 448.8946 | 373.3565 | 310.5373 | 258.2854 | 214.8216 | 178.6679 | 148.5953 | 123.5823 | 102.7782 | 85.4755 | 71.0849 | 59.1165 | 49.1624 | 40.884 | 34.07 | 0 | 0 | 0 | 0 | 0 | 0 | 0 | 0 | 0 | 0 | 0 | 0 | 0 | 0 | 0 | 0 | 0 | 0
Commercial_Warehouse_Existing_Food Preparation_Natural Gas_Conveyor Oven_E1_Codes & Standards Forecast | Commercial | Warehouse | Existing | Food Preparation | Natural Gas | Conveyor Oven | E1 |  | Codes & Standards Forecast | 0 | 73.8772 | 169.0487 | 280.4859 | 479.5317 | 615.6031 | 760.1022 | 911.2484 | 1067.5059 | 1227.6635 | 1390.7601 | 1556.0644 | 1723.0075 | 1891.1328 | 2060.0453 | 2229.4428 | 2399.0635 | 2533.2599 | 2639.2693 | 2722.8305 | 2788.4304 | 2839.6144 | 2879.2549 | 2909.6591 | 2932.6714 | 2949.7893 | 2962.1998 | 2970.8584 | 2976.5131 | 2979.7691 | 2981.0924 | 2980.8796 | 3026.6082 | 0 | 0 | 0 | 0 | 0 | 0 | 0 | 0 | 0 | 0 | 0 | 0 | 0 | 0 | 0 | 0 | 0 | 0
Commercial_Warehouse_Existing_Food Preparation_Natural Gas_Conveyor Oven_E2_Codes & Standards Forecast | Commercial | Warehouse | Existing | Food Preparation | Natural Gas | Conveyor Oven | E2 |  | Codes & Standards Forecast | 0 | 0 | 0 | 0 | 0 | 0 | 0 | 0 | 0 | 0 | 0 | 0 | 0 | 0 | 0 | 0 | 0 | 0 | 0 | 0 | 0 | 0 | 0 | 0 | 0 | 0 | 0 | 0 | 0 | 0 | 0 | 0 | 0 | 0 | 0 | 0 | 0 | 0 | 0 | 0 | 0 | 0 | 0 | 0 | 0 | 0 | 0 | 0 | 0 | 0 | 0
Commercial_Warehouse_Existing_Food Preparation_Natural Gas_Conveyor Oven_E3_Codes & Standards Forecast | Commercial | Warehouse | Existing | Food Preparation | Natural Gas | Conveyor Oven | E3 |  | Codes & Standards Forecast | 0 | 0 | 0 | 0 | 0 | 0 | 0 | 0 | 0 | 0 | 0 | 0 | 0 | 0 | 0 | 0 | 0 | 0 | 0 | 0 | 0 | 0 | 0 | 0 | 0 | 0 | 0 | 0 | 0 | 0 | 0 | 0 | 0 | 0 | 0 | 0 | 0 | 0 | 0 | 0 | 0 | 0 | 0 | 0 | 0 | 0 | 0 | 0 | 0 | 0 | 0
Commercial_Warehouse_Existing_Food Preparation_Natural Gas_Conveyor Oven_E4_Codes & Standards Forecast | Commercial | Warehouse | Existing | Food Preparation | Natural Gas | Conveyor Oven | E4 |  | Codes & Standards Forecast | 0 | 0 | 0 | 0 | 0 | 0 | 0 | 0 | 0 | 0 | 0 | 0 | 0 | 0 | 0 | 0 | 0 | 0 | 0 | 0 | 0 | 0 | 0 | 0 | 0 | 0 | 0 | 0 | 0 | 0 | 0 | 0 | 0 | 0 | 0 | 0 | 0 | 0 | 0 | 0 | 0 | 0 | 0 | 0 | 0 | 0 | 0 | 0 | 0 | 0 | 0
Commercial_Warehouse_Existing_Food Preparation_Natural Gas_Conveyor Oven_E5_Codes & Standards Forecast | Commercial | Warehouse | Existing | Food Preparation | Natural Gas | Conveyor Oven | E5 |  | Codes & Standards Forecast | 0 | 0 | 0 | 0 | 0 | 0 | 0 | 0 | 0 | 0 | 0 | 0 | 0 | 0 | 0 | 0 | 0 | 0 | 0 | 0 | 0 | 0 | 0 | 0 | 0 | 0 | 0 | 0 | 0 | 0 | 0 | 0 | 0 | 0 | 0 | 0 | 0 | 0 | 0 | 0 | 0 | 0 | 0 | 0 | 0 | 0 | 0 | 0 | 0 | 0 | 0
Commercial_Warehouse_Existing_Food Preparation_Natural Gas_Conveyor Oven_E6_Codes & Standards Forecast | Commercial | Warehouse | Existing | Food Preparation | Natural Gas | Conveyor Oven | E6 |  | Codes & Standards Forecast | 0 | 0 | 0 | 0 | 0 | 0 | 0 | 0 | 0 | 0 | 0 | 0 | 0 | 0 | 0 | 0 | 0 | 0 | 0 | 0 | 0 | 0 | 0 | 0 | 0 | 0 | 0 | 0 | 0 | 0 | 0 | 0 | 0 | 0 | 0 | 0 | 0 | 0 | 0 | 0 | 0 | 0 | 0 | 0 | 0 | 0 | 0 | 0 | 0 | 0 | 0
Commercial_Warehouse_Existing_Food Preparation_Natural Gas_Conveyor Oven_E7_Codes & Standards Forecast | Commercial | Warehouse | Existing | Food Preparation | Natural Gas | Conveyor Oven | E7 |  | Codes & Standards Forecast | 0 | 0 | 0 | 0 | 0 | 0 | 0 | 0 | 0 | 0 | 0 | 0 | 0 | 0 | 0 | 0 | 0 | 0 | 0 | 0 | 0 | 0 | 0 | 0 | 0 | 0 | 0 | 0 | 0 | 0 | 0 | 0 | 0 | 0 | 0 | 0 | 0 | 0 | 0 | 0 | 0 | 0 | 0 | 0 | 0 | 0 | 0 | 0 | 0 | 0 | 0
Commercial_Warehouse_Existing_Food Preparation_Natural Gas_Conveyor Oven_E8_Codes & Standards Forecast | Commercial | Warehouse | Existing | Food Preparation | Natural Gas | Conveyor Oven | E8 |  | Codes & Standards Forecast | 0 | 0 | 0 | 0 | 0 | 0 | 0 | 0 | 0 | 0 | 0 | 0 | 0 | 0 | 0 | 0 | 0 | 0 | 0 | 0 | 0 | 0 | 0 | 0 | 0 | 0 | 0 | 0 | 0 | 0 | 0 | 0 | 0 | 0 | 0 | 0 | 0 | 0 | 0 | 0 | 0 | 0 | 0 | 0 | 0 | 0 | 0 | 0 | 0 | 0 | 0
Commercial_Warehouse_Existing_Food Preparation_Natural Gas_Conveyor Oven_E9_Codes & Standards Forecast | Commercial | Warehouse | Existing | Food Preparation | Natural Gas | Conveyor Oven | E9 |  | Codes & Standards Forecast | 0 | 0 | 0 | 0 | 0 | 0 | 0 | 0 | 0 | 0 | 0 | 0 | 0 | 0 | 0 | 0 | 0 | 0 | 0 | 0 | 0 | 0 | 0 | 0 | 0 | 0 | 0 | 0 | 0 | 0 | 0 | 0 | 0 | 0 | 0 | 0 | 0 | 0 | 0 | 0 | 0 | 0 | 0 | 0 | 0 | 0 | 0 | 0 | 0 | 0 | 0
Commercial_Warehouse_Existing_Food Preparation_Natural Gas_Conveyor Oven_E10_Codes & Standards Forecast | Commercial | Warehouse | Existing | Food Preparation | Natural Gas | Conveyor Oven | E10 |  | Codes & Standards Forecast | 0 | 0 | 0 | 0 | 0 | 0 | 0 | 0 | 0 | 0 | 0 | 0 | 0 | 0 | 0 | 0 | 0 | 0 | 0 | 0 | 0 | 0 | 0 | 0 | 0 | 0 | 0 | 0 | 0 | 0 | 0 | 0 | 0 | 0 | 0 | 0 | 0 | 0 | 0 | 0 | 0 | 0 | 0 | 0 | 0 | 0 | 0 | 0 | 0 | 0 | 0
Commercial_Warehouse_Existing_Food Preparation_Natural Gas_Conveyor Oven_Vintage_Codes & Standards Forecast | Commercial | Warehouse | Existing | Food Preparation | Natural Gas | Conveyor Oven | Vintage |  | Codes & Standards Forecast | 3155.8385 | 3065.9051 | 2954.6774 | 2823.8502 | 2697.3394 | 2552.7304 | 2400.6943 | 2242.7595 | 2079.9438 | 1913.2684 | 1743.6215 | 1571.7757 | 1398.3467 | 1223.8076 | 1048.5125 | 872.7578 | 696.7741 | 556.2865 | 444.1461 | 354.6307 | 283.1637 | 226.0971 | 180.5279 | 144.1399 | 115.0837 | 91.8832 | 73.3588 | 58.5685 | 46.7596 | 37.3313 | 29.8036 | 23.7936 | 19.0349 | 0 | 0 | 0 | 0 | 0 | 0 | 0 | 0 | 0 | 0 | 0 | 0 | 0 | 0 | 0 | 0 | 0 | 0
Commercial_Warehouse_Existing_Food Preparation_Natural Gas_Double Rack Oven_E1_Codes & Standards Forecast | Commercial | Warehouse | Existing | Food Preparation | Natural Gas | Double Rack Oven | E1 |  | Codes & Standards Forecast | 0 | 104.6594 | 239.4857 | 397.355 | 649.1136 | 841.9627 | 1046.7414 | 1260.9299 | 1482.357 | 1709.309 | 1940.4248 | 2174.6681 | 2360.3978 | 2507.4261 | 2623.5423 | 2714.9817 | 2786.6979 | 2842.7372 | 2886.3598 | 2920.1212 | 2945.962 | 2965.3984 | 2979.6874 | 2989.848 | 2996.6956 | 3000.9065 | 3003.0113 | 3003.4417 | 3002.5267 | 3000.5375 | 2997.673 | 2994.1166 | 3037.1978 | 0 | 0 | 0 | 0 | 0 | 0 | 0 | 0 | 0 | 0 | 0 | 0 | 0 | 0 | 0 | 0 | 0 | 0
Commercial_Warehouse_Existing_Food Preparation_Natural Gas_Double Rack Oven_E2_Codes & Standards Forecast | Commercial | Warehouse | Existing | Food Preparation | Natural Gas | Double Rack Oven | E2 |  | Codes & Standards Forecast | 0 | 0 | 0 | 0 | 0 | 0 | 0 | 0 | 0 | 0 | 0 | 0 | 0 | 0 | 0 | 0 | 0 | 0 | 0 | 0 | 0 | 0 | 0 | 0 | 0 | 0 | 0 | 0 | 0 | 0 | 0 | 0 | 0 | 0 | 0 | 0 | 0 | 0 | 0 | 0 | 0 | 0 | 0 | 0 | 0 | 0 | 0 | 0 | 0 | 0 | 0
Commercial_Warehouse_Existing_Food Preparation_Natural Gas_Double Rack Oven_E3_Codes & Standards Forecast | Commercial | Warehouse | Existing | Food Preparation | Natural Gas | Double Rack Oven | E3 |  | Codes & Standards Forecast | 0 | 0 | 0 | 0 | 0 | 0 | 0 | 0 | 0 | 0 | 0 | 0 | 0 | 0 | 0 | 0 | 0 | 0 | 0 | 0 | 0 | 0 | 0 | 0 | 0 | 0 | 0 | 0 | 0 | 0 | 0 | 0 | 0 | 0 | 0 | 0 | 0 | 0 | 0 | 0 | 0 | 0 | 0 | 0 | 0 | 0 | 0 | 0 | 0 | 0 | 0
Commercial_Warehouse_Existing_Food Preparation_Natural Gas_Double Rack Oven_E4_Codes & Standards Forecast | Commercial | Warehouse | Existing | Food Preparation | Natural Gas | Double Rack Oven | E4 |  | Codes & Standards Forecast | 0 | 0 | 0 | 0 | 0 | 0 | 0 | 0 | 0 | 0 | 0 | 0 | 0 | 0 | 0 | 0 | 0 | 0 | 0 | 0 | 0 | 0 | 0 | 0 | 0 | 0 | 0 | 0 | 0 | 0 | 0 | 0 | 0 | 0 | 0 | 0 | 0 | 0 | 0 | 0 | 0 | 0 | 0 | 0 | 0 | 0 | 0 | 0 | 0 | 0 | 0
Commercial_Warehouse_Existing_Food Preparation_Natural Gas_Double Rack Oven_E5_Codes & Standards Forecast | Commercial | Warehouse | Existing | Food Preparation | Natural Gas | Double Rack Oven | E5 |  | Codes & Standards Forecast | 0 | 0 | 0 | 0 | 0 | 0 | 0 | 0 | 0 | 0 | 0 | 0 | 0 | 0 | 0 | 0 | 0 | 0 | 0 | 0 | 0 | 0 | 0 | 0 | 0 | 0 | 0 | 0 | 0 | 0 | 0 | 0 | 0 | 0 | 0 | 0 | 0 | 0 | 0 | 0 | 0 | 0 | 0 | 0 | 0 | 0 | 0 | 0 | 0 | 0 | 0
Commercial_Warehouse_Existing_Food Preparation_Natural Gas_Double Rack Oven_E6_Codes & Standards Forecast | Commercial | Warehouse | Existing | Food Preparation | Natural Gas | Double Rack Oven | E6 |  | Codes & Standards Forecast | 0 | 0 | 0 | 0 | 0 | 0 | 0 | 0 | 0 | 0 | 0 | 0 | 0 | 0 | 0 | 0 | 0 | 0 | 0 | 0 | 0 | 0 | 0 | 0 | 0 | 0 | 0 | 0 | 0 | 0 | 0 | 0 | 0 | 0 | 0 | 0 | 0 | 0 | 0 | 0 | 0 | 0 | 0 | 0 | 0 | 0 | 0 | 0 | 0 | 0 | 0
Commercial_Warehouse_Existing_Food Preparation_Natural Gas_Double Rack Oven_E7_Codes & Standards Forecast | Commercial | Warehouse | Existing | Food Preparation | Natural Gas | Double Rack Oven | E7 |  | Codes & Standards Forecast | 0 | 0 | 0 | 0 | 0 | 0 | 0 | 0 | 0 | 0 | 0 | 0 | 0 | 0 | 0 | 0 | 0 | 0 | 0 | 0 | 0 | 0 | 0 | 0 | 0 | 0 | 0 | 0 | 0 | 0 | 0 | 0 | 0 | 0 | 0 | 0 | 0 | 0 | 0 | 0 | 0 | 0 | 0 | 0 | 0 | 0 | 0 | 0 | 0 | 0 | 0
Commercial_Warehouse_Existing_Food Preparation_Natural Gas_Double Rack Oven_E8_Codes & Standards Forecast | Commercial | Warehouse | Existing | Food Preparation | Natural Gas | Double Rack Oven | E8 |  | Codes & Standards Forecast | 0 | 0 | 0 | 0 | 0 | 0 | 0 | 0 | 0 | 0 | 0 | 0 | 0 | 0 | 0 | 0 | 0 | 0 | 0 | 0 | 0 | 0 | 0 | 0 | 0 | 0 | 0 | 0 | 0 | 0 | 0 | 0 | 0 | 0 | 0 | 0 | 0 | 0 | 0 | 0 | 0 | 0 | 0 | 0 | 0 | 0 | 0 | 0 | 0 | 0 | 0
Commercial_Warehouse_Existing_Food Preparation_Natural Gas_Double Rack Oven_E9_Codes & Standards Forecast | Commercial | Warehouse | Existing | Food Preparation | Natural Gas | Double Rack Oven | E9 |  | Codes & Standards Forecast | 0 | 0 | 0 | 0 | 0 | 0 | 0 | 0 | 0 | 0 | 0 | 0 | 0 | 0 | 0 | 0 | 0 | 0 | 0 | 0 | 0 | 0 | 0 | 0 | 0 | 0 | 0 | 0 | 0 | 0 | 0 | 0 | 0 | 0 | 0 | 0 | 0 | 0 | 0 | 0 | 0 | 0 | 0 | 0 | 0 | 0 | 0 | 0 | 0 | 0 | 0
Commercial_Warehouse_Existing_Food Preparation_Natural Gas_Double Rack Oven_E10_Codes & Standards Forecast | Commercial | Warehouse | Existing | Food Preparation | Natural Gas | Double Rack Oven | E10 |  | Codes & Standards Forecast | 0 | 0 | 0 | 0 | 0 | 0 | 0 | 0 | 0 | 0 | 0 | 0 | 0 | 0 | 0 | 0 | 0 | 0 | 0 | 0 | 0 | 0 | 0 | 0 | 0 | 0 | 0 | 0 | 0 | 0 | 0 | 0 | 0 | 0 | 0 | 0 | 0 | 0 | 0 | 0 | 0 | 0 | 0 | 0 | 0 | 0 | 0 | 0 | 0 | 0 | 0
Commercial_Warehouse_Existing_Food Preparation_Natural Gas_Double Rack Oven_Vintage_Codes & Standards Forecast | Commercial | Warehouse | Existing | Food Preparation | Natural Gas | Double Rack Oven | Vintage |  | Codes & Standards Forecast | 3155.8385 | 3035.1229 | 2884.2405 | 2706.9811 | 2527.7574 | 2326.3708 | 2114.0551 | 1893.0781 | 1665.0927 | 1431.6229 | 1193.9568 | 953.172 | 760.9564 | 607.5142 | 485.0155 | 387.2189 | 309.1397 | 246.8092 | 197.0556 | 157.34 | 125.632 | 100.3132 | 80.0953 | 63.951 | 51.0595 | 40.7661 | 32.5473 | 25.9853 | 20.746 | 16.5629 | 13.2231 | 10.5566 | 8.4453 | 0 | 0 | 0 | 0 | 0 | 0 | 0 | 0 | 0 | 0 | 0 | 0 | 0 | 0 | 0 | 0 | 0 | 0
Commercial_Warehouse_Existing_Food Preparation_Natural Gas_Fryer_E1_Codes & Standards Forecast | Commercial | Warehouse | Existing | Food Preparation | Natural Gas | Fryer | E1 |  | Codes & Standards Forecast | 0 | 0 | 0 | 0 | 0 | 0 | 0 | 0 | 0 | 0 | 0 | 0 | 0 | 0 | 0 | 0 | 0 | 0 | 0 | 0 | 0 | 0 | 0 | 0 | 0 | 0 | 0 | 0 | 0 | 0 | 0 | 0 | 0 | 0 | 0 | 0 | 0 | 0 | 0 | 0 | 0 | 0 | 0 | 0 | 0 | 0 | 0 | 0 | 0 | 0 | 0
Commercial_Warehouse_Existing_Food Preparation_Natural Gas_Fryer_E2_Codes & Standards Forecast | Commercial | Warehouse | Existing | Food Preparation | Natural Gas | Fryer | E2 |  | Codes & Standards Forecast | 0 | 0 | 0 | 225.7699 | 1148.0654 | 2099.6719 | 3305.8687 | 4713.9311 | 6281.263 | 7527.3502 | 8516.827 | 9301.5137 | 9922.8644 | 10413.9318 | 10800.9212 | 11104.8266 | 11342.3096 | 11527.0454 | 11670.0687 | 11779.9957 | 11863.3051 | 11925.0375 | 11969.4067 | 11999.8385 | 12019.0755 | 12029.4087 | 12032.6301 | 12030.2013 | 12023.2279 | 12012.6255 | 11999.0549 | 11983.1432 | 12154.1326 | 0 | 0 | 0 | 0 | 0 | 0 | 0 | 0 | 0 | 0 | 0 | 0 | 0 | 0 | 0 | 0 | 0 | 0
Commercial_Warehouse_Existing_Food Preparation_Natural Gas_Fryer_E3_Codes & Standards Forecast | Commercial | Warehouse | Existing | Food Preparation | Natural Gas | Fryer | E3 |  | Codes & Standards Forecast | 0 | 0 | 0 | 0 | 0 | 0 | 0 | 0 | 0 | 0 | 0 | 0 | 0 | 0 | 0 | 0 | 0 | 0 | 0 | 0 | 0 | 0 | 0 | 0 | 0 | 0 | 0 | 0 | 0 | 0 | 0 | 0 | 0 | 0 | 0 | 0 | 0 | 0 | 0 | 0 | 0 | 0 | 0 | 0 | 0 | 0 | 0 | 0 | 0 | 0 | 0
Commercial_Warehouse_Existing_Food Preparation_Natural Gas_Fryer_E4_Codes & Standards Forecast | Commercial | Warehouse | Existing | Food Preparation | Natural Gas | Fryer | E4 |  | Codes & Standards Forecast | 0 | 0 | 0 | 0 | 0 | 0 | 0 | 0 | 0 | 0 | 0 | 0 | 0 | 0 | 0 | 0 | 0 | 0 | 0 | 0 | 0 | 0 | 0 | 0 | 0 | 0 | 0 | 0 | 0 | 0 | 0 | 0 | 0 | 0 | 0 | 0 | 0 | 0 | 0 | 0 | 0 | 0 | 0 | 0 | 0 | 0 | 0 | 0 | 0 | 0 | 0
Commercial_Warehouse_Existing_Food Preparation_Natural Gas_Fryer_E5_Codes & Standards Forecast | Commercial | Warehouse | Existing | Food Preparation | Natural Gas | Fryer | E5 |  | Codes & Standards Forecast | 0 | 0 | 0 | 0 | 0 | 0 | 0 | 0 | 0 | 0 | 0 | 0 | 0 | 0 | 0 | 0 | 0 | 0 | 0 | 0 | 0 | 0 | 0 | 0 | 0 | 0 | 0 | 0 | 0 | 0 | 0 | 0 | 0 | 0 | 0 | 0 | 0 | 0 | 0 | 0 | 0 | 0 | 0 | 0 | 0 | 0 | 0 | 0 | 0 | 0 | 0
Commercial_Warehouse_Existing_Food Preparation_Natural Gas_Fryer_E6_Codes & Standards Forecast | Commercial | Warehouse | Existing | Food Preparation | Natural Gas | Fryer | E6 |  | Codes & Standards Forecast | 0 | 0 | 0 | 0 | 0 | 0 | 0 | 0 | 0 | 0 | 0 | 0 | 0 | 0 | 0 | 0 | 0 | 0 | 0 | 0 | 0 | 0 | 0 | 0 | 0 | 0 | 0 | 0 | 0 | 0 | 0 | 0 | 0 | 0 | 0 | 0 | 0 | 0 | 0 | 0 | 0 | 0 | 0 | 0 | 0 | 0 | 0 | 0 | 0 | 0 | 0
Commercial_Warehouse_Existing_Food Preparation_Natural Gas_Fryer_E7_Codes & Standards Forecast | Commercial | Warehouse | Existing | Food Preparation | Natural Gas | Fryer | E7 |  | Codes & Standards Forecast | 0 | 0 | 0 | 0 | 0 | 0 | 0 | 0 | 0 | 0 | 0 | 0 | 0 | 0 | 0 | 0 | 0 | 0 | 0 | 0 | 0 | 0 | 0 | 0 | 0 | 0 | 0 | 0 | 0 | 0 | 0 | 0 | 0 | 0 | 0 | 0 | 0 | 0 | 0 | 0 | 0 | 0 | 0 | 0 | 0 | 0 | 0 | 0 | 0 | 0 | 0
Commercial_Warehouse_Existing_Food Preparation_Natural Gas_Fryer_E8_Codes & Standards Forecast | Commercial | Warehouse | Existing | Food Preparation | Natural Gas | Fryer | E8 |  | Codes & Standards Forecast | 0 | 0 | 0 | 0 | 0 | 0 | 0 | 0 | 0 | 0 | 0 | 0 | 0 | 0 | 0 | 0 | 0 | 0 | 0 | 0 | 0 | 0 | 0 | 0 | 0 | 0 | 0 | 0 | 0 | 0 | 0 | 0 | 0 | 0 | 0 | 0 | 0 | 0 | 0 | 0 | 0 | 0 | 0 | 0 | 0 | 0 | 0 | 0 | 0 | 0 | 0
Commercial_Warehouse_Existing_Food Preparation_Natural Gas_Fryer_E9_Codes & Standards Forecast | Commercial | Warehouse | Existing | Food Preparation | Natural Gas | Fryer | E9 |  | Codes & Standards Forecast | 0 | 0 | 0 | 0 | 0 | 0 | 0 | 0 | 0 | 0 | 0 | 0 | 0 | 0 | 0 | 0 | 0 | 0 | 0 | 0 | 0 | 0 | 0 | 0 | 0 | 0 | 0 | 0 | 0 | 0 | 0 | 0 | 0 | 0 | 0 | 0 | 0 | 0 | 0 | 0 | 0 | 0 | 0 | 0 | 0 | 0 | 0 | 0 | 0 | 0 | 0
Commercial_Warehouse_Existing_Food Preparation_Natural Gas_Fryer_E10_Codes & Standards Forecast | Commercial | Warehouse | Existing | Food Preparation | Natural Gas | Fryer | E10 |  | Codes & Standards Forecast | 0 | 0 | 0 | 0 | 0 | 0 | 0 | 0 | 0 | 0 | 0 | 0 | 0 | 0 | 0 | 0 | 0 | 0 | 0 | 0 | 0 | 0 | 0 | 0 | 0 | 0 | 0 | 0 | 0 | 0 | 0 | 0 | 0 | 0 | 0 | 0 | 0 | 0 | 0 | 0 | 0 | 0 | 0 | 0 | 0 | 0 | 0 | 0 | 0 | 0 | 0
Commercial_Warehouse_Existing_Food Preparation_Natural Gas_Fryer_Vintage_Codes & Standards Forecast | Commercial | Warehouse | Existing | Food Preparation | Natural Gas | Fryer | Vintage |  | Codes & Standards Forecast | 12623.3541 | 12559.1293 | 12494.9046 | 12191.5747 | 11559.419 | 10573.6621 | 9337.3172 | 7902.1008 | 6308.5356 | 5036.3776 | 4020.6995 | 3209.8465 | 2562.5525 | 2045.8295 | 1633.3101 | 1303.9759 | 1041.041 | 831.1404 | 663.5928 | 529.8491 | 423.0712 | 337.8087 | 269.7244 | 215.3575 | 171.945 | 137.2815 | 109.6044 | 87.5064 | 69.8629 | 55.7762 | 44.5292 | 35.5498 | 28.4398 | 0 | 0 | 0 | 0 | 0 | 0 | 0 | 0 | 0 | 0 | 0 | 0 | 0 | 0 | 0 | 0 | 0 | 0
Commercial_Warehouse_Existing_Food Preparation_Natural Gas_Broiler_E1_Codes & Standards Forecast | Commercial | Warehouse | Existing | Food Preparation | Natural Gas | Broiler | E1 |  | Codes & Standards Forecast | 0 | 0 | 0 | 0 | 0 | 0 | 0 | 0 | 0 | 0 | 0 | 0 | 0 | 0 | 0 | 0 | 0 | 0 | 0 | 0 | 0 | 0 | 0 | 0 | 0 | 0 | 0 | 0 | 0 | 0 | 0 | 0 | 0 | 0 | 0 | 0 | 0 | 0 | 0 | 0 | 0 | 0 | 0 | 0 | 0 | 0 | 0 | 0 | 0 | 0 | 0
Commercial_Warehouse_Existing_Food Preparation_Natural Gas_Broiler_E2_Codes & Standards Forecast | Commercial | Warehouse | Existing | Food Preparation | Natural Gas | Broiler | E2 |  | Codes & Standards Forecast | 0 | 0 | 0 | 0 | 0 | 0 | 0 | 0 | 0 | 0 | 0 | 0 | 0 | 0 | 0 | 0 | 0 | 0 | 0 | 0 | 0 | 0 | 0 | 0 | 0 | 0 | 0 | 0 | 0 | 0 | 0 | 0 | 0 | 0 | 0 | 0 | 0 | 0 | 0 | 0 | 0 | 0 | 0 | 0 | 0 | 0 | 0 | 0 | 0 | 0 | 0
Commercial_Warehouse_Existing_Food Preparation_Natural Gas_Broiler_E3_Codes & Standards Forecast | Commercial | Warehouse | Existing | Food Preparation | Natural Gas | Broiler | E3 |  | Codes & Standards Forecast | 0 | 0 | 0 | 0 | 0 | 0 | 0 | 0 | 0 | 0 | 0 | 0 | 0 | 0 | 0 | 0 | 0 | 0 | 0 | 0 | 0 | 0 | 0 | 0 | 0 | 0 | 0 | 0 | 0 | 0 | 0 | 0 | 0 | 0 | 0 | 0 | 0 | 0 | 0 | 0 | 0 | 0 | 0 | 0 | 0 | 0 | 0 | 0 | 0 | 0 | 0
Commercial_Warehouse_Existing_Food Preparation_Natural Gas_Broiler_E4_Codes & Standards Forecast | Commercial | Warehouse | Existing | Food Preparation | Natural Gas | Broiler | E4 |  | Codes & Standards Forecast | 0 | 0 | 0 | 0 | 0 | 0 | 0 | 0 | 0 | 0 | 0 | 0 | 0 | 0 | 0 | 0 | 0 | 0 | 0 | 0 | 0 | 0 | 0 | 0 | 0 | 0 | 0 | 0 | 0 | 0 | 0 | 0 | 0 | 0 | 0 | 0 | 0 | 0 | 0 | 0 | 0 | 0 | 0 | 0 | 0 | 0 | 0 | 0 | 0 | 0 | 0
Commercial_Warehouse_Existing_Food Preparation_Natural Gas_Broiler_E5_Codes & Standards Forecast | Commercial | Warehouse | Existing | Food Preparation | Natural Gas | Broiler | E5 |  | Codes & Standards Forecast | 0 | 0 | 0 | 0 | 0 | 0 | 0 | 0 | 0 | 0 | 0 | 0 | 0 | 0 | 0 | 0 | 0 | 0 | 0 | 0 | 0 | 0 | 0 | 0 | 0 | 0 | 0 | 0 | 0 | 0 | 0 | 0 | 0 | 0 | 0 | 0 | 0 | 0 | 0 | 0 | 0 | 0 | 0 | 0 | 0 | 0 | 0 | 0 | 0 | 0 | 0
Commercial_Warehouse_Existing_Food Preparation_Natural Gas_Broiler_E6_Codes & Standards Forecast | Commercial | Warehouse | Existing | Food Preparation | Natural Gas | Broiler | E6 |  | Codes & Standards Forecast | 0 | 0 | 0 | 0 | 0 | 0 | 0 | 0 | 0 | 0 | 0 | 0 | 0 | 0 | 0 | 0 | 0 | 0 | 0 | 0 | 0 | 0 | 0 | 0 | 0 | 0 | 0 | 0 | 0 | 0 | 0 | 0 | 0 | 0 | 0 | 0 | 0 | 0 | 0 | 0 | 0 | 0 | 0 | 0 | 0 | 0 | 0 | 0 | 0 | 0 | 0
Commercial_Warehouse_Existing_Food Preparation_Natural Gas_Broiler_E7_Codes & Standards Forecast | Commercial | Warehouse | Existing | Food Preparation | Natural Gas | Broiler | E7 |  | Codes & Standards Forecast | 0 | 0 | 0 | 0 | 0 | 0 | 0 | 0 | 0 | 0 | 0 | 0 | 0 | 0 | 0 | 0 | 0 | 0 | 0 | 0 | 0 | 0 | 0 | 0 | 0 | 0 | 0 | 0 | 0 | 0 | 0 | 0 | 0 | 0 | 0 | 0 | 0 | 0 | 0 | 0 | 0 | 0 | 0 | 0 | 0 | 0 | 0 | 0 | 0 | 0 | 0
Commercial_Warehouse_Existing_Food Preparation_Natural Gas_Broiler_E8_Codes & Standards Forecast | Commercial | Warehouse | Existing | Food Preparation | Natural Gas | Broiler | E8 |  | Codes & Standards Forecast | 0 | 0 | 0 | 0 | 0 | 0 | 0 | 0 | 0 | 0 | 0 | 0 | 0 | 0 | 0 | 0 | 0 | 0 | 0 | 0 | 0 | 0 | 0 | 0 | 0 | 0 | 0 | 0 | 0 | 0 | 0 | 0 | 0 | 0 | 0 | 0 | 0 | 0 | 0 | 0 | 0 | 0 | 0 | 0 | 0 | 0 | 0 | 0 | 0 | 0 | 0
Commercial_Warehouse_Existing_Food Preparation_Natural Gas_Broiler_E9_Codes & Standards Forecast | Commercial | Warehouse | Existing | Food Preparation | Natural Gas | Broiler | E9 |  | Codes & Standards Forecast | 0 | 0 | 0 | 0 | 0 | 0 | 0 | 0 | 0 | 0 | 0 | 0 | 0 | 0 | 0 | 0 | 0 | 0 | 0 | 0 | 0 | 0 | 0 | 0 | 0 | 0 | 0 | 0 | 0 | 0 | 0 | 0 | 0 | 0 | 0 | 0 | 0 | 0 | 0 | 0 | 0 | 0 | 0 | 0 | 0 | 0 | 0 | 0 | 0 | 0 | 0
Commercial_Warehouse_Existing_Food Preparation_Natural Gas_Broiler_E10_Codes & Standards Forecast | Commercial | Warehouse | Existing | Food Preparation | Natural Gas | Broiler | E10 |  | Codes & Standards Forecast | 0 | 0 | 0 | 0 | 0 | 0 | 0 | 0 | 0 | 0 | 0 | 0 | 0 | 0 | 0 | 0 | 0 | 0 | 0 | 0 | 0 | 0 | 0 | 0 | 0 | 0 | 0 | 0 | 0 | 0 | 0 | 0 | 0 | 0 | 0 | 0 | 0 | 0 | 0 | 0 | 0 | 0 | 0 | 0 | 0 | 0 | 0 | 0 | 0 | 0 | 0
Commercial_Warehouse_Existing_Food Preparation_Natural Gas_Broiler_Vintage_Codes & Standards Forecast | Commercial | Warehouse | Existing | Food Preparation | Natural Gas | Broiler | Vintage |  | Codes & Standards Forecast | 0 | 0 | 0 | 0 | 0 | 0 | 0 | 0 | 0 | 0 | 0 | 0 | 0 | 0 | 0 | 0 | 0 | 0 | 0 | 0 | 0 | 0 | 0 | 0 | 0 | 0 | 0 | 0 | 0 | 0 | 0 | 0 | 0 | 0 | 0 | 0 | 0 | 0 | 0 | 0 | 0 | 0 | 0 | 0 | 0 | 0 | 0 | 0 | 0 | 0 | 0
Commercial_Warehouse_Existing_Food Preparation_Natural Gas_Griddle_E1_Codes & Standards Forecast | Commercial | Warehouse | Existing | Food Preparation | Natural Gas | Griddle | E1 |  | Codes & Standards Forecast | 0 | 418.6376 | 957.9427 | 951.9964 | 951.9964 | 949.438 | 947.1794 | 945.1452 | 943.1799 | 941.2267 | 939.2638 | 937.3035 | 854.0243 | 681.8155 | 544.3348 | 434.5773 | 346.9487 | 171.4731 | 0 | 0 | 0 | 0 | 0 | 0 | 0 | 0 | 0 | 0 | 0 | 0 | 0 | 0 | 0 | 0 | 0 | 0 | 0 | 0 | 0 | 0 | 0 | 0 | 0 | 0 | 0 | 0 | 0 | 0 | 0 | 0 | 0
Commercial_Warehouse_Existing_Food Preparation_Natural Gas_Griddle_E2_Codes & Standards Forecast | Commercial | Warehouse | Existing | Food Preparation | Natural Gas | Griddle | E2 |  | Codes & Standards Forecast | 0 | 0 | 0 | 637.4237 | 1644.4581 | 2418.4128 | 3239.7863 | 4098.5745 | 4986.2481 | 5896.0093 | 6822.4354 | 7761.3687 | 8587.567 | 9347.8889 | 9949.8344 | 10425.3496 | 10799.8429 | 11199.4759 | 11545.4393 | 11680.4847 | 11783.8481 | 11861.5936 | 11918.7498 | 11959.3922 | 11986.7825 | 12003.6259 | 12012.0453 | 12013.7667 | 12010.107 | 12002.1501 | 11990.6918 | 11976.4666 | 12148.7913 | 0 | 0 | 0 | 0 | 0 | 0 | 0 | 0 | 0 | 0 | 0 | 0 | 0 | 0 | 0 | 0 | 0 | 0
Commercial_Warehouse_Existing_Food Preparation_Natural Gas_Griddle_E3_Codes & Standards Forecast | Commercial | Warehouse | Existing | Food Preparation | Natural Gas | Griddle | E3 |  | Codes & Standards Forecast | 0 | 0 | 0 | 0 | 0 | 0 | 0 | 0 | 0 | 0 | 0 | 0 | 0 | 0 | 0 | 0 | 0 | 0 | 0 | 0 | 0 | 0 | 0 | 0 | 0 | 0 | 0 | 0 | 0 | 0 | 0 | 0 | 0 | 0 | 0 | 0 | 0 | 0 | 0 | 0 | 0 | 0 | 0 | 0 | 0 | 0 | 0 | 0 | 0 | 0 | 0
Commercial_Warehouse_Existing_Food Preparation_Natural Gas_Griddle_E4_Codes & Standards Forecast | Commercial | Warehouse | Existing | Food Preparation | Natural Gas | Griddle | E4 |  | Codes & Standards Forecast | 0 | 0 | 0 | 0 | 0 | 0 | 0 | 0 | 0 | 0 | 0 | 0 | 0 | 0 | 0 | 0 | 0 | 0 | 0 | 0 | 0 | 0 | 0 | 0 | 0 | 0 | 0 | 0 | 0 | 0 | 0 | 0 | 0 | 0 | 0 | 0 | 0 | 0 | 0 | 0 | 0 | 0 | 0 | 0 | 0 | 0 | 0 | 0 | 0 | 0 | 0
Commercial_Warehouse_Existing_Food Preparation_Natural Gas_Griddle_E5_Codes & Standards Forecast | Commercial | Warehouse | Existing | Food Preparation | Natural Gas | Griddle | E5 |  | Codes & Standards Forecast | 0 | 0 | 0 | 0 | 0 | 0 | 0 | 0 | 0 | 0 | 0 | 0 | 0 | 0 | 0 | 0 | 0 | 0 | 0 | 0 | 0 | 0 | 0 | 0 | 0 | 0 | 0 | 0 | 0 | 0 | 0 | 0 | 0 | 0 | 0 | 0 | 0 | 0 | 0 | 0 | 0 | 0 | 0 | 0 | 0 | 0 | 0 | 0 | 0 | 0 | 0
Commercial_Warehouse_Existing_Food Preparation_Natural Gas_Griddle_E6_Codes & Standards Forecast | Commercial | Warehouse | Existing | Food Preparation | Natural Gas | Griddle | E6 |  | Codes & Standards Forecast | 0 | 0 | 0 | 0 | 0 | 0 | 0 | 0 | 0 | 0 | 0 | 0 | 0 | 0 | 0 | 0 | 0 | 0 | 0 | 0 | 0 | 0 | 0 | 0 | 0 | 0 | 0 | 0 | 0 | 0 | 0 | 0 | 0 | 0 | 0 | 0 | 0 | 0 | 0 | 0 | 0 | 0 | 0 | 0 | 0 | 0 | 0 | 0 | 0 | 0 | 0
Commercial_Warehouse_Existing_Food Preparation_Natural Gas_Griddle_E7_Codes & Standards Forecast | Commercial | Warehouse | Existing | Food Preparation | Natural Gas | Griddle | E7 |  | Codes & Standards Forecast | 0 | 0 | 0 | 0 | 0 | 0 | 0 | 0 | 0 | 0 | 0 | 0 | 0 | 0 | 0 | 0 | 0 | 0 | 0 | 0 | 0 | 0 | 0 | 0 | 0 | 0 | 0 | 0 | 0 | 0 | 0 | 0 | 0 | 0 | 0 | 0 | 0 | 0 | 0 | 0 | 0 | 0 | 0 | 0 | 0 | 0 | 0 | 0 | 0 | 0 | 0
Commercial_Warehouse_Existing_Food Preparation_Natural Gas_Griddle_E8_Codes & Standards Forecast | Commercial | Warehouse | Existing | Food Preparation | Natural Gas | Griddle | E8 |  | Codes & Standards Forecast | 0 | 0 | 0 | 0 | 0 | 0 | 0 | 0 | 0 | 0 | 0 | 0 | 0 | 0 | 0 | 0 | 0 | 0 | 0 | 0 | 0 | 0 | 0 | 0 | 0 | 0 | 0 | 0 | 0 | 0 | 0 | 0 | 0 | 0 | 0 | 0 | 0 | 0 | 0 | 0 | 0 | 0 | 0 | 0 | 0 | 0 | 0 | 0 | 0 | 0 | 0
Commercial_Warehouse_Existing_Food Preparation_Natural Gas_Griddle_E9_Codes & Standards Forecast | Commercial | Warehouse | Existing | Food Preparation | Natural Gas | Griddle | E9 |  | Codes & Standards Forecast | 0 | 0 | 0 | 0 | 0 | 0 | 0 | 0 | 0 | 0 | 0 | 0 | 0 | 0 | 0 | 0 | 0 | 0 | 0 | 0 | 0 | 0 | 0 | 0 | 0 | 0 | 0 | 0 | 0 | 0 | 0 | 0 | 0 | 0 | 0 | 0 | 0 | 0 | 0 | 0 | 0 | 0 | 0 | 0 | 0 | 0 | 0 | 0 | 0 | 0 | 0
Commercial_Warehouse_Existing_Food Preparation_Natural Gas_Griddle_E10_Codes & Standards Forecast | Commercial | Warehouse | Existing | Food Preparation | Natural Gas | Griddle | E10 |  | Codes & Standards Forecast | 0 | 0 | 0 | 0 | 0 | 0 | 0 | 0 | 0 | 0 | 0 | 0 | 0 | 0 | 0 | 0 | 0 | 0 | 0 | 0 | 0 | 0 | 0 | 0 | 0 | 0 | 0 | 0 | 0 | 0 | 0 | 0 | 0 | 0 | 0 | 0 | 0 | 0 | 0 | 0 | 0 | 0 | 0 | 0 | 0 | 0 | 0 | 0 | 0 | 0 | 0
Commercial_Warehouse_Existing_Food Preparation_Natural Gas_Griddle_Vintage_Codes & Standards Forecast | Commercial | Warehouse | Existing | Food Preparation | Natural Gas | Griddle | Vintage |  | Codes & Standards Forecast | 12623.3541 | 12140.4917 | 11536.9619 | 10827.9245 | 10111.0298 | 9305.4831 | 8456.2202 | 7572.3123 | 6660.3707 | 5726.4917 | 4775.8272 | 3812.6879 | 3043.8256 | 2430.0568 | 1940.0621 | 1548.8756 | 1236.559 | 987.2369 | 788.2222 | 629.3601 | 502.5282 | 401.2526 | 320.3813 | 255.8038 | 204.238 | 163.0643 | 130.1893 | 103.941 | 82.9839 | 66.2516 | 52.8923 | 42.2264 | 33.7811 | 0 | 0 | 0 | 0 | 0 | 0 | 0 | 0 | 0 | 0 | 0 | 0 | 0 | 0 | 0 | 0 | 0 | 0
Commercial_Warehouse_Existing_Food Preparation_Natural Gas_Range_E1_Codes & Standards Forecast | Commercial | Warehouse | Existing | Food Preparation | Natural Gas | Range | E1 |  | Codes & Standards Forecast | 0 | 502.3652 | 1149.5312 | 1907.3041 | 3057.7175 | 3983.549 | 4966.6245 | 5994.8533 | 7057.823 | 8147.3118 | 9011.7619 | 9696.6352 | 10238.3062 | 10665.7667 | 11001.9763 | 11265.3418 | 11470.4583 | 11629.3561 | 11751.7548 | 11845.2184 | 11915.3838 | 11966.6206 | 12002.6089 | 12026.3483 | 12040.2414 | 12046.3076 | 12046.1221 | 12040.9731 | 12031.8278 | 12019.4914 | 12004.5363 | 11987.5192 | 12157.6334 | 0 | 0 | 0 | 0 | 0 | 0 | 0 | 0 | 0 | 0 | 0 | 0 | 0 | 0 | 0 | 0 | 0 | 0
Commercial_Warehouse_Existing_Food Preparation_Natural Gas_Range_E2_Codes & Standards Forecast | Commercial | Warehouse | Existing | Food Preparation | Natural Gas | Range | E2 |  | Codes & Standards Forecast | 0 | 0 | 0 | 0 | 0 | 0 | 0 | 0 | 0 | 0 | 0 | 0 | 0 | 0 | 0 | 0 | 0 | 0 | 0 | 0 | 0 | 0 | 0 | 0 | 0 | 0 | 0 | 0 | 0 | 0 | 0 | 0 | 0 | 0 | 0 | 0 | 0 | 0 | 0 | 0 | 0 | 0 | 0 | 0 | 0 | 0 | 0 | 0 | 0 | 0 | 0
Commercial_Warehouse_Existing_Food Preparation_Natural Gas_Range_E3_Codes & Standards Forecast | Commercial | Warehouse | Existing | Food Preparation | Natural Gas | Range | E3 |  | Codes & Standards Forecast | 0 | 0 | 0 | 0 | 0 | 0 | 0 | 0 | 0 | 0 | 0 | 0 | 0 | 0 | 0 | 0 | 0 | 0 | 0 | 0 | 0 | 0 | 0 | 0 | 0 | 0 | 0 | 0 | 0 | 0 | 0 | 0 | 0 | 0 | 0 | 0 | 0 | 0 | 0 | 0 | 0 | 0 | 0 | 0 | 0 | 0 | 0 | 0 | 0 | 0 | 0
Commercial_Warehouse_Existing_Food Preparation_Natural Gas_Range_E4_Codes & Standards Forecast | Commercial | Warehouse | Existing | Food Preparation | Natural Gas | Range | E4 |  | Codes & Standards Forecast | 0 | 0 | 0 | 0 | 0 | 0 | 0 | 0 | 0 | 0 | 0 | 0 | 0 | 0 | 0 | 0 | 0 | 0 | 0 | 0 | 0 | 0 | 0 | 0 | 0 | 0 | 0 | 0 | 0 | 0 | 0 | 0 | 0 | 0 | 0 | 0 | 0 | 0 | 0 | 0 | 0 | 0 | 0 | 0 | 0 | 0 | 0 | 0 | 0 | 0 | 0
Commercial_Warehouse_Existing_Food Preparation_Natural Gas_Range_E5_Codes & Standards Forecast | Commercial | Warehouse | Existing | Food Preparation | Natural Gas | Range | E5 |  | Codes & Standards Forecast | 0 | 0 | 0 | 0 | 0 | 0 | 0 | 0 | 0 | 0 | 0 | 0 | 0 | 0 | 0 | 0 | 0 | 0 | 0 | 0 | 0 | 0 | 0 | 0 | 0 | 0 | 0 | 0 | 0 | 0 | 0 | 0 | 0 | 0 | 0 | 0 | 0 | 0 | 0 | 0 | 0 | 0 | 0 | 0 | 0 | 0 | 0 | 0 | 0 | 0 | 0
Commercial_Warehouse_Existing_Food Preparation_Natural Gas_Range_E6_Codes & Standards Forecast | Commercial | Warehouse | Existing | Food Preparation | Natural Gas | Range | E6 |  | Codes & Standards Forecast | 0 | 0 | 0 | 0 | 0 | 0 | 0 | 0 | 0 | 0 | 0 | 0 | 0 | 0 | 0 | 0 | 0 | 0 | 0 | 0 | 0 | 0 | 0 | 0 | 0 | 0 | 0 | 0 | 0 | 0 | 0 | 0 | 0 | 0 | 0 | 0 | 0 | 0 | 0 | 0 | 0 | 0 | 0 | 0 | 0 | 0 | 0 | 0 | 0 | 0 | 0
Commercial_Warehouse_Existing_Food Preparation_Natural Gas_Range_E7_Codes & Standards Forecast | Commercial | Warehouse | Existing | Food Preparation | Natural Gas | Range | E7 |  | Codes & Standards Forecast | 0 | 0 | 0 | 0 | 0 | 0 | 0 | 0 | 0 | 0 | 0 | 0 | 0 | 0 | 0 | 0 | 0 | 0 | 0 | 0 | 0 | 0 | 0 | 0 | 0 | 0 | 0 | 0 | 0 | 0 | 0 | 0 | 0 | 0 | 0 | 0 | 0 | 0 | 0 | 0 | 0 | 0 | 0 | 0 | 0 | 0 | 0 | 0 | 0 | 0 | 0
Commercial_Warehouse_Existing_Food Preparation_Natural Gas_Range_E8_Codes & Standards Forecast | Commercial | Warehouse | Existing | Food Preparation | Natural Gas | Range | E8 |  | Codes & Standards Forecast | 0 | 0 | 0 | 0 | 0 | 0 | 0 | 0 | 0 | 0 | 0 | 0 | 0 | 0 | 0 | 0 | 0 | 0 | 0 | 0 | 0 | 0 | 0 | 0 | 0 | 0 | 0 | 0 | 0 | 0 | 0 | 0 | 0 | 0 | 0 | 0 | 0 | 0 | 0 | 0 | 0 | 0 | 0 | 0 | 0 | 0 | 0 | 0 | 0 | 0 | 0
Commercial_Warehouse_Existing_Food Preparation_Natural Gas_Range_E9_Codes & Standards Forecast | Commercial | Warehouse | Existing | Food Preparation | Natural Gas | Range | E9 |  | Codes & Standards Forecast | 0 | 0 | 0 | 0 | 0 | 0 | 0 | 0 | 0 | 0 | 0 | 0 | 0 | 0 | 0 | 0 | 0 | 0 | 0 | 0 | 0 | 0 | 0 | 0 | 0 | 0 | 0 | 0 | 0 | 0 | 0 | 0 | 0 | 0 | 0 | 0 | 0 | 0 | 0 | 0 | 0 | 0 | 0 | 0 | 0 | 0 | 0 | 0 | 0 | 0 | 0
Commercial_Warehouse_Existing_Food Preparation_Natural Gas_Range_E10_Codes & Standards Forecast | Commercial | Warehouse | Existing | Food Preparation | Natural Gas | Range | E10 |  | Codes & Standards Forecast | 0 | 0 | 0 | 0 | 0 | 0 | 0 | 0 | 0 | 0 | 0 | 0 | 0 | 0 | 0 | 0 | 0 | 0 | 0 | 0 | 0 | 0 | 0 | 0 | 0 | 0 | 0 | 0 | 0 | 0 | 0 | 0 | 0 | 0 | 0 | 0 | 0 | 0 | 0 | 0 | 0 | 0 | 0 | 0 | 0 | 0 | 0 | 0 | 0 | 0 | 0
Commercial_Warehouse_Existing_Food Preparation_Natural Gas_Range_Vintage_Codes & Standards Forecast | Commercial | Warehouse | Existing | Food Preparation | Natural Gas | Range | Vintage |  | Codes & Standards Forecast | 12623.3541 | 12056.7642 | 11345.3733 | 10510.0405 | 9649.7668 | 8689.785 | 7676.5614 | 6621.1787 | 5531.9756 | 4416.416 | 3525.7646 | 2814.7249 | 2247.1107 | 1793.9946 | 1432.255 | 1143.4607 | 912.8923 | 728.8297 | 581.9067 | 464.6264 | 370.9925 | 296.2256 | 236.5222 | 188.8477 | 150.7792 | 120.3826 | 96.1125 | 76.7347 | 61.263 | 48.9104 | 39.0478 | 31.1737 | 24.939 | 0 | 0 | 0 | 0 | 0 | 0 | 0 | 0 | 0 | 0 | 0 | 0 | 0 | 0 | 0 | 0 | 0 | 0
Commercial_Warehouse_Existing_Food Preparation_Natural Gas_Steamer_E1_Codes & Standards Forecast | Commercial | Warehouse | Existing | Food Preparation | Natural Gas | Steamer | E1 |  | Codes & Standards Forecast | 0 | 0 | 0 | 0 | 0 | 0 | 0 | 0 | 0 | 0 | 0 | 0 | 0 | 0 | 0 | 0 | 0 | 0 | 0 | 0 | 0 | 0 | 0 | 0 | 0 | 0 | 0 | 0 | 0 | 0 | 0 | 0 | 0 | 0 | 0 | 0 | 0 | 0 | 0 | 0 | 0 | 0 | 0 | 0 | 0 | 0 | 0 | 0 | 0 | 0 | 0
Commercial_Warehouse_Existing_Food Preparation_Natural Gas_Steamer_E2_Codes & Standards Forecast | Commercial | Warehouse | Existing | Food Preparation | Natural Gas | Steamer | E2 |  | Codes & Standards Forecast | 0 | 0 | 0 | 0 | 0 | 0 | 0 | 0 | 0 | 0 | 0 | 0 | 0 | 0 | 0 | 0 | 0 | 0 | 0 | 0 | 0 | 0 | 0 | 0 | 0 | 0 | 0 | 0 | 0 | 0 | 0 | 0 | 0 | 0 | 0 | 0 | 0 | 0 | 0 | 0 | 0 | 0 | 0 | 0 | 0 | 0 | 0 | 0 | 0 | 0 | 0
Commercial_Warehouse_Existing_Food Preparation_Natural Gas_Steamer_E3_Codes & Standards Forecast | Commercial | Warehouse | Existing | Food Preparation | Natural Gas | Steamer | E3 |  | Codes & Standards Forecast | 0 | 0 | 0 | 0 | 0 | 0 | 0 | 0 | 0 | 0 | 0 | 0 | 0 | 0 | 0 | 0 | 0 | 0 | 0 | 0 | 0 | 0 | 0 | 0 | 0 | 0 | 0 | 0 | 0 | 0 | 0 | 0 | 0 | 0 | 0 | 0 | 0 | 0 | 0 | 0 | 0 | 0 | 0 | 0 | 0 | 0 | 0 | 0 | 0 | 0 | 0
Commercial_Warehouse_Existing_Food Preparation_Natural Gas_Steamer_E4_Codes & Standards Forecast | Commercial | Warehouse | Existing | Food Preparation | Natural Gas | Steamer | E4 |  | Codes & Standards Forecast | 0 | 0 | 0 | 0 | 0 | 0 | 0 | 0 | 0 | 0 | 0 | 0 | 0 | 0 | 0 | 0 | 0 | 0 | 0 | 0 | 0 | 0 | 0 | 0 | 0 | 0 | 0 | 0 | 0 | 0 | 0 | 0 | 0 | 0 | 0 | 0 | 0 | 0 | 0 | 0 | 0 | 0 | 0 | 0 | 0 | 0 | 0 | 0 | 0 | 0 | 0
Commercial_Warehouse_Existing_Food Preparation_Natural Gas_Steamer_E5_Codes & Standards Forecast | Commercial | Warehouse | Existing | Food Preparation | Natural Gas | Steamer | E5 |  | Codes & Standards Forecast | 0 | 0 | 0 | 0 | 0 | 0 | 0 | 0 | 0 | 0 | 0 | 0 | 0 | 0 | 0 | 0 | 0 | 0 | 0 | 0 | 0 | 0 | 0 | 0 | 0 | 0 | 0 | 0 | 0 | 0 | 0 | 0 | 0 | 0 | 0 | 0 | 0 | 0 | 0 | 0 | 0 | 0 | 0 | 0 | 0 | 0 | 0 | 0 | 0 | 0 | 0
Commercial_Warehouse_Existing_Food Preparation_Natural Gas_Steamer_E6_Codes & Standards Forecast | Commercial | Warehouse | Existing | Food Preparation | Natural Gas | Steamer | E6 |  | Codes & Standards Forecast | 0 | 0 | 0 | 0 | 0 | 0 | 0 | 0 | 0 | 0 | 0 | 0 | 0 | 0 | 0 | 0 | 0 | 0 | 0 | 0 | 0 | 0 | 0 | 0 | 0 | 0 | 0 | 0 | 0 | 0 | 0 | 0 | 0 | 0 | 0 | 0 | 0 | 0 | 0 | 0 | 0 | 0 | 0 | 0 | 0 | 0 | 0 | 0 | 0 | 0 | 0
Commercial_Warehouse_Existing_Food Preparation_Natural Gas_Steamer_E7_Codes & Standards Forecast | Commercial | Warehouse | Existing | Food Preparation | Natural Gas | Steamer | E7 |  | Codes & Standards Forecast | 0 | 0 | 0 | 0 | 0 | 0 | 0 | 0 | 0 | 0 | 0 | 0 | 0 | 0 | 0 | 0 | 0 | 0 | 0 | 0 | 0 | 0 | 0 | 0 | 0 | 0 | 0 | 0 | 0 | 0 | 0 | 0 | 0 | 0 | 0 | 0 | 0 | 0 | 0 | 0 | 0 | 0 | 0 | 0 | 0 | 0 | 0 | 0 | 0 | 0 | 0
Commercial_Warehouse_Existing_Food Preparation_Natural Gas_Steamer_E8_Codes & Standards Forecast | Commercial | Warehouse | Existing | Food Preparation | Natural Gas | Steamer | E8 |  | Codes & Standards Forecast | 0 | 0 | 0 | 0 | 0 | 0 | 0 | 0 | 0 | 0 | 0 | 0 | 0 | 0 | 0 | 0 | 0 | 0 | 0 | 0 | 0 | 0 | 0 | 0 | 0 | 0 | 0 | 0 | 0 | 0 | 0 | 0 | 0 | 0 | 0 | 0 | 0 | 0 | 0 | 0 | 0 | 0 | 0 | 0 | 0 | 0 | 0 | 0 | 0 | 0 | 0
Commercial_Warehouse_Existing_Food Preparation_Natural Gas_Steamer_E9_Codes & Standards Forecast | Commercial | Warehouse | Existing | Food Preparation | Natural Gas | Steamer | E9 |  | Codes & Standards Forecast | 0 | 0 | 0 | 0 | 0 | 0 | 0 | 0 | 0 | 0 | 0 | 0 | 0 | 0 | 0 | 0 | 0 | 0 | 0 | 0 | 0 | 0 | 0 | 0 | 0 | 0 | 0 | 0 | 0 | 0 | 0 | 0 | 0 | 0 | 0 | 0 | 0 | 0 | 0 | 0 | 0 | 0 | 0 | 0 | 0 | 0 | 0 | 0 | 0 | 0 | 0
Commercial_Warehouse_Existing_Food Preparation_Natural Gas_Steamer_E10_Codes & Standards Forecast | Commercial | Warehouse | Existing | Food Preparation | Natural Gas | Steamer | E10 |  | Codes & Standards Forecast | 0 | 0 | 0 | 0 | 0 | 0 | 0 | 0 | 0 | 0 | 0 | 0 | 0 | 0 | 0 | 0 | 0 | 0 | 0 | 0 | 0 | 0 | 0 | 0 | 0 | 0 | 0 | 0 | 0 | 0 | 0 | 0 | 0 | 0 | 0 | 0 | 0 | 0 | 0 | 0 | 0 | 0 | 0 | 0 | 0 | 0 | 0 | 0 | 0 | 0 | 0
Commercial_Warehouse_Existing_Food Preparation_Natural Gas_Steamer_Vintage_Codes & Standards Forecast | Commercial | Warehouse | Existing | Food Preparation | Natural Gas | Steamer | Vintage |  | Codes & Standards Forecast | 0 | 0 | 0 | 0 | 0 | 0 | 0 | 0 | 0 | 0 | 0 | 0 | 0 | 0 | 0 | 0 | 0 | 0 | 0 | 0 | 0 | 0 | 0 | 0 | 0 | 0 | 0 | 0 | 0 | 0 | 0 | 0 | 0 | 0 | 0 | 0 | 0 | 0 | 0 | 0 | 0 | 0 | 0 | 0 | 0 | 0 | 0 | 0 | 0 | 0 | 0
Commercial_Warehouse_Existing_Food Preparation_Natural Gas_Food Prep Other_E1_Codes & Standards Forecast | Commercial | Warehouse | Existing | Food Preparation | Natural Gas | Food Prep Other | E1 |  | Codes & Standards Forecast | 0 | 0 | 0 | 0 | 0 | 0 | 0 | 0 | 0 | 0 | 0 | 0 | 0 | 0 | 0 | 0 | 0 | 0 | 0 | 0 | 0 | 0 | 0 | 0 | 0 | 0 | 0 | 0 | 0 | 0 | 0 | 0 | 0 | 0 | 0 | 0 | 0 | 0 | 0 | 0 | 0 | 0 | 0 | 0 | 0 | 0 | 0 | 0 | 0 | 0 | 0
Commercial_Warehouse_Existing_Food Preparation_Natural Gas_Food Prep Other_E2_Codes & Standards Forecast | Commercial | Warehouse | Existing | Food Preparation | Natural Gas | Food Prep Other | E2 |  | Codes & Standards Forecast | 0 | 0 | 0 | 0 | 0 | 0 | 0 | 0 | 0 | 0 | 0 | 0 | 0 | 0 | 0 | 0 | 0 | 0 | 0 | 0 | 0 | 0 | 0 | 0 | 0 | 0 | 0 | 0 | 0 | 0 | 0 | 0 | 0 | 0 | 0 | 0 | 0 | 0 | 0 | 0 | 0 | 0 | 0 | 0 | 0 | 0 | 0 | 0 | 0 | 0 | 0
Commercial_Warehouse_Existing_Food Preparation_Natural Gas_Food Prep Other_E3_Codes & Standards Forecast | Commercial | Warehouse | Existing | Food Preparation | Natural Gas | Food Prep Other | E3 |  | Codes & Standards Forecast | 0 | 0 | 0 | 0 | 0 | 0 | 0 | 0 | 0 | 0 | 0 | 0 | 0 | 0 | 0 | 0 | 0 | 0 | 0 | 0 | 0 | 0 | 0 | 0 | 0 | 0 | 0 | 0 | 0 | 0 | 0 | 0 | 0 | 0 | 0 | 0 | 0 | 0 | 0 | 0 | 0 | 0 | 0 | 0 | 0 | 0 | 0 | 0 | 0 | 0 | 0
Commercial_Warehouse_Existing_Food Preparation_Natural Gas_Food Prep Other_E4_Codes & Standards Forecast | Commercial | Warehouse | Existing | Food Preparation | Natural Gas | Food Prep Other | E4 |  | Codes & Standards Forecast | 0 | 0 | 0 | 0 | 0 | 0 | 0 | 0 | 0 | 0 | 0 | 0 | 0 | 0 | 0 | 0 | 0 | 0 | 0 | 0 | 0 | 0 | 0 | 0 | 0 | 0 | 0 | 0 | 0 | 0 | 0 | 0 | 0 | 0 | 0 | 0 | 0 | 0 | 0 | 0 | 0 | 0 | 0 | 0 | 0 | 0 | 0 | 0 | 0 | 0 | 0
Commercial_Warehouse_Existing_Food Preparation_Natural Gas_Food Prep Other_E5_Codes & Standards Forecast | Commercial | Warehouse | Existing | Food Preparation | Natural Gas | Food Prep Other | E5 |  | Codes & Standards Forecast | 0 | 0 | 0 | 0 | 0 | 0 | 0 | 0 | 0 | 0 | 0 | 0 | 0 | 0 | 0 | 0 | 0 | 0 | 0 | 0 | 0 | 0 | 0 | 0 | 0 | 0 | 0 | 0 | 0 | 0 | 0 | 0 | 0 | 0 | 0 | 0 | 0 | 0 | 0 | 0 | 0 | 0 | 0 | 0 | 0 | 0 | 0 | 0 | 0 | 0 | 0
Commercial_Warehouse_Existing_Food Preparation_Natural Gas_Food Prep Other_E6_Codes & Standards Forecast | Commercial | Warehouse | Existing | Food Preparation | Natural Gas | Food Prep Other | E6 |  | Codes & Standards Forecast | 0 | 0 | 0 | 0 | 0 | 0 | 0 | 0 | 0 | 0 | 0 | 0 | 0 | 0 | 0 | 0 | 0 | 0 | 0 | 0 | 0 | 0 | 0 | 0 | 0 | 0 | 0 | 0 | 0 | 0 | 0 | 0 | 0 | 0 | 0 | 0 | 0 | 0 | 0 | 0 | 0 | 0 | 0 | 0 | 0 | 0 | 0 | 0 | 0 | 0 | 0
Commercial_Warehouse_Existing_Food Preparation_Natural Gas_Food Prep Other_E7_Codes & Standards Forecast | Commercial | Warehouse | Existing | Food Preparation | Natural Gas | Food Prep Other | E7 |  | Codes & Standards Forecast | 0 | 0 | 0 | 0 | 0 | 0 | 0 | 0 | 0 | 0 | 0 | 0 | 0 | 0 | 0 | 0 | 0 | 0 | 0 | 0 | 0 | 0 | 0 | 0 | 0 | 0 | 0 | 0 | 0 | 0 | 0 | 0 | 0 | 0 | 0 | 0 | 0 | 0 | 0 | 0 | 0 | 0 | 0 | 0 | 0 | 0 | 0 | 0 | 0 | 0 | 0
Commercial_Warehouse_Existing_Food Preparation_Natural Gas_Food Prep Other_E8_Codes & Standards Forecast | Commercial | Warehouse | Existing | Food Preparation | Natural Gas | Food Prep Other | E8 |  | Codes & Standards Forecast | 0 | 0 | 0 | 0 | 0 | 0 | 0 | 0 | 0 | 0 | 0 | 0 | 0 | 0 | 0 | 0 | 0 | 0 | 0 | 0 | 0 | 0 | 0 | 0 | 0 | 0 | 0 | 0 | 0 | 0 | 0 | 0 | 0 | 0 | 0 | 0 | 0 | 0 | 0 | 0 | 0 | 0 | 0 | 0 | 0 | 0 | 0 | 0 | 0 | 0 | 0
Commercial_Warehouse_Existing_Food Preparation_Natural Gas_Food Prep Other_E9_Codes & Standards Forecast | Commercial | Warehouse | Existing | Food Preparation | Natural Gas | Food Prep Other | E9 |  | Codes & Standards Forecast | 0 | 0 | 0 | 0 | 0 | 0 | 0 | 0 | 0 | 0 | 0 | 0 | 0 | 0 | 0 | 0 | 0 | 0 | 0 | 0 | 0 | 0 | 0 | 0 | 0 | 0 | 0 | 0 | 0 | 0 | 0 | 0 | 0 | 0 | 0 | 0 | 0 | 0 | 0 | 0 | 0 | 0 | 0 | 0 | 0 | 0 | 0 | 0 | 0 | 0 | 0
Commercial_Warehouse_Existing_Food Preparation_Natural Gas_Food Prep Other_E10_Codes & Standards Forecast | Commercial | Warehouse | Existing | Food Preparation | Natural Gas | Food Prep Other | E10 |  | Codes & Standards Forecast | 0 | 0 | 0 | 0 | 0 | 0 | 0 | 0 | 0 | 0 | 0 | 0 | 0 | 0 | 0 | 0 | 0 | 0 | 0 | 0 | 0 | 0 | 0 | 0 | 0 | 0 | 0 | 0 | 0 | 0 | 0 | 0 | 0 | 0 | 0 | 0 | 0 | 0 | 0 | 0 | 0 | 0 | 0 | 0 | 0 | 0 | 0 | 0 | 0 | 0 | 0
Commercial_Warehouse_Existing_Food Preparation_Natural Gas_Food Prep Other_Vintage_Codes & Standards Forecast | Commercial | Warehouse | Existing | Food Preparation | Natural Gas | Food Prep Other | Vintage |  | Codes & Standards Forecast | 0 | 0 | 0 | 0 | 0 | 0 | 0 | 0 | 0 | 0 | 0 | 0 | 0 | 0 | 0 | 0 | 0 | 0 | 0 | 0 | 0 | 0 | 0 | 0 | 0 | 0 | 0 | 0 | 0 | 0 | 0 | 0 | 0 | 0 | 0 | 0 | 0 | 0 | 0 | 0 | 0 | 0 | 0 | 0 | 0 | 0 | 0 | 0 | 0 | 0 | 0
Commercial_Warehouse_Existing_Miscellaneous_Natural Gas_Pool Heater_E1_Codes & Standards Forecast | Commercial | Warehouse | Existing | Miscellaneous | Natural Gas | Pool Heater | E1 |  | Codes & Standards Forecast | 0 | 0 | 0 | 0 | 0 | 0 | 0 | 0 | 0 | 0 | 0 | 0 | 0 | 0 | 0 | 0 | 0 | 0 | 0 | 0 | 0 | 0 | 0 | 0 | 0 | 0 | 0 | 0 | 0 | 0 | 0 | 0 | 0 | 0 | 0 | 0 | 0 | 0 | 0 | 0 | 0 | 0 | 0 | 0 | 0 | 0 | 0 | 0 | 0 | 0 | 0
Commercial_Warehouse_Existing_Miscellaneous_Natural Gas_Pool Heater_E2_Codes & Standards Forecast | Commercial | Warehouse | Existing | Miscellaneous | Natural Gas | Pool Heater | E2 |  | Codes & Standards Forecast | 0 | 0 | 0 | 0 | 0 | 0 | 0 | 0 | 0 | 0 | 0 | 0 | 0 | 0 | 0 | 0 | 0 | 0 | 0 | 0 | 0 | 0 | 0 | 0 | 0 | 0 | 0 | 0 | 0 | 0 | 0 | 0 | 0 | 0 | 0 | 0 | 0 | 0 | 0 | 0 | 0 | 0 | 0 | 0 | 0 | 0 | 0 | 0 | 0 | 0 | 0
Commercial_Warehouse_Existing_Miscellaneous_Natural Gas_Pool Heater_E3_Codes & Standards Forecast | Commercial | Warehouse | Existing | Miscellaneous | Natural Gas | Pool Heater | E3 |  | Codes & Standards Forecast | 0 | 0 | 0 | 0 | 0 | 0 | 0 | 0 | 0 | 0 | 0 | 0 | 0 | 0 | 0 | 0 | 0 | 0 | 0 | 0 | 0 | 0 | 0 | 0 | 0 | 0 | 0 | 0 | 0 | 0 | 0 | 0 | 0 | 0 | 0 | 0 | 0 | 0 | 0 | 0 | 0 | 0 | 0 | 0 | 0 | 0 | 0 | 0 | 0 | 0 | 0
Commercial_Warehouse_Existing_Miscellaneous_Natural Gas_Pool Heater_E4_Codes & Standards Forecast | Commercial | Warehouse | Existing | Miscellaneous | Natural Gas | Pool Heater | E4 |  | Codes & Standards Forecast | 0 | 0 | 0 | 0 | 0 | 0 | 0 | 0 | 0 | 0 | 0 | 0 | 0 | 0 | 0 | 0 | 0 | 0 | 0 | 0 | 0 | 0 | 0 | 0 | 0 | 0 | 0 | 0 | 0 | 0 | 0 | 0 | 0 | 0 | 0 | 0 | 0 | 0 | 0 | 0 | 0 | 0 | 0 | 0 | 0 | 0 | 0 | 0 | 0 | 0 | 0
Commercial_Warehouse_Existing_Miscellaneous_Natural Gas_Pool Heater_E5_Codes & Standards Forecast | Commercial | Warehouse | Existing | Miscellaneous | Natural Gas | Pool Heater | E5 |  | Codes & Standards Forecast | 0 | 0 | 0 | 0 | 0 | 0 | 0 | 0 | 0 | 0 | 0 | 0 | 0 | 0 | 0 | 0 | 0 | 0 | 0 | 0 | 0 | 0 | 0 | 0 | 0 | 0 | 0 | 0 | 0 | 0 | 0 | 0 | 0 | 0 | 0 | 0 | 0 | 0 | 0 | 0 | 0 | 0 | 0 | 0 | 0 | 0 | 0 | 0 | 0 | 0 | 0
Commercial_Warehouse_Existing_Miscellaneous_Natural Gas_Pool Heater_E6_Codes & Standards Forecast | Commercial | Warehouse | Existing | Miscellaneous | Natural Gas | Pool Heater | E6 |  | Codes & Standards Forecast | 0 | 0 | 0 | 0 | 0 | 0 | 0 | 0 | 0 | 0 | 0 | 0 | 0 | 0 | 0 | 0 | 0 | 0 | 0 | 0 | 0 | 0 | 0 | 0 | 0 | 0 | 0 | 0 | 0 | 0 | 0 | 0 | 0 | 0 | 0 | 0 | 0 | 0 | 0 | 0 | 0 | 0 | 0 | 0 | 0 | 0 | 0 | 0 | 0 | 0 | 0
Commercial_Warehouse_Existing_Miscellaneous_Natural Gas_Pool Heater_E7_Codes & Standards Forecast | Commercial | Warehouse | Existing | Miscellaneous | Natural Gas | Pool Heater | E7 |  | Codes & Standards Forecast | 0 | 0 | 0 | 0 | 0 | 0 | 0 | 0 | 0 | 0 | 0 | 0 | 0 | 0 | 0 | 0 | 0 | 0 | 0 | 0 | 0 | 0 | 0 | 0 | 0 | 0 | 0 | 0 | 0 | 0 | 0 | 0 | 0 | 0 | 0 | 0 | 0 | 0 | 0 | 0 | 0 | 0 | 0 | 0 | 0 | 0 | 0 | 0 | 0 | 0 | 0
Commercial_Warehouse_Existing_Miscellaneous_Natural Gas_Pool Heater_E8_Codes & Standards Forecast | Commercial | Warehouse | Existing | Miscellaneous | Natural Gas | Pool Heater | E8 |  | Codes & Standards Forecast | 0 | 0 | 0 | 0 | 0 | 0 | 0 | 0 | 0 | 0 | 0 | 0 | 0 | 0 | 0 | 0 | 0 | 0 | 0 | 0 | 0 | 0 | 0 | 0 | 0 | 0 | 0 | 0 | 0 | 0 | 0 | 0 | 0 | 0 | 0 | 0 | 0 | 0 | 0 | 0 | 0 | 0 | 0 | 0 | 0 | 0 | 0 | 0 | 0 | 0 | 0
Commercial_Warehouse_Existing_Miscellaneous_Natural Gas_Pool Heater_E9_Codes & Standards Forecast | Commercial | Warehouse | Existing | Miscellaneous | Natural Gas | Pool Heater | E9 |  | Codes & Standards Forecast | 0 | 0 | 0 | 0 | 0 | 0 | 0 | 0 | 0 | 0 | 0 | 0 | 0 | 0 | 0 | 0 | 0 | 0 | 0 | 0 | 0 | 0 | 0 | 0 | 0 | 0 | 0 | 0 | 0 | 0 | 0 | 0 | 0 | 0 | 0 | 0 | 0 | 0 | 0 | 0 | 0 | 0 | 0 | 0 | 0 | 0 | 0 | 0 | 0 | 0 | 0
Commercial_Warehouse_Existing_Miscellaneous_Natural Gas_Pool Heater_E10_Codes & Standards Forecast | Commercial | Warehouse | Existing | Miscellaneous | Natural Gas | Pool Heater | E10 |  | Codes & Standards Forecast | 0 | 0 | 0 | 0 | 0 | 0 | 0 | 0 | 0 | 0 | 0 | 0 | 0 | 0 | 0 | 0 | 0 | 0 | 0 | 0 | 0 | 0 | 0 | 0 | 0 | 0 | 0 | 0 | 0 | 0 | 0 | 0 | 0 | 0 | 0 | 0 | 0 | 0 | 0 | 0 | 0 | 0 | 0 | 0 | 0 | 0 | 0 | 0 | 0 | 0 | 0
Commercial_Warehouse_Existing_Miscellaneous_Natural Gas_Pool Heater_Vintage_Codes & Standards Forecast | Commercial | Warehouse | Existing | Miscellaneous | Natural Gas | Pool Heater | Vintage |  | Codes & Standards Forecast | 0 | 0 | 0 | 0 | 0 | 0 | 0 | 0 | 0 | 0 | 0 | 0 | 0 | 0 | 0 | 0 | 0 | 0 | 0 | 0 | 0 | 0 | 0 | 0 | 0 | 0 | 0 | 0 | 0 | 0 | 0 | 0 | 0 | 0 | 0 | 0 | 0 | 0 | 0 | 0 | 0 | 0 | 0 | 0 | 0 | 0 | 0 | 0 | 0 | 0 | 0
Commercial_Warehouse_Existing_Miscellaneous_Natural Gas_Miscellaneous_E1_Codes & Standards Forecast | Commercial | Warehouse | Existing | Miscellaneous | Natural Gas | Miscellaneous | E1 |  | Codes & Standards Forecast | 0 | 67944.8897 | 148070.5689 | 238092.8681 | 334355.3131 | 400091.3079 | 456119.0058 | 503874.0322 | 544511.9858 | 579041.0154 | 608332.502 | 633150.3847 | 654151.8421 | 671894.9365 | 686845.2266 | 699406.5376 | 709918.2365 | 718694.4222 | 726009.8341 | 732086.2415 | 737088.3263 | 741150.0284 | 744399.0646 | 746948.8972 | 748897.1593 | 750333.7404 | 751332.9389 | 751960.1407 | 752267.2664 | 752300.8512 | 752096.2493 | 751690.1326 | 763017.901 | 0 | 0 | 0 | 0 | 0 | 0 | 0 | 0 | 0 | 0 | 0 | 0 | 0 | 0 | 0 | 0 | 0 | 0
Commercial_Warehouse_Existing_Miscellaneous_Natural Gas_Miscellaneous_E2_Codes & Standards Forecast | Commercial | Warehouse | Existing | Miscellaneous | Natural Gas | Miscellaneous | E2 |  | Codes & Standards Forecast | 0 | 0 | 0 | 0 | 0 | 0 | 0 | 0 | 0 | 0 | 0 | 0 | 0 | 0 | 0 | 0 | 0 | 0 | 0 | 0 | 0 | 0 | 0 | 0 | 0 | 0 | 0 | 0 | 0 | 0 | 0 | 0 | 0 | 0 | 0 | 0 | 0 | 0 | 0 | 0 | 0 | 0 | 0 | 0 | 0 | 0 | 0 | 0 | 0 | 0 | 0
Commercial_Warehouse_Existing_Miscellaneous_Natural Gas_Miscellaneous_E3_Codes & Standards Forecast | Commercial | Warehouse | Existing | Miscellaneous | Natural Gas | Miscellaneous | E3 |  | Codes & Standards Forecast | 0 | 0 | 0 | 0 | 0 | 0 | 0 | 0 | 0 | 0 | 0 | 0 | 0 | 0 | 0 | 0 | 0 | 0 | 0 | 0 | 0 | 0 | 0 | 0 | 0 | 0 | 0 | 0 | 0 | 0 | 0 | 0 | 0 | 0 | 0 | 0 | 0 | 0 | 0 | 0 | 0 | 0 | 0 | 0 | 0 | 0 | 0 | 0 | 0 | 0 | 0
Commercial_Warehouse_Existing_Miscellaneous_Natural Gas_Miscellaneous_E4_Codes & Standards Forecast | Commercial | Warehouse | Existing | Miscellaneous | Natural Gas | Miscellaneous | E4 |  | Codes & Standards Forecast | 0 | 0 | 0 | 0 | 0 | 0 | 0 | 0 | 0 | 0 | 0 | 0 | 0 | 0 | 0 | 0 | 0 | 0 | 0 | 0 | 0 | 0 | 0 | 0 | 0 | 0 | 0 | 0 | 0 | 0 | 0 | 0 | 0 | 0 | 0 | 0 | 0 | 0 | 0 | 0 | 0 | 0 | 0 | 0 | 0 | 0 | 0 | 0 | 0 | 0 | 0
Commercial_Warehouse_Existing_Miscellaneous_Natural Gas_Miscellaneous_E5_Codes & Standards Forecast | Commercial | Warehouse | Existing | Miscellaneous | Natural Gas | Miscellaneous | E5 |  | Codes & Standards Forecast | 0 | 0 | 0 | 0 | 0 | 0 | 0 | 0 | 0 | 0 | 0 | 0 | 0 | 0 | 0 | 0 | 0 | 0 | 0 | 0 | 0 | 0 | 0 | 0 | 0 | 0 | 0 | 0 | 0 | 0 | 0 | 0 | 0 | 0 | 0 | 0 | 0 | 0 | 0 | 0 | 0 | 0 | 0 | 0 | 0 | 0 | 0 | 0 | 0 | 0 | 0
Commercial_Warehouse_Existing_Miscellaneous_Natural Gas_Miscellaneous_E6_Codes & Standards Forecast | Commercial | Warehouse | Existing | Miscellaneous | Natural Gas | Miscellaneous | E6 |  | Codes & Standards Forecast | 0 | 0 | 0 | 0 | 0 | 0 | 0 | 0 | 0 | 0 | 0 | 0 | 0 | 0 | 0 | 0 | 0 | 0 | 0 | 0 | 0 | 0 | 0 | 0 | 0 | 0 | 0 | 0 | 0 | 0 | 0 | 0 | 0 | 0 | 0 | 0 | 0 | 0 | 0 | 0 | 0 | 0 | 0 | 0 | 0 | 0 | 0 | 0 | 0 | 0 | 0
Commercial_Warehouse_Existing_Miscellaneous_Natural Gas_Miscellaneous_E7_Codes & Standards Forecast | Commercial | Warehouse | Existing | Miscellaneous | Natural Gas | Miscellaneous | E7 |  | Codes & Standards Forecast | 0 | 0 | 0 | 0 | 0 | 0 | 0 | 0 | 0 | 0 | 0 | 0 | 0 | 0 | 0 | 0 | 0 | 0 | 0 | 0 | 0 | 0 | 0 | 0 | 0 | 0 | 0 | 0 | 0 | 0 | 0 | 0 | 0 | 0 | 0 | 0 | 0 | 0 | 0 | 0 | 0 | 0 | 0 | 0 | 0 | 0 | 0 | 0 | 0 | 0 | 0
Commercial_Warehouse_Existing_Miscellaneous_Natural Gas_Miscellaneous_E8_Codes & Standards Forecast | Commercial | Warehouse | Existing | Miscellaneous | Natural Gas | Miscellaneous | E8 |  | Codes & Standards Forecast | 0 | 0 | 0 | 0 | 0 | 0 | 0 | 0 | 0 | 0 | 0 | 0 | 0 | 0 | 0 | 0 | 0 | 0 | 0 | 0 | 0 | 0 | 0 | 0 | 0 | 0 | 0 | 0 | 0 | 0 | 0 | 0 | 0 | 0 | 0 | 0 | 0 | 0 | 0 | 0 | 0 | 0 | 0 | 0 | 0 | 0 | 0 | 0 | 0 | 0 | 0
Commercial_Warehouse_Existing_Miscellaneous_Natural Gas_Miscellaneous_E9_Codes & Standards Forecast | Commercial | Warehouse | Existing | Miscellaneous | Natural Gas | Miscellaneous | E9 |  | Codes & Standards Forecast | 0 | 0 | 0 | 0 | 0 | 0 | 0 | 0 | 0 | 0 | 0 | 0 | 0 | 0 | 0 | 0 | 0 | 0 | 0 | 0 | 0 | 0 | 0 | 0 | 0 | 0 | 0 | 0 | 0 | 0 | 0 | 0 | 0 | 0 | 0 | 0 | 0 | 0 | 0 | 0 | 0 | 0 | 0 | 0 | 0 | 0 | 0 | 0 | 0 | 0 | 0
Commercial_Warehouse_Existing_Miscellaneous_Natural Gas_Miscellaneous_E10_Codes & Standards Forecast | Commercial | Warehouse | Existing | Miscellaneous | Natural Gas | Miscellaneous | E10 |  | Codes & Standards Forecast | 0 | 0 | 0 | 0 | 0 | 0 | 0 | 0 | 0 | 0 | 0 | 0 | 0 | 0 | 0 | 0 | 0 | 0 | 0 | 0 | 0 | 0 | 0 | 0 | 0 | 0 | 0 | 0 | 0 | 0 | 0 | 0 | 0 | 0 | 0 | 0 | 0 | 0 | 0 | 0 | 0 | 0 | 0 | 0 | 0 | 0 | 0 | 0 | 0 | 0 | 0
Commercial_Warehouse_Existing_Miscellaneous_Natural Gas_Miscellaneous_Vintage_Codes & Standards Forecast | Commercial | Warehouse | Existing | Miscellaneous | Natural Gas | Miscellaneous | Vintage |  | Codes & Standards Forecast | 796744.0333 | 724745.4898 | 640566.1568 | 545648.5308 | 467698.7407 | 399807.2892 | 341876.747 | 292407.8503 | 250114.1389 | 213939.6039 | 182994.3754 | 156524.9654 | 133886.0563 | 114523.6635 | 97962.0042 | 83795.7136 | 71677.5761 | 61313.0714 | 52449.7701 | 44870.1325 | 38386.7898 | 32839.9491 | 28094.0913 | 24033.5571 | 20559.4214 | 17587.1912 | 15044.4344 | 12869.1816 | 11008.3184 | 9416.4376 | 8054.6345 | 6889.7036 | 5905.4602 | 0 | 0 | 0 | 0 | 0 | 0 | 0 | 0 | 0 | 0 | 0 | 0 | 0 | 0 | 0 | 0 | 0 | 0
Commercial_Warehouse_New_Space Heating_Natural Gas_Furnace_E1_Codes & Standards Forecast | Commercial | Warehouse | New | Space Heating | Natural Gas | Furnace | E1 |  | Codes & Standards Forecast | 0 | 0 | 0 | 0 | 0 | 0 | 0 | 0 | 0 | 0 | 0 | 0 | 0 | 0 | 0 | 0 | 0 | 0 | 0 | 0 | 0 | 0 | 0 | 0 | 0 | 0 | 0 | 0 | 0 | 0 | 0 | 0 | 0 | 0 | 0 | 0 | 0 | 0 | 0 | 0 | 0 | 0 | 0 | 0 | 0 | 0 | 0 | 0 | 0 | 0 | 0
Commercial_Warehouse_New_Space Heating_Natural Gas_Furnace_E2_Codes & Standards Forecast | Commercial | Warehouse | New | Space Heating | Natural Gas | Furnace | E2 |  | Codes & Standards Forecast | 0 | 0 | 0 | 0 | 0 | 0 | 0 | 0 | 0 | 0 | 0 | 0 | 0 | 0 | 0 | 0 | 0 | 0 | 0 | 0 | 0 | 0 | 0 | 0 | 0 | 0 | 0 | 0 | 0 | 0 | 0 | 0 | 0 | 0 | 0 | 0 | 0 | 0 | 0 | 0 | 0 | 0 | 0 | 0 | 0 | 0 | 0 | 0 | 0 | 0 | 0
Commercial_Warehouse_New_Space Heating_Natural Gas_Furnace_E3_Codes & Standards Forecast | Commercial | Warehouse | New | Space Heating | Natural Gas | Furnace | E3 |  | Codes & Standards Forecast | 0 | 0 | 0 | 0 | 0 | 0 | 0 | 0 | 0 | 0 | 0 | 0 | 0 | 0 | 0 | 0 | 0 | 0 | 0 | 0 | 0 | 0 | 0 | 0 | 0 | 0 | 0 | 0 | 0 | 0 | 0 | 0 | 0 | 0 | 0 | 0 | 0 | 0 | 0 | 0 | 0 | 0 | 0 | 0 | 0 | 0 | 0 | 0 | 0 | 0 | 0
Commercial_Warehouse_New_Space Heating_Natural Gas_Furnace_E4_Codes & Standards Forecast | Commercial | Warehouse | New | Space Heating | Natural Gas | Furnace | E4 |  | Codes & Standards Forecast | 0 | 0 | 0 | 0 | 0 | 0 | 0 | 0 | 0 | 0 | 0 | 0 | 0 | 0 | 0 | 0 | 0 | 0 | 0 | 0 | 0 | 0 | 0 | 0 | 0 | 0 | 0 | 0 | 0 | 0 | 0 | 0 | 0 | 0 | 0 | 0 | 0 | 0 | 0 | 0 | 0 | 0 | 0 | 0 | 0 | 0 | 0 | 0 | 0 | 0 | 0
Commercial_Warehouse_New_Space Heating_Natural Gas_Furnace_E5_Codes & Standards Forecast | Commercial | Warehouse | New | Space Heating | Natural Gas | Furnace | E5 |  | Codes & Standards Forecast | 0 | 0 | 0 | 0 | 0 | 0 | 0 | 0 | 0 | 0 | 0 | 0 | 0 | 0 | 0 | 0 | 0 | 0 | 0 | 0 | 0 | 0 | 0 | 0 | 0 | 0 | 0 | 0 | 0 | 0 | 0 | 0 | 0 | 0 | 0 | 0 | 0 | 0 | 0 | 0 | 0 | 0 | 0 | 0 | 0 | 0 | 0 | 0 | 0 | 0 | 0
Commercial_Warehouse_New_Space Heating_Natural Gas_Furnace_E6_Codes & Standards Forecast | Commercial | Warehouse | New | Space Heating | Natural Gas | Furnace | E6 |  | Codes & Standards Forecast | 0 | 0 | 0 | 0 | 0 | 0 | 0 | 0 | 0 | 0 | 0 | 0 | 0 | 0 | 0 | 0 | 0 | 0 | 0 | 0 | 0 | 0 | 0 | 0 | 0 | 0 | 0 | 0 | 0 | 0 | 0 | 0 | 0 | 0 | 0 | 0 | 0 | 0 | 0 | 0 | 0 | 0 | 0 | 0 | 0 | 0 | 0 | 0 | 0 | 0 | 0
Commercial_Warehouse_New_Space Heating_Natural Gas_Furnace_E7_Codes & Standards Forecast | Commercial | Warehouse | New | Space Heating | Natural Gas | Furnace | E7 |  | Codes & Standards Forecast | 0 | 0 | 0 | 0 | 0 | 0 | 0 | 0 | 0 | 0 | 0 | 0 | 0 | 0 | 0 | 0 | 0 | 0 | 0 | 0 | 0 | 0 | 0 | 0 | 0 | 0 | 0 | 0 | 0 | 0 | 0 | 0 | 0 | 0 | 0 | 0 | 0 | 0 | 0 | 0 | 0 | 0 | 0 | 0 | 0 | 0 | 0 | 0 | 0 | 0 | 0
Commercial_Warehouse_New_Space Heating_Natural Gas_Furnace_E8_Codes & Standards Forecast | Commercial | Warehouse | New | Space Heating | Natural Gas | Furnace | E8 |  | Codes & Standards Forecast | 0 | 0 | 0 | 0 | 0 | 0 | 0 | 0 | 0 | 0 | 0 | 0 | 0 | 0 | 0 | 0 | 0 | 0 | 0 | 0 | 0 | 0 | 0 | 0 | 0 | 0 | 0 | 0 | 0 | 0 | 0 | 0 | 0 | 0 | 0 | 0 | 0 | 0 | 0 | 0 | 0 | 0 | 0 | 0 | 0 | 0 | 0 | 0 | 0 | 0 | 0
Commercial_Warehouse_New_Space Heating_Natural Gas_Furnace_E9_Codes & Standards Forecast | Commercial | Warehouse | New | Space Heating | Natural Gas | Furnace | E9 |  | Codes & Standards Forecast | 0 | 0 | 0 | 0 | 0 | 0 | 0 | 0 | 0 | 0 | 0 | 0 | 0 | 0 | 0 | 0 | 0 | 0 | 0 | 0 | 0 | 0 | 0 | 0 | 0 | 0 | 0 | 0 | 0 | 0 | 0 | 0 | 0 | 0 | 0 | 0 | 0 | 0 | 0 | 0 | 0 | 0 | 0 | 0 | 0 | 0 | 0 | 0 | 0 | 0 | 0
Commercial_Warehouse_New_Space Heating_Natural Gas_Furnace_E10_Codes & Standards Forecast | Commercial | Warehouse | New | Space Heating | Natural Gas | Furnace | E10 |  | Codes & Standards Forecast | 0 | 0 | 0 | 0 | 0 | 0 | 0 | 0 | 0 | 0 | 0 | 0 | 0 | 0 | 0 | 0 | 0 | 0 | 0 | 0 | 0 | 0 | 0 | 0 | 0 | 0 | 0 | 0 | 0 | 0 | 0 | 0 | 0 | 0 | 0 | 0 | 0 | 0 | 0 | 0 | 0 | 0 | 0 | 0 | 0 | 0 | 0 | 0 | 0 | 0 | 0
Commercial_Warehouse_New_Space Heating_Natural Gas_Furnace_Vintage_Codes & Standards Forecast | Commercial | Warehouse | New | Space Heating | Natural Gas | Furnace | Vintage |  | Codes & Standards Forecast | 0 | 0 | 0 | 0 | 0 | 0 | 0 | 0 | 0 | 0 | 0 | 0 | 0 | 0 | 0 | 0 | 0 | 0 | 0 | 0 | 0 | 0 | 0 | 0 | 0 | 0 | 0 | 0 | 0 | 0 | 0 | 0 | 0 | 0 | 0 | 0 | 0 | 0 | 0 | 0 | 0 | 0 | 0 | 0 | 0 | 0 | 0 | 0 | 0 | 0 | 0
Commercial_Warehouse_New_Space Heating_Natural Gas_Boiler_E1_Codes & Standards Forecast | Commercial | Warehouse | New | Space Heating | Natural Gas | Boiler | E1 |  | Codes & Standards Forecast | 0 | 0 | 0 | 0 | 0 | 0 | 0 | 0 | 0 | 0 | 0 | 0 | 0 | 0 | 0 | 0 | 0 | 0 | 0 | 0 | 0 | 0 | 0 | 0 | 0 | 0 | 0 | 0 | 0 | 0 | 0 | 0 | 0 | 0 | 0 | 0 | 0 | 0 | 0 | 0 | 0 | 0 | 0 | 0 | 0 | 0 | 0 | 0 | 0 | 0 | 0
Commercial_Warehouse_New_Space Heating_Natural Gas_Boiler_E2_Codes & Standards Forecast | Commercial | Warehouse | New | Space Heating | Natural Gas | Boiler | E2 |  | Codes & Standards Forecast | 0 | 0 | 0 | 0 | 0 | 0 | 0 | 0 | 0 | 0 | 0 | 0 | 0 | 0 | 0 | 0 | 0 | 0 | 0 | 0 | 0 | 0 | 0 | 0 | 0 | 0 | 0 | 0 | 0 | 0 | 0 | 0 | 0 | 0 | 0 | 0 | 0 | 0 | 0 | 0 | 0 | 0 | 0 | 0 | 0 | 0 | 0 | 0 | 0 | 0 | 0
Commercial_Warehouse_New_Space Heating_Natural Gas_Boiler_E3_Codes & Standards Forecast | Commercial | Warehouse | New | Space Heating | Natural Gas | Boiler | E3 |  | Codes & Standards Forecast | 0 | 0 | 0 | 0 | 0 | 0 | 0 | 0 | 0 | 0 | 0 | 0 | 0 | 0 | 0 | 0 | 0 | 0 | 0 | 0 | 0 | 0 | 0 | 0 | 0 | 0 | 0 | 0 | 0 | 0 | 0 | 0 | 0 | 0 | 0 | 0 | 0 | 0 | 0 | 0 | 0 | 0 | 0 | 0 | 0 | 0 | 0 | 0 | 0 | 0 | 0
Commercial_Warehouse_New_Space Heating_Natural Gas_Boiler_E4_Codes & Standards Forecast | Commercial | Warehouse | New | Space Heating | Natural Gas | Boiler | E4 |  | Codes & Standards Forecast | 0 | 0 | 0 | 0 | 0 | 0 | 0 | 0 | 0 | 0 | 0 | 0 | 0 | 0 | 0 | 0 | 0 | 0 | 0 | 0 | 0 | 0 | 0 | 0 | 0 | 0 | 0 | 0 | 0 | 0 | 0 | 0 | 0 | 0 | 0 | 0 | 0 | 0 | 0 | 0 | 0 | 0 | 0 | 0 | 0 | 0 | 0 | 0 | 0 | 0 | 0
Commercial_Warehouse_New_Space Heating_Natural Gas_Boiler_E5_Codes & Standards Forecast | Commercial | Warehouse | New | Space Heating | Natural Gas | Boiler | E5 |  | Codes & Standards Forecast | 0 | 0 | 0 | 0 | 0 | 0 | 0 | 0 | 0 | 0 | 0 | 0 | 0 | 0 | 0 | 0 | 0 | 0 | 0 | 0 | 0 | 0 | 0 | 0 | 0 | 0 | 0 | 0 | 0 | 0 | 0 | 0 | 0 | 0 | 0 | 0 | 0 | 0 | 0 | 0 | 0 | 0 | 0 | 0 | 0 | 0 | 0 | 0 | 0 | 0 | 0
Commercial_Warehouse_New_Space Heating_Natural Gas_Boiler_E6_Codes & Standards Forecast | Commercial | Warehouse | New | Space Heating | Natural Gas | Boiler | E6 |  | Codes & Standards Forecast | 0 | 0 | 0 | 0 | 0 | 0 | 0 | 0 | 0 | 0 | 0 | 0 | 0 | 0 | 0 | 0 | 0 | 0 | 0 | 0 | 0 | 0 | 0 | 0 | 0 | 0 | 0 | 0 | 0 | 0 | 0 | 0 | 0 | 0 | 0 | 0 | 0 | 0 | 0 | 0 | 0 | 0 | 0 | 0 | 0 | 0 | 0 | 0 | 0 | 0 | 0
Commercial_Warehouse_New_Space Heating_Natural Gas_Boiler_E7_Codes & Standards Forecast | Commercial | Warehouse | New | Space Heating | Natural Gas | Boiler | E7 |  | Codes & Standards Forecast | 0 | 0 | 0 | 0 | 0 | 0 | 0 | 0 | 0 | 0 | 0 | 0 | 0 | 0 | 0 | 0 | 0 | 0 | 0 | 0 | 0 | 0 | 0 | 0 | 0 | 0 | 0 | 0 | 0 | 0 | 0 | 0 | 0 | 0 | 0 | 0 | 0 | 0 | 0 | 0 | 0 | 0 | 0 | 0 | 0 | 0 | 0 | 0 | 0 | 0 | 0
Commercial_Warehouse_New_Space Heating_Natural Gas_Boiler_E8_Codes & Standards Forecast | Commercial | Warehouse | New | Space Heating | Natural Gas | Boiler | E8 |  | Codes & Standards Forecast | 0 | 0 | 0 | 0 | 0 | 0 | 0 | 0 | 0 | 0 | 0 | 0 | 0 | 0 | 0 | 0 | 0 | 0 | 0 | 0 | 0 | 0 | 0 | 0 | 0 | 0 | 0 | 0 | 0 | 0 | 0 | 0 | 0 | 0 | 0 | 0 | 0 | 0 | 0 | 0 | 0 | 0 | 0 | 0 | 0 | 0 | 0 | 0 | 0 | 0 | 0
Commercial_Warehouse_New_Space Heating_Natural Gas_Boiler_E9_Codes & Standards Forecast | Commercial | Warehouse | New | Space Heating | Natural Gas | Boiler | E9 |  | Codes & Standards Forecast | 0 | 0 | 0 | 0 | 0 | 0 | 0 | 0 | 0 | 0 | 0 | 0 | 0 | 0 | 0 | 0 | 0 | 0 | 0 | 0 | 0 | 0 | 0 | 0 | 0 | 0 | 0 | 0 | 0 | 0 | 0 | 0 | 0 | 0 | 0 | 0 | 0 | 0 | 0 | 0 | 0 | 0 | 0 | 0 | 0 | 0 | 0 | 0 | 0 | 0 | 0
Commercial_Warehouse_New_Space Heating_Natural Gas_Boiler_E10_Codes & Standards Forecast | Commercial | Warehouse | New | Space Heating | Natural Gas | Boiler | E10 |  | Codes & Standards Forecast | 0 | 0 | 0 | 0 | 0 | 0 | 0 | 0 | 0 | 0 | 0 | 0 | 0 | 0 | 0 | 0 | 0 | 0 | 0 | 0 | 0 | 0 | 0 | 0 | 0 | 0 | 0 | 0 | 0 | 0 | 0 | 0 | 0 | 0 | 0 | 0 | 0 | 0 | 0 | 0 | 0 | 0 | 0 | 0 | 0 | 0 | 0 | 0 | 0 | 0 | 0
Commercial_Warehouse_New_Space Heating_Natural Gas_Boiler_Vintage_Codes & Standards Forecast | Commercial | Warehouse | New | Space Heating | Natural Gas | Boiler | Vintage |  | Codes & Standards Forecast | 0 | 0 | 0 | 0 | 0 | 0 | 0 | 0 | 0 | 0 | 0 | 0 | 0 | 0 | 0 | 0 | 0 | 0 | 0 | 0 | 0 | 0 | 0 | 0 | 0 | 0 | 0 | 0 | 0 | 0 | 0 | 0 | 0 | 0 | 0 | 0 | 0 | 0 | 0 | 0 | 0 | 0 | 0 | 0 | 0 | 0 | 0 | 0 | 0 | 0 | 0
Commercial_Warehouse_New_Space Heating_Natural Gas_Unit Heater_E1_Codes & Standards Forecast | Commercial | Warehouse | New | Space Heating | Natural Gas | Unit Heater | E1 |  | Codes & Standards Forecast | 0 | 304.8274 | 1775.1231 | 2714.7451 | 3838.2028 | 3838.2028 | 3838.2028 | 3838.2028 | 3838.2028 | 3838.2028 | 3838.2028 | 3794.656 | 3547.288 | 3201.0265 | 2743.737 | 2351.7746 | 2015.8068 | 1727.8344 | 1392.1873 | 764.9222 | 381.882 | 0 | 0 | 0 | 0 | 0 | 0 | 0 | 0 | 0 | 0 | 0 | 0 | 0 | 0 | 0 | 0 | 0 | 0 | 0 | 0 | 0 | 0 | 0 | 0 | 0 | 0 | 0 | 0 | 0 | 0
Commercial_Warehouse_New_Space Heating_Natural Gas_Unit Heater_E2_Codes & Standards Forecast | Commercial | Warehouse | New | Space Heating | Natural Gas | Unit Heater | E2 |  | Codes & Standards Forecast | 0 | 0 | 0 | 0 | 0 | 1157.8259 | 2321.4701 | 3328.6004 | 4321.6163 | 5337.8752 | 6370.6765 | 7439.1785 | 8695.4705 | 10036.9036 | 11490.8033 | 12876.3619 | 14211.6839 | 15475.696 | 16748.614 | 18282.9087 | 19573.4242 | 20881.1566 | 21819.0734 | 22766.9139 | 23724.9373 | 24685.6599 | 25650.1383 | 26615.2663 | 27584.652 | 28556.1507 | 29534.8776 | 30514.3159 | 30930.3902 | 0 | 0 | 0 | 0 | 0 | 0 | 0 | 0 | 0 | 0 | 0 | 0 | 0 | 0 | 0 | 0 | 0 | 0
Commercial_Warehouse_New_Space Heating_Natural Gas_Unit Heater_E3_Codes & Standards Forecast | Commercial | Warehouse | New | Space Heating | Natural Gas | Unit Heater | E3 |  | Codes & Standards Forecast | 0 | 0 | 0 | 0 | 0 | 0 | 0 | 0 | 0 | 0 | 0 | 0 | 0 | 0 | 0 | 0 | 0 | 0 | 0 | 0 | 0 | 0 | 0 | 0 | 0 | 0 | 0 | 0 | 0 | 0 | 0 | 0 | 0 | 0 | 0 | 0 | 0 | 0 | 0 | 0 | 0 | 0 | 0 | 0 | 0 | 0 | 0 | 0 | 0 | 0 | 0
Commercial_Warehouse_New_Space Heating_Natural Gas_Unit Heater_E4_Codes & Standards Forecast | Commercial | Warehouse | New | Space Heating | Natural Gas | Unit Heater | E4 |  | Codes & Standards Forecast | 0 | 0 | 0 | 0 | 0 | 0 | 0 | 0 | 0 | 0 | 0 | 0 | 0 | 0 | 0 | 0 | 0 | 0 | 0 | 0 | 0 | 0 | 0 | 0 | 0 | 0 | 0 | 0 | 0 | 0 | 0 | 0 | 0 | 0 | 0 | 0 | 0 | 0 | 0 | 0 | 0 | 0 | 0 | 0 | 0 | 0 | 0 | 0 | 0 | 0 | 0
Commercial_Warehouse_New_Space Heating_Natural Gas_Unit Heater_E5_Codes & Standards Forecast | Commercial | Warehouse | New | Space Heating | Natural Gas | Unit Heater | E5 |  | Codes & Standards Forecast | 0 | 0 | 0 | 0 | 0 | 0 | 0 | 0 | 0 | 0 | 0 | 0 | 0 | 0 | 0 | 0 | 0 | 0 | 0 | 0 | 0 | 0 | 0 | 0 | 0 | 0 | 0 | 0 | 0 | 0 | 0 | 0 | 0 | 0 | 0 | 0 | 0 | 0 | 0 | 0 | 0 | 0 | 0 | 0 | 0 | 0 | 0 | 0 | 0 | 0 | 0
Commercial_Warehouse_New_Space Heating_Natural Gas_Unit Heater_E6_Codes & Standards Forecast | Commercial | Warehouse | New | Space Heating | Natural Gas | Unit Heater | E6 |  | Codes & Standards Forecast | 0 | 0 | 0 | 0 | 0 | 0 | 0 | 0 | 0 | 0 | 0 | 0 | 0 | 0 | 0 | 0 | 0 | 0 | 0 | 0 | 0 | 0 | 0 | 0 | 0 | 0 | 0 | 0 | 0 | 0 | 0 | 0 | 0 | 0 | 0 | 0 | 0 | 0 | 0 | 0 | 0 | 0 | 0 | 0 | 0 | 0 | 0 | 0 | 0 | 0 | 0
Commercial_Warehouse_New_Space Heating_Natural Gas_Unit Heater_E7_Codes & Standards Forecast | Commercial | Warehouse | New | Space Heating | Natural Gas | Unit Heater | E7 |  | Codes & Standards Forecast | 0 | 0 | 0 | 0 | 0 | 0 | 0 | 0 | 0 | 0 | 0 | 0 | 0 | 0 | 0 | 0 | 0 | 0 | 0 | 0 | 0 | 0 | 0 | 0 | 0 | 0 | 0 | 0 | 0 | 0 | 0 | 0 | 0 | 0 | 0 | 0 | 0 | 0 | 0 | 0 | 0 | 0 | 0 | 0 | 0 | 0 | 0 | 0 | 0 | 0 | 0
Commercial_Warehouse_New_Space Heating_Natural Gas_Unit Heater_E8_Codes & Standards Forecast | Commercial | Warehouse | New | Space Heating | Natural Gas | Unit Heater | E8 |  | Codes & Standards Forecast | 0 | 0 | 0 | 0 | 0 | 0 | 0 | 0 | 0 | 0 | 0 | 0 | 0 | 0 | 0 | 0 | 0 | 0 | 0 | 0 | 0 | 0 | 0 | 0 | 0 | 0 | 0 | 0 | 0 | 0 | 0 | 0 | 0 | 0 | 0 | 0 | 0 | 0 | 0 | 0 | 0 | 0 | 0 | 0 | 0 | 0 | 0 | 0 | 0 | 0 | 0
Commercial_Warehouse_New_Space Heating_Natural Gas_Unit Heater_E9_Codes & Standards Forecast | Commercial | Warehouse | New | Space Heating | Natural Gas | Unit Heater | E9 |  | Codes & Standards Forecast | 0 | 0 | 0 | 0 | 0 | 0 | 0 | 0 | 0 | 0 | 0 | 0 | 0 | 0 | 0 | 0 | 0 | 0 | 0 | 0 | 0 | 0 | 0 | 0 | 0 | 0 | 0 | 0 | 0 | 0 | 0 | 0 | 0 | 0 | 0 | 0 | 0 | 0 | 0 | 0 | 0 | 0 | 0 | 0 | 0 | 0 | 0 | 0 | 0 | 0 | 0
Commercial_Warehouse_New_Space Heating_Natural Gas_Unit Heater_E10_Codes & Standards Forecast | Commercial | Warehouse | New | Space Heating | Natural Gas | Unit Heater | E10 |  | Codes & Standards Forecast | 0 | 0 | 0 | 0 | 0 | 0 | 0 | 0 | 0 | 0 | 0 | 0 | 0 | 0 | 0 | 0 | 0 | 0 | 0 | 0 | 0 | 0 | 0 | 0 | 0 | 0 | 0 | 0 | 0 | 0 | 0 | 0 | 0 | 0 | 0 | 0 | 0 | 0 | 0 | 0 | 0 | 0 | 0 | 0 | 0 | 0 | 0 | 0 | 0 | 0 | 0
Commercial_Warehouse_New_Space Heating_Natural Gas_Unit Heater_Vintage_Codes & Standards Forecast | Commercial | Warehouse | New | Space Heating | Natural Gas | Unit Heater | Vintage |  | Codes & Standards Forecast | 0 | 0 | 0 | 0 | 0 | 0 | 0 | 0 | 0 | 0 | 0 | 0 | 0 | 0 | 0 | 0 | 0 | 0 | 0 | 0 | 0 | 0 | 0 | 0 | 0 | 0 | 0 | 0 | 0 | 0 | 0 | 0 | 0 | 0 | 0 | 0 | 0 | 0 | 0 | 0 | 0 | 0 | 0 | 0 | 0 | 0 | 0 | 0 | 0 | 0 | 0
Commercial_Warehouse_New_Water Heating_Natural Gas_Water Heater_E1_Codes & Standards Forecast | Commercial | Warehouse | New | Water Heating | Natural Gas | Water Heater | E1 |  | Codes & Standards Forecast | 0 | 0 | 0 | 0 | 0 | 0 | 0 | 0 | 0 | 0 | 0 | 0 | 0 | 0 | 0 | 0 | 0 | 0 | 0 | 0 | 0 | 0 | 0 | 0 | 0 | 0 | 0 | 0 | 0 | 0 | 0 | 0 | 0 | 0 | 0 | 0 | 0 | 0 | 0 | 0 | 0 | 0 | 0 | 0 | 0 | 0 | 0 | 0 | 0 | 0 | 0
Commercial_Warehouse_New_Water Heating_Natural Gas_Water Heater_E2_Codes & Standards Forecast | Commercial | Warehouse | New | Water Heating | Natural Gas | Water Heater | E2 |  | Codes & Standards Forecast | 0 | 0 | 0 | 0 | 0 | 0 | 0 | 0 | 0 | 0 | 0 | 0 | 0 | 0 | 0 | 0 | 0 | 0 | 0 | 0 | 0 | 0 | 0 | 0 | 0 | 0 | 0 | 0 | 0 | 0 | 0 | 0 | 0 | 0 | 0 | 0 | 0 | 0 | 0 | 0 | 0 | 0 | 0 | 0 | 0 | 0 | 0 | 0 | 0 | 0 | 0
Commercial_Warehouse_New_Water Heating_Natural Gas_Water Heater_E3_Codes & Standards Forecast | Commercial | Warehouse | New | Water Heating | Natural Gas | Water Heater | E3 |  | Codes & Standards Forecast | 0 | 0 | 0 | 0 | 0 | 0 | 0 | 0 | 0 | 0 | 0 | 0 | 0 | 0 | 0 | 0 | 0 | 0 | 0 | 0 | 0 | 0 | 0 | 0 | 0 | 0 | 0 | 0 | 0 | 0 | 0 | 0 | 0 | 0 | 0 | 0 | 0 | 0 | 0 | 0 | 0 | 0 | 0 | 0 | 0 | 0 | 0 | 0 | 0 | 0 | 0
Commercial_Warehouse_New_Water Heating_Natural Gas_Water Heater_E4_Codes & Standards Forecast | Commercial | Warehouse | New | Water Heating | Natural Gas | Water Heater | E4 |  | Codes & Standards Forecast | 0 | 0 | 0 | 0 | 0 | 0 | 0 | 0 | 0 | 0 | 0 | 0 | 0 | 0 | 0 | 0 | 0 | 0 | 0 | 0 | 0 | 0 | 0 | 0 | 0 | 0 | 0 | 0 | 0 | 0 | 0 | 0 | 0 | 0 | 0 | 0 | 0 | 0 | 0 | 0 | 0 | 0 | 0 | 0 | 0 | 0 | 0 | 0 | 0 | 0 | 0
Commercial_Warehouse_New_Water Heating_Natural Gas_Water Heater_E5_Codes & Standards Forecast | Commercial | Warehouse | New | Water Heating | Natural Gas | Water Heater | E5 |  | Codes & Standards Forecast | 0 | 0 | 0 | 0 | 0 | 0 | 0 | 0 | 0 | 0 | 0 | 0 | 0 | 0 | 0 | 0 | 0 | 0 | 0 | 0 | 0 | 0 | 0 | 0 | 0 | 0 | 0 | 0 | 0 | 0 | 0 | 0 | 0 | 0 | 0 | 0 | 0 | 0 | 0 | 0 | 0 | 0 | 0 | 0 | 0 | 0 | 0 | 0 | 0 | 0 | 0
Commercial_Warehouse_New_Water Heating_Natural Gas_Water Heater_E6_Codes & Standards Forecast | Commercial | Warehouse | New | Water Heating | Natural Gas | Water Heater | E6 |  | Codes & Standards Forecast | 0 | 0 | 0 | 0 | 0 | 0 | 0 | 0 | 0 | 0 | 0 | 0 | 0 | 0 | 0 | 0 | 0 | 0 | 0 | 0 | 0 | 0 | 0 | 0 | 0 | 0 | 0 | 0 | 0 | 0 | 0 | 0 | 0 | 0 | 0 | 0 | 0 | 0 | 0 | 0 | 0 | 0 | 0 | 0 | 0 | 0 | 0 | 0 | 0 | 0 | 0
Commercial_Warehouse_New_Water Heating_Natural Gas_Water Heater_E7_Codes & Standards Forecast | Commercial | Warehouse | New | Water Heating | Natural Gas | Water Heater | E7 |  | Codes & Standards Forecast | 0 | 0 | 0 | 0 | 0 | 0 | 0 | 0 | 0 | 0 | 0 | 0 | 0 | 0 | 0 | 0 | 0 | 0 | 0 | 0 | 0 | 0 | 0 | 0 | 0 | 0 | 0 | 0 | 0 | 0 | 0 | 0 | 0 | 0 | 0 | 0 | 0 | 0 | 0 | 0 | 0 | 0 | 0 | 0 | 0 | 0 | 0 | 0 | 0 | 0 | 0
Commercial_Warehouse_New_Water Heating_Natural Gas_Water Heater_E8_Codes & Standards Forecast | Commercial | Warehouse | New | Water Heating | Natural Gas | Water Heater | E8 |  | Codes & Standards Forecast | 0 | 0 | 0 | 0 | 0 | 0 | 0 | 0 | 0 | 0 | 0 | 0 | 0 | 0 | 0 | 0 | 0 | 0 | 0 | 0 | 0 | 0 | 0 | 0 | 0 | 0 | 0 | 0 | 0 | 0 | 0 | 0 | 0 | 0 | 0 | 0 | 0 | 0 | 0 | 0 | 0 | 0 | 0 | 0 | 0 | 0 | 0 | 0 | 0 | 0 | 0
Commercial_Warehouse_New_Water Heating_Natural Gas_Water Heater_E9_Codes & Standards Forecast | Commercial | Warehouse | New | Water Heating | Natural Gas | Water Heater | E9 |  | Codes & Standards Forecast | 0 | 0 | 0 | 0 | 0 | 0 | 0 | 0 | 0 | 0 | 0 | 0 | 0 | 0 | 0 | 0 | 0 | 0 | 0 | 0 | 0 | 0 | 0 | 0 | 0 | 0 | 0 | 0 | 0 | 0 | 0 | 0 | 0 | 0 | 0 | 0 | 0 | 0 | 0 | 0 | 0 | 0 | 0 | 0 | 0 | 0 | 0 | 0 | 0 | 0 | 0
Commercial_Warehouse_New_Water Heating_Natural Gas_Water Heater_E10_Codes & Standards Forecast | Commercial | Warehouse | New | Water Heating | Natural Gas | Water Heater | E10 |  | Codes & Standards Forecast | 0 | 0 | 0 | 0 | 0 | 0 | 0 | 0 | 0 | 0 | 0 | 0 | 0 | 0 | 0 | 0 | 0 | 0 | 0 | 0 | 0 | 0 | 0 | 0 | 0 | 0 | 0 | 0 | 0 | 0 | 0 | 0 | 0 | 0 | 0 | 0 | 0 | 0 | 0 | 0 | 0 | 0 | 0 | 0 | 0 | 0 | 0 | 0 | 0 | 0 | 0
Commercial_Warehouse_New_Water Heating_Natural Gas_Water Heater_Vintage_Codes & Standards Forecast | Commercial | Warehouse | New | Water Heating | Natural Gas | Water Heater | Vintage |  | Codes & Standards Forecast | 0 | 0 | 0 | 0 | 0 | 0 | 0 | 0 | 0 | 0 | 0 | 0 | 0 | 0 | 0 | 0 | 0 | 0 | 0 | 0 | 0 | 0 | 0 | 0 | 0 | 0 | 0 | 0 | 0 | 0 | 0 | 0 | 0 | 0 | 0 | 0 | 0 | 0 | 0 | 0 | 0 | 0 | 0 | 0 | 0 | 0 | 0 | 0 | 0 | 0 | 0
Commercial_Warehouse_New_Food Preparation_Natural Gas_Oven_E1_Codes & Standards Forecast | Commercial | Warehouse | New | Food Preparation | Natural Gas | Oven | E1 |  | Codes & Standards Forecast | 0 | 24.9887 | 145.5187 | 222.5458 | 314.6431 | 409.5578 | 504.9495 | 587.5107 | 668.9149 | 752.2244 | 836.89 | 920.9124 | 1003.6207 | 1085.2015 | 1166.9003 | 1248.3521 | 1330.2758 | 1410.2883 | 1487.1226 | 1561.4779 | 1635.8697 | 1711.7679 | 1788.6552 | 1866.356 | 1944.8916 | 2023.6484 | 2102.7131 | 2181.8311 | 2261.2982 | 2340.9384 | 2421.1712 | 2501.4623 | 2535.5707 | 0 | 0 | 0 | 0 | 0 | 0 | 0 | 0 | 0 | 0 | 0 | 0 | 0 | 0 | 0 | 0 | 0 | 0
Commercial_Warehouse_New_Food Preparation_Natural Gas_Oven_E2_Codes & Standards Forecast | Commercial | Warehouse | New | Food Preparation | Natural Gas | Oven | E2 |  | Codes & Standards Forecast | 0 | 0 | 0 | 0 | 0 | 0 | 0 | 0 | 0 | 0 | 0 | 0 | 0 | 0 | 0 | 0 | 0 | 0 | 0 | 0 | 0 | 0 | 0 | 0 | 0 | 0 | 0 | 0 | 0 | 0 | 0 | 0 | 0 | 0 | 0 | 0 | 0 | 0 | 0 | 0 | 0 | 0 | 0 | 0 | 0 | 0 | 0 | 0 | 0 | 0 | 0
Commercial_Warehouse_New_Food Preparation_Natural Gas_Oven_E3_Codes & Standards Forecast | Commercial | Warehouse | New | Food Preparation | Natural Gas | Oven | E3 |  | Codes & Standards Forecast | 0 | 0 | 0 | 0 | 0 | 0 | 0 | 0 | 0 | 0 | 0 | 0 | 0 | 0 | 0 | 0 | 0 | 0 | 0 | 0 | 0 | 0 | 0 | 0 | 0 | 0 | 0 | 0 | 0 | 0 | 0 | 0 | 0 | 0 | 0 | 0 | 0 | 0 | 0 | 0 | 0 | 0 | 0 | 0 | 0 | 0 | 0 | 0 | 0 | 0 | 0
Commercial_Warehouse_New_Food Preparation_Natural Gas_Oven_E4_Codes & Standards Forecast | Commercial | Warehouse | New | Food Preparation | Natural Gas | Oven | E4 |  | Codes & Standards Forecast | 0 | 0 | 0 | 0 | 0 | 0 | 0 | 0 | 0 | 0 | 0 | 0 | 0 | 0 | 0 | 0 | 0 | 0 | 0 | 0 | 0 | 0 | 0 | 0 | 0 | 0 | 0 | 0 | 0 | 0 | 0 | 0 | 0 | 0 | 0 | 0 | 0 | 0 | 0 | 0 | 0 | 0 | 0 | 0 | 0 | 0 | 0 | 0 | 0 | 0 | 0
Commercial_Warehouse_New_Food Preparation_Natural Gas_Oven_E5_Codes & Standards Forecast | Commercial | Warehouse | New | Food Preparation | Natural Gas | Oven | E5 |  | Codes & Standards Forecast | 0 | 0 | 0 | 0 | 0 | 0 | 0 | 0 | 0 | 0 | 0 | 0 | 0 | 0 | 0 | 0 | 0 | 0 | 0 | 0 | 0 | 0 | 0 | 0 | 0 | 0 | 0 | 0 | 0 | 0 | 0 | 0 | 0 | 0 | 0 | 0 | 0 | 0 | 0 | 0 | 0 | 0 | 0 | 0 | 0 | 0 | 0 | 0 | 0 | 0 | 0
Commercial_Warehouse_New_Food Preparation_Natural Gas_Oven_E6_Codes & Standards Forecast | Commercial | Warehouse | New | Food Preparation | Natural Gas | Oven | E6 |  | Codes & Standards Forecast | 0 | 0 | 0 | 0 | 0 | 0 | 0 | 0 | 0 | 0 | 0 | 0 | 0 | 0 | 0 | 0 | 0 | 0 | 0 | 0 | 0 | 0 | 0 | 0 | 0 | 0 | 0 | 0 | 0 | 0 | 0 | 0 | 0 | 0 | 0 | 0 | 0 | 0 | 0 | 0 | 0 | 0 | 0 | 0 | 0 | 0 | 0 | 0 | 0 | 0 | 0
Commercial_Warehouse_New_Food Preparation_Natural Gas_Oven_E7_Codes & Standards Forecast | Commercial | Warehouse | New | Food Preparation | Natural Gas | Oven | E7 |  | Codes & Standards Forecast | 0 | 0 | 0 | 0 | 0 | 0 | 0 | 0 | 0 | 0 | 0 | 0 | 0 | 0 | 0 | 0 | 0 | 0 | 0 | 0 | 0 | 0 | 0 | 0 | 0 | 0 | 0 | 0 | 0 | 0 | 0 | 0 | 0 | 0 | 0 | 0 | 0 | 0 | 0 | 0 | 0 | 0 | 0 | 0 | 0 | 0 | 0 | 0 | 0 | 0 | 0
Commercial_Warehouse_New_Food Preparation_Natural Gas_Oven_E8_Codes & Standards Forecast | Commercial | Warehouse | New | Food Preparation | Natural Gas | Oven | E8 |  | Codes & Standards Forecast | 0 | 0 | 0 | 0 | 0 | 0 | 0 | 0 | 0 | 0 | 0 | 0 | 0 | 0 | 0 | 0 | 0 | 0 | 0 | 0 | 0 | 0 | 0 | 0 | 0 | 0 | 0 | 0 | 0 | 0 | 0 | 0 | 0 | 0 | 0 | 0 | 0 | 0 | 0 | 0 | 0 | 0 | 0 | 0 | 0 | 0 | 0 | 0 | 0 | 0 | 0
Commercial_Warehouse_New_Food Preparation_Natural Gas_Oven_E9_Codes & Standards Forecast | Commercial | Warehouse | New | Food Preparation | Natural Gas | Oven | E9 |  | Codes & Standards Forecast | 0 | 0 | 0 | 0 | 0 | 0 | 0 | 0 | 0 | 0 | 0 | 0 | 0 | 0 | 0 | 0 | 0 | 0 | 0 | 0 | 0 | 0 | 0 | 0 | 0 | 0 | 0 | 0 | 0 | 0 | 0 | 0 | 0 | 0 | 0 | 0 | 0 | 0 | 0 | 0 | 0 | 0 | 0 | 0 | 0 | 0 | 0 | 0 | 0 | 0 | 0
Commercial_Warehouse_New_Food Preparation_Natural Gas_Oven_E10_Codes & Standards Forecast | Commercial | Warehouse | New | Food Preparation | Natural Gas | Oven | E10 |  | Codes & Standards Forecast | 0 | 0 | 0 | 0 | 0 | 0 | 0 | 0 | 0 | 0 | 0 | 0 | 0 | 0 | 0 | 0 | 0 | 0 | 0 | 0 | 0 | 0 | 0 | 0 | 0 | 0 | 0 | 0 | 0 | 0 | 0 | 0 | 0 | 0 | 0 | 0 | 0 | 0 | 0 | 0 | 0 | 0 | 0 | 0 | 0 | 0 | 0 | 0 | 0 | 0 | 0
Commercial_Warehouse_New_Food Preparation_Natural Gas_Oven_Vintage_Codes & Standards Forecast | Commercial | Warehouse | New | Food Preparation | Natural Gas | Oven | Vintage |  | Codes & Standards Forecast | 0 | 0 | 0 | 0 | 0 | 0 | 0 | 0 | 0 | 0 | 0 | 0 | 0 | 0 | 0 | 0 | 0 | 0 | 0 | 0 | 0 | 0 | 0 | 0 | 0 | 0 | 0 | 0 | 0 | 0 | 0 | 0 | 0 | 0 | 0 | 0 | 0 | 0 | 0 | 0 | 0 | 0 | 0 | 0 | 0 | 0 | 0 | 0 | 0 | 0 | 0
Commercial_Warehouse_New_Food Preparation_Natural Gas_Conveyor Oven_E1_Codes & Standards Forecast | Commercial | Warehouse | New | Food Preparation | Natural Gas | Conveyor Oven | E1 |  | Codes & Standards Forecast | 0 | 12.4944 | 72.7593 | 111.2729 | 157.3216 | 204.7789 | 252.4748 | 293.7554 | 334.4574 | 376.1122 | 418.445 | 460.4562 | 501.8103 | 542.6008 | 583.4502 | 624.176 | 665.1379 | 705.1441 | 743.5613 | 780.739 | 817.9349 | 855.8839 | 894.3276 | 933.178 | 972.4458 | 1011.8242 | 1051.3566 | 1090.9156 | 1130.6491 | 1170.4692 | 1210.5856 | 1250.7311 | 1267.7853 | 0 | 0 | 0 | 0 | 0 | 0 | 0 | 0 | 0 | 0 | 0 | 0 | 0 | 0 | 0 | 0 | 0 | 0
Commercial_Warehouse_New_Food Preparation_Natural Gas_Conveyor Oven_E2_Codes & Standards Forecast | Commercial | Warehouse | New | Food Preparation | Natural Gas | Conveyor Oven | E2 |  | Codes & Standards Forecast | 0 | 0 | 0 | 0 | 0 | 0 | 0 | 0 | 0 | 0 | 0 | 0 | 0 | 0 | 0 | 0 | 0 | 0 | 0 | 0 | 0 | 0 | 0 | 0 | 0 | 0 | 0 | 0 | 0 | 0 | 0 | 0 | 0 | 0 | 0 | 0 | 0 | 0 | 0 | 0 | 0 | 0 | 0 | 0 | 0 | 0 | 0 | 0 | 0 | 0 | 0
Commercial_Warehouse_New_Food Preparation_Natural Gas_Conveyor Oven_E3_Codes & Standards Forecast | Commercial | Warehouse | New | Food Preparation | Natural Gas | Conveyor Oven | E3 |  | Codes & Standards Forecast | 0 | 0 | 0 | 0 | 0 | 0 | 0 | 0 | 0 | 0 | 0 | 0 | 0 | 0 | 0 | 0 | 0 | 0 | 0 | 0 | 0 | 0 | 0 | 0 | 0 | 0 | 0 | 0 | 0 | 0 | 0 | 0 | 0 | 0 | 0 | 0 | 0 | 0 | 0 | 0 | 0 | 0 | 0 | 0 | 0 | 0 | 0 | 0 | 0 | 0 | 0
Commercial_Warehouse_New_Food Preparation_Natural Gas_Conveyor Oven_E4_Codes & Standards Forecast | Commercial | Warehouse | New | Food Preparation | Natural Gas | Conveyor Oven | E4 |  | Codes & Standards Forecast | 0 | 0 | 0 | 0 | 0 | 0 | 0 | 0 | 0 | 0 | 0 | 0 | 0 | 0 | 0 | 0 | 0 | 0 | 0 | 0 | 0 | 0 | 0 | 0 | 0 | 0 | 0 | 0 | 0 | 0 | 0 | 0 | 0 | 0 | 0 | 0 | 0 | 0 | 0 | 0 | 0 | 0 | 0 | 0 | 0 | 0 | 0 | 0 | 0 | 0 | 0
Commercial_Warehouse_New_Food Preparation_Natural Gas_Conveyor Oven_E5_Codes & Standards Forecast | Commercial | Warehouse | New | Food Preparation | Natural Gas | Conveyor Oven | E5 |  | Codes & Standards Forecast | 0 | 0 | 0 | 0 | 0 | 0 | 0 | 0 | 0 | 0 | 0 | 0 | 0 | 0 | 0 | 0 | 0 | 0 | 0 | 0 | 0 | 0 | 0 | 0 | 0 | 0 | 0 | 0 | 0 | 0 | 0 | 0 | 0 | 0 | 0 | 0 | 0 | 0 | 0 | 0 | 0 | 0 | 0 | 0 | 0 | 0 | 0 | 0 | 0 | 0 | 0
Commercial_Warehouse_New_Food Preparation_Natural Gas_Conveyor Oven_E6_Codes & Standards Forecast | Commercial | Warehouse | New | Food Preparation | Natural Gas | Conveyor Oven | E6 |  | Codes & Standards Forecast | 0 | 0 | 0 | 0 | 0 | 0 | 0 | 0 | 0 | 0 | 0 | 0 | 0 | 0 | 0 | 0 | 0 | 0 | 0 | 0 | 0 | 0 | 0 | 0 | 0 | 0 | 0 | 0 | 0 | 0 | 0 | 0 | 0 | 0 | 0 | 0 | 0 | 0 | 0 | 0 | 0 | 0 | 0 | 0 | 0 | 0 | 0 | 0 | 0 | 0 | 0
Commercial_Warehouse_New_Food Preparation_Natural Gas_Conveyor Oven_E7_Codes & Standards Forecast | Commercial | Warehouse | New | Food Preparation | Natural Gas | Conveyor Oven | E7 |  | Codes & Standards Forecast | 0 | 0 | 0 | 0 | 0 | 0 | 0 | 0 | 0 | 0 | 0 | 0 | 0 | 0 | 0 | 0 | 0 | 0 | 0 | 0 | 0 | 0 | 0 | 0 | 0 | 0 | 0 | 0 | 0 | 0 | 0 | 0 | 0 | 0 | 0 | 0 | 0 | 0 | 0 | 0 | 0 | 0 | 0 | 0 | 0 | 0 | 0 | 0 | 0 | 0 | 0
Commercial_Warehouse_New_Food Preparation_Natural Gas_Conveyor Oven_E8_Codes & Standards Forecast | Commercial | Warehouse | New | Food Preparation | Natural Gas | Conveyor Oven | E8 |  | Codes & Standards Forecast | 0 | 0 | 0 | 0 | 0 | 0 | 0 | 0 | 0 | 0 | 0 | 0 | 0 | 0 | 0 | 0 | 0 | 0 | 0 | 0 | 0 | 0 | 0 | 0 | 0 | 0 | 0 | 0 | 0 | 0 | 0 | 0 | 0 | 0 | 0 | 0 | 0 | 0 | 0 | 0 | 0 | 0 | 0 | 0 | 0 | 0 | 0 | 0 | 0 | 0 | 0
Commercial_Warehouse_New_Food Preparation_Natural Gas_Conveyor Oven_E9_Codes & Standards Forecast | Commercial | Warehouse | New | Food Preparation | Natural Gas | Conveyor Oven | E9 |  | Codes & Standards Forecast | 0 | 0 | 0 | 0 | 0 | 0 | 0 | 0 | 0 | 0 | 0 | 0 | 0 | 0 | 0 | 0 | 0 | 0 | 0 | 0 | 0 | 0 | 0 | 0 | 0 | 0 | 0 | 0 | 0 | 0 | 0 | 0 | 0 | 0 | 0 | 0 | 0 | 0 | 0 | 0 | 0 | 0 | 0 | 0 | 0 | 0 | 0 | 0 | 0 | 0 | 0
Commercial_Warehouse_New_Food Preparation_Natural Gas_Conveyor Oven_E10_Codes & Standards Forecast | Commercial | Warehouse | New | Food Preparation | Natural Gas | Conveyor Oven | E10 |  | Codes & Standards Forecast | 0 | 0 | 0 | 0 | 0 | 0 | 0 | 0 | 0 | 0 | 0 | 0 | 0 | 0 | 0 | 0 | 0 | 0 | 0 | 0 | 0 | 0 | 0 | 0 | 0 | 0 | 0 | 0 | 0 | 0 | 0 | 0 | 0 | 0 | 0 | 0 | 0 | 0 | 0 | 0 | 0 | 0 | 0 | 0 | 0 | 0 | 0 | 0 | 0 | 0 | 0
Commercial_Warehouse_New_Food Preparation_Natural Gas_Conveyor Oven_Vintage_Codes & Standards Forecast | Commercial | Warehouse | New | Food Preparation | Natural Gas | Conveyor Oven | Vintage |  | Codes & Standards Forecast | 0 | 0 | 0 | 0 | 0 | 0 | 0 | 0 | 0 | 0 | 0 | 0 | 0 | 0 | 0 | 0 | 0 | 0 | 0 | 0 | 0 | 0 | 0 | 0 | 0 | 0 | 0 | 0 | 0 | 0 | 0 | 0 | 0 | 0 | 0 | 0 | 0 | 0 | 0 | 0 | 0 | 0 | 0 | 0 | 0 | 0 | 0 | 0 | 0 | 0 | 0
Commercial_Warehouse_New_Food Preparation_Natural Gas_Double Rack Oven_E1_Codes & Standards Forecast | Commercial | Warehouse | New | Food Preparation | Natural Gas | Double Rack Oven | E1 |  | Codes & Standards Forecast | 0 | 12.4944 | 72.7593 | 111.2729 | 157.3216 | 204.7789 | 252.4748 | 293.7554 | 334.4574 | 376.1122 | 418.445 | 460.4562 | 501.8103 | 542.6008 | 583.4502 | 624.176 | 665.1379 | 705.1441 | 743.5613 | 780.739 | 817.9349 | 855.8839 | 894.3276 | 933.178 | 972.4458 | 1011.8242 | 1051.3566 | 1090.9156 | 1130.6491 | 1170.4692 | 1210.5856 | 1250.7311 | 1267.7853 | 0 | 0 | 0 | 0 | 0 | 0 | 0 | 0 | 0 | 0 | 0 | 0 | 0 | 0 | 0 | 0 | 0 | 0
Commercial_Warehouse_New_Food Preparation_Natural Gas_Double Rack Oven_E2_Codes & Standards Forecast | Commercial | Warehouse | New | Food Preparation | Natural Gas | Double Rack Oven | E2 |  | Codes & Standards Forecast | 0 | 0 | 0 | 0 | 0 | 0 | 0 | 0 | 0 | 0 | 0 | 0 | 0 | 0 | 0 | 0 | 0 | 0 | 0 | 0 | 0 | 0 | 0 | 0 | 0 | 0 | 0 | 0 | 0 | 0 | 0 | 0 | 0 | 0 | 0 | 0 | 0 | 0 | 0 | 0 | 0 | 0 | 0 | 0 | 0 | 0 | 0 | 0 | 0 | 0 | 0
Commercial_Warehouse_New_Food Preparation_Natural Gas_Double Rack Oven_E3_Codes & Standards Forecast | Commercial | Warehouse | New | Food Preparation | Natural Gas | Double Rack Oven | E3 |  | Codes & Standards Forecast | 0 | 0 | 0 | 0 | 0 | 0 | 0 | 0 | 0 | 0 | 0 | 0 | 0 | 0 | 0 | 0 | 0 | 0 | 0 | 0 | 0 | 0 | 0 | 0 | 0 | 0 | 0 | 0 | 0 | 0 | 0 | 0 | 0 | 0 | 0 | 0 | 0 | 0 | 0 | 0 | 0 | 0 | 0 | 0 | 0 | 0 | 0 | 0 | 0 | 0 | 0
Commercial_Warehouse_New_Food Preparation_Natural Gas_Double Rack Oven_E4_Codes & Standards Forecast | Commercial | Warehouse | New | Food Preparation | Natural Gas | Double Rack Oven | E4 |  | Codes & Standards Forecast | 0 | 0 | 0 | 0 | 0 | 0 | 0 | 0 | 0 | 0 | 0 | 0 | 0 | 0 | 0 | 0 | 0 | 0 | 0 | 0 | 0 | 0 | 0 | 0 | 0 | 0 | 0 | 0 | 0 | 0 | 0 | 0 | 0 | 0 | 0 | 0 | 0 | 0 | 0 | 0 | 0 | 0 | 0 | 0 | 0 | 0 | 0 | 0 | 0 | 0 | 0
Commercial_Warehouse_New_Food Preparation_Natural Gas_Double Rack Oven_E5_Codes & Standards Forecast | Commercial | Warehouse | New | Food Preparation | Natural Gas | Double Rack Oven | E5 |  | Codes & Standards Forecast | 0 | 0 | 0 | 0 | 0 | 0 | 0 | 0 | 0 | 0 | 0 | 0 | 0 | 0 | 0 | 0 | 0 | 0 | 0 | 0 | 0 | 0 | 0 | 0 | 0 | 0 | 0 | 0 | 0 | 0 | 0 | 0 | 0 | 0 | 0 | 0 | 0 | 0 | 0 | 0 | 0 | 0 | 0 | 0 | 0 | 0 | 0 | 0 | 0 | 0 | 0
Commercial_Warehouse_New_Food Preparation_Natural Gas_Double Rack Oven_E6_Codes & Standards Forecast | Commercial | Warehouse | New | Food Preparation | Natural Gas | Double Rack Oven | E6 |  | Codes & Standards Forecast | 0 | 0 | 0 | 0 | 0 | 0 | 0 | 0 | 0 | 0 | 0 | 0 | 0 | 0 | 0 | 0 | 0 | 0 | 0 | 0 | 0 | 0 | 0 | 0 | 0 | 0 | 0 | 0 | 0 | 0 | 0 | 0 | 0 | 0 | 0 | 0 | 0 | 0 | 0 | 0 | 0 | 0 | 0 | 0 | 0 | 0 | 0 | 0 | 0 | 0 | 0
Commercial_Warehouse_New_Food Preparation_Natural Gas_Double Rack Oven_E7_Codes & Standards Forecast | Commercial | Warehouse | New | Food Preparation | Natural Gas | Double Rack Oven | E7 |  | Codes & Standards Forecast | 0 | 0 | 0 | 0 | 0 | 0 | 0 | 0 | 0 | 0 | 0 | 0 | 0 | 0 | 0 | 0 | 0 | 0 | 0 | 0 | 0 | 0 | 0 | 0 | 0 | 0 | 0 | 0 | 0 | 0 | 0 | 0 | 0 | 0 | 0 | 0 | 0 | 0 | 0 | 0 | 0 | 0 | 0 | 0 | 0 | 0 | 0 | 0 | 0 | 0 | 0
Commercial_Warehouse_New_Food Preparation_Natural Gas_Double Rack Oven_E8_Codes & Standards Forecast | Commercial | Warehouse | New | Food Preparation | Natural Gas | Double Rack Oven | E8 |  | Codes & Standards Forecast | 0 | 0 | 0 | 0 | 0 | 0 | 0 | 0 | 0 | 0 | 0 | 0 | 0 | 0 | 0 | 0 | 0 | 0 | 0 | 0 | 0 | 0 | 0 | 0 | 0 | 0 | 0 | 0 | 0 | 0 | 0 | 0 | 0 | 0 | 0 | 0 | 0 | 0 | 0 | 0 | 0 | 0 | 0 | 0 | 0 | 0 | 0 | 0 | 0 | 0 | 0
Commercial_Warehouse_New_Food Preparation_Natural Gas_Double Rack Oven_E9_Codes & Standards Forecast | Commercial | Warehouse | New | Food Preparation | Natural Gas | Double Rack Oven | E9 |  | Codes & Standards Forecast | 0 | 0 | 0 | 0 | 0 | 0 | 0 | 0 | 0 | 0 | 0 | 0 | 0 | 0 | 0 | 0 | 0 | 0 | 0 | 0 | 0 | 0 | 0 | 0 | 0 | 0 | 0 | 0 | 0 | 0 | 0 | 0 | 0 | 0 | 0 | 0 | 0 | 0 | 0 | 0 | 0 | 0 | 0 | 0 | 0 | 0 | 0 | 0 | 0 | 0 | 0
Commercial_Warehouse_New_Food Preparation_Natural Gas_Double Rack Oven_E10_Codes & Standards Forecast | Commercial | Warehouse | New | Food Preparation | Natural Gas | Double Rack Oven | E10 |  | Codes & Standards Forecast | 0 | 0 | 0 | 0 | 0 | 0 | 0 | 0 | 0 | 0 | 0 | 0 | 0 | 0 | 0 | 0 | 0 | 0 | 0 | 0 | 0 | 0 | 0 | 0 | 0 | 0 | 0 | 0 | 0 | 0 | 0 | 0 | 0 | 0 | 0 | 0 | 0 | 0 | 0 | 0 | 0 | 0 | 0 | 0 | 0 | 0 | 0 | 0 | 0 | 0 | 0
Commercial_Warehouse_New_Food Preparation_Natural Gas_Double Rack Oven_Vintage_Codes & Standards Forecast | Commercial | Warehouse | New | Food Preparation | Natural Gas | Double Rack Oven | Vintage |  | Codes & Standards Forecast | 0 | 0 | 0 | 0 | 0 | 0 | 0 | 0 | 0 | 0 | 0 | 0 | 0 | 0 | 0 | 0 | 0 | 0 | 0 | 0 | 0 | 0 | 0 | 0 | 0 | 0 | 0 | 0 | 0 | 0 | 0 | 0 | 0 | 0 | 0 | 0 | 0 | 0 | 0 | 0 | 0 | 0 | 0 | 0 | 0 | 0 | 0 | 0 | 0 | 0 | 0
Commercial_Warehouse_New_Food Preparation_Natural Gas_Fryer_E1_Codes & Standards Forecast | Commercial | Warehouse | New | Food Preparation | Natural Gas | Fryer | E1 |  | Codes & Standards Forecast | 0 | 49.9775 | 291.0374 | 291.0374 | 291.0374 | 291.0374 | 291.0374 | 291.0374 | 291.0374 | 281.0419 | 224.8335 | 179.8668 | 143.8935 | 115.1148 | 78.9905 | 0 | 0 | 0 | 0 | 0 | 0 | 0 | 0 | 0 | 0 | 0 | 0 | 0 | 0 | 0 | 0 | 0 | 0 | 0 | 0 | 0 | 0 | 0 | 0 | 0 | 0 | 0 | 0 | 0 | 0 | 0 | 0 | 0 | 0 | 0 | 0
Commercial_Warehouse_New_Food Preparation_Natural Gas_Fryer_E2_Codes & Standards Forecast | Commercial | Warehouse | New | Food Preparation | Natural Gas | Fryer | E2 |  | Codes & Standards Forecast | 0 | 0 | 0 | 154.0542 | 338.2488 | 528.0783 | 718.8617 | 883.984 | 1046.7923 | 1223.4069 | 1448.9465 | 1661.9581 | 1863.3479 | 2055.2883 | 2254.8102 | 2496.7041 | 2660.5516 | 2820.5766 | 2974.2453 | 3122.9558 | 3271.7394 | 3423.5357 | 3577.3103 | 3732.712 | 3889.7831 | 4047.2968 | 4205.4263 | 4363.6623 | 4522.5963 | 4681.8768 | 4842.3423 | 5002.9245 | 5071.1413 | 0 | 0 | 0 | 0 | 0 | 0 | 0 | 0 | 0 | 0 | 0 | 0 | 0 | 0 | 0 | 0 | 0 | 0
Commercial_Warehouse_New_Food Preparation_Natural Gas_Fryer_E3_Codes & Standards Forecast | Commercial | Warehouse | New | Food Preparation | Natural Gas | Fryer | E3 |  | Codes & Standards Forecast | 0 | 0 | 0 | 0 | 0 | 0 | 0 | 0 | 0 | 0 | 0 | 0 | 0 | 0 | 0 | 0 | 0 | 0 | 0 | 0 | 0 | 0 | 0 | 0 | 0 | 0 | 0 | 0 | 0 | 0 | 0 | 0 | 0 | 0 | 0 | 0 | 0 | 0 | 0 | 0 | 0 | 0 | 0 | 0 | 0 | 0 | 0 | 0 | 0 | 0 | 0
Commercial_Warehouse_New_Food Preparation_Natural Gas_Fryer_E4_Codes & Standards Forecast | Commercial | Warehouse | New | Food Preparation | Natural Gas | Fryer | E4 |  | Codes & Standards Forecast | 0 | 0 | 0 | 0 | 0 | 0 | 0 | 0 | 0 | 0 | 0 | 0 | 0 | 0 | 0 | 0 | 0 | 0 | 0 | 0 | 0 | 0 | 0 | 0 | 0 | 0 | 0 | 0 | 0 | 0 | 0 | 0 | 0 | 0 | 0 | 0 | 0 | 0 | 0 | 0 | 0 | 0 | 0 | 0 | 0 | 0 | 0 | 0 | 0 | 0 | 0
Commercial_Warehouse_New_Food Preparation_Natural Gas_Fryer_E5_Codes & Standards Forecast | Commercial | Warehouse | New | Food Preparation | Natural Gas | Fryer | E5 |  | Codes & Standards Forecast | 0 | 0 | 0 | 0 | 0 | 0 | 0 | 0 | 0 | 0 | 0 | 0 | 0 | 0 | 0 | 0 | 0 | 0 | 0 | 0 | 0 | 0 | 0 | 0 | 0 | 0 | 0 | 0 | 0 | 0 | 0 | 0 | 0 | 0 | 0 | 0 | 0 | 0 | 0 | 0 | 0 | 0 | 0 | 0 | 0 | 0 | 0 | 0 | 0 | 0 | 0
Commercial_Warehouse_New_Food Preparation_Natural Gas_Fryer_E6_Codes & Standards Forecast | Commercial | Warehouse | New | Food Preparation | Natural Gas | Fryer | E6 |  | Codes & Standards Forecast | 0 | 0 | 0 | 0 | 0 | 0 | 0 | 0 | 0 | 0 | 0 | 0 | 0 | 0 | 0 | 0 | 0 | 0 | 0 | 0 | 0 | 0 | 0 | 0 | 0 | 0 | 0 | 0 | 0 | 0 | 0 | 0 | 0 | 0 | 0 | 0 | 0 | 0 | 0 | 0 | 0 | 0 | 0 | 0 | 0 | 0 | 0 | 0 | 0 | 0 | 0
Commercial_Warehouse_New_Food Preparation_Natural Gas_Fryer_E7_Codes & Standards Forecast | Commercial | Warehouse | New | Food Preparation | Natural Gas | Fryer | E7 |  | Codes & Standards Forecast | 0 | 0 | 0 | 0 | 0 | 0 | 0 | 0 | 0 | 0 | 0 | 0 | 0 | 0 | 0 | 0 | 0 | 0 | 0 | 0 | 0 | 0 | 0 | 0 | 0 | 0 | 0 | 0 | 0 | 0 | 0 | 0 | 0 | 0 | 0 | 0 | 0 | 0 | 0 | 0 | 0 | 0 | 0 | 0 | 0 | 0 | 0 | 0 | 0 | 0 | 0
Commercial_Warehouse_New_Food Preparation_Natural Gas_Fryer_E8_Codes & Standards Forecast | Commercial | Warehouse | New | Food Preparation | Natural Gas | Fryer | E8 |  | Codes & Standards Forecast | 0 | 0 | 0 | 0 | 0 | 0 | 0 | 0 | 0 | 0 | 0 | 0 | 0 | 0 | 0 | 0 | 0 | 0 | 0 | 0 | 0 | 0 | 0 | 0 | 0 | 0 | 0 | 0 | 0 | 0 | 0 | 0 | 0 | 0 | 0 | 0 | 0 | 0 | 0 | 0 | 0 | 0 | 0 | 0 | 0 | 0 | 0 | 0 | 0 | 0 | 0
Commercial_Warehouse_New_Food Preparation_Natural Gas_Fryer_E9_Codes & Standards Forecast | Commercial | Warehouse | New | Food Preparation | Natural Gas | Fryer | E9 |  | Codes & Standards Forecast | 0 | 0 | 0 | 0 | 0 | 0 | 0 | 0 | 0 | 0 | 0 | 0 | 0 | 0 | 0 | 0 | 0 | 0 | 0 | 0 | 0 | 0 | 0 | 0 | 0 | 0 | 0 | 0 | 0 | 0 | 0 | 0 | 0 | 0 | 0 | 0 | 0 | 0 | 0 | 0 | 0 | 0 | 0 | 0 | 0 | 0 | 0 | 0 | 0 | 0 | 0
Commercial_Warehouse_New_Food Preparation_Natural Gas_Fryer_E10_Codes & Standards Forecast | Commercial | Warehouse | New | Food Preparation | Natural Gas | Fryer | E10 |  | Codes & Standards Forecast | 0 | 0 | 0 | 0 | 0 | 0 | 0 | 0 | 0 | 0 | 0 | 0 | 0 | 0 | 0 | 0 | 0 | 0 | 0 | 0 | 0 | 0 | 0 | 0 | 0 | 0 | 0 | 0 | 0 | 0 | 0 | 0 | 0 | 0 | 0 | 0 | 0 | 0 | 0 | 0 | 0 | 0 | 0 | 0 | 0 | 0 | 0 | 0 | 0 | 0 | 0
Commercial_Warehouse_New_Food Preparation_Natural Gas_Fryer_Vintage_Codes & Standards Forecast | Commercial | Warehouse | New | Food Preparation | Natural Gas | Fryer | Vintage |  | Codes & Standards Forecast | 0 | 0 | 0 | 0 | 0 | 0 | 0 | 0 | 0 | 0 | 0 | 0 | 0 | 0 | 0 | 0 | 0 | 0 | 0 | 0 | 0 | 0 | 0 | 0 | 0 | 0 | 0 | 0 | 0 | 0 | 0 | 0 | 0 | 0 | 0 | 0 | 0 | 0 | 0 | 0 | 0 | 0 | 0 | 0 | 0 | 0 | 0 | 0 | 0 | 0 | 0
Commercial_Warehouse_New_Food Preparation_Natural Gas_Broiler_E1_Codes & Standards Forecast | Commercial | Warehouse | New | Food Preparation | Natural Gas | Broiler | E1 |  | Codes & Standards Forecast | 0 | 0 | 0 | 0 | 0 | 0 | 0 | 0 | 0 | 0 | 0 | 0 | 0 | 0 | 0 | 0 | 0 | 0 | 0 | 0 | 0 | 0 | 0 | 0 | 0 | 0 | 0 | 0 | 0 | 0 | 0 | 0 | 0 | 0 | 0 | 0 | 0 | 0 | 0 | 0 | 0 | 0 | 0 | 0 | 0 | 0 | 0 | 0 | 0 | 0 | 0
Commercial_Warehouse_New_Food Preparation_Natural Gas_Broiler_E2_Codes & Standards Forecast | Commercial | Warehouse | New | Food Preparation | Natural Gas | Broiler | E2 |  | Codes & Standards Forecast | 0 | 0 | 0 | 0 | 0 | 0 | 0 | 0 | 0 | 0 | 0 | 0 | 0 | 0 | 0 | 0 | 0 | 0 | 0 | 0 | 0 | 0 | 0 | 0 | 0 | 0 | 0 | 0 | 0 | 0 | 0 | 0 | 0 | 0 | 0 | 0 | 0 | 0 | 0 | 0 | 0 | 0 | 0 | 0 | 0 | 0 | 0 | 0 | 0 | 0 | 0
Commercial_Warehouse_New_Food Preparation_Natural Gas_Broiler_E3_Codes & Standards Forecast | Commercial | Warehouse | New | Food Preparation | Natural Gas | Broiler | E3 |  | Codes & Standards Forecast | 0 | 0 | 0 | 0 | 0 | 0 | 0 | 0 | 0 | 0 | 0 | 0 | 0 | 0 | 0 | 0 | 0 | 0 | 0 | 0 | 0 | 0 | 0 | 0 | 0 | 0 | 0 | 0 | 0 | 0 | 0 | 0 | 0 | 0 | 0 | 0 | 0 | 0 | 0 | 0 | 0 | 0 | 0 | 0 | 0 | 0 | 0 | 0 | 0 | 0 | 0
Commercial_Warehouse_New_Food Preparation_Natural Gas_Broiler_E4_Codes & Standards Forecast | Commercial | Warehouse | New | Food Preparation | Natural Gas | Broiler | E4 |  | Codes & Standards Forecast | 0 | 0 | 0 | 0 | 0 | 0 | 0 | 0 | 0 | 0 | 0 | 0 | 0 | 0 | 0 | 0 | 0 | 0 | 0 | 0 | 0 | 0 | 0 | 0 | 0 | 0 | 0 | 0 | 0 | 0 | 0 | 0 | 0 | 0 | 0 | 0 | 0 | 0 | 0 | 0 | 0 | 0 | 0 | 0 | 0 | 0 | 0 | 0 | 0 | 0 | 0
Commercial_Warehouse_New_Food Preparation_Natural Gas_Broiler_E5_Codes & Standards Forecast | Commercial | Warehouse | New | Food Preparation | Natural Gas | Broiler | E5 |  | Codes & Standards Forecast | 0 | 0 | 0 | 0 | 0 | 0 | 0 | 0 | 0 | 0 | 0 | 0 | 0 | 0 | 0 | 0 | 0 | 0 | 0 | 0 | 0 | 0 | 0 | 0 | 0 | 0 | 0 | 0 | 0 | 0 | 0 | 0 | 0 | 0 | 0 | 0 | 0 | 0 | 0 | 0 | 0 | 0 | 0 | 0 | 0 | 0 | 0 | 0 | 0 | 0 | 0
Commercial_Warehouse_New_Food Preparation_Natural Gas_Broiler_E6_Codes & Standards Forecast | Commercial | Warehouse | New | Food Preparation | Natural Gas | Broiler | E6 |  | Codes & Standards Forecast | 0 | 0 | 0 | 0 | 0 | 0 | 0 | 0 | 0 | 0 | 0 | 0 | 0 | 0 | 0 | 0 | 0 | 0 | 0 | 0 | 0 | 0 | 0 | 0 | 0 | 0 | 0 | 0 | 0 | 0 | 0 | 0 | 0 | 0 | 0 | 0 | 0 | 0 | 0 | 0 | 0 | 0 | 0 | 0 | 0 | 0 | 0 | 0 | 0 | 0 | 0
Commercial_Warehouse_New_Food Preparation_Natural Gas_Broiler_E7_Codes & Standards Forecast | Commercial | Warehouse | New | Food Preparation | Natural Gas | Broiler | E7 |  | Codes & Standards Forecast | 0 | 0 | 0 | 0 | 0 | 0 | 0 | 0 | 0 | 0 | 0 | 0 | 0 | 0 | 0 | 0 | 0 | 0 | 0 | 0 | 0 | 0 | 0 | 0 | 0 | 0 | 0 | 0 | 0 | 0 | 0 | 0 | 0 | 0 | 0 | 0 | 0 | 0 | 0 | 0 | 0 | 0 | 0 | 0 | 0 | 0 | 0 | 0 | 0 | 0 | 0
Commercial_Warehouse_New_Food Preparation_Natural Gas_Broiler_E8_Codes & Standards Forecast | Commercial | Warehouse | New | Food Preparation | Natural Gas | Broiler | E8 |  | Codes & Standards Forecast | 0 | 0 | 0 | 0 | 0 | 0 | 0 | 0 | 0 | 0 | 0 | 0 | 0 | 0 | 0 | 0 | 0 | 0 | 0 | 0 | 0 | 0 | 0 | 0 | 0 | 0 | 0 | 0 | 0 | 0 | 0 | 0 | 0 | 0 | 0 | 0 | 0 | 0 | 0 | 0 | 0 | 0 | 0 | 0 | 0 | 0 | 0 | 0 | 0 | 0 | 0
Commercial_Warehouse_New_Food Preparation_Natural Gas_Broiler_E9_Codes & Standards Forecast | Commercial | Warehouse | New | Food Preparation | Natural Gas | Broiler | E9 |  | Codes & Standards Forecast | 0 | 0 | 0 | 0 | 0 | 0 | 0 | 0 | 0 | 0 | 0 | 0 | 0 | 0 | 0 | 0 | 0 | 0 | 0 | 0 | 0 | 0 | 0 | 0 | 0 | 0 | 0 | 0 | 0 | 0 | 0 | 0 | 0 | 0 | 0 | 0 | 0 | 0 | 0 | 0 | 0 | 0 | 0 | 0 | 0 | 0 | 0 | 0 | 0 | 0 | 0
Commercial_Warehouse_New_Food Preparation_Natural Gas_Broiler_E10_Codes & Standards Forecast | Commercial | Warehouse | New | Food Preparation | Natural Gas | Broiler | E10 |  | Codes & Standards Forecast | 0 | 0 | 0 | 0 | 0 | 0 | 0 | 0 | 0 | 0 | 0 | 0 | 0 | 0 | 0 | 0 | 0 | 0 | 0 | 0 | 0 | 0 | 0 | 0 | 0 | 0 | 0 | 0 | 0 | 0 | 0 | 0 | 0 | 0 | 0 | 0 | 0 | 0 | 0 | 0 | 0 | 0 | 0 | 0 | 0 | 0 | 0 | 0 | 0 | 0 | 0
Commercial_Warehouse_New_Food Preparation_Natural Gas_Broiler_Vintage_Codes & Standards Forecast | Commercial | Warehouse | New | Food Preparation | Natural Gas | Broiler | Vintage |  | Codes & Standards Forecast | 0 | 0 | 0 | 0 | 0 | 0 | 0 | 0 | 0 | 0 | 0 | 0 | 0 | 0 | 0 | 0 | 0 | 0 | 0 | 0 | 0 | 0 | 0 | 0 | 0 | 0 | 0 | 0 | 0 | 0 | 0 | 0 | 0 | 0 | 0 | 0 | 0 | 0 | 0 | 0 | 0 | 0 | 0 | 0 | 0 | 0 | 0 | 0 | 0 | 0 | 0
Commercial_Warehouse_New_Food Preparation_Natural Gas_Griddle_E1_Codes & Standards Forecast | Commercial | Warehouse | New | Food Preparation | Natural Gas | Griddle | E1 |  | Codes & Standards Forecast | 0 | 49.9775 | 291.0374 | 291.0374 | 291.0374 | 291.0374 | 291.0374 | 291.0374 | 291.0374 | 291.0374 | 291.0374 | 291.0374 | 281.0419 | 224.8335 | 179.8668 | 143.8935 | 115.1148 | 78.9905 | 0 | 0 | 0 | 0 | 0 | 0 | 0 | 0 | 0 | 0 | 0 | 0 | 0 | 0 | 0 | 0 | 0 | 0 | 0 | 0 | 0 | 0 | 0 | 0 | 0 | 0 | 0 | 0 | 0 | 0 | 0 | 0 | 0
Commercial_Warehouse_New_Food Preparation_Natural Gas_Griddle_E2_Codes & Standards Forecast | Commercial | Warehouse | New | Food Preparation | Natural Gas | Griddle | E2 |  | Codes & Standards Forecast | 0 | 0 | 0 | 154.0542 | 338.2488 | 528.0783 | 718.8617 | 883.984 | 1046.7923 | 1213.4114 | 1382.7426 | 1550.7875 | 1726.1994 | 1945.5696 | 2153.9339 | 2352.8106 | 2545.4368 | 2741.586 | 2974.2453 | 3122.9558 | 3271.7394 | 3423.5357 | 3577.3103 | 3732.712 | 3889.7831 | 4047.2968 | 4205.4263 | 4363.6623 | 4522.5963 | 4681.8768 | 4842.3423 | 5002.9245 | 5071.1413 | 0 | 0 | 0 | 0 | 0 | 0 | 0 | 0 | 0 | 0 | 0 | 0 | 0 | 0 | 0 | 0 | 0 | 0
Commercial_Warehouse_New_Food Preparation_Natural Gas_Griddle_E3_Codes & Standards Forecast | Commercial | Warehouse | New | Food Preparation | Natural Gas | Griddle | E3 |  | Codes & Standards Forecast | 0 | 0 | 0 | 0 | 0 | 0 | 0 | 0 | 0 | 0 | 0 | 0 | 0 | 0 | 0 | 0 | 0 | 0 | 0 | 0 | 0 | 0 | 0 | 0 | 0 | 0 | 0 | 0 | 0 | 0 | 0 | 0 | 0 | 0 | 0 | 0 | 0 | 0 | 0 | 0 | 0 | 0 | 0 | 0 | 0 | 0 | 0 | 0 | 0 | 0 | 0
Commercial_Warehouse_New_Food Preparation_Natural Gas_Griddle_E4_Codes & Standards Forecast | Commercial | Warehouse | New | Food Preparation | Natural Gas | Griddle | E4 |  | Codes & Standards Forecast | 0 | 0 | 0 | 0 | 0 | 0 | 0 | 0 | 0 | 0 | 0 | 0 | 0 | 0 | 0 | 0 | 0 | 0 | 0 | 0 | 0 | 0 | 0 | 0 | 0 | 0 | 0 | 0 | 0 | 0 | 0 | 0 | 0 | 0 | 0 | 0 | 0 | 0 | 0 | 0 | 0 | 0 | 0 | 0 | 0 | 0 | 0 | 0 | 0 | 0 | 0
Commercial_Warehouse_New_Food Preparation_Natural Gas_Griddle_E5_Codes & Standards Forecast | Commercial | Warehouse | New | Food Preparation | Natural Gas | Griddle | E5 |  | Codes & Standards Forecast | 0 | 0 | 0 | 0 | 0 | 0 | 0 | 0 | 0 | 0 | 0 | 0 | 0 | 0 | 0 | 0 | 0 | 0 | 0 | 0 | 0 | 0 | 0 | 0 | 0 | 0 | 0 | 0 | 0 | 0 | 0 | 0 | 0 | 0 | 0 | 0 | 0 | 0 | 0 | 0 | 0 | 0 | 0 | 0 | 0 | 0 | 0 | 0 | 0 | 0 | 0
Commercial_Warehouse_New_Food Preparation_Natural Gas_Griddle_E6_Codes & Standards Forecast | Commercial | Warehouse | New | Food Preparation | Natural Gas | Griddle | E6 |  | Codes & Standards Forecast | 0 | 0 | 0 | 0 | 0 | 0 | 0 | 0 | 0 | 0 | 0 | 0 | 0 | 0 | 0 | 0 | 0 | 0 | 0 | 0 | 0 | 0 | 0 | 0 | 0 | 0 | 0 | 0 | 0 | 0 | 0 | 0 | 0 | 0 | 0 | 0 | 0 | 0 | 0 | 0 | 0 | 0 | 0 | 0 | 0 | 0 | 0 | 0 | 0 | 0 | 0
Commercial_Warehouse_New_Food Preparation_Natural Gas_Griddle_E7_Codes & Standards Forecast | Commercial | Warehouse | New | Food Preparation | Natural Gas | Griddle | E7 |  | Codes & Standards Forecast | 0 | 0 | 0 | 0 | 0 | 0 | 0 | 0 | 0 | 0 | 0 | 0 | 0 | 0 | 0 | 0 | 0 | 0 | 0 | 0 | 0 | 0 | 0 | 0 | 0 | 0 | 0 | 0 | 0 | 0 | 0 | 0 | 0 | 0 | 0 | 0 | 0 | 0 | 0 | 0 | 0 | 0 | 0 | 0 | 0 | 0 | 0 | 0 | 0 | 0 | 0
Commercial_Warehouse_New_Food Preparation_Natural Gas_Griddle_E8_Codes & Standards Forecast | Commercial | Warehouse | New | Food Preparation | Natural Gas | Griddle | E8 |  | Codes & Standards Forecast | 0 | 0 | 0 | 0 | 0 | 0 | 0 | 0 | 0 | 0 | 0 | 0 | 0 | 0 | 0 | 0 | 0 | 0 | 0 | 0 | 0 | 0 | 0 | 0 | 0 | 0 | 0 | 0 | 0 | 0 | 0 | 0 | 0 | 0 | 0 | 0 | 0 | 0 | 0 | 0 | 0 | 0 | 0 | 0 | 0 | 0 | 0 | 0 | 0 | 0 | 0
Commercial_Warehouse_New_Food Preparation_Natural Gas_Griddle_E9_Codes & Standards Forecast | Commercial | Warehouse | New | Food Preparation | Natural Gas | Griddle | E9 |  | Codes & Standards Forecast | 0 | 0 | 0 | 0 | 0 | 0 | 0 | 0 | 0 | 0 | 0 | 0 | 0 | 0 | 0 | 0 | 0 | 0 | 0 | 0 | 0 | 0 | 0 | 0 | 0 | 0 | 0 | 0 | 0 | 0 | 0 | 0 | 0 | 0 | 0 | 0 | 0 | 0 | 0 | 0 | 0 | 0 | 0 | 0 | 0 | 0 | 0 | 0 | 0 | 0 | 0
Commercial_Warehouse_New_Food Preparation_Natural Gas_Griddle_E10_Codes & Standards Forecast | Commercial | Warehouse | New | Food Preparation | Natural Gas | Griddle | E10 |  | Codes & Standards Forecast | 0 | 0 | 0 | 0 | 0 | 0 | 0 | 0 | 0 | 0 | 0 | 0 | 0 | 0 | 0 | 0 | 0 | 0 | 0 | 0 | 0 | 0 | 0 | 0 | 0 | 0 | 0 | 0 | 0 | 0 | 0 | 0 | 0 | 0 | 0 | 0 | 0 | 0 | 0 | 0 | 0 | 0 | 0 | 0 | 0 | 0 | 0 | 0 | 0 | 0 | 0
Commercial_Warehouse_New_Food Preparation_Natural Gas_Griddle_Vintage_Codes & Standards Forecast | Commercial | Warehouse | New | Food Preparation | Natural Gas | Griddle | Vintage |  | Codes & Standards Forecast | 0 | 0 | 0 | 0 | 0 | 0 | 0 | 0 | 0 | 0 | 0 | 0 | 0 | 0 | 0 | 0 | 0 | 0 | 0 | 0 | 0 | 0 | 0 | 0 | 0 | 0 | 0 | 0 | 0 | 0 | 0 | 0 | 0 | 0 | 0 | 0 | 0 | 0 | 0 | 0 | 0 | 0 | 0 | 0 | 0 | 0 | 0 | 0 | 0 | 0 | 0
Commercial_Warehouse_New_Food Preparation_Natural Gas_Range_E1_Codes & Standards Forecast | Commercial | Warehouse | New | Food Preparation | Natural Gas | Range | E1 |  | Codes & Standards Forecast | 0 | 49.9775 | 291.0374 | 445.0916 | 629.2862 | 819.1157 | 1009.8991 | 1175.0214 | 1337.8297 | 1504.4488 | 1673.78 | 1841.8249 | 2007.2413 | 2170.4031 | 2333.8007 | 2496.7041 | 2660.5516 | 2820.5766 | 2974.2453 | 3122.9558 | 3271.7394 | 3423.5357 | 3577.3103 | 3732.712 | 3889.7831 | 4047.2968 | 4205.4263 | 4363.6623 | 4522.5963 | 4681.8768 | 4842.3423 | 5002.9245 | 5071.1413 | 0 | 0 | 0 | 0 | 0 | 0 | 0 | 0 | 0 | 0 | 0 | 0 | 0 | 0 | 0 | 0 | 0 | 0
Commercial_Warehouse_New_Food Preparation_Natural Gas_Range_E2_Codes & Standards Forecast | Commercial | Warehouse | New | Food Preparation | Natural Gas | Range | E2 |  | Codes & Standards Forecast | 0 | 0 | 0 | 0 | 0 | 0 | 0 | 0 | 0 | 0 | 0 | 0 | 0 | 0 | 0 | 0 | 0 | 0 | 0 | 0 | 0 | 0 | 0 | 0 | 0 | 0 | 0 | 0 | 0 | 0 | 0 | 0 | 0 | 0 | 0 | 0 | 0 | 0 | 0 | 0 | 0 | 0 | 0 | 0 | 0 | 0 | 0 | 0 | 0 | 0 | 0
Commercial_Warehouse_New_Food Preparation_Natural Gas_Range_E3_Codes & Standards Forecast | Commercial | Warehouse | New | Food Preparation | Natural Gas | Range | E3 |  | Codes & Standards Forecast | 0 | 0 | 0 | 0 | 0 | 0 | 0 | 0 | 0 | 0 | 0 | 0 | 0 | 0 | 0 | 0 | 0 | 0 | 0 | 0 | 0 | 0 | 0 | 0 | 0 | 0 | 0 | 0 | 0 | 0 | 0 | 0 | 0 | 0 | 0 | 0 | 0 | 0 | 0 | 0 | 0 | 0 | 0 | 0 | 0 | 0 | 0 | 0 | 0 | 0 | 0
Commercial_Warehouse_New_Food Preparation_Natural Gas_Range_E4_Codes & Standards Forecast | Commercial | Warehouse | New | Food Preparation | Natural Gas | Range | E4 |  | Codes & Standards Forecast | 0 | 0 | 0 | 0 | 0 | 0 | 0 | 0 | 0 | 0 | 0 | 0 | 0 | 0 | 0 | 0 | 0 | 0 | 0 | 0 | 0 | 0 | 0 | 0 | 0 | 0 | 0 | 0 | 0 | 0 | 0 | 0 | 0 | 0 | 0 | 0 | 0 | 0 | 0 | 0 | 0 | 0 | 0 | 0 | 0 | 0 | 0 | 0 | 0 | 0 | 0
Commercial_Warehouse_New_Food Preparation_Natural Gas_Range_E5_Codes & Standards Forecast | Commercial | Warehouse | New | Food Preparation | Natural Gas | Range | E5 |  | Codes & Standards Forecast | 0 | 0 | 0 | 0 | 0 | 0 | 0 | 0 | 0 | 0 | 0 | 0 | 0 | 0 | 0 | 0 | 0 | 0 | 0 | 0 | 0 | 0 | 0 | 0 | 0 | 0 | 0 | 0 | 0 | 0 | 0 | 0 | 0 | 0 | 0 | 0 | 0 | 0 | 0 | 0 | 0 | 0 | 0 | 0 | 0 | 0 | 0 | 0 | 0 | 0 | 0
Commercial_Warehouse_New_Food Preparation_Natural Gas_Range_E6_Codes & Standards Forecast | Commercial | Warehouse | New | Food Preparation | Natural Gas | Range | E6 |  | Codes & Standards Forecast | 0 | 0 | 0 | 0 | 0 | 0 | 0 | 0 | 0 | 0 | 0 | 0 | 0 | 0 | 0 | 0 | 0 | 0 | 0 | 0 | 0 | 0 | 0 | 0 | 0 | 0 | 0 | 0 | 0 | 0 | 0 | 0 | 0 | 0 | 0 | 0 | 0 | 0 | 0 | 0 | 0 | 0 | 0 | 0 | 0 | 0 | 0 | 0 | 0 | 0 | 0
Commercial_Warehouse_New_Food Preparation_Natural Gas_Range_E7_Codes & Standards Forecast | Commercial | Warehouse | New | Food Preparation | Natural Gas | Range | E7 |  | Codes & Standards Forecast | 0 | 0 | 0 | 0 | 0 | 0 | 0 | 0 | 0 | 0 | 0 | 0 | 0 | 0 | 0 | 0 | 0 | 0 | 0 | 0 | 0 | 0 | 0 | 0 | 0 | 0 | 0 | 0 | 0 | 0 | 0 | 0 | 0 | 0 | 0 | 0 | 0 | 0 | 0 | 0 | 0 | 0 | 0 | 0 | 0 | 0 | 0 | 0 | 0 | 0 | 0
Commercial_Warehouse_New_Food Preparation_Natural Gas_Range_E8_Codes & Standards Forecast | Commercial | Warehouse | New | Food Preparation | Natural Gas | Range | E8 |  | Codes & Standards Forecast | 0 | 0 | 0 | 0 | 0 | 0 | 0 | 0 | 0 | 0 | 0 | 0 | 0 | 0 | 0 | 0 | 0 | 0 | 0 | 0 | 0 | 0 | 0 | 0 | 0 | 0 | 0 | 0 | 0 | 0 | 0 | 0 | 0 | 0 | 0 | 0 | 0 | 0 | 0 | 0 | 0 | 0 | 0 | 0 | 0 | 0 | 0 | 0 | 0 | 0 | 0
Commercial_Warehouse_New_Food Preparation_Natural Gas_Range_E9_Codes & Standards Forecast | Commercial | Warehouse | New | Food Preparation | Natural Gas | Range | E9 |  | Codes & Standards Forecast | 0 | 0 | 0 | 0 | 0 | 0 | 0 | 0 | 0 | 0 | 0 | 0 | 0 | 0 | 0 | 0 | 0 | 0 | 0 | 0 | 0 | 0 | 0 | 0 | 0 | 0 | 0 | 0 | 0 | 0 | 0 | 0 | 0 | 0 | 0 | 0 | 0 | 0 | 0 | 0 | 0 | 0 | 0 | 0 | 0 | 0 | 0 | 0 | 0 | 0 | 0
Commercial_Warehouse_New_Food Preparation_Natural Gas_Range_E10_Codes & Standards Forecast | Commercial | Warehouse | New | Food Preparation | Natural Gas | Range | E10 |  | Codes & Standards Forecast | 0 | 0 | 0 | 0 | 0 | 0 | 0 | 0 | 0 | 0 | 0 | 0 | 0 | 0 | 0 | 0 | 0 | 0 | 0 | 0 | 0 | 0 | 0 | 0 | 0 | 0 | 0 | 0 | 0 | 0 | 0 | 0 | 0 | 0 | 0 | 0 | 0 | 0 | 0 | 0 | 0 | 0 | 0 | 0 | 0 | 0 | 0 | 0 | 0 | 0 | 0
Commercial_Warehouse_New_Food Preparation_Natural Gas_Range_Vintage_Codes & Standards Forecast | Commercial | Warehouse | New | Food Preparation | Natural Gas | Range | Vintage |  | Codes & Standards Forecast | 0 | 0 | 0 | 0 | 0 | 0 | 0 | 0 | 0 | 0 | 0 | 0 | 0 | 0 | 0 | 0 | 0 | 0 | 0 | 0 | 0 | 0 | 0 | 0 | 0 | 0 | 0 | 0 | 0 | 0 | 0 | 0 | 0 | 0 | 0 | 0 | 0 | 0 | 0 | 0 | 0 | 0 | 0 | 0 | 0 | 0 | 0 | 0 | 0 | 0 | 0
Commercial_Warehouse_New_Food Preparation_Natural Gas_Steamer_E1_Codes & Standards Forecast | Commercial | Warehouse | New | Food Preparation | Natural Gas | Steamer | E1 |  | Codes & Standards Forecast | 0 | 0 | 0 | 0 | 0 | 0 | 0 | 0 | 0 | 0 | 0 | 0 | 0 | 0 | 0 | 0 | 0 | 0 | 0 | 0 | 0 | 0 | 0 | 0 | 0 | 0 | 0 | 0 | 0 | 0 | 0 | 0 | 0 | 0 | 0 | 0 | 0 | 0 | 0 | 0 | 0 | 0 | 0 | 0 | 0 | 0 | 0 | 0 | 0 | 0 | 0
Commercial_Warehouse_New_Food Preparation_Natural Gas_Steamer_E2_Codes & Standards Forecast | Commercial | Warehouse | New | Food Preparation | Natural Gas | Steamer | E2 |  | Codes & Standards Forecast | 0 | 0 | 0 | 0 | 0 | 0 | 0 | 0 | 0 | 0 | 0 | 0 | 0 | 0 | 0 | 0 | 0 | 0 | 0 | 0 | 0 | 0 | 0 | 0 | 0 | 0 | 0 | 0 | 0 | 0 | 0 | 0 | 0 | 0 | 0 | 0 | 0 | 0 | 0 | 0 | 0 | 0 | 0 | 0 | 0 | 0 | 0 | 0 | 0 | 0 | 0
Commercial_Warehouse_New_Food Preparation_Natural Gas_Steamer_E3_Codes & Standards Forecast | Commercial | Warehouse | New | Food Preparation | Natural Gas | Steamer | E3 |  | Codes & Standards Forecast | 0 | 0 | 0 | 0 | 0 | 0 | 0 | 0 | 0 | 0 | 0 | 0 | 0 | 0 | 0 | 0 | 0 | 0 | 0 | 0 | 0 | 0 | 0 | 0 | 0 | 0 | 0 | 0 | 0 | 0 | 0 | 0 | 0 | 0 | 0 | 0 | 0 | 0 | 0 | 0 | 0 | 0 | 0 | 0 | 0 | 0 | 0 | 0 | 0 | 0 | 0
Commercial_Warehouse_New_Food Preparation_Natural Gas_Steamer_E4_Codes & Standards Forecast | Commercial | Warehouse | New | Food Preparation | Natural Gas | Steamer | E4 |  | Codes & Standards Forecast | 0 | 0 | 0 | 0 | 0 | 0 | 0 | 0 | 0 | 0 | 0 | 0 | 0 | 0 | 0 | 0 | 0 | 0 | 0 | 0 | 0 | 0 | 0 | 0 | 0 | 0 | 0 | 0 | 0 | 0 | 0 | 0 | 0 | 0 | 0 | 0 | 0 | 0 | 0 | 0 | 0 | 0 | 0 | 0 | 0 | 0 | 0 | 0 | 0 | 0 | 0
Commercial_Warehouse_New_Food Preparation_Natural Gas_Steamer_E5_Codes & Standards Forecast | Commercial | Warehouse | New | Food Preparation | Natural Gas | Steamer | E5 |  | Codes & Standards Forecast | 0 | 0 | 0 | 0 | 0 | 0 | 0 | 0 | 0 | 0 | 0 | 0 | 0 | 0 | 0 | 0 | 0 | 0 | 0 | 0 | 0 | 0 | 0 | 0 | 0 | 0 | 0 | 0 | 0 | 0 | 0 | 0 | 0 | 0 | 0 | 0 | 0 | 0 | 0 | 0 | 0 | 0 | 0 | 0 | 0 | 0 | 0 | 0 | 0 | 0 | 0
Commercial_Warehouse_New_Food Preparation_Natural Gas_Steamer_E6_Codes & Standards Forecast | Commercial | Warehouse | New | Food Preparation | Natural Gas | Steamer | E6 |  | Codes & Standards Forecast | 0 | 0 | 0 | 0 | 0 | 0 | 0 | 0 | 0 | 0 | 0 | 0 | 0 | 0 | 0 | 0 | 0 | 0 | 0 | 0 | 0 | 0 | 0 | 0 | 0 | 0 | 0 | 0 | 0 | 0 | 0 | 0 | 0 | 0 | 0 | 0 | 0 | 0 | 0 | 0 | 0 | 0 | 0 | 0 | 0 | 0 | 0 | 0 | 0 | 0 | 0
Commercial_Warehouse_New_Food Preparation_Natural Gas_Steamer_E7_Codes & Standards Forecast | Commercial | Warehouse | New | Food Preparation | Natural Gas | Steamer | E7 |  | Codes & Standards Forecast | 0 | 0 | 0 | 0 | 0 | 0 | 0 | 0 | 0 | 0 | 0 | 0 | 0 | 0 | 0 | 0 | 0 | 0 | 0 | 0 | 0 | 0 | 0 | 0 | 0 | 0 | 0 | 0 | 0 | 0 | 0 | 0 | 0 | 0 | 0 | 0 | 0 | 0 | 0 | 0 | 0 | 0 | 0 | 0 | 0 | 0 | 0 | 0 | 0 | 0 | 0
Commercial_Warehouse_New_Food Preparation_Natural Gas_Steamer_E8_Codes & Standards Forecast | Commercial | Warehouse | New | Food Preparation | Natural Gas | Steamer | E8 |  | Codes & Standards Forecast | 0 | 0 | 0 | 0 | 0 | 0 | 0 | 0 | 0 | 0 | 0 | 0 | 0 | 0 | 0 | 0 | 0 | 0 | 0 | 0 | 0 | 0 | 0 | 0 | 0 | 0 | 0 | 0 | 0 | 0 | 0 | 0 | 0 | 0 | 0 | 0 | 0 | 0 | 0 | 0 | 0 | 0 | 0 | 0 | 0 | 0 | 0 | 0 | 0 | 0 | 0
Commercial_Warehouse_New_Food Preparation_Natural Gas_Steamer_E9_Codes & Standards Forecast | Commercial | Warehouse | New | Food Preparation | Natural Gas | Steamer | E9 |  | Codes & Standards Forecast | 0 | 0 | 0 | 0 | 0 | 0 | 0 | 0 | 0 | 0 | 0 | 0 | 0 | 0 | 0 | 0 | 0 | 0 | 0 | 0 | 0 | 0 | 0 | 0 | 0 | 0 | 0 | 0 | 0 | 0 | 0 | 0 | 0 | 0 | 0 | 0 | 0 | 0 | 0 | 0 | 0 | 0 | 0 | 0 | 0 | 0 | 0 | 0 | 0 | 0 | 0
Commercial_Warehouse_New_Food Preparation_Natural Gas_Steamer_E10_Codes & Standards Forecast | Commercial | Warehouse | New | Food Preparation | Natural Gas | Steamer | E10 |  | Codes & Standards Forecast | 0 | 0 | 0 | 0 | 0 | 0 | 0 | 0 | 0 | 0 | 0 | 0 | 0 | 0 | 0 | 0 | 0 | 0 | 0 | 0 | 0 | 0 | 0 | 0 | 0 | 0 | 0 | 0 | 0 | 0 | 0 | 0 | 0 | 0 | 0 | 0 | 0 | 0 | 0 | 0 | 0 | 0 | 0 | 0 | 0 | 0 | 0 | 0 | 0 | 0 | 0
Commercial_Warehouse_New_Food Preparation_Natural Gas_Steamer_Vintage_Codes & Standards Forecast | Commercial | Warehouse | New | Food Preparation | Natural Gas | Steamer | Vintage |  | Codes & Standards Forecast | 0 | 0 | 0 | 0 | 0 | 0 | 0 | 0 | 0 | 0 | 0 | 0 | 0 | 0 | 0 | 0 | 0 | 0 | 0 | 0 | 0 | 0 | 0 | 0 | 0 | 0 | 0 | 0 | 0 | 0 | 0 | 0 | 0 | 0 | 0 | 0 | 0 | 0 | 0 | 0 | 0 | 0 | 0 | 0 | 0 | 0 | 0 | 0 | 0 | 0 | 0
Commercial_Warehouse_New_Food Preparation_Natural Gas_Food Prep Other_E1_Codes & Standards Forecast | Commercial | Warehouse | New | Food Preparation | Natural Gas | Food Prep Other | E1 |  | Codes & Standards Forecast | 0 | 0 | 0 | 0 | 0 | 0 | 0 | 0 | 0 | 0 | 0 | 0 | 0 | 0 | 0 | 0 | 0 | 0 | 0 | 0 | 0 | 0 | 0 | 0 | 0 | 0 | 0 | 0 | 0 | 0 | 0 | 0 | 0 | 0 | 0 | 0 | 0 | 0 | 0 | 0 | 0 | 0 | 0 | 0 | 0 | 0 | 0 | 0 | 0 | 0 | 0
Commercial_Warehouse_New_Food Preparation_Natural Gas_Food Prep Other_E2_Codes & Standards Forecast | Commercial | Warehouse | New | Food Preparation | Natural Gas | Food Prep Other | E2 |  | Codes & Standards Forecast | 0 | 0 | 0 | 0 | 0 | 0 | 0 | 0 | 0 | 0 | 0 | 0 | 0 | 0 | 0 | 0 | 0 | 0 | 0 | 0 | 0 | 0 | 0 | 0 | 0 | 0 | 0 | 0 | 0 | 0 | 0 | 0 | 0 | 0 | 0 | 0 | 0 | 0 | 0 | 0 | 0 | 0 | 0 | 0 | 0 | 0 | 0 | 0 | 0 | 0 | 0
Commercial_Warehouse_New_Food Preparation_Natural Gas_Food Prep Other_E3_Codes & Standards Forecast | Commercial | Warehouse | New | Food Preparation | Natural Gas | Food Prep Other | E3 |  | Codes & Standards Forecast | 0 | 0 | 0 | 0 | 0 | 0 | 0 | 0 | 0 | 0 | 0 | 0 | 0 | 0 | 0 | 0 | 0 | 0 | 0 | 0 | 0 | 0 | 0 | 0 | 0 | 0 | 0 | 0 | 0 | 0 | 0 | 0 | 0 | 0 | 0 | 0 | 0 | 0 | 0 | 0 | 0 | 0 | 0 | 0 | 0 | 0 | 0 | 0 | 0 | 0 | 0
Commercial_Warehouse_New_Food Preparation_Natural Gas_Food Prep Other_E4_Codes & Standards Forecast | Commercial | Warehouse | New | Food Preparation | Natural Gas | Food Prep Other | E4 |  | Codes & Standards Forecast | 0 | 0 | 0 | 0 | 0 | 0 | 0 | 0 | 0 | 0 | 0 | 0 | 0 | 0 | 0 | 0 | 0 | 0 | 0 | 0 | 0 | 0 | 0 | 0 | 0 | 0 | 0 | 0 | 0 | 0 | 0 | 0 | 0 | 0 | 0 | 0 | 0 | 0 | 0 | 0 | 0 | 0 | 0 | 0 | 0 | 0 | 0 | 0 | 0 | 0 | 0
Commercial_Warehouse_New_Food Preparation_Natural Gas_Food Prep Other_E5_Codes & Standards Forecast | Commercial | Warehouse | New | Food Preparation | Natural Gas | Food Prep Other | E5 |  | Codes & Standards Forecast | 0 | 0 | 0 | 0 | 0 | 0 | 0 | 0 | 0 | 0 | 0 | 0 | 0 | 0 | 0 | 0 | 0 | 0 | 0 | 0 | 0 | 0 | 0 | 0 | 0 | 0 | 0 | 0 | 0 | 0 | 0 | 0 | 0 | 0 | 0 | 0 | 0 | 0 | 0 | 0 | 0 | 0 | 0 | 0 | 0 | 0 | 0 | 0 | 0 | 0 | 0
Commercial_Warehouse_New_Food Preparation_Natural Gas_Food Prep Other_E6_Codes & Standards Forecast | Commercial | Warehouse | New | Food Preparation | Natural Gas | Food Prep Other | E6 |  | Codes & Standards Forecast | 0 | 0 | 0 | 0 | 0 | 0 | 0 | 0 | 0 | 0 | 0 | 0 | 0 | 0 | 0 | 0 | 0 | 0 | 0 | 0 | 0 | 0 | 0 | 0 | 0 | 0 | 0 | 0 | 0 | 0 | 0 | 0 | 0 | 0 | 0 | 0 | 0 | 0 | 0 | 0 | 0 | 0 | 0 | 0 | 0 | 0 | 0 | 0 | 0 | 0 | 0
Commercial_Warehouse_New_Food Preparation_Natural Gas_Food Prep Other_E7_Codes & Standards Forecast | Commercial | Warehouse | New | Food Preparation | Natural Gas | Food Prep Other | E7 |  | Codes & Standards Forecast | 0 | 0 | 0 | 0 | 0 | 0 | 0 | 0 | 0 | 0 | 0 | 0 | 0 | 0 | 0 | 0 | 0 | 0 | 0 | 0 | 0 | 0 | 0 | 0 | 0 | 0 | 0 | 0 | 0 | 0 | 0 | 0 | 0 | 0 | 0 | 0 | 0 | 0 | 0 | 0 | 0 | 0 | 0 | 0 | 0 | 0 | 0 | 0 | 0 | 0 | 0
Commercial_Warehouse_New_Food Preparation_Natural Gas_Food Prep Other_E8_Codes & Standards Forecast | Commercial | Warehouse | New | Food Preparation | Natural Gas | Food Prep Other | E8 |  | Codes & Standards Forecast | 0 | 0 | 0 | 0 | 0 | 0 | 0 | 0 | 0 | 0 | 0 | 0 | 0 | 0 | 0 | 0 | 0 | 0 | 0 | 0 | 0 | 0 | 0 | 0 | 0 | 0 | 0 | 0 | 0 | 0 | 0 | 0 | 0 | 0 | 0 | 0 | 0 | 0 | 0 | 0 | 0 | 0 | 0 | 0 | 0 | 0 | 0 | 0 | 0 | 0 | 0
Commercial_Warehouse_New_Food Preparation_Natural Gas_Food Prep Other_E9_Codes & Standards Forecast | Commercial | Warehouse | New | Food Preparation | Natural Gas | Food Prep Other | E9 |  | Codes & Standards Forecast | 0 | 0 | 0 | 0 | 0 | 0 | 0 | 0 | 0 | 0 | 0 | 0 | 0 | 0 | 0 | 0 | 0 | 0 | 0 | 0 | 0 | 0 | 0 | 0 | 0 | 0 | 0 | 0 | 0 | 0 | 0 | 0 | 0 | 0 | 0 | 0 | 0 | 0 | 0 | 0 | 0 | 0 | 0 | 0 | 0 | 0 | 0 | 0 | 0 | 0 | 0
Commercial_Warehouse_New_Food Preparation_Natural Gas_Food Prep Other_E10_Codes & Standards Forecast | Commercial | Warehouse | New | Food Preparation | Natural Gas | Food Prep Other | E10 |  | Codes & Standards Forecast | 0 | 0 | 0 | 0 | 0 | 0 | 0 | 0 | 0 | 0 | 0 | 0 | 0 | 0 | 0 | 0 | 0 | 0 | 0 | 0 | 0 | 0 | 0 | 0 | 0 | 0 | 0 | 0 | 0 | 0 | 0 | 0 | 0 | 0 | 0 | 0 | 0 | 0 | 0 | 0 | 0 | 0 | 0 | 0 | 0 | 0 | 0 | 0 | 0 | 0 | 0
Commercial_Warehouse_New_Food Preparation_Natural Gas_Food Prep Other_Vintage_Codes & Standards Forecast | Commercial | Warehouse | New | Food Preparation | Natural Gas | Food Prep Other | Vintage |  | Codes & Standards Forecast | 0 | 0 | 0 | 0 | 0 | 0 | 0 | 0 | 0 | 0 | 0 | 0 | 0 | 0 | 0 | 0 | 0 | 0 | 0 | 0 | 0 | 0 | 0 | 0 | 0 | 0 | 0 | 0 | 0 | 0 | 0 | 0 | 0 | 0 | 0 | 0 | 0 | 0 | 0 | 0 | 0 | 0 | 0 | 0 | 0 | 0 | 0 | 0 | 0 | 0 | 0
Commercial_Warehouse_New_Miscellaneous_Natural Gas_Pool Heater_E1_Codes & Standards Forecast | Commercial | Warehouse | New | Miscellaneous | Natural Gas | Pool Heater | E1 |  | Codes & Standards Forecast | 0 | 0 | 0 | 0 | 0 | 0 | 0 | 0 | 0 | 0 | 0 | 0 | 0 | 0 | 0 | 0 | 0 | 0 | 0 | 0 | 0 | 0 | 0 | 0 | 0 | 0 | 0 | 0 | 0 | 0 | 0 | 0 | 0 | 0 | 0 | 0 | 0 | 0 | 0 | 0 | 0 | 0 | 0 | 0 | 0 | 0 | 0 | 0 | 0 | 0 | 0
Commercial_Warehouse_New_Miscellaneous_Natural Gas_Pool Heater_E2_Codes & Standards Forecast | Commercial | Warehouse | New | Miscellaneous | Natural Gas | Pool Heater | E2 |  | Codes & Standards Forecast | 0 | 0 | 0 | 0 | 0 | 0 | 0 | 0 | 0 | 0 | 0 | 0 | 0 | 0 | 0 | 0 | 0 | 0 | 0 | 0 | 0 | 0 | 0 | 0 | 0 | 0 | 0 | 0 | 0 | 0 | 0 | 0 | 0 | 0 | 0 | 0 | 0 | 0 | 0 | 0 | 0 | 0 | 0 | 0 | 0 | 0 | 0 | 0 | 0 | 0 | 0
Commercial_Warehouse_New_Miscellaneous_Natural Gas_Pool Heater_E3_Codes & Standards Forecast | Commercial | Warehouse | New | Miscellaneous | Natural Gas | Pool Heater | E3 |  | Codes & Standards Forecast | 0 | 0 | 0 | 0 | 0 | 0 | 0 | 0 | 0 | 0 | 0 | 0 | 0 | 0 | 0 | 0 | 0 | 0 | 0 | 0 | 0 | 0 | 0 | 0 | 0 | 0 | 0 | 0 | 0 | 0 | 0 | 0 | 0 | 0 | 0 | 0 | 0 | 0 | 0 | 0 | 0 | 0 | 0 | 0 | 0 | 0 | 0 | 0 | 0 | 0 | 0
Commercial_Warehouse_New_Miscellaneous_Natural Gas_Pool Heater_E4_Codes & Standards Forecast | Commercial | Warehouse | New | Miscellaneous | Natural Gas | Pool Heater | E4 |  | Codes & Standards Forecast | 0 | 0 | 0 | 0 | 0 | 0 | 0 | 0 | 0 | 0 | 0 | 0 | 0 | 0 | 0 | 0 | 0 | 0 | 0 | 0 | 0 | 0 | 0 | 0 | 0 | 0 | 0 | 0 | 0 | 0 | 0 | 0 | 0 | 0 | 0 | 0 | 0 | 0 | 0 | 0 | 0 | 0 | 0 | 0 | 0 | 0 | 0 | 0 | 0 | 0 | 0
Commercial_Warehouse_New_Miscellaneous_Natural Gas_Pool Heater_E5_Codes & Standards Forecast | Commercial | Warehouse | New | Miscellaneous | Natural Gas | Pool Heater | E5 |  | Codes & Standards Forecast | 0 | 0 | 0 | 0 | 0 | 0 | 0 | 0 | 0 | 0 | 0 | 0 | 0 | 0 | 0 | 0 | 0 | 0 | 0 | 0 | 0 | 0 | 0 | 0 | 0 | 0 | 0 | 0 | 0 | 0 | 0 | 0 | 0 | 0 | 0 | 0 | 0 | 0 | 0 | 0 | 0 | 0 | 0 | 0 | 0 | 0 | 0 | 0 | 0 | 0 | 0
Commercial_Warehouse_New_Miscellaneous_Natural Gas_Pool Heater_E6_Codes & Standards Forecast | Commercial | Warehouse | New | Miscellaneous | Natural Gas | Pool Heater | E6 |  | Codes & Standards Forecast | 0 | 0 | 0 | 0 | 0 | 0 | 0 | 0 | 0 | 0 | 0 | 0 | 0 | 0 | 0 | 0 | 0 | 0 | 0 | 0 | 0 | 0 | 0 | 0 | 0 | 0 | 0 | 0 | 0 | 0 | 0 | 0 | 0 | 0 | 0 | 0 | 0 | 0 | 0 | 0 | 0 | 0 | 0 | 0 | 0 | 0 | 0 | 0 | 0 | 0 | 0
Commercial_Warehouse_New_Miscellaneous_Natural Gas_Pool Heater_E7_Codes & Standards Forecast | Commercial | Warehouse | New | Miscellaneous | Natural Gas | Pool Heater | E7 |  | Codes & Standards Forecast | 0 | 0 | 0 | 0 | 0 | 0 | 0 | 0 | 0 | 0 | 0 | 0 | 0 | 0 | 0 | 0 | 0 | 0 | 0 | 0 | 0 | 0 | 0 | 0 | 0 | 0 | 0 | 0 | 0 | 0 | 0 | 0 | 0 | 0 | 0 | 0 | 0 | 0 | 0 | 0 | 0 | 0 | 0 | 0 | 0 | 0 | 0 | 0 | 0 | 0 | 0
Commercial_Warehouse_New_Miscellaneous_Natural Gas_Pool Heater_E8_Codes & Standards Forecast | Commercial | Warehouse | New | Miscellaneous | Natural Gas | Pool Heater | E8 |  | Codes & Standards Forecast | 0 | 0 | 0 | 0 | 0 | 0 | 0 | 0 | 0 | 0 | 0 | 0 | 0 | 0 | 0 | 0 | 0 | 0 | 0 | 0 | 0 | 0 | 0 | 0 | 0 | 0 | 0 | 0 | 0 | 0 | 0 | 0 | 0 | 0 | 0 | 0 | 0 | 0 | 0 | 0 | 0 | 0 | 0 | 0 | 0 | 0 | 0 | 0 | 0 | 0 | 0
Commercial_Warehouse_New_Miscellaneous_Natural Gas_Pool Heater_E9_Codes & Standards Forecast | Commercial | Warehouse | New | Miscellaneous | Natural Gas | Pool Heater | E9 |  | Codes & Standards Forecast | 0 | 0 | 0 | 0 | 0 | 0 | 0 | 0 | 0 | 0 | 0 | 0 | 0 | 0 | 0 | 0 | 0 | 0 | 0 | 0 | 0 | 0 | 0 | 0 | 0 | 0 | 0 | 0 | 0 | 0 | 0 | 0 | 0 | 0 | 0 | 0 | 0 | 0 | 0 | 0 | 0 | 0 | 0 | 0 | 0 | 0 | 0 | 0 | 0 | 0 | 0
Commercial_Warehouse_New_Miscellaneous_Natural Gas_Pool Heater_E10_Codes & Standards Forecast | Commercial | Warehouse | New | Miscellaneous | Natural Gas | Pool Heater | E10 |  | Codes & Standards Forecast | 0 | 0 | 0 | 0 | 0 | 0 | 0 | 0 | 0 | 0 | 0 | 0 | 0 | 0 | 0 | 0 | 0 | 0 | 0 | 0 | 0 | 0 | 0 | 0 | 0 | 0 | 0 | 0 | 0 | 0 | 0 | 0 | 0 | 0 | 0 | 0 | 0 | 0 | 0 | 0 | 0 | 0 | 0 | 0 | 0 | 0 | 0 | 0 | 0 | 0 | 0
Commercial_Warehouse_New_Miscellaneous_Natural Gas_Pool Heater_Vintage_Codes & Standards Forecast | Commercial | Warehouse | New | Miscellaneous | Natural Gas | Pool Heater | Vintage |  | Codes & Standards Forecast | 0 | 0 | 0 | 0 | 0 | 0 | 0 | 0 | 0 | 0 | 0 | 0 | 0 | 0 | 0 | 0 | 0 | 0 | 0 | 0 | 0 | 0 | 0 | 0 | 0 | 0 | 0 | 0 | 0 | 0 | 0 | 0 | 0 | 0 | 0 | 0 | 0 | 0 | 0 | 0 | 0 | 0 | 0 | 0 | 0 | 0 | 0 | 0 | 0 | 0 | 0
Commercial_Warehouse_New_Miscellaneous_Natural Gas_Miscellaneous_E1_Codes & Standards Forecast | Commercial | Warehouse | New | Miscellaneous | Natural Gas | Miscellaneous | E1 |  | Codes & Standards Forecast | 0 | 6308.8232 | 36738.6207 | 56185.3926 | 79436.8987 | 103399.7026 | 127482.9235 | 148326.8737 | 168878.7066 | 189911.5865 | 211286.8325 | 232499.6943 | 253380.7662 | 273977.2164 | 294603.4392 | 315167.281 | 335850.2948 | 356050.7814 | 375448.8959 | 394221.1247 | 413002.5764 | 432164.3281 | 451575.8078 | 471192.674 | 491020.2894 | 510903.769 | 530864.9794 | 550839.6349 | 570902.4078 | 591008.9138 | 611265.015 | 631535.8407 | 640147.0724 | 0 | 0 | 0 | 0 | 0 | 0 | 0 | 0 | 0 | 0 | 0 | 0 | 0 | 0 | 0 | 0 | 0 | 0
Commercial_Warehouse_New_Miscellaneous_Natural Gas_Miscellaneous_E2_Codes & Standards Forecast | Commercial | Warehouse | New | Miscellaneous | Natural Gas | Miscellaneous | E2 |  | Codes & Standards Forecast | 0 | 0 | 0 | 0 | 0 | 0 | 0 | 0 | 0 | 0 | 0 | 0 | 0 | 0 | 0 | 0 | 0 | 0 | 0 | 0 | 0 | 0 | 0 | 0 | 0 | 0 | 0 | 0 | 0 | 0 | 0 | 0 | 0 | 0 | 0 | 0 | 0 | 0 | 0 | 0 | 0 | 0 | 0 | 0 | 0 | 0 | 0 | 0 | 0 | 0 | 0
Commercial_Warehouse_New_Miscellaneous_Natural Gas_Miscellaneous_E3_Codes & Standards Forecast | Commercial | Warehouse | New | Miscellaneous | Natural Gas | Miscellaneous | E3 |  | Codes & Standards Forecast | 0 | 0 | 0 | 0 | 0 | 0 | 0 | 0 | 0 | 0 | 0 | 0 | 0 | 0 | 0 | 0 | 0 | 0 | 0 | 0 | 0 | 0 | 0 | 0 | 0 | 0 | 0 | 0 | 0 | 0 | 0 | 0 | 0 | 0 | 0 | 0 | 0 | 0 | 0 | 0 | 0 | 0 | 0 | 0 | 0 | 0 | 0 | 0 | 0 | 0 | 0
Commercial_Warehouse_New_Miscellaneous_Natural Gas_Miscellaneous_E4_Codes & Standards Forecast | Commercial | Warehouse | New | Miscellaneous | Natural Gas | Miscellaneous | E4 |  | Codes & Standards Forecast | 0 | 0 | 0 | 0 | 0 | 0 | 0 | 0 | 0 | 0 | 0 | 0 | 0 | 0 | 0 | 0 | 0 | 0 | 0 | 0 | 0 | 0 | 0 | 0 | 0 | 0 | 0 | 0 | 0 | 0 | 0 | 0 | 0 | 0 | 0 | 0 | 0 | 0 | 0 | 0 | 0 | 0 | 0 | 0 | 0 | 0 | 0 | 0 | 0 | 0 | 0
Commercial_Warehouse_New_Miscellaneous_Natural Gas_Miscellaneous_E5_Codes & Standards Forecast | Commercial | Warehouse | New | Miscellaneous | Natural Gas | Miscellaneous | E5 |  | Codes & Standards Forecast | 0 | 0 | 0 | 0 | 0 | 0 | 0 | 0 | 0 | 0 | 0 | 0 | 0 | 0 | 0 | 0 | 0 | 0 | 0 | 0 | 0 | 0 | 0 | 0 | 0 | 0 | 0 | 0 | 0 | 0 | 0 | 0 | 0 | 0 | 0 | 0 | 0 | 0 | 0 | 0 | 0 | 0 | 0 | 0 | 0 | 0 | 0 | 0 | 0 | 0 | 0
Commercial_Warehouse_New_Miscellaneous_Natural Gas_Miscellaneous_E6_Codes & Standards Forecast | Commercial | Warehouse | New | Miscellaneous | Natural Gas | Miscellaneous | E6 |  | Codes & Standards Forecast | 0 | 0 | 0 | 0 | 0 | 0 | 0 | 0 | 0 | 0 | 0 | 0 | 0 | 0 | 0 | 0 | 0 | 0 | 0 | 0 | 0 | 0 | 0 | 0 | 0 | 0 | 0 | 0 | 0 | 0 | 0 | 0 | 0 | 0 | 0 | 0 | 0 | 0 | 0 | 0 | 0 | 0 | 0 | 0 | 0 | 0 | 0 | 0 | 0 | 0 | 0
Commercial_Warehouse_New_Miscellaneous_Natural Gas_Miscellaneous_E7_Codes & Standards Forecast | Commercial | Warehouse | New | Miscellaneous | Natural Gas | Miscellaneous | E7 |  | Codes & Standards Forecast | 0 | 0 | 0 | 0 | 0 | 0 | 0 | 0 | 0 | 0 | 0 | 0 | 0 | 0 | 0 | 0 | 0 | 0 | 0 | 0 | 0 | 0 | 0 | 0 | 0 | 0 | 0 | 0 | 0 | 0 | 0 | 0 | 0 | 0 | 0 | 0 | 0 | 0 | 0 | 0 | 0 | 0 | 0 | 0 | 0 | 0 | 0 | 0 | 0 | 0 | 0
Commercial_Warehouse_New_Miscellaneous_Natural Gas_Miscellaneous_E8_Codes & Standards Forecast | Commercial | Warehouse | New | Miscellaneous | Natural Gas | Miscellaneous | E8 |  | Codes & Standards Forecast | 0 | 0 | 0 | 0 | 0 | 0 | 0 | 0 | 0 | 0 | 0 | 0 | 0 | 0 | 0 | 0 | 0 | 0 | 0 | 0 | 0 | 0 | 0 | 0 | 0 | 0 | 0 | 0 | 0 | 0 | 0 | 0 | 0 | 0 | 0 | 0 | 0 | 0 | 0 | 0 | 0 | 0 | 0 | 0 | 0 | 0 | 0 | 0 | 0 | 0 | 0
Commercial_Warehouse_New_Miscellaneous_Natural Gas_Miscellaneous_E9_Codes & Standards Forecast | Commercial | Warehouse | New | Miscellaneous | Natural Gas | Miscellaneous | E9 |  | Codes & Standards Forecast | 0 | 0 | 0 | 0 | 0 | 0 | 0 | 0 | 0 | 0 | 0 | 0 | 0 | 0 | 0 | 0 | 0 | 0 | 0 | 0 | 0 | 0 | 0 | 0 | 0 | 0 | 0 | 0 | 0 | 0 | 0 | 0 | 0 | 0 | 0 | 0 | 0 | 0 | 0 | 0 | 0 | 0 | 0 | 0 | 0 | 0 | 0 | 0 | 0 | 0 | 0
Commercial_Warehouse_New_Miscellaneous_Natural Gas_Miscellaneous_E10_Codes & Standards Forecast | Commercial | Warehouse | New | Miscellaneous | Natural Gas | Miscellaneous | E10 |  | Codes & Standards Forecast | 0 | 0 | 0 | 0 | 0 | 0 | 0 | 0 | 0 | 0 | 0 | 0 | 0 | 0 | 0 | 0 | 0 | 0 | 0 | 0 | 0 | 0 | 0 | 0 | 0 | 0 | 0 | 0 | 0 | 0 | 0 | 0 | 0 | 0 | 0 | 0 | 0 | 0 | 0 | 0 | 0 | 0 | 0 | 0 | 0 | 0 | 0 | 0 | 0 | 0 | 0
Commercial_Warehouse_New_Miscellaneous_Natural Gas_Miscellaneous_Vintage_Codes & Standards Forecast | Commercial | Warehouse | New | Miscellaneous | Natural Gas | Miscellaneous | Vintage |  | Codes & Standards Forecast | 0 | 0 | 0 | 0 | 0 | 0 | 0 | 0 | 0 | 0 | 0 | 0 | 0 | 0 | 0 | 0 | 0 | 0 | 0 | 0 | 0 | 0 | 0 | 0 | 0 | 0 | 0 | 0 | 0 | 0 | 0 | 0 | 0 | 0 | 0 | 0 | 0 | 0 | 0 | 0 | 0 | 0 | 0 | 0 | 0 | 0 | 0 | 0 | 0 | 0 | 0
Commercial_Miscellaneous_Existing_Space Heating_Natural Gas_Furnace_E1_Codes & Standards Forecast | Commercial | Miscellaneous | Existing | Space Heating | Natural Gas | Furnace | E1 |  | Codes & Standards Forecast | 0 | 21184.2762 | 44043.3194 | 68329.8358 | 118879.6597 | 118560.1801 | 118278.1424 | 118024.1142 | 117778.6994 | 117534.8042 | 117289.6883 | 117044.9005 | 116802.199 | 116562.1882 | 116323.3527 | 116085.4642 | 115847.3594 | 115611.9404 | 115382.5137 | 113598.9595 | 110246.8704 | 105323.836 | 97033.9845 | 89394.6675 | 82354.8405 | 75868.1356 | 69891.3572 | 64384.7811 | 59311.3703 | 54637.1823 | 50330.6083 | 46363.0035 | 36336.9387 | 0 | 0 | 0 | 0 | 0 | 0 | 0 | 0 | 0 | 0 | 0 | 0 | 0 | 0 | 0 | 0 | 0 | 0
Commercial_Miscellaneous_Existing_Space Heating_Natural Gas_Furnace_E2_Codes & Standards Forecast | Commercial | Miscellaneous | Existing | Space Heating | Natural Gas | Furnace | E2 |  | Codes & Standards Forecast | 0 | 0 | 0 | 0 | 0 | 0 | 0 | 0 | 0 | 0 | 0 | 0 | 0 | 0 | 0 | 0 | 0 | 0 | 0 | 0 | 0 | 0 | 0 | 0 | 0 | 0 | 0 | 0 | 0 | 0 | 0 | 0 | 0 | 0 | 0 | 0 | 0 | 0 | 0 | 0 | 0 | 0 | 0 | 0 | 0 | 0 | 0 | 0 | 0 | 0 | 0
Commercial_Miscellaneous_Existing_Space Heating_Natural Gas_Furnace_E3_Codes & Standards Forecast | Commercial | Miscellaneous | Existing | Space Heating | Natural Gas | Furnace | E3 |  | Codes & Standards Forecast | 0 | 0 | 0 | 0 | 0 | 27565.6842 | 56358.0156 | 86283.5611 | 117240.3093 | 149130.4477 | 181862.9021 | 215358.3235 | 249545.9803 | 284360.3571 | 319736.3572 | 355616.0014 | 391942.4863 | 428676.8292 | 465789.3928 | 501426.0195 | 535828.9439 | 569202.3435 | 603538.7487 | 635005.7365 | 663825.2852 | 690207.7878 | 714345.0313 | 736415.6552 | 756580.3819 | 774989.4655 | 791776.7007 | 807072.2388 | 842936.6299 | 0 | 0 | 0 | 0 | 0 | 0 | 0 | 0 | 0 | 0 | 0 | 0 | 0 | 0 | 0 | 0 | 0 | 0
Commercial_Miscellaneous_Existing_Space Heating_Natural Gas_Furnace_E4_Codes & Standards Forecast | Commercial | Miscellaneous | Existing | Space Heating | Natural Gas | Furnace | E4 |  | Codes & Standards Forecast | 0 | 0 | 0 | 0 | 0 | 0 | 0 | 0 | 0 | 0 | 0 | 0 | 0 | 0 | 0 | 0 | 0 | 0 | 0 | 0 | 0 | 0 | 0 | 0 | 0 | 0 | 0 | 0 | 0 | 0 | 0 | 0 | 0 | 0 | 0 | 0 | 0 | 0 | 0 | 0 | 0 | 0 | 0 | 0 | 0 | 0 | 0 | 0 | 0 | 0 | 0
Commercial_Miscellaneous_Existing_Space Heating_Natural Gas_Furnace_E5_Codes & Standards Forecast | Commercial | Miscellaneous | Existing | Space Heating | Natural Gas | Furnace | E5 |  | Codes & Standards Forecast | 0 | 0 | 0 | 0 | 0 | 0 | 0 | 0 | 0 | 0 | 0 | 0 | 0 | 0 | 0 | 0 | 0 | 0 | 0 | 0 | 0 | 0 | 0 | 0 | 0 | 0 | 0 | 0 | 0 | 0 | 0 | 0 | 0 | 0 | 0 | 0 | 0 | 0 | 0 | 0 | 0 | 0 | 0 | 0 | 0 | 0 | 0 | 0 | 0 | 0 | 0
Commercial_Miscellaneous_Existing_Space Heating_Natural Gas_Furnace_E6_Codes & Standards Forecast | Commercial | Miscellaneous | Existing | Space Heating | Natural Gas | Furnace | E6 |  | Codes & Standards Forecast | 0 | 0 | 0 | 0 | 0 | 0 | 0 | 0 | 0 | 0 | 0 | 0 | 0 | 0 | 0 | 0 | 0 | 0 | 0 | 0 | 0 | 0 | 0 | 0 | 0 | 0 | 0 | 0 | 0 | 0 | 0 | 0 | 0 | 0 | 0 | 0 | 0 | 0 | 0 | 0 | 0 | 0 | 0 | 0 | 0 | 0 | 0 | 0 | 0 | 0 | 0
Commercial_Miscellaneous_Existing_Space Heating_Natural Gas_Furnace_E7_Codes & Standards Forecast | Commercial | Miscellaneous | Existing | Space Heating | Natural Gas | Furnace | E7 |  | Codes & Standards Forecast | 0 | 0 | 0 | 0 | 0 | 0 | 0 | 0 | 0 | 0 | 0 | 0 | 0 | 0 | 0 | 0 | 0 | 0 | 0 | 0 | 0 | 0 | 0 | 0 | 0 | 0 | 0 | 0 | 0 | 0 | 0 | 0 | 0 | 0 | 0 | 0 | 0 | 0 | 0 | 0 | 0 | 0 | 0 | 0 | 0 | 0 | 0 | 0 | 0 | 0 | 0
Commercial_Miscellaneous_Existing_Space Heating_Natural Gas_Furnace_E8_Codes & Standards Forecast | Commercial | Miscellaneous | Existing | Space Heating | Natural Gas | Furnace | E8 |  | Codes & Standards Forecast | 0 | 0 | 0 | 0 | 0 | 0 | 0 | 0 | 0 | 0 | 0 | 0 | 0 | 0 | 0 | 0 | 0 | 0 | 0 | 0 | 0 | 0 | 0 | 0 | 0 | 0 | 0 | 0 | 0 | 0 | 0 | 0 | 0 | 0 | 0 | 0 | 0 | 0 | 0 | 0 | 0 | 0 | 0 | 0 | 0 | 0 | 0 | 0 | 0 | 0 | 0
Commercial_Miscellaneous_Existing_Space Heating_Natural Gas_Furnace_E9_Codes & Standards Forecast | Commercial | Miscellaneous | Existing | Space Heating | Natural Gas | Furnace | E9 |  | Codes & Standards Forecast | 0 | 0 | 0 | 0 | 0 | 0 | 0 | 0 | 0 | 0 | 0 | 0 | 0 | 0 | 0 | 0 | 0 | 0 | 0 | 0 | 0 | 0 | 0 | 0 | 0 | 0 | 0 | 0 | 0 | 0 | 0 | 0 | 0 | 0 | 0 | 0 | 0 | 0 | 0 | 0 | 0 | 0 | 0 | 0 | 0 | 0 | 0 | 0 | 0 | 0 | 0
Commercial_Miscellaneous_Existing_Space Heating_Natural Gas_Furnace_E10_Codes & Standards Forecast | Commercial | Miscellaneous | Existing | Space Heating | Natural Gas | Furnace | E10 |  | Codes & Standards Forecast | 0 | 0 | 0 | 0 | 0 | 0 | 0 | 0 | 0 | 0 | 0 | 0 | 0 | 0 | 0 | 0 | 0 | 0 | 0 | 0 | 0 | 0 | 0 | 0 | 0 | 0 | 0 | 0 | 0 | 0 | 0 | 0 | 0 | 0 | 0 | 0 | 0 | 0 | 0 | 0 | 0 | 0 | 0 | 0 | 0 | 0 | 0 | 0 | 0 | 0 | 0
Commercial_Miscellaneous_Existing_Space Heating_Natural Gas_Furnace_Vintage_Codes & Standards Forecast | Commercial | Miscellaneous | Existing | Space Heating | Natural Gas | Furnace | Vintage |  | Codes & Standards Forecast | 1061081.6431 | 1034498.8229 | 1006241.2359 | 975435.2588 | 949273.7216 | 919156.9394 | 888112.4905 | 856158.4882 | 823242.0624 | 789404.3806 | 754714.6346 | 719264.5426 | 683138.8743 | 646407.9716 | 609124.8303 | 571345.607 | 533117.8165 | 494503.6134 | 455559.0401 | 419704.0072 | 386680.4738 | 356252.2421 | 328212.2629 | 302372.6816 | 278560.8435 | 256619.9109 | 236403.7776 | 217778.0784 | 200617.5379 | 184807.3468 | 170240.5908 | 156820.3798 | 144757.2736 | 0 | 0 | 0 | 0 | 0 | 0 | 0 | 0 | 0 | 0 | 0 | 0 | 0 | 0 | 0 | 0 | 0 | 0
Commercial_Miscellaneous_Existing_Space Heating_Natural Gas_Boiler_E1_Codes & Standards Forecast | Commercial | Miscellaneous | Existing | Space Heating | Natural Gas | Boiler | E1 |  | Codes & Standards Forecast | 0 | 9201.8664 | 19131.2055 | 29680.5996 | 52559.2341 | 52417.9854 | 52293.2905 | 52180.9792 | 52072.4761 | 51964.6448 | 51856.2738 | 51748.0479 | 51640.7444 | 51534.6305 | 51429.0363 | 51323.8607 | 51218.5895 | 51114.5057 | 51013.0713 | 50914.5634 | 50817.4954 | 50044.816 | 48591.2905 | 46457.4992 | 42798.9727 | 39427.8981 | 36321.8272 | 33460.1156 | 30823.5157 | 28394.3877 | 26156.3051 | 24094.3812 | 22240.9673 | 0 | 0 | 0 | 0 | 0 | 0 | 0 | 0 | 0 | 0 | 0 | 0 | 0 | 0 | 0 | 0 | 0 | 0
Commercial_Miscellaneous_Existing_Space Heating_Natural Gas_Boiler_E2_Codes & Standards Forecast | Commercial | Miscellaneous | Existing | Space Heating | Natural Gas | Boiler | E2 |  | Codes & Standards Forecast | 0 | 0 | 0 | 0 | 0 | 0 | 0 | 0 | 0 | 0 | 0 | 0 | 0 | 0 | 0 | 0 | 0 | 0 | 0 | 0 | 0 | 0 | 0 | 0 | 0 | 0 | 0 | 0 | 0 | 0 | 0 | 0 | 0 | 0 | 0 | 0 | 0 | 0 | 0 | 0 | 0 | 0 | 0 | 0 | 0 | 0 | 0 | 0 | 0 | 0 | 0
Commercial_Miscellaneous_Existing_Space Heating_Natural Gas_Boiler_E3_Codes & Standards Forecast | Commercial | Miscellaneous | Existing | Space Heating | Natural Gas | Boiler | E3 |  | Codes & Standards Forecast | 0 | 0 | 0 | 0 | 0 | 11973.7744 | 24480.3705 | 37479.2036 | 50925.9628 | 64778.161 | 78996.2381 | 93545.7271 | 108395.904 | 123518.3109 | 138884.6714 | 154469.8011 | 170249.0261 | 186205.4134 | 202326.0894 | 218596.5953 | 234996.1771 | 250714.5263 | 265860.0239 | 280528.7435 | 295654.4447 | 309510.1824 | 322195.8264 | 333804.2901 | 344419.4479 | 354119.5636 | 362974.6268 | 371052.2674 | 385704.9127 | 0 | 0 | 0 | 0 | 0 | 0 | 0 | 0 | 0 | 0 | 0 | 0 | 0 | 0 | 0 | 0 | 0 | 0
Commercial_Miscellaneous_Existing_Space Heating_Natural Gas_Boiler_E4_Codes & Standards Forecast | Commercial | Miscellaneous | Existing | Space Heating | Natural Gas | Boiler | E4 |  | Codes & Standards Forecast | 0 | 0 | 0 | 0 | 0 | 0 | 0 | 0 | 0 | 0 | 0 | 0 | 0 | 0 | 0 | 0 | 0 | 0 | 0 | 0 | 0 | 0 | 0 | 0 | 0 | 0 | 0 | 0 | 0 | 0 | 0 | 0 | 0 | 0 | 0 | 0 | 0 | 0 | 0 | 0 | 0 | 0 | 0 | 0 | 0 | 0 | 0 | 0 | 0 | 0 | 0
Commercial_Miscellaneous_Existing_Space Heating_Natural Gas_Boiler_E5_Codes & Standards Forecast | Commercial | Miscellaneous | Existing | Space Heating | Natural Gas | Boiler | E5 |  | Codes & Standards Forecast | 0 | 0 | 0 | 0 | 0 | 0 | 0 | 0 | 0 | 0 | 0 | 0 | 0 | 0 | 0 | 0 | 0 | 0 | 0 | 0 | 0 | 0 | 0 | 0 | 0 | 0 | 0 | 0 | 0 | 0 | 0 | 0 | 0 | 0 | 0 | 0 | 0 | 0 | 0 | 0 | 0 | 0 | 0 | 0 | 0 | 0 | 0 | 0 | 0 | 0 | 0
Commercial_Miscellaneous_Existing_Space Heating_Natural Gas_Boiler_E6_Codes & Standards Forecast | Commercial | Miscellaneous | Existing | Space Heating | Natural Gas | Boiler | E6 |  | Codes & Standards Forecast | 0 | 0 | 0 | 0 | 0 | 0 | 0 | 0 | 0 | 0 | 0 | 0 | 0 | 0 | 0 | 0 | 0 | 0 | 0 | 0 | 0 | 0 | 0 | 0 | 0 | 0 | 0 | 0 | 0 | 0 | 0 | 0 | 0 | 0 | 0 | 0 | 0 | 0 | 0 | 0 | 0 | 0 | 0 | 0 | 0 | 0 | 0 | 0 | 0 | 0 | 0
Commercial_Miscellaneous_Existing_Space Heating_Natural Gas_Boiler_E7_Codes & Standards Forecast | Commercial | Miscellaneous | Existing | Space Heating | Natural Gas | Boiler | E7 |  | Codes & Standards Forecast | 0 | 0 | 0 | 0 | 0 | 0 | 0 | 0 | 0 | 0 | 0 | 0 | 0 | 0 | 0 | 0 | 0 | 0 | 0 | 0 | 0 | 0 | 0 | 0 | 0 | 0 | 0 | 0 | 0 | 0 | 0 | 0 | 0 | 0 | 0 | 0 | 0 | 0 | 0 | 0 | 0 | 0 | 0 | 0 | 0 | 0 | 0 | 0 | 0 | 0 | 0
Commercial_Miscellaneous_Existing_Space Heating_Natural Gas_Boiler_E8_Codes & Standards Forecast | Commercial | Miscellaneous | Existing | Space Heating | Natural Gas | Boiler | E8 |  | Codes & Standards Forecast | 0 | 0 | 0 | 0 | 0 | 0 | 0 | 0 | 0 | 0 | 0 | 0 | 0 | 0 | 0 | 0 | 0 | 0 | 0 | 0 | 0 | 0 | 0 | 0 | 0 | 0 | 0 | 0 | 0 | 0 | 0 | 0 | 0 | 0 | 0 | 0 | 0 | 0 | 0 | 0 | 0 | 0 | 0 | 0 | 0 | 0 | 0 | 0 | 0 | 0 | 0
Commercial_Miscellaneous_Existing_Space Heating_Natural Gas_Boiler_E9_Codes & Standards Forecast | Commercial | Miscellaneous | Existing | Space Heating | Natural Gas | Boiler | E9 |  | Codes & Standards Forecast | 0 | 0 | 0 | 0 | 0 | 0 | 0 | 0 | 0 | 0 | 0 | 0 | 0 | 0 | 0 | 0 | 0 | 0 | 0 | 0 | 0 | 0 | 0 | 0 | 0 | 0 | 0 | 0 | 0 | 0 | 0 | 0 | 0 | 0 | 0 | 0 | 0 | 0 | 0 | 0 | 0 | 0 | 0 | 0 | 0 | 0 | 0 | 0 | 0 | 0 | 0
Commercial_Miscellaneous_Existing_Space Heating_Natural Gas_Boiler_E10_Codes & Standards Forecast | Commercial | Miscellaneous | Existing | Space Heating | Natural Gas | Boiler | E10 |  | Codes & Standards Forecast | 0 | 0 | 0 | 0 | 0 | 0 | 0 | 0 | 0 | 0 | 0 | 0 | 0 | 0 | 0 | 0 | 0 | 0 | 0 | 0 | 0 | 0 | 0 | 0 | 0 | 0 | 0 | 0 | 0 | 0 | 0 | 0 | 0 | 0 | 0 | 0 | 0 | 0 | 0 | 0 | 0 | 0 | 0 | 0 | 0 | 0 | 0 | 0 | 0 | 0 | 0
Commercial_Miscellaneous_Existing_Space Heating_Natural Gas_Boiler_Vintage_Codes & Standards Forecast | Commercial | Miscellaneous | Existing | Space Heating | Natural Gas | Boiler | Vintage |  | Codes & Standards Forecast | 500983.3205 | 489232.564 | 476754.3349 | 463126.8166 | 451762.9651 | 438575.1135 | 424996.7261 | 411032.5427 | 396653.1655 | 381874.124 | 366724.5644 | 351244.8403 | 335472.3563 | 319437.8675 | 303163.8912 | 286674.7446 | 269990.6811 | 253139.6612 | 236147.1249 | 219029.9132 | 201796.0019 | 185916.4943 | 171283.3383 | 157798.4986 | 145371.8724 | 133921.6111 | 123371.4666 | 113651.3181 | 104695.7884 | 96444.9623 | 88843.0446 | 81839.4716 | 75544.1276 | 0 | 0 | 0 | 0 | 0 | 0 | 0 | 0 | 0 | 0 | 0 | 0 | 0 | 0 | 0 | 0 | 0 | 0
Commercial_Miscellaneous_Existing_Space Heating_Natural Gas_Unit Heater_E1_Codes & Standards Forecast | Commercial | Miscellaneous | Existing | Space Heating | Natural Gas | Unit Heater | E1 |  | Codes & Standards Forecast | 0 | 334.0206 | 727.9227 | 1170.477 | 1879.8278 | 1874.7759 | 1870.3161 | 1866.2992 | 1862.4185 | 1858.5618 | 1854.6858 | 1804.3646 | 1705.7076 | 1558.3912 | 1333.0269 | 1140.2578 | 975.3592 | 834.3232 | 620.325 | 419.7164 | 233.1298 | 0 | 0 | 0 | 0 | 0 | 0 | 0 | 0 | 0 | 0 | 0 | 0 | 0 | 0 | 0 | 0 | 0 | 0 | 0 | 0 | 0 | 0 | 0 | 0 | 0 | 0 | 0 | 0 | 0 | 0
Commercial_Miscellaneous_Existing_Space Heating_Natural Gas_Unit Heater_E2_Codes & Standards Forecast | Commercial | Miscellaneous | Existing | Space Heating | Natural Gas | Unit Heater | E2 |  | Codes & Standards Forecast | 0 | 0 | 0 | 0 | 0 | 531.4698 | 1094.1937 | 1683.5148 | 2295.1701 | 2925.4398 | 3571.1197 | 4167.6203 | 4730.763 | 5272.7585 | 5833.0423 | 6309.616 | 6714.5319 | 7058.3229 | 7443.4717 | 7788.3251 | 8095.9875 | 8430.1337 | 8513.8949 | 8582.8466 | 8639.0876 | 8684.4873 | 8720.6156 | 8748.8372 | 8770.273 | 8785.9067 | 8796.5279 | 8802.887 | 8945.9591 | 0 | 0 | 0 | 0 | 0 | 0 | 0 | 0 | 0 | 0 | 0 | 0 | 0 | 0 | 0 | 0 | 0 | 0
Commercial_Miscellaneous_Existing_Space Heating_Natural Gas_Unit Heater_E3_Codes & Standards Forecast | Commercial | Miscellaneous | Existing | Space Heating | Natural Gas | Unit Heater | E3 |  | Codes & Standards Forecast | 0 | 0 | 0 | 0 | 0 | 0 | 0 | 0 | 0 | 0 | 0 | 0 | 0 | 0 | 0 | 0 | 0 | 0 | 0 | 0 | 0 | 0 | 0 | 0 | 0 | 0 | 0 | 0 | 0 | 0 | 0 | 0 | 0 | 0 | 0 | 0 | 0 | 0 | 0 | 0 | 0 | 0 | 0 | 0 | 0 | 0 | 0 | 0 | 0 | 0 | 0
Commercial_Miscellaneous_Existing_Space Heating_Natural Gas_Unit Heater_E4_Codes & Standards Forecast | Commercial | Miscellaneous | Existing | Space Heating | Natural Gas | Unit Heater | E4 |  | Codes & Standards Forecast | 0 | 0 | 0 | 0 | 0 | 0 | 0 | 0 | 0 | 0 | 0 | 0 | 0 | 0 | 0 | 0 | 0 | 0 | 0 | 0 | 0 | 0 | 0 | 0 | 0 | 0 | 0 | 0 | 0 | 0 | 0 | 0 | 0 | 0 | 0 | 0 | 0 | 0 | 0 | 0 | 0 | 0 | 0 | 0 | 0 | 0 | 0 | 0 | 0 | 0 | 0
Commercial_Miscellaneous_Existing_Space Heating_Natural Gas_Unit Heater_E5_Codes & Standards Forecast | Commercial | Miscellaneous | Existing | Space Heating | Natural Gas | Unit Heater | E5 |  | Codes & Standards Forecast | 0 | 0 | 0 | 0 | 0 | 0 | 0 | 0 | 0 | 0 | 0 | 0 | 0 | 0 | 0 | 0 | 0 | 0 | 0 | 0 | 0 | 0 | 0 | 0 | 0 | 0 | 0 | 0 | 0 | 0 | 0 | 0 | 0 | 0 | 0 | 0 | 0 | 0 | 0 | 0 | 0 | 0 | 0 | 0 | 0 | 0 | 0 | 0 | 0 | 0 | 0
Commercial_Miscellaneous_Existing_Space Heating_Natural Gas_Unit Heater_E6_Codes & Standards Forecast | Commercial | Miscellaneous | Existing | Space Heating | Natural Gas | Unit Heater | E6 |  | Codes & Standards Forecast | 0 | 0 | 0 | 0 | 0 | 0 | 0 | 0 | 0 | 0 | 0 | 0 | 0 | 0 | 0 | 0 | 0 | 0 | 0 | 0 | 0 | 0 | 0 | 0 | 0 | 0 | 0 | 0 | 0 | 0 | 0 | 0 | 0 | 0 | 0 | 0 | 0 | 0 | 0 | 0 | 0 | 0 | 0 | 0 | 0 | 0 | 0 | 0 | 0 | 0 | 0
Commercial_Miscellaneous_Existing_Space Heating_Natural Gas_Unit Heater_E7_Codes & Standards Forecast | Commercial | Miscellaneous | Existing | Space Heating | Natural Gas | Unit Heater | E7 |  | Codes & Standards Forecast | 0 | 0 | 0 | 0 | 0 | 0 | 0 | 0 | 0 | 0 | 0 | 0 | 0 | 0 | 0 | 0 | 0 | 0 | 0 | 0 | 0 | 0 | 0 | 0 | 0 | 0 | 0 | 0 | 0 | 0 | 0 | 0 | 0 | 0 | 0 | 0 | 0 | 0 | 0 | 0 | 0 | 0 | 0 | 0 | 0 | 0 | 0 | 0 | 0 | 0 | 0
Commercial_Miscellaneous_Existing_Space Heating_Natural Gas_Unit Heater_E8_Codes & Standards Forecast | Commercial | Miscellaneous | Existing | Space Heating | Natural Gas | Unit Heater | E8 |  | Codes & Standards Forecast | 0 | 0 | 0 | 0 | 0 | 0 | 0 | 0 | 0 | 0 | 0 | 0 | 0 | 0 | 0 | 0 | 0 | 0 | 0 | 0 | 0 | 0 | 0 | 0 | 0 | 0 | 0 | 0 | 0 | 0 | 0 | 0 | 0 | 0 | 0 | 0 | 0 | 0 | 0 | 0 | 0 | 0 | 0 | 0 | 0 | 0 | 0 | 0 | 0 | 0 | 0
Commercial_Miscellaneous_Existing_Space Heating_Natural Gas_Unit Heater_E9_Codes & Standards Forecast | Commercial | Miscellaneous | Existing | Space Heating | Natural Gas | Unit Heater | E9 |  | Codes & Standards Forecast | 0 | 0 | 0 | 0 | 0 | 0 | 0 | 0 | 0 | 0 | 0 | 0 | 0 | 0 | 0 | 0 | 0 | 0 | 0 | 0 | 0 | 0 | 0 | 0 | 0 | 0 | 0 | 0 | 0 | 0 | 0 | 0 | 0 | 0 | 0 | 0 | 0 | 0 | 0 | 0 | 0 | 0 | 0 | 0 | 0 | 0 | 0 | 0 | 0 | 0 | 0
Commercial_Miscellaneous_Existing_Space Heating_Natural Gas_Unit Heater_E10_Codes & Standards Forecast | Commercial | Miscellaneous | Existing | Space Heating | Natural Gas | Unit Heater | E10 |  | Codes & Standards Forecast | 0 | 0 | 0 | 0 | 0 | 0 | 0 | 0 | 0 | 0 | 0 | 0 | 0 | 0 | 0 | 0 | 0 | 0 | 0 | 0 | 0 | 0 | 0 | 0 | 0 | 0 | 0 | 0 | 0 | 0 | 0 | 0 | 0 | 0 | 0 | 0 | 0 | 0 | 0 | 0 | 0 | 0 | 0 | 0 | 0 | 0 | 0 | 0 | 0 | 0 | 0
Commercial_Miscellaneous_Existing_Space Heating_Natural Gas_Unit Heater_Vintage_Codes & Standards Forecast | Commercial | Miscellaneous | Existing | Space Heating | Natural Gas | Unit Heater | Vintage |  | Codes & Standards Forecast | 9400.4048 | 9018.557 | 8576.8279 | 8076.5159 | 7583.2274 | 7031.3783 | 6450.6635 | 5845.1381 | 5217.8281 | 4572.0005 | 3910.6849 | 3345.0198 | 2861.2146 | 2447.4302 | 2093.4989 | 1790.7579 | 1531.787 | 1310.2922 | 1120.8788 | 958.898 | 820.3456 | 701.8068 | 600.3853 | 513.6096 | 439.3655 | 375.8474 | 321.5074 | 275.0211 | 235.2535 | 201.2342 | 172.1317 | 147.2365 | 126.2028 | 0 | 0 | 0 | 0 | 0 | 0 | 0 | 0 | 0 | 0 | 0 | 0 | 0 | 0 | 0 | 0 | 0 | 0
Commercial_Miscellaneous_Existing_Water Heating_Natural Gas_Water Heater_E1_Codes & Standards Forecast | Commercial | Miscellaneous | Existing | Water Heating | Natural Gas | Water Heater | E1 |  | Codes & Standards Forecast | 0 | 46306.2736 | 105959.7877 | 175808.6576 | 281849.7616 | 367189.6856 | 457806.1642 | 552584.7123 | 650565.5686 | 750990.848 | 830672.8521 | 893802.0958 | 943731.4408 | 983133.2605 | 1014123.8933 | 1038400.0045 | 1057306.9343 | 1071953.5762 | 1083235.867 | 1091851.016 | 1098318.6149 | 1103041.4489 | 1106358.7216 | 1108546.9376 | 1109827.5549 | 1110386.7199 | 1110369.6177 | 1109895.0005 | 1109052.0215 | 1107914.8885 | 1106536.3818 | 1104967.8102 | 1120648.3449 | 0 | 0 | 0 | 0 | 0 | 0 | 0 | 0 | 0 | 0 | 0 | 0 | 0 | 0 | 0 | 0 | 0 | 0
Commercial_Miscellaneous_Existing_Water Heating_Natural Gas_Water Heater_E2_Codes & Standards Forecast | Commercial | Miscellaneous | Existing | Water Heating | Natural Gas | Water Heater | E2 |  | Codes & Standards Forecast | 0 | 0 | 0 | 0 | 0 | 0 | 0 | 0 | 0 | 0 | 0 | 0 | 0 | 0 | 0 | 0 | 0 | 0 | 0 | 0 | 0 | 0 | 0 | 0 | 0 | 0 | 0 | 0 | 0 | 0 | 0 | 0 | 0 | 0 | 0 | 0 | 0 | 0 | 0 | 0 | 0 | 0 | 0 | 0 | 0 | 0 | 0 | 0 | 0 | 0 | 0
Commercial_Miscellaneous_Existing_Water Heating_Natural Gas_Water Heater_E3_Codes & Standards Forecast | Commercial | Miscellaneous | Existing | Water Heating | Natural Gas | Water Heater | E3 |  | Codes & Standards Forecast | 0 | 0 | 0 | 0 | 0 | 0 | 0 | 0 | 0 | 0 | 0 | 0 | 0 | 0 | 0 | 0 | 0 | 0 | 0 | 0 | 0 | 0 | 0 | 0 | 0 | 0 | 0 | 0 | 0 | 0 | 0 | 0 | 0 | 0 | 0 | 0 | 0 | 0 | 0 | 0 | 0 | 0 | 0 | 0 | 0 | 0 | 0 | 0 | 0 | 0 | 0
Commercial_Miscellaneous_Existing_Water Heating_Natural Gas_Water Heater_E4_Codes & Standards Forecast | Commercial | Miscellaneous | Existing | Water Heating | Natural Gas | Water Heater | E4 |  | Codes & Standards Forecast | 0 | 0 | 0 | 0 | 0 | 0 | 0 | 0 | 0 | 0 | 0 | 0 | 0 | 0 | 0 | 0 | 0 | 0 | 0 | 0 | 0 | 0 | 0 | 0 | 0 | 0 | 0 | 0 | 0 | 0 | 0 | 0 | 0 | 0 | 0 | 0 | 0 | 0 | 0 | 0 | 0 | 0 | 0 | 0 | 0 | 0 | 0 | 0 | 0 | 0 | 0
Commercial_Miscellaneous_Existing_Water Heating_Natural Gas_Water Heater_E5_Codes & Standards Forecast | Commercial | Miscellaneous | Existing | Water Heating | Natural Gas | Water Heater | E5 |  | Codes & Standards Forecast | 0 | 0 | 0 | 0 | 0 | 0 | 0 | 0 | 0 | 0 | 0 | 0 | 0 | 0 | 0 | 0 | 0 | 0 | 0 | 0 | 0 | 0 | 0 | 0 | 0 | 0 | 0 | 0 | 0 | 0 | 0 | 0 | 0 | 0 | 0 | 0 | 0 | 0 | 0 | 0 | 0 | 0 | 0 | 0 | 0 | 0 | 0 | 0 | 0 | 0 | 0
Commercial_Miscellaneous_Existing_Water Heating_Natural Gas_Water Heater_E6_Codes & Standards Forecast | Commercial | Miscellaneous | Existing | Water Heating | Natural Gas | Water Heater | E6 |  | Codes & Standards Forecast | 0 | 0 | 0 | 0 | 0 | 0 | 0 | 0 | 0 | 0 | 0 | 0 | 0 | 0 | 0 | 0 | 0 | 0 | 0 | 0 | 0 | 0 | 0 | 0 | 0 | 0 | 0 | 0 | 0 | 0 | 0 | 0 | 0 | 0 | 0 | 0 | 0 | 0 | 0 | 0 | 0 | 0 | 0 | 0 | 0 | 0 | 0 | 0 | 0 | 0 | 0
Commercial_Miscellaneous_Existing_Water Heating_Natural Gas_Water Heater_E7_Codes & Standards Forecast | Commercial | Miscellaneous | Existing | Water Heating | Natural Gas | Water Heater | E7 |  | Codes & Standards Forecast | 0 | 0 | 0 | 0 | 0 | 0 | 0 | 0 | 0 | 0 | 0 | 0 | 0 | 0 | 0 | 0 | 0 | 0 | 0 | 0 | 0 | 0 | 0 | 0 | 0 | 0 | 0 | 0 | 0 | 0 | 0 | 0 | 0 | 0 | 0 | 0 | 0 | 0 | 0 | 0 | 0 | 0 | 0 | 0 | 0 | 0 | 0 | 0 | 0 | 0 | 0
Commercial_Miscellaneous_Existing_Water Heating_Natural Gas_Water Heater_E8_Codes & Standards Forecast | Commercial | Miscellaneous | Existing | Water Heating | Natural Gas | Water Heater | E8 |  | Codes & Standards Forecast | 0 | 0 | 0 | 0 | 0 | 0 | 0 | 0 | 0 | 0 | 0 | 0 | 0 | 0 | 0 | 0 | 0 | 0 | 0 | 0 | 0 | 0 | 0 | 0 | 0 | 0 | 0 | 0 | 0 | 0 | 0 | 0 | 0 | 0 | 0 | 0 | 0 | 0 | 0 | 0 | 0 | 0 | 0 | 0 | 0 | 0 | 0 | 0 | 0 | 0 | 0
Commercial_Miscellaneous_Existing_Water Heating_Natural Gas_Water Heater_E9_Codes & Standards Forecast | Commercial | Miscellaneous | Existing | Water Heating | Natural Gas | Water Heater | E9 |  | Codes & Standards Forecast | 0 | 0 | 0 | 0 | 0 | 0 | 0 | 0 | 0 | 0 | 0 | 0 | 0 | 0 | 0 | 0 | 0 | 0 | 0 | 0 | 0 | 0 | 0 | 0 | 0 | 0 | 0 | 0 | 0 | 0 | 0 | 0 | 0 | 0 | 0 | 0 | 0 | 0 | 0 | 0 | 0 | 0 | 0 | 0 | 0 | 0 | 0 | 0 | 0 | 0 | 0
Commercial_Miscellaneous_Existing_Water Heating_Natural Gas_Water Heater_E10_Codes & Standards Forecast | Commercial | Miscellaneous | Existing | Water Heating | Natural Gas | Water Heater | E10 |  | Codes & Standards Forecast | 0 | 0 | 0 | 0 | 0 | 0 | 0 | 0 | 0 | 0 | 0 | 0 | 0 | 0 | 0 | 0 | 0 | 0 | 0 | 0 | 0 | 0 | 0 | 0 | 0 | 0 | 0 | 0 | 0 | 0 | 0 | 0 | 0 | 0 | 0 | 0 | 0 | 0 | 0 | 0 | 0 | 0 | 0 | 0 | 0 | 0 | 0 | 0 | 0 | 0 | 0
Commercial_Miscellaneous_Existing_Water Heating_Natural Gas_Water Heater_Vintage_Codes & Standards Forecast | Commercial | Miscellaneous | Existing | Water Heating | Natural Gas | Water Heater | Vintage |  | Codes & Standards Forecast | 1163576.8558 | 1111350.5658 | 1045777.0353 | 968778.9572 | 889481.9272 | 800994.1421 | 707598.7214 | 610317.2116 | 509918.262 | 407089.8618 | 324992.7087 | 259451.5499 | 207130.8459 | 165364.1788 | 132020.2785 | 105400.231 | 84147.2343 | 67180.9877 | 53638.1361 | 42827.6473 | 34196.7975 | 27305.0449 | 21801.7917 | 17407.3245 | 13898.2986 | 11096.4487 | 8859.3155 | 7073.136 | 5647.0136 | 4508.3878 | 3599.2934 | 2873.4836 | 2298.7869 | 0 | 0 | 0 | 0 | 0 | 0 | 0 | 0 | 0 | 0 | 0 | 0 | 0 | 0 | 0 | 0 | 0 | 0
Commercial_Miscellaneous_Existing_Food Preparation_Natural Gas_Oven_E1_Codes & Standards Forecast | Commercial | Miscellaneous | Existing | Food Preparation | Natural Gas | Oven | E1 |  | Codes & Standards Forecast | 0 | 36004.6903 | 74626.187 | 115199.7945 | 173268.6957 | 217496.2706 | 262989.1541 | 309519.3836 | 356857.1897 | 404818.7969 | 444473.7408 | 477224.9919 | 504242.9696 | 526498.4841 | 544789.6343 | 559784.1149 | 572032.2401 | 582010.6887 | 590121.3772 | 596688.309 | 601960.549 | 606139 | 609400.9324 | 611897.0728 | 613753.2138 | 615079.18 | 615964.2925 | 616484.3749 | 616699.2651 | 616660.4444 | 616407.1006 | 615977.0258 | 625136.882 | 0 | 0 | 0 | 0 | 0 | 0 | 0 | 0 | 0 | 0 | 0 | 0 | 0 | 0 | 0 | 0 | 0 | 0
Commercial_Miscellaneous_Existing_Food Preparation_Natural Gas_Oven_E2_Codes & Standards Forecast | Commercial | Miscellaneous | Existing | Food Preparation | Natural Gas | Oven | E2 |  | Codes & Standards Forecast | 0 | 0 | 0 | 0 | 0 | 0 | 0 | 0 | 0 | 0 | 0 | 0 | 0 | 0 | 0 | 0 | 0 | 0 | 0 | 0 | 0 | 0 | 0 | 0 | 0 | 0 | 0 | 0 | 0 | 0 | 0 | 0 | 0 | 0 | 0 | 0 | 0 | 0 | 0 | 0 | 0 | 0 | 0 | 0 | 0 | 0 | 0 | 0 | 0 | 0 | 0
Commercial_Miscellaneous_Existing_Food Preparation_Natural Gas_Oven_E3_Codes & Standards Forecast | Commercial | Miscellaneous | Existing | Food Preparation | Natural Gas | Oven | E3 |  | Codes & Standards Forecast | 0 | 0 | 0 | 0 | 0 | 0 | 0 | 0 | 0 | 0 | 0 | 0 | 0 | 0 | 0 | 0 | 0 | 0 | 0 | 0 | 0 | 0 | 0 | 0 | 0 | 0 | 0 | 0 | 0 | 0 | 0 | 0 | 0 | 0 | 0 | 0 | 0 | 0 | 0 | 0 | 0 | 0 | 0 | 0 | 0 | 0 | 0 | 0 | 0 | 0 | 0
Commercial_Miscellaneous_Existing_Food Preparation_Natural Gas_Oven_E4_Codes & Standards Forecast | Commercial | Miscellaneous | Existing | Food Preparation | Natural Gas | Oven | E4 |  | Codes & Standards Forecast | 0 | 0 | 0 | 0 | 0 | 0 | 0 | 0 | 0 | 0 | 0 | 0 | 0 | 0 | 0 | 0 | 0 | 0 | 0 | 0 | 0 | 0 | 0 | 0 | 0 | 0 | 0 | 0 | 0 | 0 | 0 | 0 | 0 | 0 | 0 | 0 | 0 | 0 | 0 | 0 | 0 | 0 | 0 | 0 | 0 | 0 | 0 | 0 | 0 | 0 | 0
Commercial_Miscellaneous_Existing_Food Preparation_Natural Gas_Oven_E5_Codes & Standards Forecast | Commercial | Miscellaneous | Existing | Food Preparation | Natural Gas | Oven | E5 |  | Codes & Standards Forecast | 0 | 0 | 0 | 0 | 0 | 0 | 0 | 0 | 0 | 0 | 0 | 0 | 0 | 0 | 0 | 0 | 0 | 0 | 0 | 0 | 0 | 0 | 0 | 0 | 0 | 0 | 0 | 0 | 0 | 0 | 0 | 0 | 0 | 0 | 0 | 0 | 0 | 0 | 0 | 0 | 0 | 0 | 0 | 0 | 0 | 0 | 0 | 0 | 0 | 0 | 0
Commercial_Miscellaneous_Existing_Food Preparation_Natural Gas_Oven_E6_Codes & Standards Forecast | Commercial | Miscellaneous | Existing | Food Preparation | Natural Gas | Oven | E6 |  | Codes & Standards Forecast | 0 | 0 | 0 | 0 | 0 | 0 | 0 | 0 | 0 | 0 | 0 | 0 | 0 | 0 | 0 | 0 | 0 | 0 | 0 | 0 | 0 | 0 | 0 | 0 | 0 | 0 | 0 | 0 | 0 | 0 | 0 | 0 | 0 | 0 | 0 | 0 | 0 | 0 | 0 | 0 | 0 | 0 | 0 | 0 | 0 | 0 | 0 | 0 | 0 | 0 | 0
Commercial_Miscellaneous_Existing_Food Preparation_Natural Gas_Oven_E7_Codes & Standards Forecast | Commercial | Miscellaneous | Existing | Food Preparation | Natural Gas | Oven | E7 |  | Codes & Standards Forecast | 0 | 0 | 0 | 0 | 0 | 0 | 0 | 0 | 0 | 0 | 0 | 0 | 0 | 0 | 0 | 0 | 0 | 0 | 0 | 0 | 0 | 0 | 0 | 0 | 0 | 0 | 0 | 0 | 0 | 0 | 0 | 0 | 0 | 0 | 0 | 0 | 0 | 0 | 0 | 0 | 0 | 0 | 0 | 0 | 0 | 0 | 0 | 0 | 0 | 0 | 0
Commercial_Miscellaneous_Existing_Food Preparation_Natural Gas_Oven_E8_Codes & Standards Forecast | Commercial | Miscellaneous | Existing | Food Preparation | Natural Gas | Oven | E8 |  | Codes & Standards Forecast | 0 | 0 | 0 | 0 | 0 | 0 | 0 | 0 | 0 | 0 | 0 | 0 | 0 | 0 | 0 | 0 | 0 | 0 | 0 | 0 | 0 | 0 | 0 | 0 | 0 | 0 | 0 | 0 | 0 | 0 | 0 | 0 | 0 | 0 | 0 | 0 | 0 | 0 | 0 | 0 | 0 | 0 | 0 | 0 | 0 | 0 | 0 | 0 | 0 | 0 | 0
Commercial_Miscellaneous_Existing_Food Preparation_Natural Gas_Oven_E9_Codes & Standards Forecast | Commercial | Miscellaneous | Existing | Food Preparation | Natural Gas | Oven | E9 |  | Codes & Standards Forecast | 0 | 0 | 0 | 0 | 0 | 0 | 0 | 0 | 0 | 0 | 0 | 0 | 0 | 0 | 0 | 0 | 0 | 0 | 0 | 0 | 0 | 0 | 0 | 0 | 0 | 0 | 0 | 0 | 0 | 0 | 0 | 0 | 0 | 0 | 0 | 0 | 0 | 0 | 0 | 0 | 0 | 0 | 0 | 0 | 0 | 0 | 0 | 0 | 0 | 0 | 0
Commercial_Miscellaneous_Existing_Food Preparation_Natural Gas_Oven_E10_Codes & Standards Forecast | Commercial | Miscellaneous | Existing | Food Preparation | Natural Gas | Oven | E10 |  | Codes & Standards Forecast | 0 | 0 | 0 | 0 | 0 | 0 | 0 | 0 | 0 | 0 | 0 | 0 | 0 | 0 | 0 | 0 | 0 | 0 | 0 | 0 | 0 | 0 | 0 | 0 | 0 | 0 | 0 | 0 | 0 | 0 | 0 | 0 | 0 | 0 | 0 | 0 | 0 | 0 | 0 | 0 | 0 | 0 | 0 | 0 | 0 | 0 | 0 | 0 | 0 | 0 | 0
Commercial_Miscellaneous_Existing_Food Preparation_Natural Gas_Oven_Vintage_Codes & Standards Forecast | Commercial | Miscellaneous | Existing | Food Preparation | Natural Gas | Oven | Vintage |  | Codes & Standards Forecast | 651398.5941 | 612079.7348 | 570144.069 | 525568.1611 | 482471.2423 | 436481.4182 | 389432.8155 | 341501.3672 | 292809.8537 | 243502.9212 | 202495.9181 | 168394.4183 | 140037.6997 | 116458.2863 | 96849.7197 | 80543.0466 | 66981.5363 | 55704.5165 | 46328.3112 | 38532.3748 | 32049.0944 | 26656.4301 | 22170.7326 | 18439.4793 | 15335.821 | 12754.3453 | 10607.2571 | 8821.5257 | 7336.3374 | 6101.133 | 5073.8222 | 4219.4465 | 3516.2054 | 0 | 0 | 0 | 0 | 0 | 0 | 0 | 0 | 0 | 0 | 0 | 0 | 0 | 0 | 0 | 0 | 0 | 0
Commercial_Miscellaneous_Existing_Food Preparation_Natural Gas_Conveyor Oven_E1_Codes & Standards Forecast | Commercial | Miscellaneous | Existing | Food Preparation | Natural Gas | Conveyor Oven | E1 |  | Codes & Standards Forecast | 0 | 7624.5226 | 17446.7246 | 28947.6347 | 49490.2153 | 63533.5087 | 78446.5799 | 94045.6796 | 110172.2761 | 126701.3966 | 143533.8292 | 160594.1062 | 177823.5292 | 195174.945 | 212607.6162 | 230090.3425 | 247596.0981 | 261445.8773 | 272386.6087 | 281010.5656 | 287780.8223 | 293063.2898 | 297154.3935 | 300292.2736 | 302667.2687 | 304433.927 | 305714.755 | 306608.369 | 307191.9598 | 307527.9975 | 307664.5667 | 307642.6061 | 312362.0397 | 0 | 0 | 0 | 0 | 0 | 0 | 0 | 0 | 0 | 0 | 0 | 0 | 0 | 0 | 0 | 0 | 0 | 0
Commercial_Miscellaneous_Existing_Food Preparation_Natural Gas_Conveyor Oven_E2_Codes & Standards Forecast | Commercial | Miscellaneous | Existing | Food Preparation | Natural Gas | Conveyor Oven | E2 |  | Codes & Standards Forecast | 0 | 0 | 0 | 0 | 0 | 0 | 0 | 0 | 0 | 0 | 0 | 0 | 0 | 0 | 0 | 0 | 0 | 0 | 0 | 0 | 0 | 0 | 0 | 0 | 0 | 0 | 0 | 0 | 0 | 0 | 0 | 0 | 0 | 0 | 0 | 0 | 0 | 0 | 0 | 0 | 0 | 0 | 0 | 0 | 0 | 0 | 0 | 0 | 0 | 0 | 0
Commercial_Miscellaneous_Existing_Food Preparation_Natural Gas_Conveyor Oven_E3_Codes & Standards Forecast | Commercial | Miscellaneous | Existing | Food Preparation | Natural Gas | Conveyor Oven | E3 |  | Codes & Standards Forecast | 0 | 0 | 0 | 0 | 0 | 0 | 0 | 0 | 0 | 0 | 0 | 0 | 0 | 0 | 0 | 0 | 0 | 0 | 0 | 0 | 0 | 0 | 0 | 0 | 0 | 0 | 0 | 0 | 0 | 0 | 0 | 0 | 0 | 0 | 0 | 0 | 0 | 0 | 0 | 0 | 0 | 0 | 0 | 0 | 0 | 0 | 0 | 0 | 0 | 0 | 0
Commercial_Miscellaneous_Existing_Food Preparation_Natural Gas_Conveyor Oven_E4_Codes & Standards Forecast | Commercial | Miscellaneous | Existing | Food Preparation | Natural Gas | Conveyor Oven | E4 |  | Codes & Standards Forecast | 0 | 0 | 0 | 0 | 0 | 0 | 0 | 0 | 0 | 0 | 0 | 0 | 0 | 0 | 0 | 0 | 0 | 0 | 0 | 0 | 0 | 0 | 0 | 0 | 0 | 0 | 0 | 0 | 0 | 0 | 0 | 0 | 0 | 0 | 0 | 0 | 0 | 0 | 0 | 0 | 0 | 0 | 0 | 0 | 0 | 0 | 0 | 0 | 0 | 0 | 0
Commercial_Miscellaneous_Existing_Food Preparation_Natural Gas_Conveyor Oven_E5_Codes & Standards Forecast | Commercial | Miscellaneous | Existing | Food Preparation | Natural Gas | Conveyor Oven | E5 |  | Codes & Standards Forecast | 0 | 0 | 0 | 0 | 0 | 0 | 0 | 0 | 0 | 0 | 0 | 0 | 0 | 0 | 0 | 0 | 0 | 0 | 0 | 0 | 0 | 0 | 0 | 0 | 0 | 0 | 0 | 0 | 0 | 0 | 0 | 0 | 0 | 0 | 0 | 0 | 0 | 0 | 0 | 0 | 0 | 0 | 0 | 0 | 0 | 0 | 0 | 0 | 0 | 0 | 0
Commercial_Miscellaneous_Existing_Food Preparation_Natural Gas_Conveyor Oven_E6_Codes & Standards Forecast | Commercial | Miscellaneous | Existing | Food Preparation | Natural Gas | Conveyor Oven | E6 |  | Codes & Standards Forecast | 0 | 0 | 0 | 0 | 0 | 0 | 0 | 0 | 0 | 0 | 0 | 0 | 0 | 0 | 0 | 0 | 0 | 0 | 0 | 0 | 0 | 0 | 0 | 0 | 0 | 0 | 0 | 0 | 0 | 0 | 0 | 0 | 0 | 0 | 0 | 0 | 0 | 0 | 0 | 0 | 0 | 0 | 0 | 0 | 0 | 0 | 0 | 0 | 0 | 0 | 0
Commercial_Miscellaneous_Existing_Food Preparation_Natural Gas_Conveyor Oven_E7_Codes & Standards Forecast | Commercial | Miscellaneous | Existing | Food Preparation | Natural Gas | Conveyor Oven | E7 |  | Codes & Standards Forecast | 0 | 0 | 0 | 0 | 0 | 0 | 0 | 0 | 0 | 0 | 0 | 0 | 0 | 0 | 0 | 0 | 0 | 0 | 0 | 0 | 0 | 0 | 0 | 0 | 0 | 0 | 0 | 0 | 0 | 0 | 0 | 0 | 0 | 0 | 0 | 0 | 0 | 0 | 0 | 0 | 0 | 0 | 0 | 0 | 0 | 0 | 0 | 0 | 0 | 0 | 0
Commercial_Miscellaneous_Existing_Food Preparation_Natural Gas_Conveyor Oven_E8_Codes & Standards Forecast | Commercial | Miscellaneous | Existing | Food Preparation | Natural Gas | Conveyor Oven | E8 |  | Codes & Standards Forecast | 0 | 0 | 0 | 0 | 0 | 0 | 0 | 0 | 0 | 0 | 0 | 0 | 0 | 0 | 0 | 0 | 0 | 0 | 0 | 0 | 0 | 0 | 0 | 0 | 0 | 0 | 0 | 0 | 0 | 0 | 0 | 0 | 0 | 0 | 0 | 0 | 0 | 0 | 0 | 0 | 0 | 0 | 0 | 0 | 0 | 0 | 0 | 0 | 0 | 0 | 0
Commercial_Miscellaneous_Existing_Food Preparation_Natural Gas_Conveyor Oven_E9_Codes & Standards Forecast | Commercial | Miscellaneous | Existing | Food Preparation | Natural Gas | Conveyor Oven | E9 |  | Codes & Standards Forecast | 0 | 0 | 0 | 0 | 0 | 0 | 0 | 0 | 0 | 0 | 0 | 0 | 0 | 0 | 0 | 0 | 0 | 0 | 0 | 0 | 0 | 0 | 0 | 0 | 0 | 0 | 0 | 0 | 0 | 0 | 0 | 0 | 0 | 0 | 0 | 0 | 0 | 0 | 0 | 0 | 0 | 0 | 0 | 0 | 0 | 0 | 0 | 0 | 0 | 0 | 0
Commercial_Miscellaneous_Existing_Food Preparation_Natural Gas_Conveyor Oven_E10_Codes & Standards Forecast | Commercial | Miscellaneous | Existing | Food Preparation | Natural Gas | Conveyor Oven | E10 |  | Codes & Standards Forecast | 0 | 0 | 0 | 0 | 0 | 0 | 0 | 0 | 0 | 0 | 0 | 0 | 0 | 0 | 0 | 0 | 0 | 0 | 0 | 0 | 0 | 0 | 0 | 0 | 0 | 0 | 0 | 0 | 0 | 0 | 0 | 0 | 0 | 0 | 0 | 0 | 0 | 0 | 0 | 0 | 0 | 0 | 0 | 0 | 0 | 0 | 0 | 0 | 0 | 0 | 0
Commercial_Miscellaneous_Existing_Food Preparation_Natural Gas_Conveyor Oven_Vintage_Codes & Standards Forecast | Commercial | Miscellaneous | Existing | Food Preparation | Natural Gas | Conveyor Oven | Vintage |  | Codes & Standards Forecast | 325699.297 | 316417.6899 | 304938.4034 | 291436.3431 | 278379.7537 | 263455.3357 | 247764.4049 | 231464.6958 | 214661.2456 | 197459.4624 | 179951.0002 | 162215.5989 | 144316.8055 | 126303.4402 | 108212.0608 | 90073.2382 | 71910.7901 | 57411.7253 | 45838.2355 | 36599.7763 | 29223.9994 | 23334.4253 | 18631.439 | 14876.0024 | 11877.2487 | 9482.8357 | 7571.0198 | 6044.5813 | 4825.8415 | 3852.7913 | 3075.8947 | 2455.63 | 1964.504 | 0 | 0 | 0 | 0 | 0 | 0 | 0 | 0 | 0 | 0 | 0 | 0 | 0 | 0 | 0 | 0 | 0 | 0
Commercial_Miscellaneous_Existing_Food Preparation_Natural Gas_Double Rack Oven_E1_Codes & Standards Forecast | Commercial | Miscellaneous | Existing | Food Preparation | Natural Gas | Double Rack Oven | E1 |  | Codes & Standards Forecast | 0 | 10801.4071 | 24716.1931 | 41009.1492 | 66991.9753 | 86895.0235 | 108029.2745 | 130134.6642 | 152987.1152 | 176409.7685 | 200262.1461 | 224437.2945 | 243605.5923 | 258779.6928 | 270763.4987 | 280200.5325 | 287602.0246 | 293385.5801 | 297887.6647 | 301372.0157 | 304038.9272 | 306044.8646 | 307519.5693 | 308568.198 | 309274.9049 | 309709.4861 | 309926.719 | 309971.1338 | 309876.7065 | 309671.4099 | 309375.7705 | 309008.7398 | 313454.9467 | 0 | 0 | 0 | 0 | 0 | 0 | 0 | 0 | 0 | 0 | 0 | 0 | 0 | 0 | 0 | 0 | 0 | 0
Commercial_Miscellaneous_Existing_Food Preparation_Natural Gas_Double Rack Oven_E2_Codes & Standards Forecast | Commercial | Miscellaneous | Existing | Food Preparation | Natural Gas | Double Rack Oven | E2 |  | Codes & Standards Forecast | 0 | 0 | 0 | 0 | 0 | 0 | 0 | 0 | 0 | 0 | 0 | 0 | 0 | 0 | 0 | 0 | 0 | 0 | 0 | 0 | 0 | 0 | 0 | 0 | 0 | 0 | 0 | 0 | 0 | 0 | 0 | 0 | 0 | 0 | 0 | 0 | 0 | 0 | 0 | 0 | 0 | 0 | 0 | 0 | 0 | 0 | 0 | 0 | 0 | 0 | 0
Commercial_Miscellaneous_Existing_Food Preparation_Natural Gas_Double Rack Oven_E3_Codes & Standards Forecast | Commercial | Miscellaneous | Existing | Food Preparation | Natural Gas | Double Rack Oven | E3 |  | Codes & Standards Forecast | 0 | 0 | 0 | 0 | 0 | 0 | 0 | 0 | 0 | 0 | 0 | 0 | 0 | 0 | 0 | 0 | 0 | 0 | 0 | 0 | 0 | 0 | 0 | 0 | 0 | 0 | 0 | 0 | 0 | 0 | 0 | 0 | 0 | 0 | 0 | 0 | 0 | 0 | 0 | 0 | 0 | 0 | 0 | 0 | 0 | 0 | 0 | 0 | 0 | 0 | 0
Commercial_Miscellaneous_Existing_Food Preparation_Natural Gas_Double Rack Oven_E4_Codes & Standards Forecast | Commercial | Miscellaneous | Existing | Food Preparation | Natural Gas | Double Rack Oven | E4 |  | Codes & Standards Forecast | 0 | 0 | 0 | 0 | 0 | 0 | 0 | 0 | 0 | 0 | 0 | 0 | 0 | 0 | 0 | 0 | 0 | 0 | 0 | 0 | 0 | 0 | 0 | 0 | 0 | 0 | 0 | 0 | 0 | 0 | 0 | 0 | 0 | 0 | 0 | 0 | 0 | 0 | 0 | 0 | 0 | 0 | 0 | 0 | 0 | 0 | 0 | 0 | 0 | 0 | 0
Commercial_Miscellaneous_Existing_Food Preparation_Natural Gas_Double Rack Oven_E5_Codes & Standards Forecast | Commercial | Miscellaneous | Existing | Food Preparation | Natural Gas | Double Rack Oven | E5 |  | Codes & Standards Forecast | 0 | 0 | 0 | 0 | 0 | 0 | 0 | 0 | 0 | 0 | 0 | 0 | 0 | 0 | 0 | 0 | 0 | 0 | 0 | 0 | 0 | 0 | 0 | 0 | 0 | 0 | 0 | 0 | 0 | 0 | 0 | 0 | 0 | 0 | 0 | 0 | 0 | 0 | 0 | 0 | 0 | 0 | 0 | 0 | 0 | 0 | 0 | 0 | 0 | 0 | 0
Commercial_Miscellaneous_Existing_Food Preparation_Natural Gas_Double Rack Oven_E6_Codes & Standards Forecast | Commercial | Miscellaneous | Existing | Food Preparation | Natural Gas | Double Rack Oven | E6 |  | Codes & Standards Forecast | 0 | 0 | 0 | 0 | 0 | 0 | 0 | 0 | 0 | 0 | 0 | 0 | 0 | 0 | 0 | 0 | 0 | 0 | 0 | 0 | 0 | 0 | 0 | 0 | 0 | 0 | 0 | 0 | 0 | 0 | 0 | 0 | 0 | 0 | 0 | 0 | 0 | 0 | 0 | 0 | 0 | 0 | 0 | 0 | 0 | 0 | 0 | 0 | 0 | 0 | 0
Commercial_Miscellaneous_Existing_Food Preparation_Natural Gas_Double Rack Oven_E7_Codes & Standards Forecast | Commercial | Miscellaneous | Existing | Food Preparation | Natural Gas | Double Rack Oven | E7 |  | Codes & Standards Forecast | 0 | 0 | 0 | 0 | 0 | 0 | 0 | 0 | 0 | 0 | 0 | 0 | 0 | 0 | 0 | 0 | 0 | 0 | 0 | 0 | 0 | 0 | 0 | 0 | 0 | 0 | 0 | 0 | 0 | 0 | 0 | 0 | 0 | 0 | 0 | 0 | 0 | 0 | 0 | 0 | 0 | 0 | 0 | 0 | 0 | 0 | 0 | 0 | 0 | 0 | 0
Commercial_Miscellaneous_Existing_Food Preparation_Natural Gas_Double Rack Oven_E8_Codes & Standards Forecast | Commercial | Miscellaneous | Existing | Food Preparation | Natural Gas | Double Rack Oven | E8 |  | Codes & Standards Forecast | 0 | 0 | 0 | 0 | 0 | 0 | 0 | 0 | 0 | 0 | 0 | 0 | 0 | 0 | 0 | 0 | 0 | 0 | 0 | 0 | 0 | 0 | 0 | 0 | 0 | 0 | 0 | 0 | 0 | 0 | 0 | 0 | 0 | 0 | 0 | 0 | 0 | 0 | 0 | 0 | 0 | 0 | 0 | 0 | 0 | 0 | 0 | 0 | 0 | 0 | 0
Commercial_Miscellaneous_Existing_Food Preparation_Natural Gas_Double Rack Oven_E9_Codes & Standards Forecast | Commercial | Miscellaneous | Existing | Food Preparation | Natural Gas | Double Rack Oven | E9 |  | Codes & Standards Forecast | 0 | 0 | 0 | 0 | 0 | 0 | 0 | 0 | 0 | 0 | 0 | 0 | 0 | 0 | 0 | 0 | 0 | 0 | 0 | 0 | 0 | 0 | 0 | 0 | 0 | 0 | 0 | 0 | 0 | 0 | 0 | 0 | 0 | 0 | 0 | 0 | 0 | 0 | 0 | 0 | 0 | 0 | 0 | 0 | 0 | 0 | 0 | 0 | 0 | 0 | 0
Commercial_Miscellaneous_Existing_Food Preparation_Natural Gas_Double Rack Oven_E10_Codes & Standards Forecast | Commercial | Miscellaneous | Existing | Food Preparation | Natural Gas | Double Rack Oven | E10 |  | Codes & Standards Forecast | 0 | 0 | 0 | 0 | 0 | 0 | 0 | 0 | 0 | 0 | 0 | 0 | 0 | 0 | 0 | 0 | 0 | 0 | 0 | 0 | 0 | 0 | 0 | 0 | 0 | 0 | 0 | 0 | 0 | 0 | 0 | 0 | 0 | 0 | 0 | 0 | 0 | 0 | 0 | 0 | 0 | 0 | 0 | 0 | 0 | 0 | 0 | 0 | 0 | 0 | 0
Commercial_Miscellaneous_Existing_Food Preparation_Natural Gas_Double Rack Oven_Vintage_Codes & Standards Forecast | Commercial | Miscellaneous | Existing | Food Preparation | Natural Gas | Double Rack Oven | Vintage |  | Codes & Standards Forecast | 325699.297 | 313240.8054 | 297668.9349 | 279374.8286 | 260877.9937 | 240093.8209 | 218181.7103 | 195375.7112 | 171846.4065 | 147751.0905 | 123222.6834 | 98372.4106 | 78534.7424 | 62698.6923 | 50056.1783 | 39963.0482 | 31904.8635 | 25472.0225 | 20337.1795 | 16238.3262 | 12965.8944 | 10352.8504 | 8266.2632 | 6600.078 | 5269.6125 | 4207.2765 | 3359.0557 | 2681.8165 | 2141.0947 | 1709.3788 | 1364.6909 | 1089.4963 | 871.5971 | 0 | 0 | 0 | 0 | 0 | 0 | 0 | 0 | 0 | 0 | 0 | 0 | 0 | 0 | 0 | 0 | 0 | 0
Commercial_Miscellaneous_Existing_Food Preparation_Natural Gas_Fryer_E1_Codes & Standards Forecast | Commercial | Miscellaneous | Existing | Food Preparation | Natural Gas | Fryer | E1 |  | Codes & Standards Forecast | 0 | 0 | 0 | 0 | 0 | 0 | 0 | 0 | 0 | 0 | 0 | 0 | 0 | 0 | 0 | 0 | 0 | 0 | 0 | 0 | 0 | 0 | 0 | 0 | 0 | 0 | 0 | 0 | 0 | 0 | 0 | 0 | 0 | 0 | 0 | 0 | 0 | 0 | 0 | 0 | 0 | 0 | 0 | 0 | 0 | 0 | 0 | 0 | 0 | 0 | 0
Commercial_Miscellaneous_Existing_Food Preparation_Natural Gas_Fryer_E2_Codes & Standards Forecast | Commercial | Miscellaneous | Existing | Food Preparation | Natural Gas | Fryer | E2 |  | Codes & Standards Forecast | 0 | 0 | 0 | 1000.4097 | 5087.1959 | 9303.8622 | 14648.6445 | 20887.914 | 27832.9232 | 33354.4638 | 37738.9372 | 41215.9648 | 43969.2338 | 46145.204 | 47859.9939 | 49206.63 | 50258.9415 | 51077.525 | 51711.276 | 52198.3738 | 52567.5263 | 52841.0687 | 53037.6734 | 53172.5197 | 53257.761 | 53303.5485 | 53317.8229 | 53307.0606 | 53276.1607 | 53229.1802 | 53169.0475 | 53098.5411 | 53856.2128 | 0 | 0 | 0 | 0 | 0 | 0 | 0 | 0 | 0 | 0 | 0 | 0 | 0 | 0 | 0 | 0 | 0 | 0
Commercial_Miscellaneous_Existing_Food Preparation_Natural Gas_Fryer_E3_Codes & Standards Forecast | Commercial | Miscellaneous | Existing | Food Preparation | Natural Gas | Fryer | E3 |  | Codes & Standards Forecast | 0 | 0 | 0 | 0 | 0 | 0 | 0 | 0 | 0 | 0 | 0 | 0 | 0 | 0 | 0 | 0 | 0 | 0 | 0 | 0 | 0 | 0 | 0 | 0 | 0 | 0 | 0 | 0 | 0 | 0 | 0 | 0 | 0 | 0 | 0 | 0 | 0 | 0 | 0 | 0 | 0 | 0 | 0 | 0 | 0 | 0 | 0 | 0 | 0 | 0 | 0
Commercial_Miscellaneous_Existing_Food Preparation_Natural Gas_Fryer_E4_Codes & Standards Forecast | Commercial | Miscellaneous | Existing | Food Preparation | Natural Gas | Fryer | E4 |  | Codes & Standards Forecast | 0 | 0 | 0 | 0 | 0 | 0 | 0 | 0 | 0 | 0 | 0 | 0 | 0 | 0 | 0 | 0 | 0 | 0 | 0 | 0 | 0 | 0 | 0 | 0 | 0 | 0 | 0 | 0 | 0 | 0 | 0 | 0 | 0 | 0 | 0 | 0 | 0 | 0 | 0 | 0 | 0 | 0 | 0 | 0 | 0 | 0 | 0 | 0 | 0 | 0 | 0
Commercial_Miscellaneous_Existing_Food Preparation_Natural Gas_Fryer_E5_Codes & Standards Forecast | Commercial | Miscellaneous | Existing | Food Preparation | Natural Gas | Fryer | E5 |  | Codes & Standards Forecast | 0 | 0 | 0 | 0 | 0 | 0 | 0 | 0 | 0 | 0 | 0 | 0 | 0 | 0 | 0 | 0 | 0 | 0 | 0 | 0 | 0 | 0 | 0 | 0 | 0 | 0 | 0 | 0 | 0 | 0 | 0 | 0 | 0 | 0 | 0 | 0 | 0 | 0 | 0 | 0 | 0 | 0 | 0 | 0 | 0 | 0 | 0 | 0 | 0 | 0 | 0
Commercial_Miscellaneous_Existing_Food Preparation_Natural Gas_Fryer_E6_Codes & Standards Forecast | Commercial | Miscellaneous | Existing | Food Preparation | Natural Gas | Fryer | E6 |  | Codes & Standards Forecast | 0 | 0 | 0 | 0 | 0 | 0 | 0 | 0 | 0 | 0 | 0 | 0 | 0 | 0 | 0 | 0 | 0 | 0 | 0 | 0 | 0 | 0 | 0 | 0 | 0 | 0 | 0 | 0 | 0 | 0 | 0 | 0 | 0 | 0 | 0 | 0 | 0 | 0 | 0 | 0 | 0 | 0 | 0 | 0 | 0 | 0 | 0 | 0 | 0 | 0 | 0
Commercial_Miscellaneous_Existing_Food Preparation_Natural Gas_Fryer_E7_Codes & Standards Forecast | Commercial | Miscellaneous | Existing | Food Preparation | Natural Gas | Fryer | E7 |  | Codes & Standards Forecast | 0 | 0 | 0 | 0 | 0 | 0 | 0 | 0 | 0 | 0 | 0 | 0 | 0 | 0 | 0 | 0 | 0 | 0 | 0 | 0 | 0 | 0 | 0 | 0 | 0 | 0 | 0 | 0 | 0 | 0 | 0 | 0 | 0 | 0 | 0 | 0 | 0 | 0 | 0 | 0 | 0 | 0 | 0 | 0 | 0 | 0 | 0 | 0 | 0 | 0 | 0
Commercial_Miscellaneous_Existing_Food Preparation_Natural Gas_Fryer_E8_Codes & Standards Forecast | Commercial | Miscellaneous | Existing | Food Preparation | Natural Gas | Fryer | E8 |  | Codes & Standards Forecast | 0 | 0 | 0 | 0 | 0 | 0 | 0 | 0 | 0 | 0 | 0 | 0 | 0 | 0 | 0 | 0 | 0 | 0 | 0 | 0 | 0 | 0 | 0 | 0 | 0 | 0 | 0 | 0 | 0 | 0 | 0 | 0 | 0 | 0 | 0 | 0 | 0 | 0 | 0 | 0 | 0 | 0 | 0 | 0 | 0 | 0 | 0 | 0 | 0 | 0 | 0
Commercial_Miscellaneous_Existing_Food Preparation_Natural Gas_Fryer_E9_Codes & Standards Forecast | Commercial | Miscellaneous | Existing | Food Preparation | Natural Gas | Fryer | E9 |  | Codes & Standards Forecast | 0 | 0 | 0 | 0 | 0 | 0 | 0 | 0 | 0 | 0 | 0 | 0 | 0 | 0 | 0 | 0 | 0 | 0 | 0 | 0 | 0 | 0 | 0 | 0 | 0 | 0 | 0 | 0 | 0 | 0 | 0 | 0 | 0 | 0 | 0 | 0 | 0 | 0 | 0 | 0 | 0 | 0 | 0 | 0 | 0 | 0 | 0 | 0 | 0 | 0 | 0
Commercial_Miscellaneous_Existing_Food Preparation_Natural Gas_Fryer_E10_Codes & Standards Forecast | Commercial | Miscellaneous | Existing | Food Preparation | Natural Gas | Fryer | E10 |  | Codes & Standards Forecast | 0 | 0 | 0 | 0 | 0 | 0 | 0 | 0 | 0 | 0 | 0 | 0 | 0 | 0 | 0 | 0 | 0 | 0 | 0 | 0 | 0 | 0 | 0 | 0 | 0 | 0 | 0 | 0 | 0 | 0 | 0 | 0 | 0 | 0 | 0 | 0 | 0 | 0 | 0 | 0 | 0 | 0 | 0 | 0 | 0 | 0 | 0 | 0 | 0 | 0 | 0
Commercial_Miscellaneous_Existing_Food Preparation_Natural Gas_Fryer_Vintage_Codes & Standards Forecast | Commercial | Miscellaneous | Existing | Food Preparation | Natural Gas | Fryer | Vintage |  | Codes & Standards Forecast | 55935.3816 | 55650.795 | 55366.2084 | 54022.1225 | 51220.9754 | 46852.9854 | 41374.614 | 35015.0223 | 27953.7708 | 22316.7075 | 17816.1332 | 14223.1602 | 11354.934 | 9065.281 | 7237.365 | 5778.0513 | 4612.9599 | 3682.8686 | 2940.4481 | 2347.816 | 1874.6719 | 1496.8653 | 1195.1764 | 954.2713 | 761.9061 | 608.3084 | 485.6686 | 387.75 | 309.5699 | 247.1503 | 197.3136 | 157.5247 | 126.0197 | 0 | 0 | 0 | 0 | 0 | 0 | 0 | 0 | 0 | 0 | 0 | 0 | 0 | 0 | 0 | 0 | 0 | 0
Commercial_Miscellaneous_Existing_Food Preparation_Natural Gas_Broiler_E1_Codes & Standards Forecast | Commercial | Miscellaneous | Existing | Food Preparation | Natural Gas | Broiler | E1 |  | Codes & Standards Forecast | 0 | 21143.1798 | 48380.6334 | 80273.2281 | 131133.2283 | 170092.3865 | 211461.5586 | 254731.6832 | 299464.1403 | 345312.7383 | 392002.4987 | 439324.0658 | 476844.9892 | 506547.4839 | 530005.1463 | 548477.6381 | 562965.6653 | 574286.6675 | 583099.2585 | 589919.6903 | 595140.0278 | 599066.5435 | 601953.1995 | 604005.8344 | 605389.1755 | 606239.8452 | 606665.067 | 606752.0066 | 606567.1702 | 606165.3131 | 605586.6146 | 604868.1716 | 613571.385 | 0 | 0 | 0 | 0 | 0 | 0 | 0 | 0 | 0 | 0 | 0 | 0 | 0 | 0 | 0 | 0 | 0 | 0
Commercial_Miscellaneous_Existing_Food Preparation_Natural Gas_Broiler_E2_Codes & Standards Forecast | Commercial | Miscellaneous | Existing | Food Preparation | Natural Gas | Broiler | E2 |  | Codes & Standards Forecast | 0 | 0 | 0 | 0 | 0 | 0 | 0 | 0 | 0 | 0 | 0 | 0 | 0 | 0 | 0 | 0 | 0 | 0 | 0 | 0 | 0 | 0 | 0 | 0 | 0 | 0 | 0 | 0 | 0 | 0 | 0 | 0 | 0 | 0 | 0 | 0 | 0 | 0 | 0 | 0 | 0 | 0 | 0 | 0 | 0 | 0 | 0 | 0 | 0 | 0 | 0
Commercial_Miscellaneous_Existing_Food Preparation_Natural Gas_Broiler_E3_Codes & Standards Forecast | Commercial | Miscellaneous | Existing | Food Preparation | Natural Gas | Broiler | E3 |  | Codes & Standards Forecast | 0 | 0 | 0 | 0 | 0 | 0 | 0 | 0 | 0 | 0 | 0 | 0 | 0 | 0 | 0 | 0 | 0 | 0 | 0 | 0 | 0 | 0 | 0 | 0 | 0 | 0 | 0 | 0 | 0 | 0 | 0 | 0 | 0 | 0 | 0 | 0 | 0 | 0 | 0 | 0 | 0 | 0 | 0 | 0 | 0 | 0 | 0 | 0 | 0 | 0 | 0
Commercial_Miscellaneous_Existing_Food Preparation_Natural Gas_Broiler_E4_Codes & Standards Forecast | Commercial | Miscellaneous | Existing | Food Preparation | Natural Gas | Broiler | E4 |  | Codes & Standards Forecast | 0 | 0 | 0 | 0 | 0 | 0 | 0 | 0 | 0 | 0 | 0 | 0 | 0 | 0 | 0 | 0 | 0 | 0 | 0 | 0 | 0 | 0 | 0 | 0 | 0 | 0 | 0 | 0 | 0 | 0 | 0 | 0 | 0 | 0 | 0 | 0 | 0 | 0 | 0 | 0 | 0 | 0 | 0 | 0 | 0 | 0 | 0 | 0 | 0 | 0 | 0
Commercial_Miscellaneous_Existing_Food Preparation_Natural Gas_Broiler_E5_Codes & Standards Forecast | Commercial | Miscellaneous | Existing | Food Preparation | Natural Gas | Broiler | E5 |  | Codes & Standards Forecast | 0 | 0 | 0 | 0 | 0 | 0 | 0 | 0 | 0 | 0 | 0 | 0 | 0 | 0 | 0 | 0 | 0 | 0 | 0 | 0 | 0 | 0 | 0 | 0 | 0 | 0 | 0 | 0 | 0 | 0 | 0 | 0 | 0 | 0 | 0 | 0 | 0 | 0 | 0 | 0 | 0 | 0 | 0 | 0 | 0 | 0 | 0 | 0 | 0 | 0 | 0
Commercial_Miscellaneous_Existing_Food Preparation_Natural Gas_Broiler_E6_Codes & Standards Forecast | Commercial | Miscellaneous | Existing | Food Preparation | Natural Gas | Broiler | E6 |  | Codes & Standards Forecast | 0 | 0 | 0 | 0 | 0 | 0 | 0 | 0 | 0 | 0 | 0 | 0 | 0 | 0 | 0 | 0 | 0 | 0 | 0 | 0 | 0 | 0 | 0 | 0 | 0 | 0 | 0 | 0 | 0 | 0 | 0 | 0 | 0 | 0 | 0 | 0 | 0 | 0 | 0 | 0 | 0 | 0 | 0 | 0 | 0 | 0 | 0 | 0 | 0 | 0 | 0
Commercial_Miscellaneous_Existing_Food Preparation_Natural Gas_Broiler_E7_Codes & Standards Forecast | Commercial | Miscellaneous | Existing | Food Preparation | Natural Gas | Broiler | E7 |  | Codes & Standards Forecast | 0 | 0 | 0 | 0 | 0 | 0 | 0 | 0 | 0 | 0 | 0 | 0 | 0 | 0 | 0 | 0 | 0 | 0 | 0 | 0 | 0 | 0 | 0 | 0 | 0 | 0 | 0 | 0 | 0 | 0 | 0 | 0 | 0 | 0 | 0 | 0 | 0 | 0 | 0 | 0 | 0 | 0 | 0 | 0 | 0 | 0 | 0 | 0 | 0 | 0 | 0
Commercial_Miscellaneous_Existing_Food Preparation_Natural Gas_Broiler_E8_Codes & Standards Forecast | Commercial | Miscellaneous | Existing | Food Preparation | Natural Gas | Broiler | E8 |  | Codes & Standards Forecast | 0 | 0 | 0 | 0 | 0 | 0 | 0 | 0 | 0 | 0 | 0 | 0 | 0 | 0 | 0 | 0 | 0 | 0 | 0 | 0 | 0 | 0 | 0 | 0 | 0 | 0 | 0 | 0 | 0 | 0 | 0 | 0 | 0 | 0 | 0 | 0 | 0 | 0 | 0 | 0 | 0 | 0 | 0 | 0 | 0 | 0 | 0 | 0 | 0 | 0 | 0
Commercial_Miscellaneous_Existing_Food Preparation_Natural Gas_Broiler_E9_Codes & Standards Forecast | Commercial | Miscellaneous | Existing | Food Preparation | Natural Gas | Broiler | E9 |  | Codes & Standards Forecast | 0 | 0 | 0 | 0 | 0 | 0 | 0 | 0 | 0 | 0 | 0 | 0 | 0 | 0 | 0 | 0 | 0 | 0 | 0 | 0 | 0 | 0 | 0 | 0 | 0 | 0 | 0 | 0 | 0 | 0 | 0 | 0 | 0 | 0 | 0 | 0 | 0 | 0 | 0 | 0 | 0 | 0 | 0 | 0 | 0 | 0 | 0 | 0 | 0 | 0 | 0
Commercial_Miscellaneous_Existing_Food Preparation_Natural Gas_Broiler_E10_Codes & Standards Forecast | Commercial | Miscellaneous | Existing | Food Preparation | Natural Gas | Broiler | E10 |  | Codes & Standards Forecast | 0 | 0 | 0 | 0 | 0 | 0 | 0 | 0 | 0 | 0 | 0 | 0 | 0 | 0 | 0 | 0 | 0 | 0 | 0 | 0 | 0 | 0 | 0 | 0 | 0 | 0 | 0 | 0 | 0 | 0 | 0 | 0 | 0 | 0 | 0 | 0 | 0 | 0 | 0 | 0 | 0 | 0 | 0 | 0 | 0 | 0 | 0 | 0 | 0 | 0 | 0
Commercial_Miscellaneous_Existing_Food Preparation_Natural Gas_Broiler_Vintage_Codes & Standards Forecast | Commercial | Miscellaneous | Existing | Food Preparation | Natural Gas | Broiler | Vintage |  | Codes & Standards Forecast | 637539.0495 | 613152.2149 | 582671.1066 | 546861.3667 | 510654.7961 | 469970.8835 | 427079.0925 | 382437.5623 | 336380.2 | 289214.9006 | 241201.8483 | 192558.7612 | 153727.5808 | 122729.3551 | 97982.3065 | 78225.5412 | 62452.0733 | 49860.1291 | 39808.9471 | 31785.6598 | 25380.0487 | 20265.154 | 16180.7705 | 12919.3017 | 10314.9862 | 8235.52 | 6575.1729 | 5249.5131 | 4191.079 | 3346.0181 | 2671.3098 | 2132.6311 | 1706.1049 | 0 | 0 | 0 | 0 | 0 | 0 | 0 | 0 | 0 | 0 | 0 | 0 | 0 | 0 | 0 | 0 | 0 | 0
Commercial_Miscellaneous_Existing_Food Preparation_Natural Gas_Griddle_E1_Codes & Standards Forecast | Commercial | Miscellaneous | Existing | Food Preparation | Natural Gas | Griddle | E1 |  | Codes & Standards Forecast | 0 | 23451.6572 | 53662.9798 | 53329.8761 | 53329.8761 | 53186.5563 | 53060.0331 | 52946.075 | 52835.981 | 52726.5687 | 52616.6087 | 52506.796 | 47841.5784 | 38194.6169 | 30493.085 | 24344.5798 | 19435.717 | 9605.7474 | 0 | 0 | 0 | 0 | 0 | 0 | 0 | 0 | 0 | 0 | 0 | 0 | 0 | 0 | 0 | 0 | 0 | 0 | 0 | 0 | 0 | 0 | 0 | 0 | 0 | 0 | 0 | 0 | 0 | 0 | 0 | 0 | 0
Commercial_Miscellaneous_Existing_Food Preparation_Natural Gas_Griddle_E2_Codes & Standards Forecast | Commercial | Miscellaneous | Existing | Food Preparation | Natural Gas | Griddle | E2 |  | Codes & Standards Forecast | 0 | 0 | 0 | 35707.8301 | 92120.8816 | 135477.0403 | 181489.549 | 229597.997 | 279324.5755 | 330288.4768 | 382185.9288 | 434784.023 | 481066.8139 | 523659.2797 | 557379.6538 | 584017.5343 | 604996.2716 | 627383.3053 | 646763.8295 | 654328.937 | 660119.2471 | 664474.4718 | 667676.3018 | 669953.0497 | 671487.4282 | 672430.9767 | 672902.6255 | 672999.0575 | 672794.04 | 672348.3069 | 671706.4243 | 670909.5396 | 680562.9965 | 0 | 0 | 0 | 0 | 0 | 0 | 0 | 0 | 0 | 0 | 0 | 0 | 0 | 0 | 0 | 0 | 0 | 0
Commercial_Miscellaneous_Existing_Food Preparation_Natural Gas_Griddle_E3_Codes & Standards Forecast | Commercial | Miscellaneous | Existing | Food Preparation | Natural Gas | Griddle | E3 |  | Codes & Standards Forecast | 0 | 0 | 0 | 0 | 0 | 0 | 0 | 0 | 0 | 0 | 0 | 0 | 0 | 0 | 0 | 0 | 0 | 0 | 0 | 0 | 0 | 0 | 0 | 0 | 0 | 0 | 0 | 0 | 0 | 0 | 0 | 0 | 0 | 0 | 0 | 0 | 0 | 0 | 0 | 0 | 0 | 0 | 0 | 0 | 0 | 0 | 0 | 0 | 0 | 0 | 0
Commercial_Miscellaneous_Existing_Food Preparation_Natural Gas_Griddle_E4_Codes & Standards Forecast | Commercial | Miscellaneous | Existing | Food Preparation | Natural Gas | Griddle | E4 |  | Codes & Standards Forecast | 0 | 0 | 0 | 0 | 0 | 0 | 0 | 0 | 0 | 0 | 0 | 0 | 0 | 0 | 0 | 0 | 0 | 0 | 0 | 0 | 0 | 0 | 0 | 0 | 0 | 0 | 0 | 0 | 0 | 0 | 0 | 0 | 0 | 0 | 0 | 0 | 0 | 0 | 0 | 0 | 0 | 0 | 0 | 0 | 0 | 0 | 0 | 0 | 0 | 0 | 0
Commercial_Miscellaneous_Existing_Food Preparation_Natural Gas_Griddle_E5_Codes & Standards Forecast | Commercial | Miscellaneous | Existing | Food Preparation | Natural Gas | Griddle | E5 |  | Codes & Standards Forecast | 0 | 0 | 0 | 0 | 0 | 0 | 0 | 0 | 0 | 0 | 0 | 0 | 0 | 0 | 0 | 0 | 0 | 0 | 0 | 0 | 0 | 0 | 0 | 0 | 0 | 0 | 0 | 0 | 0 | 0 | 0 | 0 | 0 | 0 | 0 | 0 | 0 | 0 | 0 | 0 | 0 | 0 | 0 | 0 | 0 | 0 | 0 | 0 | 0 | 0 | 0
Commercial_Miscellaneous_Existing_Food Preparation_Natural Gas_Griddle_E6_Codes & Standards Forecast | Commercial | Miscellaneous | Existing | Food Preparation | Natural Gas | Griddle | E6 |  | Codes & Standards Forecast | 0 | 0 | 0 | 0 | 0 | 0 | 0 | 0 | 0 | 0 | 0 | 0 | 0 | 0 | 0 | 0 | 0 | 0 | 0 | 0 | 0 | 0 | 0 | 0 | 0 | 0 | 0 | 0 | 0 | 0 | 0 | 0 | 0 | 0 | 0 | 0 | 0 | 0 | 0 | 0 | 0 | 0 | 0 | 0 | 0 | 0 | 0 | 0 | 0 | 0 | 0
Commercial_Miscellaneous_Existing_Food Preparation_Natural Gas_Griddle_E7_Codes & Standards Forecast | Commercial | Miscellaneous | Existing | Food Preparation | Natural Gas | Griddle | E7 |  | Codes & Standards Forecast | 0 | 0 | 0 | 0 | 0 | 0 | 0 | 0 | 0 | 0 | 0 | 0 | 0 | 0 | 0 | 0 | 0 | 0 | 0 | 0 | 0 | 0 | 0 | 0 | 0 | 0 | 0 | 0 | 0 | 0 | 0 | 0 | 0 | 0 | 0 | 0 | 0 | 0 | 0 | 0 | 0 | 0 | 0 | 0 | 0 | 0 | 0 | 0 | 0 | 0 | 0
Commercial_Miscellaneous_Existing_Food Preparation_Natural Gas_Griddle_E8_Codes & Standards Forecast | Commercial | Miscellaneous | Existing | Food Preparation | Natural Gas | Griddle | E8 |  | Codes & Standards Forecast | 0 | 0 | 0 | 0 | 0 | 0 | 0 | 0 | 0 | 0 | 0 | 0 | 0 | 0 | 0 | 0 | 0 | 0 | 0 | 0 | 0 | 0 | 0 | 0 | 0 | 0 | 0 | 0 | 0 | 0 | 0 | 0 | 0 | 0 | 0 | 0 | 0 | 0 | 0 | 0 | 0 | 0 | 0 | 0 | 0 | 0 | 0 | 0 | 0 | 0 | 0
Commercial_Miscellaneous_Existing_Food Preparation_Natural Gas_Griddle_E9_Codes & Standards Forecast | Commercial | Miscellaneous | Existing | Food Preparation | Natural Gas | Griddle | E9 |  | Codes & Standards Forecast | 0 | 0 | 0 | 0 | 0 | 0 | 0 | 0 | 0 | 0 | 0 | 0 | 0 | 0 | 0 | 0 | 0 | 0 | 0 | 0 | 0 | 0 | 0 | 0 | 0 | 0 | 0 | 0 | 0 | 0 | 0 | 0 | 0 | 0 | 0 | 0 | 0 | 0 | 0 | 0 | 0 | 0 | 0 | 0 | 0 | 0 | 0 | 0 | 0 | 0 | 0
Commercial_Miscellaneous_Existing_Food Preparation_Natural Gas_Griddle_E10_Codes & Standards Forecast | Commercial | Miscellaneous | Existing | Food Preparation | Natural Gas | Griddle | E10 |  | Codes & Standards Forecast | 0 | 0 | 0 | 0 | 0 | 0 | 0 | 0 | 0 | 0 | 0 | 0 | 0 | 0 | 0 | 0 | 0 | 0 | 0 | 0 | 0 | 0 | 0 | 0 | 0 | 0 | 0 | 0 | 0 | 0 | 0 | 0 | 0 | 0 | 0 | 0 | 0 | 0 | 0 | 0 | 0 | 0 | 0 | 0 | 0 | 0 | 0 | 0 | 0 | 0 | 0
Commercial_Miscellaneous_Existing_Food Preparation_Natural Gas_Griddle_Vintage_Codes & Standards Forecast | Commercial | Miscellaneous | Existing | Food Preparation | Natural Gas | Griddle | Vintage |  | Codes & Standards Forecast | 707147.5244 | 680098.0602 | 646288.9306 | 606569.3732 | 566409.6578 | 521283.7504 | 473708.9018 | 424193.272 | 373107.2252 | 320792.2733 | 267537.0082 | 213582.9192 | 170512.031 | 136129.3237 | 108680.3162 | 86766.4465 | 69270.7828 | 55304.0114 | 44155.4105 | 35256.116 | 28151.1205 | 22477.7659 | 17947.4368 | 14329.8708 | 11441.2081 | 9134.6994 | 7293.0706 | 5822.6711 | 4648.6739 | 3711.3466 | 2962.9716 | 2365.4783 | 1892.3827 | 0 | 0 | 0 | 0 | 0 | 0 | 0 | 0 | 0 | 0 | 0 | 0 | 0 | 0 | 0 | 0 | 0 | 0
Commercial_Miscellaneous_Existing_Food Preparation_Natural Gas_Range_E1_Codes & Standards Forecast | Commercial | Miscellaneous | Existing | Food Preparation | Natural Gas | Range | E1 |  | Codes & Standards Forecast | 0 | 31285.1427 | 71587.8611 | 118778.6993 | 190421.4988 | 248078.302 | 309300.0167 | 373333.6816 | 439530.869 | 507379.5417 | 561213.7779 | 603864.7461 | 637597.6847 | 664218.0853 | 685155.7746 | 701557.0426 | 714330.8194 | 724226.2881 | 731848.7558 | 737669.2666 | 742038.8636 | 745229.674 | 747470.8681 | 748949.2564 | 749814.4587 | 750192.2381 | 750180.6836 | 749860.0258 | 749290.4978 | 748522.2355 | 747590.8978 | 746531.1497 | 757125.1303 | 0 | 0 | 0 | 0 | 0 | 0 | 0 | 0 | 0 | 0 | 0 | 0 | 0 | 0 | 0 | 0 | 0 | 0
Commercial_Miscellaneous_Existing_Food Preparation_Natural Gas_Range_E2_Codes & Standards Forecast | Commercial | Miscellaneous | Existing | Food Preparation | Natural Gas | Range | E2 |  | Codes & Standards Forecast | 0 | 0 | 0 | 0 | 0 | 0 | 0 | 0 | 0 | 0 | 0 | 0 | 0 | 0 | 0 | 0 | 0 | 0 | 0 | 0 | 0 | 0 | 0 | 0 | 0 | 0 | 0 | 0 | 0 | 0 | 0 | 0 | 0 | 0 | 0 | 0 | 0 | 0 | 0 | 0 | 0 | 0 | 0 | 0 | 0 | 0 | 0 | 0 | 0 | 0 | 0
Commercial_Miscellaneous_Existing_Food Preparation_Natural Gas_Range_E3_Codes & Standards Forecast | Commercial | Miscellaneous | Existing | Food Preparation | Natural Gas | Range | E3 |  | Codes & Standards Forecast | 0 | 0 | 0 | 0 | 0 | 0 | 0 | 0 | 0 | 0 | 0 | 0 | 0 | 0 | 0 | 0 | 0 | 0 | 0 | 0 | 0 | 0 | 0 | 0 | 0 | 0 | 0 | 0 | 0 | 0 | 0 | 0 | 0 | 0 | 0 | 0 | 0 | 0 | 0 | 0 | 0 | 0 | 0 | 0 | 0 | 0 | 0 | 0 | 0 | 0 | 0
Commercial_Miscellaneous_Existing_Food Preparation_Natural Gas_Range_E4_Codes & Standards Forecast | Commercial | Miscellaneous | Existing | Food Preparation | Natural Gas | Range | E4 |  | Codes & Standards Forecast | 0 | 0 | 0 | 0 | 0 | 0 | 0 | 0 | 0 | 0 | 0 | 0 | 0 | 0 | 0 | 0 | 0 | 0 | 0 | 0 | 0 | 0 | 0 | 0 | 0 | 0 | 0 | 0 | 0 | 0 | 0 | 0 | 0 | 0 | 0 | 0 | 0 | 0 | 0 | 0 | 0 | 0 | 0 | 0 | 0 | 0 | 0 | 0 | 0 | 0 | 0
Commercial_Miscellaneous_Existing_Food Preparation_Natural Gas_Range_E5_Codes & Standards Forecast | Commercial | Miscellaneous | Existing | Food Preparation | Natural Gas | Range | E5 |  | Codes & Standards Forecast | 0 | 0 | 0 | 0 | 0 | 0 | 0 | 0 | 0 | 0 | 0 | 0 | 0 | 0 | 0 | 0 | 0 | 0 | 0 | 0 | 0 | 0 | 0 | 0 | 0 | 0 | 0 | 0 | 0 | 0 | 0 | 0 | 0 | 0 | 0 | 0 | 0 | 0 | 0 | 0 | 0 | 0 | 0 | 0 | 0 | 0 | 0 | 0 | 0 | 0 | 0
Commercial_Miscellaneous_Existing_Food Preparation_Natural Gas_Range_E6_Codes & Standards Forecast | Commercial | Miscellaneous | Existing | Food Preparation | Natural Gas | Range | E6 |  | Codes & Standards Forecast | 0 | 0 | 0 | 0 | 0 | 0 | 0 | 0 | 0 | 0 | 0 | 0 | 0 | 0 | 0 | 0 | 0 | 0 | 0 | 0 | 0 | 0 | 0 | 0 | 0 | 0 | 0 | 0 | 0 | 0 | 0 | 0 | 0 | 0 | 0 | 0 | 0 | 0 | 0 | 0 | 0 | 0 | 0 | 0 | 0 | 0 | 0 | 0 | 0 | 0 | 0
Commercial_Miscellaneous_Existing_Food Preparation_Natural Gas_Range_E7_Codes & Standards Forecast | Commercial | Miscellaneous | Existing | Food Preparation | Natural Gas | Range | E7 |  | Codes & Standards Forecast | 0 | 0 | 0 | 0 | 0 | 0 | 0 | 0 | 0 | 0 | 0 | 0 | 0 | 0 | 0 | 0 | 0 | 0 | 0 | 0 | 0 | 0 | 0 | 0 | 0 | 0 | 0 | 0 | 0 | 0 | 0 | 0 | 0 | 0 | 0 | 0 | 0 | 0 | 0 | 0 | 0 | 0 | 0 | 0 | 0 | 0 | 0 | 0 | 0 | 0 | 0
Commercial_Miscellaneous_Existing_Food Preparation_Natural Gas_Range_E8_Codes & Standards Forecast | Commercial | Miscellaneous | Existing | Food Preparation | Natural Gas | Range | E8 |  | Codes & Standards Forecast | 0 | 0 | 0 | 0 | 0 | 0 | 0 | 0 | 0 | 0 | 0 | 0 | 0 | 0 | 0 | 0 | 0 | 0 | 0 | 0 | 0 | 0 | 0 | 0 | 0 | 0 | 0 | 0 | 0 | 0 | 0 | 0 | 0 | 0 | 0 | 0 | 0 | 0 | 0 | 0 | 0 | 0 | 0 | 0 | 0 | 0 | 0 | 0 | 0 | 0 | 0
Commercial_Miscellaneous_Existing_Food Preparation_Natural Gas_Range_E9_Codes & Standards Forecast | Commercial | Miscellaneous | Existing | Food Preparation | Natural Gas | Range | E9 |  | Codes & Standards Forecast | 0 | 0 | 0 | 0 | 0 | 0 | 0 | 0 | 0 | 0 | 0 | 0 | 0 | 0 | 0 | 0 | 0 | 0 | 0 | 0 | 0 | 0 | 0 | 0 | 0 | 0 | 0 | 0 | 0 | 0 | 0 | 0 | 0 | 0 | 0 | 0 | 0 | 0 | 0 | 0 | 0 | 0 | 0 | 0 | 0 | 0 | 0 | 0 | 0 | 0 | 0
Commercial_Miscellaneous_Existing_Food Preparation_Natural Gas_Range_E10_Codes & Standards Forecast | Commercial | Miscellaneous | Existing | Food Preparation | Natural Gas | Range | E10 |  | Codes & Standards Forecast | 0 | 0 | 0 | 0 | 0 | 0 | 0 | 0 | 0 | 0 | 0 | 0 | 0 | 0 | 0 | 0 | 0 | 0 | 0 | 0 | 0 | 0 | 0 | 0 | 0 | 0 | 0 | 0 | 0 | 0 | 0 | 0 | 0 | 0 | 0 | 0 | 0 | 0 | 0 | 0 | 0 | 0 | 0 | 0 | 0 | 0 | 0 | 0 | 0 | 0 | 0
Commercial_Miscellaneous_Existing_Food Preparation_Natural Gas_Range_Vintage_Codes & Standards Forecast | Commercial | Miscellaneous | Existing | Food Preparation | Natural Gas | Range | Vintage |  | Codes & Standards Forecast | 786128.211 | 750843.4254 | 706541.0641 | 654520.1245 | 600945.982 | 541162.4413 | 478063.236 | 412338.5364 | 344507.6525 | 275035.399 | 219569.4555 | 175288.965 | 139940.392 | 111722.2686 | 89194.68 | 71209.8171 | 56851.006 | 45388.381 | 36238.6479 | 28934.9359 | 23103.8175 | 18447.6564 | 14729.5844 | 11760.6231 | 9389.8779 | 7496.9104 | 5985.473 | 4778.706 | 3815.1986 | 3045.9276 | 2431.7311 | 1941.3643 | 1553.0914 | 0 | 0 | 0 | 0 | 0 | 0 | 0 | 0 | 0 | 0 | 0 | 0 | 0 | 0 | 0 | 0 | 0 | 0
Commercial_Miscellaneous_Existing_Food Preparation_Natural Gas_Steamer_E1_Codes & Standards Forecast | Commercial | Miscellaneous | Existing | Food Preparation | Natural Gas | Steamer | E1 |  | Codes & Standards Forecast | 0 | 1020.7895 | 2172.1902 | 2158.7067 | 2158.7067 | 2152.9053 | 2147.7839 | 2143.171 | 2138.7146 | 2134.2858 | 2019.194 | 1791.0932 | 1588.7816 | 1409.3483 | 1250.1872 | 1109.0048 | 983.7601 | 872.6764 | 774.173 | 385.751 | 0 | 0 | 0 | 0 | 0 | 0 | 0 | 0 | 0 | 0 | 0 | 0 | 0 | 0 | 0 | 0 | 0 | 0 | 0 | 0 | 0 | 0 | 0 | 0 | 0 | 0 | 0 | 0 | 0 | 0 | 0
Commercial_Miscellaneous_Existing_Food Preparation_Natural Gas_Steamer_E2_Codes & Standards Forecast | Commercial | Miscellaneous | Existing | Food Preparation | Natural Gas | Steamer | E2 |  | Codes & Standards Forecast | 0 | 0 | 0 | 1274.0419 | 3295.5588 | 4765.964 | 6317.4376 | 7940.552 | 9625.824 | 11364.9167 | 13012.1739 | 14592.9581 | 15989.0157 | 17221.3931 | 18308.4531 | 19266.6123 | 20110.2578 | 20852.8298 | 21506.4566 | 22382.593 | 23195.8051 | 23569.1303 | 23894.1636 | 24176.2259 | 24420.0576 | 24630.0743 | 24810.1072 | 24963.6157 | 25093.5338 | 25202.5365 | 25292.8465 | 25366.655 | 25838.366 | 0 | 0 | 0 | 0 | 0 | 0 | 0 | 0 | 0 | 0 | 0 | 0 | 0 | 0 | 0 | 0 | 0 | 0
Commercial_Miscellaneous_Existing_Food Preparation_Natural Gas_Steamer_E3_Codes & Standards Forecast | Commercial | Miscellaneous | Existing | Food Preparation | Natural Gas | Steamer | E3 |  | Codes & Standards Forecast | 0 | 0 | 0 | 0 | 0 | 0 | 0 | 0 | 0 | 0 | 0 | 0 | 0 | 0 | 0 | 0 | 0 | 0 | 0 | 0 | 0 | 0 | 0 | 0 | 0 | 0 | 0 | 0 | 0 | 0 | 0 | 0 | 0 | 0 | 0 | 0 | 0 | 0 | 0 | 0 | 0 | 0 | 0 | 0 | 0 | 0 | 0 | 0 | 0 | 0 | 0
Commercial_Miscellaneous_Existing_Food Preparation_Natural Gas_Steamer_E4_Codes & Standards Forecast | Commercial | Miscellaneous | Existing | Food Preparation | Natural Gas | Steamer | E4 |  | Codes & Standards Forecast | 0 | 0 | 0 | 0 | 0 | 0 | 0 | 0 | 0 | 0 | 0 | 0 | 0 | 0 | 0 | 0 | 0 | 0 | 0 | 0 | 0 | 0 | 0 | 0 | 0 | 0 | 0 | 0 | 0 | 0 | 0 | 0 | 0 | 0 | 0 | 0 | 0 | 0 | 0 | 0 | 0 | 0 | 0 | 0 | 0 | 0 | 0 | 0 | 0 | 0 | 0
Commercial_Miscellaneous_Existing_Food Preparation_Natural Gas_Steamer_E5_Codes & Standards Forecast | Commercial | Miscellaneous | Existing | Food Preparation | Natural Gas | Steamer | E5 |  | Codes & Standards Forecast | 0 | 0 | 0 | 0 | 0 | 0 | 0 | 0 | 0 | 0 | 0 | 0 | 0 | 0 | 0 | 0 | 0 | 0 | 0 | 0 | 0 | 0 | 0 | 0 | 0 | 0 | 0 | 0 | 0 | 0 | 0 | 0 | 0 | 0 | 0 | 0 | 0 | 0 | 0 | 0 | 0 | 0 | 0 | 0 | 0 | 0 | 0 | 0 | 0 | 0 | 0
Commercial_Miscellaneous_Existing_Food Preparation_Natural Gas_Steamer_E6_Codes & Standards Forecast | Commercial | Miscellaneous | Existing | Food Preparation | Natural Gas | Steamer | E6 |  | Codes & Standards Forecast | 0 | 0 | 0 | 0 | 0 | 0 | 0 | 0 | 0 | 0 | 0 | 0 | 0 | 0 | 0 | 0 | 0 | 0 | 0 | 0 | 0 | 0 | 0 | 0 | 0 | 0 | 0 | 0 | 0 | 0 | 0 | 0 | 0 | 0 | 0 | 0 | 0 | 0 | 0 | 0 | 0 | 0 | 0 | 0 | 0 | 0 | 0 | 0 | 0 | 0 | 0
Commercial_Miscellaneous_Existing_Food Preparation_Natural Gas_Steamer_E7_Codes & Standards Forecast | Commercial | Miscellaneous | Existing | Food Preparation | Natural Gas | Steamer | E7 |  | Codes & Standards Forecast | 0 | 0 | 0 | 0 | 0 | 0 | 0 | 0 | 0 | 0 | 0 | 0 | 0 | 0 | 0 | 0 | 0 | 0 | 0 | 0 | 0 | 0 | 0 | 0 | 0 | 0 | 0 | 0 | 0 | 0 | 0 | 0 | 0 | 0 | 0 | 0 | 0 | 0 | 0 | 0 | 0 | 0 | 0 | 0 | 0 | 0 | 0 | 0 | 0 | 0 | 0
Commercial_Miscellaneous_Existing_Food Preparation_Natural Gas_Steamer_E8_Codes & Standards Forecast | Commercial | Miscellaneous | Existing | Food Preparation | Natural Gas | Steamer | E8 |  | Codes & Standards Forecast | 0 | 0 | 0 | 0 | 0 | 0 | 0 | 0 | 0 | 0 | 0 | 0 | 0 | 0 | 0 | 0 | 0 | 0 | 0 | 0 | 0 | 0 | 0 | 0 | 0 | 0 | 0 | 0 | 0 | 0 | 0 | 0 | 0 | 0 | 0 | 0 | 0 | 0 | 0 | 0 | 0 | 0 | 0 | 0 | 0 | 0 | 0 | 0 | 0 | 0 | 0
Commercial_Miscellaneous_Existing_Food Preparation_Natural Gas_Steamer_E9_Codes & Standards Forecast | Commercial | Miscellaneous | Existing | Food Preparation | Natural Gas | Steamer | E9 |  | Codes & Standards Forecast | 0 | 0 | 0 | 0 | 0 | 0 | 0 | 0 | 0 | 0 | 0 | 0 | 0 | 0 | 0 | 0 | 0 | 0 | 0 | 0 | 0 | 0 | 0 | 0 | 0 | 0 | 0 | 0 | 0 | 0 | 0 | 0 | 0 | 0 | 0 | 0 | 0 | 0 | 0 | 0 | 0 | 0 | 0 | 0 | 0 | 0 | 0 | 0 | 0 | 0 | 0
Commercial_Miscellaneous_Existing_Food Preparation_Natural Gas_Steamer_E10_Codes & Standards Forecast | Commercial | Miscellaneous | Existing | Food Preparation | Natural Gas | Steamer | E10 |  | Codes & Standards Forecast | 0 | 0 | 0 | 0 | 0 | 0 | 0 | 0 | 0 | 0 | 0 | 0 | 0 | 0 | 0 | 0 | 0 | 0 | 0 | 0 | 0 | 0 | 0 | 0 | 0 | 0 | 0 | 0 | 0 | 0 | 0 | 0 | 0 | 0 | 0 | 0 | 0 | 0 | 0 | 0 | 0 | 0 | 0 | 0 | 0 | 0 | 0 | 0 | 0 | 0 | 0
Commercial_Miscellaneous_Existing_Food Preparation_Natural Gas_Steamer_Vintage_Codes & Standards Forecast | Commercial | Miscellaneous | Existing | Food Preparation | Natural Gas | Steamer | Vintage |  | Codes & Standards Forecast | 27702.2602 | 26540.5278 | 25248.1843 | 23817.4187 | 22432.6206 | 20893.0729 | 19280.5602 | 17602.4685 | 15864.0833 | 14072.2063 | 12482.5414 | 11072.4354 | 9821.7564 | 8712.5103 | 7728.5853 | 6855.8043 | 6081.5487 | 5394.8356 | 4785.8932 | 4245.9124 | 3766.949 | 3341.9865 | 2964.9097 | 2630.3213 | 2333.436 | 2070.0258 | 1836.3244 | 1628.9912 | 1445.0506 | 1281.867 | 1137.0942 | 1008.6614 | 896.588 | 0 | 0 | 0 | 0 | 0 | 0 | 0 | 0 | 0 | 0 | 0 | 0 | 0 | 0 | 0 | 0 | 0 | 0
Commercial_Miscellaneous_Existing_Food Preparation_Natural Gas_Food Prep Other_E1_Codes & Standards Forecast | Commercial | Miscellaneous | Existing | Food Preparation | Natural Gas | Food Prep Other | E1 |  | Codes & Standards Forecast | 0 | 0 | 0 | 0 | 0 | 0 | 0 | 0 | 0 | 0 | 0 | 0 | 0 | 0 | 0 | 0 | 0 | 0 | 0 | 0 | 0 | 0 | 0 | 0 | 0 | 0 | 0 | 0 | 0 | 0 | 0 | 0 | 0 | 0 | 0 | 0 | 0 | 0 | 0 | 0 | 0 | 0 | 0 | 0 | 0 | 0 | 0 | 0 | 0 | 0 | 0
Commercial_Miscellaneous_Existing_Food Preparation_Natural Gas_Food Prep Other_E2_Codes & Standards Forecast | Commercial | Miscellaneous | Existing | Food Preparation | Natural Gas | Food Prep Other | E2 |  | Codes & Standards Forecast | 0 | 0 | 0 | 0 | 0 | 0 | 0 | 0 | 0 | 0 | 0 | 0 | 0 | 0 | 0 | 0 | 0 | 0 | 0 | 0 | 0 | 0 | 0 | 0 | 0 | 0 | 0 | 0 | 0 | 0 | 0 | 0 | 0 | 0 | 0 | 0 | 0 | 0 | 0 | 0 | 0 | 0 | 0 | 0 | 0 | 0 | 0 | 0 | 0 | 0 | 0
Commercial_Miscellaneous_Existing_Food Preparation_Natural Gas_Food Prep Other_E3_Codes & Standards Forecast | Commercial | Miscellaneous | Existing | Food Preparation | Natural Gas | Food Prep Other | E3 |  | Codes & Standards Forecast | 0 | 0 | 0 | 0 | 0 | 0 | 0 | 0 | 0 | 0 | 0 | 0 | 0 | 0 | 0 | 0 | 0 | 0 | 0 | 0 | 0 | 0 | 0 | 0 | 0 | 0 | 0 | 0 | 0 | 0 | 0 | 0 | 0 | 0 | 0 | 0 | 0 | 0 | 0 | 0 | 0 | 0 | 0 | 0 | 0 | 0 | 0 | 0 | 0 | 0 | 0
Commercial_Miscellaneous_Existing_Food Preparation_Natural Gas_Food Prep Other_E4_Codes & Standards Forecast | Commercial | Miscellaneous | Existing | Food Preparation | Natural Gas | Food Prep Other | E4 |  | Codes & Standards Forecast | 0 | 0 | 0 | 0 | 0 | 0 | 0 | 0 | 0 | 0 | 0 | 0 | 0 | 0 | 0 | 0 | 0 | 0 | 0 | 0 | 0 | 0 | 0 | 0 | 0 | 0 | 0 | 0 | 0 | 0 | 0 | 0 | 0 | 0 | 0 | 0 | 0 | 0 | 0 | 0 | 0 | 0 | 0 | 0 | 0 | 0 | 0 | 0 | 0 | 0 | 0
Commercial_Miscellaneous_Existing_Food Preparation_Natural Gas_Food Prep Other_E5_Codes & Standards Forecast | Commercial | Miscellaneous | Existing | Food Preparation | Natural Gas | Food Prep Other | E5 |  | Codes & Standards Forecast | 0 | 0 | 0 | 0 | 0 | 0 | 0 | 0 | 0 | 0 | 0 | 0 | 0 | 0 | 0 | 0 | 0 | 0 | 0 | 0 | 0 | 0 | 0 | 0 | 0 | 0 | 0 | 0 | 0 | 0 | 0 | 0 | 0 | 0 | 0 | 0 | 0 | 0 | 0 | 0 | 0 | 0 | 0 | 0 | 0 | 0 | 0 | 0 | 0 | 0 | 0
Commercial_Miscellaneous_Existing_Food Preparation_Natural Gas_Food Prep Other_E6_Codes & Standards Forecast | Commercial | Miscellaneous | Existing | Food Preparation | Natural Gas | Food Prep Other | E6 |  | Codes & Standards Forecast | 0 | 0 | 0 | 0 | 0 | 0 | 0 | 0 | 0 | 0 | 0 | 0 | 0 | 0 | 0 | 0 | 0 | 0 | 0 | 0 | 0 | 0 | 0 | 0 | 0 | 0 | 0 | 0 | 0 | 0 | 0 | 0 | 0 | 0 | 0 | 0 | 0 | 0 | 0 | 0 | 0 | 0 | 0 | 0 | 0 | 0 | 0 | 0 | 0 | 0 | 0
Commercial_Miscellaneous_Existing_Food Preparation_Natural Gas_Food Prep Other_E7_Codes & Standards Forecast | Commercial | Miscellaneous | Existing | Food Preparation | Natural Gas | Food Prep Other | E7 |  | Codes & Standards Forecast | 0 | 0 | 0 | 0 | 0 | 0 | 0 | 0 | 0 | 0 | 0 | 0 | 0 | 0 | 0 | 0 | 0 | 0 | 0 | 0 | 0 | 0 | 0 | 0 | 0 | 0 | 0 | 0 | 0 | 0 | 0 | 0 | 0 | 0 | 0 | 0 | 0 | 0 | 0 | 0 | 0 | 0 | 0 | 0 | 0 | 0 | 0 | 0 | 0 | 0 | 0
Commercial_Miscellaneous_Existing_Food Preparation_Natural Gas_Food Prep Other_E8_Codes & Standards Forecast | Commercial | Miscellaneous | Existing | Food Preparation | Natural Gas | Food Prep Other | E8 |  | Codes & Standards Forecast | 0 | 0 | 0 | 0 | 0 | 0 | 0 | 0 | 0 | 0 | 0 | 0 | 0 | 0 | 0 | 0 | 0 | 0 | 0 | 0 | 0 | 0 | 0 | 0 | 0 | 0 | 0 | 0 | 0 | 0 | 0 | 0 | 0 | 0 | 0 | 0 | 0 | 0 | 0 | 0 | 0 | 0 | 0 | 0 | 0 | 0 | 0 | 0 | 0 | 0 | 0
Commercial_Miscellaneous_Existing_Food Preparation_Natural Gas_Food Prep Other_E9_Codes & Standards Forecast | Commercial | Miscellaneous | Existing | Food Preparation | Natural Gas | Food Prep Other | E9 |  | Codes & Standards Forecast | 0 | 0 | 0 | 0 | 0 | 0 | 0 | 0 | 0 | 0 | 0 | 0 | 0 | 0 | 0 | 0 | 0 | 0 | 0 | 0 | 0 | 0 | 0 | 0 | 0 | 0 | 0 | 0 | 0 | 0 | 0 | 0 | 0 | 0 | 0 | 0 | 0 | 0 | 0 | 0 | 0 | 0 | 0 | 0 | 0 | 0 | 0 | 0 | 0 | 0 | 0
Commercial_Miscellaneous_Existing_Food Preparation_Natural Gas_Food Prep Other_E10_Codes & Standards Forecast | Commercial | Miscellaneous | Existing | Food Preparation | Natural Gas | Food Prep Other | E10 |  | Codes & Standards Forecast | 0 | 0 | 0 | 0 | 0 | 0 | 0 | 0 | 0 | 0 | 0 | 0 | 0 | 0 | 0 | 0 | 0 | 0 | 0 | 0 | 0 | 0 | 0 | 0 | 0 | 0 | 0 | 0 | 0 | 0 | 0 | 0 | 0 | 0 | 0 | 0 | 0 | 0 | 0 | 0 | 0 | 0 | 0 | 0 | 0 | 0 | 0 | 0 | 0 | 0 | 0
Commercial_Miscellaneous_Existing_Food Preparation_Natural Gas_Food Prep Other_Vintage_Codes & Standards Forecast | Commercial | Miscellaneous | Existing | Food Preparation | Natural Gas | Food Prep Other | Vintage |  | Codes & Standards Forecast | 0 | 0 | 0 | 0 | 0 | 0 | 0 | 0 | 0 | 0 | 0 | 0 | 0 | 0 | 0 | 0 | 0 | 0 | 0 | 0 | 0 | 0 | 0 | 0 | 0 | 0 | 0 | 0 | 0 | 0 | 0 | 0 | 0 | 0 | 0 | 0 | 0 | 0 | 0 | 0 | 0 | 0 | 0 | 0 | 0 | 0 | 0 | 0 | 0 | 0 | 0
Commercial_Miscellaneous_Existing_Miscellaneous_Natural Gas_Pool Heater_E1_Codes & Standards Forecast | Commercial | Miscellaneous | Existing | Miscellaneous | Natural Gas | Pool Heater | E1 |  | Codes & Standards Forecast | 0 | 1585.9654 | 3629.0667 | 6021.3535 | 9286.817 | 12210.6489 | 14535.0213 | 16382.4964 | 17848.2598 | 19008.678 | 19924.9408 | 20646.4846 | 21212.9089 | 21655.7072 | 21999.6476 | 22264.6719 | 22466.5077 | 22618.4526 | 22731.3338 | 22813.4084 | 22870.4983 | 22907.0109 | 22926.8368 | 22933.2011 | 22928.6925 | 22915.5705 | 22895.5671 | 22870.1233 | 22840.2727 | 22806.9028 | 22770.589 | 22731.9796 | 23049.1612 | 0 | 0 | 0 | 0 | 0 | 0 | 0 | 0 | 0 | 0 | 0 | 0 | 0 | 0 | 0 | 0 | 0 | 0
Commercial_Miscellaneous_Existing_Miscellaneous_Natural Gas_Pool Heater_E2_Codes & Standards Forecast | Commercial | Miscellaneous | Existing | Miscellaneous | Natural Gas | Pool Heater | E2 |  | Codes & Standards Forecast | 0 | 0 | 0 | 0 | 0 | 0 | 0 | 0 | 0 | 0 | 0 | 0 | 0 | 0 | 0 | 0 | 0 | 0 | 0 | 0 | 0 | 0 | 0 | 0 | 0 | 0 | 0 | 0 | 0 | 0 | 0 | 0 | 0 | 0 | 0 | 0 | 0 | 0 | 0 | 0 | 0 | 0 | 0 | 0 | 0 | 0 | 0 | 0 | 0 | 0 | 0
Commercial_Miscellaneous_Existing_Miscellaneous_Natural Gas_Pool Heater_E3_Codes & Standards Forecast | Commercial | Miscellaneous | Existing | Miscellaneous | Natural Gas | Pool Heater | E3 |  | Codes & Standards Forecast | 0 | 0 | 0 | 0 | 0 | 0 | 0 | 0 | 0 | 0 | 0 | 0 | 0 | 0 | 0 | 0 | 0 | 0 | 0 | 0 | 0 | 0 | 0 | 0 | 0 | 0 | 0 | 0 | 0 | 0 | 0 | 0 | 0 | 0 | 0 | 0 | 0 | 0 | 0 | 0 | 0 | 0 | 0 | 0 | 0 | 0 | 0 | 0 | 0 | 0 | 0
Commercial_Miscellaneous_Existing_Miscellaneous_Natural Gas_Pool Heater_E4_Codes & Standards Forecast | Commercial | Miscellaneous | Existing | Miscellaneous | Natural Gas | Pool Heater | E4 |  | Codes & Standards Forecast | 0 | 0 | 0 | 0 | 0 | 0 | 0 | 0 | 0 | 0 | 0 | 0 | 0 | 0 | 0 | 0 | 0 | 0 | 0 | 0 | 0 | 0 | 0 | 0 | 0 | 0 | 0 | 0 | 0 | 0 | 0 | 0 | 0 | 0 | 0 | 0 | 0 | 0 | 0 | 0 | 0 | 0 | 0 | 0 | 0 | 0 | 0 | 0 | 0 | 0 | 0
Commercial_Miscellaneous_Existing_Miscellaneous_Natural Gas_Pool Heater_E5_Codes & Standards Forecast | Commercial | Miscellaneous | Existing | Miscellaneous | Natural Gas | Pool Heater | E5 |  | Codes & Standards Forecast | 0 | 0 | 0 | 0 | 0 | 0 | 0 | 0 | 0 | 0 | 0 | 0 | 0 | 0 | 0 | 0 | 0 | 0 | 0 | 0 | 0 | 0 | 0 | 0 | 0 | 0 | 0 | 0 | 0 | 0 | 0 | 0 | 0 | 0 | 0 | 0 | 0 | 0 | 0 | 0 | 0 | 0 | 0 | 0 | 0 | 0 | 0 | 0 | 0 | 0 | 0
Commercial_Miscellaneous_Existing_Miscellaneous_Natural Gas_Pool Heater_E6_Codes & Standards Forecast | Commercial | Miscellaneous | Existing | Miscellaneous | Natural Gas | Pool Heater | E6 |  | Codes & Standards Forecast | 0 | 0 | 0 | 0 | 0 | 0 | 0 | 0 | 0 | 0 | 0 | 0 | 0 | 0 | 0 | 0 | 0 | 0 | 0 | 0 | 0 | 0 | 0 | 0 | 0 | 0 | 0 | 0 | 0 | 0 | 0 | 0 | 0 | 0 | 0 | 0 | 0 | 0 | 0 | 0 | 0 | 0 | 0 | 0 | 0 | 0 | 0 | 0 | 0 | 0 | 0
Commercial_Miscellaneous_Existing_Miscellaneous_Natural Gas_Pool Heater_E7_Codes & Standards Forecast | Commercial | Miscellaneous | Existing | Miscellaneous | Natural Gas | Pool Heater | E7 |  | Codes & Standards Forecast | 0 | 0 | 0 | 0 | 0 | 0 | 0 | 0 | 0 | 0 | 0 | 0 | 0 | 0 | 0 | 0 | 0 | 0 | 0 | 0 | 0 | 0 | 0 | 0 | 0 | 0 | 0 | 0 | 0 | 0 | 0 | 0 | 0 | 0 | 0 | 0 | 0 | 0 | 0 | 0 | 0 | 0 | 0 | 0 | 0 | 0 | 0 | 0 | 0 | 0 | 0
Commercial_Miscellaneous_Existing_Miscellaneous_Natural Gas_Pool Heater_E8_Codes & Standards Forecast | Commercial | Miscellaneous | Existing | Miscellaneous | Natural Gas | Pool Heater | E8 |  | Codes & Standards Forecast | 0 | 0 | 0 | 0 | 0 | 0 | 0 | 0 | 0 | 0 | 0 | 0 | 0 | 0 | 0 | 0 | 0 | 0 | 0 | 0 | 0 | 0 | 0 | 0 | 0 | 0 | 0 | 0 | 0 | 0 | 0 | 0 | 0 | 0 | 0 | 0 | 0 | 0 | 0 | 0 | 0 | 0 | 0 | 0 | 0 | 0 | 0 | 0 | 0 | 0 | 0
Commercial_Miscellaneous_Existing_Miscellaneous_Natural Gas_Pool Heater_E9_Codes & Standards Forecast | Commercial | Miscellaneous | Existing | Miscellaneous | Natural Gas | Pool Heater | E9 |  | Codes & Standards Forecast | 0 | 0 | 0 | 0 | 0 | 0 | 0 | 0 | 0 | 0 | 0 | 0 | 0 | 0 | 0 | 0 | 0 | 0 | 0 | 0 | 0 | 0 | 0 | 0 | 0 | 0 | 0 | 0 | 0 | 0 | 0 | 0 | 0 | 0 | 0 | 0 | 0 | 0 | 0 | 0 | 0 | 0 | 0 | 0 | 0 | 0 | 0 | 0 | 0 | 0 | 0
Commercial_Miscellaneous_Existing_Miscellaneous_Natural Gas_Pool Heater_E10_Codes & Standards Forecast | Commercial | Miscellaneous | Existing | Miscellaneous | Natural Gas | Pool Heater | E10 |  | Codes & Standards Forecast | 0 | 0 | 0 | 0 | 0 | 0 | 0 | 0 | 0 | 0 | 0 | 0 | 0 | 0 | 0 | 0 | 0 | 0 | 0 | 0 | 0 | 0 | 0 | 0 | 0 | 0 | 0 | 0 | 0 | 0 | 0 | 0 | 0 | 0 | 0 | 0 | 0 | 0 | 0 | 0 | 0 | 0 | 0 | 0 | 0 | 0 | 0 | 0 | 0 | 0 | 0
Commercial_Miscellaneous_Existing_Miscellaneous_Natural Gas_Pool Heater_Vintage_Codes & Standards Forecast | Commercial | Miscellaneous | Existing | Miscellaneous | Natural Gas | Pool Heater | Vintage |  | Codes & Standards Forecast | 23911.1349 | 22203.5151 | 20038.7593 | 17499.5586 | 14783.6772 | 11795.1578 | 9413.6791 | 7514.7689 | 5999.3144 | 4789.5128 | 3823.6195 | 3052.5116 | 2436.9456 | 1945.5504 | 1553.2512 | 1240.0598 | 990.013 | 790.4009 | 631.0659 | 503.8779 | 402.3338 | 321.2506 | 256.5035 | 204.8015 | 163.5169 | 130.5525 | 104.232 | 83.2172 | 66.4385 | 53.0423 | 42.3466 | 33.8072 | 27.0458 | 0 | 0 | 0 | 0 | 0 | 0 | 0 | 0 | 0 | 0 | 0 | 0 | 0 | 0 | 0 | 0 | 0 | 0
Commercial_Miscellaneous_Existing_Miscellaneous_Natural Gas_Miscellaneous_E1_Codes & Standards Forecast | Commercial | Miscellaneous | Existing | Miscellaneous | Natural Gas | Miscellaneous | E1 |  | Codes & Standards Forecast | 0 | 167842.7978 | 365775.5377 | 588155.6848 | 825950.7296 | 988336.9419 | 1126740.9575 | 1244709.171 | 1345096.2326 | 1430392.5507 | 1502750.6794 | 1564057.7605 | 1615937.2084 | 1659767.5924 | 1696698.9723 | 1727728.9083 | 1753695.7316 | 1775375.3542 | 1793446.4586 | 1808456.8769 | 1820813.4195 | 1830846.9545 | 1838872.9788 | 1845171.7753 | 1849984.5251 | 1853533.2804 | 1856001.5792 | 1857550.9421 | 1858309.6283 | 1858392.5919 | 1857887.1684 | 1856883.9471 | 1884866.6893 | 0 | 0 | 0 | 0 | 0 | 0 | 0 | 0 | 0 | 0 | 0 | 0 | 0 | 0 | 0 | 0 | 0 | 0
Commercial_Miscellaneous_Existing_Miscellaneous_Natural Gas_Miscellaneous_E2_Codes & Standards Forecast | Commercial | Miscellaneous | Existing | Miscellaneous | Natural Gas | Miscellaneous | E2 |  | Codes & Standards Forecast | 0 | 0 | 0 | 0 | 0 | 0 | 0 | 0 | 0 | 0 | 0 | 0 | 0 | 0 | 0 | 0 | 0 | 0 | 0 | 0 | 0 | 0 | 0 | 0 | 0 | 0 | 0 | 0 | 0 | 0 | 0 | 0 | 0 | 0 | 0 | 0 | 0 | 0 | 0 | 0 | 0 | 0 | 0 | 0 | 0 | 0 | 0 | 0 | 0 | 0 | 0
Commercial_Miscellaneous_Existing_Miscellaneous_Natural Gas_Miscellaneous_E3_Codes & Standards Forecast | Commercial | Miscellaneous | Existing | Miscellaneous | Natural Gas | Miscellaneous | E3 |  | Codes & Standards Forecast | 0 | 0 | 0 | 0 | 0 | 0 | 0 | 0 | 0 | 0 | 0 | 0 | 0 | 0 | 0 | 0 | 0 | 0 | 0 | 0 | 0 | 0 | 0 | 0 | 0 | 0 | 0 | 0 | 0 | 0 | 0 | 0 | 0 | 0 | 0 | 0 | 0 | 0 | 0 | 0 | 0 | 0 | 0 | 0 | 0 | 0 | 0 | 0 | 0 | 0 | 0
Commercial_Miscellaneous_Existing_Miscellaneous_Natural Gas_Miscellaneous_E4_Codes & Standards Forecast | Commercial | Miscellaneous | Existing | Miscellaneous | Natural Gas | Miscellaneous | E4 |  | Codes & Standards Forecast | 0 | 0 | 0 | 0 | 0 | 0 | 0 | 0 | 0 | 0 | 0 | 0 | 0 | 0 | 0 | 0 | 0 | 0 | 0 | 0 | 0 | 0 | 0 | 0 | 0 | 0 | 0 | 0 | 0 | 0 | 0 | 0 | 0 | 0 | 0 | 0 | 0 | 0 | 0 | 0 | 0 | 0 | 0 | 0 | 0 | 0 | 0 | 0 | 0 | 0 | 0
Commercial_Miscellaneous_Existing_Miscellaneous_Natural Gas_Miscellaneous_E5_Codes & Standards Forecast | Commercial | Miscellaneous | Existing | Miscellaneous | Natural Gas | Miscellaneous | E5 |  | Codes & Standards Forecast | 0 | 0 | 0 | 0 | 0 | 0 | 0 | 0 | 0 | 0 | 0 | 0 | 0 | 0 | 0 | 0 | 0 | 0 | 0 | 0 | 0 | 0 | 0 | 0 | 0 | 0 | 0 | 0 | 0 | 0 | 0 | 0 | 0 | 0 | 0 | 0 | 0 | 0 | 0 | 0 | 0 | 0 | 0 | 0 | 0 | 0 | 0 | 0 | 0 | 0 | 0
Commercial_Miscellaneous_Existing_Miscellaneous_Natural Gas_Miscellaneous_E6_Codes & Standards Forecast | Commercial | Miscellaneous | Existing | Miscellaneous | Natural Gas | Miscellaneous | E6 |  | Codes & Standards Forecast | 0 | 0 | 0 | 0 | 0 | 0 | 0 | 0 | 0 | 0 | 0 | 0 | 0 | 0 | 0 | 0 | 0 | 0 | 0 | 0 | 0 | 0 | 0 | 0 | 0 | 0 | 0 | 0 | 0 | 0 | 0 | 0 | 0 | 0 | 0 | 0 | 0 | 0 | 0 | 0 | 0 | 0 | 0 | 0 | 0 | 0 | 0 | 0 | 0 | 0 | 0
Commercial_Miscellaneous_Existing_Miscellaneous_Natural Gas_Miscellaneous_E7_Codes & Standards Forecast | Commercial | Miscellaneous | Existing | Miscellaneous | Natural Gas | Miscellaneous | E7 |  | Codes & Standards Forecast | 0 | 0 | 0 | 0 | 0 | 0 | 0 | 0 | 0 | 0 | 0 | 0 | 0 | 0 | 0 | 0 | 0 | 0 | 0 | 0 | 0 | 0 | 0 | 0 | 0 | 0 | 0 | 0 | 0 | 0 | 0 | 0 | 0 | 0 | 0 | 0 | 0 | 0 | 0 | 0 | 0 | 0 | 0 | 0 | 0 | 0 | 0 | 0 | 0 | 0 | 0
Commercial_Miscellaneous_Existing_Miscellaneous_Natural Gas_Miscellaneous_E8_Codes & Standards Forecast | Commercial | Miscellaneous | Existing | Miscellaneous | Natural Gas | Miscellaneous | E8 |  | Codes & Standards Forecast | 0 | 0 | 0 | 0 | 0 | 0 | 0 | 0 | 0 | 0 | 0 | 0 | 0 | 0 | 0 | 0 | 0 | 0 | 0 | 0 | 0 | 0 | 0 | 0 | 0 | 0 | 0 | 0 | 0 | 0 | 0 | 0 | 0 | 0 | 0 | 0 | 0 | 0 | 0 | 0 | 0 | 0 | 0 | 0 | 0 | 0 | 0 | 0 | 0 | 0 | 0
Commercial_Miscellaneous_Existing_Miscellaneous_Natural Gas_Miscellaneous_E9_Codes & Standards Forecast | Commercial | Miscellaneous | Existing | Miscellaneous | Natural Gas | Miscellaneous | E9 |  | Codes & Standards Forecast | 0 | 0 | 0 | 0 | 0 | 0 | 0 | 0 | 0 | 0 | 0 | 0 | 0 | 0 | 0 | 0 | 0 | 0 | 0 | 0 | 0 | 0 | 0 | 0 | 0 | 0 | 0 | 0 | 0 | 0 | 0 | 0 | 0 | 0 | 0 | 0 | 0 | 0 | 0 | 0 | 0 | 0 | 0 | 0 | 0 | 0 | 0 | 0 | 0 | 0 | 0
Commercial_Miscellaneous_Existing_Miscellaneous_Natural Gas_Miscellaneous_E10_Codes & Standards Forecast | Commercial | Miscellaneous | Existing | Miscellaneous | Natural Gas | Miscellaneous | E10 |  | Codes & Standards Forecast | 0 | 0 | 0 | 0 | 0 | 0 | 0 | 0 | 0 | 0 | 0 | 0 | 0 | 0 | 0 | 0 | 0 | 0 | 0 | 0 | 0 | 0 | 0 | 0 | 0 | 0 | 0 | 0 | 0 | 0 | 0 | 0 | 0 | 0 | 0 | 0 | 0 | 0 | 0 | 0 | 0 | 0 | 0 | 0 | 0 | 0 | 0 | 0 | 0 | 0 | 0
Commercial_Miscellaneous_Existing_Miscellaneous_Natural Gas_Miscellaneous_Vintage_Codes & Standards Forecast | Commercial | Miscellaneous | Existing | Miscellaneous | Natural Gas | Miscellaneous | Vintage |  | Codes & Standards Forecast | 1968179.6276 | 1790323.1761 | 1582376.7825 | 1347903.8151 | 1155346.1272 | 987635.3366 | 844530.7659 | 722328.8156 | 617851.5711 | 528490.3962 | 452047.0649 | 386660.2514 | 330735.8417 | 282905.3398 | 241993.4294 | 206998.7467 | 177063.5728 | 151460.3599 | 129565.5375 | 110841.722 | 94826.0602 | 81123.8191 | 69400.2287 | 59369.5786 | 50787.4959 | 43445.2597 | 37163.9423 | 31790.4623 | 27193.6118 | 23261.2231 | 19897.1901 | 17019.4864 | 14588.1312 | 0 | 0 | 0 | 0 | 0 | 0 | 0 | 0 | 0 | 0 | 0 | 0 | 0 | 0 | 0 | 0 | 0 | 0
Commercial_Miscellaneous_New_Space Heating_Natural Gas_Furnace_E1_Codes & Standards Forecast | Commercial | Miscellaneous | New | Space Heating | Natural Gas | Furnace | E1 |  | Codes & Standards Forecast | 0 | 0 | 0 | 0 | 0 | 0 | 0 | 0 | 0 | 0 | 0 | 0 | 0 | 0 | 0 | 0 | 0 | 0 | 0 | 0 | 0 | 0 | 0 | 0 | 0 | 0 | 0 | 0 | 0 | 0 | 0 | 0 | 0 | 0 | 0 | 0 | 0 | 0 | 0 | 0 | 0 | 0 | 0 | 0 | 0 | 0 | 0 | 0 | 0 | 0 | 0
Commercial_Miscellaneous_New_Space Heating_Natural Gas_Furnace_E2_Codes & Standards Forecast | Commercial | Miscellaneous | New | Space Heating | Natural Gas | Furnace | E2 |  | Codes & Standards Forecast | 0 | 0 | 0 | 0 | 0 | 0 | 0 | 0 | 0 | 0 | 0 | 0 | 0 | 0 | 0 | 0 | 0 | 0 | 0 | 0 | 0 | 0 | 0 | 0 | 0 | 0 | 0 | 0 | 0 | 0 | 0 | 0 | 0 | 0 | 0 | 0 | 0 | 0 | 0 | 0 | 0 | 0 | 0 | 0 | 0 | 0 | 0 | 0 | 0 | 0 | 0
Commercial_Miscellaneous_New_Space Heating_Natural Gas_Furnace_E3_Codes & Standards Forecast | Commercial | Miscellaneous | New | Space Heating | Natural Gas | Furnace | E3 |  | Codes & Standards Forecast | 0 | 0 | 0 | 0 | 0 | 0 | 0 | 0 | 0 | 0 | 0 | 0 | 0 | 0 | 0 | 0 | 0 | 0 | 0 | 0 | 0 | 0 | 0 | 0 | 0 | 0 | 0 | 0 | 0 | 0 | 0 | 0 | 0 | 0 | 0 | 0 | 0 | 0 | 0 | 0 | 0 | 0 | 0 | 0 | 0 | 0 | 0 | 0 | 0 | 0 | 0
Commercial_Miscellaneous_New_Space Heating_Natural Gas_Furnace_E4_Codes & Standards Forecast | Commercial | Miscellaneous | New | Space Heating | Natural Gas | Furnace | E4 |  | Codes & Standards Forecast | 0 | 0 | 0 | 0 | 0 | 0 | 0 | 0 | 0 | 0 | 0 | 0 | 0 | 0 | 0 | 0 | 0 | 0 | 0 | 0 | 0 | 0 | 0 | 0 | 0 | 0 | 0 | 0 | 0 | 0 | 0 | 0 | 0 | 0 | 0 | 0 | 0 | 0 | 0 | 0 | 0 | 0 | 0 | 0 | 0 | 0 | 0 | 0 | 0 | 0 | 0
Commercial_Miscellaneous_New_Space Heating_Natural Gas_Furnace_E5_Codes & Standards Forecast | Commercial | Miscellaneous | New | Space Heating | Natural Gas | Furnace | E5 |  | Codes & Standards Forecast | 0 | 0 | 0 | 0 | 0 | 0 | 0 | 0 | 0 | 0 | 0 | 0 | 0 | 0 | 0 | 0 | 0 | 0 | 0 | 0 | 0 | 0 | 0 | 0 | 0 | 0 | 0 | 0 | 0 | 0 | 0 | 0 | 0 | 0 | 0 | 0 | 0 | 0 | 0 | 0 | 0 | 0 | 0 | 0 | 0 | 0 | 0 | 0 | 0 | 0 | 0
Commercial_Miscellaneous_New_Space Heating_Natural Gas_Furnace_E6_Codes & Standards Forecast | Commercial | Miscellaneous | New | Space Heating | Natural Gas | Furnace | E6 |  | Codes & Standards Forecast | 0 | 0 | 0 | 0 | 0 | 0 | 0 | 0 | 0 | 0 | 0 | 0 | 0 | 0 | 0 | 0 | 0 | 0 | 0 | 0 | 0 | 0 | 0 | 0 | 0 | 0 | 0 | 0 | 0 | 0 | 0 | 0 | 0 | 0 | 0 | 0 | 0 | 0 | 0 | 0 | 0 | 0 | 0 | 0 | 0 | 0 | 0 | 0 | 0 | 0 | 0
Commercial_Miscellaneous_New_Space Heating_Natural Gas_Furnace_E7_Codes & Standards Forecast | Commercial | Miscellaneous | New | Space Heating | Natural Gas | Furnace | E7 |  | Codes & Standards Forecast | 0 | 0 | 0 | 0 | 0 | 0 | 0 | 0 | 0 | 0 | 0 | 0 | 0 | 0 | 0 | 0 | 0 | 0 | 0 | 0 | 0 | 0 | 0 | 0 | 0 | 0 | 0 | 0 | 0 | 0 | 0 | 0 | 0 | 0 | 0 | 0 | 0 | 0 | 0 | 0 | 0 | 0 | 0 | 0 | 0 | 0 | 0 | 0 | 0 | 0 | 0
Commercial_Miscellaneous_New_Space Heating_Natural Gas_Furnace_E8_Codes & Standards Forecast | Commercial | Miscellaneous | New | Space Heating | Natural Gas | Furnace | E8 |  | Codes & Standards Forecast | 0 | 0 | 0 | 0 | 0 | 0 | 0 | 0 | 0 | 0 | 0 | 0 | 0 | 0 | 0 | 0 | 0 | 0 | 0 | 0 | 0 | 0 | 0 | 0 | 0 | 0 | 0 | 0 | 0 | 0 | 0 | 0 | 0 | 0 | 0 | 0 | 0 | 0 | 0 | 0 | 0 | 0 | 0 | 0 | 0 | 0 | 0 | 0 | 0 | 0 | 0
Commercial_Miscellaneous_New_Space Heating_Natural Gas_Furnace_E9_Codes & Standards Forecast | Commercial | Miscellaneous | New | Space Heating | Natural Gas | Furnace | E9 |  | Codes & Standards Forecast | 0 | 0 | 0 | 0 | 0 | 0 | 0 | 0 | 0 | 0 | 0 | 0 | 0 | 0 | 0 | 0 | 0 | 0 | 0 | 0 | 0 | 0 | 0 | 0 | 0 | 0 | 0 | 0 | 0 | 0 | 0 | 0 | 0 | 0 | 0 | 0 | 0 | 0 | 0 | 0 | 0 | 0 | 0 | 0 | 0 | 0 | 0 | 0 | 0 | 0 | 0
Commercial_Miscellaneous_New_Space Heating_Natural Gas_Furnace_E10_Codes & Standards Forecast | Commercial | Miscellaneous | New | Space Heating | Natural Gas | Furnace | E10 |  | Codes & Standards Forecast | 0 | 0 | 0 | 0 | 0 | 0 | 0 | 0 | 0 | 0 | 0 | 0 | 0 | 0 | 0 | 0 | 0 | 0 | 0 | 0 | 0 | 0 | 0 | 0 | 0 | 0 | 0 | 0 | 0 | 0 | 0 | 0 | 0 | 0 | 0 | 0 | 0 | 0 | 0 | 0 | 0 | 0 | 0 | 0 | 0 | 0 | 0 | 0 | 0 | 0 | 0
Commercial_Miscellaneous_New_Space Heating_Natural Gas_Furnace_Vintage_Codes & Standards Forecast | Commercial | Miscellaneous | New | Space Heating | Natural Gas | Furnace | Vintage |  | Codes & Standards Forecast | 0 | 0 | 0 | 0 | 0 | 0 | 0 | 0 | 0 | 0 | 0 | 0 | 0 | 0 | 0 | 0 | 0 | 0 | 0 | 0 | 0 | 0 | 0 | 0 | 0 | 0 | 0 | 0 | 0 | 0 | 0 | 0 | 0 | 0 | 0 | 0 | 0 | 0 | 0 | 0 | 0 | 0 | 0 | 0 | 0 | 0 | 0 | 0 | 0 | 0 | 0
Commercial_Miscellaneous_New_Space Heating_Natural Gas_Boiler_E1_Codes & Standards Forecast | Commercial | Miscellaneous | New | Space Heating | Natural Gas | Boiler | E1 |  | Codes & Standards Forecast | 0 | 0 | 0 | 0 | 0 | 0 | 0 | 0 | 0 | 0 | 0 | 0 | 0 | 0 | 0 | 0 | 0 | 0 | 0 | 0 | 0 | 0 | 0 | 0 | 0 | 0 | 0 | 0 | 0 | 0 | 0 | 0 | 0 | 0 | 0 | 0 | 0 | 0 | 0 | 0 | 0 | 0 | 0 | 0 | 0 | 0 | 0 | 0 | 0 | 0 | 0
Commercial_Miscellaneous_New_Space Heating_Natural Gas_Boiler_E2_Codes & Standards Forecast | Commercial | Miscellaneous | New | Space Heating | Natural Gas | Boiler | E2 |  | Codes & Standards Forecast | 0 | 0 | 0 | 0 | 0 | 0 | 0 | 0 | 0 | 0 | 0 | 0 | 0 | 0 | 0 | 0 | 0 | 0 | 0 | 0 | 0 | 0 | 0 | 0 | 0 | 0 | 0 | 0 | 0 | 0 | 0 | 0 | 0 | 0 | 0 | 0 | 0 | 0 | 0 | 0 | 0 | 0 | 0 | 0 | 0 | 0 | 0 | 0 | 0 | 0 | 0
Commercial_Miscellaneous_New_Space Heating_Natural Gas_Boiler_E3_Codes & Standards Forecast | Commercial | Miscellaneous | New | Space Heating | Natural Gas | Boiler | E3 |  | Codes & Standards Forecast | 0 | 0 | 0 | 0 | 0 | 0 | 0 | 0 | 0 | 0 | 0 | 0 | 0 | 0 | 0 | 0 | 0 | 0 | 0 | 0 | 0 | 0 | 0 | 0 | 0 | 0 | 0 | 0 | 0 | 0 | 0 | 0 | 0 | 0 | 0 | 0 | 0 | 0 | 0 | 0 | 0 | 0 | 0 | 0 | 0 | 0 | 0 | 0 | 0 | 0 | 0
Commercial_Miscellaneous_New_Space Heating_Natural Gas_Boiler_E4_Codes & Standards Forecast | Commercial | Miscellaneous | New | Space Heating | Natural Gas | Boiler | E4 |  | Codes & Standards Forecast | 0 | 0 | 0 | 0 | 0 | 0 | 0 | 0 | 0 | 0 | 0 | 0 | 0 | 0 | 0 | 0 | 0 | 0 | 0 | 0 | 0 | 0 | 0 | 0 | 0 | 0 | 0 | 0 | 0 | 0 | 0 | 0 | 0 | 0 | 0 | 0 | 0 | 0 | 0 | 0 | 0 | 0 | 0 | 0 | 0 | 0 | 0 | 0 | 0 | 0 | 0
Commercial_Miscellaneous_New_Space Heating_Natural Gas_Boiler_E5_Codes & Standards Forecast | Commercial | Miscellaneous | New | Space Heating | Natural Gas | Boiler | E5 |  | Codes & Standards Forecast | 0 | 0 | 0 | 0 | 0 | 0 | 0 | 0 | 0 | 0 | 0 | 0 | 0 | 0 | 0 | 0 | 0 | 0 | 0 | 0 | 0 | 0 | 0 | 0 | 0 | 0 | 0 | 0 | 0 | 0 | 0 | 0 | 0 | 0 | 0 | 0 | 0 | 0 | 0 | 0 | 0 | 0 | 0 | 0 | 0 | 0 | 0 | 0 | 0 | 0 | 0
Commercial_Miscellaneous_New_Space Heating_Natural Gas_Boiler_E6_Codes & Standards Forecast | Commercial | Miscellaneous | New | Space Heating | Natural Gas | Boiler | E6 |  | Codes & Standards Forecast | 0 | 0 | 0 | 0 | 0 | 0 | 0 | 0 | 0 | 0 | 0 | 0 | 0 | 0 | 0 | 0 | 0 | 0 | 0 | 0 | 0 | 0 | 0 | 0 | 0 | 0 | 0 | 0 | 0 | 0 | 0 | 0 | 0 | 0 | 0 | 0 | 0 | 0 | 0 | 0 | 0 | 0 | 0 | 0 | 0 | 0 | 0 | 0 | 0 | 0 | 0
Commercial_Miscellaneous_New_Space Heating_Natural Gas_Boiler_E7_Codes & Standards Forecast | Commercial | Miscellaneous | New | Space Heating | Natural Gas | Boiler | E7 |  | Codes & Standards Forecast | 0 | 0 | 0 | 0 | 0 | 0 | 0 | 0 | 0 | 0 | 0 | 0 | 0 | 0 | 0 | 0 | 0 | 0 | 0 | 0 | 0 | 0 | 0 | 0 | 0 | 0 | 0 | 0 | 0 | 0 | 0 | 0 | 0 | 0 | 0 | 0 | 0 | 0 | 0 | 0 | 0 | 0 | 0 | 0 | 0 | 0 | 0 | 0 | 0 | 0 | 0
Commercial_Miscellaneous_New_Space Heating_Natural Gas_Boiler_E8_Codes & Standards Forecast | Commercial | Miscellaneous | New | Space Heating | Natural Gas | Boiler | E8 |  | Codes & Standards Forecast | 0 | 0 | 0 | 0 | 0 | 0 | 0 | 0 | 0 | 0 | 0 | 0 | 0 | 0 | 0 | 0 | 0 | 0 | 0 | 0 | 0 | 0 | 0 | 0 | 0 | 0 | 0 | 0 | 0 | 0 | 0 | 0 | 0 | 0 | 0 | 0 | 0 | 0 | 0 | 0 | 0 | 0 | 0 | 0 | 0 | 0 | 0 | 0 | 0 | 0 | 0
Commercial_Miscellaneous_New_Space Heating_Natural Gas_Boiler_E9_Codes & Standards Forecast | Commercial | Miscellaneous | New | Space Heating | Natural Gas | Boiler | E9 |  | Codes & Standards Forecast | 0 | 0 | 0 | 0 | 0 | 0 | 0 | 0 | 0 | 0 | 0 | 0 | 0 | 0 | 0 | 0 | 0 | 0 | 0 | 0 | 0 | 0 | 0 | 0 | 0 | 0 | 0 | 0 | 0 | 0 | 0 | 0 | 0 | 0 | 0 | 0 | 0 | 0 | 0 | 0 | 0 | 0 | 0 | 0 | 0 | 0 | 0 | 0 | 0 | 0 | 0
Commercial_Miscellaneous_New_Space Heating_Natural Gas_Boiler_E10_Codes & Standards Forecast | Commercial | Miscellaneous | New | Space Heating | Natural Gas | Boiler | E10 |  | Codes & Standards Forecast | 0 | 0 | 0 | 0 | 0 | 0 | 0 | 0 | 0 | 0 | 0 | 0 | 0 | 0 | 0 | 0 | 0 | 0 | 0 | 0 | 0 | 0 | 0 | 0 | 0 | 0 | 0 | 0 | 0 | 0 | 0 | 0 | 0 | 0 | 0 | 0 | 0 | 0 | 0 | 0 | 0 | 0 | 0 | 0 | 0 | 0 | 0 | 0 | 0 | 0 | 0
Commercial_Miscellaneous_New_Space Heating_Natural Gas_Boiler_Vintage_Codes & Standards Forecast | Commercial | Miscellaneous | New | Space Heating | Natural Gas | Boiler | Vintage |  | Codes & Standards Forecast | 0 | 0 | 0 | 0 | 0 | 0 | 0 | 0 | 0 | 0 | 0 | 0 | 0 | 0 | 0 | 0 | 0 | 0 | 0 | 0 | 0 | 0 | 0 | 0 | 0 | 0 | 0 | 0 | 0 | 0 | 0 | 0 | 0 | 0 | 0 | 0 | 0 | 0 | 0 | 0 | 0 | 0 | 0 | 0 | 0 | 0 | 0 | 0 | 0 | 0 | 0
Commercial_Miscellaneous_New_Space Heating_Natural Gas_Unit Heater_E1_Codes & Standards Forecast | Commercial | Miscellaneous | New | Space Heating | Natural Gas | Unit Heater | E1 |  | Codes & Standards Forecast | 0 | 14.887 | 86.6923 | 132.581 | 187.4477 | 187.4477 | 187.4477 | 187.4477 | 187.4477 | 187.4477 | 187.4477 | 185.3209 | 173.2401 | 156.3297 | 133.9968 | 114.8544 | 98.4467 | 84.3829 | 67.9907 | 37.3568 | 18.6501 | 0 | 0 | 0 | 0 | 0 | 0 | 0 | 0 | 0 | 0 | 0 | 0 | 0 | 0 | 0 | 0 | 0 | 0 | 0 | 0 | 0 | 0 | 0 | 0 | 0 | 0 | 0 | 0 | 0 | 0
Commercial_Miscellaneous_New_Space Heating_Natural Gas_Unit Heater_E2_Codes & Standards Forecast | Commercial | Miscellaneous | New | Space Heating | Natural Gas | Unit Heater | E2 |  | Codes & Standards Forecast | 0 | 0 | 0 | 0 | 0 | 56.5452 | 113.3744 | 162.56 | 211.0563 | 260.6877 | 311.127 | 363.3098 | 424.6637 | 490.1758 | 561.1804 | 628.8474 | 694.061 | 755.792 | 817.9579 | 892.8888 | 955.9142 | 1019.7804 | 1065.5857 | 1111.8758 | 1158.6631 | 1205.5822 | 1252.6848 | 1299.8191 | 1347.1613 | 1394.6068 | 1442.4052 | 1490.2383 | 1510.5583 | 0 | 0 | 0 | 0 | 0 | 0 | 0 | 0 | 0 | 0 | 0 | 0 | 0 | 0 | 0 | 0 | 0 | 0
Commercial_Miscellaneous_New_Space Heating_Natural Gas_Unit Heater_E3_Codes & Standards Forecast | Commercial | Miscellaneous | New | Space Heating | Natural Gas | Unit Heater | E3 |  | Codes & Standards Forecast | 0 | 0 | 0 | 0 | 0 | 0 | 0 | 0 | 0 | 0 | 0 | 0 | 0 | 0 | 0 | 0 | 0 | 0 | 0 | 0 | 0 | 0 | 0 | 0 | 0 | 0 | 0 | 0 | 0 | 0 | 0 | 0 | 0 | 0 | 0 | 0 | 0 | 0 | 0 | 0 | 0 | 0 | 0 | 0 | 0 | 0 | 0 | 0 | 0 | 0 | 0
Commercial_Miscellaneous_New_Space Heating_Natural Gas_Unit Heater_E4_Codes & Standards Forecast | Commercial | Miscellaneous | New | Space Heating | Natural Gas | Unit Heater | E4 |  | Codes & Standards Forecast | 0 | 0 | 0 | 0 | 0 | 0 | 0 | 0 | 0 | 0 | 0 | 0 | 0 | 0 | 0 | 0 | 0 | 0 | 0 | 0 | 0 | 0 | 0 | 0 | 0 | 0 | 0 | 0 | 0 | 0 | 0 | 0 | 0 | 0 | 0 | 0 | 0 | 0 | 0 | 0 | 0 | 0 | 0 | 0 | 0 | 0 | 0 | 0 | 0 | 0 | 0
Commercial_Miscellaneous_New_Space Heating_Natural Gas_Unit Heater_E5_Codes & Standards Forecast | Commercial | Miscellaneous | New | Space Heating | Natural Gas | Unit Heater | E5 |  | Codes & Standards Forecast | 0 | 0 | 0 | 0 | 0 | 0 | 0 | 0 | 0 | 0 | 0 | 0 | 0 | 0 | 0 | 0 | 0 | 0 | 0 | 0 | 0 | 0 | 0 | 0 | 0 | 0 | 0 | 0 | 0 | 0 | 0 | 0 | 0 | 0 | 0 | 0 | 0 | 0 | 0 | 0 | 0 | 0 | 0 | 0 | 0 | 0 | 0 | 0 | 0 | 0 | 0
Commercial_Miscellaneous_New_Space Heating_Natural Gas_Unit Heater_E6_Codes & Standards Forecast | Commercial | Miscellaneous | New | Space Heating | Natural Gas | Unit Heater | E6 |  | Codes & Standards Forecast | 0 | 0 | 0 | 0 | 0 | 0 | 0 | 0 | 0 | 0 | 0 | 0 | 0 | 0 | 0 | 0 | 0 | 0 | 0 | 0 | 0 | 0 | 0 | 0 | 0 | 0 | 0 | 0 | 0 | 0 | 0 | 0 | 0 | 0 | 0 | 0 | 0 | 0 | 0 | 0 | 0 | 0 | 0 | 0 | 0 | 0 | 0 | 0 | 0 | 0 | 0
Commercial_Miscellaneous_New_Space Heating_Natural Gas_Unit Heater_E7_Codes & Standards Forecast | Commercial | Miscellaneous | New | Space Heating | Natural Gas | Unit Heater | E7 |  | Codes & Standards Forecast | 0 | 0 | 0 | 0 | 0 | 0 | 0 | 0 | 0 | 0 | 0 | 0 | 0 | 0 | 0 | 0 | 0 | 0 | 0 | 0 | 0 | 0 | 0 | 0 | 0 | 0 | 0 | 0 | 0 | 0 | 0 | 0 | 0 | 0 | 0 | 0 | 0 | 0 | 0 | 0 | 0 | 0 | 0 | 0 | 0 | 0 | 0 | 0 | 0 | 0 | 0
Commercial_Miscellaneous_New_Space Heating_Natural Gas_Unit Heater_E8_Codes & Standards Forecast | Commercial | Miscellaneous | New | Space Heating | Natural Gas | Unit Heater | E8 |  | Codes & Standards Forecast | 0 | 0 | 0 | 0 | 0 | 0 | 0 | 0 | 0 | 0 | 0 | 0 | 0 | 0 | 0 | 0 | 0 | 0 | 0 | 0 | 0 | 0 | 0 | 0 | 0 | 0 | 0 | 0 | 0 | 0 | 0 | 0 | 0 | 0 | 0 | 0 | 0 | 0 | 0 | 0 | 0 | 0 | 0 | 0 | 0 | 0 | 0 | 0 | 0 | 0 | 0
Commercial_Miscellaneous_New_Space Heating_Natural Gas_Unit Heater_E9_Codes & Standards Forecast | Commercial | Miscellaneous | New | Space Heating | Natural Gas | Unit Heater | E9 |  | Codes & Standards Forecast | 0 | 0 | 0 | 0 | 0 | 0 | 0 | 0 | 0 | 0 | 0 | 0 | 0 | 0 | 0 | 0 | 0 | 0 | 0 | 0 | 0 | 0 | 0 | 0 | 0 | 0 | 0 | 0 | 0 | 0 | 0 | 0 | 0 | 0 | 0 | 0 | 0 | 0 | 0 | 0 | 0 | 0 | 0 | 0 | 0 | 0 | 0 | 0 | 0 | 0 | 0
Commercial_Miscellaneous_New_Space Heating_Natural Gas_Unit Heater_E10_Codes & Standards Forecast | Commercial | Miscellaneous | New | Space Heating | Natural Gas | Unit Heater | E10 |  | Codes & Standards Forecast | 0 | 0 | 0 | 0 | 0 | 0 | 0 | 0 | 0 | 0 | 0 | 0 | 0 | 0 | 0 | 0 | 0 | 0 | 0 | 0 | 0 | 0 | 0 | 0 | 0 | 0 | 0 | 0 | 0 | 0 | 0 | 0 | 0 | 0 | 0 | 0 | 0 | 0 | 0 | 0 | 0 | 0 | 0 | 0 | 0 | 0 | 0 | 0 | 0 | 0 | 0
Commercial_Miscellaneous_New_Space Heating_Natural Gas_Unit Heater_Vintage_Codes & Standards Forecast | Commercial | Miscellaneous | New | Space Heating | Natural Gas | Unit Heater | Vintage |  | Codes & Standards Forecast | 0 | 0 | 0 | 0 | 0 | 0 | 0 | 0 | 0 | 0 | 0 | 0 | 0 | 0 | 0 | 0 | 0 | 0 | 0 | 0 | 0 | 0 | 0 | 0 | 0 | 0 | 0 | 0 | 0 | 0 | 0 | 0 | 0 | 0 | 0 | 0 | 0 | 0 | 0 | 0 | 0 | 0 | 0 | 0 | 0 | 0 | 0 | 0 | 0 | 0 | 0
Commercial_Miscellaneous_New_Water Heating_Natural Gas_Water Heater_E1_Codes & Standards Forecast | Commercial | Miscellaneous | New | Water Heating | Natural Gas | Water Heater | E1 |  | Codes & Standards Forecast | 0 | 0 | 0 | 0 | 0 | 0 | 0 | 0 | 0 | 0 | 0 | 0 | 0 | 0 | 0 | 0 | 0 | 0 | 0 | 0 | 0 | 0 | 0 | 0 | 0 | 0 | 0 | 0 | 0 | 0 | 0 | 0 | 0 | 0 | 0 | 0 | 0 | 0 | 0 | 0 | 0 | 0 | 0 | 0 | 0 | 0 | 0 | 0 | 0 | 0 | 0
Commercial_Miscellaneous_New_Water Heating_Natural Gas_Water Heater_E2_Codes & Standards Forecast | Commercial | Miscellaneous | New | Water Heating | Natural Gas | Water Heater | E2 |  | Codes & Standards Forecast | 0 | 0 | 0 | 0 | 0 | 0 | 0 | 0 | 0 | 0 | 0 | 0 | 0 | 0 | 0 | 0 | 0 | 0 | 0 | 0 | 0 | 0 | 0 | 0 | 0 | 0 | 0 | 0 | 0 | 0 | 0 | 0 | 0 | 0 | 0 | 0 | 0 | 0 | 0 | 0 | 0 | 0 | 0 | 0 | 0 | 0 | 0 | 0 | 0 | 0 | 0
Commercial_Miscellaneous_New_Water Heating_Natural Gas_Water Heater_E3_Codes & Standards Forecast | Commercial | Miscellaneous | New | Water Heating | Natural Gas | Water Heater | E3 |  | Codes & Standards Forecast | 0 | 0 | 0 | 0 | 0 | 0 | 0 | 0 | 0 | 0 | 0 | 0 | 0 | 0 | 0 | 0 | 0 | 0 | 0 | 0 | 0 | 0 | 0 | 0 | 0 | 0 | 0 | 0 | 0 | 0 | 0 | 0 | 0 | 0 | 0 | 0 | 0 | 0 | 0 | 0 | 0 | 0 | 0 | 0 | 0 | 0 | 0 | 0 | 0 | 0 | 0
Commercial_Miscellaneous_New_Water Heating_Natural Gas_Water Heater_E4_Codes & Standards Forecast | Commercial | Miscellaneous | New | Water Heating | Natural Gas | Water Heater | E4 |  | Codes & Standards Forecast | 0 | 0 | 0 | 0 | 0 | 0 | 0 | 0 | 0 | 0 | 0 | 0 | 0 | 0 | 0 | 0 | 0 | 0 | 0 | 0 | 0 | 0 | 0 | 0 | 0 | 0 | 0 | 0 | 0 | 0 | 0 | 0 | 0 | 0 | 0 | 0 | 0 | 0 | 0 | 0 | 0 | 0 | 0 | 0 | 0 | 0 | 0 | 0 | 0 | 0 | 0
Commercial_Miscellaneous_New_Water Heating_Natural Gas_Water Heater_E5_Codes & Standards Forecast | Commercial | Miscellaneous | New | Water Heating | Natural Gas | Water Heater | E5 |  | Codes & Standards Forecast | 0 | 0 | 0 | 0 | 0 | 0 | 0 | 0 | 0 | 0 | 0 | 0 | 0 | 0 | 0 | 0 | 0 | 0 | 0 | 0 | 0 | 0 | 0 | 0 | 0 | 0 | 0 | 0 | 0 | 0 | 0 | 0 | 0 | 0 | 0 | 0 | 0 | 0 | 0 | 0 | 0 | 0 | 0 | 0 | 0 | 0 | 0 | 0 | 0 | 0 | 0
Commercial_Miscellaneous_New_Water Heating_Natural Gas_Water Heater_E6_Codes & Standards Forecast | Commercial | Miscellaneous | New | Water Heating | Natural Gas | Water Heater | E6 |  | Codes & Standards Forecast | 0 | 0 | 0 | 0 | 0 | 0 | 0 | 0 | 0 | 0 | 0 | 0 | 0 | 0 | 0 | 0 | 0 | 0 | 0 | 0 | 0 | 0 | 0 | 0 | 0 | 0 | 0 | 0 | 0 | 0 | 0 | 0 | 0 | 0 | 0 | 0 | 0 | 0 | 0 | 0 | 0 | 0 | 0 | 0 | 0 | 0 | 0 | 0 | 0 | 0 | 0
Commercial_Miscellaneous_New_Water Heating_Natural Gas_Water Heater_E7_Codes & Standards Forecast | Commercial | Miscellaneous | New | Water Heating | Natural Gas | Water Heater | E7 |  | Codes & Standards Forecast | 0 | 0 | 0 | 0 | 0 | 0 | 0 | 0 | 0 | 0 | 0 | 0 | 0 | 0 | 0 | 0 | 0 | 0 | 0 | 0 | 0 | 0 | 0 | 0 | 0 | 0 | 0 | 0 | 0 | 0 | 0 | 0 | 0 | 0 | 0 | 0 | 0 | 0 | 0 | 0 | 0 | 0 | 0 | 0 | 0 | 0 | 0 | 0 | 0 | 0 | 0
Commercial_Miscellaneous_New_Water Heating_Natural Gas_Water Heater_E8_Codes & Standards Forecast | Commercial | Miscellaneous | New | Water Heating | Natural Gas | Water Heater | E8 |  | Codes & Standards Forecast | 0 | 0 | 0 | 0 | 0 | 0 | 0 | 0 | 0 | 0 | 0 | 0 | 0 | 0 | 0 | 0 | 0 | 0 | 0 | 0 | 0 | 0 | 0 | 0 | 0 | 0 | 0 | 0 | 0 | 0 | 0 | 0 | 0 | 0 | 0 | 0 | 0 | 0 | 0 | 0 | 0 | 0 | 0 | 0 | 0 | 0 | 0 | 0 | 0 | 0 | 0
Commercial_Miscellaneous_New_Water Heating_Natural Gas_Water Heater_E9_Codes & Standards Forecast | Commercial | Miscellaneous | New | Water Heating | Natural Gas | Water Heater | E9 |  | Codes & Standards Forecast | 0 | 0 | 0 | 0 | 0 | 0 | 0 | 0 | 0 | 0 | 0 | 0 | 0 | 0 | 0 | 0 | 0 | 0 | 0 | 0 | 0 | 0 | 0 | 0 | 0 | 0 | 0 | 0 | 0 | 0 | 0 | 0 | 0 | 0 | 0 | 0 | 0 | 0 | 0 | 0 | 0 | 0 | 0 | 0 | 0 | 0 | 0 | 0 | 0 | 0 | 0
Commercial_Miscellaneous_New_Water Heating_Natural Gas_Water Heater_E10_Codes & Standards Forecast | Commercial | Miscellaneous | New | Water Heating | Natural Gas | Water Heater | E10 |  | Codes & Standards Forecast | 0 | 0 | 0 | 0 | 0 | 0 | 0 | 0 | 0 | 0 | 0 | 0 | 0 | 0 | 0 | 0 | 0 | 0 | 0 | 0 | 0 | 0 | 0 | 0 | 0 | 0 | 0 | 0 | 0 | 0 | 0 | 0 | 0 | 0 | 0 | 0 | 0 | 0 | 0 | 0 | 0 | 0 | 0 | 0 | 0 | 0 | 0 | 0 | 0 | 0 | 0
Commercial_Miscellaneous_New_Water Heating_Natural Gas_Water Heater_Vintage_Codes & Standards Forecast | Commercial | Miscellaneous | New | Water Heating | Natural Gas | Water Heater | Vintage |  | Codes & Standards Forecast | 0 | 0 | 0 | 0 | 0 | 0 | 0 | 0 | 0 | 0 | 0 | 0 | 0 | 0 | 0 | 0 | 0 | 0 | 0 | 0 | 0 | 0 | 0 | 0 | 0 | 0 | 0 | 0 | 0 | 0 | 0 | 0 | 0 | 0 | 0 | 0 | 0 | 0 | 0 | 0 | 0 | 0 | 0 | 0 | 0 | 0 | 0 | 0 | 0 | 0 | 0
Commercial_Miscellaneous_New_Food Preparation_Natural Gas_Oven_E1_Codes & Standards Forecast | Commercial | Miscellaneous | New | Food Preparation | Natural Gas | Oven | E1 |  | Codes & Standards Forecast | 0 | 2578.9704 | 15018.3025 | 22967.907 | 32472.8407 | 42268.5443 | 52113.4729 | 60634.2269 | 69035.5669 | 77633.5531 | 86371.4944 | 95043.055 | 103578.9839 | 111998.563 | 120430.3127 | 128836.5618 | 137291.527 | 145549.2409 | 153478.9548 | 161152.8142 | 168830.4439 | 176663.5356 | 184598.713 | 192617.85 | 200723.1387 | 208851.264 | 217011.1647 | 225176.5616 | 233377.9798 | 241597.2756 | 249877.724 | 258164.1917 | 261684.3588 | 0 | 0 | 0 | 0 | 0 | 0 | 0 | 0 | 0 | 0 | 0 | 0 | 0 | 0 | 0 | 0 | 0 | 0
Commercial_Miscellaneous_New_Food Preparation_Natural Gas_Oven_E2_Codes & Standards Forecast | Commercial | Miscellaneous | New | Food Preparation | Natural Gas | Oven | E2 |  | Codes & Standards Forecast | 0 | 0 | 0 | 0 | 0 | 0 | 0 | 0 | 0 | 0 | 0 | 0 | 0 | 0 | 0 | 0 | 0 | 0 | 0 | 0 | 0 | 0 | 0 | 0 | 0 | 0 | 0 | 0 | 0 | 0 | 0 | 0 | 0 | 0 | 0 | 0 | 0 | 0 | 0 | 0 | 0 | 0 | 0 | 0 | 0 | 0 | 0 | 0 | 0 | 0 | 0
Commercial_Miscellaneous_New_Food Preparation_Natural Gas_Oven_E3_Codes & Standards Forecast | Commercial | Miscellaneous | New | Food Preparation | Natural Gas | Oven | E3 |  | Codes & Standards Forecast | 0 | 0 | 0 | 0 | 0 | 0 | 0 | 0 | 0 | 0 | 0 | 0 | 0 | 0 | 0 | 0 | 0 | 0 | 0 | 0 | 0 | 0 | 0 | 0 | 0 | 0 | 0 | 0 | 0 | 0 | 0 | 0 | 0 | 0 | 0 | 0 | 0 | 0 | 0 | 0 | 0 | 0 | 0 | 0 | 0 | 0 | 0 | 0 | 0 | 0 | 0
Commercial_Miscellaneous_New_Food Preparation_Natural Gas_Oven_E4_Codes & Standards Forecast | Commercial | Miscellaneous | New | Food Preparation | Natural Gas | Oven | E4 |  | Codes & Standards Forecast | 0 | 0 | 0 | 0 | 0 | 0 | 0 | 0 | 0 | 0 | 0 | 0 | 0 | 0 | 0 | 0 | 0 | 0 | 0 | 0 | 0 | 0 | 0 | 0 | 0 | 0 | 0 | 0 | 0 | 0 | 0 | 0 | 0 | 0 | 0 | 0 | 0 | 0 | 0 | 0 | 0 | 0 | 0 | 0 | 0 | 0 | 0 | 0 | 0 | 0 | 0
Commercial_Miscellaneous_New_Food Preparation_Natural Gas_Oven_E5_Codes & Standards Forecast | Commercial | Miscellaneous | New | Food Preparation | Natural Gas | Oven | E5 |  | Codes & Standards Forecast | 0 | 0 | 0 | 0 | 0 | 0 | 0 | 0 | 0 | 0 | 0 | 0 | 0 | 0 | 0 | 0 | 0 | 0 | 0 | 0 | 0 | 0 | 0 | 0 | 0 | 0 | 0 | 0 | 0 | 0 | 0 | 0 | 0 | 0 | 0 | 0 | 0 | 0 | 0 | 0 | 0 | 0 | 0 | 0 | 0 | 0 | 0 | 0 | 0 | 0 | 0
Commercial_Miscellaneous_New_Food Preparation_Natural Gas_Oven_E6_Codes & Standards Forecast | Commercial | Miscellaneous | New | Food Preparation | Natural Gas | Oven | E6 |  | Codes & Standards Forecast | 0 | 0 | 0 | 0 | 0 | 0 | 0 | 0 | 0 | 0 | 0 | 0 | 0 | 0 | 0 | 0 | 0 | 0 | 0 | 0 | 0 | 0 | 0 | 0 | 0 | 0 | 0 | 0 | 0 | 0 | 0 | 0 | 0 | 0 | 0 | 0 | 0 | 0 | 0 | 0 | 0 | 0 | 0 | 0 | 0 | 0 | 0 | 0 | 0 | 0 | 0
Commercial_Miscellaneous_New_Food Preparation_Natural Gas_Oven_E7_Codes & Standards Forecast | Commercial | Miscellaneous | New | Food Preparation | Natural Gas | Oven | E7 |  | Codes & Standards Forecast | 0 | 0 | 0 | 0 | 0 | 0 | 0 | 0 | 0 | 0 | 0 | 0 | 0 | 0 | 0 | 0 | 0 | 0 | 0 | 0 | 0 | 0 | 0 | 0 | 0 | 0 | 0 | 0 | 0 | 0 | 0 | 0 | 0 | 0 | 0 | 0 | 0 | 0 | 0 | 0 | 0 | 0 | 0 | 0 | 0 | 0 | 0 | 0 | 0 | 0 | 0
Commercial_Miscellaneous_New_Food Preparation_Natural Gas_Oven_E8_Codes & Standards Forecast | Commercial | Miscellaneous | New | Food Preparation | Natural Gas | Oven | E8 |  | Codes & Standards Forecast | 0 | 0 | 0 | 0 | 0 | 0 | 0 | 0 | 0 | 0 | 0 | 0 | 0 | 0 | 0 | 0 | 0 | 0 | 0 | 0 | 0 | 0 | 0 | 0 | 0 | 0 | 0 | 0 | 0 | 0 | 0 | 0 | 0 | 0 | 0 | 0 | 0 | 0 | 0 | 0 | 0 | 0 | 0 | 0 | 0 | 0 | 0 | 0 | 0 | 0 | 0
Commercial_Miscellaneous_New_Food Preparation_Natural Gas_Oven_E9_Codes & Standards Forecast | Commercial | Miscellaneous | New | Food Preparation | Natural Gas | Oven | E9 |  | Codes & Standards Forecast | 0 | 0 | 0 | 0 | 0 | 0 | 0 | 0 | 0 | 0 | 0 | 0 | 0 | 0 | 0 | 0 | 0 | 0 | 0 | 0 | 0 | 0 | 0 | 0 | 0 | 0 | 0 | 0 | 0 | 0 | 0 | 0 | 0 | 0 | 0 | 0 | 0 | 0 | 0 | 0 | 0 | 0 | 0 | 0 | 0 | 0 | 0 | 0 | 0 | 0 | 0
Commercial_Miscellaneous_New_Food Preparation_Natural Gas_Oven_E10_Codes & Standards Forecast | Commercial | Miscellaneous | New | Food Preparation | Natural Gas | Oven | E10 |  | Codes & Standards Forecast | 0 | 0 | 0 | 0 | 0 | 0 | 0 | 0 | 0 | 0 | 0 | 0 | 0 | 0 | 0 | 0 | 0 | 0 | 0 | 0 | 0 | 0 | 0 | 0 | 0 | 0 | 0 | 0 | 0 | 0 | 0 | 0 | 0 | 0 | 0 | 0 | 0 | 0 | 0 | 0 | 0 | 0 | 0 | 0 | 0 | 0 | 0 | 0 | 0 | 0 | 0
Commercial_Miscellaneous_New_Food Preparation_Natural Gas_Oven_Vintage_Codes & Standards Forecast | Commercial | Miscellaneous | New | Food Preparation | Natural Gas | Oven | Vintage |  | Codes & Standards Forecast | 0 | 0 | 0 | 0 | 0 | 0 | 0 | 0 | 0 | 0 | 0 | 0 | 0 | 0 | 0 | 0 | 0 | 0 | 0 | 0 | 0 | 0 | 0 | 0 | 0 | 0 | 0 | 0 | 0 | 0 | 0 | 0 | 0 | 0 | 0 | 0 | 0 | 0 | 0 | 0 | 0 | 0 | 0 | 0 | 0 | 0 | 0 | 0 | 0 | 0 | 0
Commercial_Miscellaneous_New_Food Preparation_Natural Gas_Conveyor Oven_E1_Codes & Standards Forecast | Commercial | Miscellaneous | New | Food Preparation | Natural Gas | Conveyor Oven | E1 |  | Codes & Standards Forecast | 0 | 1289.4852 | 7509.1513 | 11483.9535 | 16236.4204 | 21134.2721 | 26056.7364 | 30317.1134 | 34517.7835 | 38816.7765 | 43185.7472 | 47521.5275 | 51789.492 | 55999.2815 | 60215.1563 | 64418.2809 | 68645.7635 | 72774.6204 | 76739.4774 | 80576.4071 | 84415.2219 | 88331.7678 | 92299.3565 | 96308.925 | 100361.5693 | 104425.632 | 108505.5823 | 112588.2808 | 116688.9899 | 120798.6378 | 124938.862 | 129082.0959 | 130842.1794 | 0 | 0 | 0 | 0 | 0 | 0 | 0 | 0 | 0 | 0 | 0 | 0 | 0 | 0 | 0 | 0 | 0 | 0
Commercial_Miscellaneous_New_Food Preparation_Natural Gas_Conveyor Oven_E2_Codes & Standards Forecast | Commercial | Miscellaneous | New | Food Preparation | Natural Gas | Conveyor Oven | E2 |  | Codes & Standards Forecast | 0 | 0 | 0 | 0 | 0 | 0 | 0 | 0 | 0 | 0 | 0 | 0 | 0 | 0 | 0 | 0 | 0 | 0 | 0 | 0 | 0 | 0 | 0 | 0 | 0 | 0 | 0 | 0 | 0 | 0 | 0 | 0 | 0 | 0 | 0 | 0 | 0 | 0 | 0 | 0 | 0 | 0 | 0 | 0 | 0 | 0 | 0 | 0 | 0 | 0 | 0
Commercial_Miscellaneous_New_Food Preparation_Natural Gas_Conveyor Oven_E3_Codes & Standards Forecast | Commercial | Miscellaneous | New | Food Preparation | Natural Gas | Conveyor Oven | E3 |  | Codes & Standards Forecast | 0 | 0 | 0 | 0 | 0 | 0 | 0 | 0 | 0 | 0 | 0 | 0 | 0 | 0 | 0 | 0 | 0 | 0 | 0 | 0 | 0 | 0 | 0 | 0 | 0 | 0 | 0 | 0 | 0 | 0 | 0 | 0 | 0 | 0 | 0 | 0 | 0 | 0 | 0 | 0 | 0 | 0 | 0 | 0 | 0 | 0 | 0 | 0 | 0 | 0 | 0
Commercial_Miscellaneous_New_Food Preparation_Natural Gas_Conveyor Oven_E4_Codes & Standards Forecast | Commercial | Miscellaneous | New | Food Preparation | Natural Gas | Conveyor Oven | E4 |  | Codes & Standards Forecast | 0 | 0 | 0 | 0 | 0 | 0 | 0 | 0 | 0 | 0 | 0 | 0 | 0 | 0 | 0 | 0 | 0 | 0 | 0 | 0 | 0 | 0 | 0 | 0 | 0 | 0 | 0 | 0 | 0 | 0 | 0 | 0 | 0 | 0 | 0 | 0 | 0 | 0 | 0 | 0 | 0 | 0 | 0 | 0 | 0 | 0 | 0 | 0 | 0 | 0 | 0
Commercial_Miscellaneous_New_Food Preparation_Natural Gas_Conveyor Oven_E5_Codes & Standards Forecast | Commercial | Miscellaneous | New | Food Preparation | Natural Gas | Conveyor Oven | E5 |  | Codes & Standards Forecast | 0 | 0 | 0 | 0 | 0 | 0 | 0 | 0 | 0 | 0 | 0 | 0 | 0 | 0 | 0 | 0 | 0 | 0 | 0 | 0 | 0 | 0 | 0 | 0 | 0 | 0 | 0 | 0 | 0 | 0 | 0 | 0 | 0 | 0 | 0 | 0 | 0 | 0 | 0 | 0 | 0 | 0 | 0 | 0 | 0 | 0 | 0 | 0 | 0 | 0 | 0
Commercial_Miscellaneous_New_Food Preparation_Natural Gas_Conveyor Oven_E6_Codes & Standards Forecast | Commercial | Miscellaneous | New | Food Preparation | Natural Gas | Conveyor Oven | E6 |  | Codes & Standards Forecast | 0 | 0 | 0 | 0 | 0 | 0 | 0 | 0 | 0 | 0 | 0 | 0 | 0 | 0 | 0 | 0 | 0 | 0 | 0 | 0 | 0 | 0 | 0 | 0 | 0 | 0 | 0 | 0 | 0 | 0 | 0 | 0 | 0 | 0 | 0 | 0 | 0 | 0 | 0 | 0 | 0 | 0 | 0 | 0 | 0 | 0 | 0 | 0 | 0 | 0 | 0
Commercial_Miscellaneous_New_Food Preparation_Natural Gas_Conveyor Oven_E7_Codes & Standards Forecast | Commercial | Miscellaneous | New | Food Preparation | Natural Gas | Conveyor Oven | E7 |  | Codes & Standards Forecast | 0 | 0 | 0 | 0 | 0 | 0 | 0 | 0 | 0 | 0 | 0 | 0 | 0 | 0 | 0 | 0 | 0 | 0 | 0 | 0 | 0 | 0 | 0 | 0 | 0 | 0 | 0 | 0 | 0 | 0 | 0 | 0 | 0 | 0 | 0 | 0 | 0 | 0 | 0 | 0 | 0 | 0 | 0 | 0 | 0 | 0 | 0 | 0 | 0 | 0 | 0
Commercial_Miscellaneous_New_Food Preparation_Natural Gas_Conveyor Oven_E8_Codes & Standards Forecast | Commercial | Miscellaneous | New | Food Preparation | Natural Gas | Conveyor Oven | E8 |  | Codes & Standards Forecast | 0 | 0 | 0 | 0 | 0 | 0 | 0 | 0 | 0 | 0 | 0 | 0 | 0 | 0 | 0 | 0 | 0 | 0 | 0 | 0 | 0 | 0 | 0 | 0 | 0 | 0 | 0 | 0 | 0 | 0 | 0 | 0 | 0 | 0 | 0 | 0 | 0 | 0 | 0 | 0 | 0 | 0 | 0 | 0 | 0 | 0 | 0 | 0 | 0 | 0 | 0
Commercial_Miscellaneous_New_Food Preparation_Natural Gas_Conveyor Oven_E9_Codes & Standards Forecast | Commercial | Miscellaneous | New | Food Preparation | Natural Gas | Conveyor Oven | E9 |  | Codes & Standards Forecast | 0 | 0 | 0 | 0 | 0 | 0 | 0 | 0 | 0 | 0 | 0 | 0 | 0 | 0 | 0 | 0 | 0 | 0 | 0 | 0 | 0 | 0 | 0 | 0 | 0 | 0 | 0 | 0 | 0 | 0 | 0 | 0 | 0 | 0 | 0 | 0 | 0 | 0 | 0 | 0 | 0 | 0 | 0 | 0 | 0 | 0 | 0 | 0 | 0 | 0 | 0
Commercial_Miscellaneous_New_Food Preparation_Natural Gas_Conveyor Oven_E10_Codes & Standards Forecast | Commercial | Miscellaneous | New | Food Preparation | Natural Gas | Conveyor Oven | E10 |  | Codes & Standards Forecast | 0 | 0 | 0 | 0 | 0 | 0 | 0 | 0 | 0 | 0 | 0 | 0 | 0 | 0 | 0 | 0 | 0 | 0 | 0 | 0 | 0 | 0 | 0 | 0 | 0 | 0 | 0 | 0 | 0 | 0 | 0 | 0 | 0 | 0 | 0 | 0 | 0 | 0 | 0 | 0 | 0 | 0 | 0 | 0 | 0 | 0 | 0 | 0 | 0 | 0 | 0
Commercial_Miscellaneous_New_Food Preparation_Natural Gas_Conveyor Oven_Vintage_Codes & Standards Forecast | Commercial | Miscellaneous | New | Food Preparation | Natural Gas | Conveyor Oven | Vintage |  | Codes & Standards Forecast | 0 | 0 | 0 | 0 | 0 | 0 | 0 | 0 | 0 | 0 | 0 | 0 | 0 | 0 | 0 | 0 | 0 | 0 | 0 | 0 | 0 | 0 | 0 | 0 | 0 | 0 | 0 | 0 | 0 | 0 | 0 | 0 | 0 | 0 | 0 | 0 | 0 | 0 | 0 | 0 | 0 | 0 | 0 | 0 | 0 | 0 | 0 | 0 | 0 | 0 | 0
Commercial_Miscellaneous_New_Food Preparation_Natural Gas_Double Rack Oven_E1_Codes & Standards Forecast | Commercial | Miscellaneous | New | Food Preparation | Natural Gas | Double Rack Oven | E1 |  | Codes & Standards Forecast | 0 | 1289.4852 | 7509.1513 | 11483.9535 | 16236.4204 | 21134.2721 | 26056.7364 | 30317.1134 | 34517.7835 | 38816.7765 | 43185.7472 | 47521.5275 | 51789.492 | 55999.2815 | 60215.1563 | 64418.2809 | 68645.7635 | 72774.6204 | 76739.4774 | 80576.4071 | 84415.2219 | 88331.7678 | 92299.3565 | 96308.925 | 100361.5693 | 104425.632 | 108505.5823 | 112588.2808 | 116688.9899 | 120798.6378 | 124938.862 | 129082.0959 | 130842.1794 | 0 | 0 | 0 | 0 | 0 | 0 | 0 | 0 | 0 | 0 | 0 | 0 | 0 | 0 | 0 | 0 | 0 | 0
Commercial_Miscellaneous_New_Food Preparation_Natural Gas_Double Rack Oven_E2_Codes & Standards Forecast | Commercial | Miscellaneous | New | Food Preparation | Natural Gas | Double Rack Oven | E2 |  | Codes & Standards Forecast | 0 | 0 | 0 | 0 | 0 | 0 | 0 | 0 | 0 | 0 | 0 | 0 | 0 | 0 | 0 | 0 | 0 | 0 | 0 | 0 | 0 | 0 | 0 | 0 | 0 | 0 | 0 | 0 | 0 | 0 | 0 | 0 | 0 | 0 | 0 | 0 | 0 | 0 | 0 | 0 | 0 | 0 | 0 | 0 | 0 | 0 | 0 | 0 | 0 | 0 | 0
Commercial_Miscellaneous_New_Food Preparation_Natural Gas_Double Rack Oven_E3_Codes & Standards Forecast | Commercial | Miscellaneous | New | Food Preparation | Natural Gas | Double Rack Oven | E3 |  | Codes & Standards Forecast | 0 | 0 | 0 | 0 | 0 | 0 | 0 | 0 | 0 | 0 | 0 | 0 | 0 | 0 | 0 | 0 | 0 | 0 | 0 | 0 | 0 | 0 | 0 | 0 | 0 | 0 | 0 | 0 | 0 | 0 | 0 | 0 | 0 | 0 | 0 | 0 | 0 | 0 | 0 | 0 | 0 | 0 | 0 | 0 | 0 | 0 | 0 | 0 | 0 | 0 | 0
Commercial_Miscellaneous_New_Food Preparation_Natural Gas_Double Rack Oven_E4_Codes & Standards Forecast | Commercial | Miscellaneous | New | Food Preparation | Natural Gas | Double Rack Oven | E4 |  | Codes & Standards Forecast | 0 | 0 | 0 | 0 | 0 | 0 | 0 | 0 | 0 | 0 | 0 | 0 | 0 | 0 | 0 | 0 | 0 | 0 | 0 | 0 | 0 | 0 | 0 | 0 | 0 | 0 | 0 | 0 | 0 | 0 | 0 | 0 | 0 | 0 | 0 | 0 | 0 | 0 | 0 | 0 | 0 | 0 | 0 | 0 | 0 | 0 | 0 | 0 | 0 | 0 | 0
Commercial_Miscellaneous_New_Food Preparation_Natural Gas_Double Rack Oven_E5_Codes & Standards Forecast | Commercial | Miscellaneous | New | Food Preparation | Natural Gas | Double Rack Oven | E5 |  | Codes & Standards Forecast | 0 | 0 | 0 | 0 | 0 | 0 | 0 | 0 | 0 | 0 | 0 | 0 | 0 | 0 | 0 | 0 | 0 | 0 | 0 | 0 | 0 | 0 | 0 | 0 | 0 | 0 | 0 | 0 | 0 | 0 | 0 | 0 | 0 | 0 | 0 | 0 | 0 | 0 | 0 | 0 | 0 | 0 | 0 | 0 | 0 | 0 | 0 | 0 | 0 | 0 | 0
Commercial_Miscellaneous_New_Food Preparation_Natural Gas_Double Rack Oven_E6_Codes & Standards Forecast | Commercial | Miscellaneous | New | Food Preparation | Natural Gas | Double Rack Oven | E6 |  | Codes & Standards Forecast | 0 | 0 | 0 | 0 | 0 | 0 | 0 | 0 | 0 | 0 | 0 | 0 | 0 | 0 | 0 | 0 | 0 | 0 | 0 | 0 | 0 | 0 | 0 | 0 | 0 | 0 | 0 | 0 | 0 | 0 | 0 | 0 | 0 | 0 | 0 | 0 | 0 | 0 | 0 | 0 | 0 | 0 | 0 | 0 | 0 | 0 | 0 | 0 | 0 | 0 | 0
Commercial_Miscellaneous_New_Food Preparation_Natural Gas_Double Rack Oven_E7_Codes & Standards Forecast | Commercial | Miscellaneous | New | Food Preparation | Natural Gas | Double Rack Oven | E7 |  | Codes & Standards Forecast | 0 | 0 | 0 | 0 | 0 | 0 | 0 | 0 | 0 | 0 | 0 | 0 | 0 | 0 | 0 | 0 | 0 | 0 | 0 | 0 | 0 | 0 | 0 | 0 | 0 | 0 | 0 | 0 | 0 | 0 | 0 | 0 | 0 | 0 | 0 | 0 | 0 | 0 | 0 | 0 | 0 | 0 | 0 | 0 | 0 | 0 | 0 | 0 | 0 | 0 | 0
Commercial_Miscellaneous_New_Food Preparation_Natural Gas_Double Rack Oven_E8_Codes & Standards Forecast | Commercial | Miscellaneous | New | Food Preparation | Natural Gas | Double Rack Oven | E8 |  | Codes & Standards Forecast | 0 | 0 | 0 | 0 | 0 | 0 | 0 | 0 | 0 | 0 | 0 | 0 | 0 | 0 | 0 | 0 | 0 | 0 | 0 | 0 | 0 | 0 | 0 | 0 | 0 | 0 | 0 | 0 | 0 | 0 | 0 | 0 | 0 | 0 | 0 | 0 | 0 | 0 | 0 | 0 | 0 | 0 | 0 | 0 | 0 | 0 | 0 | 0 | 0 | 0 | 0
Commercial_Miscellaneous_New_Food Preparation_Natural Gas_Double Rack Oven_E9_Codes & Standards Forecast | Commercial | Miscellaneous | New | Food Preparation | Natural Gas | Double Rack Oven | E9 |  | Codes & Standards Forecast | 0 | 0 | 0 | 0 | 0 | 0 | 0 | 0 | 0 | 0 | 0 | 0 | 0 | 0 | 0 | 0 | 0 | 0 | 0 | 0 | 0 | 0 | 0 | 0 | 0 | 0 | 0 | 0 | 0 | 0 | 0 | 0 | 0 | 0 | 0 | 0 | 0 | 0 | 0 | 0 | 0 | 0 | 0 | 0 | 0 | 0 | 0 | 0 | 0 | 0 | 0
Commercial_Miscellaneous_New_Food Preparation_Natural Gas_Double Rack Oven_E10_Codes & Standards Forecast | Commercial | Miscellaneous | New | Food Preparation | Natural Gas | Double Rack Oven | E10 |  | Codes & Standards Forecast | 0 | 0 | 0 | 0 | 0 | 0 | 0 | 0 | 0 | 0 | 0 | 0 | 0 | 0 | 0 | 0 | 0 | 0 | 0 | 0 | 0 | 0 | 0 | 0 | 0 | 0 | 0 | 0 | 0 | 0 | 0 | 0 | 0 | 0 | 0 | 0 | 0 | 0 | 0 | 0 | 0 | 0 | 0 | 0 | 0 | 0 | 0 | 0 | 0 | 0 | 0
Commercial_Miscellaneous_New_Food Preparation_Natural Gas_Double Rack Oven_Vintage_Codes & Standards Forecast | Commercial | Miscellaneous | New | Food Preparation | Natural Gas | Double Rack Oven | Vintage |  | Codes & Standards Forecast | 0 | 0 | 0 | 0 | 0 | 0 | 0 | 0 | 0 | 0 | 0 | 0 | 0 | 0 | 0 | 0 | 0 | 0 | 0 | 0 | 0 | 0 | 0 | 0 | 0 | 0 | 0 | 0 | 0 | 0 | 0 | 0 | 0 | 0 | 0 | 0 | 0 | 0 | 0 | 0 | 0 | 0 | 0 | 0 | 0 | 0 | 0 | 0 | 0 | 0 | 0
Commercial_Miscellaneous_New_Food Preparation_Natural Gas_Fryer_E1_Codes & Standards Forecast | Commercial | Miscellaneous | New | Food Preparation | Natural Gas | Fryer | E1 |  | Codes & Standards Forecast | 0 | 221.4553 | 1289.6167 | 1289.6167 | 1289.6167 | 1289.6167 | 1289.6167 | 1289.6167 | 1289.6167 | 1245.3256 | 996.2605 | 797.0084 | 637.6067 | 510.0854 | 350.0151 | 0 | 0 | 0 | 0 | 0 | 0 | 0 | 0 | 0 | 0 | 0 | 0 | 0 | 0 | 0 | 0 | 0 | 0 | 0 | 0 | 0 | 0 | 0 | 0 | 0 | 0 | 0 | 0 | 0 | 0 | 0 | 0 | 0 | 0 | 0 | 0
Commercial_Miscellaneous_New_Food Preparation_Natural Gas_Fryer_E2_Codes & Standards Forecast | Commercial | Miscellaneous | New | Food Preparation | Natural Gas | Fryer | E2 |  | Codes & Standards Forecast | 0 | 0 | 0 | 682.6299 | 1498.8154 | 2339.9692 | 3185.35 | 3917.0243 | 4638.4446 | 5421.0419 | 6420.4311 | 7364.3073 | 8256.6864 | 9107.1942 | 9991.296 | 11063.1529 | 11789.178 | 12498.2651 | 13179.187 | 13838.1388 | 14497.4143 | 15170.0393 | 15851.4304 | 16540.031 | 17236.0295 | 17933.9889 | 18634.6769 | 19335.8368 | 20040.0899 | 20745.8781 | 21456.9174 | 22168.4737 | 22470.7493 | 0 | 0 | 0 | 0 | 0 | 0 | 0 | 0 | 0 | 0 | 0 | 0 | 0 | 0 | 0 | 0 | 0 | 0
Commercial_Miscellaneous_New_Food Preparation_Natural Gas_Fryer_E3_Codes & Standards Forecast | Commercial | Miscellaneous | New | Food Preparation | Natural Gas | Fryer | E3 |  | Codes & Standards Forecast | 0 | 0 | 0 | 0 | 0 | 0 | 0 | 0 | 0 | 0 | 0 | 0 | 0 | 0 | 0 | 0 | 0 | 0 | 0 | 0 | 0 | 0 | 0 | 0 | 0 | 0 | 0 | 0 | 0 | 0 | 0 | 0 | 0 | 0 | 0 | 0 | 0 | 0 | 0 | 0 | 0 | 0 | 0 | 0 | 0 | 0 | 0 | 0 | 0 | 0 | 0
Commercial_Miscellaneous_New_Food Preparation_Natural Gas_Fryer_E4_Codes & Standards Forecast | Commercial | Miscellaneous | New | Food Preparation | Natural Gas | Fryer | E4 |  | Codes & Standards Forecast | 0 | 0 | 0 | 0 | 0 | 0 | 0 | 0 | 0 | 0 | 0 | 0 | 0 | 0 | 0 | 0 | 0 | 0 | 0 | 0 | 0 | 0 | 0 | 0 | 0 | 0 | 0 | 0 | 0 | 0 | 0 | 0 | 0 | 0 | 0 | 0 | 0 | 0 | 0 | 0 | 0 | 0 | 0 | 0 | 0 | 0 | 0 | 0 | 0 | 0 | 0
Commercial_Miscellaneous_New_Food Preparation_Natural Gas_Fryer_E5_Codes & Standards Forecast | Commercial | Miscellaneous | New | Food Preparation | Natural Gas | Fryer | E5 |  | Codes & Standards Forecast | 0 | 0 | 0 | 0 | 0 | 0 | 0 | 0 | 0 | 0 | 0 | 0 | 0 | 0 | 0 | 0 | 0 | 0 | 0 | 0 | 0 | 0 | 0 | 0 | 0 | 0 | 0 | 0 | 0 | 0 | 0 | 0 | 0 | 0 | 0 | 0 | 0 | 0 | 0 | 0 | 0 | 0 | 0 | 0 | 0 | 0 | 0 | 0 | 0 | 0 | 0
Commercial_Miscellaneous_New_Food Preparation_Natural Gas_Fryer_E6_Codes & Standards Forecast | Commercial | Miscellaneous | New | Food Preparation | Natural Gas | Fryer | E6 |  | Codes & Standards Forecast | 0 | 0 | 0 | 0 | 0 | 0 | 0 | 0 | 0 | 0 | 0 | 0 | 0 | 0 | 0 | 0 | 0 | 0 | 0 | 0 | 0 | 0 | 0 | 0 | 0 | 0 | 0 | 0 | 0 | 0 | 0 | 0 | 0 | 0 | 0 | 0 | 0 | 0 | 0 | 0 | 0 | 0 | 0 | 0 | 0 | 0 | 0 | 0 | 0 | 0 | 0
Commercial_Miscellaneous_New_Food Preparation_Natural Gas_Fryer_E7_Codes & Standards Forecast | Commercial | Miscellaneous | New | Food Preparation | Natural Gas | Fryer | E7 |  | Codes & Standards Forecast | 0 | 0 | 0 | 0 | 0 | 0 | 0 | 0 | 0 | 0 | 0 | 0 | 0 | 0 | 0 | 0 | 0 | 0 | 0 | 0 | 0 | 0 | 0 | 0 | 0 | 0 | 0 | 0 | 0 | 0 | 0 | 0 | 0 | 0 | 0 | 0 | 0 | 0 | 0 | 0 | 0 | 0 | 0 | 0 | 0 | 0 | 0 | 0 | 0 | 0 | 0
Commercial_Miscellaneous_New_Food Preparation_Natural Gas_Fryer_E8_Codes & Standards Forecast | Commercial | Miscellaneous | New | Food Preparation | Natural Gas | Fryer | E8 |  | Codes & Standards Forecast | 0 | 0 | 0 | 0 | 0 | 0 | 0 | 0 | 0 | 0 | 0 | 0 | 0 | 0 | 0 | 0 | 0 | 0 | 0 | 0 | 0 | 0 | 0 | 0 | 0 | 0 | 0 | 0 | 0 | 0 | 0 | 0 | 0 | 0 | 0 | 0 | 0 | 0 | 0 | 0 | 0 | 0 | 0 | 0 | 0 | 0 | 0 | 0 | 0 | 0 | 0
Commercial_Miscellaneous_New_Food Preparation_Natural Gas_Fryer_E9_Codes & Standards Forecast | Commercial | Miscellaneous | New | Food Preparation | Natural Gas | Fryer | E9 |  | Codes & Standards Forecast | 0 | 0 | 0 | 0 | 0 | 0 | 0 | 0 | 0 | 0 | 0 | 0 | 0 | 0 | 0 | 0 | 0 | 0 | 0 | 0 | 0 | 0 | 0 | 0 | 0 | 0 | 0 | 0 | 0 | 0 | 0 | 0 | 0 | 0 | 0 | 0 | 0 | 0 | 0 | 0 | 0 | 0 | 0 | 0 | 0 | 0 | 0 | 0 | 0 | 0 | 0
Commercial_Miscellaneous_New_Food Preparation_Natural Gas_Fryer_E10_Codes & Standards Forecast | Commercial | Miscellaneous | New | Food Preparation | Natural Gas | Fryer | E10 |  | Codes & Standards Forecast | 0 | 0 | 0 | 0 | 0 | 0 | 0 | 0 | 0 | 0 | 0 | 0 | 0 | 0 | 0 | 0 | 0 | 0 | 0 | 0 | 0 | 0 | 0 | 0 | 0 | 0 | 0 | 0 | 0 | 0 | 0 | 0 | 0 | 0 | 0 | 0 | 0 | 0 | 0 | 0 | 0 | 0 | 0 | 0 | 0 | 0 | 0 | 0 | 0 | 0 | 0
Commercial_Miscellaneous_New_Food Preparation_Natural Gas_Fryer_Vintage_Codes & Standards Forecast | Commercial | Miscellaneous | New | Food Preparation | Natural Gas | Fryer | Vintage |  | Codes & Standards Forecast | 0 | 0 | 0 | 0 | 0 | 0 | 0 | 0 | 0 | 0 | 0 | 0 | 0 | 0 | 0 | 0 | 0 | 0 | 0 | 0 | 0 | 0 | 0 | 0 | 0 | 0 | 0 | 0 | 0 | 0 | 0 | 0 | 0 | 0 | 0 | 0 | 0 | 0 | 0 | 0 | 0 | 0 | 0 | 0 | 0 | 0 | 0 | 0 | 0 | 0 | 0
Commercial_Miscellaneous_New_Food Preparation_Natural Gas_Broiler_E1_Codes & Standards Forecast | Commercial | Miscellaneous | New | Food Preparation | Natural Gas | Broiler | E1 |  | Codes & Standards Forecast | 0 | 2524.0987 | 14698.7642 | 22479.2281 | 31781.9292 | 41369.2136 | 51004.6756 | 59344.137 | 67566.7251 | 75981.7754 | 84533.803 | 93020.8624 | 101375.1758 | 109615.6148 | 117867.9656 | 126095.3583 | 134370.4306 | 142452.4485 | 150213.4451 | 157724.0309 | 165238.3068 | 172904.737 | 180671.0808 | 188519.5979 | 196452.4336 | 204407.62 | 212393.9059 | 220385.5709 | 228412.4909 | 236456.908 | 244561.1767 | 252671.3366 | 256116.6065 | 0 | 0 | 0 | 0 | 0 | 0 | 0 | 0 | 0 | 0 | 0 | 0 | 0 | 0 | 0 | 0 | 0 | 0
Commercial_Miscellaneous_New_Food Preparation_Natural Gas_Broiler_E2_Codes & Standards Forecast | Commercial | Miscellaneous | New | Food Preparation | Natural Gas | Broiler | E2 |  | Codes & Standards Forecast | 0 | 0 | 0 | 0 | 0 | 0 | 0 | 0 | 0 | 0 | 0 | 0 | 0 | 0 | 0 | 0 | 0 | 0 | 0 | 0 | 0 | 0 | 0 | 0 | 0 | 0 | 0 | 0 | 0 | 0 | 0 | 0 | 0 | 0 | 0 | 0 | 0 | 0 | 0 | 0 | 0 | 0 | 0 | 0 | 0 | 0 | 0 | 0 | 0 | 0 | 0
Commercial_Miscellaneous_New_Food Preparation_Natural Gas_Broiler_E3_Codes & Standards Forecast | Commercial | Miscellaneous | New | Food Preparation | Natural Gas | Broiler | E3 |  | Codes & Standards Forecast | 0 | 0 | 0 | 0 | 0 | 0 | 0 | 0 | 0 | 0 | 0 | 0 | 0 | 0 | 0 | 0 | 0 | 0 | 0 | 0 | 0 | 0 | 0 | 0 | 0 | 0 | 0 | 0 | 0 | 0 | 0 | 0 | 0 | 0 | 0 | 0 | 0 | 0 | 0 | 0 | 0 | 0 | 0 | 0 | 0 | 0 | 0 | 0 | 0 | 0 | 0
Commercial_Miscellaneous_New_Food Preparation_Natural Gas_Broiler_E4_Codes & Standards Forecast | Commercial | Miscellaneous | New | Food Preparation | Natural Gas | Broiler | E4 |  | Codes & Standards Forecast | 0 | 0 | 0 | 0 | 0 | 0 | 0 | 0 | 0 | 0 | 0 | 0 | 0 | 0 | 0 | 0 | 0 | 0 | 0 | 0 | 0 | 0 | 0 | 0 | 0 | 0 | 0 | 0 | 0 | 0 | 0 | 0 | 0 | 0 | 0 | 0 | 0 | 0 | 0 | 0 | 0 | 0 | 0 | 0 | 0 | 0 | 0 | 0 | 0 | 0 | 0
Commercial_Miscellaneous_New_Food Preparation_Natural Gas_Broiler_E5_Codes & Standards Forecast | Commercial | Miscellaneous | New | Food Preparation | Natural Gas | Broiler | E5 |  | Codes & Standards Forecast | 0 | 0 | 0 | 0 | 0 | 0 | 0 | 0 | 0 | 0 | 0 | 0 | 0 | 0 | 0 | 0 | 0 | 0 | 0 | 0 | 0 | 0 | 0 | 0 | 0 | 0 | 0 | 0 | 0 | 0 | 0 | 0 | 0 | 0 | 0 | 0 | 0 | 0 | 0 | 0 | 0 | 0 | 0 | 0 | 0 | 0 | 0 | 0 | 0 | 0 | 0
Commercial_Miscellaneous_New_Food Preparation_Natural Gas_Broiler_E6_Codes & Standards Forecast | Commercial | Miscellaneous | New | Food Preparation | Natural Gas | Broiler | E6 |  | Codes & Standards Forecast | 0 | 0 | 0 | 0 | 0 | 0 | 0 | 0 | 0 | 0 | 0 | 0 | 0 | 0 | 0 | 0 | 0 | 0 | 0 | 0 | 0 | 0 | 0 | 0 | 0 | 0 | 0 | 0 | 0 | 0 | 0 | 0 | 0 | 0 | 0 | 0 | 0 | 0 | 0 | 0 | 0 | 0 | 0 | 0 | 0 | 0 | 0 | 0 | 0 | 0 | 0
Commercial_Miscellaneous_New_Food Preparation_Natural Gas_Broiler_E7_Codes & Standards Forecast | Commercial | Miscellaneous | New | Food Preparation | Natural Gas | Broiler | E7 |  | Codes & Standards Forecast | 0 | 0 | 0 | 0 | 0 | 0 | 0 | 0 | 0 | 0 | 0 | 0 | 0 | 0 | 0 | 0 | 0 | 0 | 0 | 0 | 0 | 0 | 0 | 0 | 0 | 0 | 0 | 0 | 0 | 0 | 0 | 0 | 0 | 0 | 0 | 0 | 0 | 0 | 0 | 0 | 0 | 0 | 0 | 0 | 0 | 0 | 0 | 0 | 0 | 0 | 0
Commercial_Miscellaneous_New_Food Preparation_Natural Gas_Broiler_E8_Codes & Standards Forecast | Commercial | Miscellaneous | New | Food Preparation | Natural Gas | Broiler | E8 |  | Codes & Standards Forecast | 0 | 0 | 0 | 0 | 0 | 0 | 0 | 0 | 0 | 0 | 0 | 0 | 0 | 0 | 0 | 0 | 0 | 0 | 0 | 0 | 0 | 0 | 0 | 0 | 0 | 0 | 0 | 0 | 0 | 0 | 0 | 0 | 0 | 0 | 0 | 0 | 0 | 0 | 0 | 0 | 0 | 0 | 0 | 0 | 0 | 0 | 0 | 0 | 0 | 0 | 0
Commercial_Miscellaneous_New_Food Preparation_Natural Gas_Broiler_E9_Codes & Standards Forecast | Commercial | Miscellaneous | New | Food Preparation | Natural Gas | Broiler | E9 |  | Codes & Standards Forecast | 0 | 0 | 0 | 0 | 0 | 0 | 0 | 0 | 0 | 0 | 0 | 0 | 0 | 0 | 0 | 0 | 0 | 0 | 0 | 0 | 0 | 0 | 0 | 0 | 0 | 0 | 0 | 0 | 0 | 0 | 0 | 0 | 0 | 0 | 0 | 0 | 0 | 0 | 0 | 0 | 0 | 0 | 0 | 0 | 0 | 0 | 0 | 0 | 0 | 0 | 0
Commercial_Miscellaneous_New_Food Preparation_Natural Gas_Broiler_E10_Codes & Standards Forecast | Commercial | Miscellaneous | New | Food Preparation | Natural Gas | Broiler | E10 |  | Codes & Standards Forecast | 0 | 0 | 0 | 0 | 0 | 0 | 0 | 0 | 0 | 0 | 0 | 0 | 0 | 0 | 0 | 0 | 0 | 0 | 0 | 0 | 0 | 0 | 0 | 0 | 0 | 0 | 0 | 0 | 0 | 0 | 0 | 0 | 0 | 0 | 0 | 0 | 0 | 0 | 0 | 0 | 0 | 0 | 0 | 0 | 0 | 0 | 0 | 0 | 0 | 0 | 0
Commercial_Miscellaneous_New_Food Preparation_Natural Gas_Broiler_Vintage_Codes & Standards Forecast | Commercial | Miscellaneous | New | Food Preparation | Natural Gas | Broiler | Vintage |  | Codes & Standards Forecast | 0 | 0 | 0 | 0 | 0 | 0 | 0 | 0 | 0 | 0 | 0 | 0 | 0 | 0 | 0 | 0 | 0 | 0 | 0 | 0 | 0 | 0 | 0 | 0 | 0 | 0 | 0 | 0 | 0 | 0 | 0 | 0 | 0 | 0 | 0 | 0 | 0 | 0 | 0 | 0 | 0 | 0 | 0 | 0 | 0 | 0 | 0 | 0 | 0 | 0 | 0
Commercial_Miscellaneous_New_Food Preparation_Natural Gas_Griddle_E1_Codes & Standards Forecast | Commercial | Miscellaneous | New | Food Preparation | Natural Gas | Griddle | E1 |  | Codes & Standards Forecast | 0 | 2799.6876 | 16303.6205 | 16303.6205 | 16303.6205 | 16303.6205 | 16303.6205 | 16303.6205 | 16303.6205 | 16303.6205 | 16303.6205 | 16303.6205 | 15743.683 | 12594.9464 | 10075.9571 | 8060.7657 | 6448.6125 | 4424.9687 | 0 | 0 | 0 | 0 | 0 | 0 | 0 | 0 | 0 | 0 | 0 | 0 | 0 | 0 | 0 | 0 | 0 | 0 | 0 | 0 | 0 | 0 | 0 | 0 | 0 | 0 | 0 | 0 | 0 | 0 | 0 | 0 | 0
Commercial_Miscellaneous_New_Food Preparation_Natural Gas_Griddle_E2_Codes & Standards Forecast | Commercial | Miscellaneous | New | Food Preparation | Natural Gas | Griddle | E2 |  | Codes & Standards Forecast | 0 | 0 | 0 | 8629.9589 | 18948.3575 | 29582.4111 | 40269.9025 | 49519.8919 | 58640.2475 | 67974.0789 | 77459.8432 | 86873.5458 | 96699.9464 | 108988.8385 | 120661.1956 | 131802.0718 | 142592.7951 | 153580.8764 | 166614.2112 | 174944.8259 | 183279.5335 | 191783.0081 | 200397.3053 | 209102.7476 | 217901.7147 | 226725.4729 | 235583.726 | 244447.9456 | 253351.2693 | 262274.0007 | 271263.1184 | 280258.7705 | 284080.2056 | 0 | 0 | 0 | 0 | 0 | 0 | 0 | 0 | 0 | 0 | 0 | 0 | 0 | 0 | 0 | 0 | 0 | 0
Commercial_Miscellaneous_New_Food Preparation_Natural Gas_Griddle_E3_Codes & Standards Forecast | Commercial | Miscellaneous | New | Food Preparation | Natural Gas | Griddle | E3 |  | Codes & Standards Forecast | 0 | 0 | 0 | 0 | 0 | 0 | 0 | 0 | 0 | 0 | 0 | 0 | 0 | 0 | 0 | 0 | 0 | 0 | 0 | 0 | 0 | 0 | 0 | 0 | 0 | 0 | 0 | 0 | 0 | 0 | 0 | 0 | 0 | 0 | 0 | 0 | 0 | 0 | 0 | 0 | 0 | 0 | 0 | 0 | 0 | 0 | 0 | 0 | 0 | 0 | 0
Commercial_Miscellaneous_New_Food Preparation_Natural Gas_Griddle_E4_Codes & Standards Forecast | Commercial | Miscellaneous | New | Food Preparation | Natural Gas | Griddle | E4 |  | Codes & Standards Forecast | 0 | 0 | 0 | 0 | 0 | 0 | 0 | 0 | 0 | 0 | 0 | 0 | 0 | 0 | 0 | 0 | 0 | 0 | 0 | 0 | 0 | 0 | 0 | 0 | 0 | 0 | 0 | 0 | 0 | 0 | 0 | 0 | 0 | 0 | 0 | 0 | 0 | 0 | 0 | 0 | 0 | 0 | 0 | 0 | 0 | 0 | 0 | 0 | 0 | 0 | 0
Commercial_Miscellaneous_New_Food Preparation_Natural Gas_Griddle_E5_Codes & Standards Forecast | Commercial | Miscellaneous | New | Food Preparation | Natural Gas | Griddle | E5 |  | Codes & Standards Forecast | 0 | 0 | 0 | 0 | 0 | 0 | 0 | 0 | 0 | 0 | 0 | 0 | 0 | 0 | 0 | 0 | 0 | 0 | 0 | 0 | 0 | 0 | 0 | 0 | 0 | 0 | 0 | 0 | 0 | 0 | 0 | 0 | 0 | 0 | 0 | 0 | 0 | 0 | 0 | 0 | 0 | 0 | 0 | 0 | 0 | 0 | 0 | 0 | 0 | 0 | 0
Commercial_Miscellaneous_New_Food Preparation_Natural Gas_Griddle_E6_Codes & Standards Forecast | Commercial | Miscellaneous | New | Food Preparation | Natural Gas | Griddle | E6 |  | Codes & Standards Forecast | 0 | 0 | 0 | 0 | 0 | 0 | 0 | 0 | 0 | 0 | 0 | 0 | 0 | 0 | 0 | 0 | 0 | 0 | 0 | 0 | 0 | 0 | 0 | 0 | 0 | 0 | 0 | 0 | 0 | 0 | 0 | 0 | 0 | 0 | 0 | 0 | 0 | 0 | 0 | 0 | 0 | 0 | 0 | 0 | 0 | 0 | 0 | 0 | 0 | 0 | 0
Commercial_Miscellaneous_New_Food Preparation_Natural Gas_Griddle_E7_Codes & Standards Forecast | Commercial | Miscellaneous | New | Food Preparation | Natural Gas | Griddle | E7 |  | Codes & Standards Forecast | 0 | 0 | 0 | 0 | 0 | 0 | 0 | 0 | 0 | 0 | 0 | 0 | 0 | 0 | 0 | 0 | 0 | 0 | 0 | 0 | 0 | 0 | 0 | 0 | 0 | 0 | 0 | 0 | 0 | 0 | 0 | 0 | 0 | 0 | 0 | 0 | 0 | 0 | 0 | 0 | 0 | 0 | 0 | 0 | 0 | 0 | 0 | 0 | 0 | 0 | 0
Commercial_Miscellaneous_New_Food Preparation_Natural Gas_Griddle_E8_Codes & Standards Forecast | Commercial | Miscellaneous | New | Food Preparation | Natural Gas | Griddle | E8 |  | Codes & Standards Forecast | 0 | 0 | 0 | 0 | 0 | 0 | 0 | 0 | 0 | 0 | 0 | 0 | 0 | 0 | 0 | 0 | 0 | 0 | 0 | 0 | 0 | 0 | 0 | 0 | 0 | 0 | 0 | 0 | 0 | 0 | 0 | 0 | 0 | 0 | 0 | 0 | 0 | 0 | 0 | 0 | 0 | 0 | 0 | 0 | 0 | 0 | 0 | 0 | 0 | 0 | 0
Commercial_Miscellaneous_New_Food Preparation_Natural Gas_Griddle_E9_Codes & Standards Forecast | Commercial | Miscellaneous | New | Food Preparation | Natural Gas | Griddle | E9 |  | Codes & Standards Forecast | 0 | 0 | 0 | 0 | 0 | 0 | 0 | 0 | 0 | 0 | 0 | 0 | 0 | 0 | 0 | 0 | 0 | 0 | 0 | 0 | 0 | 0 | 0 | 0 | 0 | 0 | 0 | 0 | 0 | 0 | 0 | 0 | 0 | 0 | 0 | 0 | 0 | 0 | 0 | 0 | 0 | 0 | 0 | 0 | 0 | 0 | 0 | 0 | 0 | 0 | 0
Commercial_Miscellaneous_New_Food Preparation_Natural Gas_Griddle_E10_Codes & Standards Forecast | Commercial | Miscellaneous | New | Food Preparation | Natural Gas | Griddle | E10 |  | Codes & Standards Forecast | 0 | 0 | 0 | 0 | 0 | 0 | 0 | 0 | 0 | 0 | 0 | 0 | 0 | 0 | 0 | 0 | 0 | 0 | 0 | 0 | 0 | 0 | 0 | 0 | 0 | 0 | 0 | 0 | 0 | 0 | 0 | 0 | 0 | 0 | 0 | 0 | 0 | 0 | 0 | 0 | 0 | 0 | 0 | 0 | 0 | 0 | 0 | 0 | 0 | 0 | 0
Commercial_Miscellaneous_New_Food Preparation_Natural Gas_Griddle_Vintage_Codes & Standards Forecast | Commercial | Miscellaneous | New | Food Preparation | Natural Gas | Griddle | Vintage |  | Codes & Standards Forecast | 0 | 0 | 0 | 0 | 0 | 0 | 0 | 0 | 0 | 0 | 0 | 0 | 0 | 0 | 0 | 0 | 0 | 0 | 0 | 0 | 0 | 0 | 0 | 0 | 0 | 0 | 0 | 0 | 0 | 0 | 0 | 0 | 0 | 0 | 0 | 0 | 0 | 0 | 0 | 0 | 0 | 0 | 0 | 0 | 0 | 0 | 0 | 0 | 0 | 0 | 0
Commercial_Miscellaneous_New_Food Preparation_Natural Gas_Range_E1_Codes & Standards Forecast | Commercial | Miscellaneous | New | Food Preparation | Natural Gas | Range | E1 |  | Codes & Standards Forecast | 0 | 3112.3822 | 18124.5576 | 27718.389 | 39189.2405 | 51011.0022 | 62892.1701 | 73175.2828 | 83314.2828 | 93690.6017 | 104235.8227 | 114700.9335 | 125002.3597 | 135163.3712 | 145339.0706 | 155483.9951 | 165687.7117 | 175653.3793 | 185223.2063 | 194484.26 | 203749.8638 | 213203.084 | 222779.5045 | 232457.25 | 242238.9661 | 252048.242 | 261895.8656 | 271750.1221 | 281647.8503 | 291567.1538 | 301560.2581 | 311560.6267 | 315808.8745 | 0 | 0 | 0 | 0 | 0 | 0 | 0 | 0 | 0 | 0 | 0 | 0 | 0 | 0 | 0 | 0 | 0 | 0
Commercial_Miscellaneous_New_Food Preparation_Natural Gas_Range_E2_Codes & Standards Forecast | Commercial | Miscellaneous | New | Food Preparation | Natural Gas | Range | E2 |  | Codes & Standards Forecast | 0 | 0 | 0 | 0 | 0 | 0 | 0 | 0 | 0 | 0 | 0 | 0 | 0 | 0 | 0 | 0 | 0 | 0 | 0 | 0 | 0 | 0 | 0 | 0 | 0 | 0 | 0 | 0 | 0 | 0 | 0 | 0 | 0 | 0 | 0 | 0 | 0 | 0 | 0 | 0 | 0 | 0 | 0 | 0 | 0 | 0 | 0 | 0 | 0 | 0 | 0
Commercial_Miscellaneous_New_Food Preparation_Natural Gas_Range_E3_Codes & Standards Forecast | Commercial | Miscellaneous | New | Food Preparation | Natural Gas | Range | E3 |  | Codes & Standards Forecast | 0 | 0 | 0 | 0 | 0 | 0 | 0 | 0 | 0 | 0 | 0 | 0 | 0 | 0 | 0 | 0 | 0 | 0 | 0 | 0 | 0 | 0 | 0 | 0 | 0 | 0 | 0 | 0 | 0 | 0 | 0 | 0 | 0 | 0 | 0 | 0 | 0 | 0 | 0 | 0 | 0 | 0 | 0 | 0 | 0 | 0 | 0 | 0 | 0 | 0 | 0
Commercial_Miscellaneous_New_Food Preparation_Natural Gas_Range_E4_Codes & Standards Forecast | Commercial | Miscellaneous | New | Food Preparation | Natural Gas | Range | E4 |  | Codes & Standards Forecast | 0 | 0 | 0 | 0 | 0 | 0 | 0 | 0 | 0 | 0 | 0 | 0 | 0 | 0 | 0 | 0 | 0 | 0 | 0 | 0 | 0 | 0 | 0 | 0 | 0 | 0 | 0 | 0 | 0 | 0 | 0 | 0 | 0 | 0 | 0 | 0 | 0 | 0 | 0 | 0 | 0 | 0 | 0 | 0 | 0 | 0 | 0 | 0 | 0 | 0 | 0
Commercial_Miscellaneous_New_Food Preparation_Natural Gas_Range_E5_Codes & Standards Forecast | Commercial | Miscellaneous | New | Food Preparation | Natural Gas | Range | E5 |  | Codes & Standards Forecast | 0 | 0 | 0 | 0 | 0 | 0 | 0 | 0 | 0 | 0 | 0 | 0 | 0 | 0 | 0 | 0 | 0 | 0 | 0 | 0 | 0 | 0 | 0 | 0 | 0 | 0 | 0 | 0 | 0 | 0 | 0 | 0 | 0 | 0 | 0 | 0 | 0 | 0 | 0 | 0 | 0 | 0 | 0 | 0 | 0 | 0 | 0 | 0 | 0 | 0 | 0
Commercial_Miscellaneous_New_Food Preparation_Natural Gas_Range_E6_Codes & Standards Forecast | Commercial | Miscellaneous | New | Food Preparation | Natural Gas | Range | E6 |  | Codes & Standards Forecast | 0 | 0 | 0 | 0 | 0 | 0 | 0 | 0 | 0 | 0 | 0 | 0 | 0 | 0 | 0 | 0 | 0 | 0 | 0 | 0 | 0 | 0 | 0 | 0 | 0 | 0 | 0 | 0 | 0 | 0 | 0 | 0 | 0 | 0 | 0 | 0 | 0 | 0 | 0 | 0 | 0 | 0 | 0 | 0 | 0 | 0 | 0 | 0 | 0 | 0 | 0
Commercial_Miscellaneous_New_Food Preparation_Natural Gas_Range_E7_Codes & Standards Forecast | Commercial | Miscellaneous | New | Food Preparation | Natural Gas | Range | E7 |  | Codes & Standards Forecast | 0 | 0 | 0 | 0 | 0 | 0 | 0 | 0 | 0 | 0 | 0 | 0 | 0 | 0 | 0 | 0 | 0 | 0 | 0 | 0 | 0 | 0 | 0 | 0 | 0 | 0 | 0 | 0 | 0 | 0 | 0 | 0 | 0 | 0 | 0 | 0 | 0 | 0 | 0 | 0 | 0 | 0 | 0 | 0 | 0 | 0 | 0 | 0 | 0 | 0 | 0
Commercial_Miscellaneous_New_Food Preparation_Natural Gas_Range_E8_Codes & Standards Forecast | Commercial | Miscellaneous | New | Food Preparation | Natural Gas | Range | E8 |  | Codes & Standards Forecast | 0 | 0 | 0 | 0 | 0 | 0 | 0 | 0 | 0 | 0 | 0 | 0 | 0 | 0 | 0 | 0 | 0 | 0 | 0 | 0 | 0 | 0 | 0 | 0 | 0 | 0 | 0 | 0 | 0 | 0 | 0 | 0 | 0 | 0 | 0 | 0 | 0 | 0 | 0 | 0 | 0 | 0 | 0 | 0 | 0 | 0 | 0 | 0 | 0 | 0 | 0
Commercial_Miscellaneous_New_Food Preparation_Natural Gas_Range_E9_Codes & Standards Forecast | Commercial | Miscellaneous | New | Food Preparation | Natural Gas | Range | E9 |  | Codes & Standards Forecast | 0 | 0 | 0 | 0 | 0 | 0 | 0 | 0 | 0 | 0 | 0 | 0 | 0 | 0 | 0 | 0 | 0 | 0 | 0 | 0 | 0 | 0 | 0 | 0 | 0 | 0 | 0 | 0 | 0 | 0 | 0 | 0 | 0 | 0 | 0 | 0 | 0 | 0 | 0 | 0 | 0 | 0 | 0 | 0 | 0 | 0 | 0 | 0 | 0 | 0 | 0
Commercial_Miscellaneous_New_Food Preparation_Natural Gas_Range_E10_Codes & Standards Forecast | Commercial | Miscellaneous | New | Food Preparation | Natural Gas | Range | E10 |  | Codes & Standards Forecast | 0 | 0 | 0 | 0 | 0 | 0 | 0 | 0 | 0 | 0 | 0 | 0 | 0 | 0 | 0 | 0 | 0 | 0 | 0 | 0 | 0 | 0 | 0 | 0 | 0 | 0 | 0 | 0 | 0 | 0 | 0 | 0 | 0 | 0 | 0 | 0 | 0 | 0 | 0 | 0 | 0 | 0 | 0 | 0 | 0 | 0 | 0 | 0 | 0 | 0 | 0
Commercial_Miscellaneous_New_Food Preparation_Natural Gas_Range_Vintage_Codes & Standards Forecast | Commercial | Miscellaneous | New | Food Preparation | Natural Gas | Range | Vintage |  | Codes & Standards Forecast | 0 | 0 | 0 | 0 | 0 | 0 | 0 | 0 | 0 | 0 | 0 | 0 | 0 | 0 | 0 | 0 | 0 | 0 | 0 | 0 | 0 | 0 | 0 | 0 | 0 | 0 | 0 | 0 | 0 | 0 | 0 | 0 | 0 | 0 | 0 | 0 | 0 | 0 | 0 | 0 | 0 | 0 | 0 | 0 | 0 | 0 | 0 | 0 | 0 | 0 | 0
Commercial_Miscellaneous_New_Food Preparation_Natural Gas_Steamer_E1_Codes & Standards Forecast | Commercial | Miscellaneous | New | Food Preparation | Natural Gas | Steamer | E1 |  | Codes & Standards Forecast | 0 | 109.6768 | 638.6887 | 638.6887 | 638.6887 | 638.6887 | 638.6887 | 638.6887 | 638.6887 | 638.6887 | 626.5024 | 556.891 | 495.0142 | 440.0127 | 391.1224 | 347.6643 | 309.035 | 274.6977 | 244.1758 | 183.2706 | 0 | 0 | 0 | 0 | 0 | 0 | 0 | 0 | 0 | 0 | 0 | 0 | 0 | 0 | 0 | 0 | 0 | 0 | 0 | 0 | 0 | 0 | 0 | 0 | 0 | 0 | 0 | 0 | 0 | 0 | 0
Commercial_Miscellaneous_New_Food Preparation_Natural Gas_Steamer_E2_Codes & Standards Forecast | Commercial | Miscellaneous | New | Food Preparation | Natural Gas | Steamer | E2 |  | Codes & Standards Forecast | 0 | 0 | 0 | 338.0757 | 742.2954 | 1158.8807 | 1577.5595 | 1939.9247 | 2297.2115 | 2662.8611 | 3046.6489 | 3485.0389 | 3909.9261 | 4322.9901 | 4730.4605 | 5131.4141 | 5529.6107 | 5915.1267 | 6282.8784 | 6670.1326 | 7179.9125 | 7513.0331 | 7850.4953 | 8191.528 | 8536.2245 | 8881.8921 | 9228.9111 | 9576.1639 | 9924.9485 | 10274.4934 | 10626.639 | 10979.0406 | 11128.744 | 0 | 0 | 0 | 0 | 0 | 0 | 0 | 0 | 0 | 0 | 0 | 0 | 0 | 0 | 0 | 0 | 0 | 0
Commercial_Miscellaneous_New_Food Preparation_Natural Gas_Steamer_E3_Codes & Standards Forecast | Commercial | Miscellaneous | New | Food Preparation | Natural Gas | Steamer | E3 |  | Codes & Standards Forecast | 0 | 0 | 0 | 0 | 0 | 0 | 0 | 0 | 0 | 0 | 0 | 0 | 0 | 0 | 0 | 0 | 0 | 0 | 0 | 0 | 0 | 0 | 0 | 0 | 0 | 0 | 0 | 0 | 0 | 0 | 0 | 0 | 0 | 0 | 0 | 0 | 0 | 0 | 0 | 0 | 0 | 0 | 0 | 0 | 0 | 0 | 0 | 0 | 0 | 0 | 0
Commercial_Miscellaneous_New_Food Preparation_Natural Gas_Steamer_E4_Codes & Standards Forecast | Commercial | Miscellaneous | New | Food Preparation | Natural Gas | Steamer | E4 |  | Codes & Standards Forecast | 0 | 0 | 0 | 0 | 0 | 0 | 0 | 0 | 0 | 0 | 0 | 0 | 0 | 0 | 0 | 0 | 0 | 0 | 0 | 0 | 0 | 0 | 0 | 0 | 0 | 0 | 0 | 0 | 0 | 0 | 0 | 0 | 0 | 0 | 0 | 0 | 0 | 0 | 0 | 0 | 0 | 0 | 0 | 0 | 0 | 0 | 0 | 0 | 0 | 0 | 0
Commercial_Miscellaneous_New_Food Preparation_Natural Gas_Steamer_E5_Codes & Standards Forecast | Commercial | Miscellaneous | New | Food Preparation | Natural Gas | Steamer | E5 |  | Codes & Standards Forecast | 0 | 0 | 0 | 0 | 0 | 0 | 0 | 0 | 0 | 0 | 0 | 0 | 0 | 0 | 0 | 0 | 0 | 0 | 0 | 0 | 0 | 0 | 0 | 0 | 0 | 0 | 0 | 0 | 0 | 0 | 0 | 0 | 0 | 0 | 0 | 0 | 0 | 0 | 0 | 0 | 0 | 0 | 0 | 0 | 0 | 0 | 0 | 0 | 0 | 0 | 0
Commercial_Miscellaneous_New_Food Preparation_Natural Gas_Steamer_E6_Codes & Standards Forecast | Commercial | Miscellaneous | New | Food Preparation | Natural Gas | Steamer | E6 |  | Codes & Standards Forecast | 0 | 0 | 0 | 0 | 0 | 0 | 0 | 0 | 0 | 0 | 0 | 0 | 0 | 0 | 0 | 0 | 0 | 0 | 0 | 0 | 0 | 0 | 0 | 0 | 0 | 0 | 0 | 0 | 0 | 0 | 0 | 0 | 0 | 0 | 0 | 0 | 0 | 0 | 0 | 0 | 0 | 0 | 0 | 0 | 0 | 0 | 0 | 0 | 0 | 0 | 0
Commercial_Miscellaneous_New_Food Preparation_Natural Gas_Steamer_E7_Codes & Standards Forecast | Commercial | Miscellaneous | New | Food Preparation | Natural Gas | Steamer | E7 |  | Codes & Standards Forecast | 0 | 0 | 0 | 0 | 0 | 0 | 0 | 0 | 0 | 0 | 0 | 0 | 0 | 0 | 0 | 0 | 0 | 0 | 0 | 0 | 0 | 0 | 0 | 0 | 0 | 0 | 0 | 0 | 0 | 0 | 0 | 0 | 0 | 0 | 0 | 0 | 0 | 0 | 0 | 0 | 0 | 0 | 0 | 0 | 0 | 0 | 0 | 0 | 0 | 0 | 0
Commercial_Miscellaneous_New_Food Preparation_Natural Gas_Steamer_E8_Codes & Standards Forecast | Commercial | Miscellaneous | New | Food Preparation | Natural Gas | Steamer | E8 |  | Codes & Standards Forecast | 0 | 0 | 0 | 0 | 0 | 0 | 0 | 0 | 0 | 0 | 0 | 0 | 0 | 0 | 0 | 0 | 0 | 0 | 0 | 0 | 0 | 0 | 0 | 0 | 0 | 0 | 0 | 0 | 0 | 0 | 0 | 0 | 0 | 0 | 0 | 0 | 0 | 0 | 0 | 0 | 0 | 0 | 0 | 0 | 0 | 0 | 0 | 0 | 0 | 0 | 0
Commercial_Miscellaneous_New_Food Preparation_Natural Gas_Steamer_E9_Codes & Standards Forecast | Commercial | Miscellaneous | New | Food Preparation | Natural Gas | Steamer | E9 |  | Codes & Standards Forecast | 0 | 0 | 0 | 0 | 0 | 0 | 0 | 0 | 0 | 0 | 0 | 0 | 0 | 0 | 0 | 0 | 0 | 0 | 0 | 0 | 0 | 0 | 0 | 0 | 0 | 0 | 0 | 0 | 0 | 0 | 0 | 0 | 0 | 0 | 0 | 0 | 0 | 0 | 0 | 0 | 0 | 0 | 0 | 0 | 0 | 0 | 0 | 0 | 0 | 0 | 0
Commercial_Miscellaneous_New_Food Preparation_Natural Gas_Steamer_E10_Codes & Standards Forecast | Commercial | Miscellaneous | New | Food Preparation | Natural Gas | Steamer | E10 |  | Codes & Standards Forecast | 0 | 0 | 0 | 0 | 0 | 0 | 0 | 0 | 0 | 0 | 0 | 0 | 0 | 0 | 0 | 0 | 0 | 0 | 0 | 0 | 0 | 0 | 0 | 0 | 0 | 0 | 0 | 0 | 0 | 0 | 0 | 0 | 0 | 0 | 0 | 0 | 0 | 0 | 0 | 0 | 0 | 0 | 0 | 0 | 0 | 0 | 0 | 0 | 0 | 0 | 0
Commercial_Miscellaneous_New_Food Preparation_Natural Gas_Steamer_Vintage_Codes & Standards Forecast | Commercial | Miscellaneous | New | Food Preparation | Natural Gas | Steamer | Vintage |  | Codes & Standards Forecast | 0 | 0 | 0 | 0 | 0 | 0 | 0 | 0 | 0 | 0 | 0 | 0 | 0 | 0 | 0 | 0 | 0 | 0 | 0 | 0 | 0 | 0 | 0 | 0 | 0 | 0 | 0 | 0 | 0 | 0 | 0 | 0 | 0 | 0 | 0 | 0 | 0 | 0 | 0 | 0 | 0 | 0 | 0 | 0 | 0 | 0 | 0 | 0 | 0 | 0 | 0
Commercial_Miscellaneous_New_Food Preparation_Natural Gas_Food Prep Other_E1_Codes & Standards Forecast | Commercial | Miscellaneous | New | Food Preparation | Natural Gas | Food Prep Other | E1 |  | Codes & Standards Forecast | 0 | 0 | 0 | 0 | 0 | 0 | 0 | 0 | 0 | 0 | 0 | 0 | 0 | 0 | 0 | 0 | 0 | 0 | 0 | 0 | 0 | 0 | 0 | 0 | 0 | 0 | 0 | 0 | 0 | 0 | 0 | 0 | 0 | 0 | 0 | 0 | 0 | 0 | 0 | 0 | 0 | 0 | 0 | 0 | 0 | 0 | 0 | 0 | 0 | 0 | 0
Commercial_Miscellaneous_New_Food Preparation_Natural Gas_Food Prep Other_E2_Codes & Standards Forecast | Commercial | Miscellaneous | New | Food Preparation | Natural Gas | Food Prep Other | E2 |  | Codes & Standards Forecast | 0 | 0 | 0 | 0 | 0 | 0 | 0 | 0 | 0 | 0 | 0 | 0 | 0 | 0 | 0 | 0 | 0 | 0 | 0 | 0 | 0 | 0 | 0 | 0 | 0 | 0 | 0 | 0 | 0 | 0 | 0 | 0 | 0 | 0 | 0 | 0 | 0 | 0 | 0 | 0 | 0 | 0 | 0 | 0 | 0 | 0 | 0 | 0 | 0 | 0 | 0
Commercial_Miscellaneous_New_Food Preparation_Natural Gas_Food Prep Other_E3_Codes & Standards Forecast | Commercial | Miscellaneous | New | Food Preparation | Natural Gas | Food Prep Other | E3 |  | Codes & Standards Forecast | 0 | 0 | 0 | 0 | 0 | 0 | 0 | 0 | 0 | 0 | 0 | 0 | 0 | 0 | 0 | 0 | 0 | 0 | 0 | 0 | 0 | 0 | 0 | 0 | 0 | 0 | 0 | 0 | 0 | 0 | 0 | 0 | 0 | 0 | 0 | 0 | 0 | 0 | 0 | 0 | 0 | 0 | 0 | 0 | 0 | 0 | 0 | 0 | 0 | 0 | 0
Commercial_Miscellaneous_New_Food Preparation_Natural Gas_Food Prep Other_E4_Codes & Standards Forecast | Commercial | Miscellaneous | New | Food Preparation | Natural Gas | Food Prep Other | E4 |  | Codes & Standards Forecast | 0 | 0 | 0 | 0 | 0 | 0 | 0 | 0 | 0 | 0 | 0 | 0 | 0 | 0 | 0 | 0 | 0 | 0 | 0 | 0 | 0 | 0 | 0 | 0 | 0 | 0 | 0 | 0 | 0 | 0 | 0 | 0 | 0 | 0 | 0 | 0 | 0 | 0 | 0 | 0 | 0 | 0 | 0 | 0 | 0 | 0 | 0 | 0 | 0 | 0 | 0
Commercial_Miscellaneous_New_Food Preparation_Natural Gas_Food Prep Other_E5_Codes & Standards Forecast | Commercial | Miscellaneous | New | Food Preparation | Natural Gas | Food Prep Other | E5 |  | Codes & Standards Forecast | 0 | 0 | 0 | 0 | 0 | 0 | 0 | 0 | 0 | 0 | 0 | 0 | 0 | 0 | 0 | 0 | 0 | 0 | 0 | 0 | 0 | 0 | 0 | 0 | 0 | 0 | 0 | 0 | 0 | 0 | 0 | 0 | 0 | 0 | 0 | 0 | 0 | 0 | 0 | 0 | 0 | 0 | 0 | 0 | 0 | 0 | 0 | 0 | 0 | 0 | 0
Commercial_Miscellaneous_New_Food Preparation_Natural Gas_Food Prep Other_E6_Codes & Standards Forecast | Commercial | Miscellaneous | New | Food Preparation | Natural Gas | Food Prep Other | E6 |  | Codes & Standards Forecast | 0 | 0 | 0 | 0 | 0 | 0 | 0 | 0 | 0 | 0 | 0 | 0 | 0 | 0 | 0 | 0 | 0 | 0 | 0 | 0 | 0 | 0 | 0 | 0 | 0 | 0 | 0 | 0 | 0 | 0 | 0 | 0 | 0 | 0 | 0 | 0 | 0 | 0 | 0 | 0 | 0 | 0 | 0 | 0 | 0 | 0 | 0 | 0 | 0 | 0 | 0
Commercial_Miscellaneous_New_Food Preparation_Natural Gas_Food Prep Other_E7_Codes & Standards Forecast | Commercial | Miscellaneous | New | Food Preparation | Natural Gas | Food Prep Other | E7 |  | Codes & Standards Forecast | 0 | 0 | 0 | 0 | 0 | 0 | 0 | 0 | 0 | 0 | 0 | 0 | 0 | 0 | 0 | 0 | 0 | 0 | 0 | 0 | 0 | 0 | 0 | 0 | 0 | 0 | 0 | 0 | 0 | 0 | 0 | 0 | 0 | 0 | 0 | 0 | 0 | 0 | 0 | 0 | 0 | 0 | 0 | 0 | 0 | 0 | 0 | 0 | 0 | 0 | 0
Commercial_Miscellaneous_New_Food Preparation_Natural Gas_Food Prep Other_E8_Codes & Standards Forecast | Commercial | Miscellaneous | New | Food Preparation | Natural Gas | Food Prep Other | E8 |  | Codes & Standards Forecast | 0 | 0 | 0 | 0 | 0 | 0 | 0 | 0 | 0 | 0 | 0 | 0 | 0 | 0 | 0 | 0 | 0 | 0 | 0 | 0 | 0 | 0 | 0 | 0 | 0 | 0 | 0 | 0 | 0 | 0 | 0 | 0 | 0 | 0 | 0 | 0 | 0 | 0 | 0 | 0 | 0 | 0 | 0 | 0 | 0 | 0 | 0 | 0 | 0 | 0 | 0
Commercial_Miscellaneous_New_Food Preparation_Natural Gas_Food Prep Other_E9_Codes & Standards Forecast | Commercial | Miscellaneous | New | Food Preparation | Natural Gas | Food Prep Other | E9 |  | Codes & Standards Forecast | 0 | 0 | 0 | 0 | 0 | 0 | 0 | 0 | 0 | 0 | 0 | 0 | 0 | 0 | 0 | 0 | 0 | 0 | 0 | 0 | 0 | 0 | 0 | 0 | 0 | 0 | 0 | 0 | 0 | 0 | 0 | 0 | 0 | 0 | 0 | 0 | 0 | 0 | 0 | 0 | 0 | 0 | 0 | 0 | 0 | 0 | 0 | 0 | 0 | 0 | 0
Commercial_Miscellaneous_New_Food Preparation_Natural Gas_Food Prep Other_E10_Codes & Standards Forecast | Commercial | Miscellaneous | New | Food Preparation | Natural Gas | Food Prep Other | E10 |  | Codes & Standards Forecast | 0 | 0 | 0 | 0 | 0 | 0 | 0 | 0 | 0 | 0 | 0 | 0 | 0 | 0 | 0 | 0 | 0 | 0 | 0 | 0 | 0 | 0 | 0 | 0 | 0 | 0 | 0 | 0 | 0 | 0 | 0 | 0 | 0 | 0 | 0 | 0 | 0 | 0 | 0 | 0 | 0 | 0 | 0 | 0 | 0 | 0 | 0 | 0 | 0 | 0 | 0
Commercial_Miscellaneous_New_Food Preparation_Natural Gas_Food Prep Other_Vintage_Codes & Standards Forecast | Commercial | Miscellaneous | New | Food Preparation | Natural Gas | Food Prep Other | Vintage |  | Codes & Standards Forecast | 0 | 0 | 0 | 0 | 0 | 0 | 0 | 0 | 0 | 0 | 0 | 0 | 0 | 0 | 0 | 0 | 0 | 0 | 0 | 0 | 0 | 0 | 0 | 0 | 0 | 0 | 0 | 0 | 0 | 0 | 0 | 0 | 0 | 0 | 0 | 0 | 0 | 0 | 0 | 0 | 0 | 0 | 0 | 0 | 0 | 0 | 0 | 0 | 0 | 0 | 0
Commercial_Miscellaneous_New_Miscellaneous_Natural Gas_Pool Heater_E1_Codes & Standards Forecast | Commercial | Miscellaneous | New | Miscellaneous | Natural Gas | Pool Heater | E1 |  | Codes & Standards Forecast | 0 | 0 | 0 | 0 | 0 | 0 | 0 | 0 | 0 | 0 | 0 | 0 | 0 | 0 | 0 | 0 | 0 | 0 | 0 | 0 | 0 | 0 | 0 | 0 | 0 | 0 | 0 | 0 | 0 | 0 | 0 | 0 | 0 | 0 | 0 | 0 | 0 | 0 | 0 | 0 | 0 | 0 | 0 | 0 | 0 | 0 | 0 | 0 | 0 | 0 | 0
Commercial_Miscellaneous_New_Miscellaneous_Natural Gas_Pool Heater_E2_Codes & Standards Forecast | Commercial | Miscellaneous | New | Miscellaneous | Natural Gas | Pool Heater | E2 |  | Codes & Standards Forecast | 0 | 0 | 0 | 0 | 0 | 0 | 0 | 0 | 0 | 0 | 0 | 0 | 0 | 0 | 0 | 0 | 0 | 0 | 0 | 0 | 0 | 0 | 0 | 0 | 0 | 0 | 0 | 0 | 0 | 0 | 0 | 0 | 0 | 0 | 0 | 0 | 0 | 0 | 0 | 0 | 0 | 0 | 0 | 0 | 0 | 0 | 0 | 0 | 0 | 0 | 0
Commercial_Miscellaneous_New_Miscellaneous_Natural Gas_Pool Heater_E3_Codes & Standards Forecast | Commercial | Miscellaneous | New | Miscellaneous | Natural Gas | Pool Heater | E3 |  | Codes & Standards Forecast | 0 | 0 | 0 | 0 | 0 | 0 | 0 | 0 | 0 | 0 | 0 | 0 | 0 | 0 | 0 | 0 | 0 | 0 | 0 | 0 | 0 | 0 | 0 | 0 | 0 | 0 | 0 | 0 | 0 | 0 | 0 | 0 | 0 | 0 | 0 | 0 | 0 | 0 | 0 | 0 | 0 | 0 | 0 | 0 | 0 | 0 | 0 | 0 | 0 | 0 | 0
Commercial_Miscellaneous_New_Miscellaneous_Natural Gas_Pool Heater_E4_Codes & Standards Forecast | Commercial | Miscellaneous | New | Miscellaneous | Natural Gas | Pool Heater | E4 |  | Codes & Standards Forecast | 0 | 0 | 0 | 0 | 0 | 0 | 0 | 0 | 0 | 0 | 0 | 0 | 0 | 0 | 0 | 0 | 0 | 0 | 0 | 0 | 0 | 0 | 0 | 0 | 0 | 0 | 0 | 0 | 0 | 0 | 0 | 0 | 0 | 0 | 0 | 0 | 0 | 0 | 0 | 0 | 0 | 0 | 0 | 0 | 0 | 0 | 0 | 0 | 0 | 0 | 0
Commercial_Miscellaneous_New_Miscellaneous_Natural Gas_Pool Heater_E5_Codes & Standards Forecast | Commercial | Miscellaneous | New | Miscellaneous | Natural Gas | Pool Heater | E5 |  | Codes & Standards Forecast | 0 | 0 | 0 | 0 | 0 | 0 | 0 | 0 | 0 | 0 | 0 | 0 | 0 | 0 | 0 | 0 | 0 | 0 | 0 | 0 | 0 | 0 | 0 | 0 | 0 | 0 | 0 | 0 | 0 | 0 | 0 | 0 | 0 | 0 | 0 | 0 | 0 | 0 | 0 | 0 | 0 | 0 | 0 | 0 | 0 | 0 | 0 | 0 | 0 | 0 | 0
Commercial_Miscellaneous_New_Miscellaneous_Natural Gas_Pool Heater_E6_Codes & Standards Forecast | Commercial | Miscellaneous | New | Miscellaneous | Natural Gas | Pool Heater | E6 |  | Codes & Standards Forecast | 0 | 0 | 0 | 0 | 0 | 0 | 0 | 0 | 0 | 0 | 0 | 0 | 0 | 0 | 0 | 0 | 0 | 0 | 0 | 0 | 0 | 0 | 0 | 0 | 0 | 0 | 0 | 0 | 0 | 0 | 0 | 0 | 0 | 0 | 0 | 0 | 0 | 0 | 0 | 0 | 0 | 0 | 0 | 0 | 0 | 0 | 0 | 0 | 0 | 0 | 0
Commercial_Miscellaneous_New_Miscellaneous_Natural Gas_Pool Heater_E7_Codes & Standards Forecast | Commercial | Miscellaneous | New | Miscellaneous | Natural Gas | Pool Heater | E7 |  | Codes & Standards Forecast | 0 | 0 | 0 | 0 | 0 | 0 | 0 | 0 | 0 | 0 | 0 | 0 | 0 | 0 | 0 | 0 | 0 | 0 | 0 | 0 | 0 | 0 | 0 | 0 | 0 | 0 | 0 | 0 | 0 | 0 | 0 | 0 | 0 | 0 | 0 | 0 | 0 | 0 | 0 | 0 | 0 | 0 | 0 | 0 | 0 | 0 | 0 | 0 | 0 | 0 | 0
Commercial_Miscellaneous_New_Miscellaneous_Natural Gas_Pool Heater_E8_Codes & Standards Forecast | Commercial | Miscellaneous | New | Miscellaneous | Natural Gas | Pool Heater | E8 |  | Codes & Standards Forecast | 0 | 0 | 0 | 0 | 0 | 0 | 0 | 0 | 0 | 0 | 0 | 0 | 0 | 0 | 0 | 0 | 0 | 0 | 0 | 0 | 0 | 0 | 0 | 0 | 0 | 0 | 0 | 0 | 0 | 0 | 0 | 0 | 0 | 0 | 0 | 0 | 0 | 0 | 0 | 0 | 0 | 0 | 0 | 0 | 0 | 0 | 0 | 0 | 0 | 0 | 0
Commercial_Miscellaneous_New_Miscellaneous_Natural Gas_Pool Heater_E9_Codes & Standards Forecast | Commercial | Miscellaneous | New | Miscellaneous | Natural Gas | Pool Heater | E9 |  | Codes & Standards Forecast | 0 | 0 | 0 | 0 | 0 | 0 | 0 | 0 | 0 | 0 | 0 | 0 | 0 | 0 | 0 | 0 | 0 | 0 | 0 | 0 | 0 | 0 | 0 | 0 | 0 | 0 | 0 | 0 | 0 | 0 | 0 | 0 | 0 | 0 | 0 | 0 | 0 | 0 | 0 | 0 | 0 | 0 | 0 | 0 | 0 | 0 | 0 | 0 | 0 | 0 | 0
Commercial_Miscellaneous_New_Miscellaneous_Natural Gas_Pool Heater_E10_Codes & Standards Forecast | Commercial | Miscellaneous | New | Miscellaneous | Natural Gas | Pool Heater | E10 |  | Codes & Standards Forecast | 0 | 0 | 0 | 0 | 0 | 0 | 0 | 0 | 0 | 0 | 0 | 0 | 0 | 0 | 0 | 0 | 0 | 0 | 0 | 0 | 0 | 0 | 0 | 0 | 0 | 0 | 0 | 0 | 0 | 0 | 0 | 0 | 0 | 0 | 0 | 0 | 0 | 0 | 0 | 0 | 0 | 0 | 0 | 0 | 0 | 0 | 0 | 0 | 0 | 0 | 0
Commercial_Miscellaneous_New_Miscellaneous_Natural Gas_Pool Heater_Vintage_Codes & Standards Forecast | Commercial | Miscellaneous | New | Miscellaneous | Natural Gas | Pool Heater | Vintage |  | Codes & Standards Forecast | 0 | 0 | 0 | 0 | 0 | 0 | 0 | 0 | 0 | 0 | 0 | 0 | 0 | 0 | 0 | 0 | 0 | 0 | 0 | 0 | 0 | 0 | 0 | 0 | 0 | 0 | 0 | 0 | 0 | 0 | 0 | 0 | 0 | 0 | 0 | 0 | 0 | 0 | 0 | 0 | 0 | 0 | 0 | 0 | 0 | 0 | 0 | 0 | 0 | 0 | 0
Commercial_Miscellaneous_New_Miscellaneous_Natural Gas_Miscellaneous_E1_Codes & Standards Forecast | Commercial | Miscellaneous | New | Miscellaneous | Natural Gas | Miscellaneous | E1 |  | Codes & Standards Forecast | 0 | 15584.5502 | 90754.6236 | 138793.5653 | 196231.2603 | 255426.0587 | 314918.3205 | 366408.6818 | 417177.4321 | 469134.5023 | 521937.3122 | 574338.9881 | 625921.0502 | 676800.0176 | 727752.5316 | 778550.9471 | 829643.7507 | 879544.5778 | 927463.3223 | 973835.9548 | 1020231.3704 | 1067566.2332 | 1115517.9934 | 1163977.1154 | 1212956.8469 | 1262074.5782 | 1311384.3266 | 1360727.2878 | 1410287.9236 | 1459956.5925 | 1509994.803 | 1560069.3872 | 1581341.5275 | 0 | 0 | 0 | 0 | 0 | 0 | 0 | 0 | 0 | 0 | 0 | 0 | 0 | 0 | 0 | 0 | 0 | 0
Commercial_Miscellaneous_New_Miscellaneous_Natural Gas_Miscellaneous_E2_Codes & Standards Forecast | Commercial | Miscellaneous | New | Miscellaneous | Natural Gas | Miscellaneous | E2 |  | Codes & Standards Forecast | 0 | 0 | 0 | 0 | 0 | 0 | 0 | 0 | 0 | 0 | 0 | 0 | 0 | 0 | 0 | 0 | 0 | 0 | 0 | 0 | 0 | 0 | 0 | 0 | 0 | 0 | 0 | 0 | 0 | 0 | 0 | 0 | 0 | 0 | 0 | 0 | 0 | 0 | 0 | 0 | 0 | 0 | 0 | 0 | 0 | 0 | 0 | 0 | 0 | 0 | 0
Commercial_Miscellaneous_New_Miscellaneous_Natural Gas_Miscellaneous_E3_Codes & Standards Forecast | Commercial | Miscellaneous | New | Miscellaneous | Natural Gas | Miscellaneous | E3 |  | Codes & Standards Forecast | 0 | 0 | 0 | 0 | 0 | 0 | 0 | 0 | 0 | 0 | 0 | 0 | 0 | 0 | 0 | 0 | 0 | 0 | 0 | 0 | 0 | 0 | 0 | 0 | 0 | 0 | 0 | 0 | 0 | 0 | 0 | 0 | 0 | 0 | 0 | 0 | 0 | 0 | 0 | 0 | 0 | 0 | 0 | 0 | 0 | 0 | 0 | 0 | 0 | 0 | 0
Commercial_Miscellaneous_New_Miscellaneous_Natural Gas_Miscellaneous_E4_Codes & Standards Forecast | Commercial | Miscellaneous | New | Miscellaneous | Natural Gas | Miscellaneous | E4 |  | Codes & Standards Forecast | 0 | 0 | 0 | 0 | 0 | 0 | 0 | 0 | 0 | 0 | 0 | 0 | 0 | 0 | 0 | 0 | 0 | 0 | 0 | 0 | 0 | 0 | 0 | 0 | 0 | 0 | 0 | 0 | 0 | 0 | 0 | 0 | 0 | 0 | 0 | 0 | 0 | 0 | 0 | 0 | 0 | 0 | 0 | 0 | 0 | 0 | 0 | 0 | 0 | 0 | 0
Commercial_Miscellaneous_New_Miscellaneous_Natural Gas_Miscellaneous_E5_Codes & Standards Forecast | Commercial | Miscellaneous | New | Miscellaneous | Natural Gas | Miscellaneous | E5 |  | Codes & Standards Forecast | 0 | 0 | 0 | 0 | 0 | 0 | 0 | 0 | 0 | 0 | 0 | 0 | 0 | 0 | 0 | 0 | 0 | 0 | 0 | 0 | 0 | 0 | 0 | 0 | 0 | 0 | 0 | 0 | 0 | 0 | 0 | 0 | 0 | 0 | 0 | 0 | 0 | 0 | 0 | 0 | 0 | 0 | 0 | 0 | 0 | 0 | 0 | 0 | 0 | 0 | 0
Commercial_Miscellaneous_New_Miscellaneous_Natural Gas_Miscellaneous_E6_Codes & Standards Forecast | Commercial | Miscellaneous | New | Miscellaneous | Natural Gas | Miscellaneous | E6 |  | Codes & Standards Forecast | 0 | 0 | 0 | 0 | 0 | 0 | 0 | 0 | 0 | 0 | 0 | 0 | 0 | 0 | 0 | 0 | 0 | 0 | 0 | 0 | 0 | 0 | 0 | 0 | 0 | 0 | 0 | 0 | 0 | 0 | 0 | 0 | 0 | 0 | 0 | 0 | 0 | 0 | 0 | 0 | 0 | 0 | 0 | 0 | 0 | 0 | 0 | 0 | 0 | 0 | 0
Commercial_Miscellaneous_New_Miscellaneous_Natural Gas_Miscellaneous_E7_Codes & Standards Forecast | Commercial | Miscellaneous | New | Miscellaneous | Natural Gas | Miscellaneous | E7 |  | Codes & Standards Forecast | 0 | 0 | 0 | 0 | 0 | 0 | 0 | 0 | 0 | 0 | 0 | 0 | 0 | 0 | 0 | 0 | 0 | 0 | 0 | 0 | 0 | 0 | 0 | 0 | 0 | 0 | 0 | 0 | 0 | 0 | 0 | 0 | 0 | 0 | 0 | 0 | 0 | 0 | 0 | 0 | 0 | 0 | 0 | 0 | 0 | 0 | 0 | 0 | 0 | 0 | 0
Commercial_Miscellaneous_New_Miscellaneous_Natural Gas_Miscellaneous_E8_Codes & Standards Forecast | Commercial | Miscellaneous | New | Miscellaneous | Natural Gas | Miscellaneous | E8 |  | Codes & Standards Forecast | 0 | 0 | 0 | 0 | 0 | 0 | 0 | 0 | 0 | 0 | 0 | 0 | 0 | 0 | 0 | 0 | 0 | 0 | 0 | 0 | 0 | 0 | 0 | 0 | 0 | 0 | 0 | 0 | 0 | 0 | 0 | 0 | 0 | 0 | 0 | 0 | 0 | 0 | 0 | 0 | 0 | 0 | 0 | 0 | 0 | 0 | 0 | 0 | 0 | 0 | 0
Commercial_Miscellaneous_New_Miscellaneous_Natural Gas_Miscellaneous_E9_Codes & Standards Forecast | Commercial | Miscellaneous | New | Miscellaneous | Natural Gas | Miscellaneous | E9 |  | Codes & Standards Forecast | 0 | 0 | 0 | 0 | 0 | 0 | 0 | 0 | 0 | 0 | 0 | 0 | 0 | 0 | 0 | 0 | 0 | 0 | 0 | 0 | 0 | 0 | 0 | 0 | 0 | 0 | 0 | 0 | 0 | 0 | 0 | 0 | 0 | 0 | 0 | 0 | 0 | 0 | 0 | 0 | 0 | 0 | 0 | 0 | 0 | 0 | 0 | 0 | 0 | 0 | 0
Commercial_Miscellaneous_New_Miscellaneous_Natural Gas_Miscellaneous_E10_Codes & Standards Forecast | Commercial | Miscellaneous | New | Miscellaneous | Natural Gas | Miscellaneous | E10 |  | Codes & Standards Forecast | 0 | 0 | 0 | 0 | 0 | 0 | 0 | 0 | 0 | 0 | 0 | 0 | 0 | 0 | 0 | 0 | 0 | 0 | 0 | 0 | 0 | 0 | 0 | 0 | 0 | 0 | 0 | 0 | 0 | 0 | 0 | 0 | 0 | 0 | 0 | 0 | 0 | 0 | 0 | 0 | 0 | 0 | 0 | 0 | 0 | 0 | 0 | 0 | 0 | 0 | 0
Commercial_Miscellaneous_New_Miscellaneous_Natural Gas_Miscellaneous_Vintage_Codes & Standards Forecast | Commercial | Miscellaneous | New | Miscellaneous | Natural Gas | Miscellaneous | Vintage |  | Codes & Standards Forecast | 0 | 0 | 0 | 0 | 0 | 0 | 0 | 0 | 0 | 0 | 0 | 0 | 0 | 0 | 0 | 0 | 0 | 0 | 0 | 0 | 0 | 0 | 0 | 0 | 0 | 0 | 0 | 0 | 0 | 0 | 0 | 0 | 0 | 0 | 0 | 0 | 0 | 0 | 0 | 0 | 0 | 0 | 0 | 0 | 0 | 0 | 0 | 0 | 0 | 0 | 0

## Equipment Savings
Key | Field | Sector | Segment | Vintage | End Use | Fuel | Technology | Case | Label | 2016 | 2017 | 2018 | 2019 | 2020 | 2021 | 2022 | 2023 | 2024 | 2025 | 2026 | 2027 | 2028 | 2029 | 2030 | 2031 | 2032 | 2033 | 2034 | 2035 | 2036 | 2037 | 2038 | 2039 | 2040 | 2041 | 2042 | 2043 | 2044 | 2045 | 2046 | 2047 | 2048 | 2049 | 2050 | 2051 | 2052 | 2053 | 2054 | 2055 | 2056 | 2057 | 2058 | 2059 | 2060 | 2061 | 2062 | 2063 | 2064 | 2065 | 2066 | 2058
F1_Commercial_Office_Existing_Space Heating_Natural Gas_Furnace_Baseline Forecast | F1 | Commercial | Office | Existing | Space Heating | Natural Gas | Furnace | Baseline Forecast | Consumption Savings (MMtherm) | 0 | 0 | 0 | 0 | 0 | 0 | 0 | 0 | 0 | 0 | 0 | 0 | 0 | 0 | 0 | 0 | 0 | 0 | 0 | 0 | 0 | 0 | 0 | 0 | 0 | 0 | 0 | 0 | 0 | 0 | 0 | 0 | 0 | 0 | 0 | 0
F2_Commercial_Office_Existing_Space Heating_Natural Gas_Furnace_Baseline Forecast | F2 | Commercial | Office | Existing | Space Heating | Natural Gas | Furnace | Baseline Forecast | Summer Demand Savings (MW) | 0 | 0 | 0 | 0 | 0 | 0 | 0 | 0 | 0 | 0 | 0 | 0 | 0 | 0 | 0 | 0 | 0 | 0 | 0 | 0 | 0 | 0 | 0 | 0 | 0 | 0 | 0 | 0 | 0 | 0 | 0 | 0 | 0 | 0 | 0 | 0
F3_Commercial_Office_Existing_Space Heating_Natural Gas_Furnace_Baseline Forecast | F3 | Commercial | Office | Existing | Space Heating | Natural Gas | Furnace | Baseline Forecast | Winter Demand Savings (MW) | 0 | 0 | 0 | 0 | 0 | 0 | 0 | 0 | 0 | 0 | 0 | 0 | 0 | 0 | 0 | 0 | 0 | 0 | 0 | 0 | 0 | 0 | 0 | 0 | 0 | 0 | 0 | 0 | 0 | 0 | 0 | 0 | 0 | 0 | 0 | 0
F4_Commercial_Office_Existing_Space Heating_Natural Gas_Furnace_Baseline Forecast | F4 | Commercial | Office | Existing | Space Heating | Natural Gas | Furnace | Baseline Forecast | Incremental Savings (MMtherm) | 0 | 0 | 0 | 0 | 0 | 0 | 0 | 0 | 0 | 0 | 0 | 0 | 0 | 0 | 0 | 0 | 0 | 0 | 0 | 0 | 0 | 0 | 0 | 0 | 0 | 0 | 0 | 0 | 0 | 0 | 0 | 0 | 0 | 0 | 0 | 0
F1_Commercial_Office_Existing_Space Heating_Natural Gas_Boiler_Baseline Forecast | F1 | Commercial | Office | Existing | Space Heating | Natural Gas | Boiler | Baseline Forecast | Consumption Savings (MMtherm) | 0 | 0 | 0 | 0 | 0 | 0 | 0 | 0 | 0 | 0 | 0 | 0 | 0 | 0 | 0 | 0 | 0 | 0 | 0 | 0 | 0 | 0 | 0 | 0 | 0 | 0 | 0 | 0 | 0 | 0 | 0 | 0 | 0 | 0 | 0 | 0
F2_Commercial_Office_Existing_Space Heating_Natural Gas_Boiler_Baseline Forecast | F2 | Commercial | Office | Existing | Space Heating | Natural Gas | Boiler | Baseline Forecast | Summer Demand Savings (MW) | 0 | 0 | 0 | 0 | 0 | 0 | 0 | 0 | 0 | 0 | 0 | 0 | 0 | 0 | 0 | 0 | 0 | 0 | 0 | 0 | 0 | 0 | 0 | 0 | 0 | 0 | 0 | 0 | 0 | 0 | 0 | 0 | 0 | 0 | 0 | 0
F3_Commercial_Office_Existing_Space Heating_Natural Gas_Boiler_Baseline Forecast | F3 | Commercial | Office | Existing | Space Heating | Natural Gas | Boiler | Baseline Forecast | Winter Demand Savings (MW) | 0 | 0 | 0 | 0 | 0 | 0 | 0 | 0 | 0 | 0 | 0 | 0 | 0 | 0 | 0 | 0 | 0 | 0 | 0 | 0 | 0 | 0 | 0 | 0 | 0 | 0 | 0 | 0 | 0 | 0 | 0 | 0 | 0 | 0 | 0 | 0
F4_Commercial_Office_Existing_Space Heating_Natural Gas_Boiler_Baseline Forecast | F4 | Commercial | Office | Existing | Space Heating | Natural Gas | Boiler | Baseline Forecast | Incremental Savings (MMtherm) | 0 | 0 | 0 | 0 | 0 | 0 | 0 | 0 | 0 | 0 | 0 | 0 | 0 | 0 | 0 | 0 | 0 | 0 | 0 | 0 | 0 | 0 | 0 | 0 | 0 | 0 | 0 | 0 | 0 | 0 | 0 | 0 | 0 | 0 | 0 | 0
F1_Commercial_Office_Existing_Space Heating_Natural Gas_Unit Heater_Baseline Forecast | F1 | Commercial | Office | Existing | Space Heating | Natural Gas | Unit Heater | Baseline Forecast | Consumption Savings (MMtherm) | 0 | 0 | 0 | 0 | 0 | 0 | 0 | 0 | 0 | 0 | 0 | 0 | 0 | 0 | 0 | 0 | 0 | 0 | 0 | 0 | 0 | 0 | 0 | 0 | 0 | 0 | 0 | 0 | 0 | 0 | 0 | 0 | 0 | 0 | 0 | 0
F2_Commercial_Office_Existing_Space Heating_Natural Gas_Unit Heater_Baseline Forecast | F2 | Commercial | Office | Existing | Space Heating | Natural Gas | Unit Heater | Baseline Forecast | Summer Demand Savings (MW) | 0 | 0 | 0 | 0 | 0 | 0 | 0 | 0 | 0 | 0 | 0 | 0 | 0 | 0 | 0 | 0 | 0 | 0 | 0 | 0 | 0 | 0 | 0 | 0 | 0 | 0 | 0 | 0 | 0 | 0 | 0 | 0 | 0 | 0 | 0 | 0
F3_Commercial_Office_Existing_Space Heating_Natural Gas_Unit Heater_Baseline Forecast | F3 | Commercial | Office | Existing | Space Heating | Natural Gas | Unit Heater | Baseline Forecast | Winter Demand Savings (MW) | 0 | 0 | 0 | 0 | 0 | 0 | 0 | 0 | 0 | 0 | 0 | 0 | 0 | 0 | 0 | 0 | 0 | 0 | 0 | 0 | 0 | 0 | 0 | 0 | 0 | 0 | 0 | 0 | 0 | 0 | 0 | 0 | 0 | 0 | 0 | 0
F4_Commercial_Office_Existing_Space Heating_Natural Gas_Unit Heater_Baseline Forecast | F4 | Commercial | Office | Existing | Space Heating | Natural Gas | Unit Heater | Baseline Forecast | Incremental Savings (MMtherm) | 0 | 0 | 0 | 0 | 0 | 0 | 0 | 0 | 0 | 0 | 0 | 0 | 0 | 0 | 0 | 0 | 0 | 0 | 0 | 0 | 0 | 0 | 0 | 0 | 0 | 0 | 0 | 0 | 0 | 0 | 0 | 0 | 0 | 0 | 0 | 0
F1_Commercial_Office_Existing_Water Heating_Natural Gas_Water Heater_Baseline Forecast | F1 | Commercial | Office | Existing | Water Heating | Natural Gas | Water Heater | Baseline Forecast | Consumption Savings (MMtherm) | 0 | 0 | 0 | 0 | 0 | 0 | 0 | 0 | 0 | 0 | 0 | 0 | 0 | 0 | 0 | 0 | 0 | 0 | 0 | 0 | 0 | 0 | 0 | 0 | 0 | 0 | 0 | 0 | 0 | 0 | 0 | 0 | 0 | 0 | 0 | 0
F2_Commercial_Office_Existing_Water Heating_Natural Gas_Water Heater_Baseline Forecast | F2 | Commercial | Office | Existing | Water Heating | Natural Gas | Water Heater | Baseline Forecast | Summer Demand Savings (MW) | 0 | 0 | 0 | 0 | 0 | 0 | 0 | 0 | 0 | 0 | 0 | 0 | 0 | 0 | 0 | 0 | 0 | 0 | 0 | 0 | 0 | 0 | 0 | 0 | 0 | 0 | 0 | 0 | 0 | 0 | 0 | 0 | 0 | 0 | 0 | 0
F3_Commercial_Office_Existing_Water Heating_Natural Gas_Water Heater_Baseline Forecast | F3 | Commercial | Office | Existing | Water Heating | Natural Gas | Water Heater | Baseline Forecast | Winter Demand Savings (MW) | 0 | 0 | 0 | 0 | 0 | 0 | 0 | 0 | 0 | 0 | 0 | 0 | 0 | 0 | 0 | 0 | 0 | 0 | 0 | 0 | 0 | 0 | 0 | 0 | 0 | 0 | 0 | 0 | 0 | 0 | 0 | 0 | 0 | 0 | 0 | 0
F4_Commercial_Office_Existing_Water Heating_Natural Gas_Water Heater_Baseline Forecast | F4 | Commercial | Office | Existing | Water Heating | Natural Gas | Water Heater | Baseline Forecast | Incremental Savings (MMtherm) | 0 | 0 | 0 | 0 | 0 | 0 | 0 | 0 | 0 | 0 | 0 | 0 | 0 | 0 | 0 | 0 | 0 | 0 | 0 | 0 | 0 | 0 | 0 | 0 | 0 | 0 | 0 | 0 | 0 | 0 | 0 | 0 | 0 | 0 | 0 | 0
F1_Commercial_Office_Existing_Food Preparation_Natural Gas_Oven_Baseline Forecast | F1 | Commercial | Office | Existing | Food Preparation | Natural Gas | Oven | Baseline Forecast | Consumption Savings (MMtherm) | 0 | 0 | 0 | 0 | 0 | 0 | 0 | 0 | 0 | 0 | 0 | 0 | 0 | 0 | 0 | 0 | 0 | 0 | 0 | 0 | 0 | 0 | 0 | 0 | 0 | 0 | 0 | 0 | 0 | 0 | 0 | 0 | 0 | 0 | 0 | 0
F2_Commercial_Office_Existing_Food Preparation_Natural Gas_Oven_Baseline Forecast | F2 | Commercial | Office | Existing | Food Preparation | Natural Gas | Oven | Baseline Forecast | Summer Demand Savings (MW) | 0 | 0 | 0 | 0 | 0 | 0 | 0 | 0 | 0 | 0 | 0 | 0 | 0 | 0 | 0 | 0 | 0 | 0 | 0 | 0 | 0 | 0 | 0 | 0 | 0 | 0 | 0 | 0 | 0 | 0 | 0 | 0 | 0 | 0 | 0 | 0
F3_Commercial_Office_Existing_Food Preparation_Natural Gas_Oven_Baseline Forecast | F3 | Commercial | Office | Existing | Food Preparation | Natural Gas | Oven | Baseline Forecast | Winter Demand Savings (MW) | 0 | 0 | 0 | 0 | 0 | 0 | 0 | 0 | 0 | 0 | 0 | 0 | 0 | 0 | 0 | 0 | 0 | 0 | 0 | 0 | 0 | 0 | 0 | 0 | 0 | 0 | 0 | 0 | 0 | 0 | 0 | 0 | 0 | 0 | 0 | 0
F4_Commercial_Office_Existing_Food Preparation_Natural Gas_Oven_Baseline Forecast | F4 | Commercial | Office | Existing | Food Preparation | Natural Gas | Oven | Baseline Forecast | Incremental Savings (MMtherm) | 0 | 0 | 0 | 0 | 0 | 0 | 0 | 0 | 0 | 0 | 0 | 0 | 0 | 0 | 0 | 0 | 0 | 0 | 0 | 0 | 0 | 0 | 0 | 0 | 0 | 0 | 0 | 0 | 0 | 0 | 0 | 0 | 0 | 0 | 0 | 0
F1_Commercial_Office_Existing_Food Preparation_Natural Gas_Conveyor Oven_Baseline Forecast | F1 | Commercial | Office | Existing | Food Preparation | Natural Gas | Conveyor Oven | Baseline Forecast | Consumption Savings (MMtherm) | 0 | 0 | 0 | 0 | 0 | 0 | 0 | 0 | 0 | 0 | 0 | 0 | 0 | 0 | 0 | 0 | 0 | 0 | 0 | 0 | 0 | 0 | 0 | 0 | 0 | 0 | 0 | 0 | 0 | 0 | 0 | 0 | 0 | 0 | 0 | 0
F2_Commercial_Office_Existing_Food Preparation_Natural Gas_Conveyor Oven_Baseline Forecast | F2 | Commercial | Office | Existing | Food Preparation | Natural Gas | Conveyor Oven | Baseline Forecast | Summer Demand Savings (MW) | 0 | 0 | 0 | 0 | 0 | 0 | 0 | 0 | 0 | 0 | 0 | 0 | 0 | 0 | 0 | 0 | 0 | 0 | 0 | 0 | 0 | 0 | 0 | 0 | 0 | 0 | 0 | 0 | 0 | 0 | 0 | 0 | 0 | 0 | 0 | 0
F3_Commercial_Office_Existing_Food Preparation_Natural Gas_Conveyor Oven_Baseline Forecast | F3 | Commercial | Office | Existing | Food Preparation | Natural Gas | Conveyor Oven | Baseline Forecast | Winter Demand Savings (MW) | 0 | 0 | 0 | 0 | 0 | 0 | 0 | 0 | 0 | 0 | 0 | 0 | 0 | 0 | 0 | 0 | 0 | 0 | 0 | 0 | 0 | 0 | 0 | 0 | 0 | 0 | 0 | 0 | 0 | 0 | 0 | 0 | 0 | 0 | 0 | 0
F4_Commercial_Office_Existing_Food Preparation_Natural Gas_Conveyor Oven_Baseline Forecast | F4 | Commercial | Office | Existing | Food Preparation | Natural Gas | Conveyor Oven | Baseline Forecast | Incremental Savings (MMtherm) | 0 | 0 | 0 | 0 | 0 | 0 | 0 | 0 | 0 | 0 | 0 | 0 | 0 | 0 | 0 | 0 | 0 | 0 | 0 | 0 | 0 | 0 | 0 | 0 | 0 | 0 | 0 | 0 | 0 | 0 | 0 | 0 | 0 | 0 | 0 | 0
F1_Commercial_Office_Existing_Food Preparation_Natural Gas_Double Rack Oven_Baseline Forecast | F1 | Commercial | Office | Existing | Food Preparation | Natural Gas | Double Rack Oven | Baseline Forecast | Consumption Savings (MMtherm) | 0 | 0 | 0 | 0 | 0 | 0 | 0 | 0 | 0 | 0 | 0 | 0 | 0 | 0 | 0 | 0 | 0 | 0 | 0 | 0 | 0 | 0 | 0 | 0 | 0 | 0 | 0 | 0 | 0 | 0 | 0 | 0 | 0 | 0 | 0 | 0
F2_Commercial_Office_Existing_Food Preparation_Natural Gas_Double Rack Oven_Baseline Forecast | F2 | Commercial | Office | Existing | Food Preparation | Natural Gas | Double Rack Oven | Baseline Forecast | Summer Demand Savings (MW) | 0 | 0 | 0 | 0 | 0 | 0 | 0 | 0 | 0 | 0 | 0 | 0 | 0 | 0 | 0 | 0 | 0 | 0 | 0 | 0 | 0 | 0 | 0 | 0 | 0 | 0 | 0 | 0 | 0 | 0 | 0 | 0 | 0 | 0 | 0 | 0
F3_Commercial_Office_Existing_Food Preparation_Natural Gas_Double Rack Oven_Baseline Forecast | F3 | Commercial | Office | Existing | Food Preparation | Natural Gas | Double Rack Oven | Baseline Forecast | Winter Demand Savings (MW) | 0 | 0 | 0 | 0 | 0 | 0 | 0 | 0 | 0 | 0 | 0 | 0 | 0 | 0 | 0 | 0 | 0 | 0 | 0 | 0 | 0 | 0 | 0 | 0 | 0 | 0 | 0 | 0 | 0 | 0 | 0 | 0 | 0 | 0 | 0 | 0
F4_Commercial_Office_Existing_Food Preparation_Natural Gas_Double Rack Oven_Baseline Forecast | F4 | Commercial | Office | Existing | Food Preparation | Natural Gas | Double Rack Oven | Baseline Forecast | Incremental Savings (MMtherm) | 0 | 0 | 0 | 0 | 0 | 0 | 0 | 0 | 0 | 0 | 0 | 0 | 0 | 0 | 0 | 0 | 0 | 0 | 0 | 0 | 0 | 0 | 0 | 0 | 0 | 0 | 0 | 0 | 0 | 0 | 0 | 0 | 0 | 0 | 0 | 0
F1_Commercial_Office_Existing_Food Preparation_Natural Gas_Fryer_Baseline Forecast | F1 | Commercial | Office | Existing | Food Preparation | Natural Gas | Fryer | Baseline Forecast | Consumption Savings (MMtherm) | 0 | 0 | 0 | 0 | 0 | 0 | 0 | 0 | 0 | 0 | 0 | 0 | 0 | 0 | 0 | 0 | 0 | 0 | 0 | 0 | 0 | 0 | 0 | 0 | 0 | 0 | 0 | 0 | 0 | 0 | 0 | 0 | 0 | 0 | 0 | 0
F2_Commercial_Office_Existing_Food Preparation_Natural Gas_Fryer_Baseline Forecast | F2 | Commercial | Office | Existing | Food Preparation | Natural Gas | Fryer | Baseline Forecast | Summer Demand Savings (MW) | 0 | 0 | 0 | 0 | 0 | 0 | 0 | 0 | 0 | 0 | 0 | 0 | 0 | 0 | 0 | 0 | 0 | 0 | 0 | 0 | 0 | 0 | 0 | 0 | 0 | 0 | 0 | 0 | 0 | 0 | 0 | 0 | 0 | 0 | 0 | 0
F3_Commercial_Office_Existing_Food Preparation_Natural Gas_Fryer_Baseline Forecast | F3 | Commercial | Office | Existing | Food Preparation | Natural Gas | Fryer | Baseline Forecast | Winter Demand Savings (MW) | 0 | 0 | 0 | 0 | 0 | 0 | 0 | 0 | 0 | 0 | 0 | 0 | 0 | 0 | 0 | 0 | 0 | 0 | 0 | 0 | 0 | 0 | 0 | 0 | 0 | 0 | 0 | 0 | 0 | 0 | 0 | 0 | 0 | 0 | 0 | 0
F4_Commercial_Office_Existing_Food Preparation_Natural Gas_Fryer_Baseline Forecast | F4 | Commercial | Office | Existing | Food Preparation | Natural Gas | Fryer | Baseline Forecast | Incremental Savings (MMtherm) | 0 | 0 | 0 | 0 | 0 | 0 | 0 | 0 | 0 | 0 | 0 | 0 | 0 | 0 | 0 | 0 | 0 | 0 | 0 | 0 | 0 | 0 | 0 | 0 | 0 | 0 | 0 | 0 | 0 | 0 | 0 | 0 | 0 | 0 | 0 | 0
F1_Commercial_Office_Existing_Food Preparation_Natural Gas_Broiler_Baseline Forecast | F1 | Commercial | Office | Existing | Food Preparation | Natural Gas | Broiler | Baseline Forecast | Consumption Savings (MMtherm) | 0 | 0 | 0 | 0 | 0 | 0 | 0 | 0 | 0 | 0 | 0 | 0 | 0 | 0 | 0 | 0 | 0 | 0 | 0 | 0 | 0 | 0 | 0 | 0 | 0 | 0 | 0 | 0 | 0 | 0 | 0 | 0 | 0 | 0 | 0 | 0
F2_Commercial_Office_Existing_Food Preparation_Natural Gas_Broiler_Baseline Forecast | F2 | Commercial | Office | Existing | Food Preparation | Natural Gas | Broiler | Baseline Forecast | Summer Demand Savings (MW) | 0 | 0 | 0 | 0 | 0 | 0 | 0 | 0 | 0 | 0 | 0 | 0 | 0 | 0 | 0 | 0 | 0 | 0 | 0 | 0 | 0 | 0 | 0 | 0 | 0 | 0 | 0 | 0 | 0 | 0 | 0 | 0 | 0 | 0 | 0 | 0
F3_Commercial_Office_Existing_Food Preparation_Natural Gas_Broiler_Baseline Forecast | F3 | Commercial | Office | Existing | Food Preparation | Natural Gas | Broiler | Baseline Forecast | Winter Demand Savings (MW) | 0 | 0 | 0 | 0 | 0 | 0 | 0 | 0 | 0 | 0 | 0 | 0 | 0 | 0 | 0 | 0 | 0 | 0 | 0 | 0 | 0 | 0 | 0 | 0 | 0 | 0 | 0 | 0 | 0 | 0 | 0 | 0 | 0 | 0 | 0 | 0
F4_Commercial_Office_Existing_Food Preparation_Natural Gas_Broiler_Baseline Forecast | F4 | Commercial | Office | Existing | Food Preparation | Natural Gas | Broiler | Baseline Forecast | Incremental Savings (MMtherm) | 0 | 0 | 0 | 0 | 0 | 0 | 0 | 0 | 0 | 0 | 0 | 0 | 0 | 0 | 0 | 0 | 0 | 0 | 0 | 0 | 0 | 0 | 0 | 0 | 0 | 0 | 0 | 0 | 0 | 0 | 0 | 0 | 0 | 0 | 0 | 0
F1_Commercial_Office_Existing_Food Preparation_Natural Gas_Griddle_Baseline Forecast | F1 | Commercial | Office | Existing | Food Preparation | Natural Gas | Griddle | Baseline Forecast | Consumption Savings (MMtherm) | 0 | 0 | 0 | 0 | 0 | 0 | 0 | 0 | 0 | 0 | 0 | 0 | 0 | 0 | 0 | 0 | 0 | 0 | 0 | 0 | 0 | 0 | 0 | 0 | 0 | 0 | 0 | 0 | 0 | 0 | 0 | 0 | 0 | 0 | 0 | 0
F2_Commercial_Office_Existing_Food Preparation_Natural Gas_Griddle_Baseline Forecast | F2 | Commercial | Office | Existing | Food Preparation | Natural Gas | Griddle | Baseline Forecast | Summer Demand Savings (MW) | 0 | 0 | 0 | 0 | 0 | 0 | 0 | 0 | 0 | 0 | 0 | 0 | 0 | 0 | 0 | 0 | 0 | 0 | 0 | 0 | 0 | 0 | 0 | 0 | 0 | 0 | 0 | 0 | 0 | 0 | 0 | 0 | 0 | 0 | 0 | 0
F3_Commercial_Office_Existing_Food Preparation_Natural Gas_Griddle_Baseline Forecast | F3 | Commercial | Office | Existing | Food Preparation | Natural Gas | Griddle | Baseline Forecast | Winter Demand Savings (MW) | 0 | 0 | 0 | 0 | 0 | 0 | 0 | 0 | 0 | 0 | 0 | 0 | 0 | 0 | 0 | 0 | 0 | 0 | 0 | 0 | 0 | 0 | 0 | 0 | 0 | 0 | 0 | 0 | 0 | 0 | 0 | 0 | 0 | 0 | 0 | 0
F4_Commercial_Office_Existing_Food Preparation_Natural Gas_Griddle_Baseline Forecast | F4 | Commercial | Office | Existing | Food Preparation | Natural Gas | Griddle | Baseline Forecast | Incremental Savings (MMtherm) | 0 | 0 | 0 | 0 | 0 | 0 | 0 | 0 | 0 | 0 | 0 | 0 | 0 | 0 | 0 | 0 | 0 | 0 | 0 | 0 | 0 | 0 | 0 | 0 | 0 | 0 | 0 | 0 | 0 | 0 | 0 | 0 | 0 | 0 | 0 | 0
F1_Commercial_Office_Existing_Food Preparation_Natural Gas_Range_Baseline Forecast | F1 | Commercial | Office | Existing | Food Preparation | Natural Gas | Range | Baseline Forecast | Consumption Savings (MMtherm) | 0 | 0 | 0 | 0 | 0 | 0 | 0 | 0 | 0 | 0 | 0 | 0 | 0 | 0 | 0 | 0 | 0 | 0 | 0 | 0 | 0 | 0 | 0 | 0 | 0 | 0 | 0 | 0 | 0 | 0 | 0 | 0 | 0 | 0 | 0 | 0
F2_Commercial_Office_Existing_Food Preparation_Natural Gas_Range_Baseline Forecast | F2 | Commercial | Office | Existing | Food Preparation | Natural Gas | Range | Baseline Forecast | Summer Demand Savings (MW) | 0 | 0 | 0 | 0 | 0 | 0 | 0 | 0 | 0 | 0 | 0 | 0 | 0 | 0 | 0 | 0 | 0 | 0 | 0 | 0 | 0 | 0 | 0 | 0 | 0 | 0 | 0 | 0 | 0 | 0 | 0 | 0 | 0 | 0 | 0 | 0
F3_Commercial_Office_Existing_Food Preparation_Natural Gas_Range_Baseline Forecast | F3 | Commercial | Office | Existing | Food Preparation | Natural Gas | Range | Baseline Forecast | Winter Demand Savings (MW) | 0 | 0 | 0 | 0 | 0 | 0 | 0 | 0 | 0 | 0 | 0 | 0 | 0 | 0 | 0 | 0 | 0 | 0 | 0 | 0 | 0 | 0 | 0 | 0 | 0 | 0 | 0 | 0 | 0 | 0 | 0 | 0 | 0 | 0 | 0 | 0
F4_Commercial_Office_Existing_Food Preparation_Natural Gas_Range_Baseline Forecast | F4 | Commercial | Office | Existing | Food Preparation | Natural Gas | Range | Baseline Forecast | Incremental Savings (MMtherm) | 0 | 0 | 0 | 0 | 0 | 0 | 0 | 0 | 0 | 0 | 0 | 0 | 0 | 0 | 0 | 0 | 0 | 0 | 0 | 0 | 0 | 0 | 0 | 0 | 0 | 0 | 0 | 0 | 0 | 0 | 0 | 0 | 0 | 0 | 0 | 0
F1_Commercial_Office_Existing_Food Preparation_Natural Gas_Steamer_Baseline Forecast | F1 | Commercial | Office | Existing | Food Preparation | Natural Gas | Steamer | Baseline Forecast | Consumption Savings (MMtherm) | 0 | 0 | 0 | 0 | 0 | 0 | 0 | 0 | 0 | 0 | 0 | 0 | 0 | 0 | 0 | 0 | 0 | 0 | 0 | 0 | 0 | 0 | 0 | 0 | 0 | 0 | 0 | 0 | 0 | 0 | 0 | 0 | 0 | 0 | 0 | 0
F2_Commercial_Office_Existing_Food Preparation_Natural Gas_Steamer_Baseline Forecast | F2 | Commercial | Office | Existing | Food Preparation | Natural Gas | Steamer | Baseline Forecast | Summer Demand Savings (MW) | 0 | 0 | 0 | 0 | 0 | 0 | 0 | 0 | 0 | 0 | 0 | 0 | 0 | 0 | 0 | 0 | 0 | 0 | 0 | 0 | 0 | 0 | 0 | 0 | 0 | 0 | 0 | 0 | 0 | 0 | 0 | 0 | 0 | 0 | 0 | 0
F3_Commercial_Office_Existing_Food Preparation_Natural Gas_Steamer_Baseline Forecast | F3 | Commercial | Office | Existing | Food Preparation | Natural Gas | Steamer | Baseline Forecast | Winter Demand Savings (MW) | 0 | 0 | 0 | 0 | 0 | 0 | 0 | 0 | 0 | 0 | 0 | 0 | 0 | 0 | 0 | 0 | 0 | 0 | 0 | 0 | 0 | 0 | 0 | 0 | 0 | 0 | 0 | 0 | 0 | 0 | 0 | 0 | 0 | 0 | 0 | 0
F4_Commercial_Office_Existing_Food Preparation_Natural Gas_Steamer_Baseline Forecast | F4 | Commercial | Office | Existing | Food Preparation | Natural Gas | Steamer | Baseline Forecast | Incremental Savings (MMtherm) | 0 | 0 | 0 | 0 | 0 | 0 | 0 | 0 | 0 | 0 | 0 | 0 | 0 | 0 | 0 | 0 | 0 | 0 | 0 | 0 | 0 | 0 | 0 | 0 | 0 | 0 | 0 | 0 | 0 | 0 | 0 | 0 | 0 | 0 | 0 | 0
F1_Commercial_Office_Existing_Food Preparation_Natural Gas_Food Prep Other_Baseline Forecast | F1 | Commercial | Office | Existing | Food Preparation | Natural Gas | Food Prep Other | Baseline Forecast | Consumption Savings (MMtherm) | 0 | 0 | 0 | 0 | 0 | 0 | 0 | 0 | 0 | 0 | 0 | 0 | 0 | 0 | 0 | 0 | 0 | 0 | 0 | 0 | 0 | 0 | 0 | 0 | 0 | 0 | 0 | 0 | 0 | 0 | 0 | 0 | 0 | 0 | 0 | 0
F2_Commercial_Office_Existing_Food Preparation_Natural Gas_Food Prep Other_Baseline Forecast | F2 | Commercial | Office | Existing | Food Preparation | Natural Gas | Food Prep Other | Baseline Forecast | Summer Demand Savings (MW) | 0 | 0 | 0 | 0 | 0 | 0 | 0 | 0 | 0 | 0 | 0 | 0 | 0 | 0 | 0 | 0 | 0 | 0 | 0 | 0 | 0 | 0 | 0 | 0 | 0 | 0 | 0 | 0 | 0 | 0 | 0 | 0 | 0 | 0 | 0 | 0
F3_Commercial_Office_Existing_Food Preparation_Natural Gas_Food Prep Other_Baseline Forecast | F3 | Commercial | Office | Existing | Food Preparation | Natural Gas | Food Prep Other | Baseline Forecast | Winter Demand Savings (MW) | 0 | 0 | 0 | 0 | 0 | 0 | 0 | 0 | 0 | 0 | 0 | 0 | 0 | 0 | 0 | 0 | 0 | 0 | 0 | 0 | 0 | 0 | 0 | 0 | 0 | 0 | 0 | 0 | 0 | 0 | 0 | 0 | 0 | 0 | 0 | 0
F4_Commercial_Office_Existing_Food Preparation_Natural Gas_Food Prep Other_Baseline Forecast | F4 | Commercial | Office | Existing | Food Preparation | Natural Gas | Food Prep Other | Baseline Forecast | Incremental Savings (MMtherm) | 0 | 0 | 0 | 0 | 0 | 0 | 0 | 0 | 0 | 0 | 0 | 0 | 0 | 0 | 0 | 0 | 0 | 0 | 0 | 0 | 0 | 0 | 0 | 0 | 0 | 0 | 0 | 0 | 0 | 0 | 0 | 0 | 0 | 0 | 0 | 0
F1_Commercial_Office_Existing_Miscellaneous_Natural Gas_Pool Heater_Baseline Forecast | F1 | Commercial | Office | Existing | Miscellaneous | Natural Gas | Pool Heater | Baseline Forecast | Consumption Savings (MMtherm) | 0 | 0 | 0 | 0 | 0 | 0 | 0 | 0 | 0 | 0 | 0 | 0 | 0 | 0 | 0 | 0 | 0 | 0 | 0 | 0 | 0 | 0 | 0 | 0 | 0 | 0 | 0 | 0 | 0 | 0 | 0 | 0 | 0 | 0 | 0 | 0
F2_Commercial_Office_Existing_Miscellaneous_Natural Gas_Pool Heater_Baseline Forecast | F2 | Commercial | Office | Existing | Miscellaneous | Natural Gas | Pool Heater | Baseline Forecast | Summer Demand Savings (MW) | 0 | 0 | 0 | 0 | 0 | 0 | 0 | 0 | 0 | 0 | 0 | 0 | 0 | 0 | 0 | 0 | 0 | 0 | 0 | 0 | 0 | 0 | 0 | 0 | 0 | 0 | 0 | 0 | 0 | 0 | 0 | 0 | 0 | 0 | 0 | 0
F3_Commercial_Office_Existing_Miscellaneous_Natural Gas_Pool Heater_Baseline Forecast | F3 | Commercial | Office | Existing | Miscellaneous | Natural Gas | Pool Heater | Baseline Forecast | Winter Demand Savings (MW) | 0 | 0 | 0 | 0 | 0 | 0 | 0 | 0 | 0 | 0 | 0 | 0 | 0 | 0 | 0 | 0 | 0 | 0 | 0 | 0 | 0 | 0 | 0 | 0 | 0 | 0 | 0 | 0 | 0 | 0 | 0 | 0 | 0 | 0 | 0 | 0
F4_Commercial_Office_Existing_Miscellaneous_Natural Gas_Pool Heater_Baseline Forecast | F4 | Commercial | Office | Existing | Miscellaneous | Natural Gas | Pool Heater | Baseline Forecast | Incremental Savings (MMtherm) | 0 | 0 | 0 | 0 | 0 | 0 | 0 | 0 | 0 | 0 | 0 | 0 | 0 | 0 | 0 | 0 | 0 | 0 | 0 | 0 | 0 | 0 | 0 | 0 | 0 | 0 | 0 | 0 | 0 | 0 | 0 | 0 | 0 | 0 | 0 | 0
F1_Commercial_Office_Existing_Miscellaneous_Natural Gas_Miscellaneous_Baseline Forecast | F1 | Commercial | Office | Existing | Miscellaneous | Natural Gas | Miscellaneous | Baseline Forecast | Consumption Savings (MMtherm) | 0 | 0 | 0 | 0 | 0 | 0 | 0 | 0 | 0 | 0 | 0 | 0 | 0 | 0 | 0 | 0 | 0 | 0 | 0 | 0 | 0 | 0 | 0 | 0 | 0 | 0 | 0 | 0 | 0 | 0 | 0 | 0 | 0 | 0 | 0 | 0
F2_Commercial_Office_Existing_Miscellaneous_Natural Gas_Miscellaneous_Baseline Forecast | F2 | Commercial | Office | Existing | Miscellaneous | Natural Gas | Miscellaneous | Baseline Forecast | Summer Demand Savings (MW) | 0 | 0 | 0 | 0 | 0 | 0 | 0 | 0 | 0 | 0 | 0 | 0 | 0 | 0 | 0 | 0 | 0 | 0 | 0 | 0 | 0 | 0 | 0 | 0 | 0 | 0 | 0 | 0 | 0 | 0 | 0 | 0 | 0 | 0 | 0 | 0
F3_Commercial_Office_Existing_Miscellaneous_Natural Gas_Miscellaneous_Baseline Forecast | F3 | Commercial | Office | Existing | Miscellaneous | Natural Gas | Miscellaneous | Baseline Forecast | Winter Demand Savings (MW) | 0 | 0 | 0 | 0 | 0 | 0 | 0 | 0 | 0 | 0 | 0 | 0 | 0 | 0 | 0 | 0 | 0 | 0 | 0 | 0 | 0 | 0 | 0 | 0 | 0 | 0 | 0 | 0 | 0 | 0 | 0 | 0 | 0 | 0 | 0 | 0
F4_Commercial_Office_Existing_Miscellaneous_Natural Gas_Miscellaneous_Baseline Forecast | F4 | Commercial | Office | Existing | Miscellaneous | Natural Gas | Miscellaneous | Baseline Forecast | Incremental Savings (MMtherm) | 0 | 0 | 0 | 0 | 0 | 0 | 0 | 0 | 0 | 0 | 0 | 0 | 0 | 0 | 0 | 0 | 0 | 0 | 0 | 0 | 0 | 0 | 0 | 0 | 0 | 0 | 0 | 0 | 0 | 0 | 0 | 0 | 0 | 0 | 0 | 0
F1_Commercial_Office_New_Space Heating_Natural Gas_Furnace_Baseline Forecast | F1 | Commercial | Office | New | Space Heating | Natural Gas | Furnace | Baseline Forecast | Consumption Savings (MMtherm) | 0 | 0 | 0 | 0 | 0 | 0 | 0 | 0 | 0 | 0 | 0 | 0 | 0 | 0 | 0 | 0 | 0 | 0 | 0 | 0 | 0 | 0 | 0 | 0 | 0 | 0 | 0 | 0 | 0 | 0 | 0 | 0 | 0 | 0 | 0 | 0
F2_Commercial_Office_New_Space Heating_Natural Gas_Furnace_Baseline Forecast | F2 | Commercial | Office | New | Space Heating | Natural Gas | Furnace | Baseline Forecast | Summer Demand Savings (MW) | 0 | 0 | 0 | 0 | 0 | 0 | 0 | 0 | 0 | 0 | 0 | 0 | 0 | 0 | 0 | 0 | 0 | 0 | 0 | 0 | 0 | 0 | 0 | 0 | 0 | 0 | 0 | 0 | 0 | 0 | 0 | 0 | 0 | 0 | 0 | 0
F3_Commercial_Office_New_Space Heating_Natural Gas_Furnace_Baseline Forecast | F3 | Commercial | Office | New | Space Heating | Natural Gas | Furnace | Baseline Forecast | Winter Demand Savings (MW) | 0 | 0 | 0 | 0 | 0 | 0 | 0 | 0 | 0 | 0 | 0 | 0 | 0 | 0 | 0 | 0 | 0 | 0 | 0 | 0 | 0 | 0 | 0 | 0 | 0 | 0 | 0 | 0 | 0 | 0 | 0 | 0 | 0 | 0 | 0 | 0
F4_Commercial_Office_New_Space Heating_Natural Gas_Furnace_Baseline Forecast | F4 | Commercial | Office | New | Space Heating | Natural Gas | Furnace | Baseline Forecast | Incremental Savings (MMtherm) | 0 | 0 | 0 | 0 | 0 | 0 | 0 | 0 | 0 | 0 | 0 | 0 | 0 | 0 | 0 | 0 | 0 | 0 | 0 | 0 | 0 | 0 | 0 | 0 | 0 | 0 | 0 | 0 | 0 | 0 | 0 | 0 | 0 | 0 | 0 | 0
F1_Commercial_Office_New_Space Heating_Natural Gas_Boiler_Baseline Forecast | F1 | Commercial | Office | New | Space Heating | Natural Gas | Boiler | Baseline Forecast | Consumption Savings (MMtherm) | 0 | 0 | 0 | 0 | 0 | 0 | 0 | 0 | 0 | 0 | 0 | 0 | 0 | 0 | 0 | 0 | 0 | 0 | 0 | 0 | 0 | 0 | 0 | 0 | 0 | 0 | 0 | 0 | 0 | 0 | 0 | 0 | 0 | 0 | 0 | 0
F2_Commercial_Office_New_Space Heating_Natural Gas_Boiler_Baseline Forecast | F2 | Commercial | Office | New | Space Heating | Natural Gas | Boiler | Baseline Forecast | Summer Demand Savings (MW) | 0 | 0 | 0 | 0 | 0 | 0 | 0 | 0 | 0 | 0 | 0 | 0 | 0 | 0 | 0 | 0 | 0 | 0 | 0 | 0 | 0 | 0 | 0 | 0 | 0 | 0 | 0 | 0 | 0 | 0 | 0 | 0 | 0 | 0 | 0 | 0
F3_Commercial_Office_New_Space Heating_Natural Gas_Boiler_Baseline Forecast | F3 | Commercial | Office | New | Space Heating | Natural Gas | Boiler | Baseline Forecast | Winter Demand Savings (MW) | 0 | 0 | 0 | 0 | 0 | 0 | 0 | 0 | 0 | 0 | 0 | 0 | 0 | 0 | 0 | 0 | 0 | 0 | 0 | 0 | 0 | 0 | 0 | 0 | 0 | 0 | 0 | 0 | 0 | 0 | 0 | 0 | 0 | 0 | 0 | 0
F4_Commercial_Office_New_Space Heating_Natural Gas_Boiler_Baseline Forecast | F4 | Commercial | Office | New | Space Heating | Natural Gas | Boiler | Baseline Forecast | Incremental Savings (MMtherm) | 0 | 0 | 0 | 0 | 0 | 0 | 0 | 0 | 0 | 0 | 0 | 0 | 0 | 0 | 0 | 0 | 0 | 0 | 0 | 0 | 0 | 0 | 0 | 0 | 0 | 0 | 0 | 0 | 0 | 0 | 0 | 0 | 0 | 0 | 0 | 0
F1_Commercial_Office_New_Space Heating_Natural Gas_Unit Heater_Baseline Forecast | F1 | Commercial | Office | New | Space Heating | Natural Gas | Unit Heater | Baseline Forecast | Consumption Savings (MMtherm) | 0 | 0 | 0 | 0 | 0 | 0 | 0 | 0 | 0 | 0 | 0 | 0 | 0 | 0 | 0 | 0 | 0 | 0 | 0 | 0 | 0 | 0 | 0 | 0 | 0 | 0 | 0 | 0 | 0 | 0 | 0 | 0 | 0 | 0 | 0 | 0
F2_Commercial_Office_New_Space Heating_Natural Gas_Unit Heater_Baseline Forecast | F2 | Commercial | Office | New | Space Heating | Natural Gas | Unit Heater | Baseline Forecast | Summer Demand Savings (MW) | 0 | 0 | 0 | 0 | 0 | 0 | 0 | 0 | 0 | 0 | 0 | 0 | 0 | 0 | 0 | 0 | 0 | 0 | 0 | 0 | 0 | 0 | 0 | 0 | 0 | 0 | 0 | 0 | 0 | 0 | 0 | 0 | 0 | 0 | 0 | 0
F3_Commercial_Office_New_Space Heating_Natural Gas_Unit Heater_Baseline Forecast | F3 | Commercial | Office | New | Space Heating | Natural Gas | Unit Heater | Baseline Forecast | Winter Demand Savings (MW) | 0 | 0 | 0 | 0 | 0 | 0 | 0 | 0 | 0 | 0 | 0 | 0 | 0 | 0 | 0 | 0 | 0 | 0 | 0 | 0 | 0 | 0 | 0 | 0 | 0 | 0 | 0 | 0 | 0 | 0 | 0 | 0 | 0 | 0 | 0 | 0
F4_Commercial_Office_New_Space Heating_Natural Gas_Unit Heater_Baseline Forecast | F4 | Commercial | Office | New | Space Heating | Natural Gas | Unit Heater | Baseline Forecast | Incremental Savings (MMtherm) | 0 | 0 | 0 | 0 | 0 | 0 | 0 | 0 | 0 | 0 | 0 | 0 | 0 | 0 | 0 | 0 | 0 | 0 | 0 | 0 | 0 | 0 | 0 | 0 | 0 | 0 | 0 | 0 | 0 | 0 | 0 | 0 | 0 | 0 | 0 | 0
F1_Commercial_Office_New_Water Heating_Natural Gas_Water Heater_Baseline Forecast | F1 | Commercial | Office | New | Water Heating | Natural Gas | Water Heater | Baseline Forecast | Consumption Savings (MMtherm) | 0 | 0 | 0 | 0 | 0 | 0 | 0 | 0 | 0 | 0 | 0 | 0 | 0 | 0 | 0 | 0 | 0 | 0 | 0 | 0 | 0 | 0 | 0 | 0 | 0 | 0 | 0 | 0 | 0 | 0 | 0 | 0 | 0 | 0 | 0 | 0
F2_Commercial_Office_New_Water Heating_Natural Gas_Water Heater_Baseline Forecast | F2 | Commercial | Office | New | Water Heating | Natural Gas | Water Heater | Baseline Forecast | Summer Demand Savings (MW) | 0 | 0 | 0 | 0 | 0 | 0 | 0 | 0 | 0 | 0 | 0 | 0 | 0 | 0 | 0 | 0 | 0 | 0 | 0 | 0 | 0 | 0 | 0 | 0 | 0 | 0 | 0 | 0 | 0 | 0 | 0 | 0 | 0 | 0 | 0 | 0
F3_Commercial_Office_New_Water Heating_Natural Gas_Water Heater_Baseline Forecast | F3 | Commercial | Office | New | Water Heating | Natural Gas | Water Heater | Baseline Forecast | Winter Demand Savings (MW) | 0 | 0 | 0 | 0 | 0 | 0 | 0 | 0 | 0 | 0 | 0 | 0 | 0 | 0 | 0 | 0 | 0 | 0 | 0 | 0 | 0 | 0 | 0 | 0 | 0 | 0 | 0 | 0 | 0 | 0 | 0 | 0 | 0 | 0 | 0 | 0
F4_Commercial_Office_New_Water Heating_Natural Gas_Water Heater_Baseline Forecast | F4 | Commercial | Office | New | Water Heating | Natural Gas | Water Heater | Baseline Forecast | Incremental Savings (MMtherm) | 0 | 0 | 0 | 0 | 0 | 0 | 0 | 0 | 0 | 0 | 0 | 0 | 0 | 0 | 0 | 0 | 0 | 0 | 0 | 0 | 0 | 0 | 0 | 0 | 0 | 0 | 0 | 0 | 0 | 0 | 0 | 0 | 0 | 0 | 0 | 0
F1_Commercial_Office_New_Food Preparation_Natural Gas_Oven_Baseline Forecast | F1 | Commercial | Office | New | Food Preparation | Natural Gas | Oven | Baseline Forecast | Consumption Savings (MMtherm) | 0 | 0 | 0 | 0 | 0 | 0 | 0 | 0 | 0 | 0 | 0 | 0 | 0 | 0 | 0 | 0 | 0 | 0 | 0 | 0 | 0 | 0 | 0 | 0 | 0 | 0 | 0 | 0 | 0 | 0 | 0 | 0 | 0 | 0 | 0 | 0
F2_Commercial_Office_New_Food Preparation_Natural Gas_Oven_Baseline Forecast | F2 | Commercial | Office | New | Food Preparation | Natural Gas | Oven | Baseline Forecast | Summer Demand Savings (MW) | 0 | 0 | 0 | 0 | 0 | 0 | 0 | 0 | 0 | 0 | 0 | 0 | 0 | 0 | 0 | 0 | 0 | 0 | 0 | 0 | 0 | 0 | 0 | 0 | 0 | 0 | 0 | 0 | 0 | 0 | 0 | 0 | 0 | 0 | 0 | 0
F3_Commercial_Office_New_Food Preparation_Natural Gas_Oven_Baseline Forecast | F3 | Commercial | Office | New | Food Preparation | Natural Gas | Oven | Baseline Forecast | Winter Demand Savings (MW) | 0 | 0 | 0 | 0 | 0 | 0 | 0 | 0 | 0 | 0 | 0 | 0 | 0 | 0 | 0 | 0 | 0 | 0 | 0 | 0 | 0 | 0 | 0 | 0 | 0 | 0 | 0 | 0 | 0 | 0 | 0 | 0 | 0 | 0 | 0 | 0
F4_Commercial_Office_New_Food Preparation_Natural Gas_Oven_Baseline Forecast | F4 | Commercial | Office | New | Food Preparation | Natural Gas | Oven | Baseline Forecast | Incremental Savings (MMtherm) | 0 | 0 | 0 | 0 | 0 | 0 | 0 | 0 | 0 | 0 | 0 | 0 | 0 | 0 | 0 | 0 | 0 | 0 | 0 | 0 | 0 | 0 | 0 | 0 | 0 | 0 | 0 | 0 | 0 | 0 | 0 | 0 | 0 | 0 | 0 | 0
F1_Commercial_Office_New_Food Preparation_Natural Gas_Conveyor Oven_Baseline Forecast | F1 | Commercial | Office | New | Food Preparation | Natural Gas | Conveyor Oven | Baseline Forecast | Consumption Savings (MMtherm) | 0 | 0 | 0 | 0 | 0 | 0 | 0 | 0 | 0 | 0 | 0 | 0 | 0 | 0 | 0 | 0 | 0 | 0 | 0 | 0 | 0 | 0 | 0 | 0 | 0 | 0 | 0 | 0 | 0 | 0 | 0 | 0 | 0 | 0 | 0 | 0
F2_Commercial_Office_New_Food Preparation_Natural Gas_Conveyor Oven_Baseline Forecast | F2 | Commercial | Office | New | Food Preparation | Natural Gas | Conveyor Oven | Baseline Forecast | Summer Demand Savings (MW) | 0 | 0 | 0 | 0 | 0 | 0 | 0 | 0 | 0 | 0 | 0 | 0 | 0 | 0 | 0 | 0 | 0 | 0 | 0 | 0 | 0 | 0 | 0 | 0 | 0 | 0 | 0 | 0 | 0 | 0 | 0 | 0 | 0 | 0 | 0 | 0
F3_Commercial_Office_New_Food Preparation_Natural Gas_Conveyor Oven_Baseline Forecast | F3 | Commercial | Office | New | Food Preparation | Natural Gas | Conveyor Oven | Baseline Forecast | Winter Demand Savings (MW) | 0 | 0 | 0 | 0 | 0 | 0 | 0 | 0 | 0 | 0 | 0 | 0 | 0 | 0 | 0 | 0 | 0 | 0 | 0 | 0 | 0 | 0 | 0 | 0 | 0 | 0 | 0 | 0 | 0 | 0 | 0 | 0 | 0 | 0 | 0 | 0
F4_Commercial_Office_New_Food Preparation_Natural Gas_Conveyor Oven_Baseline Forecast | F4 | Commercial | Office | New | Food Preparation | Natural Gas | Conveyor Oven | Baseline Forecast | Incremental Savings (MMtherm) | 0 | 0 | 0 | 0 | 0 | 0 | 0 | 0 | 0 | 0 | 0 | 0 | 0 | 0 | 0 | 0 | 0 | 0 | 0 | 0 | 0 | 0 | 0 | 0 | 0 | 0 | 0 | 0 | 0 | 0 | 0 | 0 | 0 | 0 | 0 | 0
F1_Commercial_Office_New_Food Preparation_Natural Gas_Double Rack Oven_Baseline Forecast | F1 | Commercial | Office | New | Food Preparation | Natural Gas | Double Rack Oven | Baseline Forecast | Consumption Savings (MMtherm) | 0 | 0 | 0 | 0 | 0 | 0 | 0 | 0 | 0 | 0 | 0 | 0 | 0 | 0 | 0 | 0 | 0 | 0 | 0 | 0 | 0 | 0 | 0 | 0 | 0 | 0 | 0 | 0 | 0 | 0 | 0 | 0 | 0 | 0 | 0 | 0
F2_Commercial_Office_New_Food Preparation_Natural Gas_Double Rack Oven_Baseline Forecast | F2 | Commercial | Office | New | Food Preparation | Natural Gas | Double Rack Oven | Baseline Forecast | Summer Demand Savings (MW) | 0 | 0 | 0 | 0 | 0 | 0 | 0 | 0 | 0 | 0 | 0 | 0 | 0 | 0 | 0 | 0 | 0 | 0 | 0 | 0 | 0 | 0 | 0 | 0 | 0 | 0 | 0 | 0 | 0 | 0 | 0 | 0 | 0 | 0 | 0 | 0
F3_Commercial_Office_New_Food Preparation_Natural Gas_Double Rack Oven_Baseline Forecast | F3 | Commercial | Office | New | Food Preparation | Natural Gas | Double Rack Oven | Baseline Forecast | Winter Demand Savings (MW) | 0 | 0 | 0 | 0 | 0 | 0 | 0 | 0 | 0 | 0 | 0 | 0 | 0 | 0 | 0 | 0 | 0 | 0 | 0 | 0 | 0 | 0 | 0 | 0 | 0 | 0 | 0 | 0 | 0 | 0 | 0 | 0 | 0 | 0 | 0 | 0
F4_Commercial_Office_New_Food Preparation_Natural Gas_Double Rack Oven_Baseline Forecast | F4 | Commercial | Office | New | Food Preparation | Natural Gas | Double Rack Oven | Baseline Forecast | Incremental Savings (MMtherm) | 0 | 0 | 0 | 0 | 0 | 0 | 0 | 0 | 0 | 0 | 0 | 0 | 0 | 0 | 0 | 0 | 0 | 0 | 0 | 0 | 0 | 0 | 0 | 0 | 0 | 0 | 0 | 0 | 0 | 0 | 0 | 0 | 0 | 0 | 0 | 0
F1_Commercial_Office_New_Food Preparation_Natural Gas_Fryer_Baseline Forecast | F1 | Commercial | Office | New | Food Preparation | Natural Gas | Fryer | Baseline Forecast | Consumption Savings (MMtherm) | 0 | 0 | 0 | 0 | 0 | 0 | 0 | 0 | 0 | 0 | 0 | 0 | 0 | 0 | 0 | 0 | 0 | 0 | 0 | 0 | 0 | 0 | 0 | 0 | 0 | 0 | 0 | 0 | 0 | 0 | 0 | 0 | 0 | 0 | 0 | 0
F2_Commercial_Office_New_Food Preparation_Natural Gas_Fryer_Baseline Forecast | F2 | Commercial | Office | New | Food Preparation | Natural Gas | Fryer | Baseline Forecast | Summer Demand Savings (MW) | 0 | 0 | 0 | 0 | 0 | 0 | 0 | 0 | 0 | 0 | 0 | 0 | 0 | 0 | 0 | 0 | 0 | 0 | 0 | 0 | 0 | 0 | 0 | 0 | 0 | 0 | 0 | 0 | 0 | 0 | 0 | 0 | 0 | 0 | 0 | 0
F3_Commercial_Office_New_Food Preparation_Natural Gas_Fryer_Baseline Forecast | F3 | Commercial | Office | New | Food Preparation | Natural Gas | Fryer | Baseline Forecast | Winter Demand Savings (MW) | 0 | 0 | 0 | 0 | 0 | 0 | 0 | 0 | 0 | 0 | 0 | 0 | 0 | 0 | 0 | 0 | 0 | 0 | 0 | 0 | 0 | 0 | 0 | 0 | 0 | 0 | 0 | 0 | 0 | 0 | 0 | 0 | 0 | 0 | 0 | 0
F4_Commercial_Office_New_Food Preparation_Natural Gas_Fryer_Baseline Forecast | F4 | Commercial | Office | New | Food Preparation | Natural Gas | Fryer | Baseline Forecast | Incremental Savings (MMtherm) | 0 | 0 | 0 | 0 | 0 | 0 | 0 | 0 | 0 | 0 | 0 | 0 | 0 | 0 | 0 | 0 | 0 | 0 | 0 | 0 | 0 | 0 | 0 | 0 | 0 | 0 | 0 | 0 | 0 | 0 | 0 | 0 | 0 | 0 | 0 | 0
F1_Commercial_Office_New_Food Preparation_Natural Gas_Broiler_Baseline Forecast | F1 | Commercial | Office | New | Food Preparation | Natural Gas | Broiler | Baseline Forecast | Consumption Savings (MMtherm) | 0 | 0 | 0 | 0 | 0 | 0 | 0 | 0 | 0 | 0 | 0 | 0 | 0 | 0 | 0 | 0 | 0 | 0 | 0 | 0 | 0 | 0 | 0 | 0 | 0 | 0 | 0 | 0 | 0 | 0 | 0 | 0 | 0 | 0 | 0 | 0
F2_Commercial_Office_New_Food Preparation_Natural Gas_Broiler_Baseline Forecast | F2 | Commercial | Office | New | Food Preparation | Natural Gas | Broiler | Baseline Forecast | Summer Demand Savings (MW) | 0 | 0 | 0 | 0 | 0 | 0 | 0 | 0 | 0 | 0 | 0 | 0 | 0 | 0 | 0 | 0 | 0 | 0 | 0 | 0 | 0 | 0 | 0 | 0 | 0 | 0 | 0 | 0 | 0 | 0 | 0 | 0 | 0 | 0 | 0 | 0
F3_Commercial_Office_New_Food Preparation_Natural Gas_Broiler_Baseline Forecast | F3 | Commercial | Office | New | Food Preparation | Natural Gas | Broiler | Baseline Forecast | Winter Demand Savings (MW) | 0 | 0 | 0 | 0 | 0 | 0 | 0 | 0 | 0 | 0 | 0 | 0 | 0 | 0 | 0 | 0 | 0 | 0 | 0 | 0 | 0 | 0 | 0 | 0 | 0 | 0 | 0 | 0 | 0 | 0 | 0 | 0 | 0 | 0 | 0 | 0
F4_Commercial_Office_New_Food Preparation_Natural Gas_Broiler_Baseline Forecast | F4 | Commercial | Office | New | Food Preparation | Natural Gas | Broiler | Baseline Forecast | Incremental Savings (MMtherm) | 0 | 0 | 0 | 0 | 0 | 0 | 0 | 0 | 0 | 0 | 0 | 0 | 0 | 0 | 0 | 0 | 0 | 0 | 0 | 0 | 0 | 0 | 0 | 0 | 0 | 0 | 0 | 0 | 0 | 0 | 0 | 0 | 0 | 0 | 0 | 0
F1_Commercial_Office_New_Food Preparation_Natural Gas_Griddle_Baseline Forecast | F1 | Commercial | Office | New | Food Preparation | Natural Gas | Griddle | Baseline Forecast | Consumption Savings (MMtherm) | 0 | 0 | 0 | 0 | 0 | 0 | 0 | 0 | 0 | 0 | 0 | 0 | 0 | 0 | 0 | 0 | 0 | 0 | 0 | 0 | 0 | 0 | 0 | 0 | 0 | 0 | 0 | 0 | 0 | 0 | 0 | 0 | 0 | 0 | 0 | 0
F2_Commercial_Office_New_Food Preparation_Natural Gas_Griddle_Baseline Forecast | F2 | Commercial | Office | New | Food Preparation | Natural Gas | Griddle | Baseline Forecast | Summer Demand Savings (MW) | 0 | 0 | 0 | 0 | 0 | 0 | 0 | 0 | 0 | 0 | 0 | 0 | 0 | 0 | 0 | 0 | 0 | 0 | 0 | 0 | 0 | 0 | 0 | 0 | 0 | 0 | 0 | 0 | 0 | 0 | 0 | 0 | 0 | 0 | 0 | 0
F3_Commercial_Office_New_Food Preparation_Natural Gas_Griddle_Baseline Forecast | F3 | Commercial | Office | New | Food Preparation | Natural Gas | Griddle | Baseline Forecast | Winter Demand Savings (MW) | 0 | 0 | 0 | 0 | 0 | 0 | 0 | 0 | 0 | 0 | 0 | 0 | 0 | 0 | 0 | 0 | 0 | 0 | 0 | 0 | 0 | 0 | 0 | 0 | 0 | 0 | 0 | 0 | 0 | 0 | 0 | 0 | 0 | 0 | 0 | 0
F4_Commercial_Office_New_Food Preparation_Natural Gas_Griddle_Baseline Forecast | F4 | Commercial | Office | New | Food Preparation | Natural Gas | Griddle | Baseline Forecast | Incremental Savings (MMtherm) | 0 | 0 | 0 | 0 | 0 | 0 | 0 | 0 | 0 | 0 | 0 | 0 | 0 | 0 | 0 | 0 | 0 | 0 | 0 | 0 | 0 | 0 | 0 | 0 | 0 | 0 | 0 | 0 | 0 | 0 | 0 | 0 | 0 | 0 | 0 | 0
F1_Commercial_Office_New_Food Preparation_Natural Gas_Range_Baseline Forecast | F1 | Commercial | Office | New | Food Preparation | Natural Gas | Range | Baseline Forecast | Consumption Savings (MMtherm) | 0 | 0 | 0 | 0 | 0 | 0 | 0 | 0 | 0 | 0 | 0 | 0 | 0 | 0 | 0 | 0 | 0 | 0 | 0 | 0 | 0 | 0 | 0 | 0 | 0 | 0 | 0 | 0 | 0 | 0 | 0 | 0 | 0 | 0 | 0 | 0
F2_Commercial_Office_New_Food Preparation_Natural Gas_Range_Baseline Forecast | F2 | Commercial | Office | New | Food Preparation | Natural Gas | Range | Baseline Forecast | Summer Demand Savings (MW) | 0 | 0 | 0 | 0 | 0 | 0 | 0 | 0 | 0 | 0 | 0 | 0 | 0 | 0 | 0 | 0 | 0 | 0 | 0 | 0 | 0 | 0 | 0 | 0 | 0 | 0 | 0 | 0 | 0 | 0 | 0 | 0 | 0 | 0 | 0 | 0
F3_Commercial_Office_New_Food Preparation_Natural Gas_Range_Baseline Forecast | F3 | Commercial | Office | New | Food Preparation | Natural Gas | Range | Baseline Forecast | Winter Demand Savings (MW) | 0 | 0 | 0 | 0 | 0 | 0 | 0 | 0 | 0 | 0 | 0 | 0 | 0 | 0 | 0 | 0 | 0 | 0 | 0 | 0 | 0 | 0 | 0 | 0 | 0 | 0 | 0 | 0 | 0 | 0 | 0 | 0 | 0 | 0 | 0 | 0
F4_Commercial_Office_New_Food Preparation_Natural Gas_Range_Baseline Forecast | F4 | Commercial | Office | New | Food Preparation | Natural Gas | Range | Baseline Forecast | Incremental Savings (MMtherm) | 0 | 0 | 0 | 0 | 0 | 0 | 0 | 0 | 0 | 0 | 0 | 0 | 0 | 0 | 0 | 0 | 0 | 0 | 0 | 0 | 0 | 0 | 0 | 0 | 0 | 0 | 0 | 0 | 0 | 0 | 0 | 0 | 0 | 0 | 0 | 0
F1_Commercial_Office_New_Food Preparation_Natural Gas_Steamer_Baseline Forecast | F1 | Commercial | Office | New | Food Preparation | Natural Gas | Steamer | Baseline Forecast | Consumption Savings (MMtherm) | 0 | 0 | 0 | 0 | 0 | 0 | 0 | 0 | 0 | 0 | 0 | 0 | 0 | 0 | 0 | 0 | 0 | 0 | 0 | 0 | 0 | 0 | 0 | 0 | 0 | 0 | 0 | 0 | 0 | 0 | 0 | 0 | 0 | 0 | 0 | 0
F2_Commercial_Office_New_Food Preparation_Natural Gas_Steamer_Baseline Forecast | F2 | Commercial | Office | New | Food Preparation | Natural Gas | Steamer | Baseline Forecast | Summer Demand Savings (MW) | 0 | 0 | 0 | 0 | 0 | 0 | 0 | 0 | 0 | 0 | 0 | 0 | 0 | 0 | 0 | 0 | 0 | 0 | 0 | 0 | 0 | 0 | 0 | 0 | 0 | 0 | 0 | 0 | 0 | 0 | 0 | 0 | 0 | 0 | 0 | 0
F3_Commercial_Office_New_Food Preparation_Natural Gas_Steamer_Baseline Forecast | F3 | Commercial | Office | New | Food Preparation | Natural Gas | Steamer | Baseline Forecast | Winter Demand Savings (MW) | 0 | 0 | 0 | 0 | 0 | 0 | 0 | 0 | 0 | 0 | 0 | 0 | 0 | 0 | 0 | 0 | 0 | 0 | 0 | 0 | 0 | 0 | 0 | 0 | 0 | 0 | 0 | 0 | 0 | 0 | 0 | 0 | 0 | 0 | 0 | 0
F4_Commercial_Office_New_Food Preparation_Natural Gas_Steamer_Baseline Forecast | F4 | Commercial | Office | New | Food Preparation | Natural Gas | Steamer | Baseline Forecast | Incremental Savings (MMtherm) | 0 | 0 | 0 | 0 | 0 | 0 | 0 | 0 | 0 | 0 | 0 | 0 | 0 | 0 | 0 | 0 | 0 | 0 | 0 | 0 | 0 | 0 | 0 | 0 | 0 | 0 | 0 | 0 | 0 | 0 | 0 | 0 | 0 | 0 | 0 | 0
F1_Commercial_Office_New_Food Preparation_Natural Gas_Food Prep Other_Baseline Forecast | F1 | Commercial | Office | New | Food Preparation | Natural Gas | Food Prep Other | Baseline Forecast | Consumption Savings (MMtherm) | 0 | 0 | 0 | 0 | 0 | 0 | 0 | 0 | 0 | 0 | 0 | 0 | 0 | 0 | 0 | 0 | 0 | 0 | 0 | 0 | 0 | 0 | 0 | 0 | 0 | 0 | 0 | 0 | 0 | 0 | 0 | 0 | 0 | 0 | 0 | 0
F2_Commercial_Office_New_Food Preparation_Natural Gas_Food Prep Other_Baseline Forecast | F2 | Commercial | Office | New | Food Preparation | Natural Gas | Food Prep Other | Baseline Forecast | Summer Demand Savings (MW) | 0 | 0 | 0 | 0 | 0 | 0 | 0 | 0 | 0 | 0 | 0 | 0 | 0 | 0 | 0 | 0 | 0 | 0 | 0 | 0 | 0 | 0 | 0 | 0 | 0 | 0 | 0 | 0 | 0 | 0 | 0 | 0 | 0 | 0 | 0 | 0
F3_Commercial_Office_New_Food Preparation_Natural Gas_Food Prep Other_Baseline Forecast | F3 | Commercial | Office | New | Food Preparation | Natural Gas | Food Prep Other | Baseline Forecast | Winter Demand Savings (MW) | 0 | 0 | 0 | 0 | 0 | 0 | 0 | 0 | 0 | 0 | 0 | 0 | 0 | 0 | 0 | 0 | 0 | 0 | 0 | 0 | 0 | 0 | 0 | 0 | 0 | 0 | 0 | 0 | 0 | 0 | 0 | 0 | 0 | 0 | 0 | 0
F4_Commercial_Office_New_Food Preparation_Natural Gas_Food Prep Other_Baseline Forecast | F4 | Commercial | Office | New | Food Preparation | Natural Gas | Food Prep Other | Baseline Forecast | Incremental Savings (MMtherm) | 0 | 0 | 0 | 0 | 0 | 0 | 0 | 0 | 0 | 0 | 0 | 0 | 0 | 0 | 0 | 0 | 0 | 0 | 0 | 0 | 0 | 0 | 0 | 0 | 0 | 0 | 0 | 0 | 0 | 0 | 0 | 0 | 0 | 0 | 0 | 0
F1_Commercial_Office_New_Miscellaneous_Natural Gas_Pool Heater_Baseline Forecast | F1 | Commercial | Office | New | Miscellaneous | Natural Gas | Pool Heater | Baseline Forecast | Consumption Savings (MMtherm) | 0 | 0 | 0 | 0 | 0 | 0 | 0 | 0 | 0 | 0 | 0 | 0 | 0 | 0 | 0 | 0 | 0 | 0 | 0 | 0 | 0 | 0 | 0 | 0 | 0 | 0 | 0 | 0 | 0 | 0 | 0 | 0 | 0 | 0 | 0 | 0
F2_Commercial_Office_New_Miscellaneous_Natural Gas_Pool Heater_Baseline Forecast | F2 | Commercial | Office | New | Miscellaneous | Natural Gas | Pool Heater | Baseline Forecast | Summer Demand Savings (MW) | 0 | 0 | 0 | 0 | 0 | 0 | 0 | 0 | 0 | 0 | 0 | 0 | 0 | 0 | 0 | 0 | 0 | 0 | 0 | 0 | 0 | 0 | 0 | 0 | 0 | 0 | 0 | 0 | 0 | 0 | 0 | 0 | 0 | 0 | 0 | 0
F3_Commercial_Office_New_Miscellaneous_Natural Gas_Pool Heater_Baseline Forecast | F3 | Commercial | Office | New | Miscellaneous | Natural Gas | Pool Heater | Baseline Forecast | Winter Demand Savings (MW) | 0 | 0 | 0 | 0 | 0 | 0 | 0 | 0 | 0 | 0 | 0 | 0 | 0 | 0 | 0 | 0 | 0 | 0 | 0 | 0 | 0 | 0 | 0 | 0 | 0 | 0 | 0 | 0 | 0 | 0 | 0 | 0 | 0 | 0 | 0 | 0
F4_Commercial_Office_New_Miscellaneous_Natural Gas_Pool Heater_Baseline Forecast | F4 | Commercial | Office | New | Miscellaneous | Natural Gas | Pool Heater | Baseline Forecast | Incremental Savings (MMtherm) | 0 | 0 | 0 | 0 | 0 | 0 | 0 | 0 | 0 | 0 | 0 | 0 | 0 | 0 | 0 | 0 | 0 | 0 | 0 | 0 | 0 | 0 | 0 | 0 | 0 | 0 | 0 | 0 | 0 | 0 | 0 | 0 | 0 | 0 | 0 | 0
F1_Commercial_Office_New_Miscellaneous_Natural Gas_Miscellaneous_Baseline Forecast | F1 | Commercial | Office | New | Miscellaneous | Natural Gas | Miscellaneous | Baseline Forecast | Consumption Savings (MMtherm) | 0 | 0 | 0 | 0 | 0 | 0 | 0 | 0 | 0 | 0 | 0 | 0 | 0 | 0 | 0 | 0 | 0 | 0 | 0 | 0 | 0 | 0 | 0 | 0 | 0 | 0 | 0 | 0 | 0 | 0 | 0 | 0 | 0 | 0 | 0 | 0
F2_Commercial_Office_New_Miscellaneous_Natural Gas_Miscellaneous_Baseline Forecast | F2 | Commercial | Office | New | Miscellaneous | Natural Gas | Miscellaneous | Baseline Forecast | Summer Demand Savings (MW) | 0 | 0 | 0 | 0 | 0 | 0 | 0 | 0 | 0 | 0 | 0 | 0 | 0 | 0 | 0 | 0 | 0 | 0 | 0 | 0 | 0 | 0 | 0 | 0 | 0 | 0 | 0 | 0 | 0 | 0 | 0 | 0 | 0 | 0 | 0 | 0
F3_Commercial_Office_New_Miscellaneous_Natural Gas_Miscellaneous_Baseline Forecast | F3 | Commercial | Office | New | Miscellaneous | Natural Gas | Miscellaneous | Baseline Forecast | Winter Demand Savings (MW) | 0 | 0 | 0 | 0 | 0 | 0 | 0 | 0 | 0 | 0 | 0 | 0 | 0 | 0 | 0 | 0 | 0 | 0 | 0 | 0 | 0 | 0 | 0 | 0 | 0 | 0 | 0 | 0 | 0 | 0 | 0 | 0 | 0 | 0 | 0 | 0
F4_Commercial_Office_New_Miscellaneous_Natural Gas_Miscellaneous_Baseline Forecast | F4 | Commercial | Office | New | Miscellaneous | Natural Gas | Miscellaneous | Baseline Forecast | Incremental Savings (MMtherm) | 0 | 0 | 0 | 0 | 0 | 0 | 0 | 0 | 0 | 0 | 0 | 0 | 0 | 0 | 0 | 0 | 0 | 0 | 0 | 0 | 0 | 0 | 0 | 0 | 0 | 0 | 0 | 0 | 0 | 0 | 0 | 0 | 0 | 0 | 0 | 0
F1_Commercial_Restaurant_Existing_Space Heating_Natural Gas_Furnace_Baseline Forecast | F1 | Commercial | Restaurant | Existing | Space Heating | Natural Gas | Furnace | Baseline Forecast | Consumption Savings (MMtherm) | 0 | 0 | 0 | 0 | 0 | 0 | 0 | 0 | 0 | 0 | 0 | 0 | 0 | 0 | 0 | 0 | 0 | 0 | 0 | 0 | 0 | 0 | 0 | 0 | 0 | 0 | 0 | 0 | 0 | 0 | 0 | 0 | 0 | 0 | 0 | 0
F2_Commercial_Restaurant_Existing_Space Heating_Natural Gas_Furnace_Baseline Forecast | F2 | Commercial | Restaurant | Existing | Space Heating | Natural Gas | Furnace | Baseline Forecast | Summer Demand Savings (MW) | 0 | 0 | 0 | 0 | 0 | 0 | 0 | 0 | 0 | 0 | 0 | 0 | 0 | 0 | 0 | 0 | 0 | 0 | 0 | 0 | 0 | 0 | 0 | 0 | 0 | 0 | 0 | 0 | 0 | 0 | 0 | 0 | 0 | 0 | 0 | 0
F3_Commercial_Restaurant_Existing_Space Heating_Natural Gas_Furnace_Baseline Forecast | F3 | Commercial | Restaurant | Existing | Space Heating | Natural Gas | Furnace | Baseline Forecast | Winter Demand Savings (MW) | 0 | 0 | 0 | 0 | 0 | 0 | 0 | 0 | 0 | 0 | 0 | 0 | 0 | 0 | 0 | 0 | 0 | 0 | 0 | 0 | 0 | 0 | 0 | 0 | 0 | 0 | 0 | 0 | 0 | 0 | 0 | 0 | 0 | 0 | 0 | 0
F4_Commercial_Restaurant_Existing_Space Heating_Natural Gas_Furnace_Baseline Forecast | F4 | Commercial | Restaurant | Existing | Space Heating | Natural Gas | Furnace | Baseline Forecast | Incremental Savings (MMtherm) | 0 | 0 | 0 | 0 | 0 | 0 | 0 | 0 | 0 | 0 | 0 | 0 | 0 | 0 | 0 | 0 | 0 | 0 | 0 | 0 | 0 | 0 | 0 | 0 | 0 | 0 | 0 | 0 | 0 | 0 | 0 | 0 | 0 | 0 | 0 | 0
F1_Commercial_Restaurant_Existing_Space Heating_Natural Gas_Boiler_Baseline Forecast | F1 | Commercial | Restaurant | Existing | Space Heating | Natural Gas | Boiler | Baseline Forecast | Consumption Savings (MMtherm) | 0 | 0 | 0 | 0 | 0 | 0 | 0 | 0 | 0 | 0 | 0 | 0 | 0 | 0 | 0 | 0 | 0 | 0 | 0 | 0 | 0 | 0 | 0 | 0 | 0 | 0 | 0 | 0 | 0 | 0 | 0 | 0 | 0 | 0 | 0 | 0
F2_Commercial_Restaurant_Existing_Space Heating_Natural Gas_Boiler_Baseline Forecast | F2 | Commercial | Restaurant | Existing | Space Heating | Natural Gas | Boiler | Baseline Forecast | Summer Demand Savings (MW) | 0 | 0 | 0 | 0 | 0 | 0 | 0 | 0 | 0 | 0 | 0 | 0 | 0 | 0 | 0 | 0 | 0 | 0 | 0 | 0 | 0 | 0 | 0 | 0 | 0 | 0 | 0 | 0 | 0 | 0 | 0 | 0 | 0 | 0 | 0 | 0
F3_Commercial_Restaurant_Existing_Space Heating_Natural Gas_Boiler_Baseline Forecast | F3 | Commercial | Restaurant | Existing | Space Heating | Natural Gas | Boiler | Baseline Forecast | Winter Demand Savings (MW) | 0 | 0 | 0 | 0 | 0 | 0 | 0 | 0 | 0 | 0 | 0 | 0 | 0 | 0 | 0 | 0 | 0 | 0 | 0 | 0 | 0 | 0 | 0 | 0 | 0 | 0 | 0 | 0 | 0 | 0 | 0 | 0 | 0 | 0 | 0 | 0
F4_Commercial_Restaurant_Existing_Space Heating_Natural Gas_Boiler_Baseline Forecast | F4 | Commercial | Restaurant | Existing | Space Heating | Natural Gas | Boiler | Baseline Forecast | Incremental Savings (MMtherm) | 0 | 0 | 0 | 0 | 0 | 0 | 0 | 0 | 0 | 0 | 0 | 0 | 0 | 0 | 0 | 0 | 0 | 0 | 0 | 0 | 0 | 0 | 0 | 0 | 0 | 0 | 0 | 0 | 0 | 0 | 0 | 0 | 0 | 0 | 0 | 0
F1_Commercial_Restaurant_Existing_Space Heating_Natural Gas_Unit Heater_Baseline Forecast | F1 | Commercial | Restaurant | Existing | Space Heating | Natural Gas | Unit Heater | Baseline Forecast | Consumption Savings (MMtherm) | 0 | 0 | 0 | 0 | 0 | 0 | 0 | 0 | 0 | 0 | 0 | 0 | 0 | 0 | 0 | 0 | 0 | 0 | 0 | 0 | 0 | 0 | 0 | 0 | 0 | 0 | 0 | 0 | 0 | 0 | 0 | 0 | 0 | 0 | 0 | 0
F2_Commercial_Restaurant_Existing_Space Heating_Natural Gas_Unit Heater_Baseline Forecast | F2 | Commercial | Restaurant | Existing | Space Heating | Natural Gas | Unit Heater | Baseline Forecast | Summer Demand Savings (MW) | 0 | 0 | 0 | 0 | 0 | 0 | 0 | 0 | 0 | 0 | 0 | 0 | 0 | 0 | 0 | 0 | 0 | 0 | 0 | 0 | 0 | 0 | 0 | 0 | 0 | 0 | 0 | 0 | 0 | 0 | 0 | 0 | 0 | 0 | 0 | 0
F3_Commercial_Restaurant_Existing_Space Heating_Natural Gas_Unit Heater_Baseline Forecast | F3 | Commercial | Restaurant | Existing | Space Heating | Natural Gas | Unit Heater | Baseline Forecast | Winter Demand Savings (MW) | 0 | 0 | 0 | 0 | 0 | 0 | 0 | 0 | 0 | 0 | 0 | 0 | 0 | 0 | 0 | 0 | 0 | 0 | 0 | 0 | 0 | 0 | 0 | 0 | 0 | 0 | 0 | 0 | 0 | 0 | 0 | 0 | 0 | 0 | 0 | 0
F4_Commercial_Restaurant_Existing_Space Heating_Natural Gas_Unit Heater_Baseline Forecast | F4 | Commercial | Restaurant | Existing | Space Heating | Natural Gas | Unit Heater | Baseline Forecast | Incremental Savings (MMtherm) | 0 | 0 | 0 | 0 | 0 | 0 | 0 | 0 | 0 | 0 | 0 | 0 | 0 | 0 | 0 | 0 | 0 | 0 | 0 | 0 | 0 | 0 | 0 | 0 | 0 | 0 | 0 | 0 | 0 | 0 | 0 | 0 | 0 | 0 | 0 | 0
F1_Commercial_Restaurant_Existing_Water Heating_Natural Gas_Water Heater_Baseline Forecast | F1 | Commercial | Restaurant | Existing | Water Heating | Natural Gas | Water Heater | Baseline Forecast | Consumption Savings (MMtherm) | 0 | 0 | 0 | 0 | 0 | 0 | 0 | 0 | 0 | 0 | 0 | 0 | 0 | 0 | 0 | 0 | 0 | 0 | 0 | 0 | 0 | 0 | 0 | 0 | 0 | 0 | 0 | 0 | 0 | 0 | 0 | 0 | 0 | 0 | 0 | 0
F2_Commercial_Restaurant_Existing_Water Heating_Natural Gas_Water Heater_Baseline Forecast | F2 | Commercial | Restaurant | Existing | Water Heating | Natural Gas | Water Heater | Baseline Forecast | Summer Demand Savings (MW) | 0 | 0 | 0 | 0 | 0 | 0 | 0 | 0 | 0 | 0 | 0 | 0 | 0 | 0 | 0 | 0 | 0 | 0 | 0 | 0 | 0 | 0 | 0 | 0 | 0 | 0 | 0 | 0 | 0 | 0 | 0 | 0 | 0 | 0 | 0 | 0
F3_Commercial_Restaurant_Existing_Water Heating_Natural Gas_Water Heater_Baseline Forecast | F3 | Commercial | Restaurant | Existing | Water Heating | Natural Gas | Water Heater | Baseline Forecast | Winter Demand Savings (MW) | 0 | 0 | 0 | 0 | 0 | 0 | 0 | 0 | 0 | 0 | 0 | 0 | 0 | 0 | 0 | 0 | 0 | 0 | 0 | 0 | 0 | 0 | 0 | 0 | 0 | 0 | 0 | 0 | 0 | 0 | 0 | 0 | 0 | 0 | 0 | 0
F4_Commercial_Restaurant_Existing_Water Heating_Natural Gas_Water Heater_Baseline Forecast | F4 | Commercial | Restaurant | Existing | Water Heating | Natural Gas | Water Heater | Baseline Forecast | Incremental Savings (MMtherm) | 0 | 0 | 0 | 0 | 0 | 0 | 0 | 0 | 0 | 0 | 0 | 0 | 0 | 0 | 0 | 0 | 0 | 0 | 0 | 0 | 0 | 0 | 0 | 0 | 0 | 0 | 0 | 0 | 0 | 0 | 0 | 0 | 0 | 0 | 0 | 0
F1_Commercial_Restaurant_Existing_Food Preparation_Natural Gas_Oven_Baseline Forecast | F1 | Commercial | Restaurant | Existing | Food Preparation | Natural Gas | Oven | Baseline Forecast | Consumption Savings (MMtherm) | 0 | 0 | 0 | 0 | 0 | 0 | 0 | 0 | 0 | 0 | 0 | 0 | 0 | 0 | 0 | 0 | 0 | 0 | 0 | 0 | 0 | 0 | 0 | 0 | 0 | 0 | 0 | 0 | 0 | 0 | 0 | 0 | 0 | 0 | 0 | 0
F2_Commercial_Restaurant_Existing_Food Preparation_Natural Gas_Oven_Baseline Forecast | F2 | Commercial | Restaurant | Existing | Food Preparation | Natural Gas | Oven | Baseline Forecast | Summer Demand Savings (MW) | 0 | 0 | 0 | 0 | 0 | 0 | 0 | 0 | 0 | 0 | 0 | 0 | 0 | 0 | 0 | 0 | 0 | 0 | 0 | 0 | 0 | 0 | 0 | 0 | 0 | 0 | 0 | 0 | 0 | 0 | 0 | 0 | 0 | 0 | 0 | 0
F3_Commercial_Restaurant_Existing_Food Preparation_Natural Gas_Oven_Baseline Forecast | F3 | Commercial | Restaurant | Existing | Food Preparation | Natural Gas | Oven | Baseline Forecast | Winter Demand Savings (MW) | 0 | 0 | 0 | 0 | 0 | 0 | 0 | 0 | 0 | 0 | 0 | 0 | 0 | 0 | 0 | 0 | 0 | 0 | 0 | 0 | 0 | 0 | 0 | 0 | 0 | 0 | 0 | 0 | 0 | 0 | 0 | 0 | 0 | 0 | 0 | 0
F4_Commercial_Restaurant_Existing_Food Preparation_Natural Gas_Oven_Baseline Forecast | F4 | Commercial | Restaurant | Existing | Food Preparation | Natural Gas | Oven | Baseline Forecast | Incremental Savings (MMtherm) | 0 | 0 | 0 | 0 | 0 | 0 | 0 | 0 | 0 | 0 | 0 | 0 | 0 | 0 | 0 | 0 | 0 | 0 | 0 | 0 | 0 | 0 | 0 | 0 | 0 | 0 | 0 | 0 | 0 | 0 | 0 | 0 | 0 | 0 | 0 | 0
F1_Commercial_Restaurant_Existing_Food Preparation_Natural Gas_Conveyor Oven_Baseline Forecast | F1 | Commercial | Restaurant | Existing | Food Preparation | Natural Gas | Conveyor Oven | Baseline Forecast | Consumption Savings (MMtherm) | 0 | 0 | 0 | 0 | 0 | 0 | 0 | 0 | 0 | 0 | 0 | 0 | 0 | 0 | 0 | 0 | 0 | 0 | 0 | 0 | 0 | 0 | 0 | 0 | 0 | 0 | 0 | 0 | 0 | 0 | 0 | 0 | 0 | 0 | 0 | 0
F2_Commercial_Restaurant_Existing_Food Preparation_Natural Gas_Conveyor Oven_Baseline Forecast | F2 | Commercial | Restaurant | Existing | Food Preparation | Natural Gas | Conveyor Oven | Baseline Forecast | Summer Demand Savings (MW) | 0 | 0 | 0 | 0 | 0 | 0 | 0 | 0 | 0 | 0 | 0 | 0 | 0 | 0 | 0 | 0 | 0 | 0 | 0 | 0 | 0 | 0 | 0 | 0 | 0 | 0 | 0 | 0 | 0 | 0 | 0 | 0 | 0 | 0 | 0 | 0
F3_Commercial_Restaurant_Existing_Food Preparation_Natural Gas_Conveyor Oven_Baseline Forecast | F3 | Commercial | Restaurant | Existing | Food Preparation | Natural Gas | Conveyor Oven | Baseline Forecast | Winter Demand Savings (MW) | 0 | 0 | 0 | 0 | 0 | 0 | 0 | 0 | 0 | 0 | 0 | 0 | 0 | 0 | 0 | 0 | 0 | 0 | 0 | 0 | 0 | 0 | 0 | 0 | 0 | 0 | 0 | 0 | 0 | 0 | 0 | 0 | 0 | 0 | 0 | 0
F4_Commercial_Restaurant_Existing_Food Preparation_Natural Gas_Conveyor Oven_Baseline Forecast | F4 | Commercial | Restaurant | Existing | Food Preparation | Natural Gas | Conveyor Oven | Baseline Forecast | Incremental Savings (MMtherm) | 0 | 0 | 0 | 0 | 0 | 0 | 0 | 0 | 0 | 0 | 0 | 0 | 0 | 0 | 0 | 0 | 0 | 0 | 0 | 0 | 0 | 0 | 0 | 0 | 0 | 0 | 0 | 0 | 0 | 0 | 0 | 0 | 0 | 0 | 0 | 0
F1_Commercial_Restaurant_Existing_Food Preparation_Natural Gas_Double Rack Oven_Baseline Forecast | F1 | Commercial | Restaurant | Existing | Food Preparation | Natural Gas | Double Rack Oven | Baseline Forecast | Consumption Savings (MMtherm) | 0 | 0 | 0 | 0 | 0 | 0 | 0 | 0 | 0 | 0 | 0 | 0 | 0 | 0 | 0 | 0 | 0 | 0 | 0 | 0 | 0 | 0 | 0 | 0 | 0 | 0 | 0 | 0 | 0 | 0 | 0 | 0 | 0 | 0 | 0 | 0
F2_Commercial_Restaurant_Existing_Food Preparation_Natural Gas_Double Rack Oven_Baseline Forecast | F2 | Commercial | Restaurant | Existing | Food Preparation | Natural Gas | Double Rack Oven | Baseline Forecast | Summer Demand Savings (MW) | 0 | 0 | 0 | 0 | 0 | 0 | 0 | 0 | 0 | 0 | 0 | 0 | 0 | 0 | 0 | 0 | 0 | 0 | 0 | 0 | 0 | 0 | 0 | 0 | 0 | 0 | 0 | 0 | 0 | 0 | 0 | 0 | 0 | 0 | 0 | 0
F3_Commercial_Restaurant_Existing_Food Preparation_Natural Gas_Double Rack Oven_Baseline Forecast | F3 | Commercial | Restaurant | Existing | Food Preparation | Natural Gas | Double Rack Oven | Baseline Forecast | Winter Demand Savings (MW) | 0 | 0 | 0 | 0 | 0 | 0 | 0 | 0 | 0 | 0 | 0 | 0 | 0 | 0 | 0 | 0 | 0 | 0 | 0 | 0 | 0 | 0 | 0 | 0 | 0 | 0 | 0 | 0 | 0 | 0 | 0 | 0 | 0 | 0 | 0 | 0
F4_Commercial_Restaurant_Existing_Food Preparation_Natural Gas_Double Rack Oven_Baseline Forecast | F4 | Commercial | Restaurant | Existing | Food Preparation | Natural Gas | Double Rack Oven | Baseline Forecast | Incremental Savings (MMtherm) | 0 | 0 | 0 | 0 | 0 | 0 | 0 | 0 | 0 | 0 | 0 | 0 | 0 | 0 | 0 | 0 | 0 | 0 | 0 | 0 | 0 | 0 | 0 | 0 | 0 | 0 | 0 | 0 | 0 | 0 | 0 | 0 | 0 | 0 | 0 | 0
F1_Commercial_Restaurant_Existing_Food Preparation_Natural Gas_Fryer_Baseline Forecast | F1 | Commercial | Restaurant | Existing | Food Preparation | Natural Gas | Fryer | Baseline Forecast | Consumption Savings (MMtherm) | 0 | 0 | 0 | 0 | 0 | 0 | 0 | 0 | 0 | 0 | 0 | 0 | 0 | 0 | 0 | 0 | 0 | 0 | 0 | 0 | 0 | 0 | 0 | 0 | 0 | 0 | 0 | 0 | 0 | 0 | 0 | 0 | 0 | 0 | 0 | 0
F2_Commercial_Restaurant_Existing_Food Preparation_Natural Gas_Fryer_Baseline Forecast | F2 | Commercial | Restaurant | Existing | Food Preparation | Natural Gas | Fryer | Baseline Forecast | Summer Demand Savings (MW) | 0 | 0 | 0 | 0 | 0 | 0 | 0 | 0 | 0 | 0 | 0 | 0 | 0 | 0 | 0 | 0 | 0 | 0 | 0 | 0 | 0 | 0 | 0 | 0 | 0 | 0 | 0 | 0 | 0 | 0 | 0 | 0 | 0 | 0 | 0 | 0
F3_Commercial_Restaurant_Existing_Food Preparation_Natural Gas_Fryer_Baseline Forecast | F3 | Commercial | Restaurant | Existing | Food Preparation | Natural Gas | Fryer | Baseline Forecast | Winter Demand Savings (MW) | 0 | 0 | 0 | 0 | 0 | 0 | 0 | 0 | 0 | 0 | 0 | 0 | 0 | 0 | 0 | 0 | 0 | 0 | 0 | 0 | 0 | 0 | 0 | 0 | 0 | 0 | 0 | 0 | 0 | 0 | 0 | 0 | 0 | 0 | 0 | 0
F4_Commercial_Restaurant_Existing_Food Preparation_Natural Gas_Fryer_Baseline Forecast | F4 | Commercial | Restaurant | Existing | Food Preparation | Natural Gas | Fryer | Baseline Forecast | Incremental Savings (MMtherm) | 0 | 0 | 0 | 0 | 0 | 0 | 0 | 0 | 0 | 0 | 0 | 0 | 0 | 0 | 0 | 0 | 0 | 0 | 0 | 0 | 0 | 0 | 0 | 0 | 0 | 0 | 0 | 0 | 0 | 0 | 0 | 0 | 0 | 0 | 0 | 0
F1_Commercial_Restaurant_Existing_Food Preparation_Natural Gas_Broiler_Baseline Forecast | F1 | Commercial | Restaurant | Existing | Food Preparation | Natural Gas | Broiler | Baseline Forecast | Consumption Savings (MMtherm) | 0 | 0 | 0 | 0 | 0 | 0 | 0 | 0 | 0 | 0 | 0 | 0 | 0 | 0 | 0 | 0 | 0 | 0 | 0 | 0 | 0 | 0 | 0 | 0 | 0 | 0 | 0 | 0 | 0 | 0 | 0 | 0 | 0 | 0 | 0 | 0
F2_Commercial_Restaurant_Existing_Food Preparation_Natural Gas_Broiler_Baseline Forecast | F2 | Commercial | Restaurant | Existing | Food Preparation | Natural Gas | Broiler | Baseline Forecast | Summer Demand Savings (MW) | 0 | 0 | 0 | 0 | 0 | 0 | 0 | 0 | 0 | 0 | 0 | 0 | 0 | 0 | 0 | 0 | 0 | 0 | 0 | 0 | 0 | 0 | 0 | 0 | 0 | 0 | 0 | 0 | 0 | 0 | 0 | 0 | 0 | 0 | 0 | 0
F3_Commercial_Restaurant_Existing_Food Preparation_Natural Gas_Broiler_Baseline Forecast | F3 | Commercial | Restaurant | Existing | Food Preparation | Natural Gas | Broiler | Baseline Forecast | Winter Demand Savings (MW) | 0 | 0 | 0 | 0 | 0 | 0 | 0 | 0 | 0 | 0 | 0 | 0 | 0 | 0 | 0 | 0 | 0 | 0 | 0 | 0 | 0 | 0 | 0 | 0 | 0 | 0 | 0 | 0 | 0 | 0 | 0 | 0 | 0 | 0 | 0 | 0
F4_Commercial_Restaurant_Existing_Food Preparation_Natural Gas_Broiler_Baseline Forecast | F4 | Commercial | Restaurant | Existing | Food Preparation | Natural Gas | Broiler | Baseline Forecast | Incremental Savings (MMtherm) | 0 | 0 | 0 | 0 | 0 | 0 | 0 | 0 | 0 | 0 | 0 | 0 | 0 | 0 | 0 | 0 | 0 | 0 | 0 | 0 | 0 | 0 | 0 | 0 | 0 | 0 | 0 | 0 | 0 | 0 | 0 | 0 | 0 | 0 | 0 | 0
F1_Commercial_Restaurant_Existing_Food Preparation_Natural Gas_Griddle_Baseline Forecast | F1 | Commercial | Restaurant | Existing | Food Preparation | Natural Gas | Griddle | Baseline Forecast | Consumption Savings (MMtherm) | 0 | 0 | 0 | 0 | 0 | 0 | 0 | 0 | 0 | 0 | 0 | 0 | 0 | 0 | 0 | 0 | 0 | 0 | 0 | 0 | 0 | 0 | 0 | 0 | 0 | 0 | 0 | 0 | 0 | 0 | 0 | 0 | 0 | 0 | 0 | 0
F2_Commercial_Restaurant_Existing_Food Preparation_Natural Gas_Griddle_Baseline Forecast | F2 | Commercial | Restaurant | Existing | Food Preparation | Natural Gas | Griddle | Baseline Forecast | Summer Demand Savings (MW) | 0 | 0 | 0 | 0 | 0 | 0 | 0 | 0 | 0 | 0 | 0 | 0 | 0 | 0 | 0 | 0 | 0 | 0 | 0 | 0 | 0 | 0 | 0 | 0 | 0 | 0 | 0 | 0 | 0 | 0 | 0 | 0 | 0 | 0 | 0 | 0
F3_Commercial_Restaurant_Existing_Food Preparation_Natural Gas_Griddle_Baseline Forecast | F3 | Commercial | Restaurant | Existing | Food Preparation | Natural Gas | Griddle | Baseline Forecast | Winter Demand Savings (MW) | 0 | 0 | 0 | 0 | 0 | 0 | 0 | 0 | 0 | 0 | 0 | 0 | 0 | 0 | 0 | 0 | 0 | 0 | 0 | 0 | 0 | 0 | 0 | 0 | 0 | 0 | 0 | 0 | 0 | 0 | 0 | 0 | 0 | 0 | 0 | 0
F4_Commercial_Restaurant_Existing_Food Preparation_Natural Gas_Griddle_Baseline Forecast | F4 | Commercial | Restaurant | Existing | Food Preparation | Natural Gas | Griddle | Baseline Forecast | Incremental Savings (MMtherm) | 0 | 0 | 0 | 0 | 0 | 0 | 0 | 0 | 0 | 0 | 0 | 0 | 0 | 0 | 0 | 0 | 0 | 0 | 0 | 0 | 0 | 0 | 0 | 0 | 0 | 0 | 0 | 0 | 0 | 0 | 0 | 0 | 0 | 0 | 0 | 0
F1_Commercial_Restaurant_Existing_Food Preparation_Natural Gas_Range_Baseline Forecast | F1 | Commercial | Restaurant | Existing | Food Preparation | Natural Gas | Range | Baseline Forecast | Consumption Savings (MMtherm) | 0 | 0 | 0 | 0 | 0 | 0 | 0 | 0 | 0 | 0 | 0 | 0 | 0 | 0 | 0 | 0 | 0 | 0 | 0 | 0 | 0 | 0 | 0 | 0 | 0 | 0 | 0 | 0 | 0 | 0 | 0 | 0 | 0 | 0 | 0 | 0
F2_Commercial_Restaurant_Existing_Food Preparation_Natural Gas_Range_Baseline Forecast | F2 | Commercial | Restaurant | Existing | Food Preparation | Natural Gas | Range | Baseline Forecast | Summer Demand Savings (MW) | 0 | 0 | 0 | 0 | 0 | 0 | 0 | 0 | 0 | 0 | 0 | 0 | 0 | 0 | 0 | 0 | 0 | 0 | 0 | 0 | 0 | 0 | 0 | 0 | 0 | 0 | 0 | 0 | 0 | 0 | 0 | 0 | 0 | 0 | 0 | 0
F3_Commercial_Restaurant_Existing_Food Preparation_Natural Gas_Range_Baseline Forecast | F3 | Commercial | Restaurant | Existing | Food Preparation | Natural Gas | Range | Baseline Forecast | Winter Demand Savings (MW) | 0 | 0 | 0 | 0 | 0 | 0 | 0 | 0 | 0 | 0 | 0 | 0 | 0 | 0 | 0 | 0 | 0 | 0 | 0 | 0 | 0 | 0 | 0 | 0 | 0 | 0 | 0 | 0 | 0 | 0 | 0 | 0 | 0 | 0 | 0 | 0
F4_Commercial_Restaurant_Existing_Food Preparation_Natural Gas_Range_Baseline Forecast | F4 | Commercial | Restaurant | Existing | Food Preparation | Natural Gas | Range | Baseline Forecast | Incremental Savings (MMtherm) | 0 | 0 | 0 | 0 | 0 | 0 | 0 | 0 | 0 | 0 | 0 | 0 | 0 | 0 | 0 | 0 | 0 | 0 | 0 | 0 | 0 | 0 | 0 | 0 | 0 | 0 | 0 | 0 | 0 | 0 | 0 | 0 | 0 | 0 | 0 | 0
F1_Commercial_Restaurant_Existing_Food Preparation_Natural Gas_Steamer_Baseline Forecast | F1 | Commercial | Restaurant | Existing | Food Preparation | Natural Gas | Steamer | Baseline Forecast | Consumption Savings (MMtherm) | 0 | 0 | 0 | 0 | 0 | 0 | 0 | 0 | 0 | 0 | 0 | 0 | 0 | 0 | 0 | 0 | 0 | 0 | 0 | 0 | 0 | 0 | 0 | 0 | 0 | 0 | 0 | 0 | 0 | 0 | 0 | 0 | 0 | 0 | 0 | 0
F2_Commercial_Restaurant_Existing_Food Preparation_Natural Gas_Steamer_Baseline Forecast | F2 | Commercial | Restaurant | Existing | Food Preparation | Natural Gas | Steamer | Baseline Forecast | Summer Demand Savings (MW) | 0 | 0 | 0 | 0 | 0 | 0 | 0 | 0 | 0 | 0 | 0 | 0 | 0 | 0 | 0 | 0 | 0 | 0 | 0 | 0 | 0 | 0 | 0 | 0 | 0 | 0 | 0 | 0 | 0 | 0 | 0 | 0 | 0 | 0 | 0 | 0
F3_Commercial_Restaurant_Existing_Food Preparation_Natural Gas_Steamer_Baseline Forecast | F3 | Commercial | Restaurant | Existing | Food Preparation | Natural Gas | Steamer | Baseline Forecast | Winter Demand Savings (MW) | 0 | 0 | 0 | 0 | 0 | 0 | 0 | 0 | 0 | 0 | 0 | 0 | 0 | 0 | 0 | 0 | 0 | 0 | 0 | 0 | 0 | 0 | 0 | 0 | 0 | 0 | 0 | 0 | 0 | 0 | 0 | 0 | 0 | 0 | 0 | 0
F4_Commercial_Restaurant_Existing_Food Preparation_Natural Gas_Steamer_Baseline Forecast | F4 | Commercial | Restaurant | Existing | Food Preparation | Natural Gas | Steamer | Baseline Forecast | Incremental Savings (MMtherm) | 0 | 0 | 0 | 0 | 0 | 0 | 0 | 0 | 0 | 0 | 0 | 0 | 0 | 0 | 0 | 0 | 0 | 0 | 0 | 0 | 0 | 0 | 0 | 0 | 0 | 0 | 0 | 0 | 0 | 0 | 0 | 0 | 0 | 0 | 0 | 0
F1_Commercial_Restaurant_Existing_Food Preparation_Natural Gas_Food Prep Other_Baseline Forecast | F1 | Commercial | Restaurant | Existing | Food Preparation | Natural Gas | Food Prep Other | Baseline Forecast | Consumption Savings (MMtherm) | 0 | 0 | 0 | 0 | 0 | 0 | 0 | 0 | 0 | 0 | 0 | 0 | 0 | 0 | 0 | 0 | 0 | 0 | 0 | 0 | 0 | 0 | 0 | 0 | 0 | 0 | 0 | 0 | 0 | 0 | 0 | 0 | 0 | 0 | 0 | 0
F2_Commercial_Restaurant_Existing_Food Preparation_Natural Gas_Food Prep Other_Baseline Forecast | F2 | Commercial | Restaurant | Existing | Food Preparation | Natural Gas | Food Prep Other | Baseline Forecast | Summer Demand Savings (MW) | 0 | 0 | 0 | 0 | 0 | 0 | 0 | 0 | 0 | 0 | 0 | 0 | 0 | 0 | 0 | 0 | 0 | 0 | 0 | 0 | 0 | 0 | 0 | 0 | 0 | 0 | 0 | 0 | 0 | 0 | 0 | 0 | 0 | 0 | 0 | 0
F3_Commercial_Restaurant_Existing_Food Preparation_Natural Gas_Food Prep Other_Baseline Forecast | F3 | Commercial | Restaurant | Existing | Food Preparation | Natural Gas | Food Prep Other | Baseline Forecast | Winter Demand Savings (MW) | 0 | 0 | 0 | 0 | 0 | 0 | 0 | 0 | 0 | 0 | 0 | 0 | 0 | 0 | 0 | 0 | 0 | 0 | 0 | 0 | 0 | 0 | 0 | 0 | 0 | 0 | 0 | 0 | 0 | 0 | 0 | 0 | 0 | 0 | 0 | 0
F4_Commercial_Restaurant_Existing_Food Preparation_Natural Gas_Food Prep Other_Baseline Forecast | F4 | Commercial | Restaurant | Existing | Food Preparation | Natural Gas | Food Prep Other | Baseline Forecast | Incremental Savings (MMtherm) | 0 | 0 | 0 | 0 | 0 | 0 | 0 | 0 | 0 | 0 | 0 | 0 | 0 | 0 | 0 | 0 | 0 | 0 | 0 | 0 | 0 | 0 | 0 | 0 | 0 | 0 | 0 | 0 | 0 | 0 | 0 | 0 | 0 | 0 | 0 | 0
F1_Commercial_Restaurant_Existing_Miscellaneous_Natural Gas_Pool Heater_Baseline Forecast | F1 | Commercial | Restaurant | Existing | Miscellaneous | Natural Gas | Pool Heater | Baseline Forecast | Consumption Savings (MMtherm) | 0 | 0 | 0 | 0 | 0 | 0 | 0 | 0 | 0 | 0 | 0 | 0 | 0 | 0 | 0 | 0 | 0 | 0 | 0 | 0 | 0 | 0 | 0 | 0 | 0 | 0 | 0 | 0 | 0 | 0 | 0 | 0 | 0 | 0 | 0 | 0
F2_Commercial_Restaurant_Existing_Miscellaneous_Natural Gas_Pool Heater_Baseline Forecast | F2 | Commercial | Restaurant | Existing | Miscellaneous | Natural Gas | Pool Heater | Baseline Forecast | Summer Demand Savings (MW) | 0 | 0 | 0 | 0 | 0 | 0 | 0 | 0 | 0 | 0 | 0 | 0 | 0 | 0 | 0 | 0 | 0 | 0 | 0 | 0 | 0 | 0 | 0 | 0 | 0 | 0 | 0 | 0 | 0 | 0 | 0 | 0 | 0 | 0 | 0 | 0
F3_Commercial_Restaurant_Existing_Miscellaneous_Natural Gas_Pool Heater_Baseline Forecast | F3 | Commercial | Restaurant | Existing | Miscellaneous | Natural Gas | Pool Heater | Baseline Forecast | Winter Demand Savings (MW) | 0 | 0 | 0 | 0 | 0 | 0 | 0 | 0 | 0 | 0 | 0 | 0 | 0 | 0 | 0 | 0 | 0 | 0 | 0 | 0 | 0 | 0 | 0 | 0 | 0 | 0 | 0 | 0 | 0 | 0 | 0 | 0 | 0 | 0 | 0 | 0
F4_Commercial_Restaurant_Existing_Miscellaneous_Natural Gas_Pool Heater_Baseline Forecast | F4 | Commercial | Restaurant | Existing | Miscellaneous | Natural Gas | Pool Heater | Baseline Forecast | Incremental Savings (MMtherm) | 0 | 0 | 0 | 0 | 0 | 0 | 0 | 0 | 0 | 0 | 0 | 0 | 0 | 0 | 0 | 0 | 0 | 0 | 0 | 0 | 0 | 0 | 0 | 0 | 0 | 0 | 0 | 0 | 0 | 0 | 0 | 0 | 0 | 0 | 0 | 0
F1_Commercial_Restaurant_Existing_Miscellaneous_Natural Gas_Miscellaneous_Baseline Forecast | F1 | Commercial | Restaurant | Existing | Miscellaneous | Natural Gas | Miscellaneous | Baseline Forecast | Consumption Savings (MMtherm) | 0 | 0 | 0 | 0 | 0 | 0 | 0 | 0 | 0 | 0 | 0 | 0 | 0 | 0 | 0 | 0 | 0 | 0 | 0 | 0 | 0 | 0 | 0 | 0 | 0 | 0 | 0 | 0 | 0 | 0 | 0 | 0 | 0 | 0 | 0 | 0
F2_Commercial_Restaurant_Existing_Miscellaneous_Natural Gas_Miscellaneous_Baseline Forecast | F2 | Commercial | Restaurant | Existing | Miscellaneous | Natural Gas | Miscellaneous | Baseline Forecast | Summer Demand Savings (MW) | 0 | 0 | 0 | 0 | 0 | 0 | 0 | 0 | 0 | 0 | 0 | 0 | 0 | 0 | 0 | 0 | 0 | 0 | 0 | 0 | 0 | 0 | 0 | 0 | 0 | 0 | 0 | 0 | 0 | 0 | 0 | 0 | 0 | 0 | 0 | 0
F3_Commercial_Restaurant_Existing_Miscellaneous_Natural Gas_Miscellaneous_Baseline Forecast | F3 | Commercial | Restaurant | Existing | Miscellaneous | Natural Gas | Miscellaneous | Baseline Forecast | Winter Demand Savings (MW) | 0 | 0 | 0 | 0 | 0 | 0 | 0 | 0 | 0 | 0 | 0 | 0 | 0 | 0 | 0 | 0 | 0 | 0 | 0 | 0 | 0 | 0 | 0 | 0 | 0 | 0 | 0 | 0 | 0 | 0 | 0 | 0 | 0 | 0 | 0 | 0
F4_Commercial_Restaurant_Existing_Miscellaneous_Natural Gas_Miscellaneous_Baseline Forecast | F4 | Commercial | Restaurant | Existing | Miscellaneous | Natural Gas | Miscellaneous | Baseline Forecast | Incremental Savings (MMtherm) | 0 | 0 | 0 | 0 | 0 | 0 | 0 | 0 | 0 | 0 | 0 | 0 | 0 | 0 | 0 | 0 | 0 | 0 | 0 | 0 | 0 | 0 | 0 | 0 | 0 | 0 | 0 | 0 | 0 | 0 | 0 | 0 | 0 | 0 | 0 | 0
F1_Commercial_Restaurant_New_Space Heating_Natural Gas_Furnace_Baseline Forecast | F1 | Commercial | Restaurant | New | Space Heating | Natural Gas | Furnace | Baseline Forecast | Consumption Savings (MMtherm) | 0 | 0 | 0 | 0 | 0 | 0 | 0 | 0 | 0 | 0 | 0 | 0 | 0 | 0 | 0 | 0 | 0 | 0 | 0 | 0 | 0 | 0 | 0 | 0 | 0 | 0 | 0 | 0 | 0 | 0 | 0 | 0 | 0 | 0 | 0 | 0
F2_Commercial_Restaurant_New_Space Heating_Natural Gas_Furnace_Baseline Forecast | F2 | Commercial | Restaurant | New | Space Heating | Natural Gas | Furnace | Baseline Forecast | Summer Demand Savings (MW) | 0 | 0 | 0 | 0 | 0 | 0 | 0 | 0 | 0 | 0 | 0 | 0 | 0 | 0 | 0 | 0 | 0 | 0 | 0 | 0 | 0 | 0 | 0 | 0 | 0 | 0 | 0 | 0 | 0 | 0 | 0 | 0 | 0 | 0 | 0 | 0
F3_Commercial_Restaurant_New_Space Heating_Natural Gas_Furnace_Baseline Forecast | F3 | Commercial | Restaurant | New | Space Heating | Natural Gas | Furnace | Baseline Forecast | Winter Demand Savings (MW) | 0 | 0 | 0 | 0 | 0 | 0 | 0 | 0 | 0 | 0 | 0 | 0 | 0 | 0 | 0 | 0 | 0 | 0 | 0 | 0 | 0 | 0 | 0 | 0 | 0 | 0 | 0 | 0 | 0 | 0 | 0 | 0 | 0 | 0 | 0 | 0
F4_Commercial_Restaurant_New_Space Heating_Natural Gas_Furnace_Baseline Forecast | F4 | Commercial | Restaurant | New | Space Heating | Natural Gas | Furnace | Baseline Forecast | Incremental Savings (MMtherm) | 0 | 0 | 0 | 0 | 0 | 0 | 0 | 0 | 0 | 0 | 0 | 0 | 0 | 0 | 0 | 0 | 0 | 0 | 0 | 0 | 0 | 0 | 0 | 0 | 0 | 0 | 0 | 0 | 0 | 0 | 0 | 0 | 0 | 0 | 0 | 0
F1_Commercial_Restaurant_New_Space Heating_Natural Gas_Boiler_Baseline Forecast | F1 | Commercial | Restaurant | New | Space Heating | Natural Gas | Boiler | Baseline Forecast | Consumption Savings (MMtherm) | 0 | 0 | 0 | 0 | 0 | 0 | 0 | 0 | 0 | 0 | 0 | 0 | 0 | 0 | 0 | 0 | 0 | 0 | 0 | 0 | 0 | 0 | 0 | 0 | 0 | 0 | 0 | 0 | 0 | 0 | 0 | 0 | 0 | 0 | 0 | 0
F2_Commercial_Restaurant_New_Space Heating_Natural Gas_Boiler_Baseline Forecast | F2 | Commercial | Restaurant | New | Space Heating | Natural Gas | Boiler | Baseline Forecast | Summer Demand Savings (MW) | 0 | 0 | 0 | 0 | 0 | 0 | 0 | 0 | 0 | 0 | 0 | 0 | 0 | 0 | 0 | 0 | 0 | 0 | 0 | 0 | 0 | 0 | 0 | 0 | 0 | 0 | 0 | 0 | 0 | 0 | 0 | 0 | 0 | 0 | 0 | 0
F3_Commercial_Restaurant_New_Space Heating_Natural Gas_Boiler_Baseline Forecast | F3 | Commercial | Restaurant | New | Space Heating | Natural Gas | Boiler | Baseline Forecast | Winter Demand Savings (MW) | 0 | 0 | 0 | 0 | 0 | 0 | 0 | 0 | 0 | 0 | 0 | 0 | 0 | 0 | 0 | 0 | 0 | 0 | 0 | 0 | 0 | 0 | 0 | 0 | 0 | 0 | 0 | 0 | 0 | 0 | 0 | 0 | 0 | 0 | 0 | 0
F4_Commercial_Restaurant_New_Space Heating_Natural Gas_Boiler_Baseline Forecast | F4 | Commercial | Restaurant | New | Space Heating | Natural Gas | Boiler | Baseline Forecast | Incremental Savings (MMtherm) | 0 | 0 | 0 | 0 | 0 | 0 | 0 | 0 | 0 | 0 | 0 | 0 | 0 | 0 | 0 | 0 | 0 | 0 | 0 | 0 | 0 | 0 | 0 | 0 | 0 | 0 | 0 | 0 | 0 | 0 | 0 | 0 | 0 | 0 | 0 | 0
F1_Commercial_Restaurant_New_Space Heating_Natural Gas_Unit Heater_Baseline Forecast | F1 | Commercial | Restaurant | New | Space Heating | Natural Gas | Unit Heater | Baseline Forecast | Consumption Savings (MMtherm) | 0 | 0 | 0 | 0 | 0 | 0 | 0 | 0 | 0 | 0 | 0 | 0 | 0 | 0 | 0 | 0 | 0 | 0 | 0 | 0 | 0 | 0 | 0 | 0 | 0 | 0 | 0 | 0 | 0 | 0 | 0 | 0 | 0 | 0 | 0 | 0
F2_Commercial_Restaurant_New_Space Heating_Natural Gas_Unit Heater_Baseline Forecast | F2 | Commercial | Restaurant | New | Space Heating | Natural Gas | Unit Heater | Baseline Forecast | Summer Demand Savings (MW) | 0 | 0 | 0 | 0 | 0 | 0 | 0 | 0 | 0 | 0 | 0 | 0 | 0 | 0 | 0 | 0 | 0 | 0 | 0 | 0 | 0 | 0 | 0 | 0 | 0 | 0 | 0 | 0 | 0 | 0 | 0 | 0 | 0 | 0 | 0 | 0
F3_Commercial_Restaurant_New_Space Heating_Natural Gas_Unit Heater_Baseline Forecast | F3 | Commercial | Restaurant | New | Space Heating | Natural Gas | Unit Heater | Baseline Forecast | Winter Demand Savings (MW) | 0 | 0 | 0 | 0 | 0 | 0 | 0 | 0 | 0 | 0 | 0 | 0 | 0 | 0 | 0 | 0 | 0 | 0 | 0 | 0 | 0 | 0 | 0 | 0 | 0 | 0 | 0 | 0 | 0 | 0 | 0 | 0 | 0 | 0 | 0 | 0
F4_Commercial_Restaurant_New_Space Heating_Natural Gas_Unit Heater_Baseline Forecast | F4 | Commercial | Restaurant | New | Space Heating | Natural Gas | Unit Heater | Baseline Forecast | Incremental Savings (MMtherm) | 0 | 0 | 0 | 0 | 0 | 0 | 0 | 0 | 0 | 0 | 0 | 0 | 0 | 0 | 0 | 0 | 0 | 0 | 0 | 0 | 0 | 0 | 0 | 0 | 0 | 0 | 0 | 0 | 0 | 0 | 0 | 0 | 0 | 0 | 0 | 0
F1_Commercial_Restaurant_New_Water Heating_Natural Gas_Water Heater_Baseline Forecast | F1 | Commercial | Restaurant | New | Water Heating | Natural Gas | Water Heater | Baseline Forecast | Consumption Savings (MMtherm) | 0 | 0 | 0 | 0 | 0 | 0 | 0 | 0 | 0 | 0 | 0 | 0 | 0 | 0 | 0 | 0 | 0 | 0 | 0 | 0 | 0 | 0 | 0 | 0 | 0 | 0 | 0 | 0 | 0 | 0 | 0 | 0 | 0 | 0 | 0 | 0
F2_Commercial_Restaurant_New_Water Heating_Natural Gas_Water Heater_Baseline Forecast | F2 | Commercial | Restaurant | New | Water Heating | Natural Gas | Water Heater | Baseline Forecast | Summer Demand Savings (MW) | 0 | 0 | 0 | 0 | 0 | 0 | 0 | 0 | 0 | 0 | 0 | 0 | 0 | 0 | 0 | 0 | 0 | 0 | 0 | 0 | 0 | 0 | 0 | 0 | 0 | 0 | 0 | 0 | 0 | 0 | 0 | 0 | 0 | 0 | 0 | 0
F3_Commercial_Restaurant_New_Water Heating_Natural Gas_Water Heater_Baseline Forecast | F3 | Commercial | Restaurant | New | Water Heating | Natural Gas | Water Heater | Baseline Forecast | Winter Demand Savings (MW) | 0 | 0 | 0 | 0 | 0 | 0 | 0 | 0 | 0 | 0 | 0 | 0 | 0 | 0 | 0 | 0 | 0 | 0 | 0 | 0 | 0 | 0 | 0 | 0 | 0 | 0 | 0 | 0 | 0 | 0 | 0 | 0 | 0 | 0 | 0 | 0
F4_Commercial_Restaurant_New_Water Heating_Natural Gas_Water Heater_Baseline Forecast | F4 | Commercial | Restaurant | New | Water Heating | Natural Gas | Water Heater | Baseline Forecast | Incremental Savings (MMtherm) | 0 | 0 | 0 | 0 | 0 | 0 | 0 | 0 | 0 | 0 | 0 | 0 | 0 | 0 | 0 | 0 | 0 | 0 | 0 | 0 | 0 | 0 | 0 | 0 | 0 | 0 | 0 | 0 | 0 | 0 | 0 | 0 | 0 | 0 | 0 | 0
F1_Commercial_Restaurant_New_Food Preparation_Natural Gas_Oven_Baseline Forecast | F1 | Commercial | Restaurant | New | Food Preparation | Natural Gas | Oven | Baseline Forecast | Consumption Savings (MMtherm) | 0 | 0 | 0 | 0 | 0 | 0 | 0 | 0 | 0 | 0 | 0 | 0 | 0 | 0 | 0 | 0 | 0 | 0 | 0 | 0 | 0 | 0 | 0 | 0 | 0 | 0 | 0 | 0 | 0 | 0 | 0 | 0 | 0 | 0 | 0 | 0
F2_Commercial_Restaurant_New_Food Preparation_Natural Gas_Oven_Baseline Forecast | F2 | Commercial | Restaurant | New | Food Preparation | Natural Gas | Oven | Baseline Forecast | Summer Demand Savings (MW) | 0 | 0 | 0 | 0 | 0 | 0 | 0 | 0 | 0 | 0 | 0 | 0 | 0 | 0 | 0 | 0 | 0 | 0 | 0 | 0 | 0 | 0 | 0 | 0 | 0 | 0 | 0 | 0 | 0 | 0 | 0 | 0 | 0 | 0 | 0 | 0
F3_Commercial_Restaurant_New_Food Preparation_Natural Gas_Oven_Baseline Forecast | F3 | Commercial | Restaurant | New | Food Preparation | Natural Gas | Oven | Baseline Forecast | Winter Demand Savings (MW) | 0 | 0 | 0 | 0 | 0 | 0 | 0 | 0 | 0 | 0 | 0 | 0 | 0 | 0 | 0 | 0 | 0 | 0 | 0 | 0 | 0 | 0 | 0 | 0 | 0 | 0 | 0 | 0 | 0 | 0 | 0 | 0 | 0 | 0 | 0 | 0
F4_Commercial_Restaurant_New_Food Preparation_Natural Gas_Oven_Baseline Forecast | F4 | Commercial | Restaurant | New | Food Preparation | Natural Gas | Oven | Baseline Forecast | Incremental Savings (MMtherm) | 0 | 0 | 0 | 0 | 0 | 0 | 0 | 0 | 0 | 0 | 0 | 0 | 0 | 0 | 0 | 0 | 0 | 0 | 0 | 0 | 0 | 0 | 0 | 0 | 0 | 0 | 0 | 0 | 0 | 0 | 0 | 0 | 0 | 0 | 0 | 0
F1_Commercial_Restaurant_New_Food Preparation_Natural Gas_Conveyor Oven_Baseline Forecast | F1 | Commercial | Restaurant | New | Food Preparation | Natural Gas | Conveyor Oven | Baseline Forecast | Consumption Savings (MMtherm) | 0 | 0 | 0 | 0 | 0 | 0 | 0 | 0 | 0 | 0 | 0 | 0 | 0 | 0 | 0 | 0 | 0 | 0 | 0 | 0 | 0 | 0 | 0 | 0 | 0 | 0 | 0 | 0 | 0 | 0 | 0 | 0 | 0 | 0 | 0 | 0
F2_Commercial_Restaurant_New_Food Preparation_Natural Gas_Conveyor Oven_Baseline Forecast | F2 | Commercial | Restaurant | New | Food Preparation | Natural Gas | Conveyor Oven | Baseline Forecast | Summer Demand Savings (MW) | 0 | 0 | 0 | 0 | 0 | 0 | 0 | 0 | 0 | 0 | 0 | 0 | 0 | 0 | 0 | 0 | 0 | 0 | 0 | 0 | 0 | 0 | 0 | 0 | 0 | 0 | 0 | 0 | 0 | 0 | 0 | 0 | 0 | 0 | 0 | 0
F3_Commercial_Restaurant_New_Food Preparation_Natural Gas_Conveyor Oven_Baseline Forecast | F3 | Commercial | Restaurant | New | Food Preparation | Natural Gas | Conveyor Oven | Baseline Forecast | Winter Demand Savings (MW) | 0 | 0 | 0 | 0 | 0 | 0 | 0 | 0 | 0 | 0 | 0 | 0 | 0 | 0 | 0 | 0 | 0 | 0 | 0 | 0 | 0 | 0 | 0 | 0 | 0 | 0 | 0 | 0 | 0 | 0 | 0 | 0 | 0 | 0 | 0 | 0
F4_Commercial_Restaurant_New_Food Preparation_Natural Gas_Conveyor Oven_Baseline Forecast | F4 | Commercial | Restaurant | New | Food Preparation | Natural Gas | Conveyor Oven | Baseline Forecast | Incremental Savings (MMtherm) | 0 | 0 | 0 | 0 | 0 | 0 | 0 | 0 | 0 | 0 | 0 | 0 | 0 | 0 | 0 | 0 | 0 | 0 | 0 | 0 | 0 | 0 | 0 | 0 | 0 | 0 | 0 | 0 | 0 | 0 | 0 | 0 | 0 | 0 | 0 | 0
F1_Commercial_Restaurant_New_Food Preparation_Natural Gas_Double Rack Oven_Baseline Forecast | F1 | Commercial | Restaurant | New | Food Preparation | Natural Gas | Double Rack Oven | Baseline Forecast | Consumption Savings (MMtherm) | 0 | 0 | 0 | 0 | 0 | 0 | 0 | 0 | 0 | 0 | 0 | 0 | 0 | 0 | 0 | 0 | 0 | 0 | 0 | 0 | 0 | 0 | 0 | 0 | 0 | 0 | 0 | 0 | 0 | 0 | 0 | 0 | 0 | 0 | 0 | 0
F2_Commercial_Restaurant_New_Food Preparation_Natural Gas_Double Rack Oven_Baseline Forecast | F2 | Commercial | Restaurant | New | Food Preparation | Natural Gas | Double Rack Oven | Baseline Forecast | Summer Demand Savings (MW) | 0 | 0 | 0 | 0 | 0 | 0 | 0 | 0 | 0 | 0 | 0 | 0 | 0 | 0 | 0 | 0 | 0 | 0 | 0 | 0 | 0 | 0 | 0 | 0 | 0 | 0 | 0 | 0 | 0 | 0 | 0 | 0 | 0 | 0 | 0 | 0
F3_Commercial_Restaurant_New_Food Preparation_Natural Gas_Double Rack Oven_Baseline Forecast | F3 | Commercial | Restaurant | New | Food Preparation | Natural Gas | Double Rack Oven | Baseline Forecast | Winter Demand Savings (MW) | 0 | 0 | 0 | 0 | 0 | 0 | 0 | 0 | 0 | 0 | 0 | 0 | 0 | 0 | 0 | 0 | 0 | 0 | 0 | 0 | 0 | 0 | 0 | 0 | 0 | 0 | 0 | 0 | 0 | 0 | 0 | 0 | 0 | 0 | 0 | 0
F4_Commercial_Restaurant_New_Food Preparation_Natural Gas_Double Rack Oven_Baseline Forecast | F4 | Commercial | Restaurant | New | Food Preparation | Natural Gas | Double Rack Oven | Baseline Forecast | Incremental Savings (MMtherm) | 0 | 0 | 0 | 0 | 0 | 0 | 0 | 0 | 0 | 0 | 0 | 0 | 0 | 0 | 0 | 0 | 0 | 0 | 0 | 0 | 0 | 0 | 0 | 0 | 0 | 0 | 0 | 0 | 0 | 0 | 0 | 0 | 0 | 0 | 0 | 0
F1_Commercial_Restaurant_New_Food Preparation_Natural Gas_Fryer_Baseline Forecast | F1 | Commercial | Restaurant | New | Food Preparation | Natural Gas | Fryer | Baseline Forecast | Consumption Savings (MMtherm) | 0 | 0 | 0 | 0 | 0 | 0 | 0 | 0 | 0 | 0 | 0 | 0 | 0 | 0 | 0 | 0 | 0 | 0 | 0 | 0 | 0 | 0 | 0 | 0 | 0 | 0 | 0 | 0 | 0 | 0 | 0 | 0 | 0 | 0 | 0 | 0
F2_Commercial_Restaurant_New_Food Preparation_Natural Gas_Fryer_Baseline Forecast | F2 | Commercial | Restaurant | New | Food Preparation | Natural Gas | Fryer | Baseline Forecast | Summer Demand Savings (MW) | 0 | 0 | 0 | 0 | 0 | 0 | 0 | 0 | 0 | 0 | 0 | 0 | 0 | 0 | 0 | 0 | 0 | 0 | 0 | 0 | 0 | 0 | 0 | 0 | 0 | 0 | 0 | 0 | 0 | 0 | 0 | 0 | 0 | 0 | 0 | 0
F3_Commercial_Restaurant_New_Food Preparation_Natural Gas_Fryer_Baseline Forecast | F3 | Commercial | Restaurant | New | Food Preparation | Natural Gas | Fryer | Baseline Forecast | Winter Demand Savings (MW) | 0 | 0 | 0 | 0 | 0 | 0 | 0 | 0 | 0 | 0 | 0 | 0 | 0 | 0 | 0 | 0 | 0 | 0 | 0 | 0 | 0 | 0 | 0 | 0 | 0 | 0 | 0 | 0 | 0 | 0 | 0 | 0 | 0 | 0 | 0 | 0
F4_Commercial_Restaurant_New_Food Preparation_Natural Gas_Fryer_Baseline Forecast | F4 | Commercial | Restaurant | New | Food Preparation | Natural Gas | Fryer | Baseline Forecast | Incremental Savings (MMtherm) | 0 | 0 | 0 | 0 | 0 | 0 | 0 | 0 | 0 | 0 | 0 | 0 | 0 | 0 | 0 | 0 | 0 | 0 | 0 | 0 | 0 | 0 | 0 | 0 | 0 | 0 | 0 | 0 | 0 | 0 | 0 | 0 | 0 | 0 | 0 | 0
F1_Commercial_Restaurant_New_Food Preparation_Natural Gas_Broiler_Baseline Forecast | F1 | Commercial | Restaurant | New | Food Preparation | Natural Gas | Broiler | Baseline Forecast | Consumption Savings (MMtherm) | 0 | 0 | 0 | 0 | 0 | 0 | 0 | 0 | 0 | 0 | 0 | 0 | 0 | 0 | 0 | 0 | 0 | 0 | 0 | 0 | 0 | 0 | 0 | 0 | 0 | 0 | 0 | 0 | 0 | 0 | 0 | 0 | 0 | 0 | 0 | 0
F2_Commercial_Restaurant_New_Food Preparation_Natural Gas_Broiler_Baseline Forecast | F2 | Commercial | Restaurant | New | Food Preparation | Natural Gas | Broiler | Baseline Forecast | Summer Demand Savings (MW) | 0 | 0 | 0 | 0 | 0 | 0 | 0 | 0 | 0 | 0 | 0 | 0 | 0 | 0 | 0 | 0 | 0 | 0 | 0 | 0 | 0 | 0 | 0 | 0 | 0 | 0 | 0 | 0 | 0 | 0 | 0 | 0 | 0 | 0 | 0 | 0
F3_Commercial_Restaurant_New_Food Preparation_Natural Gas_Broiler_Baseline Forecast | F3 | Commercial | Restaurant | New | Food Preparation | Natural Gas | Broiler | Baseline Forecast | Winter Demand Savings (MW) | 0 | 0 | 0 | 0 | 0 | 0 | 0 | 0 | 0 | 0 | 0 | 0 | 0 | 0 | 0 | 0 | 0 | 0 | 0 | 0 | 0 | 0 | 0 | 0 | 0 | 0 | 0 | 0 | 0 | 0 | 0 | 0 | 0 | 0 | 0 | 0
F4_Commercial_Restaurant_New_Food Preparation_Natural Gas_Broiler_Baseline Forecast | F4 | Commercial | Restaurant | New | Food Preparation | Natural Gas | Broiler | Baseline Forecast | Incremental Savings (MMtherm) | 0 | 0 | 0 | 0 | 0 | 0 | 0 | 0 | 0 | 0 | 0 | 0 | 0 | 0 | 0 | 0 | 0 | 0 | 0 | 0 | 0 | 0 | 0 | 0 | 0 | 0 | 0 | 0 | 0 | 0 | 0 | 0 | 0 | 0 | 0 | 0
F1_Commercial_Restaurant_New_Food Preparation_Natural Gas_Griddle_Baseline Forecast | F1 | Commercial | Restaurant | New | Food Preparation | Natural Gas | Griddle | Baseline Forecast | Consumption Savings (MMtherm) | 0 | 0 | 0 | 0 | 0 | 0 | 0 | 0 | 0 | 0 | 0 | 0 | 0 | 0 | 0 | 0 | 0 | 0 | 0 | 0 | 0 | 0 | 0 | 0 | 0 | 0 | 0 | 0 | 0 | 0 | 0 | 0 | 0 | 0 | 0 | 0
F2_Commercial_Restaurant_New_Food Preparation_Natural Gas_Griddle_Baseline Forecast | F2 | Commercial | Restaurant | New | Food Preparation | Natural Gas | Griddle | Baseline Forecast | Summer Demand Savings (MW) | 0 | 0 | 0 | 0 | 0 | 0 | 0 | 0 | 0 | 0 | 0 | 0 | 0 | 0 | 0 | 0 | 0 | 0 | 0 | 0 | 0 | 0 | 0 | 0 | 0 | 0 | 0 | 0 | 0 | 0 | 0 | 0 | 0 | 0 | 0 | 0
F3_Commercial_Restaurant_New_Food Preparation_Natural Gas_Griddle_Baseline Forecast | F3 | Commercial | Restaurant | New | Food Preparation | Natural Gas | Griddle | Baseline Forecast | Winter Demand Savings (MW) | 0 | 0 | 0 | 0 | 0 | 0 | 0 | 0 | 0 | 0 | 0 | 0 | 0 | 0 | 0 | 0 | 0 | 0 | 0 | 0 | 0 | 0 | 0 | 0 | 0 | 0 | 0 | 0 | 0 | 0 | 0 | 0 | 0 | 0 | 0 | 0
F4_Commercial_Restaurant_New_Food Preparation_Natural Gas_Griddle_Baseline Forecast | F4 | Commercial | Restaurant | New | Food Preparation | Natural Gas | Griddle | Baseline Forecast | Incremental Savings (MMtherm) | 0 | 0 | 0 | 0 | 0 | 0 | 0 | 0 | 0 | 0 | 0 | 0 | 0 | 0 | 0 | 0 | 0 | 0 | 0 | 0 | 0 | 0 | 0 | 0 | 0 | 0 | 0 | 0 | 0 | 0 | 0 | 0 | 0 | 0 | 0 | 0
F1_Commercial_Restaurant_New_Food Preparation_Natural Gas_Range_Baseline Forecast | F1 | Commercial | Restaurant | New | Food Preparation | Natural Gas | Range | Baseline Forecast | Consumption Savings (MMtherm) | 0 | 0 | 0 | 0 | 0 | 0 | 0 | 0 | 0 | 0 | 0 | 0 | 0 | 0 | 0 | 0 | 0 | 0 | 0 | 0 | 0 | 0 | 0 | 0 | 0 | 0 | 0 | 0 | 0 | 0 | 0 | 0 | 0 | 0 | 0 | 0
F2_Commercial_Restaurant_New_Food Preparation_Natural Gas_Range_Baseline Forecast | F2 | Commercial | Restaurant | New | Food Preparation | Natural Gas | Range | Baseline Forecast | Summer Demand Savings (MW) | 0 | 0 | 0 | 0 | 0 | 0 | 0 | 0 | 0 | 0 | 0 | 0 | 0 | 0 | 0 | 0 | 0 | 0 | 0 | 0 | 0 | 0 | 0 | 0 | 0 | 0 | 0 | 0 | 0 | 0 | 0 | 0 | 0 | 0 | 0 | 0
F3_Commercial_Restaurant_New_Food Preparation_Natural Gas_Range_Baseline Forecast | F3 | Commercial | Restaurant | New | Food Preparation | Natural Gas | Range | Baseline Forecast | Winter Demand Savings (MW) | 0 | 0 | 0 | 0 | 0 | 0 | 0 | 0 | 0 | 0 | 0 | 0 | 0 | 0 | 0 | 0 | 0 | 0 | 0 | 0 | 0 | 0 | 0 | 0 | 0 | 0 | 0 | 0 | 0 | 0 | 0 | 0 | 0 | 0 | 0 | 0
F4_Commercial_Restaurant_New_Food Preparation_Natural Gas_Range_Baseline Forecast | F4 | Commercial | Restaurant | New | Food Preparation | Natural Gas | Range | Baseline Forecast | Incremental Savings (MMtherm) | 0 | 0 | 0 | 0 | 0 | 0 | 0 | 0 | 0 | 0 | 0 | 0 | 0 | 0 | 0 | 0 | 0 | 0 | 0 | 0 | 0 | 0 | 0 | 0 | 0 | 0 | 0 | 0 | 0 | 0 | 0 | 0 | 0 | 0 | 0 | 0
F1_Commercial_Restaurant_New_Food Preparation_Natural Gas_Steamer_Baseline Forecast | F1 | Commercial | Restaurant | New | Food Preparation | Natural Gas | Steamer | Baseline Forecast | Consumption Savings (MMtherm) | 0 | 0 | 0 | 0 | 0 | 0 | 0 | 0 | 0 | 0 | 0 | 0 | 0 | 0 | 0 | 0 | 0 | 0 | 0 | 0 | 0 | 0 | 0 | 0 | 0 | 0 | 0 | 0 | 0 | 0 | 0 | 0 | 0 | 0 | 0 | 0
F2_Commercial_Restaurant_New_Food Preparation_Natural Gas_Steamer_Baseline Forecast | F2 | Commercial | Restaurant | New | Food Preparation | Natural Gas | Steamer | Baseline Forecast | Summer Demand Savings (MW) | 0 | 0 | 0 | 0 | 0 | 0 | 0 | 0 | 0 | 0 | 0 | 0 | 0 | 0 | 0 | 0 | 0 | 0 | 0 | 0 | 0 | 0 | 0 | 0 | 0 | 0 | 0 | 0 | 0 | 0 | 0 | 0 | 0 | 0 | 0 | 0
F3_Commercial_Restaurant_New_Food Preparation_Natural Gas_Steamer_Baseline Forecast | F3 | Commercial | Restaurant | New | Food Preparation | Natural Gas | Steamer | Baseline Forecast | Winter Demand Savings (MW) | 0 | 0 | 0 | 0 | 0 | 0 | 0 | 0 | 0 | 0 | 0 | 0 | 0 | 0 | 0 | 0 | 0 | 0 | 0 | 0 | 0 | 0 | 0 | 0 | 0 | 0 | 0 | 0 | 0 | 0 | 0 | 0 | 0 | 0 | 0 | 0
F4_Commercial_Restaurant_New_Food Preparation_Natural Gas_Steamer_Baseline Forecast | F4 | Commercial | Restaurant | New | Food Preparation | Natural Gas | Steamer | Baseline Forecast | Incremental Savings (MMtherm) | 0 | 0 | 0 | 0 | 0 | 0 | 0 | 0 | 0 | 0 | 0 | 0 | 0 | 0 | 0 | 0 | 0 | 0 | 0 | 0 | 0 | 0 | 0 | 0 | 0 | 0 | 0 | 0 | 0 | 0 | 0 | 0 | 0 | 0 | 0 | 0
F1_Commercial_Restaurant_New_Food Preparation_Natural Gas_Food Prep Other_Baseline Forecast | F1 | Commercial | Restaurant | New | Food Preparation | Natural Gas | Food Prep Other | Baseline Forecast | Consumption Savings (MMtherm) | 0 | 0 | 0 | 0 | 0 | 0 | 0 | 0 | 0 | 0 | 0 | 0 | 0 | 0 | 0 | 0 | 0 | 0 | 0 | 0 | 0 | 0 | 0 | 0 | 0 | 0 | 0 | 0 | 0 | 0 | 0 | 0 | 0 | 0 | 0 | 0
F2_Commercial_Restaurant_New_Food Preparation_Natural Gas_Food Prep Other_Baseline Forecast | F2 | Commercial | Restaurant | New | Food Preparation | Natural Gas | Food Prep Other | Baseline Forecast | Summer Demand Savings (MW) | 0 | 0 | 0 | 0 | 0 | 0 | 0 | 0 | 0 | 0 | 0 | 0 | 0 | 0 | 0 | 0 | 0 | 0 | 0 | 0 | 0 | 0 | 0 | 0 | 0 | 0 | 0 | 0 | 0 | 0 | 0 | 0 | 0 | 0 | 0 | 0
F3_Commercial_Restaurant_New_Food Preparation_Natural Gas_Food Prep Other_Baseline Forecast | F3 | Commercial | Restaurant | New | Food Preparation | Natural Gas | Food Prep Other | Baseline Forecast | Winter Demand Savings (MW) | 0 | 0 | 0 | 0 | 0 | 0 | 0 | 0 | 0 | 0 | 0 | 0 | 0 | 0 | 0 | 0 | 0 | 0 | 0 | 0 | 0 | 0 | 0 | 0 | 0 | 0 | 0 | 0 | 0 | 0 | 0 | 0 | 0 | 0 | 0 | 0
F4_Commercial_Restaurant_New_Food Preparation_Natural Gas_Food Prep Other_Baseline Forecast | F4 | Commercial | Restaurant | New | Food Preparation | Natural Gas | Food Prep Other | Baseline Forecast | Incremental Savings (MMtherm) | 0 | 0 | 0 | 0 | 0 | 0 | 0 | 0 | 0 | 0 | 0 | 0 | 0 | 0 | 0 | 0 | 0 | 0 | 0 | 0 | 0 | 0 | 0 | 0 | 0 | 0 | 0 | 0 | 0 | 0 | 0 | 0 | 0 | 0 | 0 | 0
F1_Commercial_Restaurant_New_Miscellaneous_Natural Gas_Pool Heater_Baseline Forecast | F1 | Commercial | Restaurant | New | Miscellaneous | Natural Gas | Pool Heater | Baseline Forecast | Consumption Savings (MMtherm) | 0 | 0 | 0 | 0 | 0 | 0 | 0 | 0 | 0 | 0 | 0 | 0 | 0 | 0 | 0 | 0 | 0 | 0 | 0 | 0 | 0 | 0 | 0 | 0 | 0 | 0 | 0 | 0 | 0 | 0 | 0 | 0 | 0 | 0 | 0 | 0
F2_Commercial_Restaurant_New_Miscellaneous_Natural Gas_Pool Heater_Baseline Forecast | F2 | Commercial | Restaurant | New | Miscellaneous | Natural Gas | Pool Heater | Baseline Forecast | Summer Demand Savings (MW) | 0 | 0 | 0 | 0 | 0 | 0 | 0 | 0 | 0 | 0 | 0 | 0 | 0 | 0 | 0 | 0 | 0 | 0 | 0 | 0 | 0 | 0 | 0 | 0 | 0 | 0 | 0 | 0 | 0 | 0 | 0 | 0 | 0 | 0 | 0 | 0
F3_Commercial_Restaurant_New_Miscellaneous_Natural Gas_Pool Heater_Baseline Forecast | F3 | Commercial | Restaurant | New | Miscellaneous | Natural Gas | Pool Heater | Baseline Forecast | Winter Demand Savings (MW) | 0 | 0 | 0 | 0 | 0 | 0 | 0 | 0 | 0 | 0 | 0 | 0 | 0 | 0 | 0 | 0 | 0 | 0 | 0 | 0 | 0 | 0 | 0 | 0 | 0 | 0 | 0 | 0 | 0 | 0 | 0 | 0 | 0 | 0 | 0 | 0
F4_Commercial_Restaurant_New_Miscellaneous_Natural Gas_Pool Heater_Baseline Forecast | F4 | Commercial | Restaurant | New | Miscellaneous | Natural Gas | Pool Heater | Baseline Forecast | Incremental Savings (MMtherm) | 0 | 0 | 0 | 0 | 0 | 0 | 0 | 0 | 0 | 0 | 0 | 0 | 0 | 0 | 0 | 0 | 0 | 0 | 0 | 0 | 0 | 0 | 0 | 0 | 0 | 0 | 0 | 0 | 0 | 0 | 0 | 0 | 0 | 0 | 0 | 0
F1_Commercial_Restaurant_New_Miscellaneous_Natural Gas_Miscellaneous_Baseline Forecast | F1 | Commercial | Restaurant | New | Miscellaneous | Natural Gas | Miscellaneous | Baseline Forecast | Consumption Savings (MMtherm) | 0 | 0 | 0 | 0 | 0 | 0 | 0 | 0 | 0 | 0 | 0 | 0 | 0 | 0 | 0 | 0 | 0 | 0 | 0 | 0 | 0 | 0 | 0 | 0 | 0 | 0 | 0 | 0 | 0 | 0 | 0 | 0 | 0 | 0 | 0 | 0
F2_Commercial_Restaurant_New_Miscellaneous_Natural Gas_Miscellaneous_Baseline Forecast | F2 | Commercial | Restaurant | New | Miscellaneous | Natural Gas | Miscellaneous | Baseline Forecast | Summer Demand Savings (MW) | 0 | 0 | 0 | 0 | 0 | 0 | 0 | 0 | 0 | 0 | 0 | 0 | 0 | 0 | 0 | 0 | 0 | 0 | 0 | 0 | 0 | 0 | 0 | 0 | 0 | 0 | 0 | 0 | 0 | 0 | 0 | 0 | 0 | 0 | 0 | 0
F3_Commercial_Restaurant_New_Miscellaneous_Natural Gas_Miscellaneous_Baseline Forecast | F3 | Commercial | Restaurant | New | Miscellaneous | Natural Gas | Miscellaneous | Baseline Forecast | Winter Demand Savings (MW) | 0 | 0 | 0 | 0 | 0 | 0 | 0 | 0 | 0 | 0 | 0 | 0 | 0 | 0 | 0 | 0 | 0 | 0 | 0 | 0 | 0 | 0 | 0 | 0 | 0 | 0 | 0 | 0 | 0 | 0 | 0 | 0 | 0 | 0 | 0 | 0
F4_Commercial_Restaurant_New_Miscellaneous_Natural Gas_Miscellaneous_Baseline Forecast | F4 | Commercial | Restaurant | New | Miscellaneous | Natural Gas | Miscellaneous | Baseline Forecast | Incremental Savings (MMtherm) | 0 | 0 | 0 | 0 | 0 | 0 | 0 | 0 | 0 | 0 | 0 | 0 | 0 | 0 | 0 | 0 | 0 | 0 | 0 | 0 | 0 | 0 | 0 | 0 | 0 | 0 | 0 | 0 | 0 | 0 | 0 | 0 | 0 | 0 | 0 | 0
F1_Commercial_Retail_Existing_Space Heating_Natural Gas_Furnace_Baseline Forecast | F1 | Commercial | Retail | Existing | Space Heating | Natural Gas | Furnace | Baseline Forecast | Consumption Savings (MMtherm) | 0 | 0 | 0 | 0 | 0 | 0 | 0 | 0 | 0 | 0 | 0 | 0 | 0 | 0 | 0 | 0 | 0 | 0 | 0 | 0 | 0 | 0 | 0 | 0 | 0 | 0 | 0 | 0 | 0 | 0 | 0 | 0 | 0 | 0 | 0 | 0
F2_Commercial_Retail_Existing_Space Heating_Natural Gas_Furnace_Baseline Forecast | F2 | Commercial | Retail | Existing | Space Heating | Natural Gas | Furnace | Baseline Forecast | Summer Demand Savings (MW) | 0 | 0 | 0 | 0 | 0 | 0 | 0 | 0 | 0 | 0 | 0 | 0 | 0 | 0 | 0 | 0 | 0 | 0 | 0 | 0 | 0 | 0 | 0 | 0 | 0 | 0 | 0 | 0 | 0 | 0 | 0 | 0 | 0 | 0 | 0 | 0
F3_Commercial_Retail_Existing_Space Heating_Natural Gas_Furnace_Baseline Forecast | F3 | Commercial | Retail | Existing | Space Heating | Natural Gas | Furnace | Baseline Forecast | Winter Demand Savings (MW) | 0 | 0 | 0 | 0 | 0 | 0 | 0 | 0 | 0 | 0 | 0 | 0 | 0 | 0 | 0 | 0 | 0 | 0 | 0 | 0 | 0 | 0 | 0 | 0 | 0 | 0 | 0 | 0 | 0 | 0 | 0 | 0 | 0 | 0 | 0 | 0
F4_Commercial_Retail_Existing_Space Heating_Natural Gas_Furnace_Baseline Forecast | F4 | Commercial | Retail | Existing | Space Heating | Natural Gas | Furnace | Baseline Forecast | Incremental Savings (MMtherm) | 0 | 0 | 0 | 0 | 0 | 0 | 0 | 0 | 0 | 0 | 0 | 0 | 0 | 0 | 0 | 0 | 0 | 0 | 0 | 0 | 0 | 0 | 0 | 0 | 0 | 0 | 0 | 0 | 0 | 0 | 0 | 0 | 0 | 0 | 0 | 0
F1_Commercial_Retail_Existing_Space Heating_Natural Gas_Boiler_Baseline Forecast | F1 | Commercial | Retail | Existing | Space Heating | Natural Gas | Boiler | Baseline Forecast | Consumption Savings (MMtherm) | 0 | 0 | 0 | 0 | 0 | 0 | 0 | 0 | 0 | 0 | 0 | 0 | 0 | 0 | 0 | 0 | 0 | 0 | 0 | 0 | 0 | 0 | 0 | 0 | 0 | 0 | 0 | 0 | 0 | 0 | 0 | 0 | 0 | 0 | 0 | 0
F2_Commercial_Retail_Existing_Space Heating_Natural Gas_Boiler_Baseline Forecast | F2 | Commercial | Retail | Existing | Space Heating | Natural Gas | Boiler | Baseline Forecast | Summer Demand Savings (MW) | 0 | 0 | 0 | 0 | 0 | 0 | 0 | 0 | 0 | 0 | 0 | 0 | 0 | 0 | 0 | 0 | 0 | 0 | 0 | 0 | 0 | 0 | 0 | 0 | 0 | 0 | 0 | 0 | 0 | 0 | 0 | 0 | 0 | 0 | 0 | 0
F3_Commercial_Retail_Existing_Space Heating_Natural Gas_Boiler_Baseline Forecast | F3 | Commercial | Retail | Existing | Space Heating | Natural Gas | Boiler | Baseline Forecast | Winter Demand Savings (MW) | 0 | 0 | 0 | 0 | 0 | 0 | 0 | 0 | 0 | 0 | 0 | 0 | 0 | 0 | 0 | 0 | 0 | 0 | 0 | 0 | 0 | 0 | 0 | 0 | 0 | 0 | 0 | 0 | 0 | 0 | 0 | 0 | 0 | 0 | 0 | 0
F4_Commercial_Retail_Existing_Space Heating_Natural Gas_Boiler_Baseline Forecast | F4 | Commercial | Retail | Existing | Space Heating | Natural Gas | Boiler | Baseline Forecast | Incremental Savings (MMtherm) | 0 | 0 | 0 | 0 | 0 | 0 | 0 | 0 | 0 | 0 | 0 | 0 | 0 | 0 | 0 | 0 | 0 | 0 | 0 | 0 | 0 | 0 | 0 | 0 | 0 | 0 | 0 | 0 | 0 | 0 | 0 | 0 | 0 | 0 | 0 | 0
F1_Commercial_Retail_Existing_Space Heating_Natural Gas_Unit Heater_Baseline Forecast | F1 | Commercial | Retail | Existing | Space Heating | Natural Gas | Unit Heater | Baseline Forecast | Consumption Savings (MMtherm) | 0 | 0 | 0 | 0 | 0 | 0 | 0 | 0 | 0 | 0 | 0 | 0 | 0 | 0 | 0 | 0 | 0 | 0 | 0 | 0 | 0 | 0 | 0 | 0 | 0 | 0 | 0 | 0 | 0 | 0 | 0 | 0 | 0 | 0 | 0 | 0
F2_Commercial_Retail_Existing_Space Heating_Natural Gas_Unit Heater_Baseline Forecast | F2 | Commercial | Retail | Existing | Space Heating | Natural Gas | Unit Heater | Baseline Forecast | Summer Demand Savings (MW) | 0 | 0 | 0 | 0 | 0 | 0 | 0 | 0 | 0 | 0 | 0 | 0 | 0 | 0 | 0 | 0 | 0 | 0 | 0 | 0 | 0 | 0 | 0 | 0 | 0 | 0 | 0 | 0 | 0 | 0 | 0 | 0 | 0 | 0 | 0 | 0
F3_Commercial_Retail_Existing_Space Heating_Natural Gas_Unit Heater_Baseline Forecast | F3 | Commercial | Retail | Existing | Space Heating | Natural Gas | Unit Heater | Baseline Forecast | Winter Demand Savings (MW) | 0 | 0 | 0 | 0 | 0 | 0 | 0 | 0 | 0 | 0 | 0 | 0 | 0 | 0 | 0 | 0 | 0 | 0 | 0 | 0 | 0 | 0 | 0 | 0 | 0 | 0 | 0 | 0 | 0 | 0 | 0 | 0 | 0 | 0 | 0 | 0
F4_Commercial_Retail_Existing_Space Heating_Natural Gas_Unit Heater_Baseline Forecast | F4 | Commercial | Retail | Existing | Space Heating | Natural Gas | Unit Heater | Baseline Forecast | Incremental Savings (MMtherm) | 0 | 0 | 0 | 0 | 0 | 0 | 0 | 0 | 0 | 0 | 0 | 0 | 0 | 0 | 0 | 0 | 0 | 0 | 0 | 0 | 0 | 0 | 0 | 0 | 0 | 0 | 0 | 0 | 0 | 0 | 0 | 0 | 0 | 0 | 0 | 0
F1_Commercial_Retail_Existing_Water Heating_Natural Gas_Water Heater_Baseline Forecast | F1 | Commercial | Retail | Existing | Water Heating | Natural Gas | Water Heater | Baseline Forecast | Consumption Savings (MMtherm) | 0 | 0 | 0 | 0 | 0 | 0 | 0 | 0 | 0 | 0 | 0 | 0 | 0 | 0 | 0 | 0 | 0 | 0 | 0 | 0 | 0 | 0 | 0 | 0 | 0 | 0 | 0 | 0 | 0 | 0 | 0 | 0 | 0 | 0 | 0 | 0
F2_Commercial_Retail_Existing_Water Heating_Natural Gas_Water Heater_Baseline Forecast | F2 | Commercial | Retail | Existing | Water Heating | Natural Gas | Water Heater | Baseline Forecast | Summer Demand Savings (MW) | 0 | 0 | 0 | 0 | 0 | 0 | 0 | 0 | 0 | 0 | 0 | 0 | 0 | 0 | 0 | 0 | 0 | 0 | 0 | 0 | 0 | 0 | 0 | 0 | 0 | 0 | 0 | 0 | 0 | 0 | 0 | 0 | 0 | 0 | 0 | 0
F3_Commercial_Retail_Existing_Water Heating_Natural Gas_Water Heater_Baseline Forecast | F3 | Commercial | Retail | Existing | Water Heating | Natural Gas | Water Heater | Baseline Forecast | Winter Demand Savings (MW) | 0 | 0 | 0 | 0 | 0 | 0 | 0 | 0 | 0 | 0 | 0 | 0 | 0 | 0 | 0 | 0 | 0 | 0 | 0 | 0 | 0 | 0 | 0 | 0 | 0 | 0 | 0 | 0 | 0 | 0 | 0 | 0 | 0 | 0 | 0 | 0
F4_Commercial_Retail_Existing_Water Heating_Natural Gas_Water Heater_Baseline Forecast | F4 | Commercial | Retail | Existing | Water Heating | Natural Gas | Water Heater | Baseline Forecast | Incremental Savings (MMtherm) | 0 | 0 | 0 | 0 | 0 | 0 | 0 | 0 | 0 | 0 | 0 | 0 | 0 | 0 | 0 | 0 | 0 | 0 | 0 | 0 | 0 | 0 | 0 | 0 | 0 | 0 | 0 | 0 | 0 | 0 | 0 | 0 | 0 | 0 | 0 | 0
F1_Commercial_Retail_Existing_Food Preparation_Natural Gas_Oven_Baseline Forecast | F1 | Commercial | Retail | Existing | Food Preparation | Natural Gas | Oven | Baseline Forecast | Consumption Savings (MMtherm) | 0 | 0 | 0 | 0 | 0 | 0 | 0 | 0 | 0 | 0 | 0 | 0 | 0 | 0 | 0 | 0 | 0 | 0 | 0 | 0 | 0 | 0 | 0 | 0 | 0 | 0 | 0 | 0 | 0 | 0 | 0 | 0 | 0 | 0 | 0 | 0
F2_Commercial_Retail_Existing_Food Preparation_Natural Gas_Oven_Baseline Forecast | F2 | Commercial | Retail | Existing | Food Preparation | Natural Gas | Oven | Baseline Forecast | Summer Demand Savings (MW) | 0 | 0 | 0 | 0 | 0 | 0 | 0 | 0 | 0 | 0 | 0 | 0 | 0 | 0 | 0 | 0 | 0 | 0 | 0 | 0 | 0 | 0 | 0 | 0 | 0 | 0 | 0 | 0 | 0 | 0 | 0 | 0 | 0 | 0 | 0 | 0
F3_Commercial_Retail_Existing_Food Preparation_Natural Gas_Oven_Baseline Forecast | F3 | Commercial | Retail | Existing | Food Preparation | Natural Gas | Oven | Baseline Forecast | Winter Demand Savings (MW) | 0 | 0 | 0 | 0 | 0 | 0 | 0 | 0 | 0 | 0 | 0 | 0 | 0 | 0 | 0 | 0 | 0 | 0 | 0 | 0 | 0 | 0 | 0 | 0 | 0 | 0 | 0 | 0 | 0 | 0 | 0 | 0 | 0 | 0 | 0 | 0
F4_Commercial_Retail_Existing_Food Preparation_Natural Gas_Oven_Baseline Forecast | F4 | Commercial | Retail | Existing | Food Preparation | Natural Gas | Oven | Baseline Forecast | Incremental Savings (MMtherm) | 0 | 0 | 0 | 0 | 0 | 0 | 0 | 0 | 0 | 0 | 0 | 0 | 0 | 0 | 0 | 0 | 0 | 0 | 0 | 0 | 0 | 0 | 0 | 0 | 0 | 0 | 0 | 0 | 0 | 0 | 0 | 0 | 0 | 0 | 0 | 0
F1_Commercial_Retail_Existing_Food Preparation_Natural Gas_Conveyor Oven_Baseline Forecast | F1 | Commercial | Retail | Existing | Food Preparation | Natural Gas | Conveyor Oven | Baseline Forecast | Consumption Savings (MMtherm) | 0 | 0 | 0 | 0 | 0 | 0 | 0 | 0 | 0 | 0 | 0 | 0 | 0 | 0 | 0 | 0 | 0 | 0 | 0 | 0 | 0 | 0 | 0 | 0 | 0 | 0 | 0 | 0 | 0 | 0 | 0 | 0 | 0 | 0 | 0 | 0
F2_Commercial_Retail_Existing_Food Preparation_Natural Gas_Conveyor Oven_Baseline Forecast | F2 | Commercial | Retail | Existing | Food Preparation | Natural Gas | Conveyor Oven | Baseline Forecast | Summer Demand Savings (MW) | 0 | 0 | 0 | 0 | 0 | 0 | 0 | 0 | 0 | 0 | 0 | 0 | 0 | 0 | 0 | 0 | 0 | 0 | 0 | 0 | 0 | 0 | 0 | 0 | 0 | 0 | 0 | 0 | 0 | 0 | 0 | 0 | 0 | 0 | 0 | 0
F3_Commercial_Retail_Existing_Food Preparation_Natural Gas_Conveyor Oven_Baseline Forecast | F3 | Commercial | Retail | Existing | Food Preparation | Natural Gas | Conveyor Oven | Baseline Forecast | Winter Demand Savings (MW) | 0 | 0 | 0 | 0 | 0 | 0 | 0 | 0 | 0 | 0 | 0 | 0 | 0 | 0 | 0 | 0 | 0 | 0 | 0 | 0 | 0 | 0 | 0 | 0 | 0 | 0 | 0 | 0 | 0 | 0 | 0 | 0 | 0 | 0 | 0 | 0
F4_Commercial_Retail_Existing_Food Preparation_Natural Gas_Conveyor Oven_Baseline Forecast | F4 | Commercial | Retail | Existing | Food Preparation | Natural Gas | Conveyor Oven | Baseline Forecast | Incremental Savings (MMtherm) | 0 | 0 | 0 | 0 | 0 | 0 | 0 | 0 | 0 | 0 | 0 | 0 | 0 | 0 | 0 | 0 | 0 | 0 | 0 | 0 | 0 | 0 | 0 | 0 | 0 | 0 | 0 | 0 | 0 | 0 | 0 | 0 | 0 | 0 | 0 | 0
F1_Commercial_Retail_Existing_Food Preparation_Natural Gas_Double Rack Oven_Baseline Forecast | F1 | Commercial | Retail | Existing | Food Preparation | Natural Gas | Double Rack Oven | Baseline Forecast | Consumption Savings (MMtherm) | 0 | 0 | 0 | 0 | 0 | 0 | 0 | 0 | 0 | 0 | 0 | 0 | 0 | 0 | 0 | 0 | 0 | 0 | 0 | 0 | 0 | 0 | 0 | 0 | 0 | 0 | 0 | 0 | 0 | 0 | 0 | 0 | 0 | 0 | 0 | 0
F2_Commercial_Retail_Existing_Food Preparation_Natural Gas_Double Rack Oven_Baseline Forecast | F2 | Commercial | Retail | Existing | Food Preparation | Natural Gas | Double Rack Oven | Baseline Forecast | Summer Demand Savings (MW) | 0 | 0 | 0 | 0 | 0 | 0 | 0 | 0 | 0 | 0 | 0 | 0 | 0 | 0 | 0 | 0 | 0 | 0 | 0 | 0 | 0 | 0 | 0 | 0 | 0 | 0 | 0 | 0 | 0 | 0 | 0 | 0 | 0 | 0 | 0 | 0
F3_Commercial_Retail_Existing_Food Preparation_Natural Gas_Double Rack Oven_Baseline Forecast | F3 | Commercial | Retail | Existing | Food Preparation | Natural Gas | Double Rack Oven | Baseline Forecast | Winter Demand Savings (MW) | 0 | 0 | 0 | 0 | 0 | 0 | 0 | 0 | 0 | 0 | 0 | 0 | 0 | 0 | 0 | 0 | 0 | 0 | 0 | 0 | 0 | 0 | 0 | 0 | 0 | 0 | 0 | 0 | 0 | 0 | 0 | 0 | 0 | 0 | 0 | 0
F4_Commercial_Retail_Existing_Food Preparation_Natural Gas_Double Rack Oven_Baseline Forecast | F4 | Commercial | Retail | Existing | Food Preparation | Natural Gas | Double Rack Oven | Baseline Forecast | Incremental Savings (MMtherm) | 0 | 0 | 0 | 0 | 0 | 0 | 0 | 0 | 0 | 0 | 0 | 0 | 0 | 0 | 0 | 0 | 0 | 0 | 0 | 0 | 0 | 0 | 0 | 0 | 0 | 0 | 0 | 0 | 0 | 0 | 0 | 0 | 0 | 0 | 0 | 0
F1_Commercial_Retail_Existing_Food Preparation_Natural Gas_Fryer_Baseline Forecast | F1 | Commercial | Retail | Existing | Food Preparation | Natural Gas | Fryer | Baseline Forecast | Consumption Savings (MMtherm) | 0 | 0 | 0 | 0 | 0 | 0 | 0 | 0 | 0 | 0 | 0 | 0 | 0 | 0 | 0 | 0 | 0 | 0 | 0 | 0 | 0 | 0 | 0 | 0 | 0 | 0 | 0 | 0 | 0 | 0 | 0 | 0 | 0 | 0 | 0 | 0
F2_Commercial_Retail_Existing_Food Preparation_Natural Gas_Fryer_Baseline Forecast | F2 | Commercial | Retail | Existing | Food Preparation | Natural Gas | Fryer | Baseline Forecast | Summer Demand Savings (MW) | 0 | 0 | 0 | 0 | 0 | 0 | 0 | 0 | 0 | 0 | 0 | 0 | 0 | 0 | 0 | 0 | 0 | 0 | 0 | 0 | 0 | 0 | 0 | 0 | 0 | 0 | 0 | 0 | 0 | 0 | 0 | 0 | 0 | 0 | 0 | 0
F3_Commercial_Retail_Existing_Food Preparation_Natural Gas_Fryer_Baseline Forecast | F3 | Commercial | Retail | Existing | Food Preparation | Natural Gas | Fryer | Baseline Forecast | Winter Demand Savings (MW) | 0 | 0 | 0 | 0 | 0 | 0 | 0 | 0 | 0 | 0 | 0 | 0 | 0 | 0 | 0 | 0 | 0 | 0 | 0 | 0 | 0 | 0 | 0 | 0 | 0 | 0 | 0 | 0 | 0 | 0 | 0 | 0 | 0 | 0 | 0 | 0
F4_Commercial_Retail_Existing_Food Preparation_Natural Gas_Fryer_Baseline Forecast | F4 | Commercial | Retail | Existing | Food Preparation | Natural Gas | Fryer | Baseline Forecast | Incremental Savings (MMtherm) | 0 | 0 | 0 | 0 | 0 | 0 | 0 | 0 | 0 | 0 | 0 | 0 | 0 | 0 | 0 | 0 | 0 | 0 | 0 | 0 | 0 | 0 | 0 | 0 | 0 | 0 | 0 | 0 | 0 | 0 | 0 | 0 | 0 | 0 | 0 | 0
F1_Commercial_Retail_Existing_Food Preparation_Natural Gas_Broiler_Baseline Forecast | F1 | Commercial | Retail | Existing | Food Preparation | Natural Gas | Broiler | Baseline Forecast | Consumption Savings (MMtherm) | 0 | 0 | 0 | 0 | 0 | 0 | 0 | 0 | 0 | 0 | 0 | 0 | 0 | 0 | 0 | 0 | 0 | 0 | 0 | 0 | 0 | 0 | 0 | 0 | 0 | 0 | 0 | 0 | 0 | 0 | 0 | 0 | 0 | 0 | 0 | 0
F2_Commercial_Retail_Existing_Food Preparation_Natural Gas_Broiler_Baseline Forecast | F2 | Commercial | Retail | Existing | Food Preparation | Natural Gas | Broiler | Baseline Forecast | Summer Demand Savings (MW) | 0 | 0 | 0 | 0 | 0 | 0 | 0 | 0 | 0 | 0 | 0 | 0 | 0 | 0 | 0 | 0 | 0 | 0 | 0 | 0 | 0 | 0 | 0 | 0 | 0 | 0 | 0 | 0 | 0 | 0 | 0 | 0 | 0 | 0 | 0 | 0
F3_Commercial_Retail_Existing_Food Preparation_Natural Gas_Broiler_Baseline Forecast | F3 | Commercial | Retail | Existing | Food Preparation | Natural Gas | Broiler | Baseline Forecast | Winter Demand Savings (MW) | 0 | 0 | 0 | 0 | 0 | 0 | 0 | 0 | 0 | 0 | 0 | 0 | 0 | 0 | 0 | 0 | 0 | 0 | 0 | 0 | 0 | 0 | 0 | 0 | 0 | 0 | 0 | 0 | 0 | 0 | 0 | 0 | 0 | 0 | 0 | 0
F4_Commercial_Retail_Existing_Food Preparation_Natural Gas_Broiler_Baseline Forecast | F4 | Commercial | Retail | Existing | Food Preparation | Natural Gas | Broiler | Baseline Forecast | Incremental Savings (MMtherm) | 0 | 0 | 0 | 0 | 0 | 0 | 0 | 0 | 0 | 0 | 0 | 0 | 0 | 0 | 0 | 0 | 0 | 0 | 0 | 0 | 0 | 0 | 0 | 0 | 0 | 0 | 0 | 0 | 0 | 0 | 0 | 0 | 0 | 0 | 0 | 0
F1_Commercial_Retail_Existing_Food Preparation_Natural Gas_Griddle_Baseline Forecast | F1 | Commercial | Retail | Existing | Food Preparation | Natural Gas | Griddle | Baseline Forecast | Consumption Savings (MMtherm) | 0 | 0 | 0 | 0 | 0 | 0 | 0 | 0 | 0 | 0 | 0 | 0 | 0 | 0 | 0 | 0 | 0 | 0 | 0 | 0 | 0 | 0 | 0 | 0 | 0 | 0 | 0 | 0 | 0 | 0 | 0 | 0 | 0 | 0 | 0 | 0
F2_Commercial_Retail_Existing_Food Preparation_Natural Gas_Griddle_Baseline Forecast | F2 | Commercial | Retail | Existing | Food Preparation | Natural Gas | Griddle | Baseline Forecast | Summer Demand Savings (MW) | 0 | 0 | 0 | 0 | 0 | 0 | 0 | 0 | 0 | 0 | 0 | 0 | 0 | 0 | 0 | 0 | 0 | 0 | 0 | 0 | 0 | 0 | 0 | 0 | 0 | 0 | 0 | 0 | 0 | 0 | 0 | 0 | 0 | 0 | 0 | 0
F3_Commercial_Retail_Existing_Food Preparation_Natural Gas_Griddle_Baseline Forecast | F3 | Commercial | Retail | Existing | Food Preparation | Natural Gas | Griddle | Baseline Forecast | Winter Demand Savings (MW) | 0 | 0 | 0 | 0 | 0 | 0 | 0 | 0 | 0 | 0 | 0 | 0 | 0 | 0 | 0 | 0 | 0 | 0 | 0 | 0 | 0 | 0 | 0 | 0 | 0 | 0 | 0 | 0 | 0 | 0 | 0 | 0 | 0 | 0 | 0 | 0
F4_Commercial_Retail_Existing_Food Preparation_Natural Gas_Griddle_Baseline Forecast | F4 | Commercial | Retail | Existing | Food Preparation | Natural Gas | Griddle | Baseline Forecast | Incremental Savings (MMtherm) | 0 | 0 | 0 | 0 | 0 | 0 | 0 | 0 | 0 | 0 | 0 | 0 | 0 | 0 | 0 | 0 | 0 | 0 | 0 | 0 | 0 | 0 | 0 | 0 | 0 | 0 | 0 | 0 | 0 | 0 | 0 | 0 | 0 | 0 | 0 | 0
F1_Commercial_Retail_Existing_Food Preparation_Natural Gas_Range_Baseline Forecast | F1 | Commercial | Retail | Existing | Food Preparation | Natural Gas | Range | Baseline Forecast | Consumption Savings (MMtherm) | 0 | 0 | 0 | 0 | 0 | 0 | 0 | 0 | 0 | 0 | 0 | 0 | 0 | 0 | 0 | 0 | 0 | 0 | 0 | 0 | 0 | 0 | 0 | 0 | 0 | 0 | 0 | 0 | 0 | 0 | 0 | 0 | 0 | 0 | 0 | 0
F2_Commercial_Retail_Existing_Food Preparation_Natural Gas_Range_Baseline Forecast | F2 | Commercial | Retail | Existing | Food Preparation | Natural Gas | Range | Baseline Forecast | Summer Demand Savings (MW) | 0 | 0 | 0 | 0 | 0 | 0 | 0 | 0 | 0 | 0 | 0 | 0 | 0 | 0 | 0 | 0 | 0 | 0 | 0 | 0 | 0 | 0 | 0 | 0 | 0 | 0 | 0 | 0 | 0 | 0 | 0 | 0 | 0 | 0 | 0 | 0
F3_Commercial_Retail_Existing_Food Preparation_Natural Gas_Range_Baseline Forecast | F3 | Commercial | Retail | Existing | Food Preparation | Natural Gas | Range | Baseline Forecast | Winter Demand Savings (MW) | 0 | 0 | 0 | 0 | 0 | 0 | 0 | 0 | 0 | 0 | 0 | 0 | 0 | 0 | 0 | 0 | 0 | 0 | 0 | 0 | 0 | 0 | 0 | 0 | 0 | 0 | 0 | 0 | 0 | 0 | 0 | 0 | 0 | 0 | 0 | 0
F4_Commercial_Retail_Existing_Food Preparation_Natural Gas_Range_Baseline Forecast | F4 | Commercial | Retail | Existing | Food Preparation | Natural Gas | Range | Baseline Forecast | Incremental Savings (MMtherm) | 0 | 0 | 0 | 0 | 0 | 0 | 0 | 0 | 0 | 0 | 0 | 0 | 0 | 0 | 0 | 0 | 0 | 0 | 0 | 0 | 0 | 0 | 0 | 0 | 0 | 0 | 0 | 0 | 0 | 0 | 0 | 0 | 0 | 0 | 0 | 0
F1_Commercial_Retail_Existing_Food Preparation_Natural Gas_Steamer_Baseline Forecast | F1 | Commercial | Retail | Existing | Food Preparation | Natural Gas | Steamer | Baseline Forecast | Consumption Savings (MMtherm) | 0 | 0 | 0 | 0 | 0 | 0 | 0 | 0 | 0 | 0 | 0 | 0 | 0 | 0 | 0 | 0 | 0 | 0 | 0 | 0 | 0 | 0 | 0 | 0 | 0 | 0 | 0 | 0 | 0 | 0 | 0 | 0 | 0 | 0 | 0 | 0
F2_Commercial_Retail_Existing_Food Preparation_Natural Gas_Steamer_Baseline Forecast | F2 | Commercial | Retail | Existing | Food Preparation | Natural Gas | Steamer | Baseline Forecast | Summer Demand Savings (MW) | 0 | 0 | 0 | 0 | 0 | 0 | 0 | 0 | 0 | 0 | 0 | 0 | 0 | 0 | 0 | 0 | 0 | 0 | 0 | 0 | 0 | 0 | 0 | 0 | 0 | 0 | 0 | 0 | 0 | 0 | 0 | 0 | 0 | 0 | 0 | 0
F3_Commercial_Retail_Existing_Food Preparation_Natural Gas_Steamer_Baseline Forecast | F3 | Commercial | Retail | Existing | Food Preparation | Natural Gas | Steamer | Baseline Forecast | Winter Demand Savings (MW) | 0 | 0 | 0 | 0 | 0 | 0 | 0 | 0 | 0 | 0 | 0 | 0 | 0 | 0 | 0 | 0 | 0 | 0 | 0 | 0 | 0 | 0 | 0 | 0 | 0 | 0 | 0 | 0 | 0 | 0 | 0 | 0 | 0 | 0 | 0 | 0
F4_Commercial_Retail_Existing_Food Preparation_Natural Gas_Steamer_Baseline Forecast | F4 | Commercial | Retail | Existing | Food Preparation | Natural Gas | Steamer | Baseline Forecast | Incremental Savings (MMtherm) | 0 | 0 | 0 | 0 | 0 | 0 | 0 | 0 | 0 | 0 | 0 | 0 | 0 | 0 | 0 | 0 | 0 | 0 | 0 | 0 | 0 | 0 | 0 | 0 | 0 | 0 | 0 | 0 | 0 | 0 | 0 | 0 | 0 | 0 | 0 | 0
F1_Commercial_Retail_Existing_Food Preparation_Natural Gas_Food Prep Other_Baseline Forecast | F1 | Commercial | Retail | Existing | Food Preparation | Natural Gas | Food Prep Other | Baseline Forecast | Consumption Savings (MMtherm) | 0 | 0 | 0 | 0 | 0 | 0 | 0 | 0 | 0 | 0 | 0 | 0 | 0 | 0 | 0 | 0 | 0 | 0 | 0 | 0 | 0 | 0 | 0 | 0 | 0 | 0 | 0 | 0 | 0 | 0 | 0 | 0 | 0 | 0 | 0 | 0
F2_Commercial_Retail_Existing_Food Preparation_Natural Gas_Food Prep Other_Baseline Forecast | F2 | Commercial | Retail | Existing | Food Preparation | Natural Gas | Food Prep Other | Baseline Forecast | Summer Demand Savings (MW) | 0 | 0 | 0 | 0 | 0 | 0 | 0 | 0 | 0 | 0 | 0 | 0 | 0 | 0 | 0 | 0 | 0 | 0 | 0 | 0 | 0 | 0 | 0 | 0 | 0 | 0 | 0 | 0 | 0 | 0 | 0 | 0 | 0 | 0 | 0 | 0
F3_Commercial_Retail_Existing_Food Preparation_Natural Gas_Food Prep Other_Baseline Forecast | F3 | Commercial | Retail | Existing | Food Preparation | Natural Gas | Food Prep Other | Baseline Forecast | Winter Demand Savings (MW) | 0 | 0 | 0 | 0 | 0 | 0 | 0 | 0 | 0 | 0 | 0 | 0 | 0 | 0 | 0 | 0 | 0 | 0 | 0 | 0 | 0 | 0 | 0 | 0 | 0 | 0 | 0 | 0 | 0 | 0 | 0 | 0 | 0 | 0 | 0 | 0
F4_Commercial_Retail_Existing_Food Preparation_Natural Gas_Food Prep Other_Baseline Forecast | F4 | Commercial | Retail | Existing | Food Preparation | Natural Gas | Food Prep Other | Baseline Forecast | Incremental Savings (MMtherm) | 0 | 0 | 0 | 0 | 0 | 0 | 0 | 0 | 0 | 0 | 0 | 0 | 0 | 0 | 0 | 0 | 0 | 0 | 0 | 0 | 0 | 0 | 0 | 0 | 0 | 0 | 0 | 0 | 0 | 0 | 0 | 0 | 0 | 0 | 0 | 0
F1_Commercial_Retail_Existing_Miscellaneous_Natural Gas_Pool Heater_Baseline Forecast | F1 | Commercial | Retail | Existing | Miscellaneous | Natural Gas | Pool Heater | Baseline Forecast | Consumption Savings (MMtherm) | 0 | 0 | 0 | 0 | 0 | 0 | 0 | 0 | 0 | 0 | 0 | 0 | 0 | 0 | 0 | 0 | 0 | 0 | 0 | 0 | 0 | 0 | 0 | 0 | 0 | 0 | 0 | 0 | 0 | 0 | 0 | 0 | 0 | 0 | 0 | 0
F2_Commercial_Retail_Existing_Miscellaneous_Natural Gas_Pool Heater_Baseline Forecast | F2 | Commercial | Retail | Existing | Miscellaneous | Natural Gas | Pool Heater | Baseline Forecast | Summer Demand Savings (MW) | 0 | 0 | 0 | 0 | 0 | 0 | 0 | 0 | 0 | 0 | 0 | 0 | 0 | 0 | 0 | 0 | 0 | 0 | 0 | 0 | 0 | 0 | 0 | 0 | 0 | 0 | 0 | 0 | 0 | 0 | 0 | 0 | 0 | 0 | 0 | 0
F3_Commercial_Retail_Existing_Miscellaneous_Natural Gas_Pool Heater_Baseline Forecast | F3 | Commercial | Retail | Existing | Miscellaneous | Natural Gas | Pool Heater | Baseline Forecast | Winter Demand Savings (MW) | 0 | 0 | 0 | 0 | 0 | 0 | 0 | 0 | 0 | 0 | 0 | 0 | 0 | 0 | 0 | 0 | 0 | 0 | 0 | 0 | 0 | 0 | 0 | 0 | 0 | 0 | 0 | 0 | 0 | 0 | 0 | 0 | 0 | 0 | 0 | 0
F4_Commercial_Retail_Existing_Miscellaneous_Natural Gas_Pool Heater_Baseline Forecast | F4 | Commercial | Retail | Existing | Miscellaneous | Natural Gas | Pool Heater | Baseline Forecast | Incremental Savings (MMtherm) | 0 | 0 | 0 | 0 | 0 | 0 | 0 | 0 | 0 | 0 | 0 | 0 | 0 | 0 | 0 | 0 | 0 | 0 | 0 | 0 | 0 | 0 | 0 | 0 | 0 | 0 | 0 | 0 | 0 | 0 | 0 | 0 | 0 | 0 | 0 | 0
F1_Commercial_Retail_Existing_Miscellaneous_Natural Gas_Miscellaneous_Baseline Forecast | F1 | Commercial | Retail | Existing | Miscellaneous | Natural Gas | Miscellaneous | Baseline Forecast | Consumption Savings (MMtherm) | 0 | 0 | 0 | 0 | 0 | 0 | 0 | 0 | 0 | 0 | 0 | 0 | 0 | 0 | 0 | 0 | 0 | 0 | 0 | 0 | 0 | 0 | 0 | 0 | 0 | 0 | 0 | 0 | 0 | 0 | 0 | 0 | 0 | 0 | 0 | 0
F2_Commercial_Retail_Existing_Miscellaneous_Natural Gas_Miscellaneous_Baseline Forecast | F2 | Commercial | Retail | Existing | Miscellaneous | Natural Gas | Miscellaneous | Baseline Forecast | Summer Demand Savings (MW) | 0 | 0 | 0 | 0 | 0 | 0 | 0 | 0 | 0 | 0 | 0 | 0 | 0 | 0 | 0 | 0 | 0 | 0 | 0 | 0 | 0 | 0 | 0 | 0 | 0 | 0 | 0 | 0 | 0 | 0 | 0 | 0 | 0 | 0 | 0 | 0
F3_Commercial_Retail_Existing_Miscellaneous_Natural Gas_Miscellaneous_Baseline Forecast | F3 | Commercial | Retail | Existing | Miscellaneous | Natural Gas | Miscellaneous | Baseline Forecast | Winter Demand Savings (MW) | 0 | 0 | 0 | 0 | 0 | 0 | 0 | 0 | 0 | 0 | 0 | 0 | 0 | 0 | 0 | 0 | 0 | 0 | 0 | 0 | 0 | 0 | 0 | 0 | 0 | 0 | 0 | 0 | 0 | 0 | 0 | 0 | 0 | 0 | 0 | 0
F4_Commercial_Retail_Existing_Miscellaneous_Natural Gas_Miscellaneous_Baseline Forecast | F4 | Commercial | Retail | Existing | Miscellaneous | Natural Gas | Miscellaneous | Baseline Forecast | Incremental Savings (MMtherm) | 0 | 0 | 0 | 0 | 0 | 0 | 0 | 0 | 0 | 0 | 0 | 0 | 0 | 0 | 0 | 0 | 0 | 0 | 0 | 0 | 0 | 0 | 0 | 0 | 0 | 0 | 0 | 0 | 0 | 0 | 0 | 0 | 0 | 0 | 0 | 0
F1_Commercial_Retail_New_Space Heating_Natural Gas_Furnace_Baseline Forecast | F1 | Commercial | Retail | New | Space Heating | Natural Gas | Furnace | Baseline Forecast | Consumption Savings (MMtherm) | 0 | 0 | 0 | 0 | 0 | 0 | 0 | 0 | 0 | 0 | 0 | 0 | 0 | 0 | 0 | 0 | 0 | 0 | 0 | 0 | 0 | 0 | 0 | 0 | 0 | 0 | 0 | 0 | 0 | 0 | 0 | 0 | 0 | 0 | 0 | 0
F2_Commercial_Retail_New_Space Heating_Natural Gas_Furnace_Baseline Forecast | F2 | Commercial | Retail | New | Space Heating | Natural Gas | Furnace | Baseline Forecast | Summer Demand Savings (MW) | 0 | 0 | 0 | 0 | 0 | 0 | 0 | 0 | 0 | 0 | 0 | 0 | 0 | 0 | 0 | 0 | 0 | 0 | 0 | 0 | 0 | 0 | 0 | 0 | 0 | 0 | 0 | 0 | 0 | 0 | 0 | 0 | 0 | 0 | 0 | 0
F3_Commercial_Retail_New_Space Heating_Natural Gas_Furnace_Baseline Forecast | F3 | Commercial | Retail | New | Space Heating | Natural Gas | Furnace | Baseline Forecast | Winter Demand Savings (MW) | 0 | 0 | 0 | 0 | 0 | 0 | 0 | 0 | 0 | 0 | 0 | 0 | 0 | 0 | 0 | 0 | 0 | 0 | 0 | 0 | 0 | 0 | 0 | 0 | 0 | 0 | 0 | 0 | 0 | 0 | 0 | 0 | 0 | 0 | 0 | 0
F4_Commercial_Retail_New_Space Heating_Natural Gas_Furnace_Baseline Forecast | F4 | Commercial | Retail | New | Space Heating | Natural Gas | Furnace | Baseline Forecast | Incremental Savings (MMtherm) | 0 | 0 | 0 | 0 | 0 | 0 | 0 | 0 | 0 | 0 | 0 | 0 | 0 | 0 | 0 | 0 | 0 | 0 | 0 | 0 | 0 | 0 | 0 | 0 | 0 | 0 | 0 | 0 | 0 | 0 | 0 | 0 | 0 | 0 | 0 | 0
F1_Commercial_Retail_New_Space Heating_Natural Gas_Boiler_Baseline Forecast | F1 | Commercial | Retail | New | Space Heating | Natural Gas | Boiler | Baseline Forecast | Consumption Savings (MMtherm) | 0 | 0 | 0 | 0 | 0 | 0 | 0 | 0 | 0 | 0 | 0 | 0 | 0 | 0 | 0 | 0 | 0 | 0 | 0 | 0 | 0 | 0 | 0 | 0 | 0 | 0 | 0 | 0 | 0 | 0 | 0 | 0 | 0 | 0 | 0 | 0
F2_Commercial_Retail_New_Space Heating_Natural Gas_Boiler_Baseline Forecast | F2 | Commercial | Retail | New | Space Heating | Natural Gas | Boiler | Baseline Forecast | Summer Demand Savings (MW) | 0 | 0 | 0 | 0 | 0 | 0 | 0 | 0 | 0 | 0 | 0 | 0 | 0 | 0 | 0 | 0 | 0 | 0 | 0 | 0 | 0 | 0 | 0 | 0 | 0 | 0 | 0 | 0 | 0 | 0 | 0 | 0 | 0 | 0 | 0 | 0
F3_Commercial_Retail_New_Space Heating_Natural Gas_Boiler_Baseline Forecast | F3 | Commercial | Retail | New | Space Heating | Natural Gas | Boiler | Baseline Forecast | Winter Demand Savings (MW) | 0 | 0 | 0 | 0 | 0 | 0 | 0 | 0 | 0 | 0 | 0 | 0 | 0 | 0 | 0 | 0 | 0 | 0 | 0 | 0 | 0 | 0 | 0 | 0 | 0 | 0 | 0 | 0 | 0 | 0 | 0 | 0 | 0 | 0 | 0 | 0
F4_Commercial_Retail_New_Space Heating_Natural Gas_Boiler_Baseline Forecast | F4 | Commercial | Retail | New | Space Heating | Natural Gas | Boiler | Baseline Forecast | Incremental Savings (MMtherm) | 0 | 0 | 0 | 0 | 0 | 0 | 0 | 0 | 0 | 0 | 0 | 0 | 0 | 0 | 0 | 0 | 0 | 0 | 0 | 0 | 0 | 0 | 0 | 0 | 0 | 0 | 0 | 0 | 0 | 0 | 0 | 0 | 0 | 0 | 0 | 0
F1_Commercial_Retail_New_Space Heating_Natural Gas_Unit Heater_Baseline Forecast | F1 | Commercial | Retail | New | Space Heating | Natural Gas | Unit Heater | Baseline Forecast | Consumption Savings (MMtherm) | 0 | 0 | 0 | 0 | 0 | 0 | 0 | 0 | 0 | 0 | 0 | 0 | 0 | 0 | 0 | 0 | 0 | 0 | 0 | 0 | 0 | 0 | 0 | 0 | 0 | 0 | 0 | 0 | 0 | 0 | 0 | 0 | 0 | 0 | 0 | 0
F2_Commercial_Retail_New_Space Heating_Natural Gas_Unit Heater_Baseline Forecast | F2 | Commercial | Retail | New | Space Heating | Natural Gas | Unit Heater | Baseline Forecast | Summer Demand Savings (MW) | 0 | 0 | 0 | 0 | 0 | 0 | 0 | 0 | 0 | 0 | 0 | 0 | 0 | 0 | 0 | 0 | 0 | 0 | 0 | 0 | 0 | 0 | 0 | 0 | 0 | 0 | 0 | 0 | 0 | 0 | 0 | 0 | 0 | 0 | 0 | 0
F3_Commercial_Retail_New_Space Heating_Natural Gas_Unit Heater_Baseline Forecast | F3 | Commercial | Retail | New | Space Heating | Natural Gas | Unit Heater | Baseline Forecast | Winter Demand Savings (MW) | 0 | 0 | 0 | 0 | 0 | 0 | 0 | 0 | 0 | 0 | 0 | 0 | 0 | 0 | 0 | 0 | 0 | 0 | 0 | 0 | 0 | 0 | 0 | 0 | 0 | 0 | 0 | 0 | 0 | 0 | 0 | 0 | 0 | 0 | 0 | 0
F4_Commercial_Retail_New_Space Heating_Natural Gas_Unit Heater_Baseline Forecast | F4 | Commercial | Retail | New | Space Heating | Natural Gas | Unit Heater | Baseline Forecast | Incremental Savings (MMtherm) | 0 | 0 | 0 | 0 | 0 | 0 | 0 | 0 | 0 | 0 | 0 | 0 | 0 | 0 | 0 | 0 | 0 | 0 | 0 | 0 | 0 | 0 | 0 | 0 | 0 | 0 | 0 | 0 | 0 | 0 | 0 | 0 | 0 | 0 | 0 | 0
F1_Commercial_Retail_New_Water Heating_Natural Gas_Water Heater_Baseline Forecast | F1 | Commercial | Retail | New | Water Heating | Natural Gas | Water Heater | Baseline Forecast | Consumption Savings (MMtherm) | 0 | 0 | 0 | 0 | 0 | 0 | 0 | 0 | 0 | 0 | 0 | 0 | 0 | 0 | 0 | 0 | 0 | 0 | 0 | 0 | 0 | 0 | 0 | 0 | 0 | 0 | 0 | 0 | 0 | 0 | 0 | 0 | 0 | 0 | 0 | 0
F2_Commercial_Retail_New_Water Heating_Natural Gas_Water Heater_Baseline Forecast | F2 | Commercial | Retail | New | Water Heating | Natural Gas | Water Heater | Baseline Forecast | Summer Demand Savings (MW) | 0 | 0 | 0 | 0 | 0 | 0 | 0 | 0 | 0 | 0 | 0 | 0 | 0 | 0 | 0 | 0 | 0 | 0 | 0 | 0 | 0 | 0 | 0 | 0 | 0 | 0 | 0 | 0 | 0 | 0 | 0 | 0 | 0 | 0 | 0 | 0
F3_Commercial_Retail_New_Water Heating_Natural Gas_Water Heater_Baseline Forecast | F3 | Commercial | Retail | New | Water Heating | Natural Gas | Water Heater | Baseline Forecast | Winter Demand Savings (MW) | 0 | 0 | 0 | 0 | 0 | 0 | 0 | 0 | 0 | 0 | 0 | 0 | 0 | 0 | 0 | 0 | 0 | 0 | 0 | 0 | 0 | 0 | 0 | 0 | 0 | 0 | 0 | 0 | 0 | 0 | 0 | 0 | 0 | 0 | 0 | 0
F4_Commercial_Retail_New_Water Heating_Natural Gas_Water Heater_Baseline Forecast | F4 | Commercial | Retail | New | Water Heating | Natural Gas | Water Heater | Baseline Forecast | Incremental Savings (MMtherm) | 0 | 0 | 0 | 0 | 0 | 0 | 0 | 0 | 0 | 0 | 0 | 0 | 0 | 0 | 0 | 0 | 0 | 0 | 0 | 0 | 0 | 0 | 0 | 0 | 0 | 0 | 0 | 0 | 0 | 0 | 0 | 0 | 0 | 0 | 0 | 0
F1_Commercial_Retail_New_Food Preparation_Natural Gas_Oven_Baseline Forecast | F1 | Commercial | Retail | New | Food Preparation | Natural Gas | Oven | Baseline Forecast | Consumption Savings (MMtherm) | 0 | 0 | 0 | 0 | 0 | 0 | 0 | 0 | 0 | 0 | 0 | 0 | 0 | 0 | 0 | 0 | 0 | 0 | 0 | 0 | 0 | 0 | 0 | 0 | 0 | 0 | 0 | 0 | 0 | 0 | 0 | 0 | 0 | 0 | 0 | 0
F2_Commercial_Retail_New_Food Preparation_Natural Gas_Oven_Baseline Forecast | F2 | Commercial | Retail | New | Food Preparation | Natural Gas | Oven | Baseline Forecast | Summer Demand Savings (MW) | 0 | 0 | 0 | 0 | 0 | 0 | 0 | 0 | 0 | 0 | 0 | 0 | 0 | 0 | 0 | 0 | 0 | 0 | 0 | 0 | 0 | 0 | 0 | 0 | 0 | 0 | 0 | 0 | 0 | 0 | 0 | 0 | 0 | 0 | 0 | 0
F3_Commercial_Retail_New_Food Preparation_Natural Gas_Oven_Baseline Forecast | F3 | Commercial | Retail | New | Food Preparation | Natural Gas | Oven | Baseline Forecast | Winter Demand Savings (MW) | 0 | 0 | 0 | 0 | 0 | 0 | 0 | 0 | 0 | 0 | 0 | 0 | 0 | 0 | 0 | 0 | 0 | 0 | 0 | 0 | 0 | 0 | 0 | 0 | 0 | 0 | 0 | 0 | 0 | 0 | 0 | 0 | 0 | 0 | 0 | 0
F4_Commercial_Retail_New_Food Preparation_Natural Gas_Oven_Baseline Forecast | F4 | Commercial | Retail | New | Food Preparation | Natural Gas | Oven | Baseline Forecast | Incremental Savings (MMtherm) | 0 | 0 | 0 | 0 | 0 | 0 | 0 | 0 | 0 | 0 | 0 | 0 | 0 | 0 | 0 | 0 | 0 | 0 | 0 | 0 | 0 | 0 | 0 | 0 | 0 | 0 | 0 | 0 | 0 | 0 | 0 | 0 | 0 | 0 | 0 | 0
F1_Commercial_Retail_New_Food Preparation_Natural Gas_Conveyor Oven_Baseline Forecast | F1 | Commercial | Retail | New | Food Preparation | Natural Gas | Conveyor Oven | Baseline Forecast | Consumption Savings (MMtherm) | 0 | 0 | 0 | 0 | 0 | 0 | 0 | 0 | 0 | 0 | 0 | 0 | 0 | 0 | 0 | 0 | 0 | 0 | 0 | 0 | 0 | 0 | 0 | 0 | 0 | 0 | 0 | 0 | 0 | 0 | 0 | 0 | 0 | 0 | 0 | 0
F2_Commercial_Retail_New_Food Preparation_Natural Gas_Conveyor Oven_Baseline Forecast | F2 | Commercial | Retail | New | Food Preparation | Natural Gas | Conveyor Oven | Baseline Forecast | Summer Demand Savings (MW) | 0 | 0 | 0 | 0 | 0 | 0 | 0 | 0 | 0 | 0 | 0 | 0 | 0 | 0 | 0 | 0 | 0 | 0 | 0 | 0 | 0 | 0 | 0 | 0 | 0 | 0 | 0 | 0 | 0 | 0 | 0 | 0 | 0 | 0 | 0 | 0
F3_Commercial_Retail_New_Food Preparation_Natural Gas_Conveyor Oven_Baseline Forecast | F3 | Commercial | Retail | New | Food Preparation | Natural Gas | Conveyor Oven | Baseline Forecast | Winter Demand Savings (MW) | 0 | 0 | 0 | 0 | 0 | 0 | 0 | 0 | 0 | 0 | 0 | 0 | 0 | 0 | 0 | 0 | 0 | 0 | 0 | 0 | 0 | 0 | 0 | 0 | 0 | 0 | 0 | 0 | 0 | 0 | 0 | 0 | 0 | 0 | 0 | 0
F4_Commercial_Retail_New_Food Preparation_Natural Gas_Conveyor Oven_Baseline Forecast | F4 | Commercial | Retail | New | Food Preparation | Natural Gas | Conveyor Oven | Baseline Forecast | Incremental Savings (MMtherm) | 0 | 0 | 0 | 0 | 0 | 0 | 0 | 0 | 0 | 0 | 0 | 0 | 0 | 0 | 0 | 0 | 0 | 0 | 0 | 0 | 0 | 0 | 0 | 0 | 0 | 0 | 0 | 0 | 0 | 0 | 0 | 0 | 0 | 0 | 0 | 0
F1_Commercial_Retail_New_Food Preparation_Natural Gas_Double Rack Oven_Baseline Forecast | F1 | Commercial | Retail | New | Food Preparation | Natural Gas | Double Rack Oven | Baseline Forecast | Consumption Savings (MMtherm) | 0 | 0 | 0 | 0 | 0 | 0 | 0 | 0 | 0 | 0 | 0 | 0 | 0 | 0 | 0 | 0 | 0 | 0 | 0 | 0 | 0 | 0 | 0 | 0 | 0 | 0 | 0 | 0 | 0 | 0 | 0 | 0 | 0 | 0 | 0 | 0
F2_Commercial_Retail_New_Food Preparation_Natural Gas_Double Rack Oven_Baseline Forecast | F2 | Commercial | Retail | New | Food Preparation | Natural Gas | Double Rack Oven | Baseline Forecast | Summer Demand Savings (MW) | 0 | 0 | 0 | 0 | 0 | 0 | 0 | 0 | 0 | 0 | 0 | 0 | 0 | 0 | 0 | 0 | 0 | 0 | 0 | 0 | 0 | 0 | 0 | 0 | 0 | 0 | 0 | 0 | 0 | 0 | 0 | 0 | 0 | 0 | 0 | 0
F3_Commercial_Retail_New_Food Preparation_Natural Gas_Double Rack Oven_Baseline Forecast | F3 | Commercial | Retail | New | Food Preparation | Natural Gas | Double Rack Oven | Baseline Forecast | Winter Demand Savings (MW) | 0 | 0 | 0 | 0 | 0 | 0 | 0 | 0 | 0 | 0 | 0 | 0 | 0 | 0 | 0 | 0 | 0 | 0 | 0 | 0 | 0 | 0 | 0 | 0 | 0 | 0 | 0 | 0 | 0 | 0 | 0 | 0 | 0 | 0 | 0 | 0
F4_Commercial_Retail_New_Food Preparation_Natural Gas_Double Rack Oven_Baseline Forecast | F4 | Commercial | Retail | New | Food Preparation | Natural Gas | Double Rack Oven | Baseline Forecast | Incremental Savings (MMtherm) | 0 | 0 | 0 | 0 | 0 | 0 | 0 | 0 | 0 | 0 | 0 | 0 | 0 | 0 | 0 | 0 | 0 | 0 | 0 | 0 | 0 | 0 | 0 | 0 | 0 | 0 | 0 | 0 | 0 | 0 | 0 | 0 | 0 | 0 | 0 | 0
F1_Commercial_Retail_New_Food Preparation_Natural Gas_Fryer_Baseline Forecast | F1 | Commercial | Retail | New | Food Preparation | Natural Gas | Fryer | Baseline Forecast | Consumption Savings (MMtherm) | 0 | 0 | 0 | 0 | 0 | 0 | 0 | 0 | 0 | 0 | 0 | 0 | 0 | 0 | 0 | 0 | 0 | 0 | 0 | 0 | 0 | 0 | 0 | 0 | 0 | 0 | 0 | 0 | 0 | 0 | 0 | 0 | 0 | 0 | 0 | 0
F2_Commercial_Retail_New_Food Preparation_Natural Gas_Fryer_Baseline Forecast | F2 | Commercial | Retail | New | Food Preparation | Natural Gas | Fryer | Baseline Forecast | Summer Demand Savings (MW) | 0 | 0 | 0 | 0 | 0 | 0 | 0 | 0 | 0 | 0 | 0 | 0 | 0 | 0 | 0 | 0 | 0 | 0 | 0 | 0 | 0 | 0 | 0 | 0 | 0 | 0 | 0 | 0 | 0 | 0 | 0 | 0 | 0 | 0 | 0 | 0
F3_Commercial_Retail_New_Food Preparation_Natural Gas_Fryer_Baseline Forecast | F3 | Commercial | Retail | New | Food Preparation | Natural Gas | Fryer | Baseline Forecast | Winter Demand Savings (MW) | 0 | 0 | 0 | 0 | 0 | 0 | 0 | 0 | 0 | 0 | 0 | 0 | 0 | 0 | 0 | 0 | 0 | 0 | 0 | 0 | 0 | 0 | 0 | 0 | 0 | 0 | 0 | 0 | 0 | 0 | 0 | 0 | 0 | 0 | 0 | 0
F4_Commercial_Retail_New_Food Preparation_Natural Gas_Fryer_Baseline Forecast | F4 | Commercial | Retail | New | Food Preparation | Natural Gas | Fryer | Baseline Forecast | Incremental Savings (MMtherm) | 0 | 0 | 0 | 0 | 0 | 0 | 0 | 0 | 0 | 0 | 0 | 0 | 0 | 0 | 0 | 0 | 0 | 0 | 0 | 0 | 0 | 0 | 0 | 0 | 0 | 0 | 0 | 0 | 0 | 0 | 0 | 0 | 0 | 0 | 0 | 0
F1_Commercial_Retail_New_Food Preparation_Natural Gas_Broiler_Baseline Forecast | F1 | Commercial | Retail | New | Food Preparation | Natural Gas | Broiler | Baseline Forecast | Consumption Savings (MMtherm) | 0 | 0 | 0 | 0 | 0 | 0 | 0 | 0 | 0 | 0 | 0 | 0 | 0 | 0 | 0 | 0 | 0 | 0 | 0 | 0 | 0 | 0 | 0 | 0 | 0 | 0 | 0 | 0 | 0 | 0 | 0 | 0 | 0 | 0 | 0 | 0
F2_Commercial_Retail_New_Food Preparation_Natural Gas_Broiler_Baseline Forecast | F2 | Commercial | Retail | New | Food Preparation | Natural Gas | Broiler | Baseline Forecast | Summer Demand Savings (MW) | 0 | 0 | 0 | 0 | 0 | 0 | 0 | 0 | 0 | 0 | 0 | 0 | 0 | 0 | 0 | 0 | 0 | 0 | 0 | 0 | 0 | 0 | 0 | 0 | 0 | 0 | 0 | 0 | 0 | 0 | 0 | 0 | 0 | 0 | 0 | 0
F3_Commercial_Retail_New_Food Preparation_Natural Gas_Broiler_Baseline Forecast | F3 | Commercial | Retail | New | Food Preparation | Natural Gas | Broiler | Baseline Forecast | Winter Demand Savings (MW) | 0 | 0 | 0 | 0 | 0 | 0 | 0 | 0 | 0 | 0 | 0 | 0 | 0 | 0 | 0 | 0 | 0 | 0 | 0 | 0 | 0 | 0 | 0 | 0 | 0 | 0 | 0 | 0 | 0 | 0 | 0 | 0 | 0 | 0 | 0 | 0
F4_Commercial_Retail_New_Food Preparation_Natural Gas_Broiler_Baseline Forecast | F4 | Commercial | Retail | New | Food Preparation | Natural Gas | Broiler | Baseline Forecast | Incremental Savings (MMtherm) | 0 | 0 | 0 | 0 | 0 | 0 | 0 | 0 | 0 | 0 | 0 | 0 | 0 | 0 | 0 | 0 | 0 | 0 | 0 | 0 | 0 | 0 | 0 | 0 | 0 | 0 | 0 | 0 | 0 | 0 | 0 | 0 | 0 | 0 | 0 | 0
F1_Commercial_Retail_New_Food Preparation_Natural Gas_Griddle_Baseline Forecast | F1 | Commercial | Retail | New | Food Preparation | Natural Gas | Griddle | Baseline Forecast | Consumption Savings (MMtherm) | 0 | 0 | 0 | 0 | 0 | 0 | 0 | 0 | 0 | 0 | 0 | 0 | 0 | 0 | 0 | 0 | 0 | 0 | 0 | 0 | 0 | 0 | 0 | 0 | 0 | 0 | 0 | 0 | 0 | 0 | 0 | 0 | 0 | 0 | 0 | 0
F2_Commercial_Retail_New_Food Preparation_Natural Gas_Griddle_Baseline Forecast | F2 | Commercial | Retail | New | Food Preparation | Natural Gas | Griddle | Baseline Forecast | Summer Demand Savings (MW) | 0 | 0 | 0 | 0 | 0 | 0 | 0 | 0 | 0 | 0 | 0 | 0 | 0 | 0 | 0 | 0 | 0 | 0 | 0 | 0 | 0 | 0 | 0 | 0 | 0 | 0 | 0 | 0 | 0 | 0 | 0 | 0 | 0 | 0 | 0 | 0
F3_Commercial_Retail_New_Food Preparation_Natural Gas_Griddle_Baseline Forecast | F3 | Commercial | Retail | New | Food Preparation | Natural Gas | Griddle | Baseline Forecast | Winter Demand Savings (MW) | 0 | 0 | 0 | 0 | 0 | 0 | 0 | 0 | 0 | 0 | 0 | 0 | 0 | 0 | 0 | 0 | 0 | 0 | 0 | 0 | 0 | 0 | 0 | 0 | 0 | 0 | 0 | 0 | 0 | 0 | 0 | 0 | 0 | 0 | 0 | 0
F4_Commercial_Retail_New_Food Preparation_Natural Gas_Griddle_Baseline Forecast | F4 | Commercial | Retail | New | Food Preparation | Natural Gas | Griddle | Baseline Forecast | Incremental Savings (MMtherm) | 0 | 0 | 0 | 0 | 0 | 0 | 0 | 0 | 0 | 0 | 0 | 0 | 0 | 0 | 0 | 0 | 0 | 0 | 0 | 0 | 0 | 0 | 0 | 0 | 0 | 0 | 0 | 0 | 0 | 0 | 0 | 0 | 0 | 0 | 0 | 0
F1_Commercial_Retail_New_Food Preparation_Natural Gas_Range_Baseline Forecast | F1 | Commercial | Retail | New | Food Preparation | Natural Gas | Range | Baseline Forecast | Consumption Savings (MMtherm) | 0 | 0 | 0 | 0 | 0 | 0 | 0 | 0 | 0 | 0 | 0 | 0 | 0 | 0 | 0 | 0 | 0 | 0 | 0 | 0 | 0 | 0 | 0 | 0 | 0 | 0 | 0 | 0 | 0 | 0 | 0 | 0 | 0 | 0 | 0 | 0
F2_Commercial_Retail_New_Food Preparation_Natural Gas_Range_Baseline Forecast | F2 | Commercial | Retail | New | Food Preparation | Natural Gas | Range | Baseline Forecast | Summer Demand Savings (MW) | 0 | 0 | 0 | 0 | 0 | 0 | 0 | 0 | 0 | 0 | 0 | 0 | 0 | 0 | 0 | 0 | 0 | 0 | 0 | 0 | 0 | 0 | 0 | 0 | 0 | 0 | 0 | 0 | 0 | 0 | 0 | 0 | 0 | 0 | 0 | 0
F3_Commercial_Retail_New_Food Preparation_Natural Gas_Range_Baseline Forecast | F3 | Commercial | Retail | New | Food Preparation | Natural Gas | Range | Baseline Forecast | Winter Demand Savings (MW) | 0 | 0 | 0 | 0 | 0 | 0 | 0 | 0 | 0 | 0 | 0 | 0 | 0 | 0 | 0 | 0 | 0 | 0 | 0 | 0 | 0 | 0 | 0 | 0 | 0 | 0 | 0 | 0 | 0 | 0 | 0 | 0 | 0 | 0 | 0 | 0
F4_Commercial_Retail_New_Food Preparation_Natural Gas_Range_Baseline Forecast | F4 | Commercial | Retail | New | Food Preparation | Natural Gas | Range | Baseline Forecast | Incremental Savings (MMtherm) | 0 | 0 | 0 | 0 | 0 | 0 | 0 | 0 | 0 | 0 | 0 | 0 | 0 | 0 | 0 | 0 | 0 | 0 | 0 | 0 | 0 | 0 | 0 | 0 | 0 | 0 | 0 | 0 | 0 | 0 | 0 | 0 | 0 | 0 | 0 | 0
F1_Commercial_Retail_New_Food Preparation_Natural Gas_Steamer_Baseline Forecast | F1 | Commercial | Retail | New | Food Preparation | Natural Gas | Steamer | Baseline Forecast | Consumption Savings (MMtherm) | 0 | 0 | 0 | 0 | 0 | 0 | 0 | 0 | 0 | 0 | 0 | 0 | 0 | 0 | 0 | 0 | 0 | 0 | 0 | 0 | 0 | 0 | 0 | 0 | 0 | 0 | 0 | 0 | 0 | 0 | 0 | 0 | 0 | 0 | 0 | 0
F2_Commercial_Retail_New_Food Preparation_Natural Gas_Steamer_Baseline Forecast | F2 | Commercial | Retail | New | Food Preparation | Natural Gas | Steamer | Baseline Forecast | Summer Demand Savings (MW) | 0 | 0 | 0 | 0 | 0 | 0 | 0 | 0 | 0 | 0 | 0 | 0 | 0 | 0 | 0 | 0 | 0 | 0 | 0 | 0 | 0 | 0 | 0 | 0 | 0 | 0 | 0 | 0 | 0 | 0 | 0 | 0 | 0 | 0 | 0 | 0
F3_Commercial_Retail_New_Food Preparation_Natural Gas_Steamer_Baseline Forecast | F3 | Commercial | Retail | New | Food Preparation | Natural Gas | Steamer | Baseline Forecast | Winter Demand Savings (MW) | 0 | 0 | 0 | 0 | 0 | 0 | 0 | 0 | 0 | 0 | 0 | 0 | 0 | 0 | 0 | 0 | 0 | 0 | 0 | 0 | 0 | 0 | 0 | 0 | 0 | 0 | 0 | 0 | 0 | 0 | 0 | 0 | 0 | 0 | 0 | 0
F4_Commercial_Retail_New_Food Preparation_Natural Gas_Steamer_Baseline Forecast | F4 | Commercial | Retail | New | Food Preparation | Natural Gas | Steamer | Baseline Forecast | Incremental Savings (MMtherm) | 0 | 0 | 0 | 0 | 0 | 0 | 0 | 0 | 0 | 0 | 0 | 0 | 0 | 0 | 0 | 0 | 0 | 0 | 0 | 0 | 0 | 0 | 0 | 0 | 0 | 0 | 0 | 0 | 0 | 0 | 0 | 0 | 0 | 0 | 0 | 0
F1_Commercial_Retail_New_Food Preparation_Natural Gas_Food Prep Other_Baseline Forecast | F1 | Commercial | Retail | New | Food Preparation | Natural Gas | Food Prep Other | Baseline Forecast | Consumption Savings (MMtherm) | 0 | 0 | 0 | 0 | 0 | 0 | 0 | 0 | 0 | 0 | 0 | 0 | 0 | 0 | 0 | 0 | 0 | 0 | 0 | 0 | 0 | 0 | 0 | 0 | 0 | 0 | 0 | 0 | 0 | 0 | 0 | 0 | 0 | 0 | 0 | 0
F2_Commercial_Retail_New_Food Preparation_Natural Gas_Food Prep Other_Baseline Forecast | F2 | Commercial | Retail | New | Food Preparation | Natural Gas | Food Prep Other | Baseline Forecast | Summer Demand Savings (MW) | 0 | 0 | 0 | 0 | 0 | 0 | 0 | 0 | 0 | 0 | 0 | 0 | 0 | 0 | 0 | 0 | 0 | 0 | 0 | 0 | 0 | 0 | 0 | 0 | 0 | 0 | 0 | 0 | 0 | 0 | 0 | 0 | 0 | 0 | 0 | 0
F3_Commercial_Retail_New_Food Preparation_Natural Gas_Food Prep Other_Baseline Forecast | F3 | Commercial | Retail | New | Food Preparation | Natural Gas | Food Prep Other | Baseline Forecast | Winter Demand Savings (MW) | 0 | 0 | 0 | 0 | 0 | 0 | 0 | 0 | 0 | 0 | 0 | 0 | 0 | 0 | 0 | 0 | 0 | 0 | 0 | 0 | 0 | 0 | 0 | 0 | 0 | 0 | 0 | 0 | 0 | 0 | 0 | 0 | 0 | 0 | 0 | 0
F4_Commercial_Retail_New_Food Preparation_Natural Gas_Food Prep Other_Baseline Forecast | F4 | Commercial | Retail | New | Food Preparation | Natural Gas | Food Prep Other | Baseline Forecast | Incremental Savings (MMtherm) | 0 | 0 | 0 | 0 | 0 | 0 | 0 | 0 | 0 | 0 | 0 | 0 | 0 | 0 | 0 | 0 | 0 | 0 | 0 | 0 | 0 | 0 | 0 | 0 | 0 | 0 | 0 | 0 | 0 | 0 | 0 | 0 | 0 | 0 | 0 | 0
F1_Commercial_Retail_New_Miscellaneous_Natural Gas_Pool Heater_Baseline Forecast | F1 | Commercial | Retail | New | Miscellaneous | Natural Gas | Pool Heater | Baseline Forecast | Consumption Savings (MMtherm) | 0 | 0 | 0 | 0 | 0 | 0 | 0 | 0 | 0 | 0 | 0 | 0 | 0 | 0 | 0 | 0 | 0 | 0 | 0 | 0 | 0 | 0 | 0 | 0 | 0 | 0 | 0 | 0 | 0 | 0 | 0 | 0 | 0 | 0 | 0 | 0
F2_Commercial_Retail_New_Miscellaneous_Natural Gas_Pool Heater_Baseline Forecast | F2 | Commercial | Retail | New | Miscellaneous | Natural Gas | Pool Heater | Baseline Forecast | Summer Demand Savings (MW) | 0 | 0 | 0 | 0 | 0 | 0 | 0 | 0 | 0 | 0 | 0 | 0 | 0 | 0 | 0 | 0 | 0 | 0 | 0 | 0 | 0 | 0 | 0 | 0 | 0 | 0 | 0 | 0 | 0 | 0 | 0 | 0 | 0 | 0 | 0 | 0
F3_Commercial_Retail_New_Miscellaneous_Natural Gas_Pool Heater_Baseline Forecast | F3 | Commercial | Retail | New | Miscellaneous | Natural Gas | Pool Heater | Baseline Forecast | Winter Demand Savings (MW) | 0 | 0 | 0 | 0 | 0 | 0 | 0 | 0 | 0 | 0 | 0 | 0 | 0 | 0 | 0 | 0 | 0 | 0 | 0 | 0 | 0 | 0 | 0 | 0 | 0 | 0 | 0 | 0 | 0 | 0 | 0 | 0 | 0 | 0 | 0 | 0
F4_Commercial_Retail_New_Miscellaneous_Natural Gas_Pool Heater_Baseline Forecast | F4 | Commercial | Retail | New | Miscellaneous | Natural Gas | Pool Heater | Baseline Forecast | Incremental Savings (MMtherm) | 0 | 0 | 0 | 0 | 0 | 0 | 0 | 0 | 0 | 0 | 0 | 0 | 0 | 0 | 0 | 0 | 0 | 0 | 0 | 0 | 0 | 0 | 0 | 0 | 0 | 0 | 0 | 0 | 0 | 0 | 0 | 0 | 0 | 0 | 0 | 0
F1_Commercial_Retail_New_Miscellaneous_Natural Gas_Miscellaneous_Baseline Forecast | F1 | Commercial | Retail | New | Miscellaneous | Natural Gas | Miscellaneous | Baseline Forecast | Consumption Savings (MMtherm) | 0 | 0 | 0 | 0 | 0 | 0 | 0 | 0 | 0 | 0 | 0 | 0 | 0 | 0 | 0 | 0 | 0 | 0 | 0 | 0 | 0 | 0 | 0 | 0 | 0 | 0 | 0 | 0 | 0 | 0 | 0 | 0 | 0 | 0 | 0 | 0
F2_Commercial_Retail_New_Miscellaneous_Natural Gas_Miscellaneous_Baseline Forecast | F2 | Commercial | Retail | New | Miscellaneous | Natural Gas | Miscellaneous | Baseline Forecast | Summer Demand Savings (MW) | 0 | 0 | 0 | 0 | 0 | 0 | 0 | 0 | 0 | 0 | 0 | 0 | 0 | 0 | 0 | 0 | 0 | 0 | 0 | 0 | 0 | 0 | 0 | 0 | 0 | 0 | 0 | 0 | 0 | 0 | 0 | 0 | 0 | 0 | 0 | 0
F3_Commercial_Retail_New_Miscellaneous_Natural Gas_Miscellaneous_Baseline Forecast | F3 | Commercial | Retail | New | Miscellaneous | Natural Gas | Miscellaneous | Baseline Forecast | Winter Demand Savings (MW) | 0 | 0 | 0 | 0 | 0 | 0 | 0 | 0 | 0 | 0 | 0 | 0 | 0 | 0 | 0 | 0 | 0 | 0 | 0 | 0 | 0 | 0 | 0 | 0 | 0 | 0 | 0 | 0 | 0 | 0 | 0 | 0 | 0 | 0 | 0 | 0
F4_Commercial_Retail_New_Miscellaneous_Natural Gas_Miscellaneous_Baseline Forecast | F4 | Commercial | Retail | New | Miscellaneous | Natural Gas | Miscellaneous | Baseline Forecast | Incremental Savings (MMtherm) | 0 | 0 | 0 | 0 | 0 | 0 | 0 | 0 | 0 | 0 | 0 | 0 | 0 | 0 | 0 | 0 | 0 | 0 | 0 | 0 | 0 | 0 | 0 | 0 | 0 | 0 | 0 | 0 | 0 | 0 | 0 | 0 | 0 | 0 | 0 | 0
F1_Commercial_Grocery_Existing_Space Heating_Natural Gas_Furnace_Baseline Forecast | F1 | Commercial | Grocery | Existing | Space Heating | Natural Gas | Furnace | Baseline Forecast | Consumption Savings (MMtherm) | 0 | 0 | 0 | 0 | 0 | 0 | 0 | 0 | 0 | 0 | 0 | 0 | 0 | 0 | 0 | 0 | 0 | 0 | 0 | 0 | 0 | 0 | 0 | 0 | 0 | 0 | 0 | 0 | 0 | 0 | 0 | 0 | 0 | 0 | 0 | 0
F2_Commercial_Grocery_Existing_Space Heating_Natural Gas_Furnace_Baseline Forecast | F2 | Commercial | Grocery | Existing | Space Heating | Natural Gas | Furnace | Baseline Forecast | Summer Demand Savings (MW) | 0 | 0 | 0 | 0 | 0 | 0 | 0 | 0 | 0 | 0 | 0 | 0 | 0 | 0 | 0 | 0 | 0 | 0 | 0 | 0 | 0 | 0 | 0 | 0 | 0 | 0 | 0 | 0 | 0 | 0 | 0 | 0 | 0 | 0 | 0 | 0
F3_Commercial_Grocery_Existing_Space Heating_Natural Gas_Furnace_Baseline Forecast | F3 | Commercial | Grocery | Existing | Space Heating | Natural Gas | Furnace | Baseline Forecast | Winter Demand Savings (MW) | 0 | 0 | 0 | 0 | 0 | 0 | 0 | 0 | 0 | 0 | 0 | 0 | 0 | 0 | 0 | 0 | 0 | 0 | 0 | 0 | 0 | 0 | 0 | 0 | 0 | 0 | 0 | 0 | 0 | 0 | 0 | 0 | 0 | 0 | 0 | 0
F4_Commercial_Grocery_Existing_Space Heating_Natural Gas_Furnace_Baseline Forecast | F4 | Commercial | Grocery | Existing | Space Heating | Natural Gas | Furnace | Baseline Forecast | Incremental Savings (MMtherm) | 0 | 0 | 0 | 0 | 0 | 0 | 0 | 0 | 0 | 0 | 0 | 0 | 0 | 0 | 0 | 0 | 0 | 0 | 0 | 0 | 0 | 0 | 0 | 0 | 0 | 0 | 0 | 0 | 0 | 0 | 0 | 0 | 0 | 0 | 0 | 0
F1_Commercial_Grocery_Existing_Space Heating_Natural Gas_Boiler_Baseline Forecast | F1 | Commercial | Grocery | Existing | Space Heating | Natural Gas | Boiler | Baseline Forecast | Consumption Savings (MMtherm) | 0 | 0 | 0 | 0 | 0 | 0 | 0 | 0 | 0 | 0 | 0 | 0 | 0 | 0 | 0 | 0 | 0 | 0 | 0 | 0 | 0 | 0 | 0 | 0 | 0 | 0 | 0 | 0 | 0 | 0 | 0 | 0 | 0 | 0 | 0 | 0
F2_Commercial_Grocery_Existing_Space Heating_Natural Gas_Boiler_Baseline Forecast | F2 | Commercial | Grocery | Existing | Space Heating | Natural Gas | Boiler | Baseline Forecast | Summer Demand Savings (MW) | 0 | 0 | 0 | 0 | 0 | 0 | 0 | 0 | 0 | 0 | 0 | 0 | 0 | 0 | 0 | 0 | 0 | 0 | 0 | 0 | 0 | 0 | 0 | 0 | 0 | 0 | 0 | 0 | 0 | 0 | 0 | 0 | 0 | 0 | 0 | 0
F3_Commercial_Grocery_Existing_Space Heating_Natural Gas_Boiler_Baseline Forecast | F3 | Commercial | Grocery | Existing | Space Heating | Natural Gas | Boiler | Baseline Forecast | Winter Demand Savings (MW) | 0 | 0 | 0 | 0 | 0 | 0 | 0 | 0 | 0 | 0 | 0 | 0 | 0 | 0 | 0 | 0 | 0 | 0 | 0 | 0 | 0 | 0 | 0 | 0 | 0 | 0 | 0 | 0 | 0 | 0 | 0 | 0 | 0 | 0 | 0 | 0
F4_Commercial_Grocery_Existing_Space Heating_Natural Gas_Boiler_Baseline Forecast | F4 | Commercial | Grocery | Existing | Space Heating | Natural Gas | Boiler | Baseline Forecast | Incremental Savings (MMtherm) | 0 | 0 | 0 | 0 | 0 | 0 | 0 | 0 | 0 | 0 | 0 | 0 | 0 | 0 | 0 | 0 | 0 | 0 | 0 | 0 | 0 | 0 | 0 | 0 | 0 | 0 | 0 | 0 | 0 | 0 | 0 | 0 | 0 | 0 | 0 | 0
F1_Commercial_Grocery_Existing_Space Heating_Natural Gas_Unit Heater_Baseline Forecast | F1 | Commercial | Grocery | Existing | Space Heating | Natural Gas | Unit Heater | Baseline Forecast | Consumption Savings (MMtherm) | 0 | 0 | 0 | 0 | 0 | 0 | 0 | 0 | 0 | 0 | 0 | 0 | 0 | 0 | 0 | 0 | 0 | 0 | 0 | 0 | 0 | 0 | 0 | 0 | 0 | 0 | 0 | 0 | 0 | 0 | 0 | 0 | 0 | 0 | 0 | 0
F2_Commercial_Grocery_Existing_Space Heating_Natural Gas_Unit Heater_Baseline Forecast | F2 | Commercial | Grocery | Existing | Space Heating | Natural Gas | Unit Heater | Baseline Forecast | Summer Demand Savings (MW) | 0 | 0 | 0 | 0 | 0 | 0 | 0 | 0 | 0 | 0 | 0 | 0 | 0 | 0 | 0 | 0 | 0 | 0 | 0 | 0 | 0 | 0 | 0 | 0 | 0 | 0 | 0 | 0 | 0 | 0 | 0 | 0 | 0 | 0 | 0 | 0
F3_Commercial_Grocery_Existing_Space Heating_Natural Gas_Unit Heater_Baseline Forecast | F3 | Commercial | Grocery | Existing | Space Heating | Natural Gas | Unit Heater | Baseline Forecast | Winter Demand Savings (MW) | 0 | 0 | 0 | 0 | 0 | 0 | 0 | 0 | 0 | 0 | 0 | 0 | 0 | 0 | 0 | 0 | 0 | 0 | 0 | 0 | 0 | 0 | 0 | 0 | 0 | 0 | 0 | 0 | 0 | 0 | 0 | 0 | 0 | 0 | 0 | 0
F4_Commercial_Grocery_Existing_Space Heating_Natural Gas_Unit Heater_Baseline Forecast | F4 | Commercial | Grocery | Existing | Space Heating | Natural Gas | Unit Heater | Baseline Forecast | Incremental Savings (MMtherm) | 0 | 0 | 0 | 0 | 0 | 0 | 0 | 0 | 0 | 0 | 0 | 0 | 0 | 0 | 0 | 0 | 0 | 0 | 0 | 0 | 0 | 0 | 0 | 0 | 0 | 0 | 0 | 0 | 0 | 0 | 0 | 0 | 0 | 0 | 0 | 0
F1_Commercial_Grocery_Existing_Water Heating_Natural Gas_Water Heater_Baseline Forecast | F1 | Commercial | Grocery | Existing | Water Heating | Natural Gas | Water Heater | Baseline Forecast | Consumption Savings (MMtherm) | 0 | 0 | 0 | 0 | 0 | 0 | 0 | 0 | 0 | 0 | 0 | 0 | 0 | 0 | 0 | 0 | 0 | 0 | 0 | 0 | 0 | 0 | 0 | 0 | 0 | 0 | 0 | 0 | 0 | 0 | 0 | 0 | 0 | 0 | 0 | 0
F2_Commercial_Grocery_Existing_Water Heating_Natural Gas_Water Heater_Baseline Forecast | F2 | Commercial | Grocery | Existing | Water Heating | Natural Gas | Water Heater | Baseline Forecast | Summer Demand Savings (MW) | 0 | 0 | 0 | 0 | 0 | 0 | 0 | 0 | 0 | 0 | 0 | 0 | 0 | 0 | 0 | 0 | 0 | 0 | 0 | 0 | 0 | 0 | 0 | 0 | 0 | 0 | 0 | 0 | 0 | 0 | 0 | 0 | 0 | 0 | 0 | 0
F3_Commercial_Grocery_Existing_Water Heating_Natural Gas_Water Heater_Baseline Forecast | F3 | Commercial | Grocery | Existing | Water Heating | Natural Gas | Water Heater | Baseline Forecast | Winter Demand Savings (MW) | 0 | 0 | 0 | 0 | 0 | 0 | 0 | 0 | 0 | 0 | 0 | 0 | 0 | 0 | 0 | 0 | 0 | 0 | 0 | 0 | 0 | 0 | 0 | 0 | 0 | 0 | 0 | 0 | 0 | 0 | 0 | 0 | 0 | 0 | 0 | 0
F4_Commercial_Grocery_Existing_Water Heating_Natural Gas_Water Heater_Baseline Forecast | F4 | Commercial | Grocery | Existing | Water Heating | Natural Gas | Water Heater | Baseline Forecast | Incremental Savings (MMtherm) | 0 | 0 | 0 | 0 | 0 | 0 | 0 | 0 | 0 | 0 | 0 | 0 | 0 | 0 | 0 | 0 | 0 | 0 | 0 | 0 | 0 | 0 | 0 | 0 | 0 | 0 | 0 | 0 | 0 | 0 | 0 | 0 | 0 | 0 | 0 | 0
F1_Commercial_Grocery_Existing_Food Preparation_Natural Gas_Oven_Baseline Forecast | F1 | Commercial | Grocery | Existing | Food Preparation | Natural Gas | Oven | Baseline Forecast | Consumption Savings (MMtherm) | 0 | 0 | 0 | 0 | 0 | 0 | 0 | 0 | 0 | 0 | 0 | 0 | 0 | 0 | 0 | 0 | 0 | 0 | 0 | 0 | 0 | 0 | 0 | 0 | 0 | 0 | 0 | 0 | 0 | 0 | 0 | 0 | 0 | 0 | 0 | 0
F2_Commercial_Grocery_Existing_Food Preparation_Natural Gas_Oven_Baseline Forecast | F2 | Commercial | Grocery | Existing | Food Preparation | Natural Gas | Oven | Baseline Forecast | Summer Demand Savings (MW) | 0 | 0 | 0 | 0 | 0 | 0 | 0 | 0 | 0 | 0 | 0 | 0 | 0 | 0 | 0 | 0 | 0 | 0 | 0 | 0 | 0 | 0 | 0 | 0 | 0 | 0 | 0 | 0 | 0 | 0 | 0 | 0 | 0 | 0 | 0 | 0
F3_Commercial_Grocery_Existing_Food Preparation_Natural Gas_Oven_Baseline Forecast | F3 | Commercial | Grocery | Existing | Food Preparation | Natural Gas | Oven | Baseline Forecast | Winter Demand Savings (MW) | 0 | 0 | 0 | 0 | 0 | 0 | 0 | 0 | 0 | 0 | 0 | 0 | 0 | 0 | 0 | 0 | 0 | 0 | 0 | 0 | 0 | 0 | 0 | 0 | 0 | 0 | 0 | 0 | 0 | 0 | 0 | 0 | 0 | 0 | 0 | 0
F4_Commercial_Grocery_Existing_Food Preparation_Natural Gas_Oven_Baseline Forecast | F4 | Commercial | Grocery | Existing | Food Preparation | Natural Gas | Oven | Baseline Forecast | Incremental Savings (MMtherm) | 0 | 0 | 0 | 0 | 0 | 0 | 0 | 0 | 0 | 0 | 0 | 0 | 0 | 0 | 0 | 0 | 0 | 0 | 0 | 0 | 0 | 0 | 0 | 0 | 0 | 0 | 0 | 0 | 0 | 0 | 0 | 0 | 0 | 0 | 0 | 0
F1_Commercial_Grocery_Existing_Food Preparation_Natural Gas_Conveyor Oven_Baseline Forecast | F1 | Commercial | Grocery | Existing | Food Preparation | Natural Gas | Conveyor Oven | Baseline Forecast | Consumption Savings (MMtherm) | 0 | 0 | 0 | 0 | 0 | 0 | 0 | 0 | 0 | 0 | 0 | 0 | 0 | 0 | 0 | 0 | 0 | 0 | 0 | 0 | 0 | 0 | 0 | 0 | 0 | 0 | 0 | 0 | 0 | 0 | 0 | 0 | 0 | 0 | 0 | 0
F2_Commercial_Grocery_Existing_Food Preparation_Natural Gas_Conveyor Oven_Baseline Forecast | F2 | Commercial | Grocery | Existing | Food Preparation | Natural Gas | Conveyor Oven | Baseline Forecast | Summer Demand Savings (MW) | 0 | 0 | 0 | 0 | 0 | 0 | 0 | 0 | 0 | 0 | 0 | 0 | 0 | 0 | 0 | 0 | 0 | 0 | 0 | 0 | 0 | 0 | 0 | 0 | 0 | 0 | 0 | 0 | 0 | 0 | 0 | 0 | 0 | 0 | 0 | 0
F3_Commercial_Grocery_Existing_Food Preparation_Natural Gas_Conveyor Oven_Baseline Forecast | F3 | Commercial | Grocery | Existing | Food Preparation | Natural Gas | Conveyor Oven | Baseline Forecast | Winter Demand Savings (MW) | 0 | 0 | 0 | 0 | 0 | 0 | 0 | 0 | 0 | 0 | 0 | 0 | 0 | 0 | 0 | 0 | 0 | 0 | 0 | 0 | 0 | 0 | 0 | 0 | 0 | 0 | 0 | 0 | 0 | 0 | 0 | 0 | 0 | 0 | 0 | 0
F4_Commercial_Grocery_Existing_Food Preparation_Natural Gas_Conveyor Oven_Baseline Forecast | F4 | Commercial | Grocery | Existing | Food Preparation | Natural Gas | Conveyor Oven | Baseline Forecast | Incremental Savings (MMtherm) | 0 | 0 | 0 | 0 | 0 | 0 | 0 | 0 | 0 | 0 | 0 | 0 | 0 | 0 | 0 | 0 | 0 | 0 | 0 | 0 | 0 | 0 | 0 | 0 | 0 | 0 | 0 | 0 | 0 | 0 | 0 | 0 | 0 | 0 | 0 | 0
F1_Commercial_Grocery_Existing_Food Preparation_Natural Gas_Double Rack Oven_Baseline Forecast | F1 | Commercial | Grocery | Existing | Food Preparation | Natural Gas | Double Rack Oven | Baseline Forecast | Consumption Savings (MMtherm) | 0 | 0 | 0 | 0 | 0 | 0 | 0 | 0 | 0 | 0 | 0 | 0 | 0 | 0 | 0 | 0 | 0 | 0 | 0 | 0 | 0 | 0 | 0 | 0 | 0 | 0 | 0 | 0 | 0 | 0 | 0 | 0 | 0 | 0 | 0 | 0
F2_Commercial_Grocery_Existing_Food Preparation_Natural Gas_Double Rack Oven_Baseline Forecast | F2 | Commercial | Grocery | Existing | Food Preparation | Natural Gas | Double Rack Oven | Baseline Forecast | Summer Demand Savings (MW) | 0 | 0 | 0 | 0 | 0 | 0 | 0 | 0 | 0 | 0 | 0 | 0 | 0 | 0 | 0 | 0 | 0 | 0 | 0 | 0 | 0 | 0 | 0 | 0 | 0 | 0 | 0 | 0 | 0 | 0 | 0 | 0 | 0 | 0 | 0 | 0
F3_Commercial_Grocery_Existing_Food Preparation_Natural Gas_Double Rack Oven_Baseline Forecast | F3 | Commercial | Grocery | Existing | Food Preparation | Natural Gas | Double Rack Oven | Baseline Forecast | Winter Demand Savings (MW) | 0 | 0 | 0 | 0 | 0 | 0 | 0 | 0 | 0 | 0 | 0 | 0 | 0 | 0 | 0 | 0 | 0 | 0 | 0 | 0 | 0 | 0 | 0 | 0 | 0 | 0 | 0 | 0 | 0 | 0 | 0 | 0 | 0 | 0 | 0 | 0
F4_Commercial_Grocery_Existing_Food Preparation_Natural Gas_Double Rack Oven_Baseline Forecast | F4 | Commercial | Grocery | Existing | Food Preparation | Natural Gas | Double Rack Oven | Baseline Forecast | Incremental Savings (MMtherm) | 0 | 0 | 0 | 0 | 0 | 0 | 0 | 0 | 0 | 0 | 0 | 0 | 0 | 0 | 0 | 0 | 0 | 0 | 0 | 0 | 0 | 0 | 0 | 0 | 0 | 0 | 0 | 0 | 0 | 0 | 0 | 0 | 0 | 0 | 0 | 0
F1_Commercial_Grocery_Existing_Food Preparation_Natural Gas_Fryer_Baseline Forecast | F1 | Commercial | Grocery | Existing | Food Preparation | Natural Gas | Fryer | Baseline Forecast | Consumption Savings (MMtherm) | 0 | 0 | 0 | 0 | 0 | 0 | 0 | 0 | 0 | 0 | 0 | 0 | 0 | 0 | 0 | 0 | 0 | 0 | 0 | 0 | 0 | 0 | 0 | 0 | 0 | 0 | 0 | 0 | 0 | 0 | 0 | 0 | 0 | 0 | 0 | 0
F2_Commercial_Grocery_Existing_Food Preparation_Natural Gas_Fryer_Baseline Forecast | F2 | Commercial | Grocery | Existing | Food Preparation | Natural Gas | Fryer | Baseline Forecast | Summer Demand Savings (MW) | 0 | 0 | 0 | 0 | 0 | 0 | 0 | 0 | 0 | 0 | 0 | 0 | 0 | 0 | 0 | 0 | 0 | 0 | 0 | 0 | 0 | 0 | 0 | 0 | 0 | 0 | 0 | 0 | 0 | 0 | 0 | 0 | 0 | 0 | 0 | 0
F3_Commercial_Grocery_Existing_Food Preparation_Natural Gas_Fryer_Baseline Forecast | F3 | Commercial | Grocery | Existing | Food Preparation | Natural Gas | Fryer | Baseline Forecast | Winter Demand Savings (MW) | 0 | 0 | 0 | 0 | 0 | 0 | 0 | 0 | 0 | 0 | 0 | 0 | 0 | 0 | 0 | 0 | 0 | 0 | 0 | 0 | 0 | 0 | 0 | 0 | 0 | 0 | 0 | 0 | 0 | 0 | 0 | 0 | 0 | 0 | 0 | 0
F4_Commercial_Grocery_Existing_Food Preparation_Natural Gas_Fryer_Baseline Forecast | F4 | Commercial | Grocery | Existing | Food Preparation | Natural Gas | Fryer | Baseline Forecast | Incremental Savings (MMtherm) | 0 | 0 | 0 | 0 | 0 | 0 | 0 | 0 | 0 | 0 | 0 | 0 | 0 | 0 | 0 | 0 | 0 | 0 | 0 | 0 | 0 | 0 | 0 | 0 | 0 | 0 | 0 | 0 | 0 | 0 | 0 | 0 | 0 | 0 | 0 | 0
F1_Commercial_Grocery_Existing_Food Preparation_Natural Gas_Broiler_Baseline Forecast | F1 | Commercial | Grocery | Existing | Food Preparation | Natural Gas | Broiler | Baseline Forecast | Consumption Savings (MMtherm) | 0 | 0 | 0 | 0 | 0 | 0 | 0 | 0 | 0 | 0 | 0 | 0 | 0 | 0 | 0 | 0 | 0 | 0 | 0 | 0 | 0 | 0 | 0 | 0 | 0 | 0 | 0 | 0 | 0 | 0 | 0 | 0 | 0 | 0 | 0 | 0
F2_Commercial_Grocery_Existing_Food Preparation_Natural Gas_Broiler_Baseline Forecast | F2 | Commercial | Grocery | Existing | Food Preparation | Natural Gas | Broiler | Baseline Forecast | Summer Demand Savings (MW) | 0 | 0 | 0 | 0 | 0 | 0 | 0 | 0 | 0 | 0 | 0 | 0 | 0 | 0 | 0 | 0 | 0 | 0 | 0 | 0 | 0 | 0 | 0 | 0 | 0 | 0 | 0 | 0 | 0 | 0 | 0 | 0 | 0 | 0 | 0 | 0
F3_Commercial_Grocery_Existing_Food Preparation_Natural Gas_Broiler_Baseline Forecast | F3 | Commercial | Grocery | Existing | Food Preparation | Natural Gas | Broiler | Baseline Forecast | Winter Demand Savings (MW) | 0 | 0 | 0 | 0 | 0 | 0 | 0 | 0 | 0 | 0 | 0 | 0 | 0 | 0 | 0 | 0 | 0 | 0 | 0 | 0 | 0 | 0 | 0 | 0 | 0 | 0 | 0 | 0 | 0 | 0 | 0 | 0 | 0 | 0 | 0 | 0
F4_Commercial_Grocery_Existing_Food Preparation_Natural Gas_Broiler_Baseline Forecast | F4 | Commercial | Grocery | Existing | Food Preparation | Natural Gas | Broiler | Baseline Forecast | Incremental Savings (MMtherm) | 0 | 0 | 0 | 0 | 0 | 0 | 0 | 0 | 0 | 0 | 0 | 0 | 0 | 0 | 0 | 0 | 0 | 0 | 0 | 0 | 0 | 0 | 0 | 0 | 0 | 0 | 0 | 0 | 0 | 0 | 0 | 0 | 0 | 0 | 0 | 0
F1_Commercial_Grocery_Existing_Food Preparation_Natural Gas_Griddle_Baseline Forecast | F1 | Commercial | Grocery | Existing | Food Preparation | Natural Gas | Griddle | Baseline Forecast | Consumption Savings (MMtherm) | 0 | 0 | 0 | 0 | 0 | 0 | 0 | 0 | 0 | 0 | 0 | 0 | 0 | 0 | 0 | 0 | 0 | 0 | 0 | 0 | 0 | 0 | 0 | 0 | 0 | 0 | 0 | 0 | 0 | 0 | 0 | 0 | 0 | 0 | 0 | 0
F2_Commercial_Grocery_Existing_Food Preparation_Natural Gas_Griddle_Baseline Forecast | F2 | Commercial | Grocery | Existing | Food Preparation | Natural Gas | Griddle | Baseline Forecast | Summer Demand Savings (MW) | 0 | 0 | 0 | 0 | 0 | 0 | 0 | 0 | 0 | 0 | 0 | 0 | 0 | 0 | 0 | 0 | 0 | 0 | 0 | 0 | 0 | 0 | 0 | 0 | 0 | 0 | 0 | 0 | 0 | 0 | 0 | 0 | 0 | 0 | 0 | 0
F3_Commercial_Grocery_Existing_Food Preparation_Natural Gas_Griddle_Baseline Forecast | F3 | Commercial | Grocery | Existing | Food Preparation | Natural Gas | Griddle | Baseline Forecast | Winter Demand Savings (MW) | 0 | 0 | 0 | 0 | 0 | 0 | 0 | 0 | 0 | 0 | 0 | 0 | 0 | 0 | 0 | 0 | 0 | 0 | 0 | 0 | 0 | 0 | 0 | 0 | 0 | 0 | 0 | 0 | 0 | 0 | 0 | 0 | 0 | 0 | 0 | 0
F4_Commercial_Grocery_Existing_Food Preparation_Natural Gas_Griddle_Baseline Forecast | F4 | Commercial | Grocery | Existing | Food Preparation | Natural Gas | Griddle | Baseline Forecast | Incremental Savings (MMtherm) | 0 | 0 | 0 | 0 | 0 | 0 | 0 | 0 | 0 | 0 | 0 | 0 | 0 | 0 | 0 | 0 | 0 | 0 | 0 | 0 | 0 | 0 | 0 | 0 | 0 | 0 | 0 | 0 | 0 | 0 | 0 | 0 | 0 | 0 | 0 | 0
F1_Commercial_Grocery_Existing_Food Preparation_Natural Gas_Range_Baseline Forecast | F1 | Commercial | Grocery | Existing | Food Preparation | Natural Gas | Range | Baseline Forecast | Consumption Savings (MMtherm) | 0 | 0 | 0 | 0 | 0 | 0 | 0 | 0 | 0 | 0 | 0 | 0 | 0 | 0 | 0 | 0 | 0 | 0 | 0 | 0 | 0 | 0 | 0 | 0 | 0 | 0 | 0 | 0 | 0 | 0 | 0 | 0 | 0 | 0 | 0 | 0
F2_Commercial_Grocery_Existing_Food Preparation_Natural Gas_Range_Baseline Forecast | F2 | Commercial | Grocery | Existing | Food Preparation | Natural Gas | Range | Baseline Forecast | Summer Demand Savings (MW) | 0 | 0 | 0 | 0 | 0 | 0 | 0 | 0 | 0 | 0 | 0 | 0 | 0 | 0 | 0 | 0 | 0 | 0 | 0 | 0 | 0 | 0 | 0 | 0 | 0 | 0 | 0 | 0 | 0 | 0 | 0 | 0 | 0 | 0 | 0 | 0
F3_Commercial_Grocery_Existing_Food Preparation_Natural Gas_Range_Baseline Forecast | F3 | Commercial | Grocery | Existing | Food Preparation | Natural Gas | Range | Baseline Forecast | Winter Demand Savings (MW) | 0 | 0 | 0 | 0 | 0 | 0 | 0 | 0 | 0 | 0 | 0 | 0 | 0 | 0 | 0 | 0 | 0 | 0 | 0 | 0 | 0 | 0 | 0 | 0 | 0 | 0 | 0 | 0 | 0 | 0 | 0 | 0 | 0 | 0 | 0 | 0
F4_Commercial_Grocery_Existing_Food Preparation_Natural Gas_Range_Baseline Forecast | F4 | Commercial | Grocery | Existing | Food Preparation | Natural Gas | Range | Baseline Forecast | Incremental Savings (MMtherm) | 0 | 0 | 0 | 0 | 0 | 0 | 0 | 0 | 0 | 0 | 0 | 0 | 0 | 0 | 0 | 0 | 0 | 0 | 0 | 0 | 0 | 0 | 0 | 0 | 0 | 0 | 0 | 0 | 0 | 0 | 0 | 0 | 0 | 0 | 0 | 0
F1_Commercial_Grocery_Existing_Food Preparation_Natural Gas_Steamer_Baseline Forecast | F1 | Commercial | Grocery | Existing | Food Preparation | Natural Gas | Steamer | Baseline Forecast | Consumption Savings (MMtherm) | 0 | 0 | 0 | 0 | 0 | 0 | 0 | 0 | 0 | 0 | 0 | 0 | 0 | 0 | 0 | 0 | 0 | 0 | 0 | 0 | 0 | 0 | 0 | 0 | 0 | 0 | 0 | 0 | 0 | 0 | 0 | 0 | 0 | 0 | 0 | 0
F2_Commercial_Grocery_Existing_Food Preparation_Natural Gas_Steamer_Baseline Forecast | F2 | Commercial | Grocery | Existing | Food Preparation | Natural Gas | Steamer | Baseline Forecast | Summer Demand Savings (MW) | 0 | 0 | 0 | 0 | 0 | 0 | 0 | 0 | 0 | 0 | 0 | 0 | 0 | 0 | 0 | 0 | 0 | 0 | 0 | 0 | 0 | 0 | 0 | 0 | 0 | 0 | 0 | 0 | 0 | 0 | 0 | 0 | 0 | 0 | 0 | 0
F3_Commercial_Grocery_Existing_Food Preparation_Natural Gas_Steamer_Baseline Forecast | F3 | Commercial | Grocery | Existing | Food Preparation | Natural Gas | Steamer | Baseline Forecast | Winter Demand Savings (MW) | 0 | 0 | 0 | 0 | 0 | 0 | 0 | 0 | 0 | 0 | 0 | 0 | 0 | 0 | 0 | 0 | 0 | 0 | 0 | 0 | 0 | 0 | 0 | 0 | 0 | 0 | 0 | 0 | 0 | 0 | 0 | 0 | 0 | 0 | 0 | 0
F4_Commercial_Grocery_Existing_Food Preparation_Natural Gas_Steamer_Baseline Forecast | F4 | Commercial | Grocery | Existing | Food Preparation | Natural Gas | Steamer | Baseline Forecast | Incremental Savings (MMtherm) | 0 | 0 | 0 | 0 | 0 | 0 | 0 | 0 | 0 | 0 | 0 | 0 | 0 | 0 | 0 | 0 | 0 | 0 | 0 | 0 | 0 | 0 | 0 | 0 | 0 | 0 | 0 | 0 | 0 | 0 | 0 | 0 | 0 | 0 | 0 | 0
F1_Commercial_Grocery_Existing_Food Preparation_Natural Gas_Food Prep Other_Baseline Forecast | F1 | Commercial | Grocery | Existing | Food Preparation | Natural Gas | Food Prep Other | Baseline Forecast | Consumption Savings (MMtherm) | 0 | 0 | 0 | 0 | 0 | 0 | 0 | 0 | 0 | 0 | 0 | 0 | 0 | 0 | 0 | 0 | 0 | 0 | 0 | 0 | 0 | 0 | 0 | 0 | 0 | 0 | 0 | 0 | 0 | 0 | 0 | 0 | 0 | 0 | 0 | 0
F2_Commercial_Grocery_Existing_Food Preparation_Natural Gas_Food Prep Other_Baseline Forecast | F2 | Commercial | Grocery | Existing | Food Preparation | Natural Gas | Food Prep Other | Baseline Forecast | Summer Demand Savings (MW) | 0 | 0 | 0 | 0 | 0 | 0 | 0 | 0 | 0 | 0 | 0 | 0 | 0 | 0 | 0 | 0 | 0 | 0 | 0 | 0 | 0 | 0 | 0 | 0 | 0 | 0 | 0 | 0 | 0 | 0 | 0 | 0 | 0 | 0 | 0 | 0
F3_Commercial_Grocery_Existing_Food Preparation_Natural Gas_Food Prep Other_Baseline Forecast | F3 | Commercial | Grocery | Existing | Food Preparation | Natural Gas | Food Prep Other | Baseline Forecast | Winter Demand Savings (MW) | 0 | 0 | 0 | 0 | 0 | 0 | 0 | 0 | 0 | 0 | 0 | 0 | 0 | 0 | 0 | 0 | 0 | 0 | 0 | 0 | 0 | 0 | 0 | 0 | 0 | 0 | 0 | 0 | 0 | 0 | 0 | 0 | 0 | 0 | 0 | 0
F4_Commercial_Grocery_Existing_Food Preparation_Natural Gas_Food Prep Other_Baseline Forecast | F4 | Commercial | Grocery | Existing | Food Preparation | Natural Gas | Food Prep Other | Baseline Forecast | Incremental Savings (MMtherm) | 0 | 0 | 0 | 0 | 0 | 0 | 0 | 0 | 0 | 0 | 0 | 0 | 0 | 0 | 0 | 0 | 0 | 0 | 0 | 0 | 0 | 0 | 0 | 0 | 0 | 0 | 0 | 0 | 0 | 0 | 0 | 0 | 0 | 0 | 0 | 0
F1_Commercial_Grocery_Existing_Miscellaneous_Natural Gas_Pool Heater_Baseline Forecast | F1 | Commercial | Grocery | Existing | Miscellaneous | Natural Gas | Pool Heater | Baseline Forecast | Consumption Savings (MMtherm) | 0 | 0 | 0 | 0 | 0 | 0 | 0 | 0 | 0 | 0 | 0 | 0 | 0 | 0 | 0 | 0 | 0 | 0 | 0 | 0 | 0 | 0 | 0 | 0 | 0 | 0 | 0 | 0 | 0 | 0 | 0 | 0 | 0 | 0 | 0 | 0
F2_Commercial_Grocery_Existing_Miscellaneous_Natural Gas_Pool Heater_Baseline Forecast | F2 | Commercial | Grocery | Existing | Miscellaneous | Natural Gas | Pool Heater | Baseline Forecast | Summer Demand Savings (MW) | 0 | 0 | 0 | 0 | 0 | 0 | 0 | 0 | 0 | 0 | 0 | 0 | 0 | 0 | 0 | 0 | 0 | 0 | 0 | 0 | 0 | 0 | 0 | 0 | 0 | 0 | 0 | 0 | 0 | 0 | 0 | 0 | 0 | 0 | 0 | 0
F3_Commercial_Grocery_Existing_Miscellaneous_Natural Gas_Pool Heater_Baseline Forecast | F3 | Commercial | Grocery | Existing | Miscellaneous | Natural Gas | Pool Heater | Baseline Forecast | Winter Demand Savings (MW) | 0 | 0 | 0 | 0 | 0 | 0 | 0 | 0 | 0 | 0 | 0 | 0 | 0 | 0 | 0 | 0 | 0 | 0 | 0 | 0 | 0 | 0 | 0 | 0 | 0 | 0 | 0 | 0 | 0 | 0 | 0 | 0 | 0 | 0 | 0 | 0
F4_Commercial_Grocery_Existing_Miscellaneous_Natural Gas_Pool Heater_Baseline Forecast | F4 | Commercial | Grocery | Existing | Miscellaneous | Natural Gas | Pool Heater | Baseline Forecast | Incremental Savings (MMtherm) | 0 | 0 | 0 | 0 | 0 | 0 | 0 | 0 | 0 | 0 | 0 | 0 | 0 | 0 | 0 | 0 | 0 | 0 | 0 | 0 | 0 | 0 | 0 | 0 | 0 | 0 | 0 | 0 | 0 | 0 | 0 | 0 | 0 | 0 | 0 | 0
F1_Commercial_Grocery_Existing_Miscellaneous_Natural Gas_Miscellaneous_Baseline Forecast | F1 | Commercial | Grocery | Existing | Miscellaneous | Natural Gas | Miscellaneous | Baseline Forecast | Consumption Savings (MMtherm) | 0 | 0 | 0 | 0 | 0 | 0 | 0 | 0 | 0 | 0 | 0 | 0 | 0 | 0 | 0 | 0 | 0 | 0 | 0 | 0 | 0 | 0 | 0 | 0 | 0 | 0 | 0 | 0 | 0 | 0 | 0 | 0 | 0 | 0 | 0 | 0
F2_Commercial_Grocery_Existing_Miscellaneous_Natural Gas_Miscellaneous_Baseline Forecast | F2 | Commercial | Grocery | Existing | Miscellaneous | Natural Gas | Miscellaneous | Baseline Forecast | Summer Demand Savings (MW) | 0 | 0 | 0 | 0 | 0 | 0 | 0 | 0 | 0 | 0 | 0 | 0 | 0 | 0 | 0 | 0 | 0 | 0 | 0 | 0 | 0 | 0 | 0 | 0 | 0 | 0 | 0 | 0 | 0 | 0 | 0 | 0 | 0 | 0 | 0 | 0
F3_Commercial_Grocery_Existing_Miscellaneous_Natural Gas_Miscellaneous_Baseline Forecast | F3 | Commercial | Grocery | Existing | Miscellaneous | Natural Gas | Miscellaneous | Baseline Forecast | Winter Demand Savings (MW) | 0 | 0 | 0 | 0 | 0 | 0 | 0 | 0 | 0 | 0 | 0 | 0 | 0 | 0 | 0 | 0 | 0 | 0 | 0 | 0 | 0 | 0 | 0 | 0 | 0 | 0 | 0 | 0 | 0 | 0 | 0 | 0 | 0 | 0 | 0 | 0
F4_Commercial_Grocery_Existing_Miscellaneous_Natural Gas_Miscellaneous_Baseline Forecast | F4 | Commercial | Grocery | Existing | Miscellaneous | Natural Gas | Miscellaneous | Baseline Forecast | Incremental Savings (MMtherm) | 0 | 0 | 0 | 0 | 0 | 0 | 0 | 0 | 0 | 0 | 0 | 0 | 0 | 0 | 0 | 0 | 0 | 0 | 0 | 0 | 0 | 0 | 0 | 0 | 0 | 0 | 0 | 0 | 0 | 0 | 0 | 0 | 0 | 0 | 0 | 0
F1_Commercial_Grocery_New_Space Heating_Natural Gas_Furnace_Baseline Forecast | F1 | Commercial | Grocery | New | Space Heating | Natural Gas | Furnace | Baseline Forecast | Consumption Savings (MMtherm) | 0 | 0 | 0 | 0 | 0 | 0 | 0 | 0 | 0 | 0 | 0 | 0 | 0 | 0 | 0 | 0 | 0 | 0 | 0 | 0 | 0 | 0 | 0 | 0 | 0 | 0 | 0 | 0 | 0 | 0 | 0 | 0 | 0 | 0 | 0 | 0
F2_Commercial_Grocery_New_Space Heating_Natural Gas_Furnace_Baseline Forecast | F2 | Commercial | Grocery | New | Space Heating | Natural Gas | Furnace | Baseline Forecast | Summer Demand Savings (MW) | 0 | 0 | 0 | 0 | 0 | 0 | 0 | 0 | 0 | 0 | 0 | 0 | 0 | 0 | 0 | 0 | 0 | 0 | 0 | 0 | 0 | 0 | 0 | 0 | 0 | 0 | 0 | 0 | 0 | 0 | 0 | 0 | 0 | 0 | 0 | 0
F3_Commercial_Grocery_New_Space Heating_Natural Gas_Furnace_Baseline Forecast | F3 | Commercial | Grocery | New | Space Heating | Natural Gas | Furnace | Baseline Forecast | Winter Demand Savings (MW) | 0 | 0 | 0 | 0 | 0 | 0 | 0 | 0 | 0 | 0 | 0 | 0 | 0 | 0 | 0 | 0 | 0 | 0 | 0 | 0 | 0 | 0 | 0 | 0 | 0 | 0 | 0 | 0 | 0 | 0 | 0 | 0 | 0 | 0 | 0 | 0
F4_Commercial_Grocery_New_Space Heating_Natural Gas_Furnace_Baseline Forecast | F4 | Commercial | Grocery | New | Space Heating | Natural Gas | Furnace | Baseline Forecast | Incremental Savings (MMtherm) | 0 | 0 | 0 | 0 | 0 | 0 | 0 | 0 | 0 | 0 | 0 | 0 | 0 | 0 | 0 | 0 | 0 | 0 | 0 | 0 | 0 | 0 | 0 | 0 | 0 | 0 | 0 | 0 | 0 | 0 | 0 | 0 | 0 | 0 | 0 | 0
F1_Commercial_Grocery_New_Space Heating_Natural Gas_Boiler_Baseline Forecast | F1 | Commercial | Grocery | New | Space Heating | Natural Gas | Boiler | Baseline Forecast | Consumption Savings (MMtherm) | 0 | 0 | 0 | 0 | 0 | 0 | 0 | 0 | 0 | 0 | 0 | 0 | 0 | 0 | 0 | 0 | 0 | 0 | 0 | 0 | 0 | 0 | 0 | 0 | 0 | 0 | 0 | 0 | 0 | 0 | 0 | 0 | 0 | 0 | 0 | 0
F2_Commercial_Grocery_New_Space Heating_Natural Gas_Boiler_Baseline Forecast | F2 | Commercial | Grocery | New | Space Heating | Natural Gas | Boiler | Baseline Forecast | Summer Demand Savings (MW) | 0 | 0 | 0 | 0 | 0 | 0 | 0 | 0 | 0 | 0 | 0 | 0 | 0 | 0 | 0 | 0 | 0 | 0 | 0 | 0 | 0 | 0 | 0 | 0 | 0 | 0 | 0 | 0 | 0 | 0 | 0 | 0 | 0 | 0 | 0 | 0
F3_Commercial_Grocery_New_Space Heating_Natural Gas_Boiler_Baseline Forecast | F3 | Commercial | Grocery | New | Space Heating | Natural Gas | Boiler | Baseline Forecast | Winter Demand Savings (MW) | 0 | 0 | 0 | 0 | 0 | 0 | 0 | 0 | 0 | 0 | 0 | 0 | 0 | 0 | 0 | 0 | 0 | 0 | 0 | 0 | 0 | 0 | 0 | 0 | 0 | 0 | 0 | 0 | 0 | 0 | 0 | 0 | 0 | 0 | 0 | 0
F4_Commercial_Grocery_New_Space Heating_Natural Gas_Boiler_Baseline Forecast | F4 | Commercial | Grocery | New | Space Heating | Natural Gas | Boiler | Baseline Forecast | Incremental Savings (MMtherm) | 0 | 0 | 0 | 0 | 0 | 0 | 0 | 0 | 0 | 0 | 0 | 0 | 0 | 0 | 0 | 0 | 0 | 0 | 0 | 0 | 0 | 0 | 0 | 0 | 0 | 0 | 0 | 0 | 0 | 0 | 0 | 0 | 0 | 0 | 0 | 0
F1_Commercial_Grocery_New_Space Heating_Natural Gas_Unit Heater_Baseline Forecast | F1 | Commercial | Grocery | New | Space Heating | Natural Gas | Unit Heater | Baseline Forecast | Consumption Savings (MMtherm) | 0 | 0 | 0 | 0 | 0 | 0 | 0 | 0 | 0 | 0 | 0 | 0 | 0 | 0 | 0 | 0 | 0 | 0 | 0 | 0 | 0 | 0 | 0 | 0 | 0 | 0 | 0 | 0 | 0 | 0 | 0 | 0 | 0 | 0 | 0 | 0
F2_Commercial_Grocery_New_Space Heating_Natural Gas_Unit Heater_Baseline Forecast | F2 | Commercial | Grocery | New | Space Heating | Natural Gas | Unit Heater | Baseline Forecast | Summer Demand Savings (MW) | 0 | 0 | 0 | 0 | 0 | 0 | 0 | 0 | 0 | 0 | 0 | 0 | 0 | 0 | 0 | 0 | 0 | 0 | 0 | 0 | 0 | 0 | 0 | 0 | 0 | 0 | 0 | 0 | 0 | 0 | 0 | 0 | 0 | 0 | 0 | 0
F3_Commercial_Grocery_New_Space Heating_Natural Gas_Unit Heater_Baseline Forecast | F3 | Commercial | Grocery | New | Space Heating | Natural Gas | Unit Heater | Baseline Forecast | Winter Demand Savings (MW) | 0 | 0 | 0 | 0 | 0 | 0 | 0 | 0 | 0 | 0 | 0 | 0 | 0 | 0 | 0 | 0 | 0 | 0 | 0 | 0 | 0 | 0 | 0 | 0 | 0 | 0 | 0 | 0 | 0 | 0 | 0 | 0 | 0 | 0 | 0 | 0
F4_Commercial_Grocery_New_Space Heating_Natural Gas_Unit Heater_Baseline Forecast | F4 | Commercial | Grocery | New | Space Heating | Natural Gas | Unit Heater | Baseline Forecast | Incremental Savings (MMtherm) | 0 | 0 | 0 | 0 | 0 | 0 | 0 | 0 | 0 | 0 | 0 | 0 | 0 | 0 | 0 | 0 | 0 | 0 | 0 | 0 | 0 | 0 | 0 | 0 | 0 | 0 | 0 | 0 | 0 | 0 | 0 | 0 | 0 | 0 | 0 | 0
F1_Commercial_Grocery_New_Water Heating_Natural Gas_Water Heater_Baseline Forecast | F1 | Commercial | Grocery | New | Water Heating | Natural Gas | Water Heater | Baseline Forecast | Consumption Savings (MMtherm)
F2_Commercial_Grocery_New_Water Heating_Natural Gas_Water Heater_Baseline Forecast | F2 | Commercial | Grocery | New | Water Heating | Natural Gas | Water Heater | Baseline Forecast | Summer Demand Savings (MW)
F3_Commercial_Grocery_New_Water Heating_Natural Gas_Water Heater_Baseline Forecast | F3 | Commercial | Grocery | New | Water Heating | Natural Gas | Water Heater | Baseline Forecast | Winter Demand Savings (MW)
F4_Commercial_Grocery_New_Water Heating_Natural Gas_Water Heater_Baseline Forecast | F4 | Commercial | Grocery | New | Water Heating | Natural Gas | Water Heater | Baseline Forecast | Incremental Savings (MMtherm)
F1_Commercial_Grocery_New_Food Preparation_Natural Gas_Oven_Baseline Forecast | F1 | Commercial | Grocery | New | Food Preparation | Natural Gas | Oven | Baseline Forecast | Consumption Savings (MMtherm)
F2_Commercial_Grocery_New_Food Preparation_Natural Gas_Oven_Baseline Forecast | F2 | Commercial | Grocery | New | Food Preparation | Natural Gas | Oven | Baseline Forecast | Summer Demand Savings (MW)
F3_Commercial_Grocery_New_Food Preparation_Natural Gas_Oven_Baseline Forecast | F3 | Commercial | Grocery | New | Food Preparation | Natural Gas | Oven | Baseline Forecast | Winter Demand Savings (MW)
F4_Commercial_Grocery_New_Food Preparation_Natural Gas_Oven_Baseline Forecast | F4 | Commercial | Grocery | New | Food Preparation | Natural Gas | Oven | Baseline Forecast | Incremental Savings (MMtherm)
F1_Commercial_Grocery_New_Food Preparation_Natural Gas_Conveyor Oven_Baseline Forecast | F1 | Commercial | Grocery | New | Food Preparation | Natural Gas | Conveyor Oven | Baseline Forecast | Consumption Savings (MMtherm)
F2_Commercial_Grocery_New_Food Preparation_Natural Gas_Conveyor Oven_Baseline Forecast | F2 | Commercial | Grocery | New | Food Preparation | Natural Gas | Conveyor Oven | Baseline Forecast | Summer Demand Savings (MW)
F3_Commercial_Grocery_New_Food Preparation_Natural Gas_Conveyor Oven_Baseline Forecast | F3 | Commercial | Grocery | New | Food Preparation | Natural Gas | Conveyor Oven | Baseline Forecast | Winter Demand Savings (MW)
F4_Commercial_Grocery_New_Food Preparation_Natural Gas_Conveyor Oven_Baseline Forecast | F4 | Commercial | Grocery | New | Food Preparation | Natural Gas | Conveyor Oven | Baseline Forecast | Incremental Savings (MMtherm)
F1_Commercial_Grocery_New_Food Preparation_Natural Gas_Double Rack Oven_Baseline Forecast | F1 | Commercial | Grocery | New | Food Preparation | Natural Gas | Double Rack Oven | Baseline Forecast | Consumption Savings (MMtherm)
F2_Commercial_Grocery_New_Food Preparation_Natural Gas_Double Rack Oven_Baseline Forecast | F2 | Commercial | Grocery | New | Food Preparation | Natural Gas | Double Rack Oven | Baseline Forecast | Summer Demand Savings (MW)
F3_Commercial_Grocery_New_Food Preparation_Natural Gas_Double Rack Oven_Baseline Forecast | F3 | Commercial | Grocery | New | Food Preparation | Natural Gas | Double Rack Oven | Baseline Forecast | Winter Demand Savings (MW)
F4_Commercial_Grocery_New_Food Preparation_Natural Gas_Double Rack Oven_Baseline Forecast | F4 | Commercial | Grocery | New | Food Preparation | Natural Gas | Double Rack Oven | Baseline Forecast | Incremental Savings (MMtherm)
F1_Commercial_Grocery_New_Food Preparation_Natural Gas_Fryer_Baseline Forecast | F1 | Commercial | Grocery | New | Food Preparation | Natural Gas | Fryer | Baseline Forecast | Consumption Savings (MMtherm)
F2_Commercial_Grocery_New_Food Preparation_Natural Gas_Fryer_Baseline Forecast | F2 | Commercial | Grocery | New | Food Preparation | Natural Gas | Fryer | Baseline Forecast | Summer Demand Savings (MW)
F3_Commercial_Grocery_New_Food Preparation_Natural Gas_Fryer_Baseline Forecast | F3 | Commercial | Grocery | New | Food Preparation | Natural Gas | Fryer | Baseline Forecast | Winter Demand Savings (MW)
F4_Commercial_Grocery_New_Food Preparation_Natural Gas_Fryer_Baseline Forecast | F4 | Commercial | Grocery | New | Food Preparation | Natural Gas | Fryer | Baseline Forecast | Incremental Savings (MMtherm)
F1_Commercial_Grocery_New_Food Preparation_Natural Gas_Broiler_Baseline Forecast | F1 | Commercial | Grocery | New | Food Preparation | Natural Gas | Broiler | Baseline Forecast | Consumption Savings (MMtherm)
F2_Commercial_Grocery_New_Food Preparation_Natural Gas_Broiler_Baseline Forecast | F2 | Commercial | Grocery | New | Food Preparation | Natural Gas | Broiler | Baseline Forecast | Summer Demand Savings (MW)
F3_Commercial_Grocery_New_Food Preparation_Natural Gas_Broiler_Baseline Forecast | F3 | Commercial | Grocery | New | Food Preparation | Natural Gas | Broiler | Baseline Forecast | Winter Demand Savings (MW)
F4_Commercial_Grocery_New_Food Preparation_Natural Gas_Broiler_Baseline Forecast | F4 | Commercial | Grocery | New | Food Preparation | Natural Gas | Broiler | Baseline Forecast | Incremental Savings (MMtherm)
F1_Commercial_Grocery_New_Food Preparation_Natural Gas_Griddle_Baseline Forecast | F1 | Commercial | Grocery | New | Food Preparation | Natural Gas | Griddle | Baseline Forecast | Consumption Savings (MMtherm)
F2_Commercial_Grocery_New_Food Preparation_Natural Gas_Griddle_Baseline Forecast | F2 | Commercial | Grocery | New | Food Preparation | Natural Gas | Griddle | Baseline Forecast | Summer Demand Savings (MW)
F3_Commercial_Grocery_New_Food Preparation_Natural Gas_Griddle_Baseline Forecast | F3 | Commercial | Grocery | New | Food Preparation | Natural Gas | Griddle | Baseline Forecast | Winter Demand Savings (MW)
F4_Commercial_Grocery_New_Food Preparation_Natural Gas_Griddle_Baseline Forecast | F4 | Commercial | Grocery | New | Food Preparation | Natural Gas | Griddle | Baseline Forecast | Incremental Savings (MMtherm)
F1_Commercial_Grocery_New_Food Preparation_Natural Gas_Range_Baseline Forecast | F1 | Commercial | Grocery | New | Food Preparation | Natural Gas | Range | Baseline Forecast | Consumption Savings (MMtherm)
F2_Commercial_Grocery_New_Food Preparation_Natural Gas_Range_Baseline Forecast | F2 | Commercial | Grocery | New | Food Preparation | Natural Gas | Range | Baseline Forecast | Summer Demand Savings (MW)
F3_Commercial_Grocery_New_Food Preparation_Natural Gas_Range_Baseline Forecast | F3 | Commercial | Grocery | New | Food Preparation | Natural Gas | Range | Baseline Forecast | Winter Demand Savings (MW)
F4_Commercial_Grocery_New_Food Preparation_Natural Gas_Range_Baseline Forecast | F4 | Commercial | Grocery | New | Food Preparation | Natural Gas | Range | Baseline Forecast | Incremental Savings (MMtherm)
F1_Commercial_Grocery_New_Food Preparation_Natural Gas_Steamer_Baseline Forecast | F1 | Commercial | Grocery | New | Food Preparation | Natural Gas | Steamer | Baseline Forecast | Consumption Savings (MMtherm)
F2_Commercial_Grocery_New_Food Preparation_Natural Gas_Steamer_Baseline Forecast | F2 | Commercial | Grocery | New | Food Preparation | Natural Gas | Steamer | Baseline Forecast | Summer Demand Savings (MW)
F3_Commercial_Grocery_New_Food Preparation_Natural Gas_Steamer_Baseline Forecast | F3 | Commercial | Grocery | New | Food Preparation | Natural Gas | Steamer | Baseline Forecast | Winter Demand Savings (MW)
F4_Commercial_Grocery_New_Food Preparation_Natural Gas_Steamer_Baseline Forecast | F4 | Commercial | Grocery | New | Food Preparation | Natural Gas | Steamer | Baseline Forecast | Incremental Savings (MMtherm)
F1_Commercial_Grocery_New_Food Preparation_Natural Gas_Food Prep Other_Baseline Forecast | F1 | Commercial | Grocery | New | Food Preparation | Natural Gas | Food Prep Other | Baseline Forecast | Consumption Savings (MMtherm)
F2_Commercial_Grocery_New_Food Preparation_Natural Gas_Food Prep Other_Baseline Forecast | F2 | Commercial | Grocery | New | Food Preparation | Natural Gas | Food Prep Other | Baseline Forecast | Summer Demand Savings (MW)
F3_Commercial_Grocery_New_Food Preparation_Natural Gas_Food Prep Other_Baseline Forecast | F3 | Commercial | Grocery | New | Food Preparation | Natural Gas | Food Prep Other | Baseline Forecast | Winter Demand Savings (MW)
F4_Commercial_Grocery_New_Food Preparation_Natural Gas_Food Prep Other_Baseline Forecast | F4 | Commercial | Grocery | New | Food Preparation | Natural Gas | Food Prep Other | Baseline Forecast | Incremental Savings (MMtherm)
F1_Commercial_Grocery_New_Miscellaneous_Natural Gas_Pool Heater_Baseline Forecast | F1 | Commercial | Grocery | New | Miscellaneous | Natural Gas | Pool Heater | Baseline Forecast | Consumption Savings (MMtherm)
F2_Commercial_Grocery_New_Miscellaneous_Natural Gas_Pool Heater_Baseline Forecast | F2 | Commercial | Grocery | New | Miscellaneous | Natural Gas | Pool Heater | Baseline Forecast | Summer Demand Savings (MW)
F3_Commercial_Grocery_New_Miscellaneous_Natural Gas_Pool Heater_Baseline Forecast | F3 | Commercial | Grocery | New | Miscellaneous | Natural Gas | Pool Heater | Baseline Forecast | Winter Demand Savings (MW)
F4_Commercial_Grocery_New_Miscellaneous_Natural Gas_Pool Heater_Baseline Forecast | F4 | Commercial | Grocery | New | Miscellaneous | Natural Gas | Pool Heater | Baseline Forecast | Incremental Savings (MMtherm)
F1_Commercial_Grocery_New_Miscellaneous_Natural Gas_Miscellaneous_Baseline Forecast | F1 | Commercial | Grocery | New | Miscellaneous | Natural Gas | Miscellaneous | Baseline Forecast | Consumption Savings (MMtherm)
F2_Commercial_Grocery_New_Miscellaneous_Natural Gas_Miscellaneous_Baseline Forecast | F2 | Commercial | Grocery | New | Miscellaneous | Natural Gas | Miscellaneous | Baseline Forecast | Summer Demand Savings (MW)
F3_Commercial_Grocery_New_Miscellaneous_Natural Gas_Miscellaneous_Baseline Forecast | F3 | Commercial | Grocery | New | Miscellaneous | Natural Gas | Miscellaneous | Baseline Forecast | Winter Demand Savings (MW)
F4_Commercial_Grocery_New_Miscellaneous_Natural Gas_Miscellaneous_Baseline Forecast | F4 | Commercial | Grocery | New | Miscellaneous | Natural Gas | Miscellaneous | Baseline Forecast | Incremental Savings (MMtherm)
F1_Commercial_School_Existing_Space Heating_Natural Gas_Furnace_Baseline Forecast | F1 | Commercial | School | Existing | Space Heating | Natural Gas | Furnace | Baseline Forecast | Consumption Savings (MMtherm)
F2_Commercial_School_Existing_Space Heating_Natural Gas_Furnace_Baseline Forecast | F2 | Commercial | School | Existing | Space Heating | Natural Gas | Furnace | Baseline Forecast | Summer Demand Savings (MW)
F3_Commercial_School_Existing_Space Heating_Natural Gas_Furnace_Baseline Forecast | F3 | Commercial | School | Existing | Space Heating | Natural Gas | Furnace | Baseline Forecast | Winter Demand Savings (MW)
F4_Commercial_School_Existing_Space Heating_Natural Gas_Furnace_Baseline Forecast | F4 | Commercial | School | Existing | Space Heating | Natural Gas | Furnace | Baseline Forecast | Incremental Savings (MMtherm)
F1_Commercial_School_Existing_Space Heating_Natural Gas_Boiler_Baseline Forecast | F1 | Commercial | School | Existing | Space Heating | Natural Gas | Boiler | Baseline Forecast | Consumption Savings (MMtherm)
F2_Commercial_School_Existing_Space Heating_Natural Gas_Boiler_Baseline Forecast | F2 | Commercial | School | Existing | Space Heating | Natural Gas | Boiler | Baseline Forecast | Summer Demand Savings (MW)
F3_Commercial_School_Existing_Space Heating_Natural Gas_Boiler_Baseline Forecast | F3 | Commercial | School | Existing | Space Heating | Natural Gas | Boiler | Baseline Forecast | Winter Demand Savings (MW)
F4_Commercial_School_Existing_Space Heating_Natural Gas_Boiler_Baseline Forecast | F4 | Commercial | School | Existing | Space Heating | Natural Gas | Boiler | Baseline Forecast | Incremental Savings (MMtherm)
F1_Commercial_School_Existing_Space Heating_Natural Gas_Unit Heater_Baseline Forecast | F1 | Commercial | School | Existing | Space Heating | Natural Gas | Unit Heater | Baseline Forecast | Consumption Savings (MMtherm)
F2_Commercial_School_Existing_Space Heating_Natural Gas_Unit Heater_Baseline Forecast | F2 | Commercial | School | Existing | Space Heating | Natural Gas | Unit Heater | Baseline Forecast | Summer Demand Savings (MW)
F3_Commercial_School_Existing_Space Heating_Natural Gas_Unit Heater_Baseline Forecast | F3 | Commercial | School | Existing | Space Heating | Natural Gas | Unit Heater | Baseline Forecast | Winter Demand Savings (MW)
F4_Commercial_School_Existing_Space Heating_Natural Gas_Unit Heater_Baseline Forecast | F4 | Commercial | School | Existing | Space Heating | Natural Gas | Unit Heater | Baseline Forecast | Incremental Savings (MMtherm)
F1_Commercial_School_Existing_Water Heating_Natural Gas_Water Heater_Baseline Forecast | F1 | Commercial | School | Existing | Water Heating | Natural Gas | Water Heater | Baseline Forecast | Consumption Savings (MMtherm)
F2_Commercial_School_Existing_Water Heating_Natural Gas_Water Heater_Baseline Forecast | F2 | Commercial | School | Existing | Water Heating | Natural Gas | Water Heater | Baseline Forecast | Summer Demand Savings (MW)
F3_Commercial_School_Existing_Water Heating_Natural Gas_Water Heater_Baseline Forecast | F3 | Commercial | School | Existing | Water Heating | Natural Gas | Water Heater | Baseline Forecast | Winter Demand Savings (MW)
F4_Commercial_School_Existing_Water Heating_Natural Gas_Water Heater_Baseline Forecast | F4 | Commercial | School | Existing | Water Heating | Natural Gas | Water Heater | Baseline Forecast | Incremental Savings (MMtherm)
F1_Commercial_School_Existing_Food Preparation_Natural Gas_Oven_Baseline Forecast | F1 | Commercial | School | Existing | Food Preparation | Natural Gas | Oven | Baseline Forecast | Consumption Savings (MMtherm)
F2_Commercial_School_Existing_Food Preparation_Natural Gas_Oven_Baseline Forecast | F2 | Commercial | School | Existing | Food Preparation | Natural Gas | Oven | Baseline Forecast | Summer Demand Savings (MW)
F3_Commercial_School_Existing_Food Preparation_Natural Gas_Oven_Baseline Forecast | F3 | Commercial | School | Existing | Food Preparation | Natural Gas | Oven | Baseline Forecast | Winter Demand Savings (MW)
F4_Commercial_School_Existing_Food Preparation_Natural Gas_Oven_Baseline Forecast | F4 | Commercial | School | Existing | Food Preparation | Natural Gas | Oven | Baseline Forecast | Incremental Savings (MMtherm)
F1_Commercial_School_Existing_Food Preparation_Natural Gas_Conveyor Oven_Baseline Forecast | F1 | Commercial | School | Existing | Food Preparation | Natural Gas | Conveyor Oven | Baseline Forecast | Consumption Savings (MMtherm)
F2_Commercial_School_Existing_Food Preparation_Natural Gas_Conveyor Oven_Baseline Forecast | F2 | Commercial | School | Existing | Food Preparation | Natural Gas | Conveyor Oven | Baseline Forecast | Summer Demand Savings (MW)
F3_Commercial_School_Existing_Food Preparation_Natural Gas_Conveyor Oven_Baseline Forecast | F3 | Commercial | School | Existing | Food Preparation | Natural Gas | Conveyor Oven | Baseline Forecast | Winter Demand Savings (MW)
F4_Commercial_School_Existing_Food Preparation_Natural Gas_Conveyor Oven_Baseline Forecast | F4 | Commercial | School | Existing | Food Preparation | Natural Gas | Conveyor Oven | Baseline Forecast | Incremental Savings (MMtherm)
F1_Commercial_School_Existing_Food Preparation_Natural Gas_Double Rack Oven_Baseline Forecast | F1 | Commercial | School | Existing | Food Preparation | Natural Gas | Double Rack Oven | Baseline Forecast | Consumption Savings (MMtherm)
F2_Commercial_School_Existing_Food Preparation_Natural Gas_Double Rack Oven_Baseline Forecast | F2 | Commercial | School | Existing | Food Preparation | Natural Gas | Double Rack Oven | Baseline Forecast | Summer Demand Savings (MW)
F3_Commercial_School_Existing_Food Preparation_Natural Gas_Double Rack Oven_Baseline Forecast | F3 | Commercial | School | Existing | Food Preparation | Natural Gas | Double Rack Oven | Baseline Forecast | Winter Demand Savings (MW)
F4_Commercial_School_Existing_Food Preparation_Natural Gas_Double Rack Oven_Baseline Forecast | F4 | Commercial | School | Existing | Food Preparation | Natural Gas | Double Rack Oven | Baseline Forecast | Incremental Savings (MMtherm)
F1_Commercial_School_Existing_Food Preparation_Natural Gas_Fryer_Baseline Forecast | F1 | Commercial | School | Existing | Food Preparation | Natural Gas | Fryer | Baseline Forecast | Consumption Savings (MMtherm)
F2_Commercial_School_Existing_Food Preparation_Natural Gas_Fryer_Baseline Forecast | F2 | Commercial | School | Existing | Food Preparation | Natural Gas | Fryer | Baseline Forecast | Summer Demand Savings (MW)
F3_Commercial_School_Existing_Food Preparation_Natural Gas_Fryer_Baseline Forecast | F3 | Commercial | School | Existing | Food Preparation | Natural Gas | Fryer | Baseline Forecast | Winter Demand Savings (MW)
F4_Commercial_School_Existing_Food Preparation_Natural Gas_Fryer_Baseline Forecast | F4 | Commercial | School | Existing | Food Preparation | Natural Gas | Fryer | Baseline Forecast | Incremental Savings (MMtherm)
F1_Commercial_School_Existing_Food Preparation_Natural Gas_Broiler_Baseline Forecast | F1 | Commercial | School | Existing | Food Preparation | Natural Gas | Broiler | Baseline Forecast | Consumption Savings (MMtherm)
F2_Commercial_School_Existing_Food Preparation_Natural Gas_Broiler_Baseline Forecast | F2 | Commercial | School | Existing | Food Preparation | Natural Gas | Broiler | Baseline Forecast | Summer Demand Savings (MW)
F3_Commercial_School_Existing_Food Preparation_Natural Gas_Broiler_Baseline Forecast | F3 | Commercial | School | Existing | Food Preparation | Natural Gas | Broiler | Baseline Forecast | Winter Demand Savings (MW)
F4_Commercial_School_Existing_Food Preparation_Natural Gas_Broiler_Baseline Forecast | F4 | Commercial | School | Existing | Food Preparation | Natural Gas | Broiler | Baseline Forecast | Incremental Savings (MMtherm)
F1_Commercial_School_Existing_Food Preparation_Natural Gas_Griddle_Baseline Forecast | F1 | Commercial | School | Existing | Food Preparation | Natural Gas | Griddle | Baseline Forecast | Consumption Savings (MMtherm)
F2_Commercial_School_Existing_Food Preparation_Natural Gas_Griddle_Baseline Forecast | F2 | Commercial | School | Existing | Food Preparation | Natural Gas | Griddle | Baseline Forecast | Summer Demand Savings (MW)
F3_Commercial_School_Existing_Food Preparation_Natural Gas_Griddle_Baseline Forecast | F3 | Commercial | School | Existing | Food Preparation | Natural Gas | Griddle | Baseline Forecast | Winter Demand Savings (MW)
F4_Commercial_School_Existing_Food Preparation_Natural Gas_Griddle_Baseline Forecast | F4 | Commercial | School | Existing | Food Preparation | Natural Gas | Griddle | Baseline Forecast | Incremental Savings (MMtherm)
F1_Commercial_School_Existing_Food Preparation_Natural Gas_Range_Baseline Forecast | F1 | Commercial | School | Existing | Food Preparation | Natural Gas | Range | Baseline Forecast | Consumption Savings (MMtherm)
F2_Commercial_School_Existing_Food Preparation_Natural Gas_Range_Baseline Forecast | F2 | Commercial | School | Existing | Food Preparation | Natural Gas | Range | Baseline Forecast | Summer Demand Savings (MW)
F3_Commercial_School_Existing_Food Preparation_Natural Gas_Range_Baseline Forecast | F3 | Commercial | School | Existing | Food Preparation | Natural Gas | Range | Baseline Forecast | Winter Demand Savings (MW)
F4_Commercial_School_Existing_Food Preparation_Natural Gas_Range_Baseline Forecast | F4 | Commercial | School | Existing | Food Preparation | Natural Gas | Range | Baseline Forecast | Incremental Savings (MMtherm)
F1_Commercial_School_Existing_Food Preparation_Natural Gas_Steamer_Baseline Forecast | F1 | Commercial | School | Existing | Food Preparation | Natural Gas | Steamer | Baseline Forecast | Consumption Savings (MMtherm)
F2_Commercial_School_Existing_Food Preparation_Natural Gas_Steamer_Baseline Forecast | F2 | Commercial | School | Existing | Food Preparation | Natural Gas | Steamer | Baseline Forecast | Summer Demand Savings (MW)
F3_Commercial_School_Existing_Food Preparation_Natural Gas_Steamer_Baseline Forecast | F3 | Commercial | School | Existing | Food Preparation | Natural Gas | Steamer | Baseline Forecast | Winter Demand Savings (MW)
F4_Commercial_School_Existing_Food Preparation_Natural Gas_Steamer_Baseline Forecast | F4 | Commercial | School | Existing | Food Preparation | Natural Gas | Steamer | Baseline Forecast | Incremental Savings (MMtherm)
F1_Commercial_School_Existing_Food Preparation_Natural Gas_Food Prep Other_Baseline Forecast | F1 | Commercial | School | Existing | Food Preparation | Natural Gas | Food Prep Other | Baseline Forecast | Consumption Savings (MMtherm)
F2_Commercial_School_Existing_Food Preparation_Natural Gas_Food Prep Other_Baseline Forecast | F2 | Commercial | School | Existing | Food Preparation | Natural Gas | Food Prep Other | Baseline Forecast | Summer Demand Savings (MW)
F3_Commercial_School_Existing_Food Preparation_Natural Gas_Food Prep Other_Baseline Forecast | F3 | Commercial | School | Existing | Food Preparation | Natural Gas | Food Prep Other | Baseline Forecast | Winter Demand Savings (MW)
F4_Commercial_School_Existing_Food Preparation_Natural Gas_Food Prep Other_Baseline Forecast | F4 | Commercial | School | Existing | Food Preparation | Natural Gas | Food Prep Other | Baseline Forecast | Incremental Savings (MMtherm)
F1_Commercial_School_Existing_Miscellaneous_Natural Gas_Pool Heater_Baseline Forecast | F1 | Commercial | School | Existing | Miscellaneous | Natural Gas | Pool Heater | Baseline Forecast | Consumption Savings (MMtherm)
F2_Commercial_School_Existing_Miscellaneous_Natural Gas_Pool Heater_Baseline Forecast | F2 | Commercial | School | Existing | Miscellaneous | Natural Gas | Pool Heater | Baseline Forecast | Summer Demand Savings (MW)
F3_Commercial_School_Existing_Miscellaneous_Natural Gas_Pool Heater_Baseline Forecast | F3 | Commercial | School | Existing | Miscellaneous | Natural Gas | Pool Heater | Baseline Forecast | Winter Demand Savings (MW)
F4_Commercial_School_Existing_Miscellaneous_Natural Gas_Pool Heater_Baseline Forecast | F4 | Commercial | School | Existing | Miscellaneous | Natural Gas | Pool Heater | Baseline Forecast | Incremental Savings (MMtherm)
F1_Commercial_School_Existing_Miscellaneous_Natural Gas_Miscellaneous_Baseline Forecast | F1 | Commercial | School | Existing | Miscellaneous | Natural Gas | Miscellaneous | Baseline Forecast | Consumption Savings (MMtherm)
F2_Commercial_School_Existing_Miscellaneous_Natural Gas_Miscellaneous_Baseline Forecast | F2 | Commercial | School | Existing | Miscellaneous | Natural Gas | Miscellaneous | Baseline Forecast | Summer Demand Savings (MW)
F3_Commercial_School_Existing_Miscellaneous_Natural Gas_Miscellaneous_Baseline Forecast | F3 | Commercial | School | Existing | Miscellaneous | Natural Gas | Miscellaneous | Baseline Forecast | Winter Demand Savings (MW)
F4_Commercial_School_Existing_Miscellaneous_Natural Gas_Miscellaneous_Baseline Forecast | F4 | Commercial | School | Existing | Miscellaneous | Natural Gas | Miscellaneous | Baseline Forecast | Incremental Savings (MMtherm)
F1_Commercial_School_New_Space Heating_Natural Gas_Furnace_Baseline Forecast | F1 | Commercial | School | New | Space Heating | Natural Gas | Furnace | Baseline Forecast | Consumption Savings (MMtherm)
F2_Commercial_School_New_Space Heating_Natural Gas_Furnace_Baseline Forecast | F2 | Commercial | School | New | Space Heating | Natural Gas | Furnace | Baseline Forecast | Summer Demand Savings (MW)
F3_Commercial_School_New_Space Heating_Natural Gas_Furnace_Baseline Forecast | F3 | Commercial | School | New | Space Heating | Natural Gas | Furnace | Baseline Forecast | Winter Demand Savings (MW)
F4_Commercial_School_New_Space Heating_Natural Gas_Furnace_Baseline Forecast | F4 | Commercial | School | New | Space Heating | Natural Gas | Furnace | Baseline Forecast | Incremental Savings (MMtherm)
F1_Commercial_School_New_Space Heating_Natural Gas_Boiler_Baseline Forecast | F1 | Commercial | School | New | Space Heating | Natural Gas | Boiler | Baseline Forecast | Consumption Savings (MMtherm)
F2_Commercial_School_New_Space Heating_Natural Gas_Boiler_Baseline Forecast | F2 | Commercial | School | New | Space Heating | Natural Gas | Boiler | Baseline Forecast | Summer Demand Savings (MW)
F3_Commercial_School_New_Space Heating_Natural Gas_Boiler_Baseline Forecast | F3 | Commercial | School | New | Space Heating | Natural Gas | Boiler | Baseline Forecast | Winter Demand Savings (MW)
F4_Commercial_School_New_Space Heating_Natural Gas_Boiler_Baseline Forecast | F4 | Commercial | School | New | Space Heating | Natural Gas | Boiler | Baseline Forecast | Incremental Savings (MMtherm)
F1_Commercial_School_New_Space Heating_Natural Gas_Unit Heater_Baseline Forecast | F1 | Commercial | School | New | Space Heating | Natural Gas | Unit Heater | Baseline Forecast | Consumption Savings (MMtherm)
F2_Commercial_School_New_Space Heating_Natural Gas_Unit Heater_Baseline Forecast | F2 | Commercial | School | New | Space Heating | Natural Gas | Unit Heater | Baseline Forecast | Summer Demand Savings (MW)
F3_Commercial_School_New_Space Heating_Natural Gas_Unit Heater_Baseline Forecast | F3 | Commercial | School | New | Space Heating | Natural Gas | Unit Heater | Baseline Forecast | Winter Demand Savings (MW)
F4_Commercial_School_New_Space Heating_Natural Gas_Unit Heater_Baseline Forecast | F4 | Commercial | School | New | Space Heating | Natural Gas | Unit Heater | Baseline Forecast | Incremental Savings (MMtherm)
F1_Commercial_School_New_Water Heating_Natural Gas_Water Heater_Baseline Forecast | F1 | Commercial | School | New | Water Heating | Natural Gas | Water Heater | Baseline Forecast | Consumption Savings (MMtherm)
F2_Commercial_School_New_Water Heating_Natural Gas_Water Heater_Baseline Forecast | F2 | Commercial | School | New | Water Heating | Natural Gas | Water Heater | Baseline Forecast | Summer Demand Savings (MW)
F3_Commercial_School_New_Water Heating_Natural Gas_Water Heater_Baseline Forecast | F3 | Commercial | School | New | Water Heating | Natural Gas | Water Heater | Baseline Forecast | Winter Demand Savings (MW)
F4_Commercial_School_New_Water Heating_Natural Gas_Water Heater_Baseline Forecast | F4 | Commercial | School | New | Water Heating | Natural Gas | Water Heater | Baseline Forecast | Incremental Savings (MMtherm)
F1_Commercial_School_New_Food Preparation_Natural Gas_Oven_Baseline Forecast | F1 | Commercial | School | New | Food Preparation | Natural Gas | Oven | Baseline Forecast | Consumption Savings (MMtherm)
F2_Commercial_School_New_Food Preparation_Natural Gas_Oven_Baseline Forecast | F2 | Commercial | School | New | Food Preparation | Natural Gas | Oven | Baseline Forecast | Summer Demand Savings (MW)
F3_Commercial_School_New_Food Preparation_Natural Gas_Oven_Baseline Forecast | F3 | Commercial | School | New | Food Preparation | Natural Gas | Oven | Baseline Forecast | Winter Demand Savings (MW)
F4_Commercial_School_New_Food Preparation_Natural Gas_Oven_Baseline Forecast | F4 | Commercial | School | New | Food Preparation | Natural Gas | Oven | Baseline Forecast | Incremental Savings (MMtherm)
F1_Commercial_School_New_Food Preparation_Natural Gas_Conveyor Oven_Baseline Forecast | F1 | Commercial | School | New | Food Preparation | Natural Gas | Conveyor Oven | Baseline Forecast | Consumption Savings (MMtherm)
F2_Commercial_School_New_Food Preparation_Natural Gas_Conveyor Oven_Baseline Forecast | F2 | Commercial | School | New | Food Preparation | Natural Gas | Conveyor Oven | Baseline Forecast | Summer Demand Savings (MW)
F3_Commercial_School_New_Food Preparation_Natural Gas_Conveyor Oven_Baseline Forecast | F3 | Commercial | School | New | Food Preparation | Natural Gas | Conveyor Oven | Baseline Forecast | Winter Demand Savings (MW)
F4_Commercial_School_New_Food Preparation_Natural Gas_Conveyor Oven_Baseline Forecast | F4 | Commercial | School | New | Food Preparation | Natural Gas | Conveyor Oven | Baseline Forecast | Incremental Savings (MMtherm)
F1_Commercial_School_New_Food Preparation_Natural Gas_Double Rack Oven_Baseline Forecast | F1 | Commercial | School | New | Food Preparation | Natural Gas | Double Rack Oven | Baseline Forecast | Consumption Savings (MMtherm)
F2_Commercial_School_New_Food Preparation_Natural Gas_Double Rack Oven_Baseline Forecast | F2 | Commercial | School | New | Food Preparation | Natural Gas | Double Rack Oven | Baseline Forecast | Summer Demand Savings (MW)
F3_Commercial_School_New_Food Preparation_Natural Gas_Double Rack Oven_Baseline Forecast | F3 | Commercial | School | New | Food Preparation | Natural Gas | Double Rack Oven | Baseline Forecast | Winter Demand Savings (MW)
F4_Commercial_School_New_Food Preparation_Natural Gas_Double Rack Oven_Baseline Forecast | F4 | Commercial | School | New | Food Preparation | Natural Gas | Double Rack Oven | Baseline Forecast | Incremental Savings (MMtherm)
F1_Commercial_School_New_Food Preparation_Natural Gas_Fryer_Baseline Forecast | F1 | Commercial | School | New | Food Preparation | Natural Gas | Fryer | Baseline Forecast | Consumption Savings (MMtherm)
F2_Commercial_School_New_Food Preparation_Natural Gas_Fryer_Baseline Forecast | F2 | Commercial | School | New | Food Preparation | Natural Gas | Fryer | Baseline Forecast | Summer Demand Savings (MW)
F3_Commercial_School_New_Food Preparation_Natural Gas_Fryer_Baseline Forecast | F3 | Commercial | School | New | Food Preparation | Natural Gas | Fryer | Baseline Forecast | Winter Demand Savings (MW)
F4_Commercial_School_New_Food Preparation_Natural Gas_Fryer_Baseline Forecast | F4 | Commercial | School | New | Food Preparation | Natural Gas | Fryer | Baseline Forecast | Incremental Savings (MMtherm)
F1_Commercial_School_New_Food Preparation_Natural Gas_Broiler_Baseline Forecast | F1 | Commercial | School | New | Food Preparation | Natural Gas | Broiler | Baseline Forecast | Consumption Savings (MMtherm)
F2_Commercial_School_New_Food Preparation_Natural Gas_Broiler_Baseline Forecast | F2 | Commercial | School | New | Food Preparation | Natural Gas | Broiler | Baseline Forecast | Summer Demand Savings (MW)
F3_Commercial_School_New_Food Preparation_Natural Gas_Broiler_Baseline Forecast | F3 | Commercial | School | New | Food Preparation | Natural Gas | Broiler | Baseline Forecast | Winter Demand Savings (MW)
F4_Commercial_School_New_Food Preparation_Natural Gas_Broiler_Baseline Forecast | F4 | Commercial | School | New | Food Preparation | Natural Gas | Broiler | Baseline Forecast | Incremental Savings (MMtherm)
F1_Commercial_School_New_Food Preparation_Natural Gas_Griddle_Baseline Forecast | F1 | Commercial | School | New | Food Preparation | Natural Gas | Griddle | Baseline Forecast | Consumption Savings (MMtherm)
F2_Commercial_School_New_Food Preparation_Natural Gas_Griddle_Baseline Forecast | F2 | Commercial | School | New | Food Preparation | Natural Gas | Griddle | Baseline Forecast | Summer Demand Savings (MW)
F3_Commercial_School_New_Food Preparation_Natural Gas_Griddle_Baseline Forecast | F3 | Commercial | School | New | Food Preparation | Natural Gas | Griddle | Baseline Forecast | Winter Demand Savings (MW)
F4_Commercial_School_New_Food Preparation_Natural Gas_Griddle_Baseline Forecast | F4 | Commercial | School | New | Food Preparation | Natural Gas | Griddle | Baseline Forecast | Incremental Savings (MMtherm)
F1_Commercial_School_New_Food Preparation_Natural Gas_Range_Baseline Forecast | F1 | Commercial | School | New | Food Preparation | Natural Gas | Range | Baseline Forecast | Consumption Savings (MMtherm)
F2_Commercial_School_New_Food Preparation_Natural Gas_Range_Baseline Forecast | F2 | Commercial | School | New | Food Preparation | Natural Gas | Range | Baseline Forecast | Summer Demand Savings (MW)
F3_Commercial_School_New_Food Preparation_Natural Gas_Range_Baseline Forecast | F3 | Commercial | School | New | Food Preparation | Natural Gas | Range | Baseline Forecast | Winter Demand Savings (MW)
F4_Commercial_School_New_Food Preparation_Natural Gas_Range_Baseline Forecast | F4 | Commercial | School | New | Food Preparation | Natural Gas | Range | Baseline Forecast | Incremental Savings (MMtherm)
F1_Commercial_School_New_Food Preparation_Natural Gas_Steamer_Baseline Forecast | F1 | Commercial | School | New | Food Preparation | Natural Gas | Steamer | Baseline Forecast | Consumption Savings (MMtherm)
F2_Commercial_School_New_Food Preparation_Natural Gas_Steamer_Baseline Forecast | F2 | Commercial | School | New | Food Preparation | Natural Gas | Steamer | Baseline Forecast | Summer Demand Savings (MW)
F3_Commercial_School_New_Food Preparation_Natural Gas_Steamer_Baseline Forecast | F3 | Commercial | School | New | Food Preparation | Natural Gas | Steamer | Baseline Forecast | Winter Demand Savings (MW)
F4_Commercial_School_New_Food Preparation_Natural Gas_Steamer_Baseline Forecast | F4 | Commercial | School | New | Food Preparation | Natural Gas | Steamer | Baseline Forecast | Incremental Savings (MMtherm)
F1_Commercial_School_New_Food Preparation_Natural Gas_Food Prep Other_Baseline Forecast | F1 | Commercial | School | New | Food Preparation | Natural Gas | Food Prep Other | Baseline Forecast | Consumption Savings (MMtherm)
F2_Commercial_School_New_Food Preparation_Natural Gas_Food Prep Other_Baseline Forecast | F2 | Commercial | School | New | Food Preparation | Natural Gas | Food Prep Other | Baseline Forecast | Summer Demand Savings (MW)
F3_Commercial_School_New_Food Preparation_Natural Gas_Food Prep Other_Baseline Forecast | F3 | Commercial | School | New | Food Preparation | Natural Gas | Food Prep Other | Baseline Forecast | Winter Demand Savings (MW)
F4_Commercial_School_New_Food Preparation_Natural Gas_Food Prep Other_Baseline Forecast | F4 | Commercial | School | New | Food Preparation | Natural Gas | Food Prep Other | Baseline Forecast | Incremental Savings (MMtherm)
F1_Commercial_School_New_Miscellaneous_Natural Gas_Pool Heater_Baseline Forecast | F1 | Commercial | School | New | Miscellaneous | Natural Gas | Pool Heater | Baseline Forecast | Consumption Savings (MMtherm)
F2_Commercial_School_New_Miscellaneous_Natural Gas_Pool Heater_Baseline Forecast | F2 | Commercial | School | New | Miscellaneous | Natural Gas | Pool Heater | Baseline Forecast | Summer Demand Savings (MW)
F3_Commercial_School_New_Miscellaneous_Natural Gas_Pool Heater_Baseline Forecast | F3 | Commercial | School | New | Miscellaneous | Natural Gas | Pool Heater | Baseline Forecast | Winter Demand Savings (MW)
F4_Commercial_School_New_Miscellaneous_Natural Gas_Pool Heater_Baseline Forecast | F4 | Commercial | School | New | Miscellaneous | Natural Gas | Pool Heater | Baseline Forecast | Incremental Savings (MMtherm)
F1_Commercial_School_New_Miscellaneous_Natural Gas_Miscellaneous_Baseline Forecast | F1 | Commercial | School | New | Miscellaneous | Natural Gas | Miscellaneous | Baseline Forecast | Consumption Savings (MMtherm)
F2_Commercial_School_New_Miscellaneous_Natural Gas_Miscellaneous_Baseline Forecast | F2 | Commercial | School | New | Miscellaneous | Natural Gas | Miscellaneous | Baseline Forecast | Summer Demand Savings (MW)
F3_Commercial_School_New_Miscellaneous_Natural Gas_Miscellaneous_Baseline Forecast | F3 | Commercial | School | New | Miscellaneous | Natural Gas | Miscellaneous | Baseline Forecast | Winter Demand Savings (MW)
F4_Commercial_School_New_Miscellaneous_Natural Gas_Miscellaneous_Baseline Forecast | F4 | Commercial | School | New | Miscellaneous | Natural Gas | Miscellaneous | Baseline Forecast | Incremental Savings (MMtherm)
F1_Commercial_College_Existing_Space Heating_Natural Gas_Furnace_Baseline Forecast | F1 | Commercial | College | Existing | Space Heating | Natural Gas | Furnace | Baseline Forecast | Consumption Savings (MMtherm)
F2_Commercial_College_Existing_Space Heating_Natural Gas_Furnace_Baseline Forecast | F2 | Commercial | College | Existing | Space Heating | Natural Gas | Furnace | Baseline Forecast | Summer Demand Savings (MW)
F3_Commercial_College_Existing_Space Heating_Natural Gas_Furnace_Baseline Forecast | F3 | Commercial | College | Existing | Space Heating | Natural Gas | Furnace | Baseline Forecast | Winter Demand Savings (MW)
F4_Commercial_College_Existing_Space Heating_Natural Gas_Furnace_Baseline Forecast | F4 | Commercial | College | Existing | Space Heating | Natural Gas | Furnace | Baseline Forecast | Incremental Savings (MMtherm)
F1_Commercial_College_Existing_Space Heating_Natural Gas_Boiler_Baseline Forecast | F1 | Commercial | College | Existing | Space Heating | Natural Gas | Boiler | Baseline Forecast | Consumption Savings (MMtherm)
F2_Commercial_College_Existing_Space Heating_Natural Gas_Boiler_Baseline Forecast | F2 | Commercial | College | Existing | Space Heating | Natural Gas | Boiler | Baseline Forecast | Summer Demand Savings (MW)
F3_Commercial_College_Existing_Space Heating_Natural Gas_Boiler_Baseline Forecast | F3 | Commercial | College | Existing | Space Heating | Natural Gas | Boiler | Baseline Forecast | Winter Demand Savings (MW)
F4_Commercial_College_Existing_Space Heating_Natural Gas_Boiler_Baseline Forecast | F4 | Commercial | College | Existing | Space Heating | Natural Gas | Boiler | Baseline Forecast | Incremental Savings (MMtherm)
F1_Commercial_College_Existing_Space Heating_Natural Gas_Unit Heater_Baseline Forecast | F1 | Commercial | College | Existing | Space Heating | Natural Gas | Unit Heater | Baseline Forecast | Consumption Savings (MMtherm)
F2_Commercial_College_Existing_Space Heating_Natural Gas_Unit Heater_Baseline Forecast | F2 | Commercial | College | Existing | Space Heating | Natural Gas | Unit Heater | Baseline Forecast | Summer Demand Savings (MW)
F3_Commercial_College_Existing_Space Heating_Natural Gas_Unit Heater_Baseline Forecast | F3 | Commercial | College | Existing | Space Heating | Natural Gas | Unit Heater | Baseline Forecast | Winter Demand Savings (MW)
F4_Commercial_College_Existing_Space Heating_Natural Gas_Unit Heater_Baseline Forecast | F4 | Commercial | College | Existing | Space Heating | Natural Gas | Unit Heater | Baseline Forecast | Incremental Savings (MMtherm)
F1_Commercial_College_Existing_Water Heating_Natural Gas_Water Heater_Baseline Forecast | F1 | Commercial | College | Existing | Water Heating | Natural Gas | Water Heater | Baseline Forecast | Consumption Savings (MMtherm)
F2_Commercial_College_Existing_Water Heating_Natural Gas_Water Heater_Baseline Forecast | F2 | Commercial | College | Existing | Water Heating | Natural Gas | Water Heater | Baseline Forecast | Summer Demand Savings (MW)
F3_Commercial_College_Existing_Water Heating_Natural Gas_Water Heater_Baseline Forecast | F3 | Commercial | College | Existing | Water Heating | Natural Gas | Water Heater | Baseline Forecast | Winter Demand Savings (MW)
F4_Commercial_College_Existing_Water Heating_Natural Gas_Water Heater_Baseline Forecast | F4 | Commercial | College | Existing | Water Heating | Natural Gas | Water Heater | Baseline Forecast | Incremental Savings (MMtherm)
F1_Commercial_College_Existing_Food Preparation_Natural Gas_Oven_Baseline Forecast | F1 | Commercial | College | Existing | Food Preparation | Natural Gas | Oven | Baseline Forecast | Consumption Savings (MMtherm)
F2_Commercial_College_Existing_Food Preparation_Natural Gas_Oven_Baseline Forecast | F2 | Commercial | College | Existing | Food Preparation | Natural Gas | Oven | Baseline Forecast | Summer Demand Savings (MW)
F3_Commercial_College_Existing_Food Preparation_Natural Gas_Oven_Baseline Forecast | F3 | Commercial | College | Existing | Food Preparation | Natural Gas | Oven | Baseline Forecast | Winter Demand Savings (MW)
F4_Commercial_College_Existing_Food Preparation_Natural Gas_Oven_Baseline Forecast | F4 | Commercial | College | Existing | Food Preparation | Natural Gas | Oven | Baseline Forecast | Incremental Savings (MMtherm)
F1_Commercial_College_Existing_Food Preparation_Natural Gas_Conveyor Oven_Baseline Forecast | F1 | Commercial | College | Existing | Food Preparation | Natural Gas | Conveyor Oven | Baseline Forecast | Consumption Savings (MMtherm)
F2_Commercial_College_Existing_Food Preparation_Natural Gas_Conveyor Oven_Baseline Forecast | F2 | Commercial | College | Existing | Food Preparation | Natural Gas | Conveyor Oven | Baseline Forecast | Summer Demand Savings (MW)
F3_Commercial_College_Existing_Food Preparation_Natural Gas_Conveyor Oven_Baseline Forecast | F3 | Commercial | College | Existing | Food Preparation | Natural Gas | Conveyor Oven | Baseline Forecast | Winter Demand Savings (MW)
F4_Commercial_College_Existing_Food Preparation_Natural Gas_Conveyor Oven_Baseline Forecast | F4 | Commercial | College | Existing | Food Preparation | Natural Gas | Conveyor Oven | Baseline Forecast | Incremental Savings (MMtherm)
F1_Commercial_College_Existing_Food Preparation_Natural Gas_Double Rack Oven_Baseline Forecast | F1 | Commercial | College | Existing | Food Preparation | Natural Gas | Double Rack Oven | Baseline Forecast | Consumption Savings (MMtherm)
F2_Commercial_College_Existing_Food Preparation_Natural Gas_Double Rack Oven_Baseline Forecast | F2 | Commercial | College | Existing | Food Preparation | Natural Gas | Double Rack Oven | Baseline Forecast | Summer Demand Savings (MW)
F3_Commercial_College_Existing_Food Preparation_Natural Gas_Double Rack Oven_Baseline Forecast | F3 | Commercial | College | Existing | Food Preparation | Natural Gas | Double Rack Oven | Baseline Forecast | Winter Demand Savings (MW)
F4_Commercial_College_Existing_Food Preparation_Natural Gas_Double Rack Oven_Baseline Forecast | F4 | Commercial | College | Existing | Food Preparation | Natural Gas | Double Rack Oven | Baseline Forecast | Incremental Savings (MMtherm)
F1_Commercial_College_Existing_Food Preparation_Natural Gas_Fryer_Baseline Forecast | F1 | Commercial | College | Existing | Food Preparation | Natural Gas | Fryer | Baseline Forecast | Consumption Savings (MMtherm)
F2_Commercial_College_Existing_Food Preparation_Natural Gas_Fryer_Baseline Forecast | F2 | Commercial | College | Existing | Food Preparation | Natural Gas | Fryer | Baseline Forecast | Summer Demand Savings (MW)
F3_Commercial_College_Existing_Food Preparation_Natural Gas_Fryer_Baseline Forecast | F3 | Commercial | College | Existing | Food Preparation | Natural Gas | Fryer | Baseline Forecast | Winter Demand Savings (MW)
F4_Commercial_College_Existing_Food Preparation_Natural Gas_Fryer_Baseline Forecast | F4 | Commercial | College | Existing | Food Preparation | Natural Gas | Fryer | Baseline Forecast | Incremental Savings (MMtherm)
F1_Commercial_College_Existing_Food Preparation_Natural Gas_Broiler_Baseline Forecast | F1 | Commercial | College | Existing | Food Preparation | Natural Gas | Broiler | Baseline Forecast | Consumption Savings (MMtherm)
F2_Commercial_College_Existing_Food Preparation_Natural Gas_Broiler_Baseline Forecast | F2 | Commercial | College | Existing | Food Preparation | Natural Gas | Broiler | Baseline Forecast | Summer Demand Savings (MW)
F3_Commercial_College_Existing_Food Preparation_Natural Gas_Broiler_Baseline Forecast | F3 | Commercial | College | Existing | Food Preparation | Natural Gas | Broiler | Baseline Forecast | Winter Demand Savings (MW)
F4_Commercial_College_Existing_Food Preparation_Natural Gas_Broiler_Baseline Forecast | F4 | Commercial | College | Existing | Food Preparation | Natural Gas | Broiler | Baseline Forecast | Incremental Savings (MMtherm)
F1_Commercial_College_Existing_Food Preparation_Natural Gas_Griddle_Baseline Forecast | F1 | Commercial | College | Existing | Food Preparation | Natural Gas | Griddle | Baseline Forecast | Consumption Savings (MMtherm)
F2_Commercial_College_Existing_Food Preparation_Natural Gas_Griddle_Baseline Forecast | F2 | Commercial | College | Existing | Food Preparation | Natural Gas | Griddle | Baseline Forecast | Summer Demand Savings (MW)
F3_Commercial_College_Existing_Food Preparation_Natural Gas_Griddle_Baseline Forecast | F3 | Commercial | College | Existing | Food Preparation | Natural Gas | Griddle | Baseline Forecast | Winter Demand Savings (MW)
F4_Commercial_College_Existing_Food Preparation_Natural Gas_Griddle_Baseline Forecast | F4 | Commercial | College | Existing | Food Preparation | Natural Gas | Griddle | Baseline Forecast | Incremental Savings (MMtherm)
F1_Commercial_College_Existing_Food Preparation_Natural Gas_Range_Baseline Forecast | F1 | Commercial | College | Existing | Food Preparation | Natural Gas | Range | Baseline Forecast | Consumption Savings (MMtherm)
F2_Commercial_College_Existing_Food Preparation_Natural Gas_Range_Baseline Forecast | F2 | Commercial | College | Existing | Food Preparation | Natural Gas | Range | Baseline Forecast | Summer Demand Savings (MW)
F3_Commercial_College_Existing_Food Preparation_Natural Gas_Range_Baseline Forecast | F3 | Commercial | College | Existing | Food Preparation | Natural Gas | Range | Baseline Forecast | Winter Demand Savings (MW)
F4_Commercial_College_Existing_Food Preparation_Natural Gas_Range_Baseline Forecast | F4 | Commercial | College | Existing | Food Preparation | Natural Gas | Range | Baseline Forecast | Incremental Savings (MMtherm)
F1_Commercial_College_Existing_Food Preparation_Natural Gas_Steamer_Baseline Forecast | F1 | Commercial | College | Existing | Food Preparation | Natural Gas | Steamer | Baseline Forecast | Consumption Savings (MMtherm)
F2_Commercial_College_Existing_Food Preparation_Natural Gas_Steamer_Baseline Forecast | F2 | Commercial | College | Existing | Food Preparation | Natural Gas | Steamer | Baseline Forecast | Summer Demand Savings (MW)
F3_Commercial_College_Existing_Food Preparation_Natural Gas_Steamer_Baseline Forecast | F3 | Commercial | College | Existing | Food Preparation | Natural Gas | Steamer | Baseline Forecast | Winter Demand Savings (MW)
F4_Commercial_College_Existing_Food Preparation_Natural Gas_Steamer_Baseline Forecast | F4 | Commercial | College | Existing | Food Preparation | Natural Gas | Steamer | Baseline Forecast | Incremental Savings (MMtherm)
F1_Commercial_College_Existing_Food Preparation_Natural Gas_Food Prep Other_Baseline Forecast | F1 | Commercial | College | Existing | Food Preparation | Natural Gas | Food Prep Other | Baseline Forecast | Consumption Savings (MMtherm)
F2_Commercial_College_Existing_Food Preparation_Natural Gas_Food Prep Other_Baseline Forecast | F2 | Commercial | College | Existing | Food Preparation | Natural Gas | Food Prep Other | Baseline Forecast | Summer Demand Savings (MW)
F3_Commercial_College_Existing_Food Preparation_Natural Gas_Food Prep Other_Baseline Forecast | F3 | Commercial | College | Existing | Food Preparation | Natural Gas | Food Prep Other | Baseline Forecast | Winter Demand Savings (MW)
F4_Commercial_College_Existing_Food Preparation_Natural Gas_Food Prep Other_Baseline Forecast | F4 | Commercial | College | Existing | Food Preparation | Natural Gas | Food Prep Other | Baseline Forecast | Incremental Savings (MMtherm)
F1_Commercial_College_Existing_Miscellaneous_Natural Gas_Pool Heater_Baseline Forecast | F1 | Commercial | College | Existing | Miscellaneous | Natural Gas | Pool Heater | Baseline Forecast | Consumption Savings (MMtherm)
F2_Commercial_College_Existing_Miscellaneous_Natural Gas_Pool Heater_Baseline Forecast | F2 | Commercial | College | Existing | Miscellaneous | Natural Gas | Pool Heater | Baseline Forecast | Summer Demand Savings (MW)
F3_Commercial_College_Existing_Miscellaneous_Natural Gas_Pool Heater_Baseline Forecast | F3 | Commercial | College | Existing | Miscellaneous | Natural Gas | Pool Heater | Baseline Forecast | Winter Demand Savings (MW)
F4_Commercial_College_Existing_Miscellaneous_Natural Gas_Pool Heater_Baseline Forecast | F4 | Commercial | College | Existing | Miscellaneous | Natural Gas | Pool Heater | Baseline Forecast | Incremental Savings (MMtherm)
F1_Commercial_College_Existing_Miscellaneous_Natural Gas_Miscellaneous_Baseline Forecast | F1 | Commercial | College | Existing | Miscellaneous | Natural Gas | Miscellaneous | Baseline Forecast | Consumption Savings (MMtherm)
F2_Commercial_College_Existing_Miscellaneous_Natural Gas_Miscellaneous_Baseline Forecast | F2 | Commercial | College | Existing | Miscellaneous | Natural Gas | Miscellaneous | Baseline Forecast | Summer Demand Savings (MW)
F3_Commercial_College_Existing_Miscellaneous_Natural Gas_Miscellaneous_Baseline Forecast | F3 | Commercial | College | Existing | Miscellaneous | Natural Gas | Miscellaneous | Baseline Forecast | Winter Demand Savings (MW)
F4_Commercial_College_Existing_Miscellaneous_Natural Gas_Miscellaneous_Baseline Forecast | F4 | Commercial | College | Existing | Miscellaneous | Natural Gas | Miscellaneous | Baseline Forecast | Incremental Savings (MMtherm)
F1_Commercial_College_New_Space Heating_Natural Gas_Furnace_Baseline Forecast | F1 | Commercial | College | New | Space Heating | Natural Gas | Furnace | Baseline Forecast | Consumption Savings (MMtherm)
F2_Commercial_College_New_Space Heating_Natural Gas_Furnace_Baseline Forecast | F2 | Commercial | College | New | Space Heating | Natural Gas | Furnace | Baseline Forecast | Summer Demand Savings (MW)
F3_Commercial_College_New_Space Heating_Natural Gas_Furnace_Baseline Forecast | F3 | Commercial | College | New | Space Heating | Natural Gas | Furnace | Baseline Forecast | Winter Demand Savings (MW)
F4_Commercial_College_New_Space Heating_Natural Gas_Furnace_Baseline Forecast | F4 | Commercial | College | New | Space Heating | Natural Gas | Furnace | Baseline Forecast | Incremental Savings (MMtherm)
F1_Commercial_College_New_Space Heating_Natural Gas_Boiler_Baseline Forecast | F1 | Commercial | College | New | Space Heating | Natural Gas | Boiler | Baseline Forecast | Consumption Savings (MMtherm)
F2_Commercial_College_New_Space Heating_Natural Gas_Boiler_Baseline Forecast | F2 | Commercial | College | New | Space Heating | Natural Gas | Boiler | Baseline Forecast | Summer Demand Savings (MW)
F3_Commercial_College_New_Space Heating_Natural Gas_Boiler_Baseline Forecast | F3 | Commercial | College | New | Space Heating | Natural Gas | Boiler | Baseline Forecast | Winter Demand Savings (MW)
F4_Commercial_College_New_Space Heating_Natural Gas_Boiler_Baseline Forecast | F4 | Commercial | College | New | Space Heating | Natural Gas | Boiler | Baseline Forecast | Incremental Savings (MMtherm)
F1_Commercial_College_New_Space Heating_Natural Gas_Unit Heater_Baseline Forecast | F1 | Commercial | College | New | Space Heating | Natural Gas | Unit Heater | Baseline Forecast | Consumption Savings (MMtherm)
F2_Commercial_College_New_Space Heating_Natural Gas_Unit Heater_Baseline Forecast | F2 | Commercial | College | New | Space Heating | Natural Gas | Unit Heater | Baseline Forecast | Summer Demand Savings (MW)
F3_Commercial_College_New_Space Heating_Natural Gas_Unit Heater_Baseline Forecast | F3 | Commercial | College | New | Space Heating | Natural Gas | Unit Heater | Baseline Forecast | Winter Demand Savings (MW)
F4_Commercial_College_New_Space Heating_Natural Gas_Unit Heater_Baseline Forecast | F4 | Commercial | College | New | Space Heating | Natural Gas | Unit Heater | Baseline Forecast | Incremental Savings (MMtherm)
F1_Commercial_College_New_Water Heating_Natural Gas_Water Heater_Baseline Forecast | F1 | Commercial | College | New | Water Heating | Natural Gas | Water Heater | Baseline Forecast | Consumption Savings (MMtherm)
F2_Commercial_College_New_Water Heating_Natural Gas_Water Heater_Baseline Forecast | F2 | Commercial | College | New | Water Heating | Natural Gas | Water Heater | Baseline Forecast | Summer Demand Savings (MW)
F3_Commercial_College_New_Water Heating_Natural Gas_Water Heater_Baseline Forecast | F3 | Commercial | College | New | Water Heating | Natural Gas | Water Heater | Baseline Forecast | Winter Demand Savings (MW)
F4_Commercial_College_New_Water Heating_Natural Gas_Water Heater_Baseline Forecast | F4 | Commercial | College | New | Water Heating | Natural Gas | Water Heater | Baseline Forecast | Incremental Savings (MMtherm)
F1_Commercial_College_New_Food Preparation_Natural Gas_Oven_Baseline Forecast | F1 | Commercial | College | New | Food Preparation | Natural Gas | Oven | Baseline Forecast | Consumption Savings (MMtherm)
F2_Commercial_College_New_Food Preparation_Natural Gas_Oven_Baseline Forecast | F2 | Commercial | College | New | Food Preparation | Natural Gas | Oven | Baseline Forecast | Summer Demand Savings (MW)
F3_Commercial_College_New_Food Preparation_Natural Gas_Oven_Baseline Forecast | F3 | Commercial | College | New | Food Preparation | Natural Gas | Oven | Baseline Forecast | Winter Demand Savings (MW)
F4_Commercial_College_New_Food Preparation_Natural Gas_Oven_Baseline Forecast | F4 | Commercial | College | New | Food Preparation | Natural Gas | Oven | Baseline Forecast | Incremental Savings (MMtherm)
F1_Commercial_College_New_Food Preparation_Natural Gas_Conveyor Oven_Baseline Forecast | F1 | Commercial | College | New | Food Preparation | Natural Gas | Conveyor Oven | Baseline Forecast | Consumption Savings (MMtherm)
F2_Commercial_College_New_Food Preparation_Natural Gas_Conveyor Oven_Baseline Forecast | F2 | Commercial | College | New | Food Preparation | Natural Gas | Conveyor Oven | Baseline Forecast | Summer Demand Savings (MW)
F3_Commercial_College_New_Food Preparation_Natural Gas_Conveyor Oven_Baseline Forecast | F3 | Commercial | College | New | Food Preparation | Natural Gas | Conveyor Oven | Baseline Forecast | Winter Demand Savings (MW)
F4_Commercial_College_New_Food Preparation_Natural Gas_Conveyor Oven_Baseline Forecast | F4 | Commercial | College | New | Food Preparation | Natural Gas | Conveyor Oven | Baseline Forecast | Incremental Savings (MMtherm)
F1_Commercial_College_New_Food Preparation_Natural Gas_Double Rack Oven_Baseline Forecast | F1 | Commercial | College | New | Food Preparation | Natural Gas | Double Rack Oven | Baseline Forecast | Consumption Savings (MMtherm)
F2_Commercial_College_New_Food Preparation_Natural Gas_Double Rack Oven_Baseline Forecast | F2 | Commercial | College | New | Food Preparation | Natural Gas | Double Rack Oven | Baseline Forecast | Summer Demand Savings (MW)
F3_Commercial_College_New_Food Preparation_Natural Gas_Double Rack Oven_Baseline Forecast | F3 | Commercial | College | New | Food Preparation | Natural Gas | Double Rack Oven | Baseline Forecast | Winter Demand Savings (MW)
F4_Commercial_College_New_Food Preparation_Natural Gas_Double Rack Oven_Baseline Forecast | F4 | Commercial | College | New | Food Preparation | Natural Gas | Double Rack Oven | Baseline Forecast | Incremental Savings (MMtherm)
F1_Commercial_College_New_Food Preparation_Natural Gas_Fryer_Baseline Forecast | F1 | Commercial | College | New | Food Preparation | Natural Gas | Fryer | Baseline Forecast | Consumption Savings (MMtherm)
F2_Commercial_College_New_Food Preparation_Natural Gas_Fryer_Baseline Forecast | F2 | Commercial | College | New | Food Preparation | Natural Gas | Fryer | Baseline Forecast | Summer Demand Savings (MW)
F3_Commercial_College_New_Food Preparation_Natural Gas_Fryer_Baseline Forecast | F3 | Commercial | College | New | Food Preparation | Natural Gas | Fryer | Baseline Forecast | Winter Demand Savings (MW)
F4_Commercial_College_New_Food Preparation_Natural Gas_Fryer_Baseline Forecast | F4 | Commercial | College | New | Food Preparation | Natural Gas | Fryer | Baseline Forecast | Incremental Savings (MMtherm)
F1_Commercial_College_New_Food Preparation_Natural Gas_Broiler_Baseline Forecast | F1 | Commercial | College | New | Food Preparation | Natural Gas | Broiler | Baseline Forecast | Consumption Savings (MMtherm)
F2_Commercial_College_New_Food Preparation_Natural Gas_Broiler_Baseline Forecast | F2 | Commercial | College | New | Food Preparation | Natural Gas | Broiler | Baseline Forecast | Summer Demand Savings (MW)
F3_Commercial_College_New_Food Preparation_Natural Gas_Broiler_Baseline Forecast | F3 | Commercial | College | New | Food Preparation | Natural Gas | Broiler | Baseline Forecast | Winter Demand Savings (MW)
F4_Commercial_College_New_Food Preparation_Natural Gas_Broiler_Baseline Forecast | F4 | Commercial | College | New | Food Preparation | Natural Gas | Broiler | Baseline Forecast | Incremental Savings (MMtherm)
F1_Commercial_College_New_Food Preparation_Natural Gas_Griddle_Baseline Forecast | F1 | Commercial | College | New | Food Preparation | Natural Gas | Griddle | Baseline Forecast | Consumption Savings (MMtherm)
F2_Commercial_College_New_Food Preparation_Natural Gas_Griddle_Baseline Forecast | F2 | Commercial | College | New | Food Preparation | Natural Gas | Griddle | Baseline Forecast | Summer Demand Savings (MW)
F3_Commercial_College_New_Food Preparation_Natural Gas_Griddle_Baseline Forecast | F3 | Commercial | College | New | Food Preparation | Natural Gas | Griddle | Baseline Forecast | Winter Demand Savings (MW)
F4_Commercial_College_New_Food Preparation_Natural Gas_Griddle_Baseline Forecast | F4 | Commercial | College | New | Food Preparation | Natural Gas | Griddle | Baseline Forecast | Incremental Savings (MMtherm)
F1_Commercial_College_New_Food Preparation_Natural Gas_Range_Baseline Forecast | F1 | Commercial | College | New | Food Preparation | Natural Gas | Range | Baseline Forecast | Consumption Savings (MMtherm)
F2_Commercial_College_New_Food Preparation_Natural Gas_Range_Baseline Forecast | F2 | Commercial | College | New | Food Preparation | Natural Gas | Range | Baseline Forecast | Summer Demand Savings (MW)
F3_Commercial_College_New_Food Preparation_Natural Gas_Range_Baseline Forecast | F3 | Commercial | College | New | Food Preparation | Natural Gas | Range | Baseline Forecast | Winter Demand Savings (MW)
F4_Commercial_College_New_Food Preparation_Natural Gas_Range_Baseline Forecast | F4 | Commercial | College | New | Food Preparation | Natural Gas | Range | Baseline Forecast | Incremental Savings (MMtherm)
F1_Commercial_College_New_Food Preparation_Natural Gas_Steamer_Baseline Forecast | F1 | Commercial | College | New | Food Preparation | Natural Gas | Steamer | Baseline Forecast | Consumption Savings (MMtherm)
F2_Commercial_College_New_Food Preparation_Natural Gas_Steamer_Baseline Forecast | F2 | Commercial | College | New | Food Preparation | Natural Gas | Steamer | Baseline Forecast | Summer Demand Savings (MW)
F3_Commercial_College_New_Food Preparation_Natural Gas_Steamer_Baseline Forecast | F3 | Commercial | College | New | Food Preparation | Natural Gas | Steamer | Baseline Forecast | Winter Demand Savings (MW)
F4_Commercial_College_New_Food Preparation_Natural Gas_Steamer_Baseline Forecast | F4 | Commercial | College | New | Food Preparation | Natural Gas | Steamer | Baseline Forecast | Incremental Savings (MMtherm)
F1_Commercial_College_New_Food Preparation_Natural Gas_Food Prep Other_Baseline Forecast | F1 | Commercial | College | New | Food Preparation | Natural Gas | Food Prep Other | Baseline Forecast | Consumption Savings (MMtherm)
F2_Commercial_College_New_Food Preparation_Natural Gas_Food Prep Other_Baseline Forecast | F2 | Commercial | College | New | Food Preparation | Natural Gas | Food Prep Other | Baseline Forecast | Summer Demand Savings (MW)
F3_Commercial_College_New_Food Preparation_Natural Gas_Food Prep Other_Baseline Forecast | F3 | Commercial | College | New | Food Preparation | Natural Gas | Food Prep Other | Baseline Forecast | Winter Demand Savings (MW)
F4_Commercial_College_New_Food Preparation_Natural Gas_Food Prep Other_Baseline Forecast | F4 | Commercial | College | New | Food Preparation | Natural Gas | Food Prep Other | Baseline Forecast | Incremental Savings (MMtherm)
F1_Commercial_College_New_Miscellaneous_Natural Gas_Pool Heater_Baseline Forecast | F1 | Commercial | College | New | Miscellaneous | Natural Gas | Pool Heater | Baseline Forecast | Consumption Savings (MMtherm)
F2_Commercial_College_New_Miscellaneous_Natural Gas_Pool Heater_Baseline Forecast | F2 | Commercial | College | New | Miscellaneous | Natural Gas | Pool Heater | Baseline Forecast | Summer Demand Savings (MW)
F3_Commercial_College_New_Miscellaneous_Natural Gas_Pool Heater_Baseline Forecast | F3 | Commercial | College | New | Miscellaneous | Natural Gas | Pool Heater | Baseline Forecast | Winter Demand Savings (MW)
F4_Commercial_College_New_Miscellaneous_Natural Gas_Pool Heater_Baseline Forecast | F4 | Commercial | College | New | Miscellaneous | Natural Gas | Pool Heater | Baseline Forecast | Incremental Savings (MMtherm)
F1_Commercial_College_New_Miscellaneous_Natural Gas_Miscellaneous_Baseline Forecast | F1 | Commercial | College | New | Miscellaneous | Natural Gas | Miscellaneous | Baseline Forecast | Consumption Savings (MMtherm)
F2_Commercial_College_New_Miscellaneous_Natural Gas_Miscellaneous_Baseline Forecast | F2 | Commercial | College | New | Miscellaneous | Natural Gas | Miscellaneous | Baseline Forecast | Summer Demand Savings (MW)
F3_Commercial_College_New_Miscellaneous_Natural Gas_Miscellaneous_Baseline Forecast | F3 | Commercial | College | New | Miscellaneous | Natural Gas | Miscellaneous | Baseline Forecast | Winter Demand Savings (MW)
F4_Commercial_College_New_Miscellaneous_Natural Gas_Miscellaneous_Baseline Forecast | F4 | Commercial | College | New | Miscellaneous | Natural Gas | Miscellaneous | Baseline Forecast | Incremental Savings (MMtherm)
F1_Commercial_Hospital_Existing_Space Heating_Natural Gas_Furnace_Baseline Forecast | F1 | Commercial | Hospital | Existing | Space Heating | Natural Gas | Furnace | Baseline Forecast | Consumption Savings (MMtherm)
F2_Commercial_Hospital_Existing_Space Heating_Natural Gas_Furnace_Baseline Forecast | F2 | Commercial | Hospital | Existing | Space Heating | Natural Gas | Furnace | Baseline Forecast | Summer Demand Savings (MW)
F3_Commercial_Hospital_Existing_Space Heating_Natural Gas_Furnace_Baseline Forecast | F3 | Commercial | Hospital | Existing | Space Heating | Natural Gas | Furnace | Baseline Forecast | Winter Demand Savings (MW)
F4_Commercial_Hospital_Existing_Space Heating_Natural Gas_Furnace_Baseline Forecast | F4 | Commercial | Hospital | Existing | Space Heating | Natural Gas | Furnace | Baseline Forecast | Incremental Savings (MMtherm)
F1_Commercial_Hospital_Existing_Space Heating_Natural Gas_Boiler_Baseline Forecast | F1 | Commercial | Hospital | Existing | Space Heating | Natural Gas | Boiler | Baseline Forecast | Consumption Savings (MMtherm)
F2_Commercial_Hospital_Existing_Space Heating_Natural Gas_Boiler_Baseline Forecast | F2 | Commercial | Hospital | Existing | Space Heating | Natural Gas | Boiler | Baseline Forecast | Summer Demand Savings (MW)
F3_Commercial_Hospital_Existing_Space Heating_Natural Gas_Boiler_Baseline Forecast | F3 | Commercial | Hospital | Existing | Space Heating | Natural Gas | Boiler | Baseline Forecast | Winter Demand Savings (MW)
F4_Commercial_Hospital_Existing_Space Heating_Natural Gas_Boiler_Baseline Forecast | F4 | Commercial | Hospital | Existing | Space Heating | Natural Gas | Boiler | Baseline Forecast | Incremental Savings (MMtherm)
F1_Commercial_Hospital_Existing_Space Heating_Natural Gas_Unit Heater_Baseline Forecast | F1 | Commercial | Hospital | Existing | Space Heating | Natural Gas | Unit Heater | Baseline Forecast | Consumption Savings (MMtherm)
F2_Commercial_Hospital_Existing_Space Heating_Natural Gas_Unit Heater_Baseline Forecast | F2 | Commercial | Hospital | Existing | Space Heating | Natural Gas | Unit Heater | Baseline Forecast | Summer Demand Savings (MW)
F3_Commercial_Hospital_Existing_Space Heating_Natural Gas_Unit Heater_Baseline Forecast | F3 | Commercial | Hospital | Existing | Space Heating | Natural Gas | Unit Heater | Baseline Forecast | Winter Demand Savings (MW)
F4_Commercial_Hospital_Existing_Space Heating_Natural Gas_Unit Heater_Baseline Forecast | F4 | Commercial | Hospital | Existing | Space Heating | Natural Gas | Unit Heater | Baseline Forecast | Incremental Savings (MMtherm)
F1_Commercial_Hospital_Existing_Water Heating_Natural Gas_Water Heater_Baseline Forecast | F1 | Commercial | Hospital | Existing | Water Heating | Natural Gas | Water Heater | Baseline Forecast | Consumption Savings (MMtherm)
F2_Commercial_Hospital_Existing_Water Heating_Natural Gas_Water Heater_Baseline Forecast | F2 | Commercial | Hospital | Existing | Water Heating | Natural Gas | Water Heater | Baseline Forecast | Summer Demand Savings (MW)
F3_Commercial_Hospital_Existing_Water Heating_Natural Gas_Water Heater_Baseline Forecast | F3 | Commercial | Hospital | Existing | Water Heating | Natural Gas | Water Heater | Baseline Forecast | Winter Demand Savings (MW)
F4_Commercial_Hospital_Existing_Water Heating_Natural Gas_Water Heater_Baseline Forecast | F4 | Commercial | Hospital | Existing | Water Heating | Natural Gas | Water Heater | Baseline Forecast | Incremental Savings (MMtherm)
F1_Commercial_Hospital_Existing_Food Preparation_Natural Gas_Oven_Baseline Forecast | F1 | Commercial | Hospital | Existing | Food Preparation | Natural Gas | Oven | Baseline Forecast | Consumption Savings (MMtherm)
F2_Commercial_Hospital_Existing_Food Preparation_Natural Gas_Oven_Baseline Forecast | F2 | Commercial | Hospital | Existing | Food Preparation | Natural Gas | Oven | Baseline Forecast | Summer Demand Savings (MW)
F3_Commercial_Hospital_Existing_Food Preparation_Natural Gas_Oven_Baseline Forecast | F3 | Commercial | Hospital | Existing | Food Preparation | Natural Gas | Oven | Baseline Forecast | Winter Demand Savings (MW)
F4_Commercial_Hospital_Existing_Food Preparation_Natural Gas_Oven_Baseline Forecast | F4 | Commercial | Hospital | Existing | Food Preparation | Natural Gas | Oven | Baseline Forecast | Incremental Savings (MMtherm)
F1_Commercial_Hospital_Existing_Food Preparation_Natural Gas_Conveyor Oven_Baseline Forecast | F1 | Commercial | Hospital | Existing | Food Preparation | Natural Gas | Conveyor Oven | Baseline Forecast | Consumption Savings (MMtherm)
F2_Commercial_Hospital_Existing_Food Preparation_Natural Gas_Conveyor Oven_Baseline Forecast | F2 | Commercial | Hospital | Existing | Food Preparation | Natural Gas | Conveyor Oven | Baseline Forecast | Summer Demand Savings (MW)
F3_Commercial_Hospital_Existing_Food Preparation_Natural Gas_Conveyor Oven_Baseline Forecast | F3 | Commercial | Hospital | Existing | Food Preparation | Natural Gas | Conveyor Oven | Baseline Forecast | Winter Demand Savings (MW)
F4_Commercial_Hospital_Existing_Food Preparation_Natural Gas_Conveyor Oven_Baseline Forecast | F4 | Commercial | Hospital | Existing | Food Preparation | Natural Gas | Conveyor Oven | Baseline Forecast | Incremental Savings (MMtherm)
F1_Commercial_Hospital_Existing_Food Preparation_Natural Gas_Double Rack Oven_Baseline Forecast | F1 | Commercial | Hospital | Existing | Food Preparation | Natural Gas | Double Rack Oven | Baseline Forecast | Consumption Savings (MMtherm)
F2_Commercial_Hospital_Existing_Food Preparation_Natural Gas_Double Rack Oven_Baseline Forecast | F2 | Commercial | Hospital | Existing | Food Preparation | Natural Gas | Double Rack Oven | Baseline Forecast | Summer Demand Savings (MW)
F3_Commercial_Hospital_Existing_Food Preparation_Natural Gas_Double Rack Oven_Baseline Forecast | F3 | Commercial | Hospital | Existing | Food Preparation | Natural Gas | Double Rack Oven | Baseline Forecast | Winter Demand Savings (MW)
F4_Commercial_Hospital_Existing_Food Preparation_Natural Gas_Double Rack Oven_Baseline Forecast | F4 | Commercial | Hospital | Existing | Food Preparation | Natural Gas | Double Rack Oven | Baseline Forecast | Incremental Savings (MMtherm)
F1_Commercial_Hospital_Existing_Food Preparation_Natural Gas_Fryer_Baseline Forecast | F1 | Commercial | Hospital | Existing | Food Preparation | Natural Gas | Fryer | Baseline Forecast | Consumption Savings (MMtherm)
F2_Commercial_Hospital_Existing_Food Preparation_Natural Gas_Fryer_Baseline Forecast | F2 | Commercial | Hospital | Existing | Food Preparation | Natural Gas | Fryer | Baseline Forecast | Summer Demand Savings (MW)
F3_Commercial_Hospital_Existing_Food Preparation_Natural Gas_Fryer_Baseline Forecast | F3 | Commercial | Hospital | Existing | Food Preparation | Natural Gas | Fryer | Baseline Forecast | Winter Demand Savings (MW)
F4_Commercial_Hospital_Existing_Food Preparation_Natural Gas_Fryer_Baseline Forecast | F4 | Commercial | Hospital | Existing | Food Preparation | Natural Gas | Fryer | Baseline Forecast | Incremental Savings (MMtherm)
F1_Commercial_Hospital_Existing_Food Preparation_Natural Gas_Broiler_Baseline Forecast | F1 | Commercial | Hospital | Existing | Food Preparation | Natural Gas | Broiler | Baseline Forecast | Consumption Savings (MMtherm)
F2_Commercial_Hospital_Existing_Food Preparation_Natural Gas_Broiler_Baseline Forecast | F2 | Commercial | Hospital | Existing | Food Preparation | Natural Gas | Broiler | Baseline Forecast | Summer Demand Savings (MW)
F3_Commercial_Hospital_Existing_Food Preparation_Natural Gas_Broiler_Baseline Forecast | F3 | Commercial | Hospital | Existing | Food Preparation | Natural Gas | Broiler | Baseline Forecast | Winter Demand Savings (MW)
F4_Commercial_Hospital_Existing_Food Preparation_Natural Gas_Broiler_Baseline Forecast | F4 | Commercial | Hospital | Existing | Food Preparation | Natural Gas | Broiler | Baseline Forecast | Incremental Savings (MMtherm)
F1_Commercial_Hospital_Existing_Food Preparation_Natural Gas_Griddle_Baseline Forecast | F1 | Commercial | Hospital | Existing | Food Preparation | Natural Gas | Griddle | Baseline Forecast | Consumption Savings (MMtherm)
F2_Commercial_Hospital_Existing_Food Preparation_Natural Gas_Griddle_Baseline Forecast | F2 | Commercial | Hospital | Existing | Food Preparation | Natural Gas | Griddle | Baseline Forecast | Summer Demand Savings (MW)
F3_Commercial_Hospital_Existing_Food Preparation_Natural Gas_Griddle_Baseline Forecast | F3 | Commercial | Hospital | Existing | Food Preparation | Natural Gas | Griddle | Baseline Forecast | Winter Demand Savings (MW)
F4_Commercial_Hospital_Existing_Food Preparation_Natural Gas_Griddle_Baseline Forecast | F4 | Commercial | Hospital | Existing | Food Preparation | Natural Gas | Griddle | Baseline Forecast | Incremental Savings (MMtherm)
F1_Commercial_Hospital_Existing_Food Preparation_Natural Gas_Range_Baseline Forecast | F1 | Commercial | Hospital | Existing | Food Preparation | Natural Gas | Range | Baseline Forecast | Consumption Savings (MMtherm)
F2_Commercial_Hospital_Existing_Food Preparation_Natural Gas_Range_Baseline Forecast | F2 | Commercial | Hospital | Existing | Food Preparation | Natural Gas | Range | Baseline Forecast | Summer Demand Savings (MW)
F3_Commercial_Hospital_Existing_Food Preparation_Natural Gas_Range_Baseline Forecast | F3 | Commercial | Hospital | Existing | Food Preparation | Natural Gas | Range | Baseline Forecast | Winter Demand Savings (MW)
F4_Commercial_Hospital_Existing_Food Preparation_Natural Gas_Range_Baseline Forecast | F4 | Commercial | Hospital | Existing | Food Preparation | Natural Gas | Range | Baseline Forecast | Incremental Savings (MMtherm)
F1_Commercial_Hospital_Existing_Food Preparation_Natural Gas_Steamer_Baseline Forecast | F1 | Commercial | Hospital | Existing | Food Preparation | Natural Gas | Steamer | Baseline Forecast | Consumption Savings (MMtherm)
F2_Commercial_Hospital_Existing_Food Preparation_Natural Gas_Steamer_Baseline Forecast | F2 | Commercial | Hospital | Existing | Food Preparation | Natural Gas | Steamer | Baseline Forecast | Summer Demand Savings (MW)
F3_Commercial_Hospital_Existing_Food Preparation_Natural Gas_Steamer_Baseline Forecast | F3 | Commercial | Hospital | Existing | Food Preparation | Natural Gas | Steamer | Baseline Forecast | Winter Demand Savings (MW)
F4_Commercial_Hospital_Existing_Food Preparation_Natural Gas_Steamer_Baseline Forecast | F4 | Commercial | Hospital | Existing | Food Preparation | Natural Gas | Steamer | Baseline Forecast | Incremental Savings (MMtherm)
F1_Commercial_Hospital_Existing_Food Preparation_Natural Gas_Food Prep Other_Baseline Forecast | F1 | Commercial | Hospital | Existing | Food Preparation | Natural Gas | Food Prep Other | Baseline Forecast | Consumption Savings (MMtherm)
F2_Commercial_Hospital_Existing_Food Preparation_Natural Gas_Food Prep Other_Baseline Forecast | F2 | Commercial | Hospital | Existing | Food Preparation | Natural Gas | Food Prep Other | Baseline Forecast | Summer Demand Savings (MW)
F3_Commercial_Hospital_Existing_Food Preparation_Natural Gas_Food Prep Other_Baseline Forecast | F3 | Commercial | Hospital | Existing | Food Preparation | Natural Gas | Food Prep Other | Baseline Forecast | Winter Demand Savings (MW)
F4_Commercial_Hospital_Existing_Food Preparation_Natural Gas_Food Prep Other_Baseline Forecast | F4 | Commercial | Hospital | Existing | Food Preparation | Natural Gas | Food Prep Other | Baseline Forecast | Incremental Savings (MMtherm)
F1_Commercial_Hospital_Existing_Miscellaneous_Natural Gas_Pool Heater_Baseline Forecast | F1 | Commercial | Hospital | Existing | Miscellaneous | Natural Gas | Pool Heater | Baseline Forecast | Consumption Savings (MMtherm)
F2_Commercial_Hospital_Existing_Miscellaneous_Natural Gas_Pool Heater_Baseline Forecast | F2 | Commercial | Hospital | Existing | Miscellaneous | Natural Gas | Pool Heater | Baseline Forecast | Summer Demand Savings (MW)
F3_Commercial_Hospital_Existing_Miscellaneous_Natural Gas_Pool Heater_Baseline Forecast | F3 | Commercial | Hospital | Existing | Miscellaneous | Natural Gas | Pool Heater | Baseline Forecast | Winter Demand Savings (MW)
F4_Commercial_Hospital_Existing_Miscellaneous_Natural Gas_Pool Heater_Baseline Forecast | F4 | Commercial | Hospital | Existing | Miscellaneous | Natural Gas | Pool Heater | Baseline Forecast | Incremental Savings (MMtherm)
F1_Commercial_Hospital_Existing_Miscellaneous_Natural Gas_Miscellaneous_Baseline Forecast | F1 | Commercial | Hospital | Existing | Miscellaneous | Natural Gas | Miscellaneous | Baseline Forecast | Consumption Savings (MMtherm)
F2_Commercial_Hospital_Existing_Miscellaneous_Natural Gas_Miscellaneous_Baseline Forecast | F2 | Commercial | Hospital | Existing | Miscellaneous | Natural Gas | Miscellaneous | Baseline Forecast | Summer Demand Savings (MW)
F3_Commercial_Hospital_Existing_Miscellaneous_Natural Gas_Miscellaneous_Baseline Forecast | F3 | Commercial | Hospital | Existing | Miscellaneous | Natural Gas | Miscellaneous | Baseline Forecast | Winter Demand Savings (MW)
F4_Commercial_Hospital_Existing_Miscellaneous_Natural Gas_Miscellaneous_Baseline Forecast | F4 | Commercial | Hospital | Existing | Miscellaneous | Natural Gas | Miscellaneous | Baseline Forecast | Incremental Savings (MMtherm)
F1_Commercial_Hospital_New_Space Heating_Natural Gas_Furnace_Baseline Forecast | F1 | Commercial | Hospital | New | Space Heating | Natural Gas | Furnace | Baseline Forecast | Consumption Savings (MMtherm)
F2_Commercial_Hospital_New_Space Heating_Natural Gas_Furnace_Baseline Forecast | F2 | Commercial | Hospital | New | Space Heating | Natural Gas | Furnace | Baseline Forecast | Summer Demand Savings (MW)
F3_Commercial_Hospital_New_Space Heating_Natural Gas_Furnace_Baseline Forecast | F3 | Commercial | Hospital | New | Space Heating | Natural Gas | Furnace | Baseline Forecast | Winter Demand Savings (MW)
F4_Commercial_Hospital_New_Space Heating_Natural Gas_Furnace_Baseline Forecast | F4 | Commercial | Hospital | New | Space Heating | Natural Gas | Furnace | Baseline Forecast | Incremental Savings (MMtherm)
F1_Commercial_Hospital_New_Space Heating_Natural Gas_Boiler_Baseline Forecast | F1 | Commercial | Hospital | New | Space Heating | Natural Gas | Boiler | Baseline Forecast | Consumption Savings (MMtherm)
F2_Commercial_Hospital_New_Space Heating_Natural Gas_Boiler_Baseline Forecast | F2 | Commercial | Hospital | New | Space Heating | Natural Gas | Boiler | Baseline Forecast | Summer Demand Savings (MW)
F3_Commercial_Hospital_New_Space Heating_Natural Gas_Boiler_Baseline Forecast | F3 | Commercial | Hospital | New | Space Heating | Natural Gas | Boiler | Baseline Forecast | Winter Demand Savings (MW)
F4_Commercial_Hospital_New_Space Heating_Natural Gas_Boiler_Baseline Forecast | F4 | Commercial | Hospital | New | Space Heating | Natural Gas | Boiler | Baseline Forecast | Incremental Savings (MMtherm)
F1_Commercial_Hospital_New_Space Heating_Natural Gas_Unit Heater_Baseline Forecast | F1 | Commercial | Hospital | New | Space Heating | Natural Gas | Unit Heater | Baseline Forecast | Consumption Savings (MMtherm)
F2_Commercial_Hospital_New_Space Heating_Natural Gas_Unit Heater_Baseline Forecast | F2 | Commercial | Hospital | New | Space Heating | Natural Gas | Unit Heater | Baseline Forecast | Summer Demand Savings (MW)
F3_Commercial_Hospital_New_Space Heating_Natural Gas_Unit Heater_Baseline Forecast | F3 | Commercial | Hospital | New | Space Heating | Natural Gas | Unit Heater | Baseline Forecast | Winter Demand Savings (MW)
F4_Commercial_Hospital_New_Space Heating_Natural Gas_Unit Heater_Baseline Forecast | F4 | Commercial | Hospital | New | Space Heating | Natural Gas | Unit Heater | Baseline Forecast | Incremental Savings (MMtherm)
F1_Commercial_Hospital_New_Water Heating_Natural Gas_Water Heater_Baseline Forecast | F1 | Commercial | Hospital | New | Water Heating | Natural Gas | Water Heater | Baseline Forecast | Consumption Savings (MMtherm)
F2_Commercial_Hospital_New_Water Heating_Natural Gas_Water Heater_Baseline Forecast | F2 | Commercial | Hospital | New | Water Heating | Natural Gas | Water Heater | Baseline Forecast | Summer Demand Savings (MW)
F3_Commercial_Hospital_New_Water Heating_Natural Gas_Water Heater_Baseline Forecast | F3 | Commercial | Hospital | New | Water Heating | Natural Gas | Water Heater | Baseline Forecast | Winter Demand Savings (MW)
F4_Commercial_Hospital_New_Water Heating_Natural Gas_Water Heater_Baseline Forecast | F4 | Commercial | Hospital | New | Water Heating | Natural Gas | Water Heater | Baseline Forecast | Incremental Savings (MMtherm)
F1_Commercial_Hospital_New_Food Preparation_Natural Gas_Oven_Baseline Forecast | F1 | Commercial | Hospital | New | Food Preparation | Natural Gas | Oven | Baseline Forecast | Consumption Savings (MMtherm)
F2_Commercial_Hospital_New_Food Preparation_Natural Gas_Oven_Baseline Forecast | F2 | Commercial | Hospital | New | Food Preparation | Natural Gas | Oven | Baseline Forecast | Summer Demand Savings (MW)
F3_Commercial_Hospital_New_Food Preparation_Natural Gas_Oven_Baseline Forecast | F3 | Commercial | Hospital | New | Food Preparation | Natural Gas | Oven | Baseline Forecast | Winter Demand Savings (MW)
F4_Commercial_Hospital_New_Food Preparation_Natural Gas_Oven_Baseline Forecast | F4 | Commercial | Hospital | New | Food Preparation | Natural Gas | Oven | Baseline Forecast | Incremental Savings (MMtherm)
F1_Commercial_Hospital_New_Food Preparation_Natural Gas_Conveyor Oven_Baseline Forecast | F1 | Commercial | Hospital | New | Food Preparation | Natural Gas | Conveyor Oven | Baseline Forecast | Consumption Savings (MMtherm)
F2_Commercial_Hospital_New_Food Preparation_Natural Gas_Conveyor Oven_Baseline Forecast | F2 | Commercial | Hospital | New | Food Preparation | Natural Gas | Conveyor Oven | Baseline Forecast | Summer Demand Savings (MW)
F3_Commercial_Hospital_New_Food Preparation_Natural Gas_Conveyor Oven_Baseline Forecast | F3 | Commercial | Hospital | New | Food Preparation | Natural Gas | Conveyor Oven | Baseline Forecast | Winter Demand Savings (MW)
F4_Commercial_Hospital_New_Food Preparation_Natural Gas_Conveyor Oven_Baseline Forecast | F4 | Commercial | Hospital | New | Food Preparation | Natural Gas | Conveyor Oven | Baseline Forecast | Incremental Savings (MMtherm)
F1_Commercial_Hospital_New_Food Preparation_Natural Gas_Double Rack Oven_Baseline Forecast | F1 | Commercial | Hospital | New | Food Preparation | Natural Gas | Double Rack Oven | Baseline Forecast | Consumption Savings (MMtherm)
F2_Commercial_Hospital_New_Food Preparation_Natural Gas_Double Rack Oven_Baseline Forecast | F2 | Commercial | Hospital | New | Food Preparation | Natural Gas | Double Rack Oven | Baseline Forecast | Summer Demand Savings (MW)
F3_Commercial_Hospital_New_Food Preparation_Natural Gas_Double Rack Oven_Baseline Forecast | F3 | Commercial | Hospital | New | Food Preparation | Natural Gas | Double Rack Oven | Baseline Forecast | Winter Demand Savings (MW)
F4_Commercial_Hospital_New_Food Preparation_Natural Gas_Double Rack Oven_Baseline Forecast | F4 | Commercial | Hospital | New | Food Preparation | Natural Gas | Double Rack Oven | Baseline Forecast | Incremental Savings (MMtherm)
F1_Commercial_Hospital_New_Food Preparation_Natural Gas_Fryer_Baseline Forecast | F1 | Commercial | Hospital | New | Food Preparation | Natural Gas | Fryer | Baseline Forecast | Consumption Savings (MMtherm)
F2_Commercial_Hospital_New_Food Preparation_Natural Gas_Fryer_Baseline Forecast | F2 | Commercial | Hospital | New | Food Preparation | Natural Gas | Fryer | Baseline Forecast | Summer Demand Savings (MW)
F3_Commercial_Hospital_New_Food Preparation_Natural Gas_Fryer_Baseline Forecast | F3 | Commercial | Hospital | New | Food Preparation | Natural Gas | Fryer | Baseline Forecast | Winter Demand Savings (MW)
F4_Commercial_Hospital_New_Food Preparation_Natural Gas_Fryer_Baseline Forecast | F4 | Commercial | Hospital | New | Food Preparation | Natural Gas | Fryer | Baseline Forecast | Incremental Savings (MMtherm)
F1_Commercial_Hospital_New_Food Preparation_Natural Gas_Broiler_Baseline Forecast | F1 | Commercial | Hospital | New | Food Preparation | Natural Gas | Broiler | Baseline Forecast | Consumption Savings (MMtherm)
F2_Commercial_Hospital_New_Food Preparation_Natural Gas_Broiler_Baseline Forecast | F2 | Commercial | Hospital | New | Food Preparation | Natural Gas | Broiler | Baseline Forecast | Summer Demand Savings (MW)
F3_Commercial_Hospital_New_Food Preparation_Natural Gas_Broiler_Baseline Forecast | F3 | Commercial | Hospital | New | Food Preparation | Natural Gas | Broiler | Baseline Forecast | Winter Demand Savings (MW)
F4_Commercial_Hospital_New_Food Preparation_Natural Gas_Broiler_Baseline Forecast | F4 | Commercial | Hospital | New | Food Preparation | Natural Gas | Broiler | Baseline Forecast | Incremental Savings (MMtherm)
F1_Commercial_Hospital_New_Food Preparation_Natural Gas_Griddle_Baseline Forecast | F1 | Commercial | Hospital | New | Food Preparation | Natural Gas | Griddle | Baseline Forecast | Consumption Savings (MMtherm)
F2_Commercial_Hospital_New_Food Preparation_Natural Gas_Griddle_Baseline Forecast | F2 | Commercial | Hospital | New | Food Preparation | Natural Gas | Griddle | Baseline Forecast | Summer Demand Savings (MW)
F3_Commercial_Hospital_New_Food Preparation_Natural Gas_Griddle_Baseline Forecast | F3 | Commercial | Hospital | New | Food Preparation | Natural Gas | Griddle | Baseline Forecast | Winter Demand Savings (MW)
F4_Commercial_Hospital_New_Food Preparation_Natural Gas_Griddle_Baseline Forecast | F4 | Commercial | Hospital | New | Food Preparation | Natural Gas | Griddle | Baseline Forecast | Incremental Savings (MMtherm)
F1_Commercial_Hospital_New_Food Preparation_Natural Gas_Range_Baseline Forecast | F1 | Commercial | Hospital | New | Food Preparation | Natural Gas | Range | Baseline Forecast | Consumption Savings (MMtherm)
F2_Commercial_Hospital_New_Food Preparation_Natural Gas_Range_Baseline Forecast | F2 | Commercial | Hospital | New | Food Preparation | Natural Gas | Range | Baseline Forecast | Summer Demand Savings (MW)
F3_Commercial_Hospital_New_Food Preparation_Natural Gas_Range_Baseline Forecast | F3 | Commercial | Hospital | New | Food Preparation | Natural Gas | Range | Baseline Forecast | Winter Demand Savings (MW)
F4_Commercial_Hospital_New_Food Preparation_Natural Gas_Range_Baseline Forecast | F4 | Commercial | Hospital | New | Food Preparation | Natural Gas | Range | Baseline Forecast | Incremental Savings (MMtherm)
F1_Commercial_Hospital_New_Food Preparation_Natural Gas_Steamer_Baseline Forecast | F1 | Commercial | Hospital | New | Food Preparation | Natural Gas | Steamer | Baseline Forecast | Consumption Savings (MMtherm)
F2_Commercial_Hospital_New_Food Preparation_Natural Gas_Steamer_Baseline Forecast | F2 | Commercial | Hospital | New | Food Preparation | Natural Gas | Steamer | Baseline Forecast | Summer Demand Savings (MW)
F3_Commercial_Hospital_New_Food Preparation_Natural Gas_Steamer_Baseline Forecast | F3 | Commercial | Hospital | New | Food Preparation | Natural Gas | Steamer | Baseline Forecast | Winter Demand Savings (MW)
F4_Commercial_Hospital_New_Food Preparation_Natural Gas_Steamer_Baseline Forecast | F4 | Commercial | Hospital | New | Food Preparation | Natural Gas | Steamer | Baseline Forecast | Incremental Savings (MMtherm)
F1_Commercial_Hospital_New_Food Preparation_Natural Gas_Food Prep Other_Baseline Forecast | F1 | Commercial | Hospital | New | Food Preparation | Natural Gas | Food Prep Other | Baseline Forecast | Consumption Savings (MMtherm)
F2_Commercial_Hospital_New_Food Preparation_Natural Gas_Food Prep Other_Baseline Forecast | F2 | Commercial | Hospital | New | Food Preparation | Natural Gas | Food Prep Other | Baseline Forecast | Summer Demand Savings (MW)
F3_Commercial_Hospital_New_Food Preparation_Natural Gas_Food Prep Other_Baseline Forecast | F3 | Commercial | Hospital | New | Food Preparation | Natural Gas | Food Prep Other | Baseline Forecast | Winter Demand Savings (MW)
F4_Commercial_Hospital_New_Food Preparation_Natural Gas_Food Prep Other_Baseline Forecast | F4 | Commercial | Hospital | New | Food Preparation | Natural Gas | Food Prep Other | Baseline Forecast | Incremental Savings (MMtherm)
F1_Commercial_Hospital_New_Miscellaneous_Natural Gas_Pool Heater_Baseline Forecast | F1 | Commercial | Hospital | New | Miscellaneous | Natural Gas | Pool Heater | Baseline Forecast | Consumption Savings (MMtherm)
F2_Commercial_Hospital_New_Miscellaneous_Natural Gas_Pool Heater_Baseline Forecast | F2 | Commercial | Hospital | New | Miscellaneous | Natural Gas | Pool Heater | Baseline Forecast | Summer Demand Savings (MW)
F3_Commercial_Hospital_New_Miscellaneous_Natural Gas_Pool Heater_Baseline Forecast | F3 | Commercial | Hospital | New | Miscellaneous | Natural Gas | Pool Heater | Baseline Forecast | Winter Demand Savings (MW)
F4_Commercial_Hospital_New_Miscellaneous_Natural Gas_Pool Heater_Baseline Forecast | F4 | Commercial | Hospital | New | Miscellaneous | Natural Gas | Pool Heater | Baseline Forecast | Incremental Savings (MMtherm)
F1_Commercial_Hospital_New_Miscellaneous_Natural Gas_Miscellaneous_Baseline Forecast | F1 | Commercial | Hospital | New | Miscellaneous | Natural Gas | Miscellaneous | Baseline Forecast | Consumption Savings (MMtherm)
F2_Commercial_Hospital_New_Miscellaneous_Natural Gas_Miscellaneous_Baseline Forecast | F2 | Commercial | Hospital | New | Miscellaneous | Natural Gas | Miscellaneous | Baseline Forecast | Summer Demand Savings (MW)
F3_Commercial_Hospital_New_Miscellaneous_Natural Gas_Miscellaneous_Baseline Forecast | F3 | Commercial | Hospital | New | Miscellaneous | Natural Gas | Miscellaneous | Baseline Forecast | Winter Demand Savings (MW)
F4_Commercial_Hospital_New_Miscellaneous_Natural Gas_Miscellaneous_Baseline Forecast | F4 | Commercial | Hospital | New | Miscellaneous | Natural Gas | Miscellaneous | Baseline Forecast | Incremental Savings (MMtherm)
F1_Commercial_Other Health_Existing_Space Heating_Natural Gas_Furnace_Baseline Forecast | F1 | Commercial | Other Health | Existing | Space Heating | Natural Gas | Furnace | Baseline Forecast | Consumption Savings (MMtherm)
F2_Commercial_Other Health_Existing_Space Heating_Natural Gas_Furnace_Baseline Forecast | F2 | Commercial | Other Health | Existing | Space Heating | Natural Gas | Furnace | Baseline Forecast | Summer Demand Savings (MW)
F3_Commercial_Other Health_Existing_Space Heating_Natural Gas_Furnace_Baseline Forecast | F3 | Commercial | Other Health | Existing | Space Heating | Natural Gas | Furnace | Baseline Forecast | Winter Demand Savings (MW)
F4_Commercial_Other Health_Existing_Space Heating_Natural Gas_Furnace_Baseline Forecast | F4 | Commercial | Other Health | Existing | Space Heating | Natural Gas | Furnace | Baseline Forecast | Incremental Savings (MMtherm)
F1_Commercial_Other Health_Existing_Space Heating_Natural Gas_Boiler_Baseline Forecast | F1 | Commercial | Other Health | Existing | Space Heating | Natural Gas | Boiler | Baseline Forecast | Consumption Savings (MMtherm)
F2_Commercial_Other Health_Existing_Space Heating_Natural Gas_Boiler_Baseline Forecast | F2 | Commercial | Other Health | Existing | Space Heating | Natural Gas | Boiler | Baseline Forecast | Summer Demand Savings (MW)
F3_Commercial_Other Health_Existing_Space Heating_Natural Gas_Boiler_Baseline Forecast | F3 | Commercial | Other Health | Existing | Space Heating | Natural Gas | Boiler | Baseline Forecast | Winter Demand Savings (MW)
F4_Commercial_Other Health_Existing_Space Heating_Natural Gas_Boiler_Baseline Forecast | F4 | Commercial | Other Health | Existing | Space Heating | Natural Gas | Boiler | Baseline Forecast | Incremental Savings (MMtherm)
F1_Commercial_Other Health_Existing_Space Heating_Natural Gas_Unit Heater_Baseline Forecast | F1 | Commercial | Other Health | Existing | Space Heating | Natural Gas | Unit Heater | Baseline Forecast | Consumption Savings (MMtherm)
F2_Commercial_Other Health_Existing_Space Heating_Natural Gas_Unit Heater_Baseline Forecast | F2 | Commercial | Other Health | Existing | Space Heating | Natural Gas | Unit Heater | Baseline Forecast | Summer Demand Savings (MW)
F3_Commercial_Other Health_Existing_Space Heating_Natural Gas_Unit Heater_Baseline Forecast | F3 | Commercial | Other Health | Existing | Space Heating | Natural Gas | Unit Heater | Baseline Forecast | Winter Demand Savings (MW)
F4_Commercial_Other Health_Existing_Space Heating_Natural Gas_Unit Heater_Baseline Forecast | F4 | Commercial | Other Health | Existing | Space Heating | Natural Gas | Unit Heater | Baseline Forecast | Incremental Savings (MMtherm)
F1_Commercial_Other Health_Existing_Water Heating_Natural Gas_Water Heater_Baseline Forecast | F1 | Commercial | Other Health | Existing | Water Heating | Natural Gas | Water Heater | Baseline Forecast | Consumption Savings (MMtherm)
F2_Commercial_Other Health_Existing_Water Heating_Natural Gas_Water Heater_Baseline Forecast | F2 | Commercial | Other Health | Existing | Water Heating | Natural Gas | Water Heater | Baseline Forecast | Summer Demand Savings (MW)
F3_Commercial_Other Health_Existing_Water Heating_Natural Gas_Water Heater_Baseline Forecast | F3 | Commercial | Other Health | Existing | Water Heating | Natural Gas | Water Heater | Baseline Forecast | Winter Demand Savings (MW)
F4_Commercial_Other Health_Existing_Water Heating_Natural Gas_Water Heater_Baseline Forecast | F4 | Commercial | Other Health | Existing | Water Heating | Natural Gas | Water Heater | Baseline Forecast | Incremental Savings (MMtherm)
F1_Commercial_Other Health_Existing_Food Preparation_Natural Gas_Oven_Baseline Forecast | F1 | Commercial | Other Health | Existing | Food Preparation | Natural Gas | Oven | Baseline Forecast | Consumption Savings (MMtherm)
F2_Commercial_Other Health_Existing_Food Preparation_Natural Gas_Oven_Baseline Forecast | F2 | Commercial | Other Health | Existing | Food Preparation | Natural Gas | Oven | Baseline Forecast | Summer Demand Savings (MW)
F3_Commercial_Other Health_Existing_Food Preparation_Natural Gas_Oven_Baseline Forecast | F3 | Commercial | Other Health | Existing | Food Preparation | Natural Gas | Oven | Baseline Forecast | Winter Demand Savings (MW)
F4_Commercial_Other Health_Existing_Food Preparation_Natural Gas_Oven_Baseline Forecast | F4 | Commercial | Other Health | Existing | Food Preparation | Natural Gas | Oven | Baseline Forecast | Incremental Savings (MMtherm)
F1_Commercial_Other Health_Existing_Food Preparation_Natural Gas_Conveyor Oven_Baseline Forecast | F1 | Commercial | Other Health | Existing | Food Preparation | Natural Gas | Conveyor Oven | Baseline Forecast | Consumption Savings (MMtherm)
F2_Commercial_Other Health_Existing_Food Preparation_Natural Gas_Conveyor Oven_Baseline Forecast | F2 | Commercial | Other Health | Existing | Food Preparation | Natural Gas | Conveyor Oven | Baseline Forecast | Summer Demand Savings (MW)
F3_Commercial_Other Health_Existing_Food Preparation_Natural Gas_Conveyor Oven_Baseline Forecast | F3 | Commercial | Other Health | Existing | Food Preparation | Natural Gas | Conveyor Oven | Baseline Forecast | Winter Demand Savings (MW)
F4_Commercial_Other Health_Existing_Food Preparation_Natural Gas_Conveyor Oven_Baseline Forecast | F4 | Commercial | Other Health | Existing | Food Preparation | Natural Gas | Conveyor Oven | Baseline Forecast | Incremental Savings (MMtherm)
F1_Commercial_Other Health_Existing_Food Preparation_Natural Gas_Double Rack Oven_Baseline Forecast | F1 | Commercial | Other Health | Existing | Food Preparation | Natural Gas | Double Rack Oven | Baseline Forecast | Consumption Savings (MMtherm)
F2_Commercial_Other Health_Existing_Food Preparation_Natural Gas_Double Rack Oven_Baseline Forecast | F2 | Commercial | Other Health | Existing | Food Preparation | Natural Gas | Double Rack Oven | Baseline Forecast | Summer Demand Savings (MW)
F3_Commercial_Other Health_Existing_Food Preparation_Natural Gas_Double Rack Oven_Baseline Forecast | F3 | Commercial | Other Health | Existing | Food Preparation | Natural Gas | Double Rack Oven | Baseline Forecast | Winter Demand Savings (MW)
F4_Commercial_Other Health_Existing_Food Preparation_Natural Gas_Double Rack Oven_Baseline Forecast | F4 | Commercial | Other Health | Existing | Food Preparation | Natural Gas | Double Rack Oven | Baseline Forecast | Incremental Savings (MMtherm)
F1_Commercial_Other Health_Existing_Food Preparation_Natural Gas_Fryer_Baseline Forecast | F1 | Commercial | Other Health | Existing | Food Preparation | Natural Gas | Fryer | Baseline Forecast | Consumption Savings (MMtherm)
F2_Commercial_Other Health_Existing_Food Preparation_Natural Gas_Fryer_Baseline Forecast | F2 | Commercial | Other Health | Existing | Food Preparation | Natural Gas | Fryer | Baseline Forecast | Summer Demand Savings (MW)
F3_Commercial_Other Health_Existing_Food Preparation_Natural Gas_Fryer_Baseline Forecast | F3 | Commercial | Other Health | Existing | Food Preparation | Natural Gas | Fryer | Baseline Forecast | Winter Demand Savings (MW)
F4_Commercial_Other Health_Existing_Food Preparation_Natural Gas_Fryer_Baseline Forecast | F4 | Commercial | Other Health | Existing | Food Preparation | Natural Gas | Fryer | Baseline Forecast | Incremental Savings (MMtherm)
F1_Commercial_Other Health_Existing_Food Preparation_Natural Gas_Broiler_Baseline Forecast | F1 | Commercial | Other Health | Existing | Food Preparation | Natural Gas | Broiler | Baseline Forecast | Consumption Savings (MMtherm)
F2_Commercial_Other Health_Existing_Food Preparation_Natural Gas_Broiler_Baseline Forecast | F2 | Commercial | Other Health | Existing | Food Preparation | Natural Gas | Broiler | Baseline Forecast | Summer Demand Savings (MW)
F3_Commercial_Other Health_Existing_Food Preparation_Natural Gas_Broiler_Baseline Forecast | F3 | Commercial | Other Health | Existing | Food Preparation | Natural Gas | Broiler | Baseline Forecast | Winter Demand Savings (MW)
F4_Commercial_Other Health_Existing_Food Preparation_Natural Gas_Broiler_Baseline Forecast | F4 | Commercial | Other Health | Existing | Food Preparation | Natural Gas | Broiler | Baseline Forecast | Incremental Savings (MMtherm)
F1_Commercial_Other Health_Existing_Food Preparation_Natural Gas_Griddle_Baseline Forecast | F1 | Commercial | Other Health | Existing | Food Preparation | Natural Gas | Griddle | Baseline Forecast | Consumption Savings (MMtherm)
F2_Commercial_Other Health_Existing_Food Preparation_Natural Gas_Griddle_Baseline Forecast | F2 | Commercial | Other Health | Existing | Food Preparation | Natural Gas | Griddle | Baseline Forecast | Summer Demand Savings (MW)
F3_Commercial_Other Health_Existing_Food Preparation_Natural Gas_Griddle_Baseline Forecast | F3 | Commercial | Other Health | Existing | Food Preparation | Natural Gas | Griddle | Baseline Forecast | Winter Demand Savings (MW)
F4_Commercial_Other Health_Existing_Food Preparation_Natural Gas_Griddle_Baseline Forecast | F4 | Commercial | Other Health | Existing | Food Preparation | Natural Gas | Griddle | Baseline Forecast | Incremental Savings (MMtherm)
F1_Commercial_Other Health_Existing_Food Preparation_Natural Gas_Range_Baseline Forecast | F1 | Commercial | Other Health | Existing | Food Preparation | Natural Gas | Range | Baseline Forecast | Consumption Savings (MMtherm)
F2_Commercial_Other Health_Existing_Food Preparation_Natural Gas_Range_Baseline Forecast | F2 | Commercial | Other Health | Existing | Food Preparation | Natural Gas | Range | Baseline Forecast | Summer Demand Savings (MW)
F3_Commercial_Other Health_Existing_Food Preparation_Natural Gas_Range_Baseline Forecast | F3 | Commercial | Other Health | Existing | Food Preparation | Natural Gas | Range | Baseline Forecast | Winter Demand Savings (MW)
F4_Commercial_Other Health_Existing_Food Preparation_Natural Gas_Range_Baseline Forecast | F4 | Commercial | Other Health | Existing | Food Preparation | Natural Gas | Range | Baseline Forecast | Incremental Savings (MMtherm)
F1_Commercial_Other Health_Existing_Food Preparation_Natural Gas_Steamer_Baseline Forecast | F1 | Commercial | Other Health | Existing | Food Preparation | Natural Gas | Steamer | Baseline Forecast | Consumption Savings (MMtherm)
F2_Commercial_Other Health_Existing_Food Preparation_Natural Gas_Steamer_Baseline Forecast | F2 | Commercial | Other Health | Existing | Food Preparation | Natural Gas | Steamer | Baseline Forecast | Summer Demand Savings (MW)
F3_Commercial_Other Health_Existing_Food Preparation_Natural Gas_Steamer_Baseline Forecast | F3 | Commercial | Other Health | Existing | Food Preparation | Natural Gas | Steamer | Baseline Forecast | Winter Demand Savings (MW)
F4_Commercial_Other Health_Existing_Food Preparation_Natural Gas_Steamer_Baseline Forecast | F4 | Commercial | Other Health | Existing | Food Preparation | Natural Gas | Steamer | Baseline Forecast | Incremental Savings (MMtherm)
F1_Commercial_Other Health_Existing_Food Preparation_Natural Gas_Food Prep Other_Baseline Forecast | F1 | Commercial | Other Health | Existing | Food Preparation | Natural Gas | Food Prep Other | Baseline Forecast | Consumption Savings (MMtherm)
F2_Commercial_Other Health_Existing_Food Preparation_Natural Gas_Food Prep Other_Baseline Forecast | F2 | Commercial | Other Health | Existing | Food Preparation | Natural Gas | Food Prep Other | Baseline Forecast | Summer Demand Savings (MW)
F3_Commercial_Other Health_Existing_Food Preparation_Natural Gas_Food Prep Other_Baseline Forecast | F3 | Commercial | Other Health | Existing | Food Preparation | Natural Gas | Food Prep Other | Baseline Forecast | Winter Demand Savings (MW)
F4_Commercial_Other Health_Existing_Food Preparation_Natural Gas_Food Prep Other_Baseline Forecast | F4 | Commercial | Other Health | Existing | Food Preparation | Natural Gas | Food Prep Other | Baseline Forecast | Incremental Savings (MMtherm)
F1_Commercial_Other Health_Existing_Miscellaneous_Natural Gas_Pool Heater_Baseline Forecast | F1 | Commercial | Other Health | Existing | Miscellaneous | Natural Gas | Pool Heater | Baseline Forecast | Consumption Savings (MMtherm)
F2_Commercial_Other Health_Existing_Miscellaneous_Natural Gas_Pool Heater_Baseline Forecast | F2 | Commercial | Other Health | Existing | Miscellaneous | Natural Gas | Pool Heater | Baseline Forecast | Summer Demand Savings (MW)
F3_Commercial_Other Health_Existing_Miscellaneous_Natural Gas_Pool Heater_Baseline Forecast | F3 | Commercial | Other Health | Existing | Miscellaneous | Natural Gas | Pool Heater | Baseline Forecast | Winter Demand Savings (MW)
F4_Commercial_Other Health_Existing_Miscellaneous_Natural Gas_Pool Heater_Baseline Forecast | F4 | Commercial | Other Health | Existing | Miscellaneous | Natural Gas | Pool Heater | Baseline Forecast | Incremental Savings (MMtherm)
F1_Commercial_Other Health_Existing_Miscellaneous_Natural Gas_Miscellaneous_Baseline Forecast | F1 | Commercial | Other Health | Existing | Miscellaneous | Natural Gas | Miscellaneous | Baseline Forecast | Consumption Savings (MMtherm)
F2_Commercial_Other Health_Existing_Miscellaneous_Natural Gas_Miscellaneous_Baseline Forecast | F2 | Commercial | Other Health | Existing | Miscellaneous | Natural Gas | Miscellaneous | Baseline Forecast | Summer Demand Savings (MW)
F3_Commercial_Other Health_Existing_Miscellaneous_Natural Gas_Miscellaneous_Baseline Forecast | F3 | Commercial | Other Health | Existing | Miscellaneous | Natural Gas | Miscellaneous | Baseline Forecast | Winter Demand Savings (MW)
F4_Commercial_Other Health_Existing_Miscellaneous_Natural Gas_Miscellaneous_Baseline Forecast | F4 | Commercial | Other Health | Existing | Miscellaneous | Natural Gas | Miscellaneous | Baseline Forecast | Incremental Savings (MMtherm)
F1_Commercial_Other Health_New_Space Heating_Natural Gas_Furnace_Baseline Forecast | F1 | Commercial | Other Health | New | Space Heating | Natural Gas | Furnace | Baseline Forecast | Consumption Savings (MMtherm)
F2_Commercial_Other Health_New_Space Heating_Natural Gas_Furnace_Baseline Forecast | F2 | Commercial | Other Health | New | Space Heating | Natural Gas | Furnace | Baseline Forecast | Summer Demand Savings (MW)
F3_Commercial_Other Health_New_Space Heating_Natural Gas_Furnace_Baseline Forecast | F3 | Commercial | Other Health | New | Space Heating | Natural Gas | Furnace | Baseline Forecast | Winter Demand Savings (MW)
F4_Commercial_Other Health_New_Space Heating_Natural Gas_Furnace_Baseline Forecast | F4 | Commercial | Other Health | New | Space Heating | Natural Gas | Furnace | Baseline Forecast | Incremental Savings (MMtherm)
F1_Commercial_Other Health_New_Space Heating_Natural Gas_Boiler_Baseline Forecast | F1 | Commercial | Other Health | New | Space Heating | Natural Gas | Boiler | Baseline Forecast | Consumption Savings (MMtherm)
F2_Commercial_Other Health_New_Space Heating_Natural Gas_Boiler_Baseline Forecast | F2 | Commercial | Other Health | New | Space Heating | Natural Gas | Boiler | Baseline Forecast | Summer Demand Savings (MW)
F3_Commercial_Other Health_New_Space Heating_Natural Gas_Boiler_Baseline Forecast | F3 | Commercial | Other Health | New | Space Heating | Natural Gas | Boiler | Baseline Forecast | Winter Demand Savings (MW)
F4_Commercial_Other Health_New_Space Heating_Natural Gas_Boiler_Baseline Forecast | F4 | Commercial | Other Health | New | Space Heating | Natural Gas | Boiler | Baseline Forecast | Incremental Savings (MMtherm)
F1_Commercial_Other Health_New_Space Heating_Natural Gas_Unit Heater_Baseline Forecast | F1 | Commercial | Other Health | New | Space Heating | Natural Gas | Unit Heater | Baseline Forecast | Consumption Savings (MMtherm)
F2_Commercial_Other Health_New_Space Heating_Natural Gas_Unit Heater_Baseline Forecast | F2 | Commercial | Other Health | New | Space Heating | Natural Gas | Unit Heater | Baseline Forecast | Summer Demand Savings (MW)
F3_Commercial_Other Health_New_Space Heating_Natural Gas_Unit Heater_Baseline Forecast | F3 | Commercial | Other Health | New | Space Heating | Natural Gas | Unit Heater | Baseline Forecast | Winter Demand Savings (MW)
F4_Commercial_Other Health_New_Space Heating_Natural Gas_Unit Heater_Baseline Forecast | F4 | Commercial | Other Health | New | Space Heating | Natural Gas | Unit Heater | Baseline Forecast | Incremental Savings (MMtherm)
F1_Commercial_Other Health_New_Water Heating_Natural Gas_Water Heater_Baseline Forecast | F1 | Commercial | Other Health | New | Water Heating | Natural Gas | Water Heater | Baseline Forecast | Consumption Savings (MMtherm)
F2_Commercial_Other Health_New_Water Heating_Natural Gas_Water Heater_Baseline Forecast | F2 | Commercial | Other Health | New | Water Heating | Natural Gas | Water Heater | Baseline Forecast | Summer Demand Savings (MW)
F3_Commercial_Other Health_New_Water Heating_Natural Gas_Water Heater_Baseline Forecast | F3 | Commercial | Other Health | New | Water Heating | Natural Gas | Water Heater | Baseline Forecast | Winter Demand Savings (MW)
F4_Commercial_Other Health_New_Water Heating_Natural Gas_Water Heater_Baseline Forecast | F4 | Commercial | Other Health | New | Water Heating | Natural Gas | Water Heater | Baseline Forecast | Incremental Savings (MMtherm)
F1_Commercial_Other Health_New_Food Preparation_Natural Gas_Oven_Baseline Forecast | F1 | Commercial | Other Health | New | Food Preparation | Natural Gas | Oven | Baseline Forecast | Consumption Savings (MMtherm)
F2_Commercial_Other Health_New_Food Preparation_Natural Gas_Oven_Baseline Forecast | F2 | Commercial | Other Health | New | Food Preparation | Natural Gas | Oven | Baseline Forecast | Summer Demand Savings (MW)
F3_Commercial_Other Health_New_Food Preparation_Natural Gas_Oven_Baseline Forecast | F3 | Commercial | Other Health | New | Food Preparation | Natural Gas | Oven | Baseline Forecast | Winter Demand Savings (MW)
F4_Commercial_Other Health_New_Food Preparation_Natural Gas_Oven_Baseline Forecast | F4 | Commercial | Other Health | New | Food Preparation | Natural Gas | Oven | Baseline Forecast | Incremental Savings (MMtherm)
F1_Commercial_Other Health_New_Food Preparation_Natural Gas_Conveyor Oven_Baseline Forecast | F1 | Commercial | Other Health | New | Food Preparation | Natural Gas | Conveyor Oven | Baseline Forecast | Consumption Savings (MMtherm)
F2_Commercial_Other Health_New_Food Preparation_Natural Gas_Conveyor Oven_Baseline Forecast | F2 | Commercial | Other Health | New | Food Preparation | Natural Gas | Conveyor Oven | Baseline Forecast | Summer Demand Savings (MW)
F3_Commercial_Other Health_New_Food Preparation_Natural Gas_Conveyor Oven_Baseline Forecast | F3 | Commercial | Other Health | New | Food Preparation | Natural Gas | Conveyor Oven | Baseline Forecast | Winter Demand Savings (MW)
F4_Commercial_Other Health_New_Food Preparation_Natural Gas_Conveyor Oven_Baseline Forecast | F4 | Commercial | Other Health | New | Food Preparation | Natural Gas | Conveyor Oven | Baseline Forecast | Incremental Savings (MMtherm)
F1_Commercial_Other Health_New_Food Preparation_Natural Gas_Double Rack Oven_Baseline Forecast | F1 | Commercial | Other Health | New | Food Preparation | Natural Gas | Double Rack Oven | Baseline Forecast | Consumption Savings (MMtherm)
F2_Commercial_Other Health_New_Food Preparation_Natural Gas_Double Rack Oven_Baseline Forecast | F2 | Commercial | Other Health | New | Food Preparation | Natural Gas | Double Rack Oven | Baseline Forecast | Summer Demand Savings (MW)
F3_Commercial_Other Health_New_Food Preparation_Natural Gas_Double Rack Oven_Baseline Forecast | F3 | Commercial | Other Health | New | Food Preparation | Natural Gas | Double Rack Oven | Baseline Forecast | Winter Demand Savings (MW)
F4_Commercial_Other Health_New_Food Preparation_Natural Gas_Double Rack Oven_Baseline Forecast | F4 | Commercial | Other Health | New | Food Preparation | Natural Gas | Double Rack Oven | Baseline Forecast | Incremental Savings (MMtherm)
F1_Commercial_Other Health_New_Food Preparation_Natural Gas_Fryer_Baseline Forecast | F1 | Commercial | Other Health | New | Food Preparation | Natural Gas | Fryer | Baseline Forecast | Consumption Savings (MMtherm)
F2_Commercial_Other Health_New_Food Preparation_Natural Gas_Fryer_Baseline Forecast | F2 | Commercial | Other Health | New | Food Preparation | Natural Gas | Fryer | Baseline Forecast | Summer Demand Savings (MW)
F3_Commercial_Other Health_New_Food Preparation_Natural Gas_Fryer_Baseline Forecast | F3 | Commercial | Other Health | New | Food Preparation | Natural Gas | Fryer | Baseline Forecast | Winter Demand Savings (MW)
F4_Commercial_Other Health_New_Food Preparation_Natural Gas_Fryer_Baseline Forecast | F4 | Commercial | Other Health | New | Food Preparation | Natural Gas | Fryer | Baseline Forecast | Incremental Savings (MMtherm)
F1_Commercial_Other Health_New_Food Preparation_Natural Gas_Broiler_Baseline Forecast | F1 | Commercial | Other Health | New | Food Preparation | Natural Gas | Broiler | Baseline Forecast | Consumption Savings (MMtherm)
F2_Commercial_Other Health_New_Food Preparation_Natural Gas_Broiler_Baseline Forecast | F2 | Commercial | Other Health | New | Food Preparation | Natural Gas | Broiler | Baseline Forecast | Summer Demand Savings (MW)
F3_Commercial_Other Health_New_Food Preparation_Natural Gas_Broiler_Baseline Forecast | F3 | Commercial | Other Health | New | Food Preparation | Natural Gas | Broiler | Baseline Forecast | Winter Demand Savings (MW)
F4_Commercial_Other Health_New_Food Preparation_Natural Gas_Broiler_Baseline Forecast | F4 | Commercial | Other Health | New | Food Preparation | Natural Gas | Broiler | Baseline Forecast | Incremental Savings (MMtherm)
F1_Commercial_Other Health_New_Food Preparation_Natural Gas_Griddle_Baseline Forecast | F1 | Commercial | Other Health | New | Food Preparation | Natural Gas | Griddle | Baseline Forecast | Consumption Savings (MMtherm)
F2_Commercial_Other Health_New_Food Preparation_Natural Gas_Griddle_Baseline Forecast | F2 | Commercial | Other Health | New | Food Preparation | Natural Gas | Griddle | Baseline Forecast | Summer Demand Savings (MW)
F3_Commercial_Other Health_New_Food Preparation_Natural Gas_Griddle_Baseline Forecast | F3 | Commercial | Other Health | New | Food Preparation | Natural Gas | Griddle | Baseline Forecast | Winter Demand Savings (MW)
F4_Commercial_Other Health_New_Food Preparation_Natural Gas_Griddle_Baseline Forecast | F4 | Commercial | Other Health | New | Food Preparation | Natural Gas | Griddle | Baseline Forecast | Incremental Savings (MMtherm)
F1_Commercial_Other Health_New_Food Preparation_Natural Gas_Range_Baseline Forecast | F1 | Commercial | Other Health | New | Food Preparation | Natural Gas | Range | Baseline Forecast | Consumption Savings (MMtherm)
F2_Commercial_Other Health_New_Food Preparation_Natural Gas_Range_Baseline Forecast | F2 | Commercial | Other Health | New | Food Preparation | Natural Gas | Range | Baseline Forecast | Summer Demand Savings (MW)
F3_Commercial_Other Health_New_Food Preparation_Natural Gas_Range_Baseline Forecast | F3 | Commercial | Other Health | New | Food Preparation | Natural Gas | Range | Baseline Forecast | Winter Demand Savings (MW)
F4_Commercial_Other Health_New_Food Preparation_Natural Gas_Range_Baseline Forecast | F4 | Commercial | Other Health | New | Food Preparation | Natural Gas | Range | Baseline Forecast | Incremental Savings (MMtherm)
F1_Commercial_Other Health_New_Food Preparation_Natural Gas_Steamer_Baseline Forecast | F1 | Commercial | Other Health | New | Food Preparation | Natural Gas | Steamer | Baseline Forecast | Consumption Savings (MMtherm)
F2_Commercial_Other Health_New_Food Preparation_Natural Gas_Steamer_Baseline Forecast | F2 | Commercial | Other Health | New | Food Preparation | Natural Gas | Steamer | Baseline Forecast | Summer Demand Savings (MW)
F3_Commercial_Other Health_New_Food Preparation_Natural Gas_Steamer_Baseline Forecast | F3 | Commercial | Other Health | New | Food Preparation | Natural Gas | Steamer | Baseline Forecast | Winter Demand Savings (MW)
F4_Commercial_Other Health_New_Food Preparation_Natural Gas_Steamer_Baseline Forecast | F4 | Commercial | Other Health | New | Food Preparation | Natural Gas | Steamer | Baseline Forecast | Incremental Savings (MMtherm)
F1_Commercial_Other Health_New_Food Preparation_Natural Gas_Food Prep Other_Baseline Forecast | F1 | Commercial | Other Health | New | Food Preparation | Natural Gas | Food Prep Other | Baseline Forecast | Consumption Savings (MMtherm)
F2_Commercial_Other Health_New_Food Preparation_Natural Gas_Food Prep Other_Baseline Forecast | F2 | Commercial | Other Health | New | Food Preparation | Natural Gas | Food Prep Other | Baseline Forecast | Summer Demand Savings (MW)
F3_Commercial_Other Health_New_Food Preparation_Natural Gas_Food Prep Other_Baseline Forecast | F3 | Commercial | Other Health | New | Food Preparation | Natural Gas | Food Prep Other | Baseline Forecast | Winter Demand Savings (MW)
F4_Commercial_Other Health_New_Food Preparation_Natural Gas_Food Prep Other_Baseline Forecast | F4 | Commercial | Other Health | New | Food Preparation | Natural Gas | Food Prep Other | Baseline Forecast | Incremental Savings (MMtherm)
F1_Commercial_Other Health_New_Miscellaneous_Natural Gas_Pool Heater_Baseline Forecast | F1 | Commercial | Other Health | New | Miscellaneous | Natural Gas | Pool Heater | Baseline Forecast | Consumption Savings (MMtherm)
F2_Commercial_Other Health_New_Miscellaneous_Natural Gas_Pool Heater_Baseline Forecast | F2 | Commercial | Other Health | New | Miscellaneous | Natural Gas | Pool Heater | Baseline Forecast | Summer Demand Savings (MW)
F3_Commercial_Other Health_New_Miscellaneous_Natural Gas_Pool Heater_Baseline Forecast | F3 | Commercial | Other Health | New | Miscellaneous | Natural Gas | Pool Heater | Baseline Forecast | Winter Demand Savings (MW)
F4_Commercial_Other Health_New_Miscellaneous_Natural Gas_Pool Heater_Baseline Forecast | F4 | Commercial | Other Health | New | Miscellaneous | Natural Gas | Pool Heater | Baseline Forecast | Incremental Savings (MMtherm)
F1_Commercial_Other Health_New_Miscellaneous_Natural Gas_Miscellaneous_Baseline Forecast | F1 | Commercial | Other Health | New | Miscellaneous | Natural Gas | Miscellaneous | Baseline Forecast | Consumption Savings (MMtherm)
F2_Commercial_Other Health_New_Miscellaneous_Natural Gas_Miscellaneous_Baseline Forecast | F2 | Commercial | Other Health | New | Miscellaneous | Natural Gas | Miscellaneous | Baseline Forecast | Summer Demand Savings (MW)
F3_Commercial_Other Health_New_Miscellaneous_Natural Gas_Miscellaneous_Baseline Forecast | F3 | Commercial | Other Health | New | Miscellaneous | Natural Gas | Miscellaneous | Baseline Forecast | Winter Demand Savings (MW)
F4_Commercial_Other Health_New_Miscellaneous_Natural Gas_Miscellaneous_Baseline Forecast | F4 | Commercial | Other Health | New | Miscellaneous | Natural Gas | Miscellaneous | Baseline Forecast | Incremental Savings (MMtherm)
F1_Commercial_Lodging_Existing_Space Heating_Natural Gas_Furnace_Baseline Forecast | F1 | Commercial | Lodging | Existing | Space Heating | Natural Gas | Furnace | Baseline Forecast | Consumption Savings (MMtherm)
F2_Commercial_Lodging_Existing_Space Heating_Natural Gas_Furnace_Baseline Forecast | F2 | Commercial | Lodging | Existing | Space Heating | Natural Gas | Furnace | Baseline Forecast | Summer Demand Savings (MW)
F3_Commercial_Lodging_Existing_Space Heating_Natural Gas_Furnace_Baseline Forecast | F3 | Commercial | Lodging | Existing | Space Heating | Natural Gas | Furnace | Baseline Forecast | Winter Demand Savings (MW)
F4_Commercial_Lodging_Existing_Space Heating_Natural Gas_Furnace_Baseline Forecast | F4 | Commercial | Lodging | Existing | Space Heating | Natural Gas | Furnace | Baseline Forecast | Incremental Savings (MMtherm)
F1_Commercial_Lodging_Existing_Space Heating_Natural Gas_Boiler_Baseline Forecast | F1 | Commercial | Lodging | Existing | Space Heating | Natural Gas | Boiler | Baseline Forecast | Consumption Savings (MMtherm)
F2_Commercial_Lodging_Existing_Space Heating_Natural Gas_Boiler_Baseline Forecast | F2 | Commercial | Lodging | Existing | Space Heating | Natural Gas | Boiler | Baseline Forecast | Summer Demand Savings (MW)
F3_Commercial_Lodging_Existing_Space Heating_Natural Gas_Boiler_Baseline Forecast | F3 | Commercial | Lodging | Existing | Space Heating | Natural Gas | Boiler | Baseline Forecast | Winter Demand Savings (MW)
F4_Commercial_Lodging_Existing_Space Heating_Natural Gas_Boiler_Baseline Forecast | F4 | Commercial | Lodging | Existing | Space Heating | Natural Gas | Boiler | Baseline Forecast | Incremental Savings (MMtherm)
F1_Commercial_Lodging_Existing_Space Heating_Natural Gas_Unit Heater_Baseline Forecast | F1 | Commercial | Lodging | Existing | Space Heating | Natural Gas | Unit Heater | Baseline Forecast | Consumption Savings (MMtherm)
F2_Commercial_Lodging_Existing_Space Heating_Natural Gas_Unit Heater_Baseline Forecast | F2 | Commercial | Lodging | Existing | Space Heating | Natural Gas | Unit Heater | Baseline Forecast | Summer Demand Savings (MW)
F3_Commercial_Lodging_Existing_Space Heating_Natural Gas_Unit Heater_Baseline Forecast | F3 | Commercial | Lodging | Existing | Space Heating | Natural Gas | Unit Heater | Baseline Forecast | Winter Demand Savings (MW)
F4_Commercial_Lodging_Existing_Space Heating_Natural Gas_Unit Heater_Baseline Forecast | F4 | Commercial | Lodging | Existing | Space Heating | Natural Gas | Unit Heater | Baseline Forecast | Incremental Savings (MMtherm)
F1_Commercial_Lodging_Existing_Water Heating_Natural Gas_Water Heater_Baseline Forecast | F1 | Commercial | Lodging | Existing | Water Heating | Natural Gas | Water Heater | Baseline Forecast | Consumption Savings (MMtherm)
F2_Commercial_Lodging_Existing_Water Heating_Natural Gas_Water Heater_Baseline Forecast | F2 | Commercial | Lodging | Existing | Water Heating | Natural Gas | Water Heater | Baseline Forecast | Summer Demand Savings (MW)
F3_Commercial_Lodging_Existing_Water Heating_Natural Gas_Water Heater_Baseline Forecast | F3 | Commercial | Lodging | Existing | Water Heating | Natural Gas | Water Heater | Baseline Forecast | Winter Demand Savings (MW)
F4_Commercial_Lodging_Existing_Water Heating_Natural Gas_Water Heater_Baseline Forecast | F4 | Commercial | Lodging | Existing | Water Heating | Natural Gas | Water Heater | Baseline Forecast | Incremental Savings (MMtherm)
F1_Commercial_Lodging_Existing_Food Preparation_Natural Gas_Oven_Baseline Forecast | F1 | Commercial | Lodging | Existing | Food Preparation | Natural Gas | Oven | Baseline Forecast | Consumption Savings (MMtherm)
F2_Commercial_Lodging_Existing_Food Preparation_Natural Gas_Oven_Baseline Forecast | F2 | Commercial | Lodging | Existing | Food Preparation | Natural Gas | Oven | Baseline Forecast | Summer Demand Savings (MW)
F3_Commercial_Lodging_Existing_Food Preparation_Natural Gas_Oven_Baseline Forecast | F3 | Commercial | Lodging | Existing | Food Preparation | Natural Gas | Oven | Baseline Forecast | Winter Demand Savings (MW)
F4_Commercial_Lodging_Existing_Food Preparation_Natural Gas_Oven_Baseline Forecast | F4 | Commercial | Lodging | Existing | Food Preparation | Natural Gas | Oven | Baseline Forecast | Incremental Savings (MMtherm)
F1_Commercial_Lodging_Existing_Food Preparation_Natural Gas_Conveyor Oven_Baseline Forecast | F1 | Commercial | Lodging | Existing | Food Preparation | Natural Gas | Conveyor Oven | Baseline Forecast | Consumption Savings (MMtherm)
F2_Commercial_Lodging_Existing_Food Preparation_Natural Gas_Conveyor Oven_Baseline Forecast | F2 | Commercial | Lodging | Existing | Food Preparation | Natural Gas | Conveyor Oven | Baseline Forecast | Summer Demand Savings (MW)
F3_Commercial_Lodging_Existing_Food Preparation_Natural Gas_Conveyor Oven_Baseline Forecast | F3 | Commercial | Lodging | Existing | Food Preparation | Natural Gas | Conveyor Oven | Baseline Forecast | Winter Demand Savings (MW)
F4_Commercial_Lodging_Existing_Food Preparation_Natural Gas_Conveyor Oven_Baseline Forecast | F4 | Commercial | Lodging | Existing | Food Preparation | Natural Gas | Conveyor Oven | Baseline Forecast | Incremental Savings (MMtherm)
F1_Commercial_Lodging_Existing_Food Preparation_Natural Gas_Double Rack Oven_Baseline Forecast | F1 | Commercial | Lodging | Existing | Food Preparation | Natural Gas | Double Rack Oven | Baseline Forecast | Consumption Savings (MMtherm)
F2_Commercial_Lodging_Existing_Food Preparation_Natural Gas_Double Rack Oven_Baseline Forecast | F2 | Commercial | Lodging | Existing | Food Preparation | Natural Gas | Double Rack Oven | Baseline Forecast | Summer Demand Savings (MW)
F3_Commercial_Lodging_Existing_Food Preparation_Natural Gas_Double Rack Oven_Baseline Forecast | F3 | Commercial | Lodging | Existing | Food Preparation | Natural Gas | Double Rack Oven | Baseline Forecast | Winter Demand Savings (MW)
F4_Commercial_Lodging_Existing_Food Preparation_Natural Gas_Double Rack Oven_Baseline Forecast | F4 | Commercial | Lodging | Existing | Food Preparation | Natural Gas | Double Rack Oven | Baseline Forecast | Incremental Savings (MMtherm)
F1_Commercial_Lodging_Existing_Food Preparation_Natural Gas_Fryer_Baseline Forecast | F1 | Commercial | Lodging | Existing | Food Preparation | Natural Gas | Fryer | Baseline Forecast | Consumption Savings (MMtherm)
F2_Commercial_Lodging_Existing_Food Preparation_Natural Gas_Fryer_Baseline Forecast | F2 | Commercial | Lodging | Existing | Food Preparation | Natural Gas | Fryer | Baseline Forecast | Summer Demand Savings (MW)
F3_Commercial_Lodging_Existing_Food Preparation_Natural Gas_Fryer_Baseline Forecast | F3 | Commercial | Lodging | Existing | Food Preparation | Natural Gas | Fryer | Baseline Forecast | Winter Demand Savings (MW)
F4_Commercial_Lodging_Existing_Food Preparation_Natural Gas_Fryer_Baseline Forecast | F4 | Commercial | Lodging | Existing | Food Preparation | Natural Gas | Fryer | Baseline Forecast | Incremental Savings (MMtherm)
F1_Commercial_Lodging_Existing_Food Preparation_Natural Gas_Broiler_Baseline Forecast | F1 | Commercial | Lodging | Existing | Food Preparation | Natural Gas | Broiler | Baseline Forecast | Consumption Savings (MMtherm)
F2_Commercial_Lodging_Existing_Food Preparation_Natural Gas_Broiler_Baseline Forecast | F2 | Commercial | Lodging | Existing | Food Preparation | Natural Gas | Broiler | Baseline Forecast | Summer Demand Savings (MW)
F3_Commercial_Lodging_Existing_Food Preparation_Natural Gas_Broiler_Baseline Forecast | F3 | Commercial | Lodging | Existing | Food Preparation | Natural Gas | Broiler | Baseline Forecast | Winter Demand Savings (MW)
F4_Commercial_Lodging_Existing_Food Preparation_Natural Gas_Broiler_Baseline Forecast | F4 | Commercial | Lodging | Existing | Food Preparation | Natural Gas | Broiler | Baseline Forecast | Incremental Savings (MMtherm)
F1_Commercial_Lodging_Existing_Food Preparation_Natural Gas_Griddle_Baseline Forecast | F1 | Commercial | Lodging | Existing | Food Preparation | Natural Gas | Griddle | Baseline Forecast | Consumption Savings (MMtherm)
F2_Commercial_Lodging_Existing_Food Preparation_Natural Gas_Griddle_Baseline Forecast | F2 | Commercial | Lodging | Existing | Food Preparation | Natural Gas | Griddle | Baseline Forecast | Summer Demand Savings (MW)
F3_Commercial_Lodging_Existing_Food Preparation_Natural Gas_Griddle_Baseline Forecast | F3 | Commercial | Lodging | Existing | Food Preparation | Natural Gas | Griddle | Baseline Forecast | Winter Demand Savings (MW)
F4_Commercial_Lodging_Existing_Food Preparation_Natural Gas_Griddle_Baseline Forecast | F4 | Commercial | Lodging | Existing | Food Preparation | Natural Gas | Griddle | Baseline Forecast | Incremental Savings (MMtherm)
F1_Commercial_Lodging_Existing_Food Preparation_Natural Gas_Range_Baseline Forecast | F1 | Commercial | Lodging | Existing | Food Preparation | Natural Gas | Range | Baseline Forecast | Consumption Savings (MMtherm)
F2_Commercial_Lodging_Existing_Food Preparation_Natural Gas_Range_Baseline Forecast | F2 | Commercial | Lodging | Existing | Food Preparation | Natural Gas | Range | Baseline Forecast | Summer Demand Savings (MW)
F3_Commercial_Lodging_Existing_Food Preparation_Natural Gas_Range_Baseline Forecast | F3 | Commercial | Lodging | Existing | Food Preparation | Natural Gas | Range | Baseline Forecast | Winter Demand Savings (MW)
F4_Commercial_Lodging_Existing_Food Preparation_Natural Gas_Range_Baseline Forecast | F4 | Commercial | Lodging | Existing | Food Preparation | Natural Gas | Range | Baseline Forecast | Incremental Savings (MMtherm)
F1_Commercial_Lodging_Existing_Food Preparation_Natural Gas_Steamer_Baseline Forecast | F1 | Commercial | Lodging | Existing | Food Preparation | Natural Gas | Steamer | Baseline Forecast | Consumption Savings (MMtherm)
F2_Commercial_Lodging_Existing_Food Preparation_Natural Gas_Steamer_Baseline Forecast | F2 | Commercial | Lodging | Existing | Food Preparation | Natural Gas | Steamer | Baseline Forecast | Summer Demand Savings (MW)
F3_Commercial_Lodging_Existing_Food Preparation_Natural Gas_Steamer_Baseline Forecast | F3 | Commercial | Lodging | Existing | Food Preparation | Natural Gas | Steamer | Baseline Forecast | Winter Demand Savings (MW)
F4_Commercial_Lodging_Existing_Food Preparation_Natural Gas_Steamer_Baseline Forecast | F4 | Commercial | Lodging | Existing | Food Preparation | Natural Gas | Steamer | Baseline Forecast | Incremental Savings (MMtherm)
F1_Commercial_Lodging_Existing_Food Preparation_Natural Gas_Food Prep Other_Baseline Forecast | F1 | Commercial | Lodging | Existing | Food Preparation | Natural Gas | Food Prep Other | Baseline Forecast | Consumption Savings (MMtherm)
F2_Commercial_Lodging_Existing_Food Preparation_Natural Gas_Food Prep Other_Baseline Forecast | F2 | Commercial | Lodging | Existing | Food Preparation | Natural Gas | Food Prep Other | Baseline Forecast | Summer Demand Savings (MW)
F3_Commercial_Lodging_Existing_Food Preparation_Natural Gas_Food Prep Other_Baseline Forecast | F3 | Commercial | Lodging | Existing | Food Preparation | Natural Gas | Food Prep Other | Baseline Forecast | Winter Demand Savings (MW)
F4_Commercial_Lodging_Existing_Food Preparation_Natural Gas_Food Prep Other_Baseline Forecast | F4 | Commercial | Lodging | Existing | Food Preparation | Natural Gas | Food Prep Other | Baseline Forecast | Incremental Savings (MMtherm)
F1_Commercial_Lodging_Existing_Miscellaneous_Natural Gas_Pool Heater_Baseline Forecast | F1 | Commercial | Lodging | Existing | Miscellaneous | Natural Gas | Pool Heater | Baseline Forecast | Consumption Savings (MMtherm)
F2_Commercial_Lodging_Existing_Miscellaneous_Natural Gas_Pool Heater_Baseline Forecast | F2 | Commercial | Lodging | Existing | Miscellaneous | Natural Gas | Pool Heater | Baseline Forecast | Summer Demand Savings (MW)
F3_Commercial_Lodging_Existing_Miscellaneous_Natural Gas_Pool Heater_Baseline Forecast | F3 | Commercial | Lodging | Existing | Miscellaneous | Natural Gas | Pool Heater | Baseline Forecast | Winter Demand Savings (MW)
F4_Commercial_Lodging_Existing_Miscellaneous_Natural Gas_Pool Heater_Baseline Forecast | F4 | Commercial | Lodging | Existing | Miscellaneous | Natural Gas | Pool Heater | Baseline Forecast | Incremental Savings (MMtherm)
F1_Commercial_Lodging_Existing_Miscellaneous_Natural Gas_Miscellaneous_Baseline Forecast | F1 | Commercial | Lodging | Existing | Miscellaneous | Natural Gas | Miscellaneous | Baseline Forecast | Consumption Savings (MMtherm)
F2_Commercial_Lodging_Existing_Miscellaneous_Natural Gas_Miscellaneous_Baseline Forecast | F2 | Commercial | Lodging | Existing | Miscellaneous | Natural Gas | Miscellaneous | Baseline Forecast | Summer Demand Savings (MW)
F3_Commercial_Lodging_Existing_Miscellaneous_Natural Gas_Miscellaneous_Baseline Forecast | F3 | Commercial | Lodging | Existing | Miscellaneous | Natural Gas | Miscellaneous | Baseline Forecast | Winter Demand Savings (MW)
F4_Commercial_Lodging_Existing_Miscellaneous_Natural Gas_Miscellaneous_Baseline Forecast | F4 | Commercial | Lodging | Existing | Miscellaneous | Natural Gas | Miscellaneous | Baseline Forecast | Incremental Savings (MMtherm)
F1_Commercial_Lodging_New_Space Heating_Natural Gas_Furnace_Baseline Forecast | F1 | Commercial | Lodging | New | Space Heating | Natural Gas | Furnace | Baseline Forecast | Consumption Savings (MMtherm)
F2_Commercial_Lodging_New_Space Heating_Natural Gas_Furnace_Baseline Forecast | F2 | Commercial | Lodging | New | Space Heating | Natural Gas | Furnace | Baseline Forecast | Summer Demand Savings (MW)
F3_Commercial_Lodging_New_Space Heating_Natural Gas_Furnace_Baseline Forecast | F3 | Commercial | Lodging | New | Space Heating | Natural Gas | Furnace | Baseline Forecast | Winter Demand Savings (MW)
F4_Commercial_Lodging_New_Space Heating_Natural Gas_Furnace_Baseline Forecast | F4 | Commercial | Lodging | New | Space Heating | Natural Gas | Furnace | Baseline Forecast | Incremental Savings (MMtherm)
F1_Commercial_Lodging_New_Space Heating_Natural Gas_Boiler_Baseline Forecast | F1 | Commercial | Lodging | New | Space Heating | Natural Gas | Boiler | Baseline Forecast | Consumption Savings (MMtherm)
F2_Commercial_Lodging_New_Space Heating_Natural Gas_Boiler_Baseline Forecast | F2 | Commercial | Lodging | New | Space Heating | Natural Gas | Boiler | Baseline Forecast | Summer Demand Savings (MW)
F3_Commercial_Lodging_New_Space Heating_Natural Gas_Boiler_Baseline Forecast | F3 | Commercial | Lodging | New | Space Heating | Natural Gas | Boiler | Baseline Forecast | Winter Demand Savings (MW)
F4_Commercial_Lodging_New_Space Heating_Natural Gas_Boiler_Baseline Forecast | F4 | Commercial | Lodging | New | Space Heating | Natural Gas | Boiler | Baseline Forecast | Incremental Savings (MMtherm)
F1_Commercial_Lodging_New_Space Heating_Natural Gas_Unit Heater_Baseline Forecast | F1 | Commercial | Lodging | New | Space Heating | Natural Gas | Unit Heater | Baseline Forecast | Consumption Savings (MMtherm)
F2_Commercial_Lodging_New_Space Heating_Natural Gas_Unit Heater_Baseline Forecast | F2 | Commercial | Lodging | New | Space Heating | Natural Gas | Unit Heater | Baseline Forecast | Summer Demand Savings (MW)
F3_Commercial_Lodging_New_Space Heating_Natural Gas_Unit Heater_Baseline Forecast | F3 | Commercial | Lodging | New | Space Heating | Natural Gas | Unit Heater | Baseline Forecast | Winter Demand Savings (MW)
F4_Commercial_Lodging_New_Space Heating_Natural Gas_Unit Heater_Baseline Forecast | F4 | Commercial | Lodging | New | Space Heating | Natural Gas | Unit Heater | Baseline Forecast | Incremental Savings (MMtherm)
F1_Commercial_Lodging_New_Water Heating_Natural Gas_Water Heater_Baseline Forecast | F1 | Commercial | Lodging | New | Water Heating | Natural Gas | Water Heater | Baseline Forecast | Consumption Savings (MMtherm)
F2_Commercial_Lodging_New_Water Heating_Natural Gas_Water Heater_Baseline Forecast | F2 | Commercial | Lodging | New | Water Heating | Natural Gas | Water Heater | Baseline Forecast | Summer Demand Savings (MW)
F3_Commercial_Lodging_New_Water Heating_Natural Gas_Water Heater_Baseline Forecast | F3 | Commercial | Lodging | New | Water Heating | Natural Gas | Water Heater | Baseline Forecast | Winter Demand Savings (MW)
F4_Commercial_Lodging_New_Water Heating_Natural Gas_Water Heater_Baseline Forecast | F4 | Commercial | Lodging | New | Water Heating | Natural Gas | Water Heater | Baseline Forecast | Incremental Savings (MMtherm)
F1_Commercial_Lodging_New_Food Preparation_Natural Gas_Oven_Baseline Forecast | F1 | Commercial | Lodging | New | Food Preparation | Natural Gas | Oven | Baseline Forecast | Consumption Savings (MMtherm)
F2_Commercial_Lodging_New_Food Preparation_Natural Gas_Oven_Baseline Forecast | F2 | Commercial | Lodging | New | Food Preparation | Natural Gas | Oven | Baseline Forecast | Summer Demand Savings (MW)
F3_Commercial_Lodging_New_Food Preparation_Natural Gas_Oven_Baseline Forecast | F3 | Commercial | Lodging | New | Food Preparation | Natural Gas | Oven | Baseline Forecast | Winter Demand Savings (MW)
F4_Commercial_Lodging_New_Food Preparation_Natural Gas_Oven_Baseline Forecast | F4 | Commercial | Lodging | New | Food Preparation | Natural Gas | Oven | Baseline Forecast | Incremental Savings (MMtherm)
F1_Commercial_Lodging_New_Food Preparation_Natural Gas_Conveyor Oven_Baseline Forecast | F1 | Commercial | Lodging | New | Food Preparation | Natural Gas | Conveyor Oven | Baseline Forecast | Consumption Savings (MMtherm)
F2_Commercial_Lodging_New_Food Preparation_Natural Gas_Conveyor Oven_Baseline Forecast | F2 | Commercial | Lodging | New | Food Preparation | Natural Gas | Conveyor Oven | Baseline Forecast | Summer Demand Savings (MW)
F3_Commercial_Lodging_New_Food Preparation_Natural Gas_Conveyor Oven_Baseline Forecast | F3 | Commercial | Lodging | New | Food Preparation | Natural Gas | Conveyor Oven | Baseline Forecast | Winter Demand Savings (MW)
F4_Commercial_Lodging_New_Food Preparation_Natural Gas_Conveyor Oven_Baseline Forecast | F4 | Commercial | Lodging | New | Food Preparation | Natural Gas | Conveyor Oven | Baseline Forecast | Incremental Savings (MMtherm)
F1_Commercial_Lodging_New_Food Preparation_Natural Gas_Double Rack Oven_Baseline Forecast | F1 | Commercial | Lodging | New | Food Preparation | Natural Gas | Double Rack Oven | Baseline Forecast | Consumption Savings (MMtherm)
F2_Commercial_Lodging_New_Food Preparation_Natural Gas_Double Rack Oven_Baseline Forecast | F2 | Commercial | Lodging | New | Food Preparation | Natural Gas | Double Rack Oven | Baseline Forecast | Summer Demand Savings (MW)
F3_Commercial_Lodging_New_Food Preparation_Natural Gas_Double Rack Oven_Baseline Forecast | F3 | Commercial | Lodging | New | Food Preparation | Natural Gas | Double Rack Oven | Baseline Forecast | Winter Demand Savings (MW)
F4_Commercial_Lodging_New_Food Preparation_Natural Gas_Double Rack Oven_Baseline Forecast | F4 | Commercial | Lodging | New | Food Preparation | Natural Gas | Double Rack Oven | Baseline Forecast | Incremental Savings (MMtherm)
F1_Commercial_Lodging_New_Food Preparation_Natural Gas_Fryer_Baseline Forecast | F1 | Commercial | Lodging | New | Food Preparation | Natural Gas | Fryer | Baseline Forecast | Consumption Savings (MMtherm)
F2_Commercial_Lodging_New_Food Preparation_Natural Gas_Fryer_Baseline Forecast | F2 | Commercial | Lodging | New | Food Preparation | Natural Gas | Fryer | Baseline Forecast | Summer Demand Savings (MW)
F3_Commercial_Lodging_New_Food Preparation_Natural Gas_Fryer_Baseline Forecast | F3 | Commercial | Lodging | New | Food Preparation | Natural Gas | Fryer | Baseline Forecast | Winter Demand Savings (MW)
F4_Commercial_Lodging_New_Food Preparation_Natural Gas_Fryer_Baseline Forecast | F4 | Commercial | Lodging | New | Food Preparation | Natural Gas | Fryer | Baseline Forecast | Incremental Savings (MMtherm)
F1_Commercial_Lodging_New_Food Preparation_Natural Gas_Broiler_Baseline Forecast | F1 | Commercial | Lodging | New | Food Preparation | Natural Gas | Broiler | Baseline Forecast | Consumption Savings (MMtherm)
F2_Commercial_Lodging_New_Food Preparation_Natural Gas_Broiler_Baseline Forecast | F2 | Commercial | Lodging | New | Food Preparation | Natural Gas | Broiler | Baseline Forecast | Summer Demand Savings (MW)
F3_Commercial_Lodging_New_Food Preparation_Natural Gas_Broiler_Baseline Forecast | F3 | Commercial | Lodging | New | Food Preparation | Natural Gas | Broiler | Baseline Forecast | Winter Demand Savings (MW)
F4_Commercial_Lodging_New_Food Preparation_Natural Gas_Broiler_Baseline Forecast | F4 | Commercial | Lodging | New | Food Preparation | Natural Gas | Broiler | Baseline Forecast | Incremental Savings (MMtherm)
F1_Commercial_Lodging_New_Food Preparation_Natural Gas_Griddle_Baseline Forecast | F1 | Commercial | Lodging | New | Food Preparation | Natural Gas | Griddle | Baseline Forecast | Consumption Savings (MMtherm)
F2_Commercial_Lodging_New_Food Preparation_Natural Gas_Griddle_Baseline Forecast | F2 | Commercial | Lodging | New | Food Preparation | Natural Gas | Griddle | Baseline Forecast | Summer Demand Savings (MW)
F3_Commercial_Lodging_New_Food Preparation_Natural Gas_Griddle_Baseline Forecast | F3 | Commercial | Lodging | New | Food Preparation | Natural Gas | Griddle | Baseline Forecast | Winter Demand Savings (MW)
F4_Commercial_Lodging_New_Food Preparation_Natural Gas_Griddle_Baseline Forecast | F4 | Commercial | Lodging | New | Food Preparation | Natural Gas | Griddle | Baseline Forecast | Incremental Savings (MMtherm)
F1_Commercial_Lodging_New_Food Preparation_Natural Gas_Range_Baseline Forecast | F1 | Commercial | Lodging | New | Food Preparation | Natural Gas | Range | Baseline Forecast | Consumption Savings (MMtherm)
F2_Commercial_Lodging_New_Food Preparation_Natural Gas_Range_Baseline Forecast | F2 | Commercial | Lodging | New | Food Preparation | Natural Gas | Range | Baseline Forecast | Summer Demand Savings (MW)
F3_Commercial_Lodging_New_Food Preparation_Natural Gas_Range_Baseline Forecast | F3 | Commercial | Lodging | New | Food Preparation | Natural Gas | Range | Baseline Forecast | Winter Demand Savings (MW)
F4_Commercial_Lodging_New_Food Preparation_Natural Gas_Range_Baseline Forecast | F4 | Commercial | Lodging | New | Food Preparation | Natural Gas | Range | Baseline Forecast | Incremental Savings (MMtherm)
F1_Commercial_Lodging_New_Food Preparation_Natural Gas_Steamer_Baseline Forecast | F1 | Commercial | Lodging | New | Food Preparation | Natural Gas | Steamer | Baseline Forecast | Consumption Savings (MMtherm)
F2_Commercial_Lodging_New_Food Preparation_Natural Gas_Steamer_Baseline Forecast | F2 | Commercial | Lodging | New | Food Preparation | Natural Gas | Steamer | Baseline Forecast | Summer Demand Savings (MW)
F3_Commercial_Lodging_New_Food Preparation_Natural Gas_Steamer_Baseline Forecast | F3 | Commercial | Lodging | New | Food Preparation | Natural Gas | Steamer | Baseline Forecast | Winter Demand Savings (MW)
F4_Commercial_Lodging_New_Food Preparation_Natural Gas_Steamer_Baseline Forecast | F4 | Commercial | Lodging | New | Food Preparation | Natural Gas | Steamer | Baseline Forecast | Incremental Savings (MMtherm)
F1_Commercial_Lodging_New_Food Preparation_Natural Gas_Food Prep Other_Baseline Forecast | F1 | Commercial | Lodging | New | Food Preparation | Natural Gas | Food Prep Other | Baseline Forecast | Consumption Savings (MMtherm)
F2_Commercial_Lodging_New_Food Preparation_Natural Gas_Food Prep Other_Baseline Forecast | F2 | Commercial | Lodging | New | Food Preparation | Natural Gas | Food Prep Other | Baseline Forecast | Summer Demand Savings (MW)
F3_Commercial_Lodging_New_Food Preparation_Natural Gas_Food Prep Other_Baseline Forecast | F3 | Commercial | Lodging | New | Food Preparation | Natural Gas | Food Prep Other | Baseline Forecast | Winter Demand Savings (MW)
F4_Commercial_Lodging_New_Food Preparation_Natural Gas_Food Prep Other_Baseline Forecast | F4 | Commercial | Lodging | New | Food Preparation | Natural Gas | Food Prep Other | Baseline Forecast | Incremental Savings (MMtherm)
F1_Commercial_Lodging_New_Miscellaneous_Natural Gas_Pool Heater_Baseline Forecast | F1 | Commercial | Lodging | New | Miscellaneous | Natural Gas | Pool Heater | Baseline Forecast | Consumption Savings (MMtherm)
F2_Commercial_Lodging_New_Miscellaneous_Natural Gas_Pool Heater_Baseline Forecast | F2 | Commercial | Lodging | New | Miscellaneous | Natural Gas | Pool Heater | Baseline Forecast | Summer Demand Savings (MW)
F3_Commercial_Lodging_New_Miscellaneous_Natural Gas_Pool Heater_Baseline Forecast | F3 | Commercial | Lodging | New | Miscellaneous | Natural Gas | Pool Heater | Baseline Forecast | Winter Demand Savings (MW)
F4_Commercial_Lodging_New_Miscellaneous_Natural Gas_Pool Heater_Baseline Forecast | F4 | Commercial | Lodging | New | Miscellaneous | Natural Gas | Pool Heater | Baseline Forecast | Incremental Savings (MMtherm)
F1_Commercial_Lodging_New_Miscellaneous_Natural Gas_Miscellaneous_Baseline Forecast | F1 | Commercial | Lodging | New | Miscellaneous | Natural Gas | Miscellaneous | Baseline Forecast | Consumption Savings (MMtherm)
F2_Commercial_Lodging_New_Miscellaneous_Natural Gas_Miscellaneous_Baseline Forecast | F2 | Commercial | Lodging | New | Miscellaneous | Natural Gas | Miscellaneous | Baseline Forecast | Summer Demand Savings (MW)
F3_Commercial_Lodging_New_Miscellaneous_Natural Gas_Miscellaneous_Baseline Forecast | F3 | Commercial | Lodging | New | Miscellaneous | Natural Gas | Miscellaneous | Baseline Forecast | Winter Demand Savings (MW)
F4_Commercial_Lodging_New_Miscellaneous_Natural Gas_Miscellaneous_Baseline Forecast | F4 | Commercial | Lodging | New | Miscellaneous | Natural Gas | Miscellaneous | Baseline Forecast | Incremental Savings (MMtherm)
F1_Commercial_Warehouse_Existing_Space Heating_Natural Gas_Furnace_Baseline Forecast | F1 | Commercial | Warehouse | Existing | Space Heating | Natural Gas | Furnace | Baseline Forecast | Consumption Savings (MMtherm)
F2_Commercial_Warehouse_Existing_Space Heating_Natural Gas_Furnace_Baseline Forecast | F2 | Commercial | Warehouse | Existing | Space Heating | Natural Gas | Furnace | Baseline Forecast | Summer Demand Savings (MW)
F3_Commercial_Warehouse_Existing_Space Heating_Natural Gas_Furnace_Baseline Forecast | F3 | Commercial | Warehouse | Existing | Space Heating | Natural Gas | Furnace | Baseline Forecast | Winter Demand Savings (MW)
F4_Commercial_Warehouse_Existing_Space Heating_Natural Gas_Furnace_Baseline Forecast | F4 | Commercial | Warehouse | Existing | Space Heating | Natural Gas | Furnace | Baseline Forecast | Incremental Savings (MMtherm)
F1_Commercial_Warehouse_Existing_Space Heating_Natural Gas_Boiler_Baseline Forecast | F1 | Commercial | Warehouse | Existing | Space Heating | Natural Gas | Boiler | Baseline Forecast | Consumption Savings (MMtherm)
F2_Commercial_Warehouse_Existing_Space Heating_Natural Gas_Boiler_Baseline Forecast | F2 | Commercial | Warehouse | Existing | Space Heating | Natural Gas | Boiler | Baseline Forecast | Summer Demand Savings (MW)
F3_Commercial_Warehouse_Existing_Space Heating_Natural Gas_Boiler_Baseline Forecast | F3 | Commercial | Warehouse | Existing | Space Heating | Natural Gas | Boiler | Baseline Forecast | Winter Demand Savings (MW)
F4_Commercial_Warehouse_Existing_Space Heating_Natural Gas_Boiler_Baseline Forecast | F4 | Commercial | Warehouse | Existing | Space Heating | Natural Gas | Boiler | Baseline Forecast | Incremental Savings (MMtherm)
F1_Commercial_Warehouse_Existing_Space Heating_Natural Gas_Unit Heater_Baseline Forecast | F1 | Commercial | Warehouse | Existing | Space Heating | Natural Gas | Unit Heater | Baseline Forecast | Consumption Savings (MMtherm)
F2_Commercial_Warehouse_Existing_Space Heating_Natural Gas_Unit Heater_Baseline Forecast | F2 | Commercial | Warehouse | Existing | Space Heating | Natural Gas | Unit Heater | Baseline Forecast | Summer Demand Savings (MW)
F3_Commercial_Warehouse_Existing_Space Heating_Natural Gas_Unit Heater_Baseline Forecast | F3 | Commercial | Warehouse | Existing | Space Heating | Natural Gas | Unit Heater | Baseline Forecast | Winter Demand Savings (MW)
F4_Commercial_Warehouse_Existing_Space Heating_Natural Gas_Unit Heater_Baseline Forecast | F4 | Commercial | Warehouse | Existing | Space Heating | Natural Gas | Unit Heater | Baseline Forecast | Incremental Savings (MMtherm)
F1_Commercial_Warehouse_Existing_Water Heating_Natural Gas_Water Heater_Baseline Forecast | F1 | Commercial | Warehouse | Existing | Water Heating | Natural Gas | Water Heater | Baseline Forecast | Consumption Savings (MMtherm)
F2_Commercial_Warehouse_Existing_Water Heating_Natural Gas_Water Heater_Baseline Forecast | F2 | Commercial | Warehouse | Existing | Water Heating | Natural Gas | Water Heater | Baseline Forecast | Summer Demand Savings (MW)
F3_Commercial_Warehouse_Existing_Water Heating_Natural Gas_Water Heater_Baseline Forecast | F3 | Commercial | Warehouse | Existing | Water Heating | Natural Gas | Water Heater | Baseline Forecast | Winter Demand Savings (MW)
F4_Commercial_Warehouse_Existing_Water Heating_Natural Gas_Water Heater_Baseline Forecast | F4 | Commercial | Warehouse | Existing | Water Heating | Natural Gas | Water Heater | Baseline Forecast | Incremental Savings (MMtherm)
F1_Commercial_Warehouse_Existing_Food Preparation_Natural Gas_Oven_Baseline Forecast | F1 | Commercial | Warehouse | Existing | Food Preparation | Natural Gas | Oven | Baseline Forecast | Consumption Savings (MMtherm)
F2_Commercial_Warehouse_Existing_Food Preparation_Natural Gas_Oven_Baseline Forecast | F2 | Commercial | Warehouse | Existing | Food Preparation | Natural Gas | Oven | Baseline Forecast | Summer Demand Savings (MW)
F3_Commercial_Warehouse_Existing_Food Preparation_Natural Gas_Oven_Baseline Forecast | F3 | Commercial | Warehouse | Existing | Food Preparation | Natural Gas | Oven | Baseline Forecast | Winter Demand Savings (MW)
F4_Commercial_Warehouse_Existing_Food Preparation_Natural Gas_Oven_Baseline Forecast | F4 | Commercial | Warehouse | Existing | Food Preparation | Natural Gas | Oven | Baseline Forecast | Incremental Savings (MMtherm)
F1_Commercial_Warehouse_Existing_Food Preparation_Natural Gas_Conveyor Oven_Baseline Forecast | F1 | Commercial | Warehouse | Existing | Food Preparation | Natural Gas | Conveyor Oven | Baseline Forecast | Consumption Savings (MMtherm)
F2_Commercial_Warehouse_Existing_Food Preparation_Natural Gas_Conveyor Oven_Baseline Forecast | F2 | Commercial | Warehouse | Existing | Food Preparation | Natural Gas | Conveyor Oven | Baseline Forecast | Summer Demand Savings (MW)
F3_Commercial_Warehouse_Existing_Food Preparation_Natural Gas_Conveyor Oven_Baseline Forecast | F3 | Commercial | Warehouse | Existing | Food Preparation | Natural Gas | Conveyor Oven | Baseline Forecast | Winter Demand Savings (MW)
F4_Commercial_Warehouse_Existing_Food Preparation_Natural Gas_Conveyor Oven_Baseline Forecast | F4 | Commercial | Warehouse | Existing | Food Preparation | Natural Gas | Conveyor Oven | Baseline Forecast | Incremental Savings (MMtherm)
F1_Commercial_Warehouse_Existing_Food Preparation_Natural Gas_Double Rack Oven_Baseline Forecast | F1 | Commercial | Warehouse | Existing | Food Preparation | Natural Gas | Double Rack Oven | Baseline Forecast | Consumption Savings (MMtherm)
F2_Commercial_Warehouse_Existing_Food Preparation_Natural Gas_Double Rack Oven_Baseline Forecast | F2 | Commercial | Warehouse | Existing | Food Preparation | Natural Gas | Double Rack Oven | Baseline Forecast | Summer Demand Savings (MW)
F3_Commercial_Warehouse_Existing_Food Preparation_Natural Gas_Double Rack Oven_Baseline Forecast | F3 | Commercial | Warehouse | Existing | Food Preparation | Natural Gas | Double Rack Oven | Baseline Forecast | Winter Demand Savings (MW)
F4_Commercial_Warehouse_Existing_Food Preparation_Natural Gas_Double Rack Oven_Baseline Forecast | F4 | Commercial | Warehouse | Existing | Food Preparation | Natural Gas | Double Rack Oven | Baseline Forecast | Incremental Savings (MMtherm)
F1_Commercial_Warehouse_Existing_Food Preparation_Natural Gas_Fryer_Baseline Forecast | F1 | Commercial | Warehouse | Existing | Food Preparation | Natural Gas | Fryer | Baseline Forecast | Consumption Savings (MMtherm)
F2_Commercial_Warehouse_Existing_Food Preparation_Natural Gas_Fryer_Baseline Forecast | F2 | Commercial | Warehouse | Existing | Food Preparation | Natural Gas | Fryer | Baseline Forecast | Summer Demand Savings (MW)
F3_Commercial_Warehouse_Existing_Food Preparation_Natural Gas_Fryer_Baseline Forecast | F3 | Commercial | Warehouse | Existing | Food Preparation | Natural Gas | Fryer | Baseline Forecast | Winter Demand Savings (MW)
F4_Commercial_Warehouse_Existing_Food Preparation_Natural Gas_Fryer_Baseline Forecast | F4 | Commercial | Warehouse | Existing | Food Preparation | Natural Gas | Fryer | Baseline Forecast | Incremental Savings (MMtherm)
F1_Commercial_Warehouse_Existing_Food Preparation_Natural Gas_Broiler_Baseline Forecast | F1 | Commercial | Warehouse | Existing | Food Preparation | Natural Gas | Broiler | Baseline Forecast | Consumption Savings (MMtherm)
F2_Commercial_Warehouse_Existing_Food Preparation_Natural Gas_Broiler_Baseline Forecast | F2 | Commercial | Warehouse | Existing | Food Preparation | Natural Gas | Broiler | Baseline Forecast | Summer Demand Savings (MW)
F3_Commercial_Warehouse_Existing_Food Preparation_Natural Gas_Broiler_Baseline Forecast | F3 | Commercial | Warehouse | Existing | Food Preparation | Natural Gas | Broiler | Baseline Forecast | Winter Demand Savings (MW)
F4_Commercial_Warehouse_Existing_Food Preparation_Natural Gas_Broiler_Baseline Forecast | F4 | Commercial | Warehouse | Existing | Food Preparation | Natural Gas | Broiler | Baseline Forecast | Incremental Savings (MMtherm)
F1_Commercial_Warehouse_Existing_Food Preparation_Natural Gas_Griddle_Baseline Forecast | F1 | Commercial | Warehouse | Existing | Food Preparation | Natural Gas | Griddle | Baseline Forecast | Consumption Savings (MMtherm)
F2_Commercial_Warehouse_Existing_Food Preparation_Natural Gas_Griddle_Baseline Forecast | F2 | Commercial | Warehouse | Existing | Food Preparation | Natural Gas | Griddle | Baseline Forecast | Summer Demand Savings (MW)
F3_Commercial_Warehouse_Existing_Food Preparation_Natural Gas_Griddle_Baseline Forecast | F3 | Commercial | Warehouse | Existing | Food Preparation | Natural Gas | Griddle | Baseline Forecast | Winter Demand Savings (MW)
F4_Commercial_Warehouse_Existing_Food Preparation_Natural Gas_Griddle_Baseline Forecast | F4 | Commercial | Warehouse | Existing | Food Preparation | Natural Gas | Griddle | Baseline Forecast | Incremental Savings (MMtherm)
F1_Commercial_Warehouse_Existing_Food Preparation_Natural Gas_Range_Baseline Forecast | F1 | Commercial | Warehouse | Existing | Food Preparation | Natural Gas | Range | Baseline Forecast | Consumption Savings (MMtherm)
F2_Commercial_Warehouse_Existing_Food Preparation_Natural Gas_Range_Baseline Forecast | F2 | Commercial | Warehouse | Existing | Food Preparation | Natural Gas | Range | Baseline Forecast | Summer Demand Savings (MW)
F3_Commercial_Warehouse_Existing_Food Preparation_Natural Gas_Range_Baseline Forecast | F3 | Commercial | Warehouse | Existing | Food Preparation | Natural Gas | Range | Baseline Forecast | Winter Demand Savings (MW)
F4_Commercial_Warehouse_Existing_Food Preparation_Natural Gas_Range_Baseline Forecast | F4 | Commercial | Warehouse | Existing | Food Preparation | Natural Gas | Range | Baseline Forecast | Incremental Savings (MMtherm)
F1_Commercial_Warehouse_Existing_Food Preparation_Natural Gas_Steamer_Baseline Forecast | F1 | Commercial | Warehouse | Existing | Food Preparation | Natural Gas | Steamer | Baseline Forecast | Consumption Savings (MMtherm)
F2_Commercial_Warehouse_Existing_Food Preparation_Natural Gas_Steamer_Baseline Forecast | F2 | Commercial | Warehouse | Existing | Food Preparation | Natural Gas | Steamer | Baseline Forecast | Summer Demand Savings (MW)
F3_Commercial_Warehouse_Existing_Food Preparation_Natural Gas_Steamer_Baseline Forecast | F3 | Commercial | Warehouse | Existing | Food Preparation | Natural Gas | Steamer | Baseline Forecast | Winter Demand Savings (MW)
F4_Commercial_Warehouse_Existing_Food Preparation_Natural Gas_Steamer_Baseline Forecast | F4 | Commercial | Warehouse | Existing | Food Preparation | Natural Gas | Steamer | Baseline Forecast | Incremental Savings (MMtherm)
F1_Commercial_Warehouse_Existing_Food Preparation_Natural Gas_Food Prep Other_Baseline Forecast | F1 | Commercial | Warehouse | Existing | Food Preparation | Natural Gas | Food Prep Other | Baseline Forecast | Consumption Savings (MMtherm)
F2_Commercial_Warehouse_Existing_Food Preparation_Natural Gas_Food Prep Other_Baseline Forecast | F2 | Commercial | Warehouse | Existing | Food Preparation | Natural Gas | Food Prep Other | Baseline Forecast | Summer Demand Savings (MW)
F3_Commercial_Warehouse_Existing_Food Preparation_Natural Gas_Food Prep Other_Baseline Forecast | F3 | Commercial | Warehouse | Existing | Food Preparation | Natural Gas | Food Prep Other | Baseline Forecast | Winter Demand Savings (MW)
F4_Commercial_Warehouse_Existing_Food Preparation_Natural Gas_Food Prep Other_Baseline Forecast | F4 | Commercial | Warehouse | Existing | Food Preparation | Natural Gas | Food Prep Other | Baseline Forecast | Incremental Savings (MMtherm)
F1_Commercial_Warehouse_Existing_Miscellaneous_Natural Gas_Pool Heater_Baseline Forecast | F1 | Commercial | Warehouse | Existing | Miscellaneous | Natural Gas | Pool Heater | Baseline Forecast | Consumption Savings (MMtherm)
F2_Commercial_Warehouse_Existing_Miscellaneous_Natural Gas_Pool Heater_Baseline Forecast | F2 | Commercial | Warehouse | Existing | Miscellaneous | Natural Gas | Pool Heater | Baseline Forecast | Summer Demand Savings (MW)
F3_Commercial_Warehouse_Existing_Miscellaneous_Natural Gas_Pool Heater_Baseline Forecast | F3 | Commercial | Warehouse | Existing | Miscellaneous | Natural Gas | Pool Heater | Baseline Forecast | Winter Demand Savings (MW)
F4_Commercial_Warehouse_Existing_Miscellaneous_Natural Gas_Pool Heater_Baseline Forecast | F4 | Commercial | Warehouse | Existing | Miscellaneous | Natural Gas | Pool Heater | Baseline Forecast | Incremental Savings (MMtherm)
F1_Commercial_Warehouse_Existing_Miscellaneous_Natural Gas_Miscellaneous_Baseline Forecast | F1 | Commercial | Warehouse | Existing | Miscellaneous | Natural Gas | Miscellaneous | Baseline Forecast | Consumption Savings (MMtherm)
F2_Commercial_Warehouse_Existing_Miscellaneous_Natural Gas_Miscellaneous_Baseline Forecast | F2 | Commercial | Warehouse | Existing | Miscellaneous | Natural Gas | Miscellaneous | Baseline Forecast | Summer Demand Savings (MW)
F3_Commercial_Warehouse_Existing_Miscellaneous_Natural Gas_Miscellaneous_Baseline Forecast | F3 | Commercial | Warehouse | Existing | Miscellaneous | Natural Gas | Miscellaneous | Baseline Forecast | Winter Demand Savings (MW)
F4_Commercial_Warehouse_Existing_Miscellaneous_Natural Gas_Miscellaneous_Baseline Forecast | F4 | Commercial | Warehouse | Existing | Miscellaneous | Natural Gas | Miscellaneous | Baseline Forecast | Incremental Savings (MMtherm)
F1_Commercial_Warehouse_New_Space Heating_Natural Gas_Furnace_Baseline Forecast | F1 | Commercial | Warehouse | New | Space Heating | Natural Gas | Furnace | Baseline Forecast | Consumption Savings (MMtherm)
F2_Commercial_Warehouse_New_Space Heating_Natural Gas_Furnace_Baseline Forecast | F2 | Commercial | Warehouse | New | Space Heating | Natural Gas | Furnace | Baseline Forecast | Summer Demand Savings (MW)
F3_Commercial_Warehouse_New_Space Heating_Natural Gas_Furnace_Baseline Forecast | F3 | Commercial | Warehouse | New | Space Heating | Natural Gas | Furnace | Baseline Forecast | Winter Demand Savings (MW)
F4_Commercial_Warehouse_New_Space Heating_Natural Gas_Furnace_Baseline Forecast | F4 | Commercial | Warehouse | New | Space Heating | Natural Gas | Furnace | Baseline Forecast | Incremental Savings (MMtherm)
F1_Commercial_Warehouse_New_Space Heating_Natural Gas_Boiler_Baseline Forecast | F1 | Commercial | Warehouse | New | Space Heating | Natural Gas | Boiler | Baseline Forecast | Consumption Savings (MMtherm)
F2_Commercial_Warehouse_New_Space Heating_Natural Gas_Boiler_Baseline Forecast | F2 | Commercial | Warehouse | New | Space Heating | Natural Gas | Boiler | Baseline Forecast | Summer Demand Savings (MW)
F3_Commercial_Warehouse_New_Space Heating_Natural Gas_Boiler_Baseline Forecast | F3 | Commercial | Warehouse | New | Space Heating | Natural Gas | Boiler | Baseline Forecast | Winter Demand Savings (MW)
F4_Commercial_Warehouse_New_Space Heating_Natural Gas_Boiler_Baseline Forecast | F4 | Commercial | Warehouse | New | Space Heating | Natural Gas | Boiler | Baseline Forecast | Incremental Savings (MMtherm)
F1_Commercial_Warehouse_New_Space Heating_Natural Gas_Unit Heater_Baseline Forecast | F1 | Commercial | Warehouse | New | Space Heating | Natural Gas | Unit Heater | Baseline Forecast | Consumption Savings (MMtherm)
F2_Commercial_Warehouse_New_Space Heating_Natural Gas_Unit Heater_Baseline Forecast | F2 | Commercial | Warehouse | New | Space Heating | Natural Gas | Unit Heater | Baseline Forecast | Summer Demand Savings (MW)
F3_Commercial_Warehouse_New_Space Heating_Natural Gas_Unit Heater_Baseline Forecast | F3 | Commercial | Warehouse | New | Space Heating | Natural Gas | Unit Heater | Baseline Forecast | Winter Demand Savings (MW)
F4_Commercial_Warehouse_New_Space Heating_Natural Gas_Unit Heater_Baseline Forecast | F4 | Commercial | Warehouse | New | Space Heating | Natural Gas | Unit Heater | Baseline Forecast | Incremental Savings (MMtherm)
F1_Commercial_Warehouse_New_Water Heating_Natural Gas_Water Heater_Baseline Forecast | F1 | Commercial | Warehouse | New | Water Heating | Natural Gas | Water Heater | Baseline Forecast | Consumption Savings (MMtherm)
F2_Commercial_Warehouse_New_Water Heating_Natural Gas_Water Heater_Baseline Forecast | F2 | Commercial | Warehouse | New | Water Heating | Natural Gas | Water Heater | Baseline Forecast | Summer Demand Savings (MW)
F3_Commercial_Warehouse_New_Water Heating_Natural Gas_Water Heater_Baseline Forecast | F3 | Commercial | Warehouse | New | Water Heating | Natural Gas | Water Heater | Baseline Forecast | Winter Demand Savings (MW)
F4_Commercial_Warehouse_New_Water Heating_Natural Gas_Water Heater_Baseline Forecast | F4 | Commercial | Warehouse | New | Water Heating | Natural Gas | Water Heater | Baseline Forecast | Incremental Savings (MMtherm)
F1_Commercial_Warehouse_New_Food Preparation_Natural Gas_Oven_Baseline Forecast | F1 | Commercial | Warehouse | New | Food Preparation | Natural Gas | Oven | Baseline Forecast | Consumption Savings (MMtherm)
F2_Commercial_Warehouse_New_Food Preparation_Natural Gas_Oven_Baseline Forecast | F2 | Commercial | Warehouse | New | Food Preparation | Natural Gas | Oven | Baseline Forecast | Summer Demand Savings (MW)
F3_Commercial_Warehouse_New_Food Preparation_Natural Gas_Oven_Baseline Forecast | F3 | Commercial | Warehouse | New | Food Preparation | Natural Gas | Oven | Baseline Forecast | Winter Demand Savings (MW)
F4_Commercial_Warehouse_New_Food Preparation_Natural Gas_Oven_Baseline Forecast | F4 | Commercial | Warehouse | New | Food Preparation | Natural Gas | Oven | Baseline Forecast | Incremental Savings (MMtherm)
F1_Commercial_Warehouse_New_Food Preparation_Natural Gas_Conveyor Oven_Baseline Forecast | F1 | Commercial | Warehouse | New | Food Preparation | Natural Gas | Conveyor Oven | Baseline Forecast | Consumption Savings (MMtherm)
F2_Commercial_Warehouse_New_Food Preparation_Natural Gas_Conveyor Oven_Baseline Forecast | F2 | Commercial | Warehouse | New | Food Preparation | Natural Gas | Conveyor Oven | Baseline Forecast | Summer Demand Savings (MW)
F3_Commercial_Warehouse_New_Food Preparation_Natural Gas_Conveyor Oven_Baseline Forecast | F3 | Commercial | Warehouse | New | Food Preparation | Natural Gas | Conveyor Oven | Baseline Forecast | Winter Demand Savings (MW)
F4_Commercial_Warehouse_New_Food Preparation_Natural Gas_Conveyor Oven_Baseline Forecast | F4 | Commercial | Warehouse | New | Food Preparation | Natural Gas | Conveyor Oven | Baseline Forecast | Incremental Savings (MMtherm)
F1_Commercial_Warehouse_New_Food Preparation_Natural Gas_Double Rack Oven_Baseline Forecast | F1 | Commercial | Warehouse | New | Food Preparation | Natural Gas | Double Rack Oven | Baseline Forecast | Consumption Savings (MMtherm)
F2_Commercial_Warehouse_New_Food Preparation_Natural Gas_Double Rack Oven_Baseline Forecast | F2 | Commercial | Warehouse | New | Food Preparation | Natural Gas | Double Rack Oven | Baseline Forecast | Summer Demand Savings (MW)
F3_Commercial_Warehouse_New_Food Preparation_Natural Gas_Double Rack Oven_Baseline Forecast | F3 | Commercial | Warehouse | New | Food Preparation | Natural Gas | Double Rack Oven | Baseline Forecast | Winter Demand Savings (MW)
F4_Commercial_Warehouse_New_Food Preparation_Natural Gas_Double Rack Oven_Baseline Forecast | F4 | Commercial | Warehouse | New | Food Preparation | Natural Gas | Double Rack Oven | Baseline Forecast | Incremental Savings (MMtherm)
F1_Commercial_Warehouse_New_Food Preparation_Natural Gas_Fryer_Baseline Forecast | F1 | Commercial | Warehouse | New | Food Preparation | Natural Gas | Fryer | Baseline Forecast | Consumption Savings (MMtherm)
F2_Commercial_Warehouse_New_Food Preparation_Natural Gas_Fryer_Baseline Forecast | F2 | Commercial | Warehouse | New | Food Preparation | Natural Gas | Fryer | Baseline Forecast | Summer Demand Savings (MW)
F3_Commercial_Warehouse_New_Food Preparation_Natural Gas_Fryer_Baseline Forecast | F3 | Commercial | Warehouse | New | Food Preparation | Natural Gas | Fryer | Baseline Forecast | Winter Demand Savings (MW)
F4_Commercial_Warehouse_New_Food Preparation_Natural Gas_Fryer_Baseline Forecast | F4 | Commercial | Warehouse | New | Food Preparation | Natural Gas | Fryer | Baseline Forecast | Incremental Savings (MMtherm)
F1_Commercial_Warehouse_New_Food Preparation_Natural Gas_Broiler_Baseline Forecast | F1 | Commercial | Warehouse | New | Food Preparation | Natural Gas | Broiler | Baseline Forecast | Consumption Savings (MMtherm)
F2_Commercial_Warehouse_New_Food Preparation_Natural Gas_Broiler_Baseline Forecast | F2 | Commercial | Warehouse | New | Food Preparation | Natural Gas | Broiler | Baseline Forecast | Summer Demand Savings (MW)
F3_Commercial_Warehouse_New_Food Preparation_Natural Gas_Broiler_Baseline Forecast | F3 | Commercial | Warehouse | New | Food Preparation | Natural Gas | Broiler | Baseline Forecast | Winter Demand Savings (MW)
F4_Commercial_Warehouse_New_Food Preparation_Natural Gas_Broiler_Baseline Forecast | F4 | Commercial | Warehouse | New | Food Preparation | Natural Gas | Broiler | Baseline Forecast | Incremental Savings (MMtherm)
F1_Commercial_Warehouse_New_Food Preparation_Natural Gas_Griddle_Baseline Forecast | F1 | Commercial | Warehouse | New | Food Preparation | Natural Gas | Griddle | Baseline Forecast | Consumption Savings (MMtherm)
F2_Commercial_Warehouse_New_Food Preparation_Natural Gas_Griddle_Baseline Forecast | F2 | Commercial | Warehouse | New | Food Preparation | Natural Gas | Griddle | Baseline Forecast | Summer Demand Savings (MW)
F3_Commercial_Warehouse_New_Food Preparation_Natural Gas_Griddle_Baseline Forecast | F3 | Commercial | Warehouse | New | Food Preparation | Natural Gas | Griddle | Baseline Forecast | Winter Demand Savings (MW)
F4_Commercial_Warehouse_New_Food Preparation_Natural Gas_Griddle_Baseline Forecast | F4 | Commercial | Warehouse | New | Food Preparation | Natural Gas | Griddle | Baseline Forecast | Incremental Savings (MMtherm)
F1_Commercial_Warehouse_New_Food Preparation_Natural Gas_Range_Baseline Forecast | F1 | Commercial | Warehouse | New | Food Preparation | Natural Gas | Range | Baseline Forecast | Consumption Savings (MMtherm)
F2_Commercial_Warehouse_New_Food Preparation_Natural Gas_Range_Baseline Forecast | F2 | Commercial | Warehouse | New | Food Preparation | Natural Gas | Range | Baseline Forecast | Summer Demand Savings (MW)
F3_Commercial_Warehouse_New_Food Preparation_Natural Gas_Range_Baseline Forecast | F3 | Commercial | Warehouse | New | Food Preparation | Natural Gas | Range | Baseline Forecast | Winter Demand Savings (MW)
F4_Commercial_Warehouse_New_Food Preparation_Natural Gas_Range_Baseline Forecast | F4 | Commercial | Warehouse | New | Food Preparation | Natural Gas | Range | Baseline Forecast | Incremental Savings (MMtherm)
F1_Commercial_Warehouse_New_Food Preparation_Natural Gas_Steamer_Baseline Forecast | F1 | Commercial | Warehouse | New | Food Preparation | Natural Gas | Steamer | Baseline Forecast | Consumption Savings (MMtherm)
F2_Commercial_Warehouse_New_Food Preparation_Natural Gas_Steamer_Baseline Forecast | F2 | Commercial | Warehouse | New | Food Preparation | Natural Gas | Steamer | Baseline Forecast | Summer Demand Savings (MW)
F3_Commercial_Warehouse_New_Food Preparation_Natural Gas_Steamer_Baseline Forecast | F3 | Commercial | Warehouse | New | Food Preparation | Natural Gas | Steamer | Baseline Forecast | Winter Demand Savings (MW)
F4_Commercial_Warehouse_New_Food Preparation_Natural Gas_Steamer_Baseline Forecast | F4 | Commercial | Warehouse | New | Food Preparation | Natural Gas | Steamer | Baseline Forecast | Incremental Savings (MMtherm)
F1_Commercial_Warehouse_New_Food Preparation_Natural Gas_Food Prep Other_Baseline Forecast | F1 | Commercial | Warehouse | New | Food Preparation | Natural Gas | Food Prep Other | Baseline Forecast | Consumption Savings (MMtherm)
F2_Commercial_Warehouse_New_Food Preparation_Natural Gas_Food Prep Other_Baseline Forecast | F2 | Commercial | Warehouse | New | Food Preparation | Natural Gas | Food Prep Other | Baseline Forecast | Summer Demand Savings (MW)
F3_Commercial_Warehouse_New_Food Preparation_Natural Gas_Food Prep Other_Baseline Forecast | F3 | Commercial | Warehouse | New | Food Preparation | Natural Gas | Food Prep Other | Baseline Forecast | Winter Demand Savings (MW)
F4_Commercial_Warehouse_New_Food Preparation_Natural Gas_Food Prep Other_Baseline Forecast | F4 | Commercial | Warehouse | New | Food Preparation | Natural Gas | Food Prep Other | Baseline Forecast | Incremental Savings (MMtherm)
F1_Commercial_Warehouse_New_Miscellaneous_Natural Gas_Pool Heater_Baseline Forecast | F1 | Commercial | Warehouse | New | Miscellaneous | Natural Gas | Pool Heater | Baseline Forecast | Consumption Savings (MMtherm)
F2_Commercial_Warehouse_New_Miscellaneous_Natural Gas_Pool Heater_Baseline Forecast | F2 | Commercial | Warehouse | New | Miscellaneous | Natural Gas | Pool Heater | Baseline Forecast | Summer Demand Savings (MW)
F3_Commercial_Warehouse_New_Miscellaneous_Natural Gas_Pool Heater_Baseline Forecast | F3 | Commercial | Warehouse | New | Miscellaneous | Natural Gas | Pool Heater | Baseline Forecast | Winter Demand Savings (MW)
F4_Commercial_Warehouse_New_Miscellaneous_Natural Gas_Pool Heater_Baseline Forecast | F4 | Commercial | Warehouse | New | Miscellaneous | Natural Gas | Pool Heater | Baseline Forecast | Incremental Savings (MMtherm)
F1_Commercial_Warehouse_New_Miscellaneous_Natural Gas_Miscellaneous_Baseline Forecast | F1 | Commercial | Warehouse | New | Miscellaneous | Natural Gas | Miscellaneous | Baseline Forecast | Consumption Savings (MMtherm)
F2_Commercial_Warehouse_New_Miscellaneous_Natural Gas_Miscellaneous_Baseline Forecast | F2 | Commercial | Warehouse | New | Miscellaneous | Natural Gas | Miscellaneous | Baseline Forecast | Summer Demand Savings (MW)
F3_Commercial_Warehouse_New_Miscellaneous_Natural Gas_Miscellaneous_Baseline Forecast | F3 | Commercial | Warehouse | New | Miscellaneous | Natural Gas | Miscellaneous | Baseline Forecast | Winter Demand Savings (MW)
F4_Commercial_Warehouse_New_Miscellaneous_Natural Gas_Miscellaneous_Baseline Forecast | F4 | Commercial | Warehouse | New | Miscellaneous | Natural Gas | Miscellaneous | Baseline Forecast | Incremental Savings (MMtherm)
F1_Commercial_Miscellaneous_Existing_Space Heating_Natural Gas_Furnace_Baseline Forecast | F1 | Commercial | Miscellaneous | Existing | Space Heating | Natural Gas | Furnace | Baseline Forecast | Consumption Savings (MMtherm)
F2_Commercial_Miscellaneous_Existing_Space Heating_Natural Gas_Furnace_Baseline Forecast | F2 | Commercial | Miscellaneous | Existing | Space Heating | Natural Gas | Furnace | Baseline Forecast | Summer Demand Savings (MW)
F3_Commercial_Miscellaneous_Existing_Space Heating_Natural Gas_Furnace_Baseline Forecast | F3 | Commercial | Miscellaneous | Existing | Space Heating | Natural Gas | Furnace | Baseline Forecast | Winter Demand Savings (MW)
F4_Commercial_Miscellaneous_Existing_Space Heating_Natural Gas_Furnace_Baseline Forecast | F4 | Commercial | Miscellaneous | Existing | Space Heating | Natural Gas | Furnace | Baseline Forecast | Incremental Savings (MMtherm)
F1_Commercial_Miscellaneous_Existing_Space Heating_Natural Gas_Boiler_Baseline Forecast | F1 | Commercial | Miscellaneous | Existing | Space Heating | Natural Gas | Boiler | Baseline Forecast | Consumption Savings (MMtherm)
F2_Commercial_Miscellaneous_Existing_Space Heating_Natural Gas_Boiler_Baseline Forecast | F2 | Commercial | Miscellaneous | Existing | Space Heating | Natural Gas | Boiler | Baseline Forecast | Summer Demand Savings (MW)
F3_Commercial_Miscellaneous_Existing_Space Heating_Natural Gas_Boiler_Baseline Forecast | F3 | Commercial | Miscellaneous | Existing | Space Heating | Natural Gas | Boiler | Baseline Forecast | Winter Demand Savings (MW)
F4_Commercial_Miscellaneous_Existing_Space Heating_Natural Gas_Boiler_Baseline Forecast | F4 | Commercial | Miscellaneous | Existing | Space Heating | Natural Gas | Boiler | Baseline Forecast | Incremental Savings (MMtherm)
F1_Commercial_Miscellaneous_Existing_Space Heating_Natural Gas_Unit Heater_Baseline Forecast | F1 | Commercial | Miscellaneous | Existing | Space Heating | Natural Gas | Unit Heater | Baseline Forecast | Consumption Savings (MMtherm)
F2_Commercial_Miscellaneous_Existing_Space Heating_Natural Gas_Unit Heater_Baseline Forecast | F2 | Commercial | Miscellaneous | Existing | Space Heating | Natural Gas | Unit Heater | Baseline Forecast | Summer Demand Savings (MW)
F3_Commercial_Miscellaneous_Existing_Space Heating_Natural Gas_Unit Heater_Baseline Forecast | F3 | Commercial | Miscellaneous | Existing | Space Heating | Natural Gas | Unit Heater | Baseline Forecast | Winter Demand Savings (MW)
F4_Commercial_Miscellaneous_Existing_Space Heating_Natural Gas_Unit Heater_Baseline Forecast | F4 | Commercial | Miscellaneous | Existing | Space Heating | Natural Gas | Unit Heater | Baseline Forecast | Incremental Savings (MMtherm)
F1_Commercial_Miscellaneous_Existing_Water Heating_Natural Gas_Water Heater_Baseline Forecast | F1 | Commercial | Miscellaneous | Existing | Water Heating | Natural Gas | Water Heater | Baseline Forecast | Consumption Savings (MMtherm)
F2_Commercial_Miscellaneous_Existing_Water Heating_Natural Gas_Water Heater_Baseline Forecast | F2 | Commercial | Miscellaneous | Existing | Water Heating | Natural Gas | Water Heater | Baseline Forecast | Summer Demand Savings (MW)
F3_Commercial_Miscellaneous_Existing_Water Heating_Natural Gas_Water Heater_Baseline Forecast | F3 | Commercial | Miscellaneous | Existing | Water Heating | Natural Gas | Water Heater | Baseline Forecast | Winter Demand Savings (MW)
F4_Commercial_Miscellaneous_Existing_Water Heating_Natural Gas_Water Heater_Baseline Forecast | F4 | Commercial | Miscellaneous | Existing | Water Heating | Natural Gas | Water Heater | Baseline Forecast | Incremental Savings (MMtherm)
F1_Commercial_Miscellaneous_Existing_Food Preparation_Natural Gas_Oven_Baseline Forecast | F1 | Commercial | Miscellaneous | Existing | Food Preparation | Natural Gas | Oven | Baseline Forecast | Consumption Savings (MMtherm)
F2_Commercial_Miscellaneous_Existing_Food Preparation_Natural Gas_Oven_Baseline Forecast | F2 | Commercial | Miscellaneous | Existing | Food Preparation | Natural Gas | Oven | Baseline Forecast | Summer Demand Savings (MW)
F3_Commercial_Miscellaneous_Existing_Food Preparation_Natural Gas_Oven_Baseline Forecast | F3 | Commercial | Miscellaneous | Existing | Food Preparation | Natural Gas | Oven | Baseline Forecast | Winter Demand Savings (MW)
F4_Commercial_Miscellaneous_Existing_Food Preparation_Natural Gas_Oven_Baseline Forecast | F4 | Commercial | Miscellaneous | Existing | Food Preparation | Natural Gas | Oven | Baseline Forecast | Incremental Savings (MMtherm)
F1_Commercial_Miscellaneous_Existing_Food Preparation_Natural Gas_Conveyor Oven_Baseline Forecast | F1 | Commercial | Miscellaneous | Existing | Food Preparation | Natural Gas | Conveyor Oven | Baseline Forecast | Consumption Savings (MMtherm)
F2_Commercial_Miscellaneous_Existing_Food Preparation_Natural Gas_Conveyor Oven_Baseline Forecast | F2 | Commercial | Miscellaneous | Existing | Food Preparation | Natural Gas | Conveyor Oven | Baseline Forecast | Summer Demand Savings (MW)
F3_Commercial_Miscellaneous_Existing_Food Preparation_Natural Gas_Conveyor Oven_Baseline Forecast | F3 | Commercial | Miscellaneous | Existing | Food Preparation | Natural Gas | Conveyor Oven | Baseline Forecast | Winter Demand Savings (MW)
F4_Commercial_Miscellaneous_Existing_Food Preparation_Natural Gas_Conveyor Oven_Baseline Forecast | F4 | Commercial | Miscellaneous | Existing | Food Preparation | Natural Gas | Conveyor Oven | Baseline Forecast | Incremental Savings (MMtherm)
F1_Commercial_Miscellaneous_Existing_Food Preparation_Natural Gas_Double Rack Oven_Baseline Forecast | F1 | Commercial | Miscellaneous | Existing | Food Preparation | Natural Gas | Double Rack Oven | Baseline Forecast | Consumption Savings (MMtherm)
F2_Commercial_Miscellaneous_Existing_Food Preparation_Natural Gas_Double Rack Oven_Baseline Forecast | F2 | Commercial | Miscellaneous | Existing | Food Preparation | Natural Gas | Double Rack Oven | Baseline Forecast | Summer Demand Savings (MW)
F3_Commercial_Miscellaneous_Existing_Food Preparation_Natural Gas_Double Rack Oven_Baseline Forecast | F3 | Commercial | Miscellaneous | Existing | Food Preparation | Natural Gas | Double Rack Oven | Baseline Forecast | Winter Demand Savings (MW)
F4_Commercial_Miscellaneous_Existing_Food Preparation_Natural Gas_Double Rack Oven_Baseline Forecast | F4 | Commercial | Miscellaneous | Existing | Food Preparation | Natural Gas | Double Rack Oven | Baseline Forecast | Incremental Savings (MMtherm)
F1_Commercial_Miscellaneous_Existing_Food Preparation_Natural Gas_Fryer_Baseline Forecast | F1 | Commercial | Miscellaneous | Existing | Food Preparation | Natural Gas | Fryer | Baseline Forecast | Consumption Savings (MMtherm)
F2_Commercial_Miscellaneous_Existing_Food Preparation_Natural Gas_Fryer_Baseline Forecast | F2 | Commercial | Miscellaneous | Existing | Food Preparation | Natural Gas | Fryer | Baseline Forecast | Summer Demand Savings (MW)
F3_Commercial_Miscellaneous_Existing_Food Preparation_Natural Gas_Fryer_Baseline Forecast | F3 | Commercial | Miscellaneous | Existing | Food Preparation | Natural Gas | Fryer | Baseline Forecast | Winter Demand Savings (MW)
F4_Commercial_Miscellaneous_Existing_Food Preparation_Natural Gas_Fryer_Baseline Forecast | F4 | Commercial | Miscellaneous | Existing | Food Preparation | Natural Gas | Fryer | Baseline Forecast | Incremental Savings (MMtherm)
F1_Commercial_Miscellaneous_Existing_Food Preparation_Natural Gas_Broiler_Baseline Forecast | F1 | Commercial | Miscellaneous | Existing | Food Preparation | Natural Gas | Broiler | Baseline Forecast | Consumption Savings (MMtherm)
F2_Commercial_Miscellaneous_Existing_Food Preparation_Natural Gas_Broiler_Baseline Forecast | F2 | Commercial | Miscellaneous | Existing | Food Preparation | Natural Gas | Broiler | Baseline Forecast | Summer Demand Savings (MW)
F3_Commercial_Miscellaneous_Existing_Food Preparation_Natural Gas_Broiler_Baseline Forecast | F3 | Commercial | Miscellaneous | Existing | Food Preparation | Natural Gas | Broiler | Baseline Forecast | Winter Demand Savings (MW)
F4_Commercial_Miscellaneous_Existing_Food Preparation_Natural Gas_Broiler_Baseline Forecast | F4 | Commercial | Miscellaneous | Existing | Food Preparation | Natural Gas | Broiler | Baseline Forecast | Incremental Savings (MMtherm)
F1_Commercial_Miscellaneous_Existing_Food Preparation_Natural Gas_Griddle_Baseline Forecast | F1 | Commercial | Miscellaneous | Existing | Food Preparation | Natural Gas | Griddle | Baseline Forecast | Consumption Savings (MMtherm)
F2_Commercial_Miscellaneous_Existing_Food Preparation_Natural Gas_Griddle_Baseline Forecast | F2 | Commercial | Miscellaneous | Existing | Food Preparation | Natural Gas | Griddle | Baseline Forecast | Summer Demand Savings (MW)
F3_Commercial_Miscellaneous_Existing_Food Preparation_Natural Gas_Griddle_Baseline Forecast | F3 | Commercial | Miscellaneous | Existing | Food Preparation | Natural Gas | Griddle | Baseline Forecast | Winter Demand Savings (MW)
F4_Commercial_Miscellaneous_Existing_Food Preparation_Natural Gas_Griddle_Baseline Forecast | F4 | Commercial | Miscellaneous | Existing | Food Preparation | Natural Gas | Griddle | Baseline Forecast | Incremental Savings (MMtherm)
F1_Commercial_Miscellaneous_Existing_Food Preparation_Natural Gas_Range_Baseline Forecast | F1 | Commercial | Miscellaneous | Existing | Food Preparation | Natural Gas | Range | Baseline Forecast | Consumption Savings (MMtherm)
F2_Commercial_Miscellaneous_Existing_Food Preparation_Natural Gas_Range_Baseline Forecast | F2 | Commercial | Miscellaneous | Existing | Food Preparation | Natural Gas | Range | Baseline Forecast | Summer Demand Savings (MW)
F3_Commercial_Miscellaneous_Existing_Food Preparation_Natural Gas_Range_Baseline Forecast | F3 | Commercial | Miscellaneous | Existing | Food Preparation | Natural Gas | Range | Baseline Forecast | Winter Demand Savings (MW)
F4_Commercial_Miscellaneous_Existing_Food Preparation_Natural Gas_Range_Baseline Forecast | F4 | Commercial | Miscellaneous | Existing | Food Preparation | Natural Gas | Range | Baseline Forecast | Incremental Savings (MMtherm)
F1_Commercial_Miscellaneous_Existing_Food Preparation_Natural Gas_Steamer_Baseline Forecast | F1 | Commercial | Miscellaneous | Existing | Food Preparation | Natural Gas | Steamer | Baseline Forecast | Consumption Savings (MMtherm)
F2_Commercial_Miscellaneous_Existing_Food Preparation_Natural Gas_Steamer_Baseline Forecast | F2 | Commercial | Miscellaneous | Existing | Food Preparation | Natural Gas | Steamer | Baseline Forecast | Summer Demand Savings (MW)
F3_Commercial_Miscellaneous_Existing_Food Preparation_Natural Gas_Steamer_Baseline Forecast | F3 | Commercial | Miscellaneous | Existing | Food Preparation | Natural Gas | Steamer | Baseline Forecast | Winter Demand Savings (MW)
F4_Commercial_Miscellaneous_Existing_Food Preparation_Natural Gas_Steamer_Baseline Forecast | F4 | Commercial | Miscellaneous | Existing | Food Preparation | Natural Gas | Steamer | Baseline Forecast | Incremental Savings (MMtherm)
F1_Commercial_Miscellaneous_Existing_Food Preparation_Natural Gas_Food Prep Other_Baseline Forecast | F1 | Commercial | Miscellaneous | Existing | Food Preparation | Natural Gas | Food Prep Other | Baseline Forecast | Consumption Savings (MMtherm)
F2_Commercial_Miscellaneous_Existing_Food Preparation_Natural Gas_Food Prep Other_Baseline Forecast | F2 | Commercial | Miscellaneous | Existing | Food Preparation | Natural Gas | Food Prep Other | Baseline Forecast | Summer Demand Savings (MW)
F3_Commercial_Miscellaneous_Existing_Food Preparation_Natural Gas_Food Prep Other_Baseline Forecast | F3 | Commercial | Miscellaneous | Existing | Food Preparation | Natural Gas | Food Prep Other | Baseline Forecast | Winter Demand Savings (MW)
F4_Commercial_Miscellaneous_Existing_Food Preparation_Natural Gas_Food Prep Other_Baseline Forecast | F4 | Commercial | Miscellaneous | Existing | Food Preparation | Natural Gas | Food Prep Other | Baseline Forecast | Incremental Savings (MMtherm)
F1_Commercial_Miscellaneous_Existing_Miscellaneous_Natural Gas_Pool Heater_Baseline Forecast | F1 | Commercial | Miscellaneous | Existing | Miscellaneous | Natural Gas | Pool Heater | Baseline Forecast | Consumption Savings (MMtherm)
F2_Commercial_Miscellaneous_Existing_Miscellaneous_Natural Gas_Pool Heater_Baseline Forecast | F2 | Commercial | Miscellaneous | Existing | Miscellaneous | Natural Gas | Pool Heater | Baseline Forecast | Summer Demand Savings (MW)
F3_Commercial_Miscellaneous_Existing_Miscellaneous_Natural Gas_Pool Heater_Baseline Forecast | F3 | Commercial | Miscellaneous | Existing | Miscellaneous | Natural Gas | Pool Heater | Baseline Forecast | Winter Demand Savings (MW)
F4_Commercial_Miscellaneous_Existing_Miscellaneous_Natural Gas_Pool Heater_Baseline Forecast | F4 | Commercial | Miscellaneous | Existing | Miscellaneous | Natural Gas | Pool Heater | Baseline Forecast | Incremental Savings (MMtherm)
F1_Commercial_Miscellaneous_Existing_Miscellaneous_Natural Gas_Miscellaneous_Baseline Forecast | F1 | Commercial | Miscellaneous | Existing | Miscellaneous | Natural Gas | Miscellaneous | Baseline Forecast | Consumption Savings (MMtherm)
F2_Commercial_Miscellaneous_Existing_Miscellaneous_Natural Gas_Miscellaneous_Baseline Forecast | F2 | Commercial | Miscellaneous | Existing | Miscellaneous | Natural Gas | Miscellaneous | Baseline Forecast | Summer Demand Savings (MW)
F3_Commercial_Miscellaneous_Existing_Miscellaneous_Natural Gas_Miscellaneous_Baseline Forecast | F3 | Commercial | Miscellaneous | Existing | Miscellaneous | Natural Gas | Miscellaneous | Baseline Forecast | Winter Demand Savings (MW)
F4_Commercial_Miscellaneous_Existing_Miscellaneous_Natural Gas_Miscellaneous_Baseline Forecast | F4 | Commercial | Miscellaneous | Existing | Miscellaneous | Natural Gas | Miscellaneous | Baseline Forecast | Incremental Savings (MMtherm)
F1_Commercial_Miscellaneous_New_Space Heating_Natural Gas_Furnace_Baseline Forecast | F1 | Commercial | Miscellaneous | New | Space Heating | Natural Gas | Furnace | Baseline Forecast | Consumption Savings (MMtherm)
F2_Commercial_Miscellaneous_New_Space Heating_Natural Gas_Furnace_Baseline Forecast | F2 | Commercial | Miscellaneous | New | Space Heating | Natural Gas | Furnace | Baseline Forecast | Summer Demand Savings (MW)
F3_Commercial_Miscellaneous_New_Space Heating_Natural Gas_Furnace_Baseline Forecast | F3 | Commercial | Miscellaneous | New | Space Heating | Natural Gas | Furnace | Baseline Forecast | Winter Demand Savings (MW)
F4_Commercial_Miscellaneous_New_Space Heating_Natural Gas_Furnace_Baseline Forecast | F4 | Commercial | Miscellaneous | New | Space Heating | Natural Gas | Furnace | Baseline Forecast | Incremental Savings (MMtherm)
F1_Commercial_Miscellaneous_New_Space Heating_Natural Gas_Boiler_Baseline Forecast | F1 | Commercial | Miscellaneous | New | Space Heating | Natural Gas | Boiler | Baseline Forecast | Consumption Savings (MMtherm)
F2_Commercial_Miscellaneous_New_Space Heating_Natural Gas_Boiler_Baseline Forecast | F2 | Commercial | Miscellaneous | New | Space Heating | Natural Gas | Boiler | Baseline Forecast | Summer Demand Savings (MW)
F3_Commercial_Miscellaneous_New_Space Heating_Natural Gas_Boiler_Baseline Forecast | F3 | Commercial | Miscellaneous | New | Space Heating | Natural Gas | Boiler | Baseline Forecast | Winter Demand Savings (MW)
F4_Commercial_Miscellaneous_New_Space Heating_Natural Gas_Boiler_Baseline Forecast | F4 | Commercial | Miscellaneous | New | Space Heating | Natural Gas | Boiler | Baseline Forecast | Incremental Savings (MMtherm)
F1_Commercial_Miscellaneous_New_Space Heating_Natural Gas_Unit Heater_Baseline Forecast | F1 | Commercial | Miscellaneous | New | Space Heating | Natural Gas | Unit Heater | Baseline Forecast | Consumption Savings (MMtherm)
F2_Commercial_Miscellaneous_New_Space Heating_Natural Gas_Unit Heater_Baseline Forecast | F2 | Commercial | Miscellaneous | New | Space Heating | Natural Gas | Unit Heater | Baseline Forecast | Summer Demand Savings (MW)
F3_Commercial_Miscellaneous_New_Space Heating_Natural Gas_Unit Heater_Baseline Forecast | F3 | Commercial | Miscellaneous | New | Space Heating | Natural Gas | Unit Heater | Baseline Forecast | Winter Demand Savings (MW)
F4_Commercial_Miscellaneous_New_Space Heating_Natural Gas_Unit Heater_Baseline Forecast | F4 | Commercial | Miscellaneous | New | Space Heating | Natural Gas | Unit Heater | Baseline Forecast | Incremental Savings (MMtherm)
F1_Commercial_Miscellaneous_New_Water Heating_Natural Gas_Water Heater_Baseline Forecast | F1 | Commercial | Miscellaneous | New | Water Heating | Natural Gas | Water Heater | Baseline Forecast | Consumption Savings (MMtherm)
F2_Commercial_Miscellaneous_New_Water Heating_Natural Gas_Water Heater_Baseline Forecast | F2 | Commercial | Miscellaneous | New | Water Heating | Natural Gas | Water Heater | Baseline Forecast | Summer Demand Savings (MW)
F3_Commercial_Miscellaneous_New_Water Heating_Natural Gas_Water Heater_Baseline Forecast | F3 | Commercial | Miscellaneous | New | Water Heating | Natural Gas | Water Heater | Baseline Forecast | Winter Demand Savings (MW)
F4_Commercial_Miscellaneous_New_Water Heating_Natural Gas_Water Heater_Baseline Forecast | F4 | Commercial | Miscellaneous | New | Water Heating | Natural Gas | Water Heater | Baseline Forecast | Incremental Savings (MMtherm)
F1_Commercial_Miscellaneous_New_Food Preparation_Natural Gas_Oven_Baseline Forecast | F1 | Commercial | Miscellaneous | New | Food Preparation | Natural Gas | Oven | Baseline Forecast | Consumption Savings (MMtherm)
F2_Commercial_Miscellaneous_New_Food Preparation_Natural Gas_Oven_Baseline Forecast | F2 | Commercial | Miscellaneous | New | Food Preparation | Natural Gas | Oven | Baseline Forecast | Summer Demand Savings (MW)
F3_Commercial_Miscellaneous_New_Food Preparation_Natural Gas_Oven_Baseline Forecast | F3 | Commercial | Miscellaneous | New | Food Preparation | Natural Gas | Oven | Baseline Forecast | Winter Demand Savings (MW)
F4_Commercial_Miscellaneous_New_Food Preparation_Natural Gas_Oven_Baseline Forecast | F4 | Commercial | Miscellaneous | New | Food Preparation | Natural Gas | Oven | Baseline Forecast | Incremental Savings (MMtherm)
F1_Commercial_Miscellaneous_New_Food Preparation_Natural Gas_Conveyor Oven_Baseline Forecast | F1 | Commercial | Miscellaneous | New | Food Preparation | Natural Gas | Conveyor Oven | Baseline Forecast | Consumption Savings (MMtherm)
F2_Commercial_Miscellaneous_New_Food Preparation_Natural Gas_Conveyor Oven_Baseline Forecast | F2 | Commercial | Miscellaneous | New | Food Preparation | Natural Gas | Conveyor Oven | Baseline Forecast | Summer Demand Savings (MW)
F3_Commercial_Miscellaneous_New_Food Preparation_Natural Gas_Conveyor Oven_Baseline Forecast | F3 | Commercial | Miscellaneous | New | Food Preparation | Natural Gas | Conveyor Oven | Baseline Forecast | Winter Demand Savings (MW)
F4_Commercial_Miscellaneous_New_Food Preparation_Natural Gas_Conveyor Oven_Baseline Forecast | F4 | Commercial | Miscellaneous | New | Food Preparation | Natural Gas | Conveyor Oven | Baseline Forecast | Incremental Savings (MMtherm)
F1_Commercial_Miscellaneous_New_Food Preparation_Natural Gas_Double Rack Oven_Baseline Forecast | F1 | Commercial | Miscellaneous | New | Food Preparation | Natural Gas | Double Rack Oven | Baseline Forecast | Consumption Savings (MMtherm)
F2_Commercial_Miscellaneous_New_Food Preparation_Natural Gas_Double Rack Oven_Baseline Forecast | F2 | Commercial | Miscellaneous | New | Food Preparation | Natural Gas | Double Rack Oven | Baseline Forecast | Summer Demand Savings (MW)
F3_Commercial_Miscellaneous_New_Food Preparation_Natural Gas_Double Rack Oven_Baseline Forecast | F3 | Commercial | Miscellaneous | New | Food Preparation | Natural Gas | Double Rack Oven | Baseline Forecast | Winter Demand Savings (MW)
F4_Commercial_Miscellaneous_New_Food Preparation_Natural Gas_Double Rack Oven_Baseline Forecast | F4 | Commercial | Miscellaneous | New | Food Preparation | Natural Gas | Double Rack Oven | Baseline Forecast | Incremental Savings (MMtherm)
F1_Commercial_Miscellaneous_New_Food Preparation_Natural Gas_Fryer_Baseline Forecast | F1 | Commercial | Miscellaneous | New | Food Preparation | Natural Gas | Fryer | Baseline Forecast | Consumption Savings (MMtherm)
F2_Commercial_Miscellaneous_New_Food Preparation_Natural Gas_Fryer_Baseline Forecast | F2 | Commercial | Miscellaneous | New | Food Preparation | Natural Gas | Fryer | Baseline Forecast | Summer Demand Savings (MW)
F3_Commercial_Miscellaneous_New_Food Preparation_Natural Gas_Fryer_Baseline Forecast | F3 | Commercial | Miscellaneous | New | Food Preparation | Natural Gas | Fryer | Baseline Forecast | Winter Demand Savings (MW)
F4_Commercial_Miscellaneous_New_Food Preparation_Natural Gas_Fryer_Baseline Forecast | F4 | Commercial | Miscellaneous | New | Food Preparation | Natural Gas | Fryer | Baseline Forecast | Incremental Savings (MMtherm)
F1_Commercial_Miscellaneous_New_Food Preparation_Natural Gas_Broiler_Baseline Forecast | F1 | Commercial | Miscellaneous | New | Food Preparation | Natural Gas | Broiler | Baseline Forecast | Consumption Savings (MMtherm)
F2_Commercial_Miscellaneous_New_Food Preparation_Natural Gas_Broiler_Baseline Forecast | F2 | Commercial | Miscellaneous | New | Food Preparation | Natural Gas | Broiler | Baseline Forecast | Summer Demand Savings (MW)
F3_Commercial_Miscellaneous_New_Food Preparation_Natural Gas_Broiler_Baseline Forecast | F3 | Commercial | Miscellaneous | New | Food Preparation | Natural Gas | Broiler | Baseline Forecast | Winter Demand Savings (MW)
F4_Commercial_Miscellaneous_New_Food Preparation_Natural Gas_Broiler_Baseline Forecast | F4 | Commercial | Miscellaneous | New | Food Preparation | Natural Gas | Broiler | Baseline Forecast | Incremental Savings (MMtherm)
F1_Commercial_Miscellaneous_New_Food Preparation_Natural Gas_Griddle_Baseline Forecast | F1 | Commercial | Miscellaneous | New | Food Preparation | Natural Gas | Griddle | Baseline Forecast | Consumption Savings (MMtherm)
F2_Commercial_Miscellaneous_New_Food Preparation_Natural Gas_Griddle_Baseline Forecast | F2 | Commercial | Miscellaneous | New | Food Preparation | Natural Gas | Griddle | Baseline Forecast | Summer Demand Savings (MW)
F3_Commercial_Miscellaneous_New_Food Preparation_Natural Gas_Griddle_Baseline Forecast | F3 | Commercial | Miscellaneous | New | Food Preparation | Natural Gas | Griddle | Baseline Forecast | Winter Demand Savings (MW)
F4_Commercial_Miscellaneous_New_Food Preparation_Natural Gas_Griddle_Baseline Forecast | F4 | Commercial | Miscellaneous | New | Food Preparation | Natural Gas | Griddle | Baseline Forecast | Incremental Savings (MMtherm)
F1_Commercial_Miscellaneous_New_Food Preparation_Natural Gas_Range_Baseline Forecast | F1 | Commercial | Miscellaneous | New | Food Preparation | Natural Gas | Range | Baseline Forecast | Consumption Savings (MMtherm)
F2_Commercial_Miscellaneous_New_Food Preparation_Natural Gas_Range_Baseline Forecast | F2 | Commercial | Miscellaneous | New | Food Preparation | Natural Gas | Range | Baseline Forecast | Summer Demand Savings (MW)
F3_Commercial_Miscellaneous_New_Food Preparation_Natural Gas_Range_Baseline Forecast | F3 | Commercial | Miscellaneous | New | Food Preparation | Natural Gas | Range | Baseline Forecast | Winter Demand Savings (MW)
F4_Commercial_Miscellaneous_New_Food Preparation_Natural Gas_Range_Baseline Forecast | F4 | Commercial | Miscellaneous | New | Food Preparation | Natural Gas | Range | Baseline Forecast | Incremental Savings (MMtherm)
F1_Commercial_Miscellaneous_New_Food Preparation_Natural Gas_Steamer_Baseline Forecast | F1 | Commercial | Miscellaneous | New | Food Preparation | Natural Gas | Steamer | Baseline Forecast | Consumption Savings (MMtherm)
F2_Commercial_Miscellaneous_New_Food Preparation_Natural Gas_Steamer_Baseline Forecast | F2 | Commercial | Miscellaneous | New | Food Preparation | Natural Gas | Steamer | Baseline Forecast | Summer Demand Savings (MW)
F3_Commercial_Miscellaneous_New_Food Preparation_Natural Gas_Steamer_Baseline Forecast | F3 | Commercial | Miscellaneous | New | Food Preparation | Natural Gas | Steamer | Baseline Forecast | Winter Demand Savings (MW)
F4_Commercial_Miscellaneous_New_Food Preparation_Natural Gas_Steamer_Baseline Forecast | F4 | Commercial | Miscellaneous | New | Food Preparation | Natural Gas | Steamer | Baseline Forecast | Incremental Savings (MMtherm)
F1_Commercial_Miscellaneous_New_Food Preparation_Natural Gas_Food Prep Other_Baseline Forecast | F1 | Commercial | Miscellaneous | New | Food Preparation | Natural Gas | Food Prep Other | Baseline Forecast | Consumption Savings (MMtherm)
F2_Commercial_Miscellaneous_New_Food Preparation_Natural Gas_Food Prep Other_Baseline Forecast | F2 | Commercial | Miscellaneous | New | Food Preparation | Natural Gas | Food Prep Other | Baseline Forecast | Summer Demand Savings (MW)
F3_Commercial_Miscellaneous_New_Food Preparation_Natural Gas_Food Prep Other_Baseline Forecast | F3 | Commercial | Miscellaneous | New | Food Preparation | Natural Gas | Food Prep Other | Baseline Forecast | Winter Demand Savings (MW)
F4_Commercial_Miscellaneous_New_Food Preparation_Natural Gas_Food Prep Other_Baseline Forecast | F4 | Commercial | Miscellaneous | New | Food Preparation | Natural Gas | Food Prep Other | Baseline Forecast | Incremental Savings (MMtherm)
F1_Commercial_Miscellaneous_New_Miscellaneous_Natural Gas_Pool Heater_Baseline Forecast | F1 | Commercial | Miscellaneous | New | Miscellaneous | Natural Gas | Pool Heater | Baseline Forecast | Consumption Savings (MMtherm)
F2_Commercial_Miscellaneous_New_Miscellaneous_Natural Gas_Pool Heater_Baseline Forecast | F2 | Commercial | Miscellaneous | New | Miscellaneous | Natural Gas | Pool Heater | Baseline Forecast | Summer Demand Savings (MW)
F3_Commercial_Miscellaneous_New_Miscellaneous_Natural Gas_Pool Heater_Baseline Forecast | F3 | Commercial | Miscellaneous | New | Miscellaneous | Natural Gas | Pool Heater | Baseline Forecast | Winter Demand Savings (MW)
F4_Commercial_Miscellaneous_New_Miscellaneous_Natural Gas_Pool Heater_Baseline Forecast | F4 | Commercial | Miscellaneous | New | Miscellaneous | Natural Gas | Pool Heater | Baseline Forecast | Incremental Savings (MMtherm)
F1_Commercial_Miscellaneous_New_Miscellaneous_Natural Gas_Miscellaneous_Baseline Forecast | F1 | Commercial | Miscellaneous | New | Miscellaneous | Natural Gas | Miscellaneous | Baseline Forecast | Consumption Savings (MMtherm)
F2_Commercial_Miscellaneous_New_Miscellaneous_Natural Gas_Miscellaneous_Baseline Forecast | F2 | Commercial | Miscellaneous | New | Miscellaneous | Natural Gas | Miscellaneous | Baseline Forecast | Summer Demand Savings (MW)
F3_Commercial_Miscellaneous_New_Miscellaneous_Natural Gas_Miscellaneous_Baseline Forecast | F3 | Commercial | Miscellaneous | New | Miscellaneous | Natural Gas | Miscellaneous | Baseline Forecast | Winter Demand Savings (MW)
F4_Commercial_Miscellaneous_New_Miscellaneous_Natural Gas_Miscellaneous_Baseline Forecast | F4 | Commercial | Miscellaneous | New | Miscellaneous | Natural Gas | Miscellaneous | Baseline Forecast | Incremental Savings (MMtherm)
F1_Commercial_Office_Existing_Space Heating_Natural Gas_Furnace_Codes & Standards Forecast | F1 | Commercial | Office | Existing | Space Heating | Natural Gas | Furnace | Codes & Standards Forecast | Consumption Savings (MMtherm) | 0 | 0 | 0 | 0 | 0 | 0 | 0 | 0 | 0 | 0 | 0 | 0 | 0 | 0 | 0 | 0 | 0 | 0 | 0 | 0 | 0 | 0 | 0 | 0 | 0 | 0 | 0 | 0 | 0 | 0 | 0 | 0 | 0 | 0 | 0 | 0
F2_Commercial_Office_Existing_Space Heating_Natural Gas_Furnace_Codes & Standards Forecast | F2 | Commercial | Office | Existing | Space Heating | Natural Gas | Furnace | Codes & Standards Forecast | Summer Demand Savings (MW) | 0 | 0 | 0 | 0 | 0 | 0 | 0 | 0 | 0 | 0 | 0 | 0 | 0 | 0 | 0 | 0 | 0 | 0 | 0 | 0 | 0 | 0 | 0 | 0 | 0 | 0 | 0 | 0 | 0 | 0 | 0 | 0 | 0 | 0 | 0 | 0
F3_Commercial_Office_Existing_Space Heating_Natural Gas_Furnace_Codes & Standards Forecast | F3 | Commercial | Office | Existing | Space Heating | Natural Gas | Furnace | Codes & Standards Forecast | Winter Demand Savings (MW) | 0 | 0 | 0 | 0 | 0 | 0 | 0 | 0 | 0 | 0 | 0 | 0 | 0 | 0 | 0 | 0 | 0 | 0 | 0 | 0 | 0 | 0 | 0 | 0 | 0 | 0 | 0 | 0 | 0 | 0 | 0 | 0 | 0 | 0 | 0 | 0
F4_Commercial_Office_Existing_Space Heating_Natural Gas_Furnace_Codes & Standards Forecast | F4 | Commercial | Office | Existing | Space Heating | Natural Gas | Furnace | Codes & Standards Forecast | Incremental Savings (MMtherm) | 0 | 0 | 0 | 0 | 0 | 0 | 0 | 0 | 0 | 0 | 0 | 0 | 0 | 0 | 0 | 0 | 0 | 0 | 0 | 0 | 0 | 0 | 0 | 0 | 0 | 0 | 0 | 0 | 0 | 0 | 0 | 0 | 0 | 0 | 0 | 0
F1_Commercial_Office_Existing_Space Heating_Natural Gas_Boiler_Codes & Standards Forecast | F1 | Commercial | Office | Existing | Space Heating | Natural Gas | Boiler | Codes & Standards Forecast | Consumption Savings (MMtherm) | 0 | 0 | 0 | 0 | 0 | 0 | 0 | 0 | 0 | 0 | 0 | 0 | 0 | 0 | 0 | 0 | 0 | 0 | 0 | 0 | 0 | 0 | 0 | 0 | 0 | 0 | 0 | 0 | 0 | 0 | 0 | 0 | 0 | 0 | 0 | 0
F2_Commercial_Office_Existing_Space Heating_Natural Gas_Boiler_Codes & Standards Forecast | F2 | Commercial | Office | Existing | Space Heating | Natural Gas | Boiler | Codes & Standards Forecast | Summer Demand Savings (MW) | 0 | 0 | 0 | 0 | 0 | 0 | 0 | 0 | 0 | 0 | 0 | 0 | 0 | 0 | 0 | 0 | 0 | 0 | 0 | 0 | 0 | 0 | 0 | 0 | 0 | 0 | 0 | 0 | 0 | 0 | 0 | 0 | 0 | 0 | 0 | 0
F3_Commercial_Office_Existing_Space Heating_Natural Gas_Boiler_Codes & Standards Forecast | F3 | Commercial | Office | Existing | Space Heating | Natural Gas | Boiler | Codes & Standards Forecast | Winter Demand Savings (MW) | 0 | 0 | 0 | 0 | 0 | 0 | 0 | 0 | 0 | 0 | 0 | 0 | 0 | 0 | 0 | 0 | 0 | 0 | 0 | 0 | 0 | 0 | 0 | 0 | 0 | 0 | 0 | 0 | 0 | 0 | 0 | 0 | 0 | 0 | 0 | 0
F4_Commercial_Office_Existing_Space Heating_Natural Gas_Boiler_Codes & Standards Forecast | F4 | Commercial | Office | Existing | Space Heating | Natural Gas | Boiler | Codes & Standards Forecast | Incremental Savings (MMtherm) | 0 | 0 | 0 | 0 | 0 | 0 | 0 | 0 | 0 | 0 | 0 | 0 | 0 | 0 | 0 | 0 | 0 | 0 | 0 | 0 | 0 | 0 | 0 | 0 | 0 | 0 | 0 | 0 | 0 | 0 | 0 | 0 | 0 | 0 | 0 | 0
F1_Commercial_Office_Existing_Space Heating_Natural Gas_Unit Heater_Codes & Standards Forecast | F1 | Commercial | Office | Existing | Space Heating | Natural Gas | Unit Heater | Codes & Standards Forecast | Consumption Savings (MMtherm) | 0 | 0 | 0 | 0 | 0 | 0 | 0 | 0 | 0 | 0 | 0 | 0 | 0 | 0 | 0 | 0 | 0 | 0 | 0 | 0 | 0 | 0 | 0 | 0 | 0 | 0 | 0 | 0 | 0 | 0 | 0 | 0 | 0 | 0 | 0 | 0
F2_Commercial_Office_Existing_Space Heating_Natural Gas_Unit Heater_Codes & Standards Forecast | F2 | Commercial | Office | Existing | Space Heating | Natural Gas | Unit Heater | Codes & Standards Forecast | Summer Demand Savings (MW) | 0 | 0 | 0 | 0 | 0 | 0 | 0 | 0 | 0 | 0 | 0 | 0 | 0 | 0 | 0 | 0 | 0 | 0 | 0 | 0 | 0 | 0 | 0 | 0 | 0 | 0 | 0 | 0 | 0 | 0 | 0 | 0 | 0 | 0 | 0 | 0
F3_Commercial_Office_Existing_Space Heating_Natural Gas_Unit Heater_Codes & Standards Forecast | F3 | Commercial | Office | Existing | Space Heating | Natural Gas | Unit Heater | Codes & Standards Forecast | Winter Demand Savings (MW) | 0 | 0 | 0 | 0 | 0 | 0 | 0 | 0 | 0 | 0 | 0 | 0 | 0 | 0 | 0 | 0 | 0 | 0 | 0 | 0 | 0 | 0 | 0 | 0 | 0 | 0 | 0 | 0 | 0 | 0 | 0 | 0 | 0 | 0 | 0 | 0
F4_Commercial_Office_Existing_Space Heating_Natural Gas_Unit Heater_Codes & Standards Forecast | F4 | Commercial | Office | Existing | Space Heating | Natural Gas | Unit Heater | Codes & Standards Forecast | Incremental Savings (MMtherm) | 0 | 0 | 0 | 0 | 0 | 0 | 0 | 0 | 0 | 0 | 0 | 0 | 0 | 0 | 0 | 0 | 0 | 0 | 0 | 0 | 0 | 0 | 0 | 0 | 0 | 0 | 0 | 0 | 0 | 0 | 0 | 0 | 0 | 0 | 0 | 0
F1_Commercial_Office_Existing_Water Heating_Natural Gas_Water Heater_Codes & Standards Forecast | F1 | Commercial | Office | Existing | Water Heating | Natural Gas | Water Heater | Codes & Standards Forecast | Consumption Savings (MMtherm) | 0 | 0 | 0 | 0 | 0 | 0 | 0 | 0 | 0 | 0 | 0 | 0 | 0 | 0 | 0 | 0 | 0 | 0 | 0 | 0 | 0 | 0 | 0 | 0 | 0 | 0 | 0 | 0 | 0 | 0 | 0 | 0 | 0 | 0 | 0 | 0
F2_Commercial_Office_Existing_Water Heating_Natural Gas_Water Heater_Codes & Standards Forecast | F2 | Commercial | Office | Existing | Water Heating | Natural Gas | Water Heater | Codes & Standards Forecast | Summer Demand Savings (MW) | 0 | 0 | 0 | 0 | 0 | 0 | 0 | 0 | 0 | 0 | 0 | 0 | 0 | 0 | 0 | 0 | 0 | 0 | 0 | 0 | 0 | 0 | 0 | 0 | 0 | 0 | 0 | 0 | 0 | 0 | 0 | 0 | 0 | 0 | 0 | 0
F3_Commercial_Office_Existing_Water Heating_Natural Gas_Water Heater_Codes & Standards Forecast | F3 | Commercial | Office | Existing | Water Heating | Natural Gas | Water Heater | Codes & Standards Forecast | Winter Demand Savings (MW) | 0 | 0 | 0 | 0 | 0 | 0 | 0 | 0 | 0 | 0 | 0 | 0 | 0 | 0 | 0 | 0 | 0 | 0 | 0 | 0 | 0 | 0 | 0 | 0 | 0 | 0 | 0 | 0 | 0 | 0 | 0 | 0 | 0 | 0 | 0 | 0
F4_Commercial_Office_Existing_Water Heating_Natural Gas_Water Heater_Codes & Standards Forecast | F4 | Commercial | Office | Existing | Water Heating | Natural Gas | Water Heater | Codes & Standards Forecast | Incremental Savings (MMtherm) | 0 | 0 | 0 | 0 | 0 | 0 | 0 | 0 | 0 | 0 | 0 | 0 | 0 | 0 | 0 | 0 | 0 | 0 | 0 | 0 | 0 | 0 | 0 | 0 | 0 | 0 | 0 | 0 | 0 | 0 | 0 | 0 | 0 | 0 | 0 | 0
F1_Commercial_Office_Existing_Food Preparation_Natural Gas_Oven_Codes & Standards Forecast | F1 | Commercial | Office | Existing | Food Preparation | Natural Gas | Oven | Codes & Standards Forecast | Consumption Savings (MMtherm) | 0 | 0 | 0 | 0 | 0 | 0 | 0 | 0 | 0 | 0 | 0 | 0 | 0 | 0 | 0 | 0 | 0 | 0 | 0 | 0 | 0 | 0 | 0 | 0 | 0 | 0 | 0 | 0 | 0 | 0 | 0 | 0 | 0 | 0 | 0 | 0
F2_Commercial_Office_Existing_Food Preparation_Natural Gas_Oven_Codes & Standards Forecast | F2 | Commercial | Office | Existing | Food Preparation | Natural Gas | Oven | Codes & Standards Forecast | Summer Demand Savings (MW) | 0 | 0 | 0 | 0 | 0 | 0 | 0 | 0 | 0 | 0 | 0 | 0 | 0 | 0 | 0 | 0 | 0 | 0 | 0 | 0 | 0 | 0 | 0 | 0 | 0 | 0 | 0 | 0 | 0 | 0 | 0 | 0 | 0 | 0 | 0 | 0
F3_Commercial_Office_Existing_Food Preparation_Natural Gas_Oven_Codes & Standards Forecast | F3 | Commercial | Office | Existing | Food Preparation | Natural Gas | Oven | Codes & Standards Forecast | Winter Demand Savings (MW) | 0 | 0 | 0 | 0 | 0 | 0 | 0 | 0 | 0 | 0 | 0 | 0 | 0 | 0 | 0 | 0 | 0 | 0 | 0 | 0 | 0 | 0 | 0 | 0 | 0 | 0 | 0 | 0 | 0 | 0 | 0 | 0 | 0 | 0 | 0 | 0
F4_Commercial_Office_Existing_Food Preparation_Natural Gas_Oven_Codes & Standards Forecast | F4 | Commercial | Office | Existing | Food Preparation | Natural Gas | Oven | Codes & Standards Forecast | Incremental Savings (MMtherm) | 0 | 0 | 0 | 0 | 0 | 0 | 0 | 0 | 0 | 0 | 0 | 0 | 0 | 0 | 0 | 0 | 0 | 0 | 0 | 0 | 0 | 0 | 0 | 0 | 0 | 0 | 0 | 0 | 0 | 0 | 0 | 0 | 0 | 0 | 0 | 0
F1_Commercial_Office_Existing_Food Preparation_Natural Gas_Conveyor Oven_Codes & Standards Forecast | F1 | Commercial | Office | Existing | Food Preparation | Natural Gas | Conveyor Oven | Codes & Standards Forecast | Consumption Savings (MMtherm) | 0 | 0 | 0 | 0 | 0 | 0 | 0 | 0 | 0 | 0 | 0 | 0 | 0 | 0 | 0 | 0 | 0 | 0 | 0 | 0 | 0 | 0 | 0 | 0 | 0 | 0 | 0 | 0 | 0 | 0 | 0 | 0 | 0 | 0 | 0 | 0
F2_Commercial_Office_Existing_Food Preparation_Natural Gas_Conveyor Oven_Codes & Standards Forecast | F2 | Commercial | Office | Existing | Food Preparation | Natural Gas | Conveyor Oven | Codes & Standards Forecast | Summer Demand Savings (MW) | 0 | 0 | 0 | 0 | 0 | 0 | 0 | 0 | 0 | 0 | 0 | 0 | 0 | 0 | 0 | 0 | 0 | 0 | 0 | 0 | 0 | 0 | 0 | 0 | 0 | 0 | 0 | 0 | 0 | 0 | 0 | 0 | 0 | 0 | 0 | 0
F3_Commercial_Office_Existing_Food Preparation_Natural Gas_Conveyor Oven_Codes & Standards Forecast | F3 | Commercial | Office | Existing | Food Preparation | Natural Gas | Conveyor Oven | Codes & Standards Forecast | Winter Demand Savings (MW) | 0 | 0 | 0 | 0 | 0 | 0 | 0 | 0 | 0 | 0 | 0 | 0 | 0 | 0 | 0 | 0 | 0 | 0 | 0 | 0 | 0 | 0 | 0 | 0 | 0 | 0 | 0 | 0 | 0 | 0 | 0 | 0 | 0 | 0 | 0 | 0
F4_Commercial_Office_Existing_Food Preparation_Natural Gas_Conveyor Oven_Codes & Standards Forecast | F4 | Commercial | Office | Existing | Food Preparation | Natural Gas | Conveyor Oven | Codes & Standards Forecast | Incremental Savings (MMtherm) | 0 | 0 | 0 | 0 | 0 | 0 | 0 | 0 | 0 | 0 | 0 | 0 | 0 | 0 | 0 | 0 | 0 | 0 | 0 | 0 | 0 | 0 | 0 | 0 | 0 | 0 | 0 | 0 | 0 | 0 | 0 | 0 | 0 | 0 | 0 | 0
F1_Commercial_Office_Existing_Food Preparation_Natural Gas_Double Rack Oven_Codes & Standards Forecast | F1 | Commercial | Office | Existing | Food Preparation | Natural Gas | Double Rack Oven | Codes & Standards Forecast | Consumption Savings (MMtherm) | 0 | 0 | 0 | 0 | 0 | 0 | 0 | 0 | 0 | 0 | 0 | 0 | 0 | 0 | 0 | 0 | 0 | 0 | 0 | 0 | 0 | 0 | 0 | 0 | 0 | 0 | 0 | 0 | 0 | 0 | 0 | 0 | 0 | 0 | 0 | 0
F2_Commercial_Office_Existing_Food Preparation_Natural Gas_Double Rack Oven_Codes & Standards Forecast | F2 | Commercial | Office | Existing | Food Preparation | Natural Gas | Double Rack Oven | Codes & Standards Forecast | Summer Demand Savings (MW) | 0 | 0 | 0 | 0 | 0 | 0 | 0 | 0 | 0 | 0 | 0 | 0 | 0 | 0 | 0 | 0 | 0 | 0 | 0 | 0 | 0 | 0 | 0 | 0 | 0 | 0 | 0 | 0 | 0 | 0 | 0 | 0 | 0 | 0 | 0 | 0
F3_Commercial_Office_Existing_Food Preparation_Natural Gas_Double Rack Oven_Codes & Standards Forecast | F3 | Commercial | Office | Existing | Food Preparation | Natural Gas | Double Rack Oven | Codes & Standards Forecast | Winter Demand Savings (MW) | 0 | 0 | 0 | 0 | 0 | 0 | 0 | 0 | 0 | 0 | 0 | 0 | 0 | 0 | 0 | 0 | 0 | 0 | 0 | 0 | 0 | 0 | 0 | 0 | 0 | 0 | 0 | 0 | 0 | 0 | 0 | 0 | 0 | 0 | 0 | 0
F4_Commercial_Office_Existing_Food Preparation_Natural Gas_Double Rack Oven_Codes & Standards Forecast | F4 | Commercial | Office | Existing | Food Preparation | Natural Gas | Double Rack Oven | Codes & Standards Forecast | Incremental Savings (MMtherm) | 0 | 0 | 0 | 0 | 0 | 0 | 0 | 0 | 0 | 0 | 0 | 0 | 0 | 0 | 0 | 0 | 0 | 0 | 0 | 0 | 0 | 0 | 0 | 0 | 0 | 0 | 0 | 0 | 0 | 0 | 0 | 0 | 0 | 0 | 0 | 0
F1_Commercial_Office_Existing_Food Preparation_Natural Gas_Fryer_Codes & Standards Forecast | F1 | Commercial | Office | Existing | Food Preparation | Natural Gas | Fryer | Codes & Standards Forecast | Consumption Savings (MMtherm) | 0 | 0 | 0 | 0 | 0 | 0 | 0 | 0 | 0 | 0 | 0 | 0 | 0 | 0 | 0 | 0 | 0 | 0 | 0 | 0 | 0 | 0 | 0 | 0 | 0 | 0 | 0 | 0 | 0 | 0 | 0 | 0 | 0 | 0 | 0 | 0
F2_Commercial_Office_Existing_Food Preparation_Natural Gas_Fryer_Codes & Standards Forecast | F2 | Commercial | Office | Existing | Food Preparation | Natural Gas | Fryer | Codes & Standards Forecast | Summer Demand Savings (MW) | 0 | 0 | 0 | 0 | 0 | 0 | 0 | 0 | 0 | 0 | 0 | 0 | 0 | 0 | 0 | 0 | 0 | 0 | 0 | 0 | 0 | 0 | 0 | 0 | 0 | 0 | 0 | 0 | 0 | 0 | 0 | 0 | 0 | 0 | 0 | 0
F3_Commercial_Office_Existing_Food Preparation_Natural Gas_Fryer_Codes & Standards Forecast | F3 | Commercial | Office | Existing | Food Preparation | Natural Gas | Fryer | Codes & Standards Forecast | Winter Demand Savings (MW) | 0 | 0 | 0 | 0 | 0 | 0 | 0 | 0 | 0 | 0 | 0 | 0 | 0 | 0 | 0 | 0 | 0 | 0 | 0 | 0 | 0 | 0 | 0 | 0 | 0 | 0 | 0 | 0 | 0 | 0 | 0 | 0 | 0 | 0 | 0 | 0
F4_Commercial_Office_Existing_Food Preparation_Natural Gas_Fryer_Codes & Standards Forecast | F4 | Commercial | Office | Existing | Food Preparation | Natural Gas | Fryer | Codes & Standards Forecast | Incremental Savings (MMtherm) | 0 | 0 | 0 | 0 | 0 | 0 | 0 | 0 | 0 | 0 | 0 | 0 | 0 | 0 | 0 | 0 | 0 | 0 | 0 | 0 | 0 | 0 | 0 | 0 | 0 | 0 | 0 | 0 | 0 | 0 | 0 | 0 | 0 | 0 | 0 | 0
F1_Commercial_Office_Existing_Food Preparation_Natural Gas_Broiler_Codes & Standards Forecast | F1 | Commercial | Office | Existing | Food Preparation | Natural Gas | Broiler | Codes & Standards Forecast | Consumption Savings (MMtherm) | 0 | 0 | 0 | 0 | 0 | 0 | 0 | 0 | 0 | 0 | 0 | 0 | 0 | 0 | 0 | 0 | 0 | 0 | 0 | 0 | 0 | 0 | 0 | 0 | 0 | 0 | 0 | 0 | 0 | 0 | 0 | 0 | 0 | 0 | 0 | 0
F2_Commercial_Office_Existing_Food Preparation_Natural Gas_Broiler_Codes & Standards Forecast | F2 | Commercial | Office | Existing | Food Preparation | Natural Gas | Broiler | Codes & Standards Forecast | Summer Demand Savings (MW) | 0 | 0 | 0 | 0 | 0 | 0 | 0 | 0 | 0 | 0 | 0 | 0 | 0 | 0 | 0 | 0 | 0 | 0 | 0 | 0 | 0 | 0 | 0 | 0 | 0 | 0 | 0 | 0 | 0 | 0 | 0 | 0 | 0 | 0 | 0 | 0
F3_Commercial_Office_Existing_Food Preparation_Natural Gas_Broiler_Codes & Standards Forecast | F3 | Commercial | Office | Existing | Food Preparation | Natural Gas | Broiler | Codes & Standards Forecast | Winter Demand Savings (MW) | 0 | 0 | 0 | 0 | 0 | 0 | 0 | 0 | 0 | 0 | 0 | 0 | 0 | 0 | 0 | 0 | 0 | 0 | 0 | 0 | 0 | 0 | 0 | 0 | 0 | 0 | 0 | 0 | 0 | 0 | 0 | 0 | 0 | 0 | 0 | 0
F4_Commercial_Office_Existing_Food Preparation_Natural Gas_Broiler_Codes & Standards Forecast | F4 | Commercial | Office | Existing | Food Preparation | Natural Gas | Broiler | Codes & Standards Forecast | Incremental Savings (MMtherm) | 0 | 0 | 0 | 0 | 0 | 0 | 0 | 0 | 0 | 0 | 0 | 0 | 0 | 0 | 0 | 0 | 0 | 0 | 0 | 0 | 0 | 0 | 0 | 0 | 0 | 0 | 0 | 0 | 0 | 0 | 0 | 0 | 0 | 0 | 0 | 0
F1_Commercial_Office_Existing_Food Preparation_Natural Gas_Griddle_Codes & Standards Forecast | F1 | Commercial | Office | Existing | Food Preparation | Natural Gas | Griddle | Codes & Standards Forecast | Consumption Savings (MMtherm) | 0 | 0 | 0 | 0 | 0 | 0 | 0 | 0 | 0 | 0 | 0 | 0 | 0 | 0 | 0 | 0 | 0 | 0 | 0 | 0 | 0 | 0 | 0 | 0 | 0 | 0 | 0 | 0 | 0 | 0 | 0 | 0 | 0 | 0 | 0 | 0
F2_Commercial_Office_Existing_Food Preparation_Natural Gas_Griddle_Codes & Standards Forecast | F2 | Commercial | Office | Existing | Food Preparation | Natural Gas | Griddle | Codes & Standards Forecast | Summer Demand Savings (MW) | 0 | 0 | 0 | 0 | 0 | 0 | 0 | 0 | 0 | 0 | 0 | 0 | 0 | 0 | 0 | 0 | 0 | 0 | 0 | 0 | 0 | 0 | 0 | 0 | 0 | 0 | 0 | 0 | 0 | 0 | 0 | 0 | 0 | 0 | 0 | 0
F3_Commercial_Office_Existing_Food Preparation_Natural Gas_Griddle_Codes & Standards Forecast | F3 | Commercial | Office | Existing | Food Preparation | Natural Gas | Griddle | Codes & Standards Forecast | Winter Demand Savings (MW) | 0 | 0 | 0 | 0 | 0 | 0 | 0 | 0 | 0 | 0 | 0 | 0 | 0 | 0 | 0 | 0 | 0 | 0 | 0 | 0 | 0 | 0 | 0 | 0 | 0 | 0 | 0 | 0 | 0 | 0 | 0 | 0 | 0 | 0 | 0 | 0
F4_Commercial_Office_Existing_Food Preparation_Natural Gas_Griddle_Codes & Standards Forecast | F4 | Commercial | Office | Existing | Food Preparation | Natural Gas | Griddle | Codes & Standards Forecast | Incremental Savings (MMtherm) | 0 | 0 | 0 | 0 | 0 | 0 | 0 | 0 | 0 | 0 | 0 | 0 | 0 | 0 | 0 | 0 | 0 | 0 | 0 | 0 | 0 | 0 | 0 | 0 | 0 | 0 | 0 | 0 | 0 | 0 | 0 | 0 | 0 | 0 | 0 | 0
F1_Commercial_Office_Existing_Food Preparation_Natural Gas_Range_Codes & Standards Forecast | F1 | Commercial | Office | Existing | Food Preparation | Natural Gas | Range | Codes & Standards Forecast | Consumption Savings (MMtherm) | 0 | 0 | 0 | 0 | 0 | 0 | 0 | 0 | 0 | 0 | 0 | 0 | 0 | 0 | 0 | 0 | 0 | 0 | 0 | 0 | 0 | 0 | 0 | 0 | 0 | 0 | 0 | 0 | 0 | 0 | 0 | 0 | 0 | 0 | 0 | 0
F2_Commercial_Office_Existing_Food Preparation_Natural Gas_Range_Codes & Standards Forecast | F2 | Commercial | Office | Existing | Food Preparation | Natural Gas | Range | Codes & Standards Forecast | Summer Demand Savings (MW) | 0 | 0 | 0 | 0 | 0 | 0 | 0 | 0 | 0 | 0 | 0 | 0 | 0 | 0 | 0 | 0 | 0 | 0 | 0 | 0 | 0 | 0 | 0 | 0 | 0 | 0 | 0 | 0 | 0 | 0 | 0 | 0 | 0 | 0 | 0 | 0
F3_Commercial_Office_Existing_Food Preparation_Natural Gas_Range_Codes & Standards Forecast | F3 | Commercial | Office | Existing | Food Preparation | Natural Gas | Range | Codes & Standards Forecast | Winter Demand Savings (MW) | 0 | 0 | 0 | 0 | 0 | 0 | 0 | 0 | 0 | 0 | 0 | 0 | 0 | 0 | 0 | 0 | 0 | 0 | 0 | 0 | 0 | 0 | 0 | 0 | 0 | 0 | 0 | 0 | 0 | 0 | 0 | 0 | 0 | 0 | 0 | 0
F4_Commercial_Office_Existing_Food Preparation_Natural Gas_Range_Codes & Standards Forecast | F4 | Commercial | Office | Existing | Food Preparation | Natural Gas | Range | Codes & Standards Forecast | Incremental Savings (MMtherm) | 0 | 0 | 0 | 0 | 0 | 0 | 0 | 0 | 0 | 0 | 0 | 0 | 0 | 0 | 0 | 0 | 0 | 0 | 0 | 0 | 0 | 0 | 0 | 0 | 0 | 0 | 0 | 0 | 0 | 0 | 0 | 0 | 0 | 0 | 0 | 0
F1_Commercial_Office_Existing_Food Preparation_Natural Gas_Steamer_Codes & Standards Forecast | F1 | Commercial | Office | Existing | Food Preparation | Natural Gas | Steamer | Codes & Standards Forecast | Consumption Savings (MMtherm) | 0 | 0 | 0 | 0 | 0 | 0 | 0 | 0 | 0 | 0 | 0 | 0 | 0 | 0 | 0 | 0 | 0 | 0 | 0 | 0 | 0 | 0 | 0 | 0 | 0 | 0 | 0 | 0 | 0 | 0 | 0 | 0 | 0 | 0 | 0 | 0
F2_Commercial_Office_Existing_Food Preparation_Natural Gas_Steamer_Codes & Standards Forecast | F2 | Commercial | Office | Existing | Food Preparation | Natural Gas | Steamer | Codes & Standards Forecast | Summer Demand Savings (MW) | 0 | 0 | 0 | 0 | 0 | 0 | 0 | 0 | 0 | 0 | 0 | 0 | 0 | 0 | 0 | 0 | 0 | 0 | 0 | 0 | 0 | 0 | 0 | 0 | 0 | 0 | 0 | 0 | 0 | 0 | 0 | 0 | 0 | 0 | 0 | 0
F3_Commercial_Office_Existing_Food Preparation_Natural Gas_Steamer_Codes & Standards Forecast | F3 | Commercial | Office | Existing | Food Preparation | Natural Gas | Steamer | Codes & Standards Forecast | Winter Demand Savings (MW) | 0 | 0 | 0 | 0 | 0 | 0 | 0 | 0 | 0 | 0 | 0 | 0 | 0 | 0 | 0 | 0 | 0 | 0 | 0 | 0 | 0 | 0 | 0 | 0 | 0 | 0 | 0 | 0 | 0 | 0 | 0 | 0 | 0 | 0 | 0 | 0
F4_Commercial_Office_Existing_Food Preparation_Natural Gas_Steamer_Codes & Standards Forecast | F4 | Commercial | Office | Existing | Food Preparation | Natural Gas | Steamer | Codes & Standards Forecast | Incremental Savings (MMtherm) | 0 | 0 | 0 | 0 | 0 | 0 | 0 | 0 | 0 | 0 | 0 | 0 | 0 | 0 | 0 | 0 | 0 | 0 | 0 | 0 | 0 | 0 | 0 | 0 | 0 | 0 | 0 | 0 | 0 | 0 | 0 | 0 | 0 | 0 | 0 | 0
F1_Commercial_Office_Existing_Food Preparation_Natural Gas_Food Prep Other_Codes & Standards Forecast | F1 | Commercial | Office | Existing | Food Preparation | Natural Gas | Food Prep Other | Codes & Standards Forecast | Consumption Savings (MMtherm) | 0 | 0 | 0 | 0 | 0 | 0 | 0 | 0 | 0 | 0 | 0 | 0 | 0 | 0 | 0 | 0 | 0 | 0 | 0 | 0 | 0 | 0 | 0 | 0 | 0 | 0 | 0 | 0 | 0 | 0 | 0 | 0 | 0 | 0 | 0 | 0
F2_Commercial_Office_Existing_Food Preparation_Natural Gas_Food Prep Other_Codes & Standards Forecast | F2 | Commercial | Office | Existing | Food Preparation | Natural Gas | Food Prep Other | Codes & Standards Forecast | Summer Demand Savings (MW) | 0 | 0 | 0 | 0 | 0 | 0 | 0 | 0 | 0 | 0 | 0 | 0 | 0 | 0 | 0 | 0 | 0 | 0 | 0 | 0 | 0 | 0 | 0 | 0 | 0 | 0 | 0 | 0 | 0 | 0 | 0 | 0 | 0 | 0 | 0 | 0
F3_Commercial_Office_Existing_Food Preparation_Natural Gas_Food Prep Other_Codes & Standards Forecast | F3 | Commercial | Office | Existing | Food Preparation | Natural Gas | Food Prep Other | Codes & Standards Forecast | Winter Demand Savings (MW) | 0 | 0 | 0 | 0 | 0 | 0 | 0 | 0 | 0 | 0 | 0 | 0 | 0 | 0 | 0 | 0 | 0 | 0 | 0 | 0 | 0 | 0 | 0 | 0 | 0 | 0 | 0 | 0 | 0 | 0 | 0 | 0 | 0 | 0 | 0 | 0
F4_Commercial_Office_Existing_Food Preparation_Natural Gas_Food Prep Other_Codes & Standards Forecast | F4 | Commercial | Office | Existing | Food Preparation | Natural Gas | Food Prep Other | Codes & Standards Forecast | Incremental Savings (MMtherm) | 0 | 0 | 0 | 0 | 0 | 0 | 0 | 0 | 0 | 0 | 0 | 0 | 0 | 0 | 0 | 0 | 0 | 0 | 0 | 0 | 0 | 0 | 0 | 0 | 0 | 0 | 0 | 0 | 0 | 0 | 0 | 0 | 0 | 0 | 0 | 0
F1_Commercial_Office_Existing_Miscellaneous_Natural Gas_Pool Heater_Codes & Standards Forecast | F1 | Commercial | Office | Existing | Miscellaneous | Natural Gas | Pool Heater | Codes & Standards Forecast | Consumption Savings (MMtherm) | 0 | 0 | 0 | 0 | 0 | 0 | 0 | 0 | 0 | 0 | 0 | 0 | 0 | 0 | 0 | 0 | 0 | 0 | 0 | 0 | 0 | 0 | 0 | 0 | 0 | 0 | 0 | 0 | 0 | 0 | 0 | 0 | 0 | 0 | 0 | 0
F2_Commercial_Office_Existing_Miscellaneous_Natural Gas_Pool Heater_Codes & Standards Forecast | F2 | Commercial | Office | Existing | Miscellaneous | Natural Gas | Pool Heater | Codes & Standards Forecast | Summer Demand Savings (MW) | 0 | 0 | 0 | 0 | 0 | 0 | 0 | 0 | 0 | 0 | 0 | 0 | 0 | 0 | 0 | 0 | 0 | 0 | 0 | 0 | 0 | 0 | 0 | 0 | 0 | 0 | 0 | 0 | 0 | 0 | 0 | 0 | 0 | 0 | 0 | 0
F3_Commercial_Office_Existing_Miscellaneous_Natural Gas_Pool Heater_Codes & Standards Forecast | F3 | Commercial | Office | Existing | Miscellaneous | Natural Gas | Pool Heater | Codes & Standards Forecast | Winter Demand Savings (MW) | 0 | 0 | 0 | 0 | 0 | 0 | 0 | 0 | 0 | 0 | 0 | 0 | 0 | 0 | 0 | 0 | 0 | 0 | 0 | 0 | 0 | 0 | 0 | 0 | 0 | 0 | 0 | 0 | 0 | 0 | 0 | 0 | 0 | 0 | 0 | 0
F4_Commercial_Office_Existing_Miscellaneous_Natural Gas_Pool Heater_Codes & Standards Forecast | F4 | Commercial | Office | Existing | Miscellaneous | Natural Gas | Pool Heater | Codes & Standards Forecast | Incremental Savings (MMtherm) | 0 | 0 | 0 | 0 | 0 | 0 | 0 | 0 | 0 | 0 | 0 | 0 | 0 | 0 | 0 | 0 | 0 | 0 | 0 | 0 | 0 | 0 | 0 | 0 | 0 | 0 | 0 | 0 | 0 | 0 | 0 | 0 | 0 | 0 | 0 | 0
F1_Commercial_Office_Existing_Miscellaneous_Natural Gas_Miscellaneous_Codes & Standards Forecast | F1 | Commercial | Office | Existing | Miscellaneous | Natural Gas | Miscellaneous | Codes & Standards Forecast | Consumption Savings (MMtherm) | 0 | 0 | 0 | 0 | 0 | 0 | 0 | 0 | 0 | 0 | 0 | 0 | 0 | 0 | 0 | 0 | 0 | 0 | 0 | 0 | 0 | 0 | 0 | 0 | 0 | 0 | 0 | 0 | 0 | 0 | 0 | 0 | 0 | 0 | 0 | 0
F2_Commercial_Office_Existing_Miscellaneous_Natural Gas_Miscellaneous_Codes & Standards Forecast | F2 | Commercial | Office | Existing | Miscellaneous | Natural Gas | Miscellaneous | Codes & Standards Forecast | Summer Demand Savings (MW) | 0 | 0 | 0 | 0 | 0 | 0 | 0 | 0 | 0 | 0 | 0 | 0 | 0 | 0 | 0 | 0 | 0 | 0 | 0 | 0 | 0 | 0 | 0 | 0 | 0 | 0 | 0 | 0 | 0 | 0 | 0 | 0 | 0 | 0 | 0 | 0
F3_Commercial_Office_Existing_Miscellaneous_Natural Gas_Miscellaneous_Codes & Standards Forecast | F3 | Commercial | Office | Existing | Miscellaneous | Natural Gas | Miscellaneous | Codes & Standards Forecast | Winter Demand Savings (MW) | 0 | 0 | 0 | 0 | 0 | 0 | 0 | 0 | 0 | 0 | 0 | 0 | 0 | 0 | 0 | 0 | 0 | 0 | 0 | 0 | 0 | 0 | 0 | 0 | 0 | 0 | 0 | 0 | 0 | 0 | 0 | 0 | 0 | 0 | 0 | 0
F4_Commercial_Office_Existing_Miscellaneous_Natural Gas_Miscellaneous_Codes & Standards Forecast | F4 | Commercial | Office | Existing | Miscellaneous | Natural Gas | Miscellaneous | Codes & Standards Forecast | Incremental Savings (MMtherm) | 0 | 0 | 0 | 0 | 0 | 0 | 0 | 0 | 0 | 0 | 0 | 0 | 0 | 0 | 0 | 0 | 0 | 0 | 0 | 0 | 0 | 0 | 0 | 0 | 0 | 0 | 0 | 0 | 0 | 0 | 0 | 0 | 0 | 0 | 0 | 0
F1_Commercial_Office_New_Space Heating_Natural Gas_Furnace_Codes & Standards Forecast | F1 | Commercial | Office | New | Space Heating | Natural Gas | Furnace | Codes & Standards Forecast | Consumption Savings (MMtherm) | 0 | 0 | 0 | 0 | 0 | 0 | 0 | 0 | 0 | 0 | 0 | 0 | 0 | 0 | 0 | 0 | 0 | 0 | 0 | 0 | 0 | 0 | 0 | 0 | 0 | 0 | 0 | 0 | 0 | 0 | 0 | 0 | 0 | 0 | 0 | 0
F2_Commercial_Office_New_Space Heating_Natural Gas_Furnace_Codes & Standards Forecast | F2 | Commercial | Office | New | Space Heating | Natural Gas | Furnace | Codes & Standards Forecast | Summer Demand Savings (MW) | 0 | 0 | 0 | 0 | 0 | 0 | 0 | 0 | 0 | 0 | 0 | 0 | 0 | 0 | 0 | 0 | 0 | 0 | 0 | 0 | 0 | 0 | 0 | 0 | 0 | 0 | 0 | 0 | 0 | 0 | 0 | 0 | 0 | 0 | 0 | 0
F3_Commercial_Office_New_Space Heating_Natural Gas_Furnace_Codes & Standards Forecast | F3 | Commercial | Office | New | Space Heating | Natural Gas | Furnace | Codes & Standards Forecast | Winter Demand Savings (MW) | 0 | 0 | 0 | 0 | 0 | 0 | 0 | 0 | 0 | 0 | 0 | 0 | 0 | 0 | 0 | 0 | 0 | 0 | 0 | 0 | 0 | 0 | 0 | 0 | 0 | 0 | 0 | 0 | 0 | 0 | 0 | 0 | 0 | 0 | 0 | 0
F4_Commercial_Office_New_Space Heating_Natural Gas_Furnace_Codes & Standards Forecast | F4 | Commercial | Office | New | Space Heating | Natural Gas | Furnace | Codes & Standards Forecast | Incremental Savings (MMtherm) | 0 | 0 | 0 | 0 | 0 | 0 | 0 | 0 | 0 | 0 | 0 | 0 | 0 | 0 | 0 | 0 | 0 | 0 | 0 | 0 | 0 | 0 | 0 | 0 | 0 | 0 | 0 | 0 | 0 | 0 | 0 | 0 | 0 | 0 | 0 | 0
F1_Commercial_Office_New_Space Heating_Natural Gas_Boiler_Codes & Standards Forecast | F1 | Commercial | Office | New | Space Heating | Natural Gas | Boiler | Codes & Standards Forecast | Consumption Savings (MMtherm) | 0 | 0 | 0 | 0 | 0 | 0 | 0 | 0 | 0 | 0 | 0 | 0 | 0 | 0 | 0 | 0 | 0 | 0 | 0 | 0 | 0 | 0 | 0 | 0 | 0 | 0 | 0 | 0 | 0 | 0 | 0 | 0 | 0 | 0 | 0 | 0
F2_Commercial_Office_New_Space Heating_Natural Gas_Boiler_Codes & Standards Forecast | F2 | Commercial | Office | New | Space Heating | Natural Gas | Boiler | Codes & Standards Forecast | Summer Demand Savings (MW) | 0 | 0 | 0 | 0 | 0 | 0 | 0 | 0 | 0 | 0 | 0 | 0 | 0 | 0 | 0 | 0 | 0 | 0 | 0 | 0 | 0 | 0 | 0 | 0 | 0 | 0 | 0 | 0 | 0 | 0 | 0 | 0 | 0 | 0 | 0 | 0
F3_Commercial_Office_New_Space Heating_Natural Gas_Boiler_Codes & Standards Forecast | F3 | Commercial | Office | New | Space Heating | Natural Gas | Boiler | Codes & Standards Forecast | Winter Demand Savings (MW) | 0 | 0 | 0 | 0 | 0 | 0 | 0 | 0 | 0 | 0 | 0 | 0 | 0 | 0 | 0 | 0 | 0 | 0 | 0 | 0 | 0 | 0 | 0 | 0 | 0 | 0 | 0 | 0 | 0 | 0 | 0 | 0 | 0 | 0 | 0 | 0
F4_Commercial_Office_New_Space Heating_Natural Gas_Boiler_Codes & Standards Forecast | F4 | Commercial | Office | New | Space Heating | Natural Gas | Boiler | Codes & Standards Forecast | Incremental Savings (MMtherm) | 0 | 0 | 0 | 0 | 0 | 0 | 0 | 0 | 0 | 0 | 0 | 0 | 0 | 0 | 0 | 0 | 0 | 0 | 0 | 0 | 0 | 0 | 0 | 0 | 0 | 0 | 0 | 0 | 0 | 0 | 0 | 0 | 0 | 0 | 0 | 0
F1_Commercial_Office_New_Space Heating_Natural Gas_Unit Heater_Codes & Standards Forecast | F1 | Commercial | Office | New | Space Heating | Natural Gas | Unit Heater | Codes & Standards Forecast | Consumption Savings (MMtherm) | 0 | 0 | 0 | 0 | 0 | 0 | 0 | 0 | 0 | 0 | 0 | 0 | 0 | 0 | 0 | 0 | 0 | 0 | 0 | 0 | 0 | 0 | 0 | 0 | 0 | 0 | 0 | 0 | 0 | 0 | 0 | 0 | 0 | 0 | 0 | 0
F2_Commercial_Office_New_Space Heating_Natural Gas_Unit Heater_Codes & Standards Forecast | F2 | Commercial | Office | New | Space Heating | Natural Gas | Unit Heater | Codes & Standards Forecast | Summer Demand Savings (MW) | 0 | 0 | 0 | 0 | 0 | 0 | 0 | 0 | 0 | 0 | 0 | 0 | 0 | 0 | 0 | 0 | 0 | 0 | 0 | 0 | 0 | 0 | 0 | 0 | 0 | 0 | 0 | 0 | 0 | 0 | 0 | 0 | 0 | 0 | 0 | 0
F3_Commercial_Office_New_Space Heating_Natural Gas_Unit Heater_Codes & Standards Forecast | F3 | Commercial | Office | New | Space Heating | Natural Gas | Unit Heater | Codes & Standards Forecast | Winter Demand Savings (MW) | 0 | 0 | 0 | 0 | 0 | 0 | 0 | 0 | 0 | 0 | 0 | 0 | 0 | 0 | 0 | 0 | 0 | 0 | 0 | 0 | 0 | 0 | 0 | 0 | 0 | 0 | 0 | 0 | 0 | 0 | 0 | 0 | 0 | 0 | 0 | 0
F4_Commercial_Office_New_Space Heating_Natural Gas_Unit Heater_Codes & Standards Forecast | F4 | Commercial | Office | New | Space Heating | Natural Gas | Unit Heater | Codes & Standards Forecast | Incremental Savings (MMtherm) | 0 | 0 | 0 | 0 | 0 | 0 | 0 | 0 | 0 | 0 | 0 | 0 | 0 | 0 | 0 | 0 | 0 | 0 | 0 | 0 | 0 | 0 | 0 | 0 | 0 | 0 | 0 | 0 | 0 | 0 | 0 | 0 | 0 | 0 | 0 | 0
F1_Commercial_Office_New_Water Heating_Natural Gas_Water Heater_Codes & Standards Forecast | F1 | Commercial | Office | New | Water Heating | Natural Gas | Water Heater | Codes & Standards Forecast | Consumption Savings (MMtherm) | 0 | 0 | 0 | 0 | 0 | 0 | 0 | 0 | 0 | 0 | 0 | 0 | 0 | 0 | 0 | 0 | 0 | 0 | 0 | 0 | 0 | 0 | 0 | 0 | 0 | 0 | 0 | 0 | 0 | 0 | 0 | 0 | 0 | 0 | 0 | 0
F2_Commercial_Office_New_Water Heating_Natural Gas_Water Heater_Codes & Standards Forecast | F2 | Commercial | Office | New | Water Heating | Natural Gas | Water Heater | Codes & Standards Forecast | Summer Demand Savings (MW) | 0 | 0 | 0 | 0 | 0 | 0 | 0 | 0 | 0 | 0 | 0 | 0 | 0 | 0 | 0 | 0 | 0 | 0 | 0 | 0 | 0 | 0 | 0 | 0 | 0 | 0 | 0 | 0 | 0 | 0 | 0 | 0 | 0 | 0 | 0 | 0
F3_Commercial_Office_New_Water Heating_Natural Gas_Water Heater_Codes & Standards Forecast | F3 | Commercial | Office | New | Water Heating | Natural Gas | Water Heater | Codes & Standards Forecast | Winter Demand Savings (MW) | 0 | 0 | 0 | 0 | 0 | 0 | 0 | 0 | 0 | 0 | 0 | 0 | 0 | 0 | 0 | 0 | 0 | 0 | 0 | 0 | 0 | 0 | 0 | 0 | 0 | 0 | 0 | 0 | 0 | 0 | 0 | 0 | 0 | 0 | 0 | 0
F4_Commercial_Office_New_Water Heating_Natural Gas_Water Heater_Codes & Standards Forecast | F4 | Commercial | Office | New | Water Heating | Natural Gas | Water Heater | Codes & Standards Forecast | Incremental Savings (MMtherm) | 0 | 0 | 0 | 0 | 0 | 0 | 0 | 0 | 0 | 0 | 0 | 0 | 0 | 0 | 0 | 0 | 0 | 0 | 0 | 0 | 0 | 0 | 0 | 0 | 0 | 0 | 0 | 0 | 0 | 0 | 0 | 0 | 0 | 0 | 0 | 0
F1_Commercial_Office_New_Food Preparation_Natural Gas_Oven_Codes & Standards Forecast | F1 | Commercial | Office | New | Food Preparation | Natural Gas | Oven | Codes & Standards Forecast | Consumption Savings (MMtherm) | 0 | 0 | 0 | 0 | 0 | 0 | 0 | 0 | 0 | 0 | 0 | 0 | 0 | 0 | 0 | 0 | 0 | 0 | 0 | 0 | 0 | 0 | 0 | 0 | 0 | 0 | 0 | 0 | 0 | 0 | 0 | 0 | 0 | 0 | 0 | 0
F2_Commercial_Office_New_Food Preparation_Natural Gas_Oven_Codes & Standards Forecast | F2 | Commercial | Office | New | Food Preparation | Natural Gas | Oven | Codes & Standards Forecast | Summer Demand Savings (MW) | 0 | 0 | 0 | 0 | 0 | 0 | 0 | 0 | 0 | 0 | 0 | 0 | 0 | 0 | 0 | 0 | 0 | 0 | 0 | 0 | 0 | 0 | 0 | 0 | 0 | 0 | 0 | 0 | 0 | 0 | 0 | 0 | 0 | 0 | 0 | 0
F3_Commercial_Office_New_Food Preparation_Natural Gas_Oven_Codes & Standards Forecast | F3 | Commercial | Office | New | Food Preparation | Natural Gas | Oven | Codes & Standards Forecast | Winter Demand Savings (MW) | 0 | 0 | 0 | 0 | 0 | 0 | 0 | 0 | 0 | 0 | 0 | 0 | 0 | 0 | 0 | 0 | 0 | 0 | 0 | 0 | 0 | 0 | 0 | 0 | 0 | 0 | 0 | 0 | 0 | 0 | 0 | 0 | 0 | 0 | 0 | 0
F4_Commercial_Office_New_Food Preparation_Natural Gas_Oven_Codes & Standards Forecast | F4 | Commercial | Office | New | Food Preparation | Natural Gas | Oven | Codes & Standards Forecast | Incremental Savings (MMtherm) | 0 | 0 | 0 | 0 | 0 | 0 | 0 | 0 | 0 | 0 | 0 | 0 | 0 | 0 | 0 | 0 | 0 | 0 | 0 | 0 | 0 | 0 | 0 | 0 | 0 | 0 | 0 | 0 | 0 | 0 | 0 | 0 | 0 | 0 | 0 | 0
F1_Commercial_Office_New_Food Preparation_Natural Gas_Conveyor Oven_Codes & Standards Forecast | F1 | Commercial | Office | New | Food Preparation | Natural Gas | Conveyor Oven | Codes & Standards Forecast | Consumption Savings (MMtherm) | 0 | 0 | 0 | 0 | 0 | 0 | 0 | 0 | 0 | 0 | 0 | 0 | 0 | 0 | 0 | 0 | 0 | 0 | 0 | 0 | 0 | 0 | 0 | 0 | 0 | 0 | 0 | 0 | 0 | 0 | 0 | 0 | 0 | 0 | 0 | 0
F2_Commercial_Office_New_Food Preparation_Natural Gas_Conveyor Oven_Codes & Standards Forecast | F2 | Commercial | Office | New | Food Preparation | Natural Gas | Conveyor Oven | Codes & Standards Forecast | Summer Demand Savings (MW) | 0 | 0 | 0 | 0 | 0 | 0 | 0 | 0 | 0 | 0 | 0 | 0 | 0 | 0 | 0 | 0 | 0 | 0 | 0 | 0 | 0 | 0 | 0 | 0 | 0 | 0 | 0 | 0 | 0 | 0 | 0 | 0 | 0 | 0 | 0 | 0
F3_Commercial_Office_New_Food Preparation_Natural Gas_Conveyor Oven_Codes & Standards Forecast | F3 | Commercial | Office | New | Food Preparation | Natural Gas | Conveyor Oven | Codes & Standards Forecast | Winter Demand Savings (MW) | 0 | 0 | 0 | 0 | 0 | 0 | 0 | 0 | 0 | 0 | 0 | 0 | 0 | 0 | 0 | 0 | 0 | 0 | 0 | 0 | 0 | 0 | 0 | 0 | 0 | 0 | 0 | 0 | 0 | 0 | 0 | 0 | 0 | 0 | 0 | 0
F4_Commercial_Office_New_Food Preparation_Natural Gas_Conveyor Oven_Codes & Standards Forecast | F4 | Commercial | Office | New | Food Preparation | Natural Gas | Conveyor Oven | Codes & Standards Forecast | Incremental Savings (MMtherm) | 0 | 0 | 0 | 0 | 0 | 0 | 0 | 0 | 0 | 0 | 0 | 0 | 0 | 0 | 0 | 0 | 0 | 0 | 0 | 0 | 0 | 0 | 0 | 0 | 0 | 0 | 0 | 0 | 0 | 0 | 0 | 0 | 0 | 0 | 0 | 0
F1_Commercial_Office_New_Food Preparation_Natural Gas_Double Rack Oven_Codes & Standards Forecast | F1 | Commercial | Office | New | Food Preparation | Natural Gas | Double Rack Oven | Codes & Standards Forecast | Consumption Savings (MMtherm) | 0 | 0 | 0 | 0 | 0 | 0 | 0 | 0 | 0 | 0 | 0 | 0 | 0 | 0 | 0 | 0 | 0 | 0 | 0 | 0 | 0 | 0 | 0 | 0 | 0 | 0 | 0 | 0 | 0 | 0 | 0 | 0 | 0 | 0 | 0 | 0
F2_Commercial_Office_New_Food Preparation_Natural Gas_Double Rack Oven_Codes & Standards Forecast | F2 | Commercial | Office | New | Food Preparation | Natural Gas | Double Rack Oven | Codes & Standards Forecast | Summer Demand Savings (MW) | 0 | 0 | 0 | 0 | 0 | 0 | 0 | 0 | 0 | 0 | 0 | 0 | 0 | 0 | 0 | 0 | 0 | 0 | 0 | 0 | 0 | 0 | 0 | 0 | 0 | 0 | 0 | 0 | 0 | 0 | 0 | 0 | 0 | 0 | 0 | 0
F3_Commercial_Office_New_Food Preparation_Natural Gas_Double Rack Oven_Codes & Standards Forecast | F3 | Commercial | Office | New | Food Preparation | Natural Gas | Double Rack Oven | Codes & Standards Forecast | Winter Demand Savings (MW) | 0 | 0 | 0 | 0 | 0 | 0 | 0 | 0 | 0 | 0 | 0 | 0 | 0 | 0 | 0 | 0 | 0 | 0 | 0 | 0 | 0 | 0 | 0 | 0 | 0 | 0 | 0 | 0 | 0 | 0 | 0 | 0 | 0 | 0 | 0 | 0
F4_Commercial_Office_New_Food Preparation_Natural Gas_Double Rack Oven_Codes & Standards Forecast | F4 | Commercial | Office | New | Food Preparation | Natural Gas | Double Rack Oven | Codes & Standards Forecast | Incremental Savings (MMtherm) | 0 | 0 | 0 | 0 | 0 | 0 | 0 | 0 | 0 | 0 | 0 | 0 | 0 | 0 | 0 | 0 | 0 | 0 | 0 | 0 | 0 | 0 | 0 | 0 | 0 | 0 | 0 | 0 | 0 | 0 | 0 | 0 | 0 | 0 | 0 | 0
F1_Commercial_Office_New_Food Preparation_Natural Gas_Fryer_Codes & Standards Forecast | F1 | Commercial | Office | New | Food Preparation | Natural Gas | Fryer | Codes & Standards Forecast | Consumption Savings (MMtherm) | 0 | 0 | 0 | 0 | 0 | 0 | 0 | 0 | 0 | 0 | 0 | 0 | 0 | 0 | 0 | 0 | 0 | 0 | 0 | 0 | 0 | 0 | 0 | 0 | 0 | 0 | 0 | 0 | 0 | 0 | 0 | 0 | 0 | 0 | 0 | 0
F2_Commercial_Office_New_Food Preparation_Natural Gas_Fryer_Codes & Standards Forecast | F2 | Commercial | Office | New | Food Preparation | Natural Gas | Fryer | Codes & Standards Forecast | Summer Demand Savings (MW) | 0 | 0 | 0 | 0 | 0 | 0 | 0 | 0 | 0 | 0 | 0 | 0 | 0 | 0 | 0 | 0 | 0 | 0 | 0 | 0 | 0 | 0 | 0 | 0 | 0 | 0 | 0 | 0 | 0 | 0 | 0 | 0 | 0 | 0 | 0 | 0
F3_Commercial_Office_New_Food Preparation_Natural Gas_Fryer_Codes & Standards Forecast | F3 | Commercial | Office | New | Food Preparation | Natural Gas | Fryer | Codes & Standards Forecast | Winter Demand Savings (MW) | 0 | 0 | 0 | 0 | 0 | 0 | 0 | 0 | 0 | 0 | 0 | 0 | 0 | 0 | 0 | 0 | 0 | 0 | 0 | 0 | 0 | 0 | 0 | 0 | 0 | 0 | 0 | 0 | 0 | 0 | 0 | 0 | 0 | 0 | 0 | 0
F4_Commercial_Office_New_Food Preparation_Natural Gas_Fryer_Codes & Standards Forecast | F4 | Commercial | Office | New | Food Preparation | Natural Gas | Fryer | Codes & Standards Forecast | Incremental Savings (MMtherm) | 0 | 0 | 0 | 0 | 0 | 0 | 0 | 0 | 0 | 0 | 0 | 0 | 0 | 0 | 0 | 0 | 0 | 0 | 0 | 0 | 0 | 0 | 0 | 0 | 0 | 0 | 0 | 0 | 0 | 0 | 0 | 0 | 0 | 0 | 0 | 0
F1_Commercial_Office_New_Food Preparation_Natural Gas_Broiler_Codes & Standards Forecast | F1 | Commercial | Office | New | Food Preparation | Natural Gas | Broiler | Codes & Standards Forecast | Consumption Savings (MMtherm) | 0 | 0 | 0 | 0 | 0 | 0 | 0 | 0 | 0 | 0 | 0 | 0 | 0 | 0 | 0 | 0 | 0 | 0 | 0 | 0 | 0 | 0 | 0 | 0 | 0 | 0 | 0 | 0 | 0 | 0 | 0 | 0 | 0 | 0 | 0 | 0
F2_Commercial_Office_New_Food Preparation_Natural Gas_Broiler_Codes & Standards Forecast | F2 | Commercial | Office | New | Food Preparation | Natural Gas | Broiler | Codes & Standards Forecast | Summer Demand Savings (MW) | 0 | 0 | 0 | 0 | 0 | 0 | 0 | 0 | 0 | 0 | 0 | 0 | 0 | 0 | 0 | 0 | 0 | 0 | 0 | 0 | 0 | 0 | 0 | 0 | 0 | 0 | 0 | 0 | 0 | 0 | 0 | 0 | 0 | 0 | 0 | 0
F3_Commercial_Office_New_Food Preparation_Natural Gas_Broiler_Codes & Standards Forecast | F3 | Commercial | Office | New | Food Preparation | Natural Gas | Broiler | Codes & Standards Forecast | Winter Demand Savings (MW) | 0 | 0 | 0 | 0 | 0 | 0 | 0 | 0 | 0 | 0 | 0 | 0 | 0 | 0 | 0 | 0 | 0 | 0 | 0 | 0 | 0 | 0 | 0 | 0 | 0 | 0 | 0 | 0 | 0 | 0 | 0 | 0 | 0 | 0 | 0 | 0
F4_Commercial_Office_New_Food Preparation_Natural Gas_Broiler_Codes & Standards Forecast | F4 | Commercial | Office | New | Food Preparation | Natural Gas | Broiler | Codes & Standards Forecast | Incremental Savings (MMtherm) | 0 | 0 | 0 | 0 | 0 | 0 | 0 | 0 | 0 | 0 | 0 | 0 | 0 | 0 | 0 | 0 | 0 | 0 | 0 | 0 | 0 | 0 | 0 | 0 | 0 | 0 | 0 | 0 | 0 | 0 | 0 | 0 | 0 | 0 | 0 | 0
F1_Commercial_Office_New_Food Preparation_Natural Gas_Griddle_Codes & Standards Forecast | F1 | Commercial | Office | New | Food Preparation | Natural Gas | Griddle | Codes & Standards Forecast | Consumption Savings (MMtherm) | 0 | 0 | 0 | 0 | 0 | 0 | 0 | 0 | 0 | 0 | 0 | 0 | 0 | 0 | 0 | 0 | 0 | 0 | 0 | 0 | 0 | 0 | 0 | 0 | 0 | 0 | 0 | 0 | 0 | 0 | 0 | 0 | 0 | 0 | 0 | 0
F2_Commercial_Office_New_Food Preparation_Natural Gas_Griddle_Codes & Standards Forecast | F2 | Commercial | Office | New | Food Preparation | Natural Gas | Griddle | Codes & Standards Forecast | Summer Demand Savings (MW) | 0 | 0 | 0 | 0 | 0 | 0 | 0 | 0 | 0 | 0 | 0 | 0 | 0 | 0 | 0 | 0 | 0 | 0 | 0 | 0 | 0 | 0 | 0 | 0 | 0 | 0 | 0 | 0 | 0 | 0 | 0 | 0 | 0 | 0 | 0 | 0
F3_Commercial_Office_New_Food Preparation_Natural Gas_Griddle_Codes & Standards Forecast | F3 | Commercial | Office | New | Food Preparation | Natural Gas | Griddle | Codes & Standards Forecast | Winter Demand Savings (MW) | 0 | 0 | 0 | 0 | 0 | 0 | 0 | 0 | 0 | 0 | 0 | 0 | 0 | 0 | 0 | 0 | 0 | 0 | 0 | 0 | 0 | 0 | 0 | 0 | 0 | 0 | 0 | 0 | 0 | 0 | 0 | 0 | 0 | 0 | 0 | 0
F4_Commercial_Office_New_Food Preparation_Natural Gas_Griddle_Codes & Standards Forecast | F4 | Commercial | Office | New | Food Preparation | Natural Gas | Griddle | Codes & Standards Forecast | Incremental Savings (MMtherm) | 0 | 0 | 0 | 0 | 0 | 0 | 0 | 0 | 0 | 0 | 0 | 0 | 0 | 0 | 0 | 0 | 0 | 0 | 0 | 0 | 0 | 0 | 0 | 0 | 0 | 0 | 0 | 0 | 0 | 0 | 0 | 0 | 0 | 0 | 0 | 0
F1_Commercial_Office_New_Food Preparation_Natural Gas_Range_Codes & Standards Forecast | F1 | Commercial | Office | New | Food Preparation | Natural Gas | Range | Codes & Standards Forecast | Consumption Savings (MMtherm) | 0 | 0 | 0 | 0 | 0 | 0 | 0 | 0 | 0 | 0 | 0 | 0 | 0 | 0 | 0 | 0 | 0 | 0 | 0 | 0 | 0 | 0 | 0 | 0 | 0 | 0 | 0 | 0 | 0 | 0 | 0 | 0 | 0 | 0 | 0 | 0
F2_Commercial_Office_New_Food Preparation_Natural Gas_Range_Codes & Standards Forecast | F2 | Commercial | Office | New | Food Preparation | Natural Gas | Range | Codes & Standards Forecast | Summer Demand Savings (MW) | 0 | 0 | 0 | 0 | 0 | 0 | 0 | 0 | 0 | 0 | 0 | 0 | 0 | 0 | 0 | 0 | 0 | 0 | 0 | 0 | 0 | 0 | 0 | 0 | 0 | 0 | 0 | 0 | 0 | 0 | 0 | 0 | 0 | 0 | 0 | 0
F3_Commercial_Office_New_Food Preparation_Natural Gas_Range_Codes & Standards Forecast | F3 | Commercial | Office | New | Food Preparation | Natural Gas | Range | Codes & Standards Forecast | Winter Demand Savings (MW) | 0 | 0 | 0 | 0 | 0 | 0 | 0 | 0 | 0 | 0 | 0 | 0 | 0 | 0 | 0 | 0 | 0 | 0 | 0 | 0 | 0 | 0 | 0 | 0 | 0 | 0 | 0 | 0 | 0 | 0 | 0 | 0 | 0 | 0 | 0 | 0
F4_Commercial_Office_New_Food Preparation_Natural Gas_Range_Codes & Standards Forecast | F4 | Commercial | Office | New | Food Preparation | Natural Gas | Range | Codes & Standards Forecast | Incremental Savings (MMtherm) | 0 | 0 | 0 | 0 | 0 | 0 | 0 | 0 | 0 | 0 | 0 | 0 | 0 | 0 | 0 | 0 | 0 | 0 | 0 | 0 | 0 | 0 | 0 | 0 | 0 | 0 | 0 | 0 | 0 | 0 | 0 | 0 | 0 | 0 | 0 | 0
F1_Commercial_Office_New_Food Preparation_Natural Gas_Steamer_Codes & Standards Forecast | F1 | Commercial | Office | New | Food Preparation | Natural Gas | Steamer | Codes & Standards Forecast | Consumption Savings (MMtherm) | 0 | 0 | 0 | 0 | 0 | 0 | 0 | 0 | 0 | 0 | 0 | 0 | 0 | 0 | 0 | 0 | 0 | 0 | 0 | 0 | 0 | 0 | 0 | 0 | 0 | 0 | 0 | 0 | 0 | 0 | 0 | 0 | 0 | 0 | 0 | 0
F2_Commercial_Office_New_Food Preparation_Natural Gas_Steamer_Codes & Standards Forecast | F2 | Commercial | Office | New | Food Preparation | Natural Gas | Steamer | Codes & Standards Forecast | Summer Demand Savings (MW) | 0 | 0 | 0 | 0 | 0 | 0 | 0 | 0 | 0 | 0 | 0 | 0 | 0 | 0 | 0 | 0 | 0 | 0 | 0 | 0 | 0 | 0 | 0 | 0 | 0 | 0 | 0 | 0 | 0 | 0 | 0 | 0 | 0 | 0 | 0 | 0
F3_Commercial_Office_New_Food Preparation_Natural Gas_Steamer_Codes & Standards Forecast | F3 | Commercial | Office | New | Food Preparation | Natural Gas | Steamer | Codes & Standards Forecast | Winter Demand Savings (MW) | 0 | 0 | 0 | 0 | 0 | 0 | 0 | 0 | 0 | 0 | 0 | 0 | 0 | 0 | 0 | 0 | 0 | 0 | 0 | 0 | 0 | 0 | 0 | 0 | 0 | 0 | 0 | 0 | 0 | 0 | 0 | 0 | 0 | 0 | 0 | 0
F4_Commercial_Office_New_Food Preparation_Natural Gas_Steamer_Codes & Standards Forecast | F4 | Commercial | Office | New | Food Preparation | Natural Gas | Steamer | Codes & Standards Forecast | Incremental Savings (MMtherm) | 0 | 0 | 0 | 0 | 0 | 0 | 0 | 0 | 0 | 0 | 0 | 0 | 0 | 0 | 0 | 0 | 0 | 0 | 0 | 0 | 0 | 0 | 0 | 0 | 0 | 0 | 0 | 0 | 0 | 0 | 0 | 0 | 0 | 0 | 0 | 0
F1_Commercial_Office_New_Food Preparation_Natural Gas_Food Prep Other_Codes & Standards Forecast | F1 | Commercial | Office | New | Food Preparation | Natural Gas | Food Prep Other | Codes & Standards Forecast | Consumption Savings (MMtherm) | 0 | 0 | 0 | 0 | 0 | 0 | 0 | 0 | 0 | 0 | 0 | 0 | 0 | 0 | 0 | 0 | 0 | 0 | 0 | 0 | 0 | 0 | 0 | 0 | 0 | 0 | 0 | 0 | 0 | 0 | 0 | 0 | 0 | 0 | 0 | 0
F2_Commercial_Office_New_Food Preparation_Natural Gas_Food Prep Other_Codes & Standards Forecast | F2 | Commercial | Office | New | Food Preparation | Natural Gas | Food Prep Other | Codes & Standards Forecast | Summer Demand Savings (MW) | 0 | 0 | 0 | 0 | 0 | 0 | 0 | 0 | 0 | 0 | 0 | 0 | 0 | 0 | 0 | 0 | 0 | 0 | 0 | 0 | 0 | 0 | 0 | 0 | 0 | 0 | 0 | 0 | 0 | 0 | 0 | 0 | 0 | 0 | 0 | 0
F3_Commercial_Office_New_Food Preparation_Natural Gas_Food Prep Other_Codes & Standards Forecast | F3 | Commercial | Office | New | Food Preparation | Natural Gas | Food Prep Other | Codes & Standards Forecast | Winter Demand Savings (MW) | 0 | 0 | 0 | 0 | 0 | 0 | 0 | 0 | 0 | 0 | 0 | 0 | 0 | 0 | 0 | 0 | 0 | 0 | 0 | 0 | 0 | 0 | 0 | 0 | 0 | 0 | 0 | 0 | 0 | 0 | 0 | 0 | 0 | 0 | 0 | 0
F4_Commercial_Office_New_Food Preparation_Natural Gas_Food Prep Other_Codes & Standards Forecast | F4 | Commercial | Office | New | Food Preparation | Natural Gas | Food Prep Other | Codes & Standards Forecast | Incremental Savings (MMtherm) | 0 | 0 | 0 | 0 | 0 | 0 | 0 | 0 | 0 | 0 | 0 | 0 | 0 | 0 | 0 | 0 | 0 | 0 | 0 | 0 | 0 | 0 | 0 | 0 | 0 | 0 | 0 | 0 | 0 | 0 | 0 | 0 | 0 | 0 | 0 | 0
F1_Commercial_Office_New_Miscellaneous_Natural Gas_Pool Heater_Codes & Standards Forecast | F1 | Commercial | Office | New | Miscellaneous | Natural Gas | Pool Heater | Codes & Standards Forecast | Consumption Savings (MMtherm) | 0 | 0 | 0 | 0 | 0 | 0 | 0 | 0 | 0 | 0 | 0 | 0 | 0 | 0 | 0 | 0 | 0 | 0 | 0 | 0 | 0 | 0 | 0 | 0 | 0 | 0 | 0 | 0 | 0 | 0 | 0 | 0 | 0 | 0 | 0 | 0
F2_Commercial_Office_New_Miscellaneous_Natural Gas_Pool Heater_Codes & Standards Forecast | F2 | Commercial | Office | New | Miscellaneous | Natural Gas | Pool Heater | Codes & Standards Forecast | Summer Demand Savings (MW) | 0 | 0 | 0 | 0 | 0 | 0 | 0 | 0 | 0 | 0 | 0 | 0 | 0 | 0 | 0 | 0 | 0 | 0 | 0 | 0 | 0 | 0 | 0 | 0 | 0 | 0 | 0 | 0 | 0 | 0 | 0 | 0 | 0 | 0 | 0 | 0
F3_Commercial_Office_New_Miscellaneous_Natural Gas_Pool Heater_Codes & Standards Forecast | F3 | Commercial | Office | New | Miscellaneous | Natural Gas | Pool Heater | Codes & Standards Forecast | Winter Demand Savings (MW) | 0 | 0 | 0 | 0 | 0 | 0 | 0 | 0 | 0 | 0 | 0 | 0 | 0 | 0 | 0 | 0 | 0 | 0 | 0 | 0 | 0 | 0 | 0 | 0 | 0 | 0 | 0 | 0 | 0 | 0 | 0 | 0 | 0 | 0 | 0 | 0
F4_Commercial_Office_New_Miscellaneous_Natural Gas_Pool Heater_Codes & Standards Forecast | F4 | Commercial | Office | New | Miscellaneous | Natural Gas | Pool Heater | Codes & Standards Forecast | Incremental Savings (MMtherm) | 0 | 0 | 0 | 0 | 0 | 0 | 0 | 0 | 0 | 0 | 0 | 0 | 0 | 0 | 0 | 0 | 0 | 0 | 0 | 0 | 0 | 0 | 0 | 0 | 0 | 0 | 0 | 0 | 0 | 0 | 0 | 0 | 0 | 0 | 0 | 0
F1_Commercial_Office_New_Miscellaneous_Natural Gas_Miscellaneous_Codes & Standards Forecast | F1 | Commercial | Office | New | Miscellaneous | Natural Gas | Miscellaneous | Codes & Standards Forecast | Consumption Savings (MMtherm) | 0 | 0 | 0 | 0 | 0 | 0 | 0 | 0 | 0 | 0 | 0 | 0 | 0 | 0 | 0 | 0 | 0 | 0 | 0 | 0 | 0 | 0 | 0 | 0 | 0 | 0 | 0 | 0 | 0 | 0 | 0 | 0 | 0 | 0 | 0 | 0
F2_Commercial_Office_New_Miscellaneous_Natural Gas_Miscellaneous_Codes & Standards Forecast | F2 | Commercial | Office | New | Miscellaneous | Natural Gas | Miscellaneous | Codes & Standards Forecast | Summer Demand Savings (MW) | 0 | 0 | 0 | 0 | 0 | 0 | 0 | 0 | 0 | 0 | 0 | 0 | 0 | 0 | 0 | 0 | 0 | 0 | 0 | 0 | 0 | 0 | 0 | 0 | 0 | 0 | 0 | 0 | 0 | 0 | 0 | 0 | 0 | 0 | 0 | 0
F3_Commercial_Office_New_Miscellaneous_Natural Gas_Miscellaneous_Codes & Standards Forecast | F3 | Commercial | Office | New | Miscellaneous | Natural Gas | Miscellaneous | Codes & Standards Forecast | Winter Demand Savings (MW) | 0 | 0 | 0 | 0 | 0 | 0 | 0 | 0 | 0 | 0 | 0 | 0 | 0 | 0 | 0 | 0 | 0 | 0 | 0 | 0 | 0 | 0 | 0 | 0 | 0 | 0 | 0 | 0 | 0 | 0 | 0 | 0 | 0 | 0 | 0 | 0
F4_Commercial_Office_New_Miscellaneous_Natural Gas_Miscellaneous_Codes & Standards Forecast | F4 | Commercial | Office | New | Miscellaneous | Natural Gas | Miscellaneous | Codes & Standards Forecast | Incremental Savings (MMtherm) | 0 | 0 | 0 | 0 | 0 | 0 | 0 | 0 | 0 | 0 | 0 | 0 | 0 | 0 | 0 | 0 | 0 | 0 | 0 | 0 | 0 | 0 | 0 | 0 | 0 | 0 | 0 | 0 | 0 | 0 | 0 | 0 | 0 | 0 | 0 | 0
F1_Commercial_Restaurant_Existing_Space Heating_Natural Gas_Furnace_Codes & Standards Forecast | F1 | Commercial | Restaurant | Existing | Space Heating | Natural Gas | Furnace | Codes & Standards Forecast | Consumption Savings (MMtherm) | 0 | 0 | 0 | 0 | 0 | 0 | 0 | 0 | 0 | 0 | 0 | 0 | 0 | 0 | 0 | 0 | 0 | 0 | 0 | 0 | 0 | 0 | 0 | 0 | 0 | 0 | 0 | 0 | 0 | 0 | 0 | 0 | 0 | 0 | 0 | 0
F2_Commercial_Restaurant_Existing_Space Heating_Natural Gas_Furnace_Codes & Standards Forecast | F2 | Commercial | Restaurant | Existing | Space Heating | Natural Gas | Furnace | Codes & Standards Forecast | Summer Demand Savings (MW) | 0 | 0 | 0 | 0 | 0 | 0 | 0 | 0 | 0 | 0 | 0 | 0 | 0 | 0 | 0 | 0 | 0 | 0 | 0 | 0 | 0 | 0 | 0 | 0 | 0 | 0 | 0 | 0 | 0 | 0 | 0 | 0 | 0 | 0 | 0 | 0
F3_Commercial_Restaurant_Existing_Space Heating_Natural Gas_Furnace_Codes & Standards Forecast | F3 | Commercial | Restaurant | Existing | Space Heating | Natural Gas | Furnace | Codes & Standards Forecast | Winter Demand Savings (MW) | 0 | 0 | 0 | 0 | 0 | 0 | 0 | 0 | 0 | 0 | 0 | 0 | 0 | 0 | 0 | 0 | 0 | 0 | 0 | 0 | 0 | 0 | 0 | 0 | 0 | 0 | 0 | 0 | 0 | 0 | 0 | 0 | 0 | 0 | 0 | 0
F4_Commercial_Restaurant_Existing_Space Heating_Natural Gas_Furnace_Codes & Standards Forecast | F4 | Commercial | Restaurant | Existing | Space Heating | Natural Gas | Furnace | Codes & Standards Forecast | Incremental Savings (MMtherm) | 0 | 0 | 0 | 0 | 0 | 0 | 0 | 0 | 0 | 0 | 0 | 0 | 0 | 0 | 0 | 0 | 0 | 0 | 0 | 0 | 0 | 0 | 0 | 0 | 0 | 0 | 0 | 0 | 0 | 0 | 0 | 0 | 0 | 0 | 0 | 0
F1_Commercial_Restaurant_Existing_Space Heating_Natural Gas_Boiler_Codes & Standards Forecast | F1 | Commercial | Restaurant | Existing | Space Heating | Natural Gas | Boiler | Codes & Standards Forecast | Consumption Savings (MMtherm) | 0 | 0 | 0 | 0 | 0 | 0 | 0 | 0 | 0 | 0 | 0 | 0 | 0 | 0 | 0 | 0 | 0 | 0 | 0 | 0 | 0 | 0 | 0 | 0 | 0 | 0 | 0 | 0 | 0 | 0 | 0 | 0 | 0 | 0 | 0 | 0
F2_Commercial_Restaurant_Existing_Space Heating_Natural Gas_Boiler_Codes & Standards Forecast | F2 | Commercial | Restaurant | Existing | Space Heating | Natural Gas | Boiler | Codes & Standards Forecast | Summer Demand Savings (MW) | 0 | 0 | 0 | 0 | 0 | 0 | 0 | 0 | 0 | 0 | 0 | 0 | 0 | 0 | 0 | 0 | 0 | 0 | 0 | 0 | 0 | 0 | 0 | 0 | 0 | 0 | 0 | 0 | 0 | 0 | 0 | 0 | 0 | 0 | 0 | 0
F3_Commercial_Restaurant_Existing_Space Heating_Natural Gas_Boiler_Codes & Standards Forecast | F3 | Commercial | Restaurant | Existing | Space Heating | Natural Gas | Boiler | Codes & Standards Forecast | Winter Demand Savings (MW) | 0 | 0 | 0 | 0 | 0 | 0 | 0 | 0 | 0 | 0 | 0 | 0 | 0 | 0 | 0 | 0 | 0 | 0 | 0 | 0 | 0 | 0 | 0 | 0 | 0 | 0 | 0 | 0 | 0 | 0 | 0 | 0 | 0 | 0 | 0 | 0
F4_Commercial_Restaurant_Existing_Space Heating_Natural Gas_Boiler_Codes & Standards Forecast | F4 | Commercial | Restaurant | Existing | Space Heating | Natural Gas | Boiler | Codes & Standards Forecast | Incremental Savings (MMtherm) | 0 | 0 | 0 | 0 | 0 | 0 | 0 | 0 | 0 | 0 | 0 | 0 | 0 | 0 | 0 | 0 | 0 | 0 | 0 | 0 | 0 | 0 | 0 | 0 | 0 | 0 | 0 | 0 | 0 | 0 | 0 | 0 | 0 | 0 | 0 | 0
F1_Commercial_Restaurant_Existing_Space Heating_Natural Gas_Unit Heater_Codes & Standards Forecast | F1 | Commercial | Restaurant | Existing | Space Heating | Natural Gas | Unit Heater | Codes & Standards Forecast | Consumption Savings (MMtherm) | 0 | 0 | 0 | 0 | 0 | 0 | 0 | 0 | 0 | 0 | 0 | 0 | 0 | 0 | 0 | 0 | 0 | 0 | 0 | 0 | 0 | 0 | 0 | 0 | 0 | 0 | 0 | 0 | 0 | 0 | 0 | 0 | 0 | 0 | 0 | 0
F2_Commercial_Restaurant_Existing_Space Heating_Natural Gas_Unit Heater_Codes & Standards Forecast | F2 | Commercial | Restaurant | Existing | Space Heating | Natural Gas | Unit Heater | Codes & Standards Forecast | Summer Demand Savings (MW) | 0 | 0 | 0 | 0 | 0 | 0 | 0 | 0 | 0 | 0 | 0 | 0 | 0 | 0 | 0 | 0 | 0 | 0 | 0 | 0 | 0 | 0 | 0 | 0 | 0 | 0 | 0 | 0 | 0 | 0 | 0 | 0 | 0 | 0 | 0 | 0
F3_Commercial_Restaurant_Existing_Space Heating_Natural Gas_Unit Heater_Codes & Standards Forecast | F3 | Commercial | Restaurant | Existing | Space Heating | Natural Gas | Unit Heater | Codes & Standards Forecast | Winter Demand Savings (MW) | 0 | 0 | 0 | 0 | 0 | 0 | 0 | 0 | 0 | 0 | 0 | 0 | 0 | 0 | 0 | 0 | 0 | 0 | 0 | 0 | 0 | 0 | 0 | 0 | 0 | 0 | 0 | 0 | 0 | 0 | 0 | 0 | 0 | 0 | 0 | 0
F4_Commercial_Restaurant_Existing_Space Heating_Natural Gas_Unit Heater_Codes & Standards Forecast | F4 | Commercial | Restaurant | Existing | Space Heating | Natural Gas | Unit Heater | Codes & Standards Forecast | Incremental Savings (MMtherm) | 0 | 0 | 0 | 0 | 0 | 0 | 0 | 0 | 0 | 0 | 0 | 0 | 0 | 0 | 0 | 0 | 0 | 0 | 0 | 0 | 0 | 0 | 0 | 0 | 0 | 0 | 0 | 0 | 0 | 0 | 0 | 0 | 0 | 0 | 0 | 0
F1_Commercial_Restaurant_Existing_Water Heating_Natural Gas_Water Heater_Codes & Standards Forecast | F1 | Commercial | Restaurant | Existing | Water Heating | Natural Gas | Water Heater | Codes & Standards Forecast | Consumption Savings (MMtherm) | 0 | 0 | 0 | 0 | 0 | 0 | 0 | 0 | 0 | 0 | 0 | 0 | 0 | 0 | 0 | 0 | 0 | 0 | 0 | 0 | 0 | 0 | 0 | 0 | 0 | 0 | 0 | 0 | 0 | 0 | 0 | 0 | 0 | 0 | 0 | 0
F2_Commercial_Restaurant_Existing_Water Heating_Natural Gas_Water Heater_Codes & Standards Forecast | F2 | Commercial | Restaurant | Existing | Water Heating | Natural Gas | Water Heater | Codes & Standards Forecast | Summer Demand Savings (MW) | 0 | 0 | 0 | 0 | 0 | 0 | 0 | 0 | 0 | 0 | 0 | 0 | 0 | 0 | 0 | 0 | 0 | 0 | 0 | 0 | 0 | 0 | 0 | 0 | 0 | 0 | 0 | 0 | 0 | 0 | 0 | 0 | 0 | 0 | 0 | 0
F3_Commercial_Restaurant_Existing_Water Heating_Natural Gas_Water Heater_Codes & Standards Forecast | F3 | Commercial | Restaurant | Existing | Water Heating | Natural Gas | Water Heater | Codes & Standards Forecast | Winter Demand Savings (MW) | 0 | 0 | 0 | 0 | 0 | 0 | 0 | 0 | 0 | 0 | 0 | 0 | 0 | 0 | 0 | 0 | 0 | 0 | 0 | 0 | 0 | 0 | 0 | 0 | 0 | 0 | 0 | 0 | 0 | 0 | 0 | 0 | 0 | 0 | 0 | 0
F4_Commercial_Restaurant_Existing_Water Heating_Natural Gas_Water Heater_Codes & Standards Forecast | F4 | Commercial | Restaurant | Existing | Water Heating | Natural Gas | Water Heater | Codes & Standards Forecast | Incremental Savings (MMtherm) | 0 | 0 | 0 | 0 | 0 | 0 | 0 | 0 | 0 | 0 | 0 | 0 | 0 | 0 | 0 | 0 | 0 | 0 | 0 | 0 | 0 | 0 | 0 | 0 | 0 | 0 | 0 | 0 | 0 | 0 | 0 | 0 | 0 | 0 | 0 | 0
F1_Commercial_Restaurant_Existing_Food Preparation_Natural Gas_Oven_Codes & Standards Forecast | F1 | Commercial | Restaurant | Existing | Food Preparation | Natural Gas | Oven | Codes & Standards Forecast | Consumption Savings (MMtherm) | 0 | 0 | 0 | 0 | 0 | 0 | 0 | 0 | 0 | 0 | 0 | 0 | 0 | 0 | 0 | 0 | 0 | 0 | 0 | 0 | 0 | 0 | 0 | 0 | 0 | 0 | 0 | 0 | 0 | 0 | 0 | 0 | 0 | 0 | 0 | 0
F2_Commercial_Restaurant_Existing_Food Preparation_Natural Gas_Oven_Codes & Standards Forecast | F2 | Commercial | Restaurant | Existing | Food Preparation | Natural Gas | Oven | Codes & Standards Forecast | Summer Demand Savings (MW) | 0 | 0 | 0 | 0 | 0 | 0 | 0 | 0 | 0 | 0 | 0 | 0 | 0 | 0 | 0 | 0 | 0 | 0 | 0 | 0 | 0 | 0 | 0 | 0 | 0 | 0 | 0 | 0 | 0 | 0 | 0 | 0 | 0 | 0 | 0 | 0
F3_Commercial_Restaurant_Existing_Food Preparation_Natural Gas_Oven_Codes & Standards Forecast | F3 | Commercial | Restaurant | Existing | Food Preparation | Natural Gas | Oven | Codes & Standards Forecast | Winter Demand Savings (MW) | 0 | 0 | 0 | 0 | 0 | 0 | 0 | 0 | 0 | 0 | 0 | 0 | 0 | 0 | 0 | 0 | 0 | 0 | 0 | 0 | 0 | 0 | 0 | 0 | 0 | 0 | 0 | 0 | 0 | 0 | 0 | 0 | 0 | 0 | 0 | 0
F4_Commercial_Restaurant_Existing_Food Preparation_Natural Gas_Oven_Codes & Standards Forecast | F4 | Commercial | Restaurant | Existing | Food Preparation | Natural Gas | Oven | Codes & Standards Forecast | Incremental Savings (MMtherm) | 0 | 0 | 0 | 0 | 0 | 0 | 0 | 0 | 0 | 0 | 0 | 0 | 0 | 0 | 0 | 0 | 0 | 0 | 0 | 0 | 0 | 0 | 0 | 0 | 0 | 0 | 0 | 0 | 0 | 0 | 0 | 0 | 0 | 0 | 0 | 0
F1_Commercial_Restaurant_Existing_Food Preparation_Natural Gas_Conveyor Oven_Codes & Standards Forecast | F1 | Commercial | Restaurant | Existing | Food Preparation | Natural Gas | Conveyor Oven | Codes & Standards Forecast | Consumption Savings (MMtherm) | 0 | 0 | 0 | 0 | 0 | 0 | 0 | 0 | 0 | 0 | 0 | 0 | 0 | 0 | 0 | 0 | 0 | 0 | 0 | 0 | 0 | 0 | 0 | 0 | 0 | 0 | 0 | 0 | 0 | 0 | 0 | 0 | 0 | 0 | 0 | 0
F2_Commercial_Restaurant_Existing_Food Preparation_Natural Gas_Conveyor Oven_Codes & Standards Forecast | F2 | Commercial | Restaurant | Existing | Food Preparation | Natural Gas | Conveyor Oven | Codes & Standards Forecast | Summer Demand Savings (MW) | 0 | 0 | 0 | 0 | 0 | 0 | 0 | 0 | 0 | 0 | 0 | 0 | 0 | 0 | 0 | 0 | 0 | 0 | 0 | 0 | 0 | 0 | 0 | 0 | 0 | 0 | 0 | 0 | 0 | 0 | 0 | 0 | 0 | 0 | 0 | 0
F3_Commercial_Restaurant_Existing_Food Preparation_Natural Gas_Conveyor Oven_Codes & Standards Forecast | F3 | Commercial | Restaurant | Existing | Food Preparation | Natural Gas | Conveyor Oven | Codes & Standards Forecast | Winter Demand Savings (MW) | 0 | 0 | 0 | 0 | 0 | 0 | 0 | 0 | 0 | 0 | 0 | 0 | 0 | 0 | 0 | 0 | 0 | 0 | 0 | 0 | 0 | 0 | 0 | 0 | 0 | 0 | 0 | 0 | 0 | 0 | 0 | 0 | 0 | 0 | 0 | 0
F4_Commercial_Restaurant_Existing_Food Preparation_Natural Gas_Conveyor Oven_Codes & Standards Forecast | F4 | Commercial | Restaurant | Existing | Food Preparation | Natural Gas | Conveyor Oven | Codes & Standards Forecast | Incremental Savings (MMtherm) | 0 | 0 | 0 | 0 | 0 | 0 | 0 | 0 | 0 | 0 | 0 | 0 | 0 | 0 | 0 | 0 | 0 | 0 | 0 | 0 | 0 | 0 | 0 | 0 | 0 | 0 | 0 | 0 | 0 | 0 | 0 | 0 | 0 | 0 | 0 | 0
F1_Commercial_Restaurant_Existing_Food Preparation_Natural Gas_Double Rack Oven_Codes & Standards Forecast | F1 | Commercial | Restaurant | Existing | Food Preparation | Natural Gas | Double Rack Oven | Codes & Standards Forecast | Consumption Savings (MMtherm) | 0 | 0 | 0 | 0 | 0 | 0 | 0 | 0 | 0 | 0 | 0 | 0 | 0 | 0 | 0 | 0 | 0 | 0 | 0 | 0 | 0 | 0 | 0 | 0 | 0 | 0 | 0 | 0 | 0 | 0 | 0 | 0 | 0 | 0 | 0 | 0
F2_Commercial_Restaurant_Existing_Food Preparation_Natural Gas_Double Rack Oven_Codes & Standards Forecast | F2 | Commercial | Restaurant | Existing | Food Preparation | Natural Gas | Double Rack Oven | Codes & Standards Forecast | Summer Demand Savings (MW) | 0 | 0 | 0 | 0 | 0 | 0 | 0 | 0 | 0 | 0 | 0 | 0 | 0 | 0 | 0 | 0 | 0 | 0 | 0 | 0 | 0 | 0 | 0 | 0 | 0 | 0 | 0 | 0 | 0 | 0 | 0 | 0 | 0 | 0 | 0 | 0
F3_Commercial_Restaurant_Existing_Food Preparation_Natural Gas_Double Rack Oven_Codes & Standards Forecast | F3 | Commercial | Restaurant | Existing | Food Preparation | Natural Gas | Double Rack Oven | Codes & Standards Forecast | Winter Demand Savings (MW) | 0 | 0 | 0 | 0 | 0 | 0 | 0 | 0 | 0 | 0 | 0 | 0 | 0 | 0 | 0 | 0 | 0 | 0 | 0 | 0 | 0 | 0 | 0 | 0 | 0 | 0 | 0 | 0 | 0 | 0 | 0 | 0 | 0 | 0 | 0 | 0
F4_Commercial_Restaurant_Existing_Food Preparation_Natural Gas_Double Rack Oven_Codes & Standards Forecast | F4 | Commercial | Restaurant | Existing | Food Preparation | Natural Gas | Double Rack Oven | Codes & Standards Forecast | Incremental Savings (MMtherm) | 0 | 0 | 0 | 0 | 0 | 0 | 0 | 0 | 0 | 0 | 0 | 0 | 0 | 0 | 0 | 0 | 0 | 0 | 0 | 0 | 0 | 0 | 0 | 0 | 0 | 0 | 0 | 0 | 0 | 0 | 0 | 0 | 0 | 0 | 0 | 0
F1_Commercial_Restaurant_Existing_Food Preparation_Natural Gas_Fryer_Codes & Standards Forecast | F1 | Commercial | Restaurant | Existing | Food Preparation | Natural Gas | Fryer | Codes & Standards Forecast | Consumption Savings (MMtherm) | 0 | 0 | 0 | 0 | 0 | 0 | 0 | 0 | 0 | 0 | 0 | 0 | 0 | 0 | 0 | 0 | 0 | 0 | 0 | 0 | 0 | 0 | 0 | 0 | 0 | 0 | 0 | 0 | 0 | 0 | 0 | 0 | 0 | 0 | 0 | 0
F2_Commercial_Restaurant_Existing_Food Preparation_Natural Gas_Fryer_Codes & Standards Forecast | F2 | Commercial | Restaurant | Existing | Food Preparation | Natural Gas | Fryer | Codes & Standards Forecast | Summer Demand Savings (MW) | 0 | 0 | 0 | 0 | 0 | 0 | 0 | 0 | 0 | 0 | 0 | 0 | 0 | 0 | 0 | 0 | 0 | 0 | 0 | 0 | 0 | 0 | 0 | 0 | 0 | 0 | 0 | 0 | 0 | 0 | 0 | 0 | 0 | 0 | 0 | 0
F3_Commercial_Restaurant_Existing_Food Preparation_Natural Gas_Fryer_Codes & Standards Forecast | F3 | Commercial | Restaurant | Existing | Food Preparation | Natural Gas | Fryer | Codes & Standards Forecast | Winter Demand Savings (MW) | 0 | 0 | 0 | 0 | 0 | 0 | 0 | 0 | 0 | 0 | 0 | 0 | 0 | 0 | 0 | 0 | 0 | 0 | 0 | 0 | 0 | 0 | 0 | 0 | 0 | 0 | 0 | 0 | 0 | 0 | 0 | 0 | 0 | 0 | 0 | 0
F4_Commercial_Restaurant_Existing_Food Preparation_Natural Gas_Fryer_Codes & Standards Forecast | F4 | Commercial | Restaurant | Existing | Food Preparation | Natural Gas | Fryer | Codes & Standards Forecast | Incremental Savings (MMtherm) | 0 | 0 | 0 | 0 | 0 | 0 | 0 | 0 | 0 | 0 | 0 | 0 | 0 | 0 | 0 | 0 | 0 | 0 | 0 | 0 | 0 | 0 | 0 | 0 | 0 | 0 | 0 | 0 | 0 | 0 | 0 | 0 | 0 | 0 | 0 | 0
F1_Commercial_Restaurant_Existing_Food Preparation_Natural Gas_Broiler_Codes & Standards Forecast | F1 | Commercial | Restaurant | Existing | Food Preparation | Natural Gas | Broiler | Codes & Standards Forecast | Consumption Savings (MMtherm) | 0 | 0 | 0 | 0 | 0 | 0 | 0 | 0 | 0 | 0 | 0 | 0 | 0 | 0 | 0 | 0 | 0 | 0 | 0 | 0 | 0 | 0 | 0 | 0 | 0 | 0 | 0 | 0 | 0 | 0 | 0 | 0 | 0 | 0 | 0 | 0
F2_Commercial_Restaurant_Existing_Food Preparation_Natural Gas_Broiler_Codes & Standards Forecast | F2 | Commercial | Restaurant | Existing | Food Preparation | Natural Gas | Broiler | Codes & Standards Forecast | Summer Demand Savings (MW) | 0 | 0 | 0 | 0 | 0 | 0 | 0 | 0 | 0 | 0 | 0 | 0 | 0 | 0 | 0 | 0 | 0 | 0 | 0 | 0 | 0 | 0 | 0 | 0 | 0 | 0 | 0 | 0 | 0 | 0 | 0 | 0 | 0 | 0 | 0 | 0
F3_Commercial_Restaurant_Existing_Food Preparation_Natural Gas_Broiler_Codes & Standards Forecast | F3 | Commercial | Restaurant | Existing | Food Preparation | Natural Gas | Broiler | Codes & Standards Forecast | Winter Demand Savings (MW) | 0 | 0 | 0 | 0 | 0 | 0 | 0 | 0 | 0 | 0 | 0 | 0 | 0 | 0 | 0 | 0 | 0 | 0 | 0 | 0 | 0 | 0 | 0 | 0 | 0 | 0 | 0 | 0 | 0 | 0 | 0 | 0 | 0 | 0 | 0 | 0
F4_Commercial_Restaurant_Existing_Food Preparation_Natural Gas_Broiler_Codes & Standards Forecast | F4 | Commercial | Restaurant | Existing | Food Preparation | Natural Gas | Broiler | Codes & Standards Forecast | Incremental Savings (MMtherm) | 0 | 0 | 0 | 0 | 0 | 0 | 0 | 0 | 0 | 0 | 0 | 0 | 0 | 0 | 0 | 0 | 0 | 0 | 0 | 0 | 0 | 0 | 0 | 0 | 0 | 0 | 0 | 0 | 0 | 0 | 0 | 0 | 0 | 0 | 0 | 0
F1_Commercial_Restaurant_Existing_Food Preparation_Natural Gas_Griddle_Codes & Standards Forecast | F1 | Commercial | Restaurant | Existing | Food Preparation | Natural Gas | Griddle | Codes & Standards Forecast | Consumption Savings (MMtherm) | 0 | 0 | 0 | 0 | 0 | 0 | 0 | 0 | 0 | 0 | 0 | 0 | 0 | 0 | 0 | 0 | 0 | 0 | 0 | 0 | 0 | 0 | 0 | 0 | 0 | 0 | 0 | 0 | 0 | 0 | 0 | 0 | 0 | 0 | 0 | 0
F2_Commercial_Restaurant_Existing_Food Preparation_Natural Gas_Griddle_Codes & Standards Forecast | F2 | Commercial | Restaurant | Existing | Food Preparation | Natural Gas | Griddle | Codes & Standards Forecast | Summer Demand Savings (MW) | 0 | 0 | 0 | 0 | 0 | 0 | 0 | 0 | 0 | 0 | 0 | 0 | 0 | 0 | 0 | 0 | 0 | 0 | 0 | 0 | 0 | 0 | 0 | 0 | 0 | 0 | 0 | 0 | 0 | 0 | 0 | 0 | 0 | 0 | 0 | 0
F3_Commercial_Restaurant_Existing_Food Preparation_Natural Gas_Griddle_Codes & Standards Forecast | F3 | Commercial | Restaurant | Existing | Food Preparation | Natural Gas | Griddle | Codes & Standards Forecast | Winter Demand Savings (MW) | 0 | 0 | 0 | 0 | 0 | 0 | 0 | 0 | 0 | 0 | 0 | 0 | 0 | 0 | 0 | 0 | 0 | 0 | 0 | 0 | 0 | 0 | 0 | 0 | 0 | 0 | 0 | 0 | 0 | 0 | 0 | 0 | 0 | 0 | 0 | 0
F4_Commercial_Restaurant_Existing_Food Preparation_Natural Gas_Griddle_Codes & Standards Forecast | F4 | Commercial | Restaurant | Existing | Food Preparation | Natural Gas | Griddle | Codes & Standards Forecast | Incremental Savings (MMtherm) | 0 | 0 | 0 | 0 | 0 | 0 | 0 | 0 | 0 | 0 | 0 | 0 | 0 | 0 | 0 | 0 | 0 | 0 | 0 | 0 | 0 | 0 | 0 | 0 | 0 | 0 | 0 | 0 | 0 | 0 | 0 | 0 | 0 | 0 | 0 | 0
F1_Commercial_Restaurant_Existing_Food Preparation_Natural Gas_Range_Codes & Standards Forecast | F1 | Commercial | Restaurant | Existing | Food Preparation | Natural Gas | Range | Codes & Standards Forecast | Consumption Savings (MMtherm) | 0 | 0 | 0 | 0 | 0 | 0 | 0 | 0 | 0 | 0 | 0 | 0 | 0 | 0 | 0 | 0 | 0 | 0 | 0 | 0 | 0 | 0 | 0 | 0 | 0 | 0 | 0 | 0 | 0 | 0 | 0 | 0 | 0 | 0 | 0 | 0
F2_Commercial_Restaurant_Existing_Food Preparation_Natural Gas_Range_Codes & Standards Forecast | F2 | Commercial | Restaurant | Existing | Food Preparation | Natural Gas | Range | Codes & Standards Forecast | Summer Demand Savings (MW) | 0 | 0 | 0 | 0 | 0 | 0 | 0 | 0 | 0 | 0 | 0 | 0 | 0 | 0 | 0 | 0 | 0 | 0 | 0 | 0 | 0 | 0 | 0 | 0 | 0 | 0 | 0 | 0 | 0 | 0 | 0 | 0 | 0 | 0 | 0 | 0
F3_Commercial_Restaurant_Existing_Food Preparation_Natural Gas_Range_Codes & Standards Forecast | F3 | Commercial | Restaurant | Existing | Food Preparation | Natural Gas | Range | Codes & Standards Forecast | Winter Demand Savings (MW) | 0 | 0 | 0 | 0 | 0 | 0 | 0 | 0 | 0 | 0 | 0 | 0 | 0 | 0 | 0 | 0 | 0 | 0 | 0 | 0 | 0 | 0 | 0 | 0 | 0 | 0 | 0 | 0 | 0 | 0 | 0 | 0 | 0 | 0 | 0 | 0
F4_Commercial_Restaurant_Existing_Food Preparation_Natural Gas_Range_Codes & Standards Forecast | F4 | Commercial | Restaurant | Existing | Food Preparation | Natural Gas | Range | Codes & Standards Forecast | Incremental Savings (MMtherm) | 0 | 0 | 0 | 0 | 0 | 0 | 0 | 0 | 0 | 0 | 0 | 0 | 0 | 0 | 0 | 0 | 0 | 0 | 0 | 0 | 0 | 0 | 0 | 0 | 0 | 0 | 0 | 0 | 0 | 0 | 0 | 0 | 0 | 0 | 0 | 0
F1_Commercial_Restaurant_Existing_Food Preparation_Natural Gas_Steamer_Codes & Standards Forecast | F1 | Commercial | Restaurant | Existing | Food Preparation | Natural Gas | Steamer | Codes & Standards Forecast | Consumption Savings (MMtherm) | 0 | 0 | 0 | 0 | 0 | 0 | 0 | 0 | 0 | 0 | 0 | 0 | 0 | 0 | 0 | 0 | 0 | 0 | 0 | 0 | 0 | 0 | 0 | 0 | 0 | 0 | 0 | 0 | 0 | 0 | 0 | 0 | 0 | 0 | 0 | 0
F2_Commercial_Restaurant_Existing_Food Preparation_Natural Gas_Steamer_Codes & Standards Forecast | F2 | Commercial | Restaurant | Existing | Food Preparation | Natural Gas | Steamer | Codes & Standards Forecast | Summer Demand Savings (MW) | 0 | 0 | 0 | 0 | 0 | 0 | 0 | 0 | 0 | 0 | 0 | 0 | 0 | 0 | 0 | 0 | 0 | 0 | 0 | 0 | 0 | 0 | 0 | 0 | 0 | 0 | 0 | 0 | 0 | 0 | 0 | 0 | 0 | 0 | 0 | 0
F3_Commercial_Restaurant_Existing_Food Preparation_Natural Gas_Steamer_Codes & Standards Forecast | F3 | Commercial | Restaurant | Existing | Food Preparation | Natural Gas | Steamer | Codes & Standards Forecast | Winter Demand Savings (MW) | 0 | 0 | 0 | 0 | 0 | 0 | 0 | 0 | 0 | 0 | 0 | 0 | 0 | 0 | 0 | 0 | 0 | 0 | 0 | 0 | 0 | 0 | 0 | 0 | 0 | 0 | 0 | 0 | 0 | 0 | 0 | 0 | 0 | 0 | 0 | 0
F4_Commercial_Restaurant_Existing_Food Preparation_Natural Gas_Steamer_Codes & Standards Forecast | F4 | Commercial | Restaurant | Existing | Food Preparation | Natural Gas | Steamer | Codes & Standards Forecast | Incremental Savings (MMtherm) | 0 | 0 | 0 | 0 | 0 | 0 | 0 | 0 | 0 | 0 | 0 | 0 | 0 | 0 | 0 | 0 | 0 | 0 | 0 | 0 | 0 | 0 | 0 | 0 | 0 | 0 | 0 | 0 | 0 | 0 | 0 | 0 | 0 | 0 | 0 | 0
F1_Commercial_Restaurant_Existing_Food Preparation_Natural Gas_Food Prep Other_Codes & Standards Forecast | F1 | Commercial | Restaurant | Existing | Food Preparation | Natural Gas | Food Prep Other | Codes & Standards Forecast | Consumption Savings (MMtherm) | 0 | 0 | 0 | 0 | 0 | 0 | 0 | 0 | 0 | 0 | 0 | 0 | 0 | 0 | 0 | 0 | 0 | 0 | 0 | 0 | 0 | 0 | 0 | 0 | 0 | 0 | 0 | 0 | 0 | 0 | 0 | 0 | 0 | 0 | 0 | 0
F2_Commercial_Restaurant_Existing_Food Preparation_Natural Gas_Food Prep Other_Codes & Standards Forecast | F2 | Commercial | Restaurant | Existing | Food Preparation | Natural Gas | Food Prep Other | Codes & Standards Forecast | Summer Demand Savings (MW) | 0 | 0 | 0 | 0 | 0 | 0 | 0 | 0 | 0 | 0 | 0 | 0 | 0 | 0 | 0 | 0 | 0 | 0 | 0 | 0 | 0 | 0 | 0 | 0 | 0 | 0 | 0 | 0 | 0 | 0 | 0 | 0 | 0 | 0 | 0 | 0
F3_Commercial_Restaurant_Existing_Food Preparation_Natural Gas_Food Prep Other_Codes & Standards Forecast | F3 | Commercial | Restaurant | Existing | Food Preparation | Natural Gas | Food Prep Other | Codes & Standards Forecast | Winter Demand Savings (MW) | 0 | 0 | 0 | 0 | 0 | 0 | 0 | 0 | 0 | 0 | 0 | 0 | 0 | 0 | 0 | 0 | 0 | 0 | 0 | 0 | 0 | 0 | 0 | 0 | 0 | 0 | 0 | 0 | 0 | 0 | 0 | 0 | 0 | 0 | 0 | 0
F4_Commercial_Restaurant_Existing_Food Preparation_Natural Gas_Food Prep Other_Codes & Standards Forecast | F4 | Commercial | Restaurant | Existing | Food Preparation | Natural Gas | Food Prep Other | Codes & Standards Forecast | Incremental Savings (MMtherm) | 0 | 0 | 0 | 0 | 0 | 0 | 0 | 0 | 0 | 0 | 0 | 0 | 0 | 0 | 0 | 0 | 0 | 0 | 0 | 0 | 0 | 0 | 0 | 0 | 0 | 0 | 0 | 0 | 0 | 0 | 0 | 0 | 0 | 0 | 0 | 0
F1_Commercial_Restaurant_Existing_Miscellaneous_Natural Gas_Pool Heater_Codes & Standards Forecast | F1 | Commercial | Restaurant | Existing | Miscellaneous | Natural Gas | Pool Heater | Codes & Standards Forecast | Consumption Savings (MMtherm) | 0 | 0 | 0 | 0 | 0 | 0 | 0 | 0 | 0 | 0 | 0 | 0 | 0 | 0 | 0 | 0 | 0 | 0 | 0 | 0 | 0 | 0 | 0 | 0 | 0 | 0 | 0 | 0 | 0 | 0 | 0 | 0 | 0 | 0 | 0 | 0
F2_Commercial_Restaurant_Existing_Miscellaneous_Natural Gas_Pool Heater_Codes & Standards Forecast | F2 | Commercial | Restaurant | Existing | Miscellaneous | Natural Gas | Pool Heater | Codes & Standards Forecast | Summer Demand Savings (MW) | 0 | 0 | 0 | 0 | 0 | 0 | 0 | 0 | 0 | 0 | 0 | 0 | 0 | 0 | 0 | 0 | 0 | 0 | 0 | 0 | 0 | 0 | 0 | 0 | 0 | 0 | 0 | 0 | 0 | 0 | 0 | 0 | 0 | 0 | 0 | 0
F3_Commercial_Restaurant_Existing_Miscellaneous_Natural Gas_Pool Heater_Codes & Standards Forecast | F3 | Commercial | Restaurant | Existing | Miscellaneous | Natural Gas | Pool Heater | Codes & Standards Forecast | Winter Demand Savings (MW) | 0 | 0 | 0 | 0 | 0 | 0 | 0 | 0 | 0 | 0 | 0 | 0 | 0 | 0 | 0 | 0 | 0 | 0 | 0 | 0 | 0 | 0 | 0 | 0 | 0 | 0 | 0 | 0 | 0 | 0 | 0 | 0 | 0 | 0 | 0 | 0
F4_Commercial_Restaurant_Existing_Miscellaneous_Natural Gas_Pool Heater_Codes & Standards Forecast | F4 | Commercial | Restaurant | Existing | Miscellaneous | Natural Gas | Pool Heater | Codes & Standards Forecast | Incremental Savings (MMtherm) | 0 | 0 | 0 | 0 | 0 | 0 | 0 | 0 | 0 | 0 | 0 | 0 | 0 | 0 | 0 | 0 | 0 | 0 | 0 | 0 | 0 | 0 | 0 | 0 | 0 | 0 | 0 | 0 | 0 | 0 | 0 | 0 | 0 | 0 | 0 | 0
F1_Commercial_Restaurant_Existing_Miscellaneous_Natural Gas_Miscellaneous_Codes & Standards Forecast | F1 | Commercial | Restaurant | Existing | Miscellaneous | Natural Gas | Miscellaneous | Codes & Standards Forecast | Consumption Savings (MMtherm) | 0 | 0 | 0 | 0 | 0 | 0 | 0 | 0 | 0 | 0 | 0 | 0 | 0 | 0 | 0 | 0 | 0 | 0 | 0 | 0 | 0 | 0 | 0 | 0 | 0 | 0 | 0 | 0 | 0 | 0 | 0 | 0 | 0 | 0 | 0 | 0
F2_Commercial_Restaurant_Existing_Miscellaneous_Natural Gas_Miscellaneous_Codes & Standards Forecast | F2 | Commercial | Restaurant | Existing | Miscellaneous | Natural Gas | Miscellaneous | Codes & Standards Forecast | Summer Demand Savings (MW) | 0 | 0 | 0 | 0 | 0 | 0 | 0 | 0 | 0 | 0 | 0 | 0 | 0 | 0 | 0 | 0 | 0 | 0 | 0 | 0 | 0 | 0 | 0 | 0 | 0 | 0 | 0 | 0 | 0 | 0 | 0 | 0 | 0 | 0 | 0 | 0
F3_Commercial_Restaurant_Existing_Miscellaneous_Natural Gas_Miscellaneous_Codes & Standards Forecast | F3 | Commercial | Restaurant | Existing | Miscellaneous | Natural Gas | Miscellaneous | Codes & Standards Forecast | Winter Demand Savings (MW) | 0 | 0 | 0 | 0 | 0 | 0 | 0 | 0 | 0 | 0 | 0 | 0 | 0 | 0 | 0 | 0 | 0 | 0 | 0 | 0 | 0 | 0 | 0 | 0 | 0 | 0 | 0 | 0 | 0 | 0 | 0 | 0 | 0 | 0 | 0 | 0
F4_Commercial_Restaurant_Existing_Miscellaneous_Natural Gas_Miscellaneous_Codes & Standards Forecast | F4 | Commercial | Restaurant | Existing | Miscellaneous | Natural Gas | Miscellaneous | Codes & Standards Forecast | Incremental Savings (MMtherm) | 0 | 0 | 0 | 0 | 0 | 0 | 0 | 0 | 0 | 0 | 0 | 0 | 0 | 0 | 0 | 0 | 0 | 0 | 0 | 0 | 0 | 0 | 0 | 0 | 0 | 0 | 0 | 0 | 0 | 0 | 0 | 0 | 0 | 0 | 0 | 0
F1_Commercial_Restaurant_New_Space Heating_Natural Gas_Furnace_Codes & Standards Forecast | F1 | Commercial | Restaurant | New | Space Heating | Natural Gas | Furnace | Codes & Standards Forecast | Consumption Savings (MMtherm) | 0 | 0 | 0 | 0 | 0 | 0 | 0 | 0 | 0 | 0 | 0 | 0 | 0 | 0 | 0 | 0 | 0 | 0 | 0 | 0 | 0 | 0 | 0 | 0 | 0 | 0 | 0 | 0 | 0 | 0 | 0 | 0 | 0 | 0 | 0 | 0
F2_Commercial_Restaurant_New_Space Heating_Natural Gas_Furnace_Codes & Standards Forecast | F2 | Commercial | Restaurant | New | Space Heating | Natural Gas | Furnace | Codes & Standards Forecast | Summer Demand Savings (MW) | 0 | 0 | 0 | 0 | 0 | 0 | 0 | 0 | 0 | 0 | 0 | 0 | 0 | 0 | 0 | 0 | 0 | 0 | 0 | 0 | 0 | 0 | 0 | 0 | 0 | 0 | 0 | 0 | 0 | 0 | 0 | 0 | 0 | 0 | 0 | 0
F3_Commercial_Restaurant_New_Space Heating_Natural Gas_Furnace_Codes & Standards Forecast | F3 | Commercial | Restaurant | New | Space Heating | Natural Gas | Furnace | Codes & Standards Forecast | Winter Demand Savings (MW) | 0 | 0 | 0 | 0 | 0 | 0 | 0 | 0 | 0 | 0 | 0 | 0 | 0 | 0 | 0 | 0 | 0 | 0 | 0 | 0 | 0 | 0 | 0 | 0 | 0 | 0 | 0 | 0 | 0 | 0 | 0 | 0 | 0 | 0 | 0 | 0
F4_Commercial_Restaurant_New_Space Heating_Natural Gas_Furnace_Codes & Standards Forecast | F4 | Commercial | Restaurant | New | Space Heating | Natural Gas | Furnace | Codes & Standards Forecast | Incremental Savings (MMtherm) | 0 | 0 | 0 | 0 | 0 | 0 | 0 | 0 | 0 | 0 | 0 | 0 | 0 | 0 | 0 | 0 | 0 | 0 | 0 | 0 | 0 | 0 | 0 | 0 | 0 | 0 | 0 | 0 | 0 | 0 | 0 | 0 | 0 | 0 | 0 | 0
F1_Commercial_Restaurant_New_Space Heating_Natural Gas_Boiler_Codes & Standards Forecast | F1 | Commercial | Restaurant | New | Space Heating | Natural Gas | Boiler | Codes & Standards Forecast | Consumption Savings (MMtherm) | 0 | 0 | 0 | 0 | 0 | 0 | 0 | 0 | 0 | 0 | 0 | 0 | 0 | 0 | 0 | 0 | 0 | 0 | 0 | 0 | 0 | 0 | 0 | 0 | 0 | 0 | 0 | 0 | 0 | 0 | 0 | 0 | 0 | 0 | 0 | 0
F2_Commercial_Restaurant_New_Space Heating_Natural Gas_Boiler_Codes & Standards Forecast | F2 | Commercial | Restaurant | New | Space Heating | Natural Gas | Boiler | Codes & Standards Forecast | Summer Demand Savings (MW) | 0 | 0 | 0 | 0 | 0 | 0 | 0 | 0 | 0 | 0 | 0 | 0 | 0 | 0 | 0 | 0 | 0 | 0 | 0 | 0 | 0 | 0 | 0 | 0 | 0 | 0 | 0 | 0 | 0 | 0 | 0 | 0 | 0 | 0 | 0 | 0
F3_Commercial_Restaurant_New_Space Heating_Natural Gas_Boiler_Codes & Standards Forecast | F3 | Commercial | Restaurant | New | Space Heating | Natural Gas | Boiler | Codes & Standards Forecast | Winter Demand Savings (MW) | 0 | 0 | 0 | 0 | 0 | 0 | 0 | 0 | 0 | 0 | 0 | 0 | 0 | 0 | 0 | 0 | 0 | 0 | 0 | 0 | 0 | 0 | 0 | 0 | 0 | 0 | 0 | 0 | 0 | 0 | 0 | 0 | 0 | 0 | 0 | 0
F4_Commercial_Restaurant_New_Space Heating_Natural Gas_Boiler_Codes & Standards Forecast | F4 | Commercial | Restaurant | New | Space Heating | Natural Gas | Boiler | Codes & Standards Forecast | Incremental Savings (MMtherm) | 0 | 0 | 0 | 0 | 0 | 0 | 0 | 0 | 0 | 0 | 0 | 0 | 0 | 0 | 0 | 0 | 0 | 0 | 0 | 0 | 0 | 0 | 0 | 0 | 0 | 0 | 0 | 0 | 0 | 0 | 0 | 0 | 0 | 0 | 0 | 0
F1_Commercial_Restaurant_New_Space Heating_Natural Gas_Unit Heater_Codes & Standards Forecast | F1 | Commercial | Restaurant | New | Space Heating | Natural Gas | Unit Heater | Codes & Standards Forecast | Consumption Savings (MMtherm) | 0 | 0 | 0 | 0 | 0 | 0 | 0 | 0 | 0 | 0 | 0 | 0 | 0 | 0 | 0 | 0 | 0 | 0 | 0 | 0 | 0 | 0 | 0 | 0 | 0 | 0 | 0 | 0 | 0 | 0 | 0 | 0 | 0 | 0 | 0 | 0
F2_Commercial_Restaurant_New_Space Heating_Natural Gas_Unit Heater_Codes & Standards Forecast | F2 | Commercial | Restaurant | New | Space Heating | Natural Gas | Unit Heater | Codes & Standards Forecast | Summer Demand Savings (MW) | 0 | 0 | 0 | 0 | 0 | 0 | 0 | 0 | 0 | 0 | 0 | 0 | 0 | 0 | 0 | 0 | 0 | 0 | 0 | 0 | 0 | 0 | 0 | 0 | 0 | 0 | 0 | 0 | 0 | 0 | 0 | 0 | 0 | 0 | 0 | 0
F3_Commercial_Restaurant_New_Space Heating_Natural Gas_Unit Heater_Codes & Standards Forecast | F3 | Commercial | Restaurant | New | Space Heating | Natural Gas | Unit Heater | Codes & Standards Forecast | Winter Demand Savings (MW) | 0 | 0 | 0 | 0 | 0 | 0 | 0 | 0 | 0 | 0 | 0 | 0 | 0 | 0 | 0 | 0 | 0 | 0 | 0 | 0 | 0 | 0 | 0 | 0 | 0 | 0 | 0 | 0 | 0 | 0 | 0 | 0 | 0 | 0 | 0 | 0
F4_Commercial_Restaurant_New_Space Heating_Natural Gas_Unit Heater_Codes & Standards Forecast | F4 | Commercial | Restaurant | New | Space Heating | Natural Gas | Unit Heater | Codes & Standards Forecast | Incremental Savings (MMtherm) | 0 | 0 | 0 | 0 | 0 | 0 | 0 | 0 | 0 | 0 | 0 | 0 | 0 | 0 | 0 | 0 | 0 | 0 | 0 | 0 | 0 | 0 | 0 | 0 | 0 | 0 | 0 | 0 | 0 | 0 | 0 | 0 | 0 | 0 | 0 | 0
F1_Commercial_Restaurant_New_Water Heating_Natural Gas_Water Heater_Codes & Standards Forecast | F1 | Commercial | Restaurant | New | Water Heating | Natural Gas | Water Heater | Codes & Standards Forecast | Consumption Savings (MMtherm) | 0 | 0 | 0 | 0 | 0 | 0 | 0 | 0 | 0 | 0 | 0 | 0 | 0 | 0 | 0 | 0 | 0 | 0 | 0 | 0 | 0 | 0 | 0 | 0 | 0 | 0 | 0 | 0 | 0 | 0 | 0 | 0 | 0 | 0 | 0 | 0
F2_Commercial_Restaurant_New_Water Heating_Natural Gas_Water Heater_Codes & Standards Forecast | F2 | Commercial | Restaurant | New | Water Heating | Natural Gas | Water Heater | Codes & Standards Forecast | Summer Demand Savings (MW) | 0 | 0 | 0 | 0 | 0 | 0 | 0 | 0 | 0 | 0 | 0 | 0 | 0 | 0 | 0 | 0 | 0 | 0 | 0 | 0 | 0 | 0 | 0 | 0 | 0 | 0 | 0 | 0 | 0 | 0 | 0 | 0 | 0 | 0 | 0 | 0
F3_Commercial_Restaurant_New_Water Heating_Natural Gas_Water Heater_Codes & Standards Forecast | F3 | Commercial | Restaurant | New | Water Heating | Natural Gas | Water Heater | Codes & Standards Forecast | Winter Demand Savings (MW) | 0 | 0 | 0 | 0 | 0 | 0 | 0 | 0 | 0 | 0 | 0 | 0 | 0 | 0 | 0 | 0 | 0 | 0 | 0 | 0 | 0 | 0 | 0 | 0 | 0 | 0 | 0 | 0 | 0 | 0 | 0 | 0 | 0 | 0 | 0 | 0
F4_Commercial_Restaurant_New_Water Heating_Natural Gas_Water Heater_Codes & Standards Forecast | F4 | Commercial | Restaurant | New | Water Heating | Natural Gas | Water Heater | Codes & Standards Forecast | Incremental Savings (MMtherm) | 0 | 0 | 0 | 0 | 0 | 0 | 0 | 0 | 0 | 0 | 0 | 0 | 0 | 0 | 0 | 0 | 0 | 0 | 0 | 0 | 0 | 0 | 0 | 0 | 0 | 0 | 0 | 0 | 0 | 0 | 0 | 0 | 0 | 0 | 0 | 0
F1_Commercial_Restaurant_New_Food Preparation_Natural Gas_Oven_Codes & Standards Forecast | F1 | Commercial | Restaurant | New | Food Preparation | Natural Gas | Oven | Codes & Standards Forecast | Consumption Savings (MMtherm) | 0 | 0 | 0 | 0 | 0 | 0 | 0 | 0 | 0 | 0 | 0 | 0 | 0 | 0 | 0 | 0 | 0 | 0 | 0 | 0 | 0 | 0 | 0 | 0 | 0 | 0 | 0 | 0 | 0 | 0 | 0 | 0 | 0 | 0 | 0 | 0
F2_Commercial_Restaurant_New_Food Preparation_Natural Gas_Oven_Codes & Standards Forecast | F2 | Commercial | Restaurant | New | Food Preparation | Natural Gas | Oven | Codes & Standards Forecast | Summer Demand Savings (MW) | 0 | 0 | 0 | 0 | 0 | 0 | 0 | 0 | 0 | 0 | 0 | 0 | 0 | 0 | 0 | 0 | 0 | 0 | 0 | 0 | 0 | 0 | 0 | 0 | 0 | 0 | 0 | 0 | 0 | 0 | 0 | 0 | 0 | 0 | 0 | 0
F3_Commercial_Restaurant_New_Food Preparation_Natural Gas_Oven_Codes & Standards Forecast | F3 | Commercial | Restaurant | New | Food Preparation | Natural Gas | Oven | Codes & Standards Forecast | Winter Demand Savings (MW) | 0 | 0 | 0 | 0 | 0 | 0 | 0 | 0 | 0 | 0 | 0 | 0 | 0 | 0 | 0 | 0 | 0 | 0 | 0 | 0 | 0 | 0 | 0 | 0 | 0 | 0 | 0 | 0 | 0 | 0 | 0 | 0 | 0 | 0 | 0 | 0
F4_Commercial_Restaurant_New_Food Preparation_Natural Gas_Oven_Codes & Standards Forecast | F4 | Commercial | Restaurant | New | Food Preparation | Natural Gas | Oven | Codes & Standards Forecast | Incremental Savings (MMtherm) | 0 | 0 | 0 | 0 | 0 | 0 | 0 | 0 | 0 | 0 | 0 | 0 | 0 | 0 | 0 | 0 | 0 | 0 | 0 | 0 | 0 | 0 | 0 | 0 | 0 | 0 | 0 | 0 | 0 | 0 | 0 | 0 | 0 | 0 | 0 | 0
F1_Commercial_Restaurant_New_Food Preparation_Natural Gas_Conveyor Oven_Codes & Standards Forecast | F1 | Commercial | Restaurant | New | Food Preparation | Natural Gas | Conveyor Oven | Codes & Standards Forecast | Consumption Savings (MMtherm) | 0 | 0 | 0 | 0 | 0 | 0 | 0 | 0 | 0 | 0 | 0 | 0 | 0 | 0 | 0 | 0 | 0 | 0 | 0 | 0 | 0 | 0 | 0 | 0 | 0 | 0 | 0 | 0 | 0 | 0 | 0 | 0 | 0 | 0 | 0 | 0
F2_Commercial_Restaurant_New_Food Preparation_Natural Gas_Conveyor Oven_Codes & Standards Forecast | F2 | Commercial | Restaurant | New | Food Preparation | Natural Gas | Conveyor Oven | Codes & Standards Forecast | Summer Demand Savings (MW) | 0 | 0 | 0 | 0 | 0 | 0 | 0 | 0 | 0 | 0 | 0 | 0 | 0 | 0 | 0 | 0 | 0 | 0 | 0 | 0 | 0 | 0 | 0 | 0 | 0 | 0 | 0 | 0 | 0 | 0 | 0 | 0 | 0 | 0 | 0 | 0
F3_Commercial_Restaurant_New_Food Preparation_Natural Gas_Conveyor Oven_Codes & Standards Forecast | F3 | Commercial | Restaurant | New | Food Preparation | Natural Gas | Conveyor Oven | Codes & Standards Forecast | Winter Demand Savings (MW) | 0 | 0 | 0 | 0 | 0 | 0 | 0 | 0 | 0 | 0 | 0 | 0 | 0 | 0 | 0 | 0 | 0 | 0 | 0 | 0 | 0 | 0 | 0 | 0 | 0 | 0 | 0 | 0 | 0 | 0 | 0 | 0 | 0 | 0 | 0 | 0
F4_Commercial_Restaurant_New_Food Preparation_Natural Gas_Conveyor Oven_Codes & Standards Forecast | F4 | Commercial | Restaurant | New | Food Preparation | Natural Gas | Conveyor Oven | Codes & Standards Forecast | Incremental Savings (MMtherm) | 0 | 0 | 0 | 0 | 0 | 0 | 0 | 0 | 0 | 0 | 0 | 0 | 0 | 0 | 0 | 0 | 0 | 0 | 0 | 0 | 0 | 0 | 0 | 0 | 0 | 0 | 0 | 0 | 0 | 0 | 0 | 0 | 0 | 0 | 0 | 0
F1_Commercial_Restaurant_New_Food Preparation_Natural Gas_Double Rack Oven_Codes & Standards Forecast | F1 | Commercial | Restaurant | New | Food Preparation | Natural Gas | Double Rack Oven | Codes & Standards Forecast | Consumption Savings (MMtherm) | 0 | 0 | 0 | 0 | 0 | 0 | 0 | 0 | 0 | 0 | 0 | 0 | 0 | 0 | 0 | 0 | 0 | 0 | 0 | 0 | 0 | 0 | 0 | 0 | 0 | 0 | 0 | 0 | 0 | 0 | 0 | 0 | 0 | 0 | 0 | 0
F2_Commercial_Restaurant_New_Food Preparation_Natural Gas_Double Rack Oven_Codes & Standards Forecast | F2 | Commercial | Restaurant | New | Food Preparation | Natural Gas | Double Rack Oven | Codes & Standards Forecast | Summer Demand Savings (MW) | 0 | 0 | 0 | 0 | 0 | 0 | 0 | 0 | 0 | 0 | 0 | 0 | 0 | 0 | 0 | 0 | 0 | 0 | 0 | 0 | 0 | 0 | 0 | 0 | 0 | 0 | 0 | 0 | 0 | 0 | 0 | 0 | 0 | 0 | 0 | 0
F3_Commercial_Restaurant_New_Food Preparation_Natural Gas_Double Rack Oven_Codes & Standards Forecast | F3 | Commercial | Restaurant | New | Food Preparation | Natural Gas | Double Rack Oven | Codes & Standards Forecast | Winter Demand Savings (MW) | 0 | 0 | 0 | 0 | 0 | 0 | 0 | 0 | 0 | 0 | 0 | 0 | 0 | 0 | 0 | 0 | 0 | 0 | 0 | 0 | 0 | 0 | 0 | 0 | 0 | 0 | 0 | 0 | 0 | 0 | 0 | 0 | 0 | 0 | 0 | 0
F4_Commercial_Restaurant_New_Food Preparation_Natural Gas_Double Rack Oven_Codes & Standards Forecast | F4 | Commercial | Restaurant | New | Food Preparation | Natural Gas | Double Rack Oven | Codes & Standards Forecast | Incremental Savings (MMtherm) | 0 | 0 | 0 | 0 | 0 | 0 | 0 | 0 | 0 | 0 | 0 | 0 | 0 | 0 | 0 | 0 | 0 | 0 | 0 | 0 | 0 | 0 | 0 | 0 | 0 | 0 | 0 | 0 | 0 | 0 | 0 | 0 | 0 | 0 | 0 | 0
F1_Commercial_Restaurant_New_Food Preparation_Natural Gas_Fryer_Codes & Standards Forecast | F1 | Commercial | Restaurant | New | Food Preparation | Natural Gas | Fryer | Codes & Standards Forecast | Consumption Savings (MMtherm) | 0 | 0 | 0 | 0 | 0 | 0 | 0 | 0 | 0 | 0 | 0 | 0 | 0 | 0 | 0 | 0 | 0 | 0 | 0 | 0 | 0 | 0 | 0 | 0 | 0 | 0 | 0 | 0 | 0 | 0 | 0 | 0 | 0 | 0 | 0 | 0
F2_Commercial_Restaurant_New_Food Preparation_Natural Gas_Fryer_Codes & Standards Forecast | F2 | Commercial | Restaurant | New | Food Preparation | Natural Gas | Fryer | Codes & Standards Forecast | Summer Demand Savings (MW) | 0 | 0 | 0 | 0 | 0 | 0 | 0 | 0 | 0 | 0 | 0 | 0 | 0 | 0 | 0 | 0 | 0 | 0 | 0 | 0 | 0 | 0 | 0 | 0 | 0 | 0 | 0 | 0 | 0 | 0 | 0 | 0 | 0 | 0 | 0 | 0
F3_Commercial_Restaurant_New_Food Preparation_Natural Gas_Fryer_Codes & Standards Forecast | F3 | Commercial | Restaurant | New | Food Preparation | Natural Gas | Fryer | Codes & Standards Forecast | Winter Demand Savings (MW) | 0 | 0 | 0 | 0 | 0 | 0 | 0 | 0 | 0 | 0 | 0 | 0 | 0 | 0 | 0 | 0 | 0 | 0 | 0 | 0 | 0 | 0 | 0 | 0 | 0 | 0 | 0 | 0 | 0 | 0 | 0 | 0 | 0 | 0 | 0 | 0
F4_Commercial_Restaurant_New_Food Preparation_Natural Gas_Fryer_Codes & Standards Forecast | F4 | Commercial | Restaurant | New | Food Preparation | Natural Gas | Fryer | Codes & Standards Forecast | Incremental Savings (MMtherm) | 0 | 0 | 0 | 0 | 0 | 0 | 0 | 0 | 0 | 0 | 0 | 0 | 0 | 0 | 0 | 0 | 0 | 0 | 0 | 0 | 0 | 0 | 0 | 0 | 0 | 0 | 0 | 0 | 0 | 0 | 0 | 0 | 0 | 0 | 0 | 0
F1_Commercial_Restaurant_New_Food Preparation_Natural Gas_Broiler_Codes & Standards Forecast | F1 | Commercial | Restaurant | New | Food Preparation | Natural Gas | Broiler | Codes & Standards Forecast | Consumption Savings (MMtherm) | 0 | 0 | 0 | 0 | 0 | 0 | 0 | 0 | 0 | 0 | 0 | 0 | 0 | 0 | 0 | 0 | 0 | 0 | 0 | 0 | 0 | 0 | 0 | 0 | 0 | 0 | 0 | 0 | 0 | 0 | 0 | 0 | 0 | 0 | 0 | 0
F2_Commercial_Restaurant_New_Food Preparation_Natural Gas_Broiler_Codes & Standards Forecast | F2 | Commercial | Restaurant | New | Food Preparation | Natural Gas | Broiler | Codes & Standards Forecast | Summer Demand Savings (MW) | 0 | 0 | 0 | 0 | 0 | 0 | 0 | 0 | 0 | 0 | 0 | 0 | 0 | 0 | 0 | 0 | 0 | 0 | 0 | 0 | 0 | 0 | 0 | 0 | 0 | 0 | 0 | 0 | 0 | 0 | 0 | 0 | 0 | 0 | 0 | 0
F3_Commercial_Restaurant_New_Food Preparation_Natural Gas_Broiler_Codes & Standards Forecast | F3 | Commercial | Restaurant | New | Food Preparation | Natural Gas | Broiler | Codes & Standards Forecast | Winter Demand Savings (MW) | 0 | 0 | 0 | 0 | 0 | 0 | 0 | 0 | 0 | 0 | 0 | 0 | 0 | 0 | 0 | 0 | 0 | 0 | 0 | 0 | 0 | 0 | 0 | 0 | 0 | 0 | 0 | 0 | 0 | 0 | 0 | 0 | 0 | 0 | 0 | 0
F4_Commercial_Restaurant_New_Food Preparation_Natural Gas_Broiler_Codes & Standards Forecast | F4 | Commercial | Restaurant | New | Food Preparation | Natural Gas | Broiler | Codes & Standards Forecast | Incremental Savings (MMtherm) | 0 | 0 | 0 | 0 | 0 | 0 | 0 | 0 | 0 | 0 | 0 | 0 | 0 | 0 | 0 | 0 | 0 | 0 | 0 | 0 | 0 | 0 | 0 | 0 | 0 | 0 | 0 | 0 | 0 | 0 | 0 | 0 | 0 | 0 | 0 | 0
F1_Commercial_Restaurant_New_Food Preparation_Natural Gas_Griddle_Codes & Standards Forecast | F1 | Commercial | Restaurant | New | Food Preparation | Natural Gas | Griddle | Codes & Standards Forecast | Consumption Savings (MMtherm) | 0 | 0 | 0 | 0 | 0 | 0 | 0 | 0 | 0 | 0 | 0 | 0 | 0 | 0 | 0 | 0 | 0 | 0 | 0 | 0 | 0 | 0 | 0 | 0 | 0 | 0 | 0 | 0 | 0 | 0 | 0 | 0 | 0 | 0 | 0 | 0
F2_Commercial_Restaurant_New_Food Preparation_Natural Gas_Griddle_Codes & Standards Forecast | F2 | Commercial | Restaurant | New | Food Preparation | Natural Gas | Griddle | Codes & Standards Forecast | Summer Demand Savings (MW) | 0 | 0 | 0 | 0 | 0 | 0 | 0 | 0 | 0 | 0 | 0 | 0 | 0 | 0 | 0 | 0 | 0 | 0 | 0 | 0 | 0 | 0 | 0 | 0 | 0 | 0 | 0 | 0 | 0 | 0 | 0 | 0 | 0 | 0 | 0 | 0
F3_Commercial_Restaurant_New_Food Preparation_Natural Gas_Griddle_Codes & Standards Forecast | F3 | Commercial | Restaurant | New | Food Preparation | Natural Gas | Griddle | Codes & Standards Forecast | Winter Demand Savings (MW) | 0 | 0 | 0 | 0 | 0 | 0 | 0 | 0 | 0 | 0 | 0 | 0 | 0 | 0 | 0 | 0 | 0 | 0 | 0 | 0 | 0 | 0 | 0 | 0 | 0 | 0 | 0 | 0 | 0 | 0 | 0 | 0 | 0 | 0 | 0 | 0
F4_Commercial_Restaurant_New_Food Preparation_Natural Gas_Griddle_Codes & Standards Forecast | F4 | Commercial | Restaurant | New | Food Preparation | Natural Gas | Griddle | Codes & Standards Forecast | Incremental Savings (MMtherm) | 0 | 0 | 0 | 0 | 0 | 0 | 0 | 0 | 0 | 0 | 0 | 0 | 0 | 0 | 0 | 0 | 0 | 0 | 0 | 0 | 0 | 0 | 0 | 0 | 0 | 0 | 0 | 0 | 0 | 0 | 0 | 0 | 0 | 0 | 0 | 0
F1_Commercial_Restaurant_New_Food Preparation_Natural Gas_Range_Codes & Standards Forecast | F1 | Commercial | Restaurant | New | Food Preparation | Natural Gas | Range | Codes & Standards Forecast | Consumption Savings (MMtherm) | 0 | 0 | 0 | 0 | 0 | 0 | 0 | 0 | 0 | 0 | 0 | 0 | 0 | 0 | 0 | 0 | 0 | 0 | 0 | 0 | 0 | 0 | 0 | 0 | 0 | 0 | 0 | 0 | 0 | 0 | 0 | 0 | 0 | 0 | 0 | 0
F2_Commercial_Restaurant_New_Food Preparation_Natural Gas_Range_Codes & Standards Forecast | F2 | Commercial | Restaurant | New | Food Preparation | Natural Gas | Range | Codes & Standards Forecast | Summer Demand Savings (MW) | 0 | 0 | 0 | 0 | 0 | 0 | 0 | 0 | 0 | 0 | 0 | 0 | 0 | 0 | 0 | 0 | 0 | 0 | 0 | 0 | 0 | 0 | 0 | 0 | 0 | 0 | 0 | 0 | 0 | 0 | 0 | 0 | 0 | 0 | 0 | 0
F3_Commercial_Restaurant_New_Food Preparation_Natural Gas_Range_Codes & Standards Forecast | F3 | Commercial | Restaurant | New | Food Preparation | Natural Gas | Range | Codes & Standards Forecast | Winter Demand Savings (MW) | 0 | 0 | 0 | 0 | 0 | 0 | 0 | 0 | 0 | 0 | 0 | 0 | 0 | 0 | 0 | 0 | 0 | 0 | 0 | 0 | 0 | 0 | 0 | 0 | 0 | 0 | 0 | 0 | 0 | 0 | 0 | 0 | 0 | 0 | 0 | 0
F4_Commercial_Restaurant_New_Food Preparation_Natural Gas_Range_Codes & Standards Forecast | F4 | Commercial | Restaurant | New | Food Preparation | Natural Gas | Range | Codes & Standards Forecast | Incremental Savings (MMtherm) | 0 | 0 | 0 | 0 | 0 | 0 | 0 | 0 | 0 | 0 | 0 | 0 | 0 | 0 | 0 | 0 | 0 | 0 | 0 | 0 | 0 | 0 | 0 | 0 | 0 | 0 | 0 | 0 | 0 | 0 | 0 | 0 | 0 | 0 | 0 | 0
F1_Commercial_Restaurant_New_Food Preparation_Natural Gas_Steamer_Codes & Standards Forecast | F1 | Commercial | Restaurant | New | Food Preparation | Natural Gas | Steamer | Codes & Standards Forecast | Consumption Savings (MMtherm) | 0 | 0 | 0 | 0 | 0 | 0 | 0 | 0 | 0 | 0 | 0 | 0 | 0 | 0 | 0 | 0 | 0 | 0 | 0 | 0 | 0 | 0 | 0 | 0 | 0 | 0 | 0 | 0 | 0 | 0 | 0 | 0 | 0 | 0 | 0 | 0
F2_Commercial_Restaurant_New_Food Preparation_Natural Gas_Steamer_Codes & Standards Forecast | F2 | Commercial | Restaurant | New | Food Preparation | Natural Gas | Steamer | Codes & Standards Forecast | Summer Demand Savings (MW) | 0 | 0 | 0 | 0 | 0 | 0 | 0 | 0 | 0 | 0 | 0 | 0 | 0 | 0 | 0 | 0 | 0 | 0 | 0 | 0 | 0 | 0 | 0 | 0 | 0 | 0 | 0 | 0 | 0 | 0 | 0 | 0 | 0 | 0 | 0 | 0
F3_Commercial_Restaurant_New_Food Preparation_Natural Gas_Steamer_Codes & Standards Forecast | F3 | Commercial | Restaurant | New | Food Preparation | Natural Gas | Steamer | Codes & Standards Forecast | Winter Demand Savings (MW) | 0 | 0 | 0 | 0 | 0 | 0 | 0 | 0 | 0 | 0 | 0 | 0 | 0 | 0 | 0 | 0 | 0 | 0 | 0 | 0 | 0 | 0 | 0 | 0 | 0 | 0 | 0 | 0 | 0 | 0 | 0 | 0 | 0 | 0 | 0 | 0
F4_Commercial_Restaurant_New_Food Preparation_Natural Gas_Steamer_Codes & Standards Forecast | F4 | Commercial | Restaurant | New | Food Preparation | Natural Gas | Steamer | Codes & Standards Forecast | Incremental Savings (MMtherm) | 0 | 0 | 0 | 0 | 0 | 0 | 0 | 0 | 0 | 0 | 0 | 0 | 0 | 0 | 0 | 0 | 0 | 0 | 0 | 0 | 0 | 0 | 0 | 0 | 0 | 0 | 0 | 0 | 0 | 0 | 0 | 0 | 0 | 0 | 0 | 0
F1_Commercial_Restaurant_New_Food Preparation_Natural Gas_Food Prep Other_Codes & Standards Forecast | F1 | Commercial | Restaurant | New | Food Preparation | Natural Gas | Food Prep Other | Codes & Standards Forecast | Consumption Savings (MMtherm) | 0 | 0 | 0 | 0 | 0 | 0 | 0 | 0 | 0 | 0 | 0 | 0 | 0 | 0 | 0 | 0 | 0 | 0 | 0 | 0 | 0 | 0 | 0 | 0 | 0 | 0 | 0 | 0 | 0 | 0 | 0 | 0 | 0 | 0 | 0 | 0
F2_Commercial_Restaurant_New_Food Preparation_Natural Gas_Food Prep Other_Codes & Standards Forecast | F2 | Commercial | Restaurant | New | Food Preparation | Natural Gas | Food Prep Other | Codes & Standards Forecast | Summer Demand Savings (MW) | 0 | 0 | 0 | 0 | 0 | 0 | 0 | 0 | 0 | 0 | 0 | 0 | 0 | 0 | 0 | 0 | 0 | 0 | 0 | 0 | 0 | 0 | 0 | 0 | 0 | 0 | 0 | 0 | 0 | 0 | 0 | 0 | 0 | 0 | 0 | 0
F3_Commercial_Restaurant_New_Food Preparation_Natural Gas_Food Prep Other_Codes & Standards Forecast | F3 | Commercial | Restaurant | New | Food Preparation | Natural Gas | Food Prep Other | Codes & Standards Forecast | Winter Demand Savings (MW) | 0 | 0 | 0 | 0 | 0 | 0 | 0 | 0 | 0 | 0 | 0 | 0 | 0 | 0 | 0 | 0 | 0 | 0 | 0 | 0 | 0 | 0 | 0 | 0 | 0 | 0 | 0 | 0 | 0 | 0 | 0 | 0 | 0 | 0 | 0 | 0
F4_Commercial_Restaurant_New_Food Preparation_Natural Gas_Food Prep Other_Codes & Standards Forecast | F4 | Commercial | Restaurant | New | Food Preparation | Natural Gas | Food Prep Other | Codes & Standards Forecast | Incremental Savings (MMtherm) | 0 | 0 | 0 | 0 | 0 | 0 | 0 | 0 | 0 | 0 | 0 | 0 | 0 | 0 | 0 | 0 | 0 | 0 | 0 | 0 | 0 | 0 | 0 | 0 | 0 | 0 | 0 | 0 | 0 | 0 | 0 | 0 | 0 | 0 | 0 | 0
F1_Commercial_Restaurant_New_Miscellaneous_Natural Gas_Pool Heater_Codes & Standards Forecast | F1 | Commercial | Restaurant | New | Miscellaneous | Natural Gas | Pool Heater | Codes & Standards Forecast | Consumption Savings (MMtherm) | 0 | 0 | 0 | 0 | 0 | 0 | 0 | 0 | 0 | 0 | 0 | 0 | 0 | 0 | 0 | 0 | 0 | 0 | 0 | 0 | 0 | 0 | 0 | 0 | 0 | 0 | 0 | 0 | 0 | 0 | 0 | 0 | 0 | 0 | 0 | 0
F2_Commercial_Restaurant_New_Miscellaneous_Natural Gas_Pool Heater_Codes & Standards Forecast | F2 | Commercial | Restaurant | New | Miscellaneous | Natural Gas | Pool Heater | Codes & Standards Forecast | Summer Demand Savings (MW) | 0 | 0 | 0 | 0 | 0 | 0 | 0 | 0 | 0 | 0 | 0 | 0 | 0 | 0 | 0 | 0 | 0 | 0 | 0 | 0 | 0 | 0 | 0 | 0 | 0 | 0 | 0 | 0 | 0 | 0 | 0 | 0 | 0 | 0 | 0 | 0
F3_Commercial_Restaurant_New_Miscellaneous_Natural Gas_Pool Heater_Codes & Standards Forecast | F3 | Commercial | Restaurant | New | Miscellaneous | Natural Gas | Pool Heater | Codes & Standards Forecast | Winter Demand Savings (MW) | 0 | 0 | 0 | 0 | 0 | 0 | 0 | 0 | 0 | 0 | 0 | 0 | 0 | 0 | 0 | 0 | 0 | 0 | 0 | 0 | 0 | 0 | 0 | 0 | 0 | 0 | 0 | 0 | 0 | 0 | 0 | 0 | 0 | 0 | 0 | 0
F4_Commercial_Restaurant_New_Miscellaneous_Natural Gas_Pool Heater_Codes & Standards Forecast | F4 | Commercial | Restaurant | New | Miscellaneous | Natural Gas | Pool Heater | Codes & Standards Forecast | Incremental Savings (MMtherm) | 0 | 0 | 0 | 0 | 0 | 0 | 0 | 0 | 0 | 0 | 0 | 0 | 0 | 0 | 0 | 0 | 0 | 0 | 0 | 0 | 0 | 0 | 0 | 0 | 0 | 0 | 0 | 0 | 0 | 0 | 0 | 0 | 0 | 0 | 0 | 0
F1_Commercial_Restaurant_New_Miscellaneous_Natural Gas_Miscellaneous_Codes & Standards Forecast | F1 | Commercial | Restaurant | New | Miscellaneous | Natural Gas | Miscellaneous | Codes & Standards Forecast | Consumption Savings (MMtherm) | 0 | 0 | 0 | 0 | 0 | 0 | 0 | 0 | 0 | 0 | 0 | 0 | 0 | 0 | 0 | 0 | 0 | 0 | 0 | 0 | 0 | 0 | 0 | 0 | 0 | 0 | 0 | 0 | 0 | 0 | 0 | 0 | 0 | 0 | 0 | 0
F2_Commercial_Restaurant_New_Miscellaneous_Natural Gas_Miscellaneous_Codes & Standards Forecast | F2 | Commercial | Restaurant | New | Miscellaneous | Natural Gas | Miscellaneous | Codes & Standards Forecast | Summer Demand Savings (MW) | 0 | 0 | 0 | 0 | 0 | 0 | 0 | 0 | 0 | 0 | 0 | 0 | 0 | 0 | 0 | 0 | 0 | 0 | 0 | 0 | 0 | 0 | 0 | 0 | 0 | 0 | 0 | 0 | 0 | 0 | 0 | 0 | 0 | 0 | 0 | 0
F3_Commercial_Restaurant_New_Miscellaneous_Natural Gas_Miscellaneous_Codes & Standards Forecast | F3 | Commercial | Restaurant | New | Miscellaneous | Natural Gas | Miscellaneous | Codes & Standards Forecast | Winter Demand Savings (MW) | 0 | 0 | 0 | 0 | 0 | 0 | 0 | 0 | 0 | 0 | 0 | 0 | 0 | 0 | 0 | 0 | 0 | 0 | 0 | 0 | 0 | 0 | 0 | 0 | 0 | 0 | 0 | 0 | 0 | 0 | 0 | 0 | 0 | 0 | 0 | 0
F4_Commercial_Restaurant_New_Miscellaneous_Natural Gas_Miscellaneous_Codes & Standards Forecast | F4 | Commercial | Restaurant | New | Miscellaneous | Natural Gas | Miscellaneous | Codes & Standards Forecast | Incremental Savings (MMtherm) | 0 | 0 | 0 | 0 | 0 | 0 | 0 | 0 | 0 | 0 | 0 | 0 | 0 | 0 | 0 | 0 | 0 | 0 | 0 | 0 | 0 | 0 | 0 | 0 | 0 | 0 | 0 | 0 | 0 | 0 | 0 | 0 | 0 | 0 | 0 | 0
F1_Commercial_Retail_Existing_Space Heating_Natural Gas_Furnace_Codes & Standards Forecast | F1 | Commercial | Retail | Existing | Space Heating | Natural Gas | Furnace | Codes & Standards Forecast | Consumption Savings (MMtherm) | 0 | 0 | 0 | 0 | 0 | 0 | 0 | 0 | 0 | 0 | 0 | 0 | 0 | 0 | 0 | 0 | 0 | 0 | 0 | 0 | 0 | 0 | 0 | 0 | 0 | 0 | 0 | 0 | 0 | 0 | 0 | 0 | 0 | 0 | 0 | 0
F2_Commercial_Retail_Existing_Space Heating_Natural Gas_Furnace_Codes & Standards Forecast | F2 | Commercial | Retail | Existing | Space Heating | Natural Gas | Furnace | Codes & Standards Forecast | Summer Demand Savings (MW) | 0 | 0 | 0 | 0 | 0 | 0 | 0 | 0 | 0 | 0 | 0 | 0 | 0 | 0 | 0 | 0 | 0 | 0 | 0 | 0 | 0 | 0 | 0 | 0 | 0 | 0 | 0 | 0 | 0 | 0 | 0 | 0 | 0 | 0 | 0 | 0
F3_Commercial_Retail_Existing_Space Heating_Natural Gas_Furnace_Codes & Standards Forecast | F3 | Commercial | Retail | Existing | Space Heating | Natural Gas | Furnace | Codes & Standards Forecast | Winter Demand Savings (MW) | 0 | 0 | 0 | 0 | 0 | 0 | 0 | 0 | 0 | 0 | 0 | 0 | 0 | 0 | 0 | 0 | 0 | 0 | 0 | 0 | 0 | 0 | 0 | 0 | 0 | 0 | 0 | 0 | 0 | 0 | 0 | 0 | 0 | 0 | 0 | 0
F4_Commercial_Retail_Existing_Space Heating_Natural Gas_Furnace_Codes & Standards Forecast | F4 | Commercial | Retail | Existing | Space Heating | Natural Gas | Furnace | Codes & Standards Forecast | Incremental Savings (MMtherm) | 0 | 0 | 0 | 0 | 0 | 0 | 0 | 0 | 0 | 0 | 0 | 0 | 0 | 0 | 0 | 0 | 0 | 0 | 0 | 0 | 0 | 0 | 0 | 0 | 0 | 0 | 0 | 0 | 0 | 0 | 0 | 0 | 0 | 0 | 0 | 0
F1_Commercial_Retail_Existing_Space Heating_Natural Gas_Boiler_Codes & Standards Forecast | F1 | Commercial | Retail | Existing | Space Heating | Natural Gas | Boiler | Codes & Standards Forecast | Consumption Savings (MMtherm) | 0 | 0 | 0 | 0 | 0 | 0 | 0 | 0 | 0 | 0 | 0 | 0 | 0 | 0 | 0 | 0 | 0 | 0 | 0 | 0 | 0 | 0 | 0 | 0 | 0 | 0 | 0 | 0 | 0 | 0 | 0 | 0 | 0 | 0 | 0 | 0
F2_Commercial_Retail_Existing_Space Heating_Natural Gas_Boiler_Codes & Standards Forecast | F2 | Commercial | Retail | Existing | Space Heating | Natural Gas | Boiler | Codes & Standards Forecast | Summer Demand Savings (MW) | 0 | 0 | 0 | 0 | 0 | 0 | 0 | 0 | 0 | 0 | 0 | 0 | 0 | 0 | 0 | 0 | 0 | 0 | 0 | 0 | 0 | 0 | 0 | 0 | 0 | 0 | 0 | 0 | 0 | 0 | 0 | 0 | 0 | 0 | 0 | 0
F3_Commercial_Retail_Existing_Space Heating_Natural Gas_Boiler_Codes & Standards Forecast | F3 | Commercial | Retail | Existing | Space Heating | Natural Gas | Boiler | Codes & Standards Forecast | Winter Demand Savings (MW) | 0 | 0 | 0 | 0 | 0 | 0 | 0 | 0 | 0 | 0 | 0 | 0 | 0 | 0 | 0 | 0 | 0 | 0 | 0 | 0 | 0 | 0 | 0 | 0 | 0 | 0 | 0 | 0 | 0 | 0 | 0 | 0 | 0 | 0 | 0 | 0
F4_Commercial_Retail_Existing_Space Heating_Natural Gas_Boiler_Codes & Standards Forecast | F4 | Commercial | Retail | Existing | Space Heating | Natural Gas | Boiler | Codes & Standards Forecast | Incremental Savings (MMtherm) | 0 | 0 | 0 | 0 | 0 | 0 | 0 | 0 | 0 | 0 | 0 | 0 | 0 | 0 | 0 | 0 | 0 | 0 | 0 | 0 | 0 | 0 | 0 | 0 | 0 | 0 | 0 | 0 | 0 | 0 | 0 | 0 | 0 | 0 | 0 | 0
F1_Commercial_Retail_Existing_Space Heating_Natural Gas_Unit Heater_Codes & Standards Forecast | F1 | Commercial | Retail | Existing | Space Heating | Natural Gas | Unit Heater | Codes & Standards Forecast | Consumption Savings (MMtherm) | 0 | 0 | 0 | 0 | 0 | 0 | 0 | 0 | 0 | 0 | 0 | 0 | 0 | 0 | 0 | 0 | 0 | 0 | 0 | 0 | 0 | 0 | 0 | 0 | 0 | 0 | 0 | 0 | 0 | 0 | 0 | 0 | 0 | 0 | 0 | 0
F2_Commercial_Retail_Existing_Space Heating_Natural Gas_Unit Heater_Codes & Standards Forecast | F2 | Commercial | Retail | Existing | Space Heating | Natural Gas | Unit Heater | Codes & Standards Forecast | Summer Demand Savings (MW) | 0 | 0 | 0 | 0 | 0 | 0 | 0 | 0 | 0 | 0 | 0 | 0 | 0 | 0 | 0 | 0 | 0 | 0 | 0 | 0 | 0 | 0 | 0 | 0 | 0 | 0 | 0 | 0 | 0 | 0 | 0 | 0 | 0 | 0 | 0 | 0
F3_Commercial_Retail_Existing_Space Heating_Natural Gas_Unit Heater_Codes & Standards Forecast | F3 | Commercial | Retail | Existing | Space Heating | Natural Gas | Unit Heater | Codes & Standards Forecast | Winter Demand Savings (MW) | 0 | 0 | 0 | 0 | 0 | 0 | 0 | 0 | 0 | 0 | 0 | 0 | 0 | 0 | 0 | 0 | 0 | 0 | 0 | 0 | 0 | 0 | 0 | 0 | 0 | 0 | 0 | 0 | 0 | 0 | 0 | 0 | 0 | 0 | 0 | 0
F4_Commercial_Retail_Existing_Space Heating_Natural Gas_Unit Heater_Codes & Standards Forecast | F4 | Commercial | Retail | Existing | Space Heating | Natural Gas | Unit Heater | Codes & Standards Forecast | Incremental Savings (MMtherm) | 0 | 0 | 0 | 0 | 0 | 0 | 0 | 0 | 0 | 0 | 0 | 0 | 0 | 0 | 0 | 0 | 0 | 0 | 0 | 0 | 0 | 0 | 0 | 0 | 0 | 0 | 0 | 0 | 0 | 0 | 0 | 0 | 0 | 0 | 0 | 0
F1_Commercial_Retail_Existing_Water Heating_Natural Gas_Water Heater_Codes & Standards Forecast | F1 | Commercial | Retail | Existing | Water Heating | Natural Gas | Water Heater | Codes & Standards Forecast | Consumption Savings (MMtherm) | 0 | 0 | 0 | 0 | 0 | 0 | 0 | 0 | 0 | 0 | 0 | 0 | 0 | 0 | 0 | 0 | 0 | 0 | 0 | 0 | 0 | 0 | 0 | 0 | 0 | 0 | 0 | 0 | 0 | 0 | 0 | 0 | 0 | 0 | 0 | 0
F2_Commercial_Retail_Existing_Water Heating_Natural Gas_Water Heater_Codes & Standards Forecast | F2 | Commercial | Retail | Existing | Water Heating | Natural Gas | Water Heater | Codes & Standards Forecast | Summer Demand Savings (MW) | 0 | 0 | 0 | 0 | 0 | 0 | 0 | 0 | 0 | 0 | 0 | 0 | 0 | 0 | 0 | 0 | 0 | 0 | 0 | 0 | 0 | 0 | 0 | 0 | 0 | 0 | 0 | 0 | 0 | 0 | 0 | 0 | 0 | 0 | 0 | 0
F3_Commercial_Retail_Existing_Water Heating_Natural Gas_Water Heater_Codes & Standards Forecast | F3 | Commercial | Retail | Existing | Water Heating | Natural Gas | Water Heater | Codes & Standards Forecast | Winter Demand Savings (MW) | 0 | 0 | 0 | 0 | 0 | 0 | 0 | 0 | 0 | 0 | 0 | 0 | 0 | 0 | 0 | 0 | 0 | 0 | 0 | 0 | 0 | 0 | 0 | 0 | 0 | 0 | 0 | 0 | 0 | 0 | 0 | 0 | 0 | 0 | 0 | 0
F4_Commercial_Retail_Existing_Water Heating_Natural Gas_Water Heater_Codes & Standards Forecast | F4 | Commercial | Retail | Existing | Water Heating | Natural Gas | Water Heater | Codes & Standards Forecast | Incremental Savings (MMtherm) | 0 | 0 | 0 | 0 | 0 | 0 | 0 | 0 | 0 | 0 | 0 | 0 | 0 | 0 | 0 | 0 | 0 | 0 | 0 | 0 | 0 | 0 | 0 | 0 | 0 | 0 | 0 | 0 | 0 | 0 | 0 | 0 | 0 | 0 | 0 | 0
F1_Commercial_Retail_Existing_Food Preparation_Natural Gas_Oven_Codes & Standards Forecast | F1 | Commercial | Retail | Existing | Food Preparation | Natural Gas | Oven | Codes & Standards Forecast | Consumption Savings (MMtherm) | 0 | 0 | 0 | 0 | 0 | 0 | 0 | 0 | 0 | 0 | 0 | 0 | 0 | 0 | 0 | 0 | 0 | 0 | 0 | 0 | 0 | 0 | 0 | 0 | 0 | 0 | 0 | 0 | 0 | 0 | 0 | 0 | 0 | 0 | 0 | 0
F2_Commercial_Retail_Existing_Food Preparation_Natural Gas_Oven_Codes & Standards Forecast | F2 | Commercial | Retail | Existing | Food Preparation | Natural Gas | Oven | Codes & Standards Forecast | Summer Demand Savings (MW) | 0 | 0 | 0 | 0 | 0 | 0 | 0 | 0 | 0 | 0 | 0 | 0 | 0 | 0 | 0 | 0 | 0 | 0 | 0 | 0 | 0 | 0 | 0 | 0 | 0 | 0 | 0 | 0 | 0 | 0 | 0 | 0 | 0 | 0 | 0 | 0
F3_Commercial_Retail_Existing_Food Preparation_Natural Gas_Oven_Codes & Standards Forecast | F3 | Commercial | Retail | Existing | Food Preparation | Natural Gas | Oven | Codes & Standards Forecast | Winter Demand Savings (MW) | 0 | 0 | 0 | 0 | 0 | 0 | 0 | 0 | 0 | 0 | 0 | 0 | 0 | 0 | 0 | 0 | 0 | 0 | 0 | 0 | 0 | 0 | 0 | 0 | 0 | 0 | 0 | 0 | 0 | 0 | 0 | 0 | 0 | 0 | 0 | 0
F4_Commercial_Retail_Existing_Food Preparation_Natural Gas_Oven_Codes & Standards Forecast | F4 | Commercial | Retail | Existing | Food Preparation | Natural Gas | Oven | Codes & Standards Forecast | Incremental Savings (MMtherm) | 0 | 0 | 0 | 0 | 0 | 0 | 0 | 0 | 0 | 0 | 0 | 0 | 0 | 0 | 0 | 0 | 0 | 0 | 0 | 0 | 0 | 0 | 0 | 0 | 0 | 0 | 0 | 0 | 0 | 0 | 0 | 0 | 0 | 0 | 0 | 0
F1_Commercial_Retail_Existing_Food Preparation_Natural Gas_Conveyor Oven_Codes & Standards Forecast | F1 | Commercial | Retail | Existing | Food Preparation | Natural Gas | Conveyor Oven | Codes & Standards Forecast | Consumption Savings (MMtherm) | 0 | 0 | 0 | 0 | 0 | 0 | 0 | 0 | 0 | 0 | 0 | 0 | 0 | 0 | 0 | 0 | 0 | 0 | 0 | 0 | 0 | 0 | 0 | 0 | 0 | 0 | 0 | 0 | 0 | 0 | 0 | 0 | 0 | 0 | 0 | 0
F2_Commercial_Retail_Existing_Food Preparation_Natural Gas_Conveyor Oven_Codes & Standards Forecast | F2 | Commercial | Retail | Existing | Food Preparation | Natural Gas | Conveyor Oven | Codes & Standards Forecast | Summer Demand Savings (MW) | 0 | 0 | 0 | 0 | 0 | 0 | 0 | 0 | 0 | 0 | 0 | 0 | 0 | 0 | 0 | 0 | 0 | 0 | 0 | 0 | 0 | 0 | 0 | 0 | 0 | 0 | 0 | 0 | 0 | 0 | 0 | 0 | 0 | 0 | 0 | 0
F3_Commercial_Retail_Existing_Food Preparation_Natural Gas_Conveyor Oven_Codes & Standards Forecast | F3 | Commercial | Retail | Existing | Food Preparation | Natural Gas | Conveyor Oven | Codes & Standards Forecast | Winter Demand Savings (MW) | 0 | 0 | 0 | 0 | 0 | 0 | 0 | 0 | 0 | 0 | 0 | 0 | 0 | 0 | 0 | 0 | 0 | 0 | 0 | 0 | 0 | 0 | 0 | 0 | 0 | 0 | 0 | 0 | 0 | 0 | 0 | 0 | 0 | 0 | 0 | 0
F4_Commercial_Retail_Existing_Food Preparation_Natural Gas_Conveyor Oven_Codes & Standards Forecast | F4 | Commercial | Retail | Existing | Food Preparation | Natural Gas | Conveyor Oven | Codes & Standards Forecast | Incremental Savings (MMtherm) | 0 | 0 | 0 | 0 | 0 | 0 | 0 | 0 | 0 | 0 | 0 | 0 | 0 | 0 | 0 | 0 | 0 | 0 | 0 | 0 | 0 | 0 | 0 | 0 | 0 | 0 | 0 | 0 | 0 | 0 | 0 | 0 | 0 | 0 | 0 | 0
F1_Commercial_Retail_Existing_Food Preparation_Natural Gas_Double Rack Oven_Codes & Standards Forecast | F1 | Commercial | Retail | Existing | Food Preparation | Natural Gas | Double Rack Oven | Codes & Standards Forecast | Consumption Savings (MMtherm) | 0 | 0 | 0 | 0 | 0 | 0 | 0 | 0 | 0 | 0 | 0 | 0 | 0 | 0 | 0 | 0 | 0 | 0 | 0 | 0 | 0 | 0 | 0 | 0 | 0 | 0 | 0 | 0 | 0 | 0 | 0 | 0 | 0 | 0 | 0 | 0
F2_Commercial_Retail_Existing_Food Preparation_Natural Gas_Double Rack Oven_Codes & Standards Forecast | F2 | Commercial | Retail | Existing | Food Preparation | Natural Gas | Double Rack Oven | Codes & Standards Forecast | Summer Demand Savings (MW) | 0 | 0 | 0 | 0 | 0 | 0 | 0 | 0 | 0 | 0 | 0 | 0 | 0 | 0 | 0 | 0 | 0 | 0 | 0 | 0 | 0 | 0 | 0 | 0 | 0 | 0 | 0 | 0 | 0 | 0 | 0 | 0 | 0 | 0 | 0 | 0
F3_Commercial_Retail_Existing_Food Preparation_Natural Gas_Double Rack Oven_Codes & Standards Forecast | F3 | Commercial | Retail | Existing | Food Preparation | Natural Gas | Double Rack Oven | Codes & Standards Forecast | Winter Demand Savings (MW) | 0 | 0 | 0 | 0 | 0 | 0 | 0 | 0 | 0 | 0 | 0 | 0 | 0 | 0 | 0 | 0 | 0 | 0 | 0 | 0 | 0 | 0 | 0 | 0 | 0 | 0 | 0 | 0 | 0 | 0 | 0 | 0 | 0 | 0 | 0 | 0
F4_Commercial_Retail_Existing_Food Preparation_Natural Gas_Double Rack Oven_Codes & Standards Forecast | F4 | Commercial | Retail | Existing | Food Preparation | Natural Gas | Double Rack Oven | Codes & Standards Forecast | Incremental Savings (MMtherm) | 0 | 0 | 0 | 0 | 0 | 0 | 0 | 0 | 0 | 0 | 0 | 0 | 0 | 0 | 0 | 0 | 0 | 0 | 0 | 0 | 0 | 0 | 0 | 0 | 0 | 0 | 0 | 0 | 0 | 0 | 0 | 0 | 0 | 0 | 0 | 0
F1_Commercial_Retail_Existing_Food Preparation_Natural Gas_Fryer_Codes & Standards Forecast | F1 | Commercial | Retail | Existing | Food Preparation | Natural Gas | Fryer | Codes & Standards Forecast | Consumption Savings (MMtherm) | 0 | 0 | 0 | 0 | 0 | 0 | 0 | 0 | 0 | 0 | 0 | 0 | 0 | 0 | 0 | 0 | 0 | 0 | 0 | 0 | 0 | 0 | 0 | 0 | 0 | 0 | 0 | 0 | 0 | 0 | 0 | 0 | 0 | 0 | 0 | 0
F2_Commercial_Retail_Existing_Food Preparation_Natural Gas_Fryer_Codes & Standards Forecast | F2 | Commercial | Retail | Existing | Food Preparation | Natural Gas | Fryer | Codes & Standards Forecast | Summer Demand Savings (MW) | 0 | 0 | 0 | 0 | 0 | 0 | 0 | 0 | 0 | 0 | 0 | 0 | 0 | 0 | 0 | 0 | 0 | 0 | 0 | 0 | 0 | 0 | 0 | 0 | 0 | 0 | 0 | 0 | 0 | 0 | 0 | 0 | 0 | 0 | 0 | 0
F3_Commercial_Retail_Existing_Food Preparation_Natural Gas_Fryer_Codes & Standards Forecast | F3 | Commercial | Retail | Existing | Food Preparation | Natural Gas | Fryer | Codes & Standards Forecast | Winter Demand Savings (MW) | 0 | 0 | 0 | 0 | 0 | 0 | 0 | 0 | 0 | 0 | 0 | 0 | 0 | 0 | 0 | 0 | 0 | 0 | 0 | 0 | 0 | 0 | 0 | 0 | 0 | 0 | 0 | 0 | 0 | 0 | 0 | 0 | 0 | 0 | 0 | 0
F4_Commercial_Retail_Existing_Food Preparation_Natural Gas_Fryer_Codes & Standards Forecast | F4 | Commercial | Retail | Existing | Food Preparation | Natural Gas | Fryer | Codes & Standards Forecast | Incremental Savings (MMtherm) | 0 | 0 | 0 | 0 | 0 | 0 | 0 | 0 | 0 | 0 | 0 | 0 | 0 | 0 | 0 | 0 | 0 | 0 | 0 | 0 | 0 | 0 | 0 | 0 | 0 | 0 | 0 | 0 | 0 | 0 | 0 | 0 | 0 | 0 | 0 | 0
F1_Commercial_Retail_Existing_Food Preparation_Natural Gas_Broiler_Codes & Standards Forecast | F1 | Commercial | Retail | Existing | Food Preparation | Natural Gas | Broiler | Codes & Standards Forecast | Consumption Savings (MMtherm) | 0 | 0 | 0 | 0 | 0 | 0 | 0 | 0 | 0 | 0 | 0 | 0 | 0 | 0 | 0 | 0 | 0 | 0 | 0 | 0 | 0 | 0 | 0 | 0 | 0 | 0 | 0 | 0 | 0 | 0 | 0 | 0 | 0 | 0 | 0 | 0
F2_Commercial_Retail_Existing_Food Preparation_Natural Gas_Broiler_Codes & Standards Forecast | F2 | Commercial | Retail | Existing | Food Preparation | Natural Gas | Broiler | Codes & Standards Forecast | Summer Demand Savings (MW) | 0 | 0 | 0 | 0 | 0 | 0 | 0 | 0 | 0 | 0 | 0 | 0 | 0 | 0 | 0 | 0 | 0 | 0 | 0 | 0 | 0 | 0 | 0 | 0 | 0 | 0 | 0 | 0 | 0 | 0 | 0 | 0 | 0 | 0 | 0 | 0
F3_Commercial_Retail_Existing_Food Preparation_Natural Gas_Broiler_Codes & Standards Forecast | F3 | Commercial | Retail | Existing | Food Preparation | Natural Gas | Broiler | Codes & Standards Forecast | Winter Demand Savings (MW) | 0 | 0 | 0 | 0 | 0 | 0 | 0 | 0 | 0 | 0 | 0 | 0 | 0 | 0 | 0 | 0 | 0 | 0 | 0 | 0 | 0 | 0 | 0 | 0 | 0 | 0 | 0 | 0 | 0 | 0 | 0 | 0 | 0 | 0 | 0 | 0
F4_Commercial_Retail_Existing_Food Preparation_Natural Gas_Broiler_Codes & Standards Forecast | F4 | Commercial | Retail | Existing | Food Preparation | Natural Gas | Broiler | Codes & Standards Forecast | Incremental Savings (MMtherm) | 0 | 0 | 0 | 0 | 0 | 0 | 0 | 0 | 0 | 0 | 0 | 0 | 0 | 0 | 0 | 0 | 0 | 0 | 0 | 0 | 0 | 0 | 0 | 0 | 0 | 0 | 0 | 0 | 0 | 0 | 0 | 0 | 0 | 0 | 0 | 0
F1_Commercial_Retail_Existing_Food Preparation_Natural Gas_Griddle_Codes & Standards Forecast | F1 | Commercial | Retail | Existing | Food Preparation | Natural Gas | Griddle | Codes & Standards Forecast | Consumption Savings (MMtherm) | 0 | 0 | 0 | 0 | 0 | 0 | 0 | 0 | 0 | 0 | 0 | 0 | 0 | 0 | 0 | 0 | 0 | 0 | 0 | 0 | 0 | 0 | 0 | 0 | 0 | 0 | 0 | 0 | 0 | 0 | 0 | 0 | 0 | 0 | 0 | 0
F2_Commercial_Retail_Existing_Food Preparation_Natural Gas_Griddle_Codes & Standards Forecast | F2 | Commercial | Retail | Existing | Food Preparation | Natural Gas | Griddle | Codes & Standards Forecast | Summer Demand Savings (MW) | 0 | 0 | 0 | 0 | 0 | 0 | 0 | 0 | 0 | 0 | 0 | 0 | 0 | 0 | 0 | 0 | 0 | 0 | 0 | 0 | 0 | 0 | 0 | 0 | 0 | 0 | 0 | 0 | 0 | 0 | 0 | 0 | 0 | 0 | 0 | 0
F3_Commercial_Retail_Existing_Food Preparation_Natural Gas_Griddle_Codes & Standards Forecast | F3 | Commercial | Retail | Existing | Food Preparation | Natural Gas | Griddle | Codes & Standards Forecast | Winter Demand Savings (MW) | 0 | 0 | 0 | 0 | 0 | 0 | 0 | 0 | 0 | 0 | 0 | 0 | 0 | 0 | 0 | 0 | 0 | 0 | 0 | 0 | 0 | 0 | 0 | 0 | 0 | 0 | 0 | 0 | 0 | 0 | 0 | 0 | 0 | 0 | 0 | 0
F4_Commercial_Retail_Existing_Food Preparation_Natural Gas_Griddle_Codes & Standards Forecast | F4 | Commercial | Retail | Existing | Food Preparation | Natural Gas | Griddle | Codes & Standards Forecast | Incremental Savings (MMtherm) | 0 | 0 | 0 | 0 | 0 | 0 | 0 | 0 | 0 | 0 | 0 | 0 | 0 | 0 | 0 | 0 | 0 | 0 | 0 | 0 | 0 | 0 | 0 | 0 | 0 | 0 | 0 | 0 | 0 | 0 | 0 | 0 | 0 | 0 | 0 | 0
F1_Commercial_Retail_Existing_Food Preparation_Natural Gas_Range_Codes & Standards Forecast | F1 | Commercial | Retail | Existing | Food Preparation | Natural Gas | Range | Codes & Standards Forecast | Consumption Savings (MMtherm) | 0 | 0 | 0 | 0 | 0 | 0 | 0 | 0 | 0 | 0 | 0 | 0 | 0 | 0 | 0 | 0 | 0 | 0 | 0 | 0 | 0 | 0 | 0 | 0 | 0 | 0 | 0 | 0 | 0 | 0 | 0 | 0 | 0 | 0 | 0 | 0
F2_Commercial_Retail_Existing_Food Preparation_Natural Gas_Range_Codes & Standards Forecast | F2 | Commercial | Retail | Existing | Food Preparation | Natural Gas | Range | Codes & Standards Forecast | Summer Demand Savings (MW) | 0 | 0 | 0 | 0 | 0 | 0 | 0 | 0 | 0 | 0 | 0 | 0 | 0 | 0 | 0 | 0 | 0 | 0 | 0 | 0 | 0 | 0 | 0 | 0 | 0 | 0 | 0 | 0 | 0 | 0 | 0 | 0 | 0 | 0 | 0 | 0
F3_Commercial_Retail_Existing_Food Preparation_Natural Gas_Range_Codes & Standards Forecast | F3 | Commercial | Retail | Existing | Food Preparation | Natural Gas | Range | Codes & Standards Forecast | Winter Demand Savings (MW) | 0 | 0 | 0 | 0 | 0 | 0 | 0 | 0 | 0 | 0 | 0 | 0 | 0 | 0 | 0 | 0 | 0 | 0 | 0 | 0 | 0 | 0 | 0 | 0 | 0 | 0 | 0 | 0 | 0 | 0 | 0 | 0 | 0 | 0 | 0 | 0
F4_Commercial_Retail_Existing_Food Preparation_Natural Gas_Range_Codes & Standards Forecast | F4 | Commercial | Retail | Existing | Food Preparation | Natural Gas | Range | Codes & Standards Forecast | Incremental Savings (MMtherm) | 0 | 0 | 0 | 0 | 0 | 0 | 0 | 0 | 0 | 0 | 0 | 0 | 0 | 0 | 0 | 0 | 0 | 0 | 0 | 0 | 0 | 0 | 0 | 0 | 0 | 0 | 0 | 0 | 0 | 0 | 0 | 0 | 0 | 0 | 0 | 0
F1_Commercial_Retail_Existing_Food Preparation_Natural Gas_Steamer_Codes & Standards Forecast | F1 | Commercial | Retail | Existing | Food Preparation | Natural Gas | Steamer | Codes & Standards Forecast | Consumption Savings (MMtherm) | 0 | 0 | 0 | 0 | 0 | 0 | 0 | 0 | 0 | 0 | 0 | 0 | 0 | 0 | 0 | 0 | 0 | 0 | 0 | 0 | 0 | 0 | 0 | 0 | 0 | 0 | 0 | 0 | 0 | 0 | 0 | 0 | 0 | 0 | 0 | 0
F2_Commercial_Retail_Existing_Food Preparation_Natural Gas_Steamer_Codes & Standards Forecast | F2 | Commercial | Retail | Existing | Food Preparation | Natural Gas | Steamer | Codes & Standards Forecast | Summer Demand Savings (MW) | 0 | 0 | 0 | 0 | 0 | 0 | 0 | 0 | 0 | 0 | 0 | 0 | 0 | 0 | 0 | 0 | 0 | 0 | 0 | 0 | 0 | 0 | 0 | 0 | 0 | 0 | 0 | 0 | 0 | 0 | 0 | 0 | 0 | 0 | 0 | 0
F3_Commercial_Retail_Existing_Food Preparation_Natural Gas_Steamer_Codes & Standards Forecast | F3 | Commercial | Retail | Existing | Food Preparation | Natural Gas | Steamer | Codes & Standards Forecast | Winter Demand Savings (MW) | 0 | 0 | 0 | 0 | 0 | 0 | 0 | 0 | 0 | 0 | 0 | 0 | 0 | 0 | 0 | 0 | 0 | 0 | 0 | 0 | 0 | 0 | 0 | 0 | 0 | 0 | 0 | 0 | 0 | 0 | 0 | 0 | 0 | 0 | 0 | 0
F4_Commercial_Retail_Existing_Food Preparation_Natural Gas_Steamer_Codes & Standards Forecast | F4 | Commercial | Retail | Existing | Food Preparation | Natural Gas | Steamer | Codes & Standards Forecast | Incremental Savings (MMtherm) | 0 | 0 | 0 | 0 | 0 | 0 | 0 | 0 | 0 | 0 | 0 | 0 | 0 | 0 | 0 | 0 | 0 | 0 | 0 | 0 | 0 | 0 | 0 | 0 | 0 | 0 | 0 | 0 | 0 | 0 | 0 | 0 | 0 | 0 | 0 | 0
F1_Commercial_Retail_Existing_Food Preparation_Natural Gas_Food Prep Other_Codes & Standards Forecast | F1 | Commercial | Retail | Existing | Food Preparation | Natural Gas | Food Prep Other | Codes & Standards Forecast | Consumption Savings (MMtherm) | 0 | 0 | 0 | 0 | 0 | 0 | 0 | 0 | 0 | 0 | 0 | 0 | 0 | 0 | 0 | 0 | 0 | 0 | 0 | 0 | 0 | 0 | 0 | 0 | 0 | 0 | 0 | 0 | 0 | 0 | 0 | 0 | 0 | 0 | 0 | 0
F2_Commercial_Retail_Existing_Food Preparation_Natural Gas_Food Prep Other_Codes & Standards Forecast | F2 | Commercial | Retail | Existing | Food Preparation | Natural Gas | Food Prep Other | Codes & Standards Forecast | Summer Demand Savings (MW) | 0 | 0 | 0 | 0 | 0 | 0 | 0 | 0 | 0 | 0 | 0 | 0 | 0 | 0 | 0 | 0 | 0 | 0 | 0 | 0 | 0 | 0 | 0 | 0 | 0 | 0 | 0 | 0 | 0 | 0 | 0 | 0 | 0 | 0 | 0 | 0
F3_Commercial_Retail_Existing_Food Preparation_Natural Gas_Food Prep Other_Codes & Standards Forecast | F3 | Commercial | Retail | Existing | Food Preparation | Natural Gas | Food Prep Other | Codes & Standards Forecast | Winter Demand Savings (MW) | 0 | 0 | 0 | 0 | 0 | 0 | 0 | 0 | 0 | 0 | 0 | 0 | 0 | 0 | 0 | 0 | 0 | 0 | 0 | 0 | 0 | 0 | 0 | 0 | 0 | 0 | 0 | 0 | 0 | 0 | 0 | 0 | 0 | 0 | 0 | 0
F4_Commercial_Retail_Existing_Food Preparation_Natural Gas_Food Prep Other_Codes & Standards Forecast | F4 | Commercial | Retail | Existing | Food Preparation | Natural Gas | Food Prep Other | Codes & Standards Forecast | Incremental Savings (MMtherm) | 0 | 0 | 0 | 0 | 0 | 0 | 0 | 0 | 0 | 0 | 0 | 0 | 0 | 0 | 0 | 0 | 0 | 0 | 0 | 0 | 0 | 0 | 0 | 0 | 0 | 0 | 0 | 0 | 0 | 0 | 0 | 0 | 0 | 0 | 0 | 0
F1_Commercial_Retail_Existing_Miscellaneous_Natural Gas_Pool Heater_Codes & Standards Forecast | F1 | Commercial | Retail | Existing | Miscellaneous | Natural Gas | Pool Heater | Codes & Standards Forecast | Consumption Savings (MMtherm) | 0 | 0 | 0 | 0 | 0 | 0 | 0 | 0 | 0 | 0 | 0 | 0 | 0 | 0 | 0 | 0 | 0 | 0 | 0 | 0 | 0 | 0 | 0 | 0 | 0 | 0 | 0 | 0 | 0 | 0 | 0 | 0 | 0 | 0 | 0 | 0
F2_Commercial_Retail_Existing_Miscellaneous_Natural Gas_Pool Heater_Codes & Standards Forecast | F2 | Commercial | Retail | Existing | Miscellaneous | Natural Gas | Pool Heater | Codes & Standards Forecast | Summer Demand Savings (MW) | 0 | 0 | 0 | 0 | 0 | 0 | 0 | 0 | 0 | 0 | 0 | 0 | 0 | 0 | 0 | 0 | 0 | 0 | 0 | 0 | 0 | 0 | 0 | 0 | 0 | 0 | 0 | 0 | 0 | 0 | 0 | 0 | 0 | 0 | 0 | 0
F3_Commercial_Retail_Existing_Miscellaneous_Natural Gas_Pool Heater_Codes & Standards Forecast | F3 | Commercial | Retail | Existing | Miscellaneous | Natural Gas | Pool Heater | Codes & Standards Forecast | Winter Demand Savings (MW) | 0 | 0 | 0 | 0 | 0 | 0 | 0 | 0 | 0 | 0 | 0 | 0 | 0 | 0 | 0 | 0 | 0 | 0 | 0 | 0 | 0 | 0 | 0 | 0 | 0 | 0 | 0 | 0 | 0 | 0 | 0 | 0 | 0 | 0 | 0 | 0
F4_Commercial_Retail_Existing_Miscellaneous_Natural Gas_Pool Heater_Codes & Standards Forecast | F4 | Commercial | Retail | Existing | Miscellaneous | Natural Gas | Pool Heater | Codes & Standards Forecast | Incremental Savings (MMtherm) | 0 | 0 | 0 | 0 | 0 | 0 | 0 | 0 | 0 | 0 | 0 | 0 | 0 | 0 | 0 | 0 | 0 | 0 | 0 | 0 | 0 | 0 | 0 | 0 | 0 | 0 | 0 | 0 | 0 | 0 | 0 | 0 | 0 | 0 | 0 | 0
F1_Commercial_Retail_Existing_Miscellaneous_Natural Gas_Miscellaneous_Codes & Standards Forecast | F1 | Commercial | Retail | Existing | Miscellaneous | Natural Gas | Miscellaneous | Codes & Standards Forecast | Consumption Savings (MMtherm) | 0 | 0 | 0 | 0 | 0 | 0 | 0 | 0 | 0 | 0 | 0 | 0 | 0 | 0 | 0 | 0 | 0 | 0 | 0 | 0 | 0 | 0 | 0 | 0 | 0 | 0 | 0 | 0 | 0 | 0 | 0 | 0 | 0 | 0 | 0 | 0
F2_Commercial_Retail_Existing_Miscellaneous_Natural Gas_Miscellaneous_Codes & Standards Forecast | F2 | Commercial | Retail | Existing | Miscellaneous | Natural Gas | Miscellaneous | Codes & Standards Forecast | Summer Demand Savings (MW) | 0 | 0 | 0 | 0 | 0 | 0 | 0 | 0 | 0 | 0 | 0 | 0 | 0 | 0 | 0 | 0 | 0 | 0 | 0 | 0 | 0 | 0 | 0 | 0 | 0 | 0 | 0 | 0 | 0 | 0 | 0 | 0 | 0 | 0 | 0 | 0
F3_Commercial_Retail_Existing_Miscellaneous_Natural Gas_Miscellaneous_Codes & Standards Forecast | F3 | Commercial | Retail | Existing | Miscellaneous | Natural Gas | Miscellaneous | Codes & Standards Forecast | Winter Demand Savings (MW) | 0 | 0 | 0 | 0 | 0 | 0 | 0 | 0 | 0 | 0 | 0 | 0 | 0 | 0 | 0 | 0 | 0 | 0 | 0 | 0 | 0 | 0 | 0 | 0 | 0 | 0 | 0 | 0 | 0 | 0 | 0 | 0 | 0 | 0 | 0 | 0
F4_Commercial_Retail_Existing_Miscellaneous_Natural Gas_Miscellaneous_Codes & Standards Forecast | F4 | Commercial | Retail | Existing | Miscellaneous | Natural Gas | Miscellaneous | Codes & Standards Forecast | Incremental Savings (MMtherm) | 0 | 0 | 0 | 0 | 0 | 0 | 0 | 0 | 0 | 0 | 0 | 0 | 0 | 0 | 0 | 0 | 0 | 0 | 0 | 0 | 0 | 0 | 0 | 0 | 0 | 0 | 0 | 0 | 0 | 0 | 0 | 0 | 0 | 0 | 0 | 0
F1_Commercial_Retail_New_Space Heating_Natural Gas_Furnace_Codes & Standards Forecast | F1 | Commercial | Retail | New | Space Heating | Natural Gas | Furnace | Codes & Standards Forecast | Consumption Savings (MMtherm) | 0 | 0 | 0 | 0 | 0 | 0 | 0 | 0 | 0 | 0 | 0 | 0 | 0 | 0 | 0 | 0 | 0 | 0 | 0 | 0 | 0 | 0 | 0 | 0 | 0 | 0 | 0 | 0 | 0 | 0 | 0 | 0 | 0 | 0 | 0 | 0
F2_Commercial_Retail_New_Space Heating_Natural Gas_Furnace_Codes & Standards Forecast | F2 | Commercial | Retail | New | Space Heating | Natural Gas | Furnace | Codes & Standards Forecast | Summer Demand Savings (MW) | 0 | 0 | 0 | 0 | 0 | 0 | 0 | 0 | 0 | 0 | 0 | 0 | 0 | 0 | 0 | 0 | 0 | 0 | 0 | 0 | 0 | 0 | 0 | 0 | 0 | 0 | 0 | 0 | 0 | 0 | 0 | 0 | 0 | 0 | 0 | 0
F3_Commercial_Retail_New_Space Heating_Natural Gas_Furnace_Codes & Standards Forecast | F3 | Commercial | Retail | New | Space Heating | Natural Gas | Furnace | Codes & Standards Forecast | Winter Demand Savings (MW) | 0 | 0 | 0 | 0 | 0 | 0 | 0 | 0 | 0 | 0 | 0 | 0 | 0 | 0 | 0 | 0 | 0 | 0 | 0 | 0 | 0 | 0 | 0 | 0 | 0 | 0 | 0 | 0 | 0 | 0 | 0 | 0 | 0 | 0 | 0 | 0
F4_Commercial_Retail_New_Space Heating_Natural Gas_Furnace_Codes & Standards Forecast | F4 | Commercial | Retail | New | Space Heating | Natural Gas | Furnace | Codes & Standards Forecast | Incremental Savings (MMtherm) | 0 | 0 | 0 | 0 | 0 | 0 | 0 | 0 | 0 | 0 | 0 | 0 | 0 | 0 | 0 | 0 | 0 | 0 | 0 | 0 | 0 | 0 | 0 | 0 | 0 | 0 | 0 | 0 | 0 | 0 | 0 | 0 | 0 | 0 | 0 | 0
F1_Commercial_Retail_New_Space Heating_Natural Gas_Boiler_Codes & Standards Forecast | F1 | Commercial | Retail | New | Space Heating | Natural Gas | Boiler | Codes & Standards Forecast | Consumption Savings (MMtherm) | 0 | 0 | 0 | 0 | 0 | 0 | 0 | 0 | 0 | 0 | 0 | 0 | 0 | 0 | 0 | 0 | 0 | 0 | 0 | 0 | 0 | 0 | 0 | 0 | 0 | 0 | 0 | 0 | 0 | 0 | 0 | 0 | 0 | 0 | 0 | 0
F2_Commercial_Retail_New_Space Heating_Natural Gas_Boiler_Codes & Standards Forecast | F2 | Commercial | Retail | New | Space Heating | Natural Gas | Boiler | Codes & Standards Forecast | Summer Demand Savings (MW) | 0 | 0 | 0 | 0 | 0 | 0 | 0 | 0 | 0 | 0 | 0 | 0 | 0 | 0 | 0 | 0 | 0 | 0 | 0 | 0 | 0 | 0 | 0 | 0 | 0 | 0 | 0 | 0 | 0 | 0 | 0 | 0 | 0 | 0 | 0 | 0
F3_Commercial_Retail_New_Space Heating_Natural Gas_Boiler_Codes & Standards Forecast | F3 | Commercial | Retail | New | Space Heating | Natural Gas | Boiler | Codes & Standards Forecast | Winter Demand Savings (MW) | 0 | 0 | 0 | 0 | 0 | 0 | 0 | 0 | 0 | 0 | 0 | 0 | 0 | 0 | 0 | 0 | 0 | 0 | 0 | 0 | 0 | 0 | 0 | 0 | 0 | 0 | 0 | 0 | 0 | 0 | 0 | 0 | 0 | 0 | 0 | 0
F4_Commercial_Retail_New_Space Heating_Natural Gas_Boiler_Codes & Standards Forecast | F4 | Commercial | Retail | New | Space Heating | Natural Gas | Boiler | Codes & Standards Forecast | Incremental Savings (MMtherm) | 0 | 0 | 0 | 0 | 0 | 0 | 0 | 0 | 0 | 0 | 0 | 0 | 0 | 0 | 0 | 0 | 0 | 0 | 0 | 0 | 0 | 0 | 0 | 0 | 0 | 0 | 0 | 0 | 0 | 0 | 0 | 0 | 0 | 0 | 0 | 0
F1_Commercial_Retail_New_Space Heating_Natural Gas_Unit Heater_Codes & Standards Forecast | F1 | Commercial | Retail | New | Space Heating | Natural Gas | Unit Heater | Codes & Standards Forecast | Consumption Savings (MMtherm) | 0 | 0 | 0 | 0 | 0 | 0 | 0 | 0 | 0 | 0 | 0 | 0 | 0 | 0 | 0 | 0 | 0 | 0 | 0 | 0 | 0 | 0 | 0 | 0 | 0 | 0 | 0 | 0 | 0 | 0 | 0 | 0 | 0 | 0 | 0 | 0
F2_Commercial_Retail_New_Space Heating_Natural Gas_Unit Heater_Codes & Standards Forecast | F2 | Commercial | Retail | New | Space Heating | Natural Gas | Unit Heater | Codes & Standards Forecast | Summer Demand Savings (MW) | 0 | 0 | 0 | 0 | 0 | 0 | 0 | 0 | 0 | 0 | 0 | 0 | 0 | 0 | 0 | 0 | 0 | 0 | 0 | 0 | 0 | 0 | 0 | 0 | 0 | 0 | 0 | 0 | 0 | 0 | 0 | 0 | 0 | 0 | 0 | 0
F3_Commercial_Retail_New_Space Heating_Natural Gas_Unit Heater_Codes & Standards Forecast | F3 | Commercial | Retail | New | Space Heating | Natural Gas | Unit Heater | Codes & Standards Forecast | Winter Demand Savings (MW) | 0 | 0 | 0 | 0 | 0 | 0 | 0 | 0 | 0 | 0 | 0 | 0 | 0 | 0 | 0 | 0 | 0 | 0 | 0 | 0 | 0 | 0 | 0 | 0 | 0 | 0 | 0 | 0 | 0 | 0 | 0 | 0 | 0 | 0 | 0 | 0
F4_Commercial_Retail_New_Space Heating_Natural Gas_Unit Heater_Codes & Standards Forecast | F4 | Commercial | Retail | New | Space Heating | Natural Gas | Unit Heater | Codes & Standards Forecast | Incremental Savings (MMtherm) | 0 | 0 | 0 | 0 | 0 | 0 | 0 | 0 | 0 | 0 | 0 | 0 | 0 | 0 | 0 | 0 | 0 | 0 | 0 | 0 | 0 | 0 | 0 | 0 | 0 | 0 | 0 | 0 | 0 | 0 | 0 | 0 | 0 | 0 | 0 | 0
F1_Commercial_Retail_New_Water Heating_Natural Gas_Water Heater_Codes & Standards Forecast | F1 | Commercial | Retail | New | Water Heating | Natural Gas | Water Heater | Codes & Standards Forecast | Consumption Savings (MMtherm) | 0 | 0 | 0 | 0 | 0 | 0 | 0 | 0 | 0 | 0 | 0 | 0 | 0 | 0 | 0 | 0 | 0 | 0 | 0 | 0 | 0 | 0 | 0 | 0 | 0 | 0 | 0 | 0 | 0 | 0 | 0 | 0 | 0 | 0 | 0 | 0
F2_Commercial_Retail_New_Water Heating_Natural Gas_Water Heater_Codes & Standards Forecast | F2 | Commercial | Retail | New | Water Heating | Natural Gas | Water Heater | Codes & Standards Forecast | Summer Demand Savings (MW) | 0 | 0 | 0 | 0 | 0 | 0 | 0 | 0 | 0 | 0 | 0 | 0 | 0 | 0 | 0 | 0 | 0 | 0 | 0 | 0 | 0 | 0 | 0 | 0 | 0 | 0 | 0 | 0 | 0 | 0 | 0 | 0 | 0 | 0 | 0 | 0
F3_Commercial_Retail_New_Water Heating_Natural Gas_Water Heater_Codes & Standards Forecast | F3 | Commercial | Retail | New | Water Heating | Natural Gas | Water Heater | Codes & Standards Forecast | Winter Demand Savings (MW) | 0 | 0 | 0 | 0 | 0 | 0 | 0 | 0 | 0 | 0 | 0 | 0 | 0 | 0 | 0 | 0 | 0 | 0 | 0 | 0 | 0 | 0 | 0 | 0 | 0 | 0 | 0 | 0 | 0 | 0 | 0 | 0 | 0 | 0 | 0 | 0
F4_Commercial_Retail_New_Water Heating_Natural Gas_Water Heater_Codes & Standards Forecast | F4 | Commercial | Retail | New | Water Heating | Natural Gas | Water Heater | Codes & Standards Forecast | Incremental Savings (MMtherm) | 0 | 0 | 0 | 0 | 0 | 0 | 0 | 0 | 0 | 0 | 0 | 0 | 0 | 0 | 0 | 0 | 0 | 0 | 0 | 0 | 0 | 0 | 0 | 0 | 0 | 0 | 0 | 0 | 0 | 0 | 0 | 0 | 0 | 0 | 0 | 0
F1_Commercial_Retail_New_Food Preparation_Natural Gas_Oven_Codes & Standards Forecast | F1 | Commercial | Retail | New | Food Preparation | Natural Gas | Oven | Codes & Standards Forecast | Consumption Savings (MMtherm) | 0 | 0 | 0 | 0 | 0 | 0 | 0 | 0 | 0 | 0 | 0 | 0 | 0 | 0 | 0 | 0 | 0 | 0 | 0 | 0 | 0 | 0 | 0 | 0 | 0 | 0 | 0 | 0 | 0 | 0 | 0 | 0 | 0 | 0 | 0 | 0
F2_Commercial_Retail_New_Food Preparation_Natural Gas_Oven_Codes & Standards Forecast | F2 | Commercial | Retail | New | Food Preparation | Natural Gas | Oven | Codes & Standards Forecast | Summer Demand Savings (MW) | 0 | 0 | 0 | 0 | 0 | 0 | 0 | 0 | 0 | 0 | 0 | 0 | 0 | 0 | 0 | 0 | 0 | 0 | 0 | 0 | 0 | 0 | 0 | 0 | 0 | 0 | 0 | 0 | 0 | 0 | 0 | 0 | 0 | 0 | 0 | 0
F3_Commercial_Retail_New_Food Preparation_Natural Gas_Oven_Codes & Standards Forecast | F3 | Commercial | Retail | New | Food Preparation | Natural Gas | Oven | Codes & Standards Forecast | Winter Demand Savings (MW) | 0 | 0 | 0 | 0 | 0 | 0 | 0 | 0 | 0 | 0 | 0 | 0 | 0 | 0 | 0 | 0 | 0 | 0 | 0 | 0 | 0 | 0 | 0 | 0 | 0 | 0 | 0 | 0 | 0 | 0 | 0 | 0 | 0 | 0 | 0 | 0
F4_Commercial_Retail_New_Food Preparation_Natural Gas_Oven_Codes & Standards Forecast | F4 | Commercial | Retail | New | Food Preparation | Natural Gas | Oven | Codes & Standards Forecast | Incremental Savings (MMtherm) | 0 | 0 | 0 | 0 | 0 | 0 | 0 | 0 | 0 | 0 | 0 | 0 | 0 | 0 | 0 | 0 | 0 | 0 | 0 | 0 | 0 | 0 | 0 | 0 | 0 | 0 | 0 | 0 | 0 | 0 | 0 | 0 | 0 | 0 | 0 | 0
F1_Commercial_Retail_New_Food Preparation_Natural Gas_Conveyor Oven_Codes & Standards Forecast | F1 | Commercial | Retail | New | Food Preparation | Natural Gas | Conveyor Oven | Codes & Standards Forecast | Consumption Savings (MMtherm) | 0 | 0 | 0 | 0 | 0 | 0 | 0 | 0 | 0 | 0 | 0 | 0 | 0 | 0 | 0 | 0 | 0 | 0 | 0 | 0 | 0 | 0 | 0 | 0 | 0 | 0 | 0 | 0 | 0 | 0 | 0 | 0 | 0 | 0 | 0 | 0
F2_Commercial_Retail_New_Food Preparation_Natural Gas_Conveyor Oven_Codes & Standards Forecast | F2 | Commercial | Retail | New | Food Preparation | Natural Gas | Conveyor Oven | Codes & Standards Forecast | Summer Demand Savings (MW) | 0 | 0 | 0 | 0 | 0 | 0 | 0 | 0 | 0 | 0 | 0 | 0 | 0 | 0 | 0 | 0 | 0 | 0 | 0 | 0 | 0 | 0 | 0 | 0 | 0 | 0 | 0 | 0 | 0 | 0 | 0 | 0 | 0 | 0 | 0 | 0
F3_Commercial_Retail_New_Food Preparation_Natural Gas_Conveyor Oven_Codes & Standards Forecast | F3 | Commercial | Retail | New | Food Preparation | Natural Gas | Conveyor Oven | Codes & Standards Forecast | Winter Demand Savings (MW) | 0 | 0 | 0 | 0 | 0 | 0 | 0 | 0 | 0 | 0 | 0 | 0 | 0 | 0 | 0 | 0 | 0 | 0 | 0 | 0 | 0 | 0 | 0 | 0 | 0 | 0 | 0 | 0 | 0 | 0 | 0 | 0 | 0 | 0 | 0 | 0
F4_Commercial_Retail_New_Food Preparation_Natural Gas_Conveyor Oven_Codes & Standards Forecast | F4 | Commercial | Retail | New | Food Preparation | Natural Gas | Conveyor Oven | Codes & Standards Forecast | Incremental Savings (MMtherm) | 0 | 0 | 0 | 0 | 0 | 0 | 0 | 0 | 0 | 0 | 0 | 0 | 0 | 0 | 0 | 0 | 0 | 0 | 0 | 0 | 0 | 0 | 0 | 0 | 0 | 0 | 0 | 0 | 0 | 0 | 0 | 0 | 0 | 0 | 0 | 0
F1_Commercial_Retail_New_Food Preparation_Natural Gas_Double Rack Oven_Codes & Standards Forecast | F1 | Commercial | Retail | New | Food Preparation | Natural Gas | Double Rack Oven | Codes & Standards Forecast | Consumption Savings (MMtherm) | 0 | 0 | 0 | 0 | 0 | 0 | 0 | 0 | 0 | 0 | 0 | 0 | 0 | 0 | 0 | 0 | 0 | 0 | 0 | 0 | 0 | 0 | 0 | 0 | 0 | 0 | 0 | 0 | 0 | 0 | 0 | 0 | 0 | 0 | 0 | 0
F2_Commercial_Retail_New_Food Preparation_Natural Gas_Double Rack Oven_Codes & Standards Forecast | F2 | Commercial | Retail | New | Food Preparation | Natural Gas | Double Rack Oven | Codes & Standards Forecast | Summer Demand Savings (MW) | 0 | 0 | 0 | 0 | 0 | 0 | 0 | 0 | 0 | 0 | 0 | 0 | 0 | 0 | 0 | 0 | 0 | 0 | 0 | 0 | 0 | 0 | 0 | 0 | 0 | 0 | 0 | 0 | 0 | 0 | 0 | 0 | 0 | 0 | 0 | 0
F3_Commercial_Retail_New_Food Preparation_Natural Gas_Double Rack Oven_Codes & Standards Forecast | F3 | Commercial | Retail | New | Food Preparation | Natural Gas | Double Rack Oven | Codes & Standards Forecast | Winter Demand Savings (MW) | 0 | 0 | 0 | 0 | 0 | 0 | 0 | 0 | 0 | 0 | 0 | 0 | 0 | 0 | 0 | 0 | 0 | 0 | 0 | 0 | 0 | 0 | 0 | 0 | 0 | 0 | 0 | 0 | 0 | 0 | 0 | 0 | 0 | 0 | 0 | 0
F4_Commercial_Retail_New_Food Preparation_Natural Gas_Double Rack Oven_Codes & Standards Forecast | F4 | Commercial | Retail | New | Food Preparation | Natural Gas | Double Rack Oven | Codes & Standards Forecast | Incremental Savings (MMtherm) | 0 | 0 | 0 | 0 | 0 | 0 | 0 | 0 | 0 | 0 | 0 | 0 | 0 | 0 | 0 | 0 | 0 | 0 | 0 | 0 | 0 | 0 | 0 | 0 | 0 | 0 | 0 | 0 | 0 | 0 | 0 | 0 | 0 | 0 | 0 | 0
F1_Commercial_Retail_New_Food Preparation_Natural Gas_Fryer_Codes & Standards Forecast | F1 | Commercial | Retail | New | Food Preparation | Natural Gas | Fryer | Codes & Standards Forecast | Consumption Savings (MMtherm) | 0 | 0 | 0 | 0 | 0 | 0 | 0 | 0 | 0 | 0 | 0 | 0 | 0 | 0 | 0 | 0 | 0 | 0 | 0 | 0 | 0 | 0 | 0 | 0 | 0 | 0 | 0 | 0 | 0 | 0 | 0 | 0 | 0 | 0 | 0 | 0
F2_Commercial_Retail_New_Food Preparation_Natural Gas_Fryer_Codes & Standards Forecast | F2 | Commercial | Retail | New | Food Preparation | Natural Gas | Fryer | Codes & Standards Forecast | Summer Demand Savings (MW) | 0 | 0 | 0 | 0 | 0 | 0 | 0 | 0 | 0 | 0 | 0 | 0 | 0 | 0 | 0 | 0 | 0 | 0 | 0 | 0 | 0 | 0 | 0 | 0 | 0 | 0 | 0 | 0 | 0 | 0 | 0 | 0 | 0 | 0 | 0 | 0
F3_Commercial_Retail_New_Food Preparation_Natural Gas_Fryer_Codes & Standards Forecast | F3 | Commercial | Retail | New | Food Preparation | Natural Gas | Fryer | Codes & Standards Forecast | Winter Demand Savings (MW) | 0 | 0 | 0 | 0 | 0 | 0 | 0 | 0 | 0 | 0 | 0 | 0 | 0 | 0 | 0 | 0 | 0 | 0 | 0 | 0 | 0 | 0 | 0 | 0 | 0 | 0 | 0 | 0 | 0 | 0 | 0 | 0 | 0 | 0 | 0 | 0
F4_Commercial_Retail_New_Food Preparation_Natural Gas_Fryer_Codes & Standards Forecast | F4 | Commercial | Retail | New | Food Preparation | Natural Gas | Fryer | Codes & Standards Forecast | Incremental Savings (MMtherm) | 0 | 0 | 0 | 0 | 0 | 0 | 0 | 0 | 0 | 0 | 0 | 0 | 0 | 0 | 0 | 0 | 0 | 0 | 0 | 0 | 0 | 0 | 0 | 0 | 0 | 0 | 0 | 0 | 0 | 0 | 0 | 0 | 0 | 0 | 0 | 0
F1_Commercial_Retail_New_Food Preparation_Natural Gas_Broiler_Codes & Standards Forecast | F1 | Commercial | Retail | New | Food Preparation | Natural Gas | Broiler | Codes & Standards Forecast | Consumption Savings (MMtherm) | 0 | 0 | 0 | 0 | 0 | 0 | 0 | 0 | 0 | 0 | 0 | 0 | 0 | 0 | 0 | 0 | 0 | 0 | 0 | 0 | 0 | 0 | 0 | 0 | 0 | 0 | 0 | 0 | 0 | 0 | 0 | 0 | 0 | 0 | 0 | 0
F2_Commercial_Retail_New_Food Preparation_Natural Gas_Broiler_Codes & Standards Forecast | F2 | Commercial | Retail | New | Food Preparation | Natural Gas | Broiler | Codes & Standards Forecast | Summer Demand Savings (MW) | 0 | 0 | 0 | 0 | 0 | 0 | 0 | 0 | 0 | 0 | 0 | 0 | 0 | 0 | 0 | 0 | 0 | 0 | 0 | 0 | 0 | 0 | 0 | 0 | 0 | 0 | 0 | 0 | 0 | 0 | 0 | 0 | 0 | 0 | 0 | 0
F3_Commercial_Retail_New_Food Preparation_Natural Gas_Broiler_Codes & Standards Forecast | F3 | Commercial | Retail | New | Food Preparation | Natural Gas | Broiler | Codes & Standards Forecast | Winter Demand Savings (MW) | 0 | 0 | 0 | 0 | 0 | 0 | 0 | 0 | 0 | 0 | 0 | 0 | 0 | 0 | 0 | 0 | 0 | 0 | 0 | 0 | 0 | 0 | 0 | 0 | 0 | 0 | 0 | 0 | 0 | 0 | 0 | 0 | 0 | 0 | 0 | 0
F4_Commercial_Retail_New_Food Preparation_Natural Gas_Broiler_Codes & Standards Forecast | F4 | Commercial | Retail | New | Food Preparation | Natural Gas | Broiler | Codes & Standards Forecast | Incremental Savings (MMtherm) | 0 | 0 | 0 | 0 | 0 | 0 | 0 | 0 | 0 | 0 | 0 | 0 | 0 | 0 | 0 | 0 | 0 | 0 | 0 | 0 | 0 | 0 | 0 | 0 | 0 | 0 | 0 | 0 | 0 | 0 | 0 | 0 | 0 | 0 | 0 | 0
F1_Commercial_Retail_New_Food Preparation_Natural Gas_Griddle_Codes & Standards Forecast | F1 | Commercial | Retail | New | Food Preparation | Natural Gas | Griddle | Codes & Standards Forecast | Consumption Savings (MMtherm) | 0 | 0 | 0 | 0 | 0 | 0 | 0 | 0 | 0 | 0 | 0 | 0 | 0 | 0 | 0 | 0 | 0 | 0 | 0 | 0 | 0 | 0 | 0 | 0 | 0 | 0 | 0 | 0 | 0 | 0 | 0 | 0 | 0 | 0 | 0 | 0
F2_Commercial_Retail_New_Food Preparation_Natural Gas_Griddle_Codes & Standards Forecast | F2 | Commercial | Retail | New | Food Preparation | Natural Gas | Griddle | Codes & Standards Forecast | Summer Demand Savings (MW) | 0 | 0 | 0 | 0 | 0 | 0 | 0 | 0 | 0 | 0 | 0 | 0 | 0 | 0 | 0 | 0 | 0 | 0 | 0 | 0 | 0 | 0 | 0 | 0 | 0 | 0 | 0 | 0 | 0 | 0 | 0 | 0 | 0 | 0 | 0 | 0
F3_Commercial_Retail_New_Food Preparation_Natural Gas_Griddle_Codes & Standards Forecast | F3 | Commercial | Retail | New | Food Preparation | Natural Gas | Griddle | Codes & Standards Forecast | Winter Demand Savings (MW) | 0 | 0 | 0 | 0 | 0 | 0 | 0 | 0 | 0 | 0 | 0 | 0 | 0 | 0 | 0 | 0 | 0 | 0 | 0 | 0 | 0 | 0 | 0 | 0 | 0 | 0 | 0 | 0 | 0 | 0 | 0 | 0 | 0 | 0 | 0 | 0
F4_Commercial_Retail_New_Food Preparation_Natural Gas_Griddle_Codes & Standards Forecast | F4 | Commercial | Retail | New | Food Preparation | Natural Gas | Griddle | Codes & Standards Forecast | Incremental Savings (MMtherm) | 0 | 0 | 0 | 0 | 0 | 0 | 0 | 0 | 0 | 0 | 0 | 0 | 0 | 0 | 0 | 0 | 0 | 0 | 0 | 0 | 0 | 0 | 0 | 0 | 0 | 0 | 0 | 0 | 0 | 0 | 0 | 0 | 0 | 0 | 0 | 0
F1_Commercial_Retail_New_Food Preparation_Natural Gas_Range_Codes & Standards Forecast | F1 | Commercial | Retail | New | Food Preparation | Natural Gas | Range | Codes & Standards Forecast | Consumption Savings (MMtherm) | 0 | 0 | 0 | 0 | 0 | 0 | 0 | 0 | 0 | 0 | 0 | 0 | 0 | 0 | 0 | 0 | 0 | 0 | 0 | 0 | 0 | 0 | 0 | 0 | 0 | 0 | 0 | 0 | 0 | 0 | 0 | 0 | 0 | 0 | 0 | 0
F2_Commercial_Retail_New_Food Preparation_Natural Gas_Range_Codes & Standards Forecast | F2 | Commercial | Retail | New | Food Preparation | Natural Gas | Range | Codes & Standards Forecast | Summer Demand Savings (MW) | 0 | 0 | 0 | 0 | 0 | 0 | 0 | 0 | 0 | 0 | 0 | 0 | 0 | 0 | 0 | 0 | 0 | 0 | 0 | 0 | 0 | 0 | 0 | 0 | 0 | 0 | 0 | 0 | 0 | 0 | 0 | 0 | 0 | 0 | 0 | 0
F3_Commercial_Retail_New_Food Preparation_Natural Gas_Range_Codes & Standards Forecast | F3 | Commercial | Retail | New | Food Preparation | Natural Gas | Range | Codes & Standards Forecast | Winter Demand Savings (MW) | 0 | 0 | 0 | 0 | 0 | 0 | 0 | 0 | 0 | 0 | 0 | 0 | 0 | 0 | 0 | 0 | 0 | 0 | 0 | 0 | 0 | 0 | 0 | 0 | 0 | 0 | 0 | 0 | 0 | 0 | 0 | 0 | 0 | 0 | 0 | 0
F4_Commercial_Retail_New_Food Preparation_Natural Gas_Range_Codes & Standards Forecast | F4 | Commercial | Retail | New | Food Preparation | Natural Gas | Range | Codes & Standards Forecast | Incremental Savings (MMtherm) | 0 | 0 | 0 | 0 | 0 | 0 | 0 | 0 | 0 | 0 | 0 | 0 | 0 | 0 | 0 | 0 | 0 | 0 | 0 | 0 | 0 | 0 | 0 | 0 | 0 | 0 | 0 | 0 | 0 | 0 | 0 | 0 | 0 | 0 | 0 | 0
F1_Commercial_Retail_New_Food Preparation_Natural Gas_Steamer_Codes & Standards Forecast | F1 | Commercial | Retail | New | Food Preparation | Natural Gas | Steamer | Codes & Standards Forecast | Consumption Savings (MMtherm) | 0 | 0 | 0 | 0 | 0 | 0 | 0 | 0 | 0 | 0 | 0 | 0 | 0 | 0 | 0 | 0 | 0 | 0 | 0 | 0 | 0 | 0 | 0 | 0 | 0 | 0 | 0 | 0 | 0 | 0 | 0 | 0 | 0 | 0 | 0 | 0
F2_Commercial_Retail_New_Food Preparation_Natural Gas_Steamer_Codes & Standards Forecast | F2 | Commercial | Retail | New | Food Preparation | Natural Gas | Steamer | Codes & Standards Forecast | Summer Demand Savings (MW) | 0 | 0 | 0 | 0 | 0 | 0 | 0 | 0 | 0 | 0 | 0 | 0 | 0 | 0 | 0 | 0 | 0 | 0 | 0 | 0 | 0 | 0 | 0 | 0 | 0 | 0 | 0 | 0 | 0 | 0 | 0 | 0 | 0 | 0 | 0 | 0
F3_Commercial_Retail_New_Food Preparation_Natural Gas_Steamer_Codes & Standards Forecast | F3 | Commercial | Retail | New | Food Preparation | Natural Gas | Steamer | Codes & Standards Forecast | Winter Demand Savings (MW) | 0 | 0 | 0 | 0 | 0 | 0 | 0 | 0 | 0 | 0 | 0 | 0 | 0 | 0 | 0 | 0 | 0 | 0 | 0 | 0 | 0 | 0 | 0 | 0 | 0 | 0 | 0 | 0 | 0 | 0 | 0 | 0 | 0 | 0 | 0 | 0
F4_Commercial_Retail_New_Food Preparation_Natural Gas_Steamer_Codes & Standards Forecast | F4 | Commercial | Retail | New | Food Preparation | Natural Gas | Steamer | Codes & Standards Forecast | Incremental Savings (MMtherm) | 0 | 0 | 0 | 0 | 0 | 0 | 0 | 0 | 0 | 0 | 0 | 0 | 0 | 0 | 0 | 0 | 0 | 0 | 0 | 0 | 0 | 0 | 0 | 0 | 0 | 0 | 0 | 0 | 0 | 0 | 0 | 0 | 0 | 0 | 0 | 0
F1_Commercial_Retail_New_Food Preparation_Natural Gas_Food Prep Other_Codes & Standards Forecast | F1 | Commercial | Retail | New | Food Preparation | Natural Gas | Food Prep Other | Codes & Standards Forecast | Consumption Savings (MMtherm) | 0 | 0 | 0 | 0 | 0 | 0 | 0 | 0 | 0 | 0 | 0 | 0 | 0 | 0 | 0 | 0 | 0 | 0 | 0 | 0 | 0 | 0 | 0 | 0 | 0 | 0 | 0 | 0 | 0 | 0 | 0 | 0 | 0 | 0 | 0 | 0
F2_Commercial_Retail_New_Food Preparation_Natural Gas_Food Prep Other_Codes & Standards Forecast | F2 | Commercial | Retail | New | Food Preparation | Natural Gas | Food Prep Other | Codes & Standards Forecast | Summer Demand Savings (MW) | 0 | 0 | 0 | 0 | 0 | 0 | 0 | 0 | 0 | 0 | 0 | 0 | 0 | 0 | 0 | 0 | 0 | 0 | 0 | 0 | 0 | 0 | 0 | 0 | 0 | 0 | 0 | 0 | 0 | 0 | 0 | 0 | 0 | 0 | 0 | 0
F3_Commercial_Retail_New_Food Preparation_Natural Gas_Food Prep Other_Codes & Standards Forecast | F3 | Commercial | Retail | New | Food Preparation | Natural Gas | Food Prep Other | Codes & Standards Forecast | Winter Demand Savings (MW) | 0 | 0 | 0 | 0 | 0 | 0 | 0 | 0 | 0 | 0 | 0 | 0 | 0 | 0 | 0 | 0 | 0 | 0 | 0 | 0 | 0 | 0 | 0 | 0 | 0 | 0 | 0 | 0 | 0 | 0 | 0 | 0 | 0 | 0 | 0 | 0
F4_Commercial_Retail_New_Food Preparation_Natural Gas_Food Prep Other_Codes & Standards Forecast | F4 | Commercial | Retail | New | Food Preparation | Natural Gas | Food Prep Other | Codes & Standards Forecast | Incremental Savings (MMtherm) | 0 | 0 | 0 | 0 | 0 | 0 | 0 | 0 | 0 | 0 | 0 | 0 | 0 | 0 | 0 | 0 | 0 | 0 | 0 | 0 | 0 | 0 | 0 | 0 | 0 | 0 | 0 | 0 | 0 | 0 | 0 | 0 | 0 | 0 | 0 | 0
F1_Commercial_Retail_New_Miscellaneous_Natural Gas_Pool Heater_Codes & Standards Forecast | F1 | Commercial | Retail | New | Miscellaneous | Natural Gas | Pool Heater | Codes & Standards Forecast | Consumption Savings (MMtherm) | 0 | 0 | 0 | 0 | 0 | 0 | 0 | 0 | 0 | 0 | 0 | 0 | 0 | 0 | 0 | 0 | 0 | 0 | 0 | 0 | 0 | 0 | 0 | 0 | 0 | 0 | 0 | 0 | 0 | 0 | 0 | 0 | 0 | 0 | 0 | 0
F2_Commercial_Retail_New_Miscellaneous_Natural Gas_Pool Heater_Codes & Standards Forecast | F2 | Commercial | Retail | New | Miscellaneous | Natural Gas | Pool Heater | Codes & Standards Forecast | Summer Demand Savings (MW) | 0 | 0 | 0 | 0 | 0 | 0 | 0 | 0 | 0 | 0 | 0 | 0 | 0 | 0 | 0 | 0 | 0 | 0 | 0 | 0 | 0 | 0 | 0 | 0 | 0 | 0 | 0 | 0 | 0 | 0 | 0 | 0 | 0 | 0 | 0 | 0
F3_Commercial_Retail_New_Miscellaneous_Natural Gas_Pool Heater_Codes & Standards Forecast | F3 | Commercial | Retail | New | Miscellaneous | Natural Gas | Pool Heater | Codes & Standards Forecast | Winter Demand Savings (MW) | 0 | 0 | 0 | 0 | 0 | 0 | 0 | 0 | 0 | 0 | 0 | 0 | 0 | 0 | 0 | 0 | 0 | 0 | 0 | 0 | 0 | 0 | 0 | 0 | 0 | 0 | 0 | 0 | 0 | 0 | 0 | 0 | 0 | 0 | 0 | 0
F4_Commercial_Retail_New_Miscellaneous_Natural Gas_Pool Heater_Codes & Standards Forecast | F4 | Commercial | Retail | New | Miscellaneous | Natural Gas | Pool Heater | Codes & Standards Forecast | Incremental Savings (MMtherm) | 0 | 0 | 0 | 0 | 0 | 0 | 0 | 0 | 0 | 0 | 0 | 0 | 0 | 0 | 0 | 0 | 0 | 0 | 0 | 0 | 0 | 0 | 0 | 0 | 0 | 0 | 0 | 0 | 0 | 0 | 0 | 0 | 0 | 0 | 0 | 0
F1_Commercial_Retail_New_Miscellaneous_Natural Gas_Miscellaneous_Codes & Standards Forecast | F1 | Commercial | Retail | New | Miscellaneous | Natural Gas | Miscellaneous | Codes & Standards Forecast | Consumption Savings (MMtherm) | 0 | 0 | 0 | 0 | 0 | 0 | 0 | 0 | 0 | 0 | 0 | 0 | 0 | 0 | 0 | 0 | 0 | 0 | 0 | 0 | 0 | 0 | 0 | 0 | 0 | 0 | 0 | 0 | 0 | 0 | 0 | 0 | 0 | 0 | 0 | 0
F2_Commercial_Retail_New_Miscellaneous_Natural Gas_Miscellaneous_Codes & Standards Forecast | F2 | Commercial | Retail | New | Miscellaneous | Natural Gas | Miscellaneous | Codes & Standards Forecast | Summer Demand Savings (MW) | 0 | 0 | 0 | 0 | 0 | 0 | 0 | 0 | 0 | 0 | 0 | 0 | 0 | 0 | 0 | 0 | 0 | 0 | 0 | 0 | 0 | 0 | 0 | 0 | 0 | 0 | 0 | 0 | 0 | 0 | 0 | 0 | 0 | 0 | 0 | 0
F3_Commercial_Retail_New_Miscellaneous_Natural Gas_Miscellaneous_Codes & Standards Forecast | F3 | Commercial | Retail | New | Miscellaneous | Natural Gas | Miscellaneous | Codes & Standards Forecast | Winter Demand Savings (MW) | 0 | 0 | 0 | 0 | 0 | 0 | 0 | 0 | 0 | 0 | 0 | 0 | 0 | 0 | 0 | 0 | 0 | 0 | 0 | 0 | 0 | 0 | 0 | 0 | 0 | 0 | 0 | 0 | 0 | 0 | 0 | 0 | 0 | 0 | 0 | 0
F4_Commercial_Retail_New_Miscellaneous_Natural Gas_Miscellaneous_Codes & Standards Forecast | F4 | Commercial | Retail | New | Miscellaneous | Natural Gas | Miscellaneous | Codes & Standards Forecast | Incremental Savings (MMtherm) | 0 | 0 | 0 | 0 | 0 | 0 | 0 | 0 | 0 | 0 | 0 | 0 | 0 | 0 | 0 | 0 | 0 | 0 | 0 | 0 | 0 | 0 | 0 | 0 | 0 | 0 | 0 | 0 | 0 | 0 | 0 | 0 | 0 | 0 | 0 | 0
F1_Commercial_Grocery_Existing_Space Heating_Natural Gas_Furnace_Codes & Standards Forecast | F1 | Commercial | Grocery | Existing | Space Heating | Natural Gas | Furnace | Codes & Standards Forecast | Consumption Savings (MMtherm) | 0 | 0 | 0 | 0 | 0 | 0 | 0 | 0 | 0 | 0 | 0 | 0 | 0 | 0 | 0 | 0 | 0 | 0 | 0 | 0 | 0 | 0 | 0 | 0 | 0 | 0 | 0 | 0 | 0 | 0 | 0 | 0 | 0 | 0 | 0 | 0
F2_Commercial_Grocery_Existing_Space Heating_Natural Gas_Furnace_Codes & Standards Forecast | F2 | Commercial | Grocery | Existing | Space Heating | Natural Gas | Furnace | Codes & Standards Forecast | Summer Demand Savings (MW) | 0 | 0 | 0 | 0 | 0 | 0 | 0 | 0 | 0 | 0 | 0 | 0 | 0 | 0 | 0 | 0 | 0 | 0 | 0 | 0 | 0 | 0 | 0 | 0 | 0 | 0 | 0 | 0 | 0 | 0 | 0 | 0 | 0 | 0 | 0 | 0
F3_Commercial_Grocery_Existing_Space Heating_Natural Gas_Furnace_Codes & Standards Forecast | F3 | Commercial | Grocery | Existing | Space Heating | Natural Gas | Furnace | Codes & Standards Forecast | Winter Demand Savings (MW) | 0 | 0 | 0 | 0 | 0 | 0 | 0 | 0 | 0 | 0 | 0 | 0 | 0 | 0 | 0 | 0 | 0 | 0 | 0 | 0 | 0 | 0 | 0 | 0 | 0 | 0 | 0 | 0 | 0 | 0 | 0 | 0 | 0 | 0 | 0 | 0
F4_Commercial_Grocery_Existing_Space Heating_Natural Gas_Furnace_Codes & Standards Forecast | F4 | Commercial | Grocery | Existing | Space Heating | Natural Gas | Furnace | Codes & Standards Forecast | Incremental Savings (MMtherm) | 0 | 0 | 0 | 0 | 0 | 0 | 0 | 0 | 0 | 0 | 0 | 0 | 0 | 0 | 0 | 0 | 0 | 0 | 0 | 0 | 0 | 0 | 0 | 0 | 0 | 0 | 0 | 0 | 0 | 0 | 0 | 0 | 0 | 0 | 0 | 0
F1_Commercial_Grocery_Existing_Space Heating_Natural Gas_Boiler_Codes & Standards Forecast | F1 | Commercial | Grocery | Existing | Space Heating | Natural Gas | Boiler | Codes & Standards Forecast | Consumption Savings (MMtherm) | 0 | 0 | 0 | 0 | 0 | 0 | 0 | 0 | 0 | 0 | 0 | 0 | 0 | 0 | 0 | 0 | 0 | 0 | 0 | 0 | 0 | 0 | 0 | 0 | 0 | 0 | 0 | 0 | 0 | 0 | 0 | 0 | 0 | 0 | 0 | 0
F2_Commercial_Grocery_Existing_Space Heating_Natural Gas_Boiler_Codes & Standards Forecast | F2 | Commercial | Grocery | Existing | Space Heating | Natural Gas | Boiler | Codes & Standards Forecast | Summer Demand Savings (MW) | 0 | 0 | 0 | 0 | 0 | 0 | 0 | 0 | 0 | 0 | 0 | 0 | 0 | 0 | 0 | 0 | 0 | 0 | 0 | 0 | 0 | 0 | 0 | 0 | 0 | 0 | 0 | 0 | 0 | 0 | 0 | 0 | 0 | 0 | 0 | 0
F3_Commercial_Grocery_Existing_Space Heating_Natural Gas_Boiler_Codes & Standards Forecast | F3 | Commercial | Grocery | Existing | Space Heating | Natural Gas | Boiler | Codes & Standards Forecast | Winter Demand Savings (MW) | 0 | 0 | 0 | 0 | 0 | 0 | 0 | 0 | 0 | 0 | 0 | 0 | 0 | 0 | 0 | 0 | 0 | 0 | 0 | 0 | 0 | 0 | 0 | 0 | 0 | 0 | 0 | 0 | 0 | 0 | 0 | 0 | 0 | 0 | 0 | 0
F4_Commercial_Grocery_Existing_Space Heating_Natural Gas_Boiler_Codes & Standards Forecast | F4 | Commercial | Grocery | Existing | Space Heating | Natural Gas | Boiler | Codes & Standards Forecast | Incremental Savings (MMtherm) | 0 | 0 | 0 | 0 | 0 | 0 | 0 | 0 | 0 | 0 | 0 | 0 | 0 | 0 | 0 | 0 | 0 | 0 | 0 | 0 | 0 | 0 | 0 | 0 | 0 | 0 | 0 | 0 | 0 | 0 | 0 | 0 | 0 | 0 | 0 | 0
F1_Commercial_Grocery_Existing_Space Heating_Natural Gas_Unit Heater_Codes & Standards Forecast | F1 | Commercial | Grocery | Existing | Space Heating | Natural Gas | Unit Heater | Codes & Standards Forecast | Consumption Savings (MMtherm) | 0 | 0 | 0 | 0 | 0 | 0 | 0 | 0 | 0 | 0 | 0 | 0 | 0 | 0 | 0 | 0 | 0 | 0 | 0 | 0 | 0 | 0 | 0 | 0 | 0 | 0 | 0 | 0 | 0 | 0 | 0 | 0 | 0 | 0 | 0 | 0
F2_Commercial_Grocery_Existing_Space Heating_Natural Gas_Unit Heater_Codes & Standards Forecast | F2 | Commercial | Grocery | Existing | Space Heating | Natural Gas | Unit Heater | Codes & Standards Forecast | Summer Demand Savings (MW) | 0 | 0 | 0 | 0 | 0 | 0 | 0 | 0 | 0 | 0 | 0 | 0 | 0 | 0 | 0 | 0 | 0 | 0 | 0 | 0 | 0 | 0 | 0 | 0 | 0 | 0 | 0 | 0 | 0 | 0 | 0 | 0 | 0 | 0 | 0 | 0
F3_Commercial_Grocery_Existing_Space Heating_Natural Gas_Unit Heater_Codes & Standards Forecast | F3 | Commercial | Grocery | Existing | Space Heating | Natural Gas | Unit Heater | Codes & Standards Forecast | Winter Demand Savings (MW) | 0 | 0 | 0 | 0 | 0 | 0 | 0 | 0 | 0 | 0 | 0 | 0 | 0 | 0 | 0 | 0 | 0 | 0 | 0 | 0 | 0 | 0 | 0 | 0 | 0 | 0 | 0 | 0 | 0 | 0 | 0 | 0 | 0 | 0 | 0 | 0
F4_Commercial_Grocery_Existing_Space Heating_Natural Gas_Unit Heater_Codes & Standards Forecast | F4 | Commercial | Grocery | Existing | Space Heating | Natural Gas | Unit Heater | Codes & Standards Forecast | Incremental Savings (MMtherm) | 0 | 0 | 0 | 0 | 0 | 0 | 0 | 0 | 0 | 0 | 0 | 0 | 0 | 0 | 0 | 0 | 0 | 0 | 0 | 0 | 0 | 0 | 0 | 0 | 0 | 0 | 0 | 0 | 0 | 0 | 0 | 0 | 0 | 0 | 0 | 0
F1_Commercial_Grocery_Existing_Water Heating_Natural Gas_Water Heater_Codes & Standards Forecast | F1 | Commercial | Grocery | Existing | Water Heating | Natural Gas | Water Heater | Codes & Standards Forecast | Consumption Savings (MMtherm) | 0 | 0 | 0 | 0 | 0 | 0 | 0 | 0 | 0 | 0 | 0 | 0 | 0 | 0 | 0 | 0 | 0 | 0 | 0 | 0 | 0 | 0 | 0 | 0 | 0 | 0 | 0 | 0 | 0 | 0 | 0 | 0 | 0 | 0 | 0 | 0
F2_Commercial_Grocery_Existing_Water Heating_Natural Gas_Water Heater_Codes & Standards Forecast | F2 | Commercial | Grocery | Existing | Water Heating | Natural Gas | Water Heater | Codes & Standards Forecast | Summer Demand Savings (MW) | 0 | 0 | 0 | 0 | 0 | 0 | 0 | 0 | 0 | 0 | 0 | 0 | 0 | 0 | 0 | 0 | 0 | 0 | 0 | 0 | 0 | 0 | 0 | 0 | 0 | 0 | 0 | 0 | 0 | 0 | 0 | 0 | 0 | 0 | 0 | 0
F3_Commercial_Grocery_Existing_Water Heating_Natural Gas_Water Heater_Codes & Standards Forecast | F3 | Commercial | Grocery | Existing | Water Heating | Natural Gas | Water Heater | Codes & Standards Forecast | Winter Demand Savings (MW) | 0 | 0 | 0 | 0 | 0 | 0 | 0 | 0 | 0 | 0 | 0 | 0 | 0 | 0 | 0 | 0 | 0 | 0 | 0 | 0 | 0 | 0 | 0 | 0 | 0 | 0 | 0 | 0 | 0 | 0 | 0 | 0 | 0 | 0 | 0 | 0
F4_Commercial_Grocery_Existing_Water Heating_Natural Gas_Water Heater_Codes & Standards Forecast | F4 | Commercial | Grocery | Existing | Water Heating | Natural Gas | Water Heater | Codes & Standards Forecast | Incremental Savings (MMtherm) | 0 | 0 | 0 | 0 | 0 | 0 | 0 | 0 | 0 | 0 | 0 | 0 | 0 | 0 | 0 | 0 | 0 | 0 | 0 | 0 | 0 | 0 | 0 | 0 | 0 | 0 | 0 | 0 | 0 | 0 | 0 | 0 | 0 | 0 | 0 | 0
F1_Commercial_Grocery_Existing_Food Preparation_Natural Gas_Oven_Codes & Standards Forecast | F1 | Commercial | Grocery | Existing | Food Preparation | Natural Gas | Oven | Codes & Standards Forecast | Consumption Savings (MMtherm) | 0 | 0 | 0 | 0 | 0 | 0 | 0 | 0 | 0 | 0 | 0 | 0 | 0 | 0 | 0 | 0 | 0 | 0 | 0 | 0 | 0 | 0 | 0 | 0 | 0 | 0 | 0 | 0 | 0 | 0 | 0 | 0 | 0 | 0 | 0 | 0
F2_Commercial_Grocery_Existing_Food Preparation_Natural Gas_Oven_Codes & Standards Forecast | F2 | Commercial | Grocery | Existing | Food Preparation | Natural Gas | Oven | Codes & Standards Forecast | Summer Demand Savings (MW) | 0 | 0 | 0 | 0 | 0 | 0 | 0 | 0 | 0 | 0 | 0 | 0 | 0 | 0 | 0 | 0 | 0 | 0 | 0 | 0 | 0 | 0 | 0 | 0 | 0 | 0 | 0 | 0 | 0 | 0 | 0 | 0 | 0 | 0 | 0 | 0
F3_Commercial_Grocery_Existing_Food Preparation_Natural Gas_Oven_Codes & Standards Forecast | F3 | Commercial | Grocery | Existing | Food Preparation | Natural Gas | Oven | Codes & Standards Forecast | Winter Demand Savings (MW) | 0 | 0 | 0 | 0 | 0 | 0 | 0 | 0 | 0 | 0 | 0 | 0 | 0 | 0 | 0 | 0 | 0 | 0 | 0 | 0 | 0 | 0 | 0 | 0 | 0 | 0 | 0 | 0 | 0 | 0 | 0 | 0 | 0 | 0 | 0 | 0
F4_Commercial_Grocery_Existing_Food Preparation_Natural Gas_Oven_Codes & Standards Forecast | F4 | Commercial | Grocery | Existing | Food Preparation | Natural Gas | Oven | Codes & Standards Forecast | Incremental Savings (MMtherm) | 0 | 0 | 0 | 0 | 0 | 0 | 0 | 0 | 0 | 0 | 0 | 0 | 0 | 0 | 0 | 0 | 0 | 0 | 0 | 0 | 0 | 0 | 0 | 0 | 0 | 0 | 0 | 0 | 0 | 0 | 0 | 0 | 0 | 0 | 0 | 0
F1_Commercial_Grocery_Existing_Food Preparation_Natural Gas_Conveyor Oven_Codes & Standards Forecast | F1 | Commercial | Grocery | Existing | Food Preparation | Natural Gas | Conveyor Oven | Codes & Standards Forecast | Consumption Savings (MMtherm) | 0 | 0 | 0 | 0 | 0 | 0 | 0 | 0 | 0 | 0 | 0 | 0 | 0 | 0 | 0 | 0 | 0 | 0 | 0 | 0 | 0 | 0 | 0 | 0 | 0 | 0 | 0 | 0 | 0 | 0 | 0 | 0 | 0 | 0 | 0 | 0
F2_Commercial_Grocery_Existing_Food Preparation_Natural Gas_Conveyor Oven_Codes & Standards Forecast | F2 | Commercial | Grocery | Existing | Food Preparation | Natural Gas | Conveyor Oven | Codes & Standards Forecast | Summer Demand Savings (MW) | 0 | 0 | 0 | 0 | 0 | 0 | 0 | 0 | 0 | 0 | 0 | 0 | 0 | 0 | 0 | 0 | 0 | 0 | 0 | 0 | 0 | 0 | 0 | 0 | 0 | 0 | 0 | 0 | 0 | 0 | 0 | 0 | 0 | 0 | 0 | 0
F3_Commercial_Grocery_Existing_Food Preparation_Natural Gas_Conveyor Oven_Codes & Standards Forecast | F3 | Commercial | Grocery | Existing | Food Preparation | Natural Gas | Conveyor Oven | Codes & Standards Forecast | Winter Demand Savings (MW) | 0 | 0 | 0 | 0 | 0 | 0 | 0 | 0 | 0 | 0 | 0 | 0 | 0 | 0 | 0 | 0 | 0 | 0 | 0 | 0 | 0 | 0 | 0 | 0 | 0 | 0 | 0 | 0 | 0 | 0 | 0 | 0 | 0 | 0 | 0 | 0
F4_Commercial_Grocery_Existing_Food Preparation_Natural Gas_Conveyor Oven_Codes & Standards Forecast | F4 | Commercial | Grocery | Existing | Food Preparation | Natural Gas | Conveyor Oven | Codes & Standards Forecast | Incremental Savings (MMtherm) | 0 | 0 | 0 | 0 | 0 | 0 | 0 | 0 | 0 | 0 | 0 | 0 | 0 | 0 | 0 | 0 | 0 | 0 | 0 | 0 | 0 | 0 | 0 | 0 | 0 | 0 | 0 | 0 | 0 | 0 | 0 | 0 | 0 | 0 | 0 | 0
F1_Commercial_Grocery_Existing_Food Preparation_Natural Gas_Double Rack Oven_Codes & Standards Forecast | F1 | Commercial | Grocery | Existing | Food Preparation | Natural Gas | Double Rack Oven | Codes & Standards Forecast | Consumption Savings (MMtherm) | 0 | 0 | 0 | 0 | 0 | 0 | 0 | 0 | 0 | 0 | 0 | 0 | 0 | 0 | 0 | 0 | 0 | 0 | 0 | 0 | 0 | 0 | 0 | 0 | 0 | 0 | 0 | 0 | 0 | 0 | 0 | 0 | 0 | 0 | 0 | 0
F2_Commercial_Grocery_Existing_Food Preparation_Natural Gas_Double Rack Oven_Codes & Standards Forecast | F2 | Commercial | Grocery | Existing | Food Preparation | Natural Gas | Double Rack Oven | Codes & Standards Forecast | Summer Demand Savings (MW) | 0 | 0 | 0 | 0 | 0 | 0 | 0 | 0 | 0 | 0 | 0 | 0 | 0 | 0 | 0 | 0 | 0 | 0 | 0 | 0 | 0 | 0 | 0 | 0 | 0 | 0 | 0 | 0 | 0 | 0 | 0 | 0 | 0 | 0 | 0 | 0
F3_Commercial_Grocery_Existing_Food Preparation_Natural Gas_Double Rack Oven_Codes & Standards Forecast | F3 | Commercial | Grocery | Existing | Food Preparation | Natural Gas | Double Rack Oven | Codes & Standards Forecast | Winter Demand Savings (MW) | 0 | 0 | 0 | 0 | 0 | 0 | 0 | 0 | 0 | 0 | 0 | 0 | 0 | 0 | 0 | 0 | 0 | 0 | 0 | 0 | 0 | 0 | 0 | 0 | 0 | 0 | 0 | 0 | 0 | 0 | 0 | 0 | 0 | 0 | 0 | 0
F4_Commercial_Grocery_Existing_Food Preparation_Natural Gas_Double Rack Oven_Codes & Standards Forecast | F4 | Commercial | Grocery | Existing | Food Preparation | Natural Gas | Double Rack Oven | Codes & Standards Forecast | Incremental Savings (MMtherm) | 0 | 0 | 0 | 0 | 0 | 0 | 0 | 0 | 0 | 0 | 0 | 0 | 0 | 0 | 0 | 0 | 0 | 0 | 0 | 0 | 0 | 0 | 0 | 0 | 0 | 0 | 0 | 0 | 0 | 0 | 0 | 0 | 0 | 0 | 0 | 0
F1_Commercial_Grocery_Existing_Food Preparation_Natural Gas_Fryer_Codes & Standards Forecast | F1 | Commercial | Grocery | Existing | Food Preparation | Natural Gas | Fryer | Codes & Standards Forecast | Consumption Savings (MMtherm) | 0 | 0 | 0 | 0 | 0 | 0 | 0 | 0 | 0 | 0 | 0 | 0 | 0 | 0 | 0 | 0 | 0 | 0 | 0 | 0 | 0 | 0 | 0 | 0 | 0 | 0 | 0 | 0 | 0 | 0 | 0 | 0 | 0 | 0 | 0 | 0
F2_Commercial_Grocery_Existing_Food Preparation_Natural Gas_Fryer_Codes & Standards Forecast | F2 | Commercial | Grocery | Existing | Food Preparation | Natural Gas | Fryer | Codes & Standards Forecast | Summer Demand Savings (MW) | 0 | 0 | 0 | 0 | 0 | 0 | 0 | 0 | 0 | 0 | 0 | 0 | 0 | 0 | 0 | 0 | 0 | 0 | 0 | 0 | 0 | 0 | 0 | 0 | 0 | 0 | 0 | 0 | 0 | 0 | 0 | 0 | 0 | 0 | 0 | 0
F3_Commercial_Grocery_Existing_Food Preparation_Natural Gas_Fryer_Codes & Standards Forecast | F3 | Commercial | Grocery | Existing | Food Preparation | Natural Gas | Fryer | Codes & Standards Forecast | Winter Demand Savings (MW) | 0 | 0 | 0 | 0 | 0 | 0 | 0 | 0 | 0 | 0 | 0 | 0 | 0 | 0 | 0 | 0 | 0 | 0 | 0 | 0 | 0 | 0 | 0 | 0 | 0 | 0 | 0 | 0 | 0 | 0 | 0 | 0 | 0 | 0 | 0 | 0
F4_Commercial_Grocery_Existing_Food Preparation_Natural Gas_Fryer_Codes & Standards Forecast | F4 | Commercial | Grocery | Existing | Food Preparation | Natural Gas | Fryer | Codes & Standards Forecast | Incremental Savings (MMtherm) | 0 | 0 | 0 | 0 | 0 | 0 | 0 | 0 | 0 | 0 | 0 | 0 | 0 | 0 | 0 | 0 | 0 | 0 | 0 | 0 | 0 | 0 | 0 | 0 | 0 | 0 | 0 | 0 | 0 | 0 | 0 | 0 | 0 | 0 | 0 | 0
F1_Commercial_Grocery_Existing_Food Preparation_Natural Gas_Broiler_Codes & Standards Forecast | F1 | Commercial | Grocery | Existing | Food Preparation | Natural Gas | Broiler | Codes & Standards Forecast | Consumption Savings (MMtherm) | 0 | 0 | 0 | 0 | 0 | 0 | 0 | 0 | 0 | 0 | 0 | 0 | 0 | 0 | 0 | 0 | 0 | 0 | 0 | 0 | 0 | 0 | 0 | 0 | 0 | 0 | 0 | 0 | 0 | 0 | 0 | 0 | 0 | 0 | 0 | 0
F2_Commercial_Grocery_Existing_Food Preparation_Natural Gas_Broiler_Codes & Standards Forecast | F2 | Commercial | Grocery | Existing | Food Preparation | Natural Gas | Broiler | Codes & Standards Forecast | Summer Demand Savings (MW) | 0 | 0 | 0 | 0 | 0 | 0 | 0 | 0 | 0 | 0 | 0 | 0 | 0 | 0 | 0 | 0 | 0 | 0 | 0 | 0 | 0 | 0 | 0 | 0 | 0 | 0 | 0 | 0 | 0 | 0 | 0 | 0 | 0 | 0 | 0 | 0
F3_Commercial_Grocery_Existing_Food Preparation_Natural Gas_Broiler_Codes & Standards Forecast | F3 | Commercial | Grocery | Existing | Food Preparation | Natural Gas | Broiler | Codes & Standards Forecast | Winter Demand Savings (MW) | 0 | 0 | 0 | 0 | 0 | 0 | 0 | 0 | 0 | 0 | 0 | 0 | 0 | 0 | 0 | 0 | 0 | 0 | 0 | 0 | 0 | 0 | 0 | 0 | 0 | 0 | 0 | 0 | 0 | 0 | 0 | 0 | 0 | 0 | 0 | 0
F4_Commercial_Grocery_Existing_Food Preparation_Natural Gas_Broiler_Codes & Standards Forecast | F4 | Commercial | Grocery | Existing | Food Preparation | Natural Gas | Broiler | Codes & Standards Forecast | Incremental Savings (MMtherm) | 0 | 0 | 0 | 0 | 0 | 0 | 0 | 0 | 0 | 0 | 0 | 0 | 0 | 0 | 0 | 0 | 0 | 0 | 0 | 0 | 0 | 0 | 0 | 0 | 0 | 0 | 0 | 0 | 0 | 0 | 0 | 0 | 0 | 0 | 0 | 0
F1_Commercial_Grocery_Existing_Food Preparation_Natural Gas_Griddle_Codes & Standards Forecast | F1 | Commercial | Grocery | Existing | Food Preparation | Natural Gas | Griddle | Codes & Standards Forecast | Consumption Savings (MMtherm) | 0 | 0 | 0 | 0 | 0 | 0 | 0 | 0 | 0 | 0 | 0 | 0 | 0 | 0 | 0 | 0 | 0 | 0 | 0 | 0 | 0 | 0 | 0 | 0 | 0 | 0 | 0 | 0 | 0 | 0 | 0 | 0 | 0 | 0 | 0 | 0
F2_Commercial_Grocery_Existing_Food Preparation_Natural Gas_Griddle_Codes & Standards Forecast | F2 | Commercial | Grocery | Existing | Food Preparation | Natural Gas | Griddle | Codes & Standards Forecast | Summer Demand Savings (MW) | 0 | 0 | 0 | 0 | 0 | 0 | 0 | 0 | 0 | 0 | 0 | 0 | 0 | 0 | 0 | 0 | 0 | 0 | 0 | 0 | 0 | 0 | 0 | 0 | 0 | 0 | 0 | 0 | 0 | 0 | 0 | 0 | 0 | 0 | 0 | 0
F3_Commercial_Grocery_Existing_Food Preparation_Natural Gas_Griddle_Codes & Standards Forecast | F3 | Commercial | Grocery | Existing | Food Preparation | Natural Gas | Griddle | Codes & Standards Forecast | Winter Demand Savings (MW) | 0 | 0 | 0 | 0 | 0 | 0 | 0 | 0 | 0 | 0 | 0 | 0 | 0 | 0 | 0 | 0 | 0 | 0 | 0 | 0 | 0 | 0 | 0 | 0 | 0 | 0 | 0 | 0 | 0 | 0 | 0 | 0 | 0 | 0 | 0 | 0
F4_Commercial_Grocery_Existing_Food Preparation_Natural Gas_Griddle_Codes & Standards Forecast | F4 | Commercial | Grocery | Existing | Food Preparation | Natural Gas | Griddle | Codes & Standards Forecast | Incremental Savings (MMtherm) | 0 | 0 | 0 | 0 | 0 | 0 | 0 | 0 | 0 | 0 | 0 | 0 | 0 | 0 | 0 | 0 | 0 | 0 | 0 | 0 | 0 | 0 | 0 | 0 | 0 | 0 | 0 | 0 | 0 | 0 | 0 | 0 | 0 | 0 | 0 | 0
F1_Commercial_Grocery_Existing_Food Preparation_Natural Gas_Range_Codes & Standards Forecast | F1 | Commercial | Grocery | Existing | Food Preparation | Natural Gas | Range | Codes & Standards Forecast | Consumption Savings (MMtherm) | 0 | 0 | 0 | 0 | 0 | 0 | 0 | 0 | 0 | 0 | 0 | 0 | 0 | 0 | 0 | 0 | 0 | 0 | 0 | 0 | 0 | 0 | 0 | 0 | 0 | 0 | 0 | 0 | 0 | 0 | 0 | 0 | 0 | 0 | 0 | 0
F2_Commercial_Grocery_Existing_Food Preparation_Natural Gas_Range_Codes & Standards Forecast | F2 | Commercial | Grocery | Existing | Food Preparation | Natural Gas | Range | Codes & Standards Forecast | Summer Demand Savings (MW) | 0 | 0 | 0 | 0 | 0 | 0 | 0 | 0 | 0 | 0 | 0 | 0 | 0 | 0 | 0 | 0 | 0 | 0 | 0 | 0 | 0 | 0 | 0 | 0 | 0 | 0 | 0 | 0 | 0 | 0 | 0 | 0 | 0 | 0 | 0 | 0
F3_Commercial_Grocery_Existing_Food Preparation_Natural Gas_Range_Codes & Standards Forecast | F3 | Commercial | Grocery | Existing | Food Preparation | Natural Gas | Range | Codes & Standards Forecast | Winter Demand Savings (MW) | 0 | 0 | 0 | 0 | 0 | 0 | 0 | 0 | 0 | 0 | 0 | 0 | 0 | 0 | 0 | 0 | 0 | 0 | 0 | 0 | 0 | 0 | 0 | 0 | 0 | 0 | 0 | 0 | 0 | 0 | 0 | 0 | 0 | 0 | 0 | 0
F4_Commercial_Grocery_Existing_Food Preparation_Natural Gas_Range_Codes & Standards Forecast | F4 | Commercial | Grocery | Existing | Food Preparation | Natural Gas | Range | Codes & Standards Forecast | Incremental Savings (MMtherm) | 0 | 0 | 0 | 0 | 0 | 0 | 0 | 0 | 0 | 0 | 0 | 0 | 0 | 0 | 0 | 0 | 0 | 0 | 0 | 0 | 0 | 0 | 0 | 0 | 0 | 0 | 0 | 0 | 0 | 0 | 0 | 0 | 0 | 0 | 0 | 0
F1_Commercial_Grocery_Existing_Food Preparation_Natural Gas_Steamer_Codes & Standards Forecast | F1 | Commercial | Grocery | Existing | Food Preparation | Natural Gas | Steamer | Codes & Standards Forecast | Consumption Savings (MMtherm) | 0 | 0 | 0 | 0 | 0 | 0 | 0 | 0 | 0 | 0 | 0 | 0 | 0 | 0 | 0 | 0 | 0 | 0 | 0 | 0 | 0 | 0 | 0 | 0 | 0 | 0 | 0 | 0 | 0 | 0 | 0 | 0 | 0 | 0 | 0 | 0
F2_Commercial_Grocery_Existing_Food Preparation_Natural Gas_Steamer_Codes & Standards Forecast | F2 | Commercial | Grocery | Existing | Food Preparation | Natural Gas | Steamer | Codes & Standards Forecast | Summer Demand Savings (MW) | 0 | 0 | 0 | 0 | 0 | 0 | 0 | 0 | 0 | 0 | 0 | 0 | 0 | 0 | 0 | 0 | 0 | 0 | 0 | 0 | 0 | 0 | 0 | 0 | 0 | 0 | 0 | 0 | 0 | 0 | 0 | 0 | 0 | 0 | 0 | 0
F3_Commercial_Grocery_Existing_Food Preparation_Natural Gas_Steamer_Codes & Standards Forecast | F3 | Commercial | Grocery | Existing | Food Preparation | Natural Gas | Steamer | Codes & Standards Forecast | Winter Demand Savings (MW) | 0 | 0 | 0 | 0 | 0 | 0 | 0 | 0 | 0 | 0 | 0 | 0 | 0 | 0 | 0 | 0 | 0 | 0 | 0 | 0 | 0 | 0 | 0 | 0 | 0 | 0 | 0 | 0 | 0 | 0 | 0 | 0 | 0 | 0 | 0 | 0
F4_Commercial_Grocery_Existing_Food Preparation_Natural Gas_Steamer_Codes & Standards Forecast | F4 | Commercial | Grocery | Existing | Food Preparation | Natural Gas | Steamer | Codes & Standards Forecast | Incremental Savings (MMtherm) | 0 | 0 | 0 | 0 | 0 | 0 | 0 | 0 | 0 | 0 | 0 | 0 | 0 | 0 | 0 | 0 | 0 | 0 | 0 | 0 | 0 | 0 | 0 | 0 | 0 | 0 | 0 | 0 | 0 | 0 | 0 | 0 | 0 | 0 | 0 | 0
F1_Commercial_Grocery_Existing_Food Preparation_Natural Gas_Food Prep Other_Codes & Standards Forecast | F1 | Commercial | Grocery | Existing | Food Preparation | Natural Gas | Food Prep Other | Codes & Standards Forecast | Consumption Savings (MMtherm) | 0 | 0 | 0 | 0 | 0 | 0 | 0 | 0 | 0 | 0 | 0 | 0 | 0 | 0 | 0 | 0 | 0 | 0 | 0 | 0 | 0 | 0 | 0 | 0 | 0 | 0 | 0 | 0 | 0 | 0 | 0 | 0 | 0 | 0 | 0 | 0
F2_Commercial_Grocery_Existing_Food Preparation_Natural Gas_Food Prep Other_Codes & Standards Forecast | F2 | Commercial | Grocery | Existing | Food Preparation | Natural Gas | Food Prep Other | Codes & Standards Forecast | Summer Demand Savings (MW) | 0 | 0 | 0 | 0 | 0 | 0 | 0 | 0 | 0 | 0 | 0 | 0 | 0 | 0 | 0 | 0 | 0 | 0 | 0 | 0 | 0 | 0 | 0 | 0 | 0 | 0 | 0 | 0 | 0 | 0 | 0 | 0 | 0 | 0 | 0 | 0
F3_Commercial_Grocery_Existing_Food Preparation_Natural Gas_Food Prep Other_Codes & Standards Forecast | F3 | Commercial | Grocery | Existing | Food Preparation | Natural Gas | Food Prep Other | Codes & Standards Forecast | Winter Demand Savings (MW) | 0 | 0 | 0 | 0 | 0 | 0 | 0 | 0 | 0 | 0 | 0 | 0 | 0 | 0 | 0 | 0 | 0 | 0 | 0 | 0 | 0 | 0 | 0 | 0 | 0 | 0 | 0 | 0 | 0 | 0 | 0 | 0 | 0 | 0 | 0 | 0
F4_Commercial_Grocery_Existing_Food Preparation_Natural Gas_Food Prep Other_Codes & Standards Forecast | F4 | Commercial | Grocery | Existing | Food Preparation | Natural Gas | Food Prep Other | Codes & Standards Forecast | Incremental Savings (MMtherm) | 0 | 0 | 0 | 0 | 0 | 0 | 0 | 0 | 0 | 0 | 0 | 0 | 0 | 0 | 0 | 0 | 0 | 0 | 0 | 0 | 0 | 0 | 0 | 0 | 0 | 0 | 0 | 0 | 0 | 0 | 0 | 0 | 0 | 0 | 0 | 0
F1_Commercial_Grocery_Existing_Miscellaneous_Natural Gas_Pool Heater_Codes & Standards Forecast | F1 | Commercial | Grocery | Existing | Miscellaneous | Natural Gas | Pool Heater | Codes & Standards Forecast | Consumption Savings (MMtherm) | 0 | 0 | 0 | 0 | 0 | 0 | 0 | 0 | 0 | 0 | 0 | 0 | 0 | 0 | 0 | 0 | 0 | 0 | 0 | 0 | 0 | 0 | 0 | 0 | 0 | 0 | 0 | 0 | 0 | 0 | 0 | 0 | 0 | 0 | 0 | 0
F2_Commercial_Grocery_Existing_Miscellaneous_Natural Gas_Pool Heater_Codes & Standards Forecast | F2 | Commercial | Grocery | Existing | Miscellaneous | Natural Gas | Pool Heater | Codes & Standards Forecast | Summer Demand Savings (MW) | 0 | 0 | 0 | 0 | 0 | 0 | 0 | 0 | 0 | 0 | 0 | 0 | 0 | 0 | 0 | 0 | 0 | 0 | 0 | 0 | 0 | 0 | 0 | 0 | 0 | 0 | 0 | 0 | 0 | 0 | 0 | 0 | 0 | 0 | 0 | 0
F3_Commercial_Grocery_Existing_Miscellaneous_Natural Gas_Pool Heater_Codes & Standards Forecast | F3 | Commercial | Grocery | Existing | Miscellaneous | Natural Gas | Pool Heater | Codes & Standards Forecast | Winter Demand Savings (MW) | 0 | 0 | 0 | 0 | 0 | 0 | 0 | 0 | 0 | 0 | 0 | 0 | 0 | 0 | 0 | 0 | 0 | 0 | 0 | 0 | 0 | 0 | 0 | 0 | 0 | 0 | 0 | 0 | 0 | 0 | 0 | 0 | 0 | 0 | 0 | 0
F4_Commercial_Grocery_Existing_Miscellaneous_Natural Gas_Pool Heater_Codes & Standards Forecast | F4 | Commercial | Grocery | Existing | Miscellaneous | Natural Gas | Pool Heater | Codes & Standards Forecast | Incremental Savings (MMtherm) | 0 | 0 | 0 | 0 | 0 | 0 | 0 | 0 | 0 | 0 | 0 | 0 | 0 | 0 | 0 | 0 | 0 | 0 | 0 | 0 | 0 | 0 | 0 | 0 | 0 | 0 | 0 | 0 | 0 | 0 | 0 | 0 | 0 | 0 | 0 | 0
F1_Commercial_Grocery_Existing_Miscellaneous_Natural Gas_Miscellaneous_Codes & Standards Forecast | F1 | Commercial | Grocery | Existing | Miscellaneous | Natural Gas | Miscellaneous | Codes & Standards Forecast | Consumption Savings (MMtherm) | 0 | 0 | 0 | 0 | 0 | 0 | 0 | 0 | 0 | 0 | 0 | 0 | 0 | 0 | 0 | 0 | 0 | 0 | 0 | 0 | 0 | 0 | 0 | 0 | 0 | 0 | 0 | 0 | 0 | 0 | 0 | 0 | 0 | 0 | 0 | 0
F2_Commercial_Grocery_Existing_Miscellaneous_Natural Gas_Miscellaneous_Codes & Standards Forecast | F2 | Commercial | Grocery | Existing | Miscellaneous | Natural Gas | Miscellaneous | Codes & Standards Forecast | Summer Demand Savings (MW) | 0 | 0 | 0 | 0 | 0 | 0 | 0 | 0 | 0 | 0 | 0 | 0 | 0 | 0 | 0 | 0 | 0 | 0 | 0 | 0 | 0 | 0 | 0 | 0 | 0 | 0 | 0 | 0 | 0 | 0 | 0 | 0 | 0 | 0 | 0 | 0
F3_Commercial_Grocery_Existing_Miscellaneous_Natural Gas_Miscellaneous_Codes & Standards Forecast | F3 | Commercial | Grocery | Existing | Miscellaneous | Natural Gas | Miscellaneous | Codes & Standards Forecast | Winter Demand Savings (MW) | 0 | 0 | 0 | 0 | 0 | 0 | 0 | 0 | 0 | 0 | 0 | 0 | 0 | 0 | 0 | 0 | 0 | 0 | 0 | 0 | 0 | 0 | 0 | 0 | 0 | 0 | 0 | 0 | 0 | 0 | 0 | 0 | 0 | 0 | 0 | 0
F4_Commercial_Grocery_Existing_Miscellaneous_Natural Gas_Miscellaneous_Codes & Standards Forecast | F4 | Commercial | Grocery | Existing | Miscellaneous | Natural Gas | Miscellaneous | Codes & Standards Forecast | Incremental Savings (MMtherm) | 0 | 0 | 0 | 0 | 0 | 0 | 0 | 0 | 0 | 0 | 0 | 0 | 0 | 0 | 0 | 0 | 0 | 0 | 0 | 0 | 0 | 0 | 0 | 0 | 0 | 0 | 0 | 0 | 0 | 0 | 0 | 0 | 0 | 0 | 0 | 0
F1_Commercial_Grocery_New_Space Heating_Natural Gas_Furnace_Codes & Standards Forecast | F1 | Commercial | Grocery | New | Space Heating | Natural Gas | Furnace | Codes & Standards Forecast | Consumption Savings (MMtherm) | 0 | 0 | 0 | 0 | 0 | 0 | 0 | 0 | 0 | 0 | 0 | 0 | 0 | 0 | 0 | 0 | 0 | 0 | 0 | 0 | 0 | 0 | 0 | 0 | 0 | 0 | 0 | 0 | 0 | 0 | 0 | 0 | 0 | 0 | 0 | 0
F2_Commercial_Grocery_New_Space Heating_Natural Gas_Furnace_Codes & Standards Forecast | F2 | Commercial | Grocery | New | Space Heating | Natural Gas | Furnace | Codes & Standards Forecast | Summer Demand Savings (MW) | 0 | 0 | 0 | 0 | 0 | 0 | 0 | 0 | 0 | 0 | 0 | 0 | 0 | 0 | 0 | 0 | 0 | 0 | 0 | 0 | 0 | 0 | 0 | 0 | 0 | 0 | 0 | 0 | 0 | 0 | 0 | 0 | 0 | 0 | 0 | 0
F3_Commercial_Grocery_New_Space Heating_Natural Gas_Furnace_Codes & Standards Forecast | F3 | Commercial | Grocery | New | Space Heating | Natural Gas | Furnace | Codes & Standards Forecast | Winter Demand Savings (MW) | 0 | 0 | 0 | 0 | 0 | 0 | 0 | 0 | 0 | 0 | 0 | 0 | 0 | 0 | 0 | 0 | 0 | 0 | 0 | 0 | 0 | 0 | 0 | 0 | 0 | 0 | 0 | 0 | 0 | 0 | 0 | 0 | 0 | 0 | 0 | 0
F4_Commercial_Grocery_New_Space Heating_Natural Gas_Furnace_Codes & Standards Forecast | F4 | Commercial | Grocery | New | Space Heating | Natural Gas | Furnace | Codes & Standards Forecast | Incremental Savings (MMtherm) | 0 | 0 | 0 | 0 | 0 | 0 | 0 | 0 | 0 | 0 | 0 | 0 | 0 | 0 | 0 | 0 | 0 | 0 | 0 | 0 | 0 | 0 | 0 | 0 | 0 | 0 | 0 | 0 | 0 | 0 | 0 | 0 | 0 | 0 | 0 | 0
F1_Commercial_Grocery_New_Space Heating_Natural Gas_Boiler_Codes & Standards Forecast | F1 | Commercial | Grocery | New | Space Heating | Natural Gas | Boiler | Codes & Standards Forecast | Consumption Savings (MMtherm) | 0 | 0 | 0 | 0 | 0 | 0 | 0 | 0 | 0 | 0 | 0 | 0 | 0 | 0 | 0 | 0 | 0 | 0 | 0 | 0 | 0 | 0 | 0 | 0 | 0 | 0 | 0 | 0 | 0 | 0 | 0 | 0 | 0 | 0 | 0 | 0
F2_Commercial_Grocery_New_Space Heating_Natural Gas_Boiler_Codes & Standards Forecast | F2 | Commercial | Grocery | New | Space Heating | Natural Gas | Boiler | Codes & Standards Forecast | Summer Demand Savings (MW) | 0 | 0 | 0 | 0 | 0 | 0 | 0 | 0 | 0 | 0 | 0 | 0 | 0 | 0 | 0 | 0 | 0 | 0 | 0 | 0 | 0 | 0 | 0 | 0 | 0 | 0 | 0 | 0 | 0 | 0 | 0 | 0 | 0 | 0 | 0 | 0
F3_Commercial_Grocery_New_Space Heating_Natural Gas_Boiler_Codes & Standards Forecast | F3 | Commercial | Grocery | New | Space Heating | Natural Gas | Boiler | Codes & Standards Forecast | Winter Demand Savings (MW) | 0 | 0 | 0 | 0 | 0 | 0 | 0 | 0 | 0 | 0 | 0 | 0 | 0 | 0 | 0 | 0 | 0 | 0 | 0 | 0 | 0 | 0 | 0 | 0 | 0 | 0 | 0 | 0 | 0 | 0 | 0 | 0 | 0 | 0 | 0 | 0
F4_Commercial_Grocery_New_Space Heating_Natural Gas_Boiler_Codes & Standards Forecast | F4 | Commercial | Grocery | New | Space Heating | Natural Gas | Boiler | Codes & Standards Forecast | Incremental Savings (MMtherm) | 0 | 0 | 0 | 0 | 0 | 0 | 0 | 0 | 0 | 0 | 0 | 0 | 0 | 0 | 0 | 0 | 0 | 0 | 0 | 0 | 0 | 0 | 0 | 0 | 0 | 0 | 0 | 0 | 0 | 0 | 0 | 0 | 0 | 0 | 0 | 0
F1_Commercial_Grocery_New_Space Heating_Natural Gas_Unit Heater_Codes & Standards Forecast | F1 | Commercial | Grocery | New | Space Heating | Natural Gas | Unit Heater | Codes & Standards Forecast | Consumption Savings (MMtherm) | 0 | 0 | 0 | 0 | 0 | 0 | 0 | 0 | 0 | 0 | 0 | 0 | 0 | 0 | 0 | 0 | 0 | 0 | 0 | 0 | 0 | 0 | 0 | 0 | 0 | 0 | 0 | 0 | 0 | 0 | 0 | 0 | 0 | 0 | 0 | 0
F2_Commercial_Grocery_New_Space Heating_Natural Gas_Unit Heater_Codes & Standards Forecast | F2 | Commercial | Grocery | New | Space Heating | Natural Gas | Unit Heater | Codes & Standards Forecast | Summer Demand Savings (MW) | 0 | 0 | 0 | 0 | 0 | 0 | 0 | 0 | 0 | 0 | 0 | 0 | 0 | 0 | 0 | 0 | 0 | 0 | 0 | 0 | 0 | 0 | 0 | 0 | 0 | 0 | 0 | 0 | 0 | 0 | 0 | 0 | 0 | 0 | 0 | 0
F3_Commercial_Grocery_New_Space Heating_Natural Gas_Unit Heater_Codes & Standards Forecast | F3 | Commercial | Grocery | New | Space Heating | Natural Gas | Unit Heater | Codes & Standards Forecast | Winter Demand Savings (MW) | 0 | 0 | 0 | 0 | 0 | 0 | 0 | 0 | 0 | 0 | 0 | 0 | 0 | 0 | 0 | 0 | 0 | 0 | 0 | 0 | 0 | 0 | 0 | 0 | 0 | 0 | 0 | 0 | 0 | 0 | 0 | 0 | 0 | 0 | 0 | 0
F4_Commercial_Grocery_New_Space Heating_Natural Gas_Unit Heater_Codes & Standards Forecast | F4 | Commercial | Grocery | New | Space Heating | Natural Gas | Unit Heater | Codes & Standards Forecast | Incremental Savings (MMtherm) | 0 | 0 | 0 | 0 | 0 | 0 | 0 | 0 | 0 | 0 | 0 | 0 | 0 | 0 | 0 | 0 | 0 | 0 | 0 | 0 | 0 | 0 | 0 | 0 | 0 | 0 | 0 | 0 | 0 | 0 | 0 | 0 | 0 | 0 | 0 | 0
F1_Commercial_Grocery_New_Water Heating_Natural Gas_Water Heater_Codes & Standards Forecast | F1 | Commercial | Grocery | New | Water Heating | Natural Gas | Water Heater | Codes & Standards Forecast | Consumption Savings (MMtherm)
F2_Commercial_Grocery_New_Water Heating_Natural Gas_Water Heater_Codes & Standards Forecast | F2 | Commercial | Grocery | New | Water Heating | Natural Gas | Water Heater | Codes & Standards Forecast | Summer Demand Savings (MW)
F3_Commercial_Grocery_New_Water Heating_Natural Gas_Water Heater_Codes & Standards Forecast | F3 | Commercial | Grocery | New | Water Heating | Natural Gas | Water Heater | Codes & Standards Forecast | Winter Demand Savings (MW)
F4_Commercial_Grocery_New_Water Heating_Natural Gas_Water Heater_Codes & Standards Forecast | F4 | Commercial | Grocery | New | Water Heating | Natural Gas | Water Heater | Codes & Standards Forecast | Incremental Savings (MMtherm)
F1_Commercial_Grocery_New_Food Preparation_Natural Gas_Oven_Codes & Standards Forecast | F1 | Commercial | Grocery | New | Food Preparation | Natural Gas | Oven | Codes & Standards Forecast | Consumption Savings (MMtherm)
F2_Commercial_Grocery_New_Food Preparation_Natural Gas_Oven_Codes & Standards Forecast | F2 | Commercial | Grocery | New | Food Preparation | Natural Gas | Oven | Codes & Standards Forecast | Summer Demand Savings (MW)
F3_Commercial_Grocery_New_Food Preparation_Natural Gas_Oven_Codes & Standards Forecast | F3 | Commercial | Grocery | New | Food Preparation | Natural Gas | Oven | Codes & Standards Forecast | Winter Demand Savings (MW)
F4_Commercial_Grocery_New_Food Preparation_Natural Gas_Oven_Codes & Standards Forecast | F4 | Commercial | Grocery | New | Food Preparation | Natural Gas | Oven | Codes & Standards Forecast | Incremental Savings (MMtherm)
F1_Commercial_Grocery_New_Food Preparation_Natural Gas_Conveyor Oven_Codes & Standards Forecast | F1 | Commercial | Grocery | New | Food Preparation | Natural Gas | Conveyor Oven | Codes & Standards Forecast | Consumption Savings (MMtherm)
F2_Commercial_Grocery_New_Food Preparation_Natural Gas_Conveyor Oven_Codes & Standards Forecast | F2 | Commercial | Grocery | New | Food Preparation | Natural Gas | Conveyor Oven | Codes & Standards Forecast | Summer Demand Savings (MW)
F3_Commercial_Grocery_New_Food Preparation_Natural Gas_Conveyor Oven_Codes & Standards Forecast | F3 | Commercial | Grocery | New | Food Preparation | Natural Gas | Conveyor Oven | Codes & Standards Forecast | Winter Demand Savings (MW)
F4_Commercial_Grocery_New_Food Preparation_Natural Gas_Conveyor Oven_Codes & Standards Forecast | F4 | Commercial | Grocery | New | Food Preparation | Natural Gas | Conveyor Oven | Codes & Standards Forecast | Incremental Savings (MMtherm)
F1_Commercial_Grocery_New_Food Preparation_Natural Gas_Double Rack Oven_Codes & Standards Forecast | F1 | Commercial | Grocery | New | Food Preparation | Natural Gas | Double Rack Oven | Codes & Standards Forecast | Consumption Savings (MMtherm)
F2_Commercial_Grocery_New_Food Preparation_Natural Gas_Double Rack Oven_Codes & Standards Forecast | F2 | Commercial | Grocery | New | Food Preparation | Natural Gas | Double Rack Oven | Codes & Standards Forecast | Summer Demand Savings (MW)
F3_Commercial_Grocery_New_Food Preparation_Natural Gas_Double Rack Oven_Codes & Standards Forecast | F3 | Commercial | Grocery | New | Food Preparation | Natural Gas | Double Rack Oven | Codes & Standards Forecast | Winter Demand Savings (MW)
F4_Commercial_Grocery_New_Food Preparation_Natural Gas_Double Rack Oven_Codes & Standards Forecast | F4 | Commercial | Grocery | New | Food Preparation | Natural Gas | Double Rack Oven | Codes & Standards Forecast | Incremental Savings (MMtherm)
F1_Commercial_Grocery_New_Food Preparation_Natural Gas_Fryer_Codes & Standards Forecast | F1 | Commercial | Grocery | New | Food Preparation | Natural Gas | Fryer | Codes & Standards Forecast | Consumption Savings (MMtherm)
F2_Commercial_Grocery_New_Food Preparation_Natural Gas_Fryer_Codes & Standards Forecast | F2 | Commercial | Grocery | New | Food Preparation | Natural Gas | Fryer | Codes & Standards Forecast | Summer Demand Savings (MW)
F3_Commercial_Grocery_New_Food Preparation_Natural Gas_Fryer_Codes & Standards Forecast | F3 | Commercial | Grocery | New | Food Preparation | Natural Gas | Fryer | Codes & Standards Forecast | Winter Demand Savings (MW)
F4_Commercial_Grocery_New_Food Preparation_Natural Gas_Fryer_Codes & Standards Forecast | F4 | Commercial | Grocery | New | Food Preparation | Natural Gas | Fryer | Codes & Standards Forecast | Incremental Savings (MMtherm)
F1_Commercial_Grocery_New_Food Preparation_Natural Gas_Broiler_Codes & Standards Forecast | F1 | Commercial | Grocery | New | Food Preparation | Natural Gas | Broiler | Codes & Standards Forecast | Consumption Savings (MMtherm)
F2_Commercial_Grocery_New_Food Preparation_Natural Gas_Broiler_Codes & Standards Forecast | F2 | Commercial | Grocery | New | Food Preparation | Natural Gas | Broiler | Codes & Standards Forecast | Summer Demand Savings (MW)
F3_Commercial_Grocery_New_Food Preparation_Natural Gas_Broiler_Codes & Standards Forecast | F3 | Commercial | Grocery | New | Food Preparation | Natural Gas | Broiler | Codes & Standards Forecast | Winter Demand Savings (MW)
F4_Commercial_Grocery_New_Food Preparation_Natural Gas_Broiler_Codes & Standards Forecast | F4 | Commercial | Grocery | New | Food Preparation | Natural Gas | Broiler | Codes & Standards Forecast | Incremental Savings (MMtherm)
F1_Commercial_Grocery_New_Food Preparation_Natural Gas_Griddle_Codes & Standards Forecast | F1 | Commercial | Grocery | New | Food Preparation | Natural Gas | Griddle | Codes & Standards Forecast | Consumption Savings (MMtherm)
F2_Commercial_Grocery_New_Food Preparation_Natural Gas_Griddle_Codes & Standards Forecast | F2 | Commercial | Grocery | New | Food Preparation | Natural Gas | Griddle | Codes & Standards Forecast | Summer Demand Savings (MW)
F3_Commercial_Grocery_New_Food Preparation_Natural Gas_Griddle_Codes & Standards Forecast | F3 | Commercial | Grocery | New | Food Preparation | Natural Gas | Griddle | Codes & Standards Forecast | Winter Demand Savings (MW)
F4_Commercial_Grocery_New_Food Preparation_Natural Gas_Griddle_Codes & Standards Forecast | F4 | Commercial | Grocery | New | Food Preparation | Natural Gas | Griddle | Codes & Standards Forecast | Incremental Savings (MMtherm)
F1_Commercial_Grocery_New_Food Preparation_Natural Gas_Range_Codes & Standards Forecast | F1 | Commercial | Grocery | New | Food Preparation | Natural Gas | Range | Codes & Standards Forecast | Consumption Savings (MMtherm)
F2_Commercial_Grocery_New_Food Preparation_Natural Gas_Range_Codes & Standards Forecast | F2 | Commercial | Grocery | New | Food Preparation | Natural Gas | Range | Codes & Standards Forecast | Summer Demand Savings (MW)
F3_Commercial_Grocery_New_Food Preparation_Natural Gas_Range_Codes & Standards Forecast | F3 | Commercial | Grocery | New | Food Preparation | Natural Gas | Range | Codes & Standards Forecast | Winter Demand Savings (MW)
F4_Commercial_Grocery_New_Food Preparation_Natural Gas_Range_Codes & Standards Forecast | F4 | Commercial | Grocery | New | Food Preparation | Natural Gas | Range | Codes & Standards Forecast | Incremental Savings (MMtherm)
F1_Commercial_Grocery_New_Food Preparation_Natural Gas_Steamer_Codes & Standards Forecast | F1 | Commercial | Grocery | New | Food Preparation | Natural Gas | Steamer | Codes & Standards Forecast | Consumption Savings (MMtherm)
F2_Commercial_Grocery_New_Food Preparation_Natural Gas_Steamer_Codes & Standards Forecast | F2 | Commercial | Grocery | New | Food Preparation | Natural Gas | Steamer | Codes & Standards Forecast | Summer Demand Savings (MW)
F3_Commercial_Grocery_New_Food Preparation_Natural Gas_Steamer_Codes & Standards Forecast | F3 | Commercial | Grocery | New | Food Preparation | Natural Gas | Steamer | Codes & Standards Forecast | Winter Demand Savings (MW)
F4_Commercial_Grocery_New_Food Preparation_Natural Gas_Steamer_Codes & Standards Forecast | F4 | Commercial | Grocery | New | Food Preparation | Natural Gas | Steamer | Codes & Standards Forecast | Incremental Savings (MMtherm)
F1_Commercial_Grocery_New_Food Preparation_Natural Gas_Food Prep Other_Codes & Standards Forecast | F1 | Commercial | Grocery | New | Food Preparation | Natural Gas | Food Prep Other | Codes & Standards Forecast | Consumption Savings (MMtherm)
F2_Commercial_Grocery_New_Food Preparation_Natural Gas_Food Prep Other_Codes & Standards Forecast | F2 | Commercial | Grocery | New | Food Preparation | Natural Gas | Food Prep Other | Codes & Standards Forecast | Summer Demand Savings (MW)
F3_Commercial_Grocery_New_Food Preparation_Natural Gas_Food Prep Other_Codes & Standards Forecast | F3 | Commercial | Grocery | New | Food Preparation | Natural Gas | Food Prep Other | Codes & Standards Forecast | Winter Demand Savings (MW)
F4_Commercial_Grocery_New_Food Preparation_Natural Gas_Food Prep Other_Codes & Standards Forecast | F4 | Commercial | Grocery | New | Food Preparation | Natural Gas | Food Prep Other | Codes & Standards Forecast | Incremental Savings (MMtherm)
F1_Commercial_Grocery_New_Miscellaneous_Natural Gas_Pool Heater_Codes & Standards Forecast | F1 | Commercial | Grocery | New | Miscellaneous | Natural Gas | Pool Heater | Codes & Standards Forecast | Consumption Savings (MMtherm)
F2_Commercial_Grocery_New_Miscellaneous_Natural Gas_Pool Heater_Codes & Standards Forecast | F2 | Commercial | Grocery | New | Miscellaneous | Natural Gas | Pool Heater | Codes & Standards Forecast | Summer Demand Savings (MW)
F3_Commercial_Grocery_New_Miscellaneous_Natural Gas_Pool Heater_Codes & Standards Forecast | F3 | Commercial | Grocery | New | Miscellaneous | Natural Gas | Pool Heater | Codes & Standards Forecast | Winter Demand Savings (MW)
F4_Commercial_Grocery_New_Miscellaneous_Natural Gas_Pool Heater_Codes & Standards Forecast | F4 | Commercial | Grocery | New | Miscellaneous | Natural Gas | Pool Heater | Codes & Standards Forecast | Incremental Savings (MMtherm)
F1_Commercial_Grocery_New_Miscellaneous_Natural Gas_Miscellaneous_Codes & Standards Forecast | F1 | Commercial | Grocery | New | Miscellaneous | Natural Gas | Miscellaneous | Codes & Standards Forecast | Consumption Savings (MMtherm)
F2_Commercial_Grocery_New_Miscellaneous_Natural Gas_Miscellaneous_Codes & Standards Forecast | F2 | Commercial | Grocery | New | Miscellaneous | Natural Gas | Miscellaneous | Codes & Standards Forecast | Summer Demand Savings (MW)
F3_Commercial_Grocery_New_Miscellaneous_Natural Gas_Miscellaneous_Codes & Standards Forecast | F3 | Commercial | Grocery | New | Miscellaneous | Natural Gas | Miscellaneous | Codes & Standards Forecast | Winter Demand Savings (MW)
F4_Commercial_Grocery_New_Miscellaneous_Natural Gas_Miscellaneous_Codes & Standards Forecast | F4 | Commercial | Grocery | New | Miscellaneous | Natural Gas | Miscellaneous | Codes & Standards Forecast | Incremental Savings (MMtherm)
F1_Commercial_School_Existing_Space Heating_Natural Gas_Furnace_Codes & Standards Forecast | F1 | Commercial | School | Existing | Space Heating | Natural Gas | Furnace | Codes & Standards Forecast | Consumption Savings (MMtherm)
F2_Commercial_School_Existing_Space Heating_Natural Gas_Furnace_Codes & Standards Forecast | F2 | Commercial | School | Existing | Space Heating | Natural Gas | Furnace | Codes & Standards Forecast | Summer Demand Savings (MW)
F3_Commercial_School_Existing_Space Heating_Natural Gas_Furnace_Codes & Standards Forecast | F3 | Commercial | School | Existing | Space Heating | Natural Gas | Furnace | Codes & Standards Forecast | Winter Demand Savings (MW)
F4_Commercial_School_Existing_Space Heating_Natural Gas_Furnace_Codes & Standards Forecast | F4 | Commercial | School | Existing | Space Heating | Natural Gas | Furnace | Codes & Standards Forecast | Incremental Savings (MMtherm)
F1_Commercial_School_Existing_Space Heating_Natural Gas_Boiler_Codes & Standards Forecast | F1 | Commercial | School | Existing | Space Heating | Natural Gas | Boiler | Codes & Standards Forecast | Consumption Savings (MMtherm)
F2_Commercial_School_Existing_Space Heating_Natural Gas_Boiler_Codes & Standards Forecast | F2 | Commercial | School | Existing | Space Heating | Natural Gas | Boiler | Codes & Standards Forecast | Summer Demand Savings (MW)
F3_Commercial_School_Existing_Space Heating_Natural Gas_Boiler_Codes & Standards Forecast | F3 | Commercial | School | Existing | Space Heating | Natural Gas | Boiler | Codes & Standards Forecast | Winter Demand Savings (MW)
F4_Commercial_School_Existing_Space Heating_Natural Gas_Boiler_Codes & Standards Forecast | F4 | Commercial | School | Existing | Space Heating | Natural Gas | Boiler | Codes & Standards Forecast | Incremental Savings (MMtherm)
F1_Commercial_School_Existing_Space Heating_Natural Gas_Unit Heater_Codes & Standards Forecast | F1 | Commercial | School | Existing | Space Heating | Natural Gas | Unit Heater | Codes & Standards Forecast | Consumption Savings (MMtherm)
F2_Commercial_School_Existing_Space Heating_Natural Gas_Unit Heater_Codes & Standards Forecast | F2 | Commercial | School | Existing | Space Heating | Natural Gas | Unit Heater | Codes & Standards Forecast | Summer Demand Savings (MW)
F3_Commercial_School_Existing_Space Heating_Natural Gas_Unit Heater_Codes & Standards Forecast | F3 | Commercial | School | Existing | Space Heating | Natural Gas | Unit Heater | Codes & Standards Forecast | Winter Demand Savings (MW)
F4_Commercial_School_Existing_Space Heating_Natural Gas_Unit Heater_Codes & Standards Forecast | F4 | Commercial | School | Existing | Space Heating | Natural Gas | Unit Heater | Codes & Standards Forecast | Incremental Savings (MMtherm)
F1_Commercial_School_Existing_Water Heating_Natural Gas_Water Heater_Codes & Standards Forecast | F1 | Commercial | School | Existing | Water Heating | Natural Gas | Water Heater | Codes & Standards Forecast | Consumption Savings (MMtherm)
F2_Commercial_School_Existing_Water Heating_Natural Gas_Water Heater_Codes & Standards Forecast | F2 | Commercial | School | Existing | Water Heating | Natural Gas | Water Heater | Codes & Standards Forecast | Summer Demand Savings (MW)
F3_Commercial_School_Existing_Water Heating_Natural Gas_Water Heater_Codes & Standards Forecast | F3 | Commercial | School | Existing | Water Heating | Natural Gas | Water Heater | Codes & Standards Forecast | Winter Demand Savings (MW)
F4_Commercial_School_Existing_Water Heating_Natural Gas_Water Heater_Codes & Standards Forecast | F4 | Commercial | School | Existing | Water Heating | Natural Gas | Water Heater | Codes & Standards Forecast | Incremental Savings (MMtherm)
F1_Commercial_School_Existing_Food Preparation_Natural Gas_Oven_Codes & Standards Forecast | F1 | Commercial | School | Existing | Food Preparation | Natural Gas | Oven | Codes & Standards Forecast | Consumption Savings (MMtherm)
F2_Commercial_School_Existing_Food Preparation_Natural Gas_Oven_Codes & Standards Forecast | F2 | Commercial | School | Existing | Food Preparation | Natural Gas | Oven | Codes & Standards Forecast | Summer Demand Savings (MW)
F3_Commercial_School_Existing_Food Preparation_Natural Gas_Oven_Codes & Standards Forecast | F3 | Commercial | School | Existing | Food Preparation | Natural Gas | Oven | Codes & Standards Forecast | Winter Demand Savings (MW)
F4_Commercial_School_Existing_Food Preparation_Natural Gas_Oven_Codes & Standards Forecast | F4 | Commercial | School | Existing | Food Preparation | Natural Gas | Oven | Codes & Standards Forecast | Incremental Savings (MMtherm)
F1_Commercial_School_Existing_Food Preparation_Natural Gas_Conveyor Oven_Codes & Standards Forecast | F1 | Commercial | School | Existing | Food Preparation | Natural Gas | Conveyor Oven | Codes & Standards Forecast | Consumption Savings (MMtherm)
F2_Commercial_School_Existing_Food Preparation_Natural Gas_Conveyor Oven_Codes & Standards Forecast | F2 | Commercial | School | Existing | Food Preparation | Natural Gas | Conveyor Oven | Codes & Standards Forecast | Summer Demand Savings (MW)
F3_Commercial_School_Existing_Food Preparation_Natural Gas_Conveyor Oven_Codes & Standards Forecast | F3 | Commercial | School | Existing | Food Preparation | Natural Gas | Conveyor Oven | Codes & Standards Forecast | Winter Demand Savings (MW)
F4_Commercial_School_Existing_Food Preparation_Natural Gas_Conveyor Oven_Codes & Standards Forecast | F4 | Commercial | School | Existing | Food Preparation | Natural Gas | Conveyor Oven | Codes & Standards Forecast | Incremental Savings (MMtherm)
F1_Commercial_School_Existing_Food Preparation_Natural Gas_Double Rack Oven_Codes & Standards Forecast | F1 | Commercial | School | Existing | Food Preparation | Natural Gas | Double Rack Oven | Codes & Standards Forecast | Consumption Savings (MMtherm)
F2_Commercial_School_Existing_Food Preparation_Natural Gas_Double Rack Oven_Codes & Standards Forecast | F2 | Commercial | School | Existing | Food Preparation | Natural Gas | Double Rack Oven | Codes & Standards Forecast | Summer Demand Savings (MW)
F3_Commercial_School_Existing_Food Preparation_Natural Gas_Double Rack Oven_Codes & Standards Forecast | F3 | Commercial | School | Existing | Food Preparation | Natural Gas | Double Rack Oven | Codes & Standards Forecast | Winter Demand Savings (MW)
F4_Commercial_School_Existing_Food Preparation_Natural Gas_Double Rack Oven_Codes & Standards Forecast | F4 | Commercial | School | Existing | Food Preparation | Natural Gas | Double Rack Oven | Codes & Standards Forecast | Incremental Savings (MMtherm)
F1_Commercial_School_Existing_Food Preparation_Natural Gas_Fryer_Codes & Standards Forecast | F1 | Commercial | School | Existing | Food Preparation | Natural Gas | Fryer | Codes & Standards Forecast | Consumption Savings (MMtherm)
F2_Commercial_School_Existing_Food Preparation_Natural Gas_Fryer_Codes & Standards Forecast | F2 | Commercial | School | Existing | Food Preparation | Natural Gas | Fryer | Codes & Standards Forecast | Summer Demand Savings (MW)
F3_Commercial_School_Existing_Food Preparation_Natural Gas_Fryer_Codes & Standards Forecast | F3 | Commercial | School | Existing | Food Preparation | Natural Gas | Fryer | Codes & Standards Forecast | Winter Demand Savings (MW)
F4_Commercial_School_Existing_Food Preparation_Natural Gas_Fryer_Codes & Standards Forecast | F4 | Commercial | School | Existing | Food Preparation | Natural Gas | Fryer | Codes & Standards Forecast | Incremental Savings (MMtherm)
F1_Commercial_School_Existing_Food Preparation_Natural Gas_Broiler_Codes & Standards Forecast | F1 | Commercial | School | Existing | Food Preparation | Natural Gas | Broiler | Codes & Standards Forecast | Consumption Savings (MMtherm)
F2_Commercial_School_Existing_Food Preparation_Natural Gas_Broiler_Codes & Standards Forecast | F2 | Commercial | School | Existing | Food Preparation | Natural Gas | Broiler | Codes & Standards Forecast | Summer Demand Savings (MW)
F3_Commercial_School_Existing_Food Preparation_Natural Gas_Broiler_Codes & Standards Forecast | F3 | Commercial | School | Existing | Food Preparation | Natural Gas | Broiler | Codes & Standards Forecast | Winter Demand Savings (MW)
F4_Commercial_School_Existing_Food Preparation_Natural Gas_Broiler_Codes & Standards Forecast | F4 | Commercial | School | Existing | Food Preparation | Natural Gas | Broiler | Codes & Standards Forecast | Incremental Savings (MMtherm)
F1_Commercial_School_Existing_Food Preparation_Natural Gas_Griddle_Codes & Standards Forecast | F1 | Commercial | School | Existing | Food Preparation | Natural Gas | Griddle | Codes & Standards Forecast | Consumption Savings (MMtherm)
F2_Commercial_School_Existing_Food Preparation_Natural Gas_Griddle_Codes & Standards Forecast | F2 | Commercial | School | Existing | Food Preparation | Natural Gas | Griddle | Codes & Standards Forecast | Summer Demand Savings (MW)
F3_Commercial_School_Existing_Food Preparation_Natural Gas_Griddle_Codes & Standards Forecast | F3 | Commercial | School | Existing | Food Preparation | Natural Gas | Griddle | Codes & Standards Forecast | Winter Demand Savings (MW)
F4_Commercial_School_Existing_Food Preparation_Natural Gas_Griddle_Codes & Standards Forecast | F4 | Commercial | School | Existing | Food Preparation | Natural Gas | Griddle | Codes & Standards Forecast | Incremental Savings (MMtherm)
F1_Commercial_School_Existing_Food Preparation_Natural Gas_Range_Codes & Standards Forecast | F1 | Commercial | School | Existing | Food Preparation | Natural Gas | Range | Codes & Standards Forecast | Consumption Savings (MMtherm)
F2_Commercial_School_Existing_Food Preparation_Natural Gas_Range_Codes & Standards Forecast | F2 | Commercial | School | Existing | Food Preparation | Natural Gas | Range | Codes & Standards Forecast | Summer Demand Savings (MW)
F3_Commercial_School_Existing_Food Preparation_Natural Gas_Range_Codes & Standards Forecast | F3 | Commercial | School | Existing | Food Preparation | Natural Gas | Range | Codes & Standards Forecast | Winter Demand Savings (MW)
F4_Commercial_School_Existing_Food Preparation_Natural Gas_Range_Codes & Standards Forecast | F4 | Commercial | School | Existing | Food Preparation | Natural Gas | Range | Codes & Standards Forecast | Incremental Savings (MMtherm)
F1_Commercial_School_Existing_Food Preparation_Natural Gas_Steamer_Codes & Standards Forecast | F1 | Commercial | School | Existing | Food Preparation | Natural Gas | Steamer | Codes & Standards Forecast | Consumption Savings (MMtherm)
F2_Commercial_School_Existing_Food Preparation_Natural Gas_Steamer_Codes & Standards Forecast | F2 | Commercial | School | Existing | Food Preparation | Natural Gas | Steamer | Codes & Standards Forecast | Summer Demand Savings (MW)
F3_Commercial_School_Existing_Food Preparation_Natural Gas_Steamer_Codes & Standards Forecast | F3 | Commercial | School | Existing | Food Preparation | Natural Gas | Steamer | Codes & Standards Forecast | Winter Demand Savings (MW)
F4_Commercial_School_Existing_Food Preparation_Natural Gas_Steamer_Codes & Standards Forecast | F4 | Commercial | School | Existing | Food Preparation | Natural Gas | Steamer | Codes & Standards Forecast | Incremental Savings (MMtherm)
F1_Commercial_School_Existing_Food Preparation_Natural Gas_Food Prep Other_Codes & Standards Forecast | F1 | Commercial | School | Existing | Food Preparation | Natural Gas | Food Prep Other | Codes & Standards Forecast | Consumption Savings (MMtherm)
F2_Commercial_School_Existing_Food Preparation_Natural Gas_Food Prep Other_Codes & Standards Forecast | F2 | Commercial | School | Existing | Food Preparation | Natural Gas | Food Prep Other | Codes & Standards Forecast | Summer Demand Savings (MW)
F3_Commercial_School_Existing_Food Preparation_Natural Gas_Food Prep Other_Codes & Standards Forecast | F3 | Commercial | School | Existing | Food Preparation | Natural Gas | Food Prep Other | Codes & Standards Forecast | Winter Demand Savings (MW)
F4_Commercial_School_Existing_Food Preparation_Natural Gas_Food Prep Other_Codes & Standards Forecast | F4 | Commercial | School | Existing | Food Preparation | Natural Gas | Food Prep Other | Codes & Standards Forecast | Incremental Savings (MMtherm)
F1_Commercial_School_Existing_Miscellaneous_Natural Gas_Pool Heater_Codes & Standards Forecast | F1 | Commercial | School | Existing | Miscellaneous | Natural Gas | Pool Heater | Codes & Standards Forecast | Consumption Savings (MMtherm)
F2_Commercial_School_Existing_Miscellaneous_Natural Gas_Pool Heater_Codes & Standards Forecast | F2 | Commercial | School | Existing | Miscellaneous | Natural Gas | Pool Heater | Codes & Standards Forecast | Summer Demand Savings (MW)
F3_Commercial_School_Existing_Miscellaneous_Natural Gas_Pool Heater_Codes & Standards Forecast | F3 | Commercial | School | Existing | Miscellaneous | Natural Gas | Pool Heater | Codes & Standards Forecast | Winter Demand Savings (MW)
F4_Commercial_School_Existing_Miscellaneous_Natural Gas_Pool Heater_Codes & Standards Forecast | F4 | Commercial | School | Existing | Miscellaneous | Natural Gas | Pool Heater | Codes & Standards Forecast | Incremental Savings (MMtherm)
F1_Commercial_School_Existing_Miscellaneous_Natural Gas_Miscellaneous_Codes & Standards Forecast | F1 | Commercial | School | Existing | Miscellaneous | Natural Gas | Miscellaneous | Codes & Standards Forecast | Consumption Savings (MMtherm)
F2_Commercial_School_Existing_Miscellaneous_Natural Gas_Miscellaneous_Codes & Standards Forecast | F2 | Commercial | School | Existing | Miscellaneous | Natural Gas | Miscellaneous | Codes & Standards Forecast | Summer Demand Savings (MW)
F3_Commercial_School_Existing_Miscellaneous_Natural Gas_Miscellaneous_Codes & Standards Forecast | F3 | Commercial | School | Existing | Miscellaneous | Natural Gas | Miscellaneous | Codes & Standards Forecast | Winter Demand Savings (MW)
F4_Commercial_School_Existing_Miscellaneous_Natural Gas_Miscellaneous_Codes & Standards Forecast | F4 | Commercial | School | Existing | Miscellaneous | Natural Gas | Miscellaneous | Codes & Standards Forecast | Incremental Savings (MMtherm)
F1_Commercial_School_New_Space Heating_Natural Gas_Furnace_Codes & Standards Forecast | F1 | Commercial | School | New | Space Heating | Natural Gas | Furnace | Codes & Standards Forecast | Consumption Savings (MMtherm)
F2_Commercial_School_New_Space Heating_Natural Gas_Furnace_Codes & Standards Forecast | F2 | Commercial | School | New | Space Heating | Natural Gas | Furnace | Codes & Standards Forecast | Summer Demand Savings (MW)
F3_Commercial_School_New_Space Heating_Natural Gas_Furnace_Codes & Standards Forecast | F3 | Commercial | School | New | Space Heating | Natural Gas | Furnace | Codes & Standards Forecast | Winter Demand Savings (MW)
F4_Commercial_School_New_Space Heating_Natural Gas_Furnace_Codes & Standards Forecast | F4 | Commercial | School | New | Space Heating | Natural Gas | Furnace | Codes & Standards Forecast | Incremental Savings (MMtherm)
F1_Commercial_School_New_Space Heating_Natural Gas_Boiler_Codes & Standards Forecast | F1 | Commercial | School | New | Space Heating | Natural Gas | Boiler | Codes & Standards Forecast | Consumption Savings (MMtherm)
F2_Commercial_School_New_Space Heating_Natural Gas_Boiler_Codes & Standards Forecast | F2 | Commercial | School | New | Space Heating | Natural Gas | Boiler | Codes & Standards Forecast | Summer Demand Savings (MW)
F3_Commercial_School_New_Space Heating_Natural Gas_Boiler_Codes & Standards Forecast | F3 | Commercial | School | New | Space Heating | Natural Gas | Boiler | Codes & Standards Forecast | Winter Demand Savings (MW)
F4_Commercial_School_New_Space Heating_Natural Gas_Boiler_Codes & Standards Forecast | F4 | Commercial | School | New | Space Heating | Natural Gas | Boiler | Codes & Standards Forecast | Incremental Savings (MMtherm)
F1_Commercial_School_New_Space Heating_Natural Gas_Unit Heater_Codes & Standards Forecast | F1 | Commercial | School | New | Space Heating | Natural Gas | Unit Heater | Codes & Standards Forecast | Consumption Savings (MMtherm)
F2_Commercial_School_New_Space Heating_Natural Gas_Unit Heater_Codes & Standards Forecast | F2 | Commercial | School | New | Space Heating | Natural Gas | Unit Heater | Codes & Standards Forecast | Summer Demand Savings (MW)
F3_Commercial_School_New_Space Heating_Natural Gas_Unit Heater_Codes & Standards Forecast | F3 | Commercial | School | New | Space Heating | Natural Gas | Unit Heater | Codes & Standards Forecast | Winter Demand Savings (MW)
F4_Commercial_School_New_Space Heating_Natural Gas_Unit Heater_Codes & Standards Forecast | F4 | Commercial | School | New | Space Heating | Natural Gas | Unit Heater | Codes & Standards Forecast | Incremental Savings (MMtherm)
F1_Commercial_School_New_Water Heating_Natural Gas_Water Heater_Codes & Standards Forecast | F1 | Commercial | School | New | Water Heating | Natural Gas | Water Heater | Codes & Standards Forecast | Consumption Savings (MMtherm)
F2_Commercial_School_New_Water Heating_Natural Gas_Water Heater_Codes & Standards Forecast | F2 | Commercial | School | New | Water Heating | Natural Gas | Water Heater | Codes & Standards Forecast | Summer Demand Savings (MW)
F3_Commercial_School_New_Water Heating_Natural Gas_Water Heater_Codes & Standards Forecast | F3 | Commercial | School | New | Water Heating | Natural Gas | Water Heater | Codes & Standards Forecast | Winter Demand Savings (MW)
F4_Commercial_School_New_Water Heating_Natural Gas_Water Heater_Codes & Standards Forecast | F4 | Commercial | School | New | Water Heating | Natural Gas | Water Heater | Codes & Standards Forecast | Incremental Savings (MMtherm)
F1_Commercial_School_New_Food Preparation_Natural Gas_Oven_Codes & Standards Forecast | F1 | Commercial | School | New | Food Preparation | Natural Gas | Oven | Codes & Standards Forecast | Consumption Savings (MMtherm)
F2_Commercial_School_New_Food Preparation_Natural Gas_Oven_Codes & Standards Forecast | F2 | Commercial | School | New | Food Preparation | Natural Gas | Oven | Codes & Standards Forecast | Summer Demand Savings (MW)
F3_Commercial_School_New_Food Preparation_Natural Gas_Oven_Codes & Standards Forecast | F3 | Commercial | School | New | Food Preparation | Natural Gas | Oven | Codes & Standards Forecast | Winter Demand Savings (MW)
F4_Commercial_School_New_Food Preparation_Natural Gas_Oven_Codes & Standards Forecast | F4 | Commercial | School | New | Food Preparation | Natural Gas | Oven | Codes & Standards Forecast | Incremental Savings (MMtherm)
F1_Commercial_School_New_Food Preparation_Natural Gas_Conveyor Oven_Codes & Standards Forecast | F1 | Commercial | School | New | Food Preparation | Natural Gas | Conveyor Oven | Codes & Standards Forecast | Consumption Savings (MMtherm)
F2_Commercial_School_New_Food Preparation_Natural Gas_Conveyor Oven_Codes & Standards Forecast | F2 | Commercial | School | New | Food Preparation | Natural Gas | Conveyor Oven | Codes & Standards Forecast | Summer Demand Savings (MW)
F3_Commercial_School_New_Food Preparation_Natural Gas_Conveyor Oven_Codes & Standards Forecast | F3 | Commercial | School | New | Food Preparation | Natural Gas | Conveyor Oven | Codes & Standards Forecast | Winter Demand Savings (MW)
F4_Commercial_School_New_Food Preparation_Natural Gas_Conveyor Oven_Codes & Standards Forecast | F4 | Commercial | School | New | Food Preparation | Natural Gas | Conveyor Oven | Codes & Standards Forecast | Incremental Savings (MMtherm)
F1_Commercial_School_New_Food Preparation_Natural Gas_Double Rack Oven_Codes & Standards Forecast | F1 | Commercial | School | New | Food Preparation | Natural Gas | Double Rack Oven | Codes & Standards Forecast | Consumption Savings (MMtherm)
F2_Commercial_School_New_Food Preparation_Natural Gas_Double Rack Oven_Codes & Standards Forecast | F2 | Commercial | School | New | Food Preparation | Natural Gas | Double Rack Oven | Codes & Standards Forecast | Summer Demand Savings (MW)
F3_Commercial_School_New_Food Preparation_Natural Gas_Double Rack Oven_Codes & Standards Forecast | F3 | Commercial | School | New | Food Preparation | Natural Gas | Double Rack Oven | Codes & Standards Forecast | Winter Demand Savings (MW)
F4_Commercial_School_New_Food Preparation_Natural Gas_Double Rack Oven_Codes & Standards Forecast | F4 | Commercial | School | New | Food Preparation | Natural Gas | Double Rack Oven | Codes & Standards Forecast | Incremental Savings (MMtherm)
F1_Commercial_School_New_Food Preparation_Natural Gas_Fryer_Codes & Standards Forecast | F1 | Commercial | School | New | Food Preparation | Natural Gas | Fryer | Codes & Standards Forecast | Consumption Savings (MMtherm)
F2_Commercial_School_New_Food Preparation_Natural Gas_Fryer_Codes & Standards Forecast | F2 | Commercial | School | New | Food Preparation | Natural Gas | Fryer | Codes & Standards Forecast | Summer Demand Savings (MW)
F3_Commercial_School_New_Food Preparation_Natural Gas_Fryer_Codes & Standards Forecast | F3 | Commercial | School | New | Food Preparation | Natural Gas | Fryer | Codes & Standards Forecast | Winter Demand Savings (MW)
F4_Commercial_School_New_Food Preparation_Natural Gas_Fryer_Codes & Standards Forecast | F4 | Commercial | School | New | Food Preparation | Natural Gas | Fryer | Codes & Standards Forecast | Incremental Savings (MMtherm)
F1_Commercial_School_New_Food Preparation_Natural Gas_Broiler_Codes & Standards Forecast | F1 | Commercial | School | New | Food Preparation | Natural Gas | Broiler | Codes & Standards Forecast | Consumption Savings (MMtherm)
F2_Commercial_School_New_Food Preparation_Natural Gas_Broiler_Codes & Standards Forecast | F2 | Commercial | School | New | Food Preparation | Natural Gas | Broiler | Codes & Standards Forecast | Summer Demand Savings (MW)
F3_Commercial_School_New_Food Preparation_Natural Gas_Broiler_Codes & Standards Forecast | F3 | Commercial | School | New | Food Preparation | Natural Gas | Broiler | Codes & Standards Forecast | Winter Demand Savings (MW)
F4_Commercial_School_New_Food Preparation_Natural Gas_Broiler_Codes & Standards Forecast | F4 | Commercial | School | New | Food Preparation | Natural Gas | Broiler | Codes & Standards Forecast | Incremental Savings (MMtherm)
F1_Commercial_School_New_Food Preparation_Natural Gas_Griddle_Codes & Standards Forecast | F1 | Commercial | School | New | Food Preparation | Natural Gas | Griddle | Codes & Standards Forecast | Consumption Savings (MMtherm)
F2_Commercial_School_New_Food Preparation_Natural Gas_Griddle_Codes & Standards Forecast | F2 | Commercial | School | New | Food Preparation | Natural Gas | Griddle | Codes & Standards Forecast | Summer Demand Savings (MW)
F3_Commercial_School_New_Food Preparation_Natural Gas_Griddle_Codes & Standards Forecast | F3 | Commercial | School | New | Food Preparation | Natural Gas | Griddle | Codes & Standards Forecast | Winter Demand Savings (MW)
F4_Commercial_School_New_Food Preparation_Natural Gas_Griddle_Codes & Standards Forecast | F4 | Commercial | School | New | Food Preparation | Natural Gas | Griddle | Codes & Standards Forecast | Incremental Savings (MMtherm)
F1_Commercial_School_New_Food Preparation_Natural Gas_Range_Codes & Standards Forecast | F1 | Commercial | School | New | Food Preparation | Natural Gas | Range | Codes & Standards Forecast | Consumption Savings (MMtherm)
F2_Commercial_School_New_Food Preparation_Natural Gas_Range_Codes & Standards Forecast | F2 | Commercial | School | New | Food Preparation | Natural Gas | Range | Codes & Standards Forecast | Summer Demand Savings (MW)
F3_Commercial_School_New_Food Preparation_Natural Gas_Range_Codes & Standards Forecast | F3 | Commercial | School | New | Food Preparation | Natural Gas | Range | Codes & Standards Forecast | Winter Demand Savings (MW)
F4_Commercial_School_New_Food Preparation_Natural Gas_Range_Codes & Standards Forecast | F4 | Commercial | School | New | Food Preparation | Natural Gas | Range | Codes & Standards Forecast | Incremental Savings (MMtherm)
F1_Commercial_School_New_Food Preparation_Natural Gas_Steamer_Codes & Standards Forecast | F1 | Commercial | School | New | Food Preparation | Natural Gas | Steamer | Codes & Standards Forecast | Consumption Savings (MMtherm)
F2_Commercial_School_New_Food Preparation_Natural Gas_Steamer_Codes & Standards Forecast | F2 | Commercial | School | New | Food Preparation | Natural Gas | Steamer | Codes & Standards Forecast | Summer Demand Savings (MW)
F3_Commercial_School_New_Food Preparation_Natural Gas_Steamer_Codes & Standards Forecast | F3 | Commercial | School | New | Food Preparation | Natural Gas | Steamer | Codes & Standards Forecast | Winter Demand Savings (MW)
F4_Commercial_School_New_Food Preparation_Natural Gas_Steamer_Codes & Standards Forecast | F4 | Commercial | School | New | Food Preparation | Natural Gas | Steamer | Codes & Standards Forecast | Incremental Savings (MMtherm)
F1_Commercial_School_New_Food Preparation_Natural Gas_Food Prep Other_Codes & Standards Forecast | F1 | Commercial | School | New | Food Preparation | Natural Gas | Food Prep Other | Codes & Standards Forecast | Consumption Savings (MMtherm)
F2_Commercial_School_New_Food Preparation_Natural Gas_Food Prep Other_Codes & Standards Forecast | F2 | Commercial | School | New | Food Preparation | Natural Gas | Food Prep Other | Codes & Standards Forecast | Summer Demand Savings (MW)
F3_Commercial_School_New_Food Preparation_Natural Gas_Food Prep Other_Codes & Standards Forecast | F3 | Commercial | School | New | Food Preparation | Natural Gas | Food Prep Other | Codes & Standards Forecast | Winter Demand Savings (MW)
F4_Commercial_School_New_Food Preparation_Natural Gas_Food Prep Other_Codes & Standards Forecast | F4 | Commercial | School | New | Food Preparation | Natural Gas | Food Prep Other | Codes & Standards Forecast | Incremental Savings (MMtherm)
F1_Commercial_School_New_Miscellaneous_Natural Gas_Pool Heater_Codes & Standards Forecast | F1 | Commercial | School | New | Miscellaneous | Natural Gas | Pool Heater | Codes & Standards Forecast | Consumption Savings (MMtherm)
F2_Commercial_School_New_Miscellaneous_Natural Gas_Pool Heater_Codes & Standards Forecast | F2 | Commercial | School | New | Miscellaneous | Natural Gas | Pool Heater | Codes & Standards Forecast | Summer Demand Savings (MW)
F3_Commercial_School_New_Miscellaneous_Natural Gas_Pool Heater_Codes & Standards Forecast | F3 | Commercial | School | New | Miscellaneous | Natural Gas | Pool Heater | Codes & Standards Forecast | Winter Demand Savings (MW)
F4_Commercial_School_New_Miscellaneous_Natural Gas_Pool Heater_Codes & Standards Forecast | F4 | Commercial | School | New | Miscellaneous | Natural Gas | Pool Heater | Codes & Standards Forecast | Incremental Savings (MMtherm)
F1_Commercial_School_New_Miscellaneous_Natural Gas_Miscellaneous_Codes & Standards Forecast | F1 | Commercial | School | New | Miscellaneous | Natural Gas | Miscellaneous | Codes & Standards Forecast | Consumption Savings (MMtherm)
F2_Commercial_School_New_Miscellaneous_Natural Gas_Miscellaneous_Codes & Standards Forecast | F2 | Commercial | School | New | Miscellaneous | Natural Gas | Miscellaneous | Codes & Standards Forecast | Summer Demand Savings (MW)
F3_Commercial_School_New_Miscellaneous_Natural Gas_Miscellaneous_Codes & Standards Forecast | F3 | Commercial | School | New | Miscellaneous | Natural Gas | Miscellaneous | Codes & Standards Forecast | Winter Demand Savings (MW)
F4_Commercial_School_New_Miscellaneous_Natural Gas_Miscellaneous_Codes & Standards Forecast | F4 | Commercial | School | New | Miscellaneous | Natural Gas | Miscellaneous | Codes & Standards Forecast | Incremental Savings (MMtherm)
F1_Commercial_College_Existing_Space Heating_Natural Gas_Furnace_Codes & Standards Forecast | F1 | Commercial | College | Existing | Space Heating | Natural Gas | Furnace | Codes & Standards Forecast | Consumption Savings (MMtherm)
F2_Commercial_College_Existing_Space Heating_Natural Gas_Furnace_Codes & Standards Forecast | F2 | Commercial | College | Existing | Space Heating | Natural Gas | Furnace | Codes & Standards Forecast | Summer Demand Savings (MW)
F3_Commercial_College_Existing_Space Heating_Natural Gas_Furnace_Codes & Standards Forecast | F3 | Commercial | College | Existing | Space Heating | Natural Gas | Furnace | Codes & Standards Forecast | Winter Demand Savings (MW)
F4_Commercial_College_Existing_Space Heating_Natural Gas_Furnace_Codes & Standards Forecast | F4 | Commercial | College | Existing | Space Heating | Natural Gas | Furnace | Codes & Standards Forecast | Incremental Savings (MMtherm)
F1_Commercial_College_Existing_Space Heating_Natural Gas_Boiler_Codes & Standards Forecast | F1 | Commercial | College | Existing | Space Heating | Natural Gas | Boiler | Codes & Standards Forecast | Consumption Savings (MMtherm)
F2_Commercial_College_Existing_Space Heating_Natural Gas_Boiler_Codes & Standards Forecast | F2 | Commercial | College | Existing | Space Heating | Natural Gas | Boiler | Codes & Standards Forecast | Summer Demand Savings (MW)
F3_Commercial_College_Existing_Space Heating_Natural Gas_Boiler_Codes & Standards Forecast | F3 | Commercial | College | Existing | Space Heating | Natural Gas | Boiler | Codes & Standards Forecast | Winter Demand Savings (MW)
F4_Commercial_College_Existing_Space Heating_Natural Gas_Boiler_Codes & Standards Forecast | F4 | Commercial | College | Existing | Space Heating | Natural Gas | Boiler | Codes & Standards Forecast | Incremental Savings (MMtherm)
F1_Commercial_College_Existing_Space Heating_Natural Gas_Unit Heater_Codes & Standards Forecast | F1 | Commercial | College | Existing | Space Heating | Natural Gas | Unit Heater | Codes & Standards Forecast | Consumption Savings (MMtherm)
F2_Commercial_College_Existing_Space Heating_Natural Gas_Unit Heater_Codes & Standards Forecast | F2 | Commercial | College | Existing | Space Heating | Natural Gas | Unit Heater | Codes & Standards Forecast | Summer Demand Savings (MW)
F3_Commercial_College_Existing_Space Heating_Natural Gas_Unit Heater_Codes & Standards Forecast | F3 | Commercial | College | Existing | Space Heating | Natural Gas | Unit Heater | Codes & Standards Forecast | Winter Demand Savings (MW)
F4_Commercial_College_Existing_Space Heating_Natural Gas_Unit Heater_Codes & Standards Forecast | F4 | Commercial | College | Existing | Space Heating | Natural Gas | Unit Heater | Codes & Standards Forecast | Incremental Savings (MMtherm)
F1_Commercial_College_Existing_Water Heating_Natural Gas_Water Heater_Codes & Standards Forecast | F1 | Commercial | College | Existing | Water Heating | Natural Gas | Water Heater | Codes & Standards Forecast | Consumption Savings (MMtherm)
F2_Commercial_College_Existing_Water Heating_Natural Gas_Water Heater_Codes & Standards Forecast | F2 | Commercial | College | Existing | Water Heating | Natural Gas | Water Heater | Codes & Standards Forecast | Summer Demand Savings (MW)
F3_Commercial_College_Existing_Water Heating_Natural Gas_Water Heater_Codes & Standards Forecast | F3 | Commercial | College | Existing | Water Heating | Natural Gas | Water Heater | Codes & Standards Forecast | Winter Demand Savings (MW)
F4_Commercial_College_Existing_Water Heating_Natural Gas_Water Heater_Codes & Standards Forecast | F4 | Commercial | College | Existing | Water Heating | Natural Gas | Water Heater | Codes & Standards Forecast | Incremental Savings (MMtherm)
F1_Commercial_College_Existing_Food Preparation_Natural Gas_Oven_Codes & Standards Forecast | F1 | Commercial | College | Existing | Food Preparation | Natural Gas | Oven | Codes & Standards Forecast | Consumption Savings (MMtherm)
F2_Commercial_College_Existing_Food Preparation_Natural Gas_Oven_Codes & Standards Forecast | F2 | Commercial | College | Existing | Food Preparation | Natural Gas | Oven | Codes & Standards Forecast | Summer Demand Savings (MW)
F3_Commercial_College_Existing_Food Preparation_Natural Gas_Oven_Codes & Standards Forecast | F3 | Commercial | College | Existing | Food Preparation | Natural Gas | Oven | Codes & Standards Forecast | Winter Demand Savings (MW)
F4_Commercial_College_Existing_Food Preparation_Natural Gas_Oven_Codes & Standards Forecast | F4 | Commercial | College | Existing | Food Preparation | Natural Gas | Oven | Codes & Standards Forecast | Incremental Savings (MMtherm)
F1_Commercial_College_Existing_Food Preparation_Natural Gas_Conveyor Oven_Codes & Standards Forecast | F1 | Commercial | College | Existing | Food Preparation | Natural Gas | Conveyor Oven | Codes & Standards Forecast | Consumption Savings (MMtherm)
F2_Commercial_College_Existing_Food Preparation_Natural Gas_Conveyor Oven_Codes & Standards Forecast | F2 | Commercial | College | Existing | Food Preparation | Natural Gas | Conveyor Oven | Codes & Standards Forecast | Summer Demand Savings (MW)
F3_Commercial_College_Existing_Food Preparation_Natural Gas_Conveyor Oven_Codes & Standards Forecast | F3 | Commercial | College | Existing | Food Preparation | Natural Gas | Conveyor Oven | Codes & Standards Forecast | Winter Demand Savings (MW)
F4_Commercial_College_Existing_Food Preparation_Natural Gas_Conveyor Oven_Codes & Standards Forecast | F4 | Commercial | College | Existing | Food Preparation | Natural Gas | Conveyor Oven | Codes & Standards Forecast | Incremental Savings (MMtherm)
F1_Commercial_College_Existing_Food Preparation_Natural Gas_Double Rack Oven_Codes & Standards Forecast | F1 | Commercial | College | Existing | Food Preparation | Natural Gas | Double Rack Oven | Codes & Standards Forecast | Consumption Savings (MMtherm)
F2_Commercial_College_Existing_Food Preparation_Natural Gas_Double Rack Oven_Codes & Standards Forecast | F2 | Commercial | College | Existing | Food Preparation | Natural Gas | Double Rack Oven | Codes & Standards Forecast | Summer Demand Savings (MW)
F3_Commercial_College_Existing_Food Preparation_Natural Gas_Double Rack Oven_Codes & Standards Forecast | F3 | Commercial | College | Existing | Food Preparation | Natural Gas | Double Rack Oven | Codes & Standards Forecast | Winter Demand Savings (MW)
F4_Commercial_College_Existing_Food Preparation_Natural Gas_Double Rack Oven_Codes & Standards Forecast | F4 | Commercial | College | Existing | Food Preparation | Natural Gas | Double Rack Oven | Codes & Standards Forecast | Incremental Savings (MMtherm)
F1_Commercial_College_Existing_Food Preparation_Natural Gas_Fryer_Codes & Standards Forecast | F1 | Commercial | College | Existing | Food Preparation | Natural Gas | Fryer | Codes & Standards Forecast | Consumption Savings (MMtherm)
F2_Commercial_College_Existing_Food Preparation_Natural Gas_Fryer_Codes & Standards Forecast | F2 | Commercial | College | Existing | Food Preparation | Natural Gas | Fryer | Codes & Standards Forecast | Summer Demand Savings (MW)
F3_Commercial_College_Existing_Food Preparation_Natural Gas_Fryer_Codes & Standards Forecast | F3 | Commercial | College | Existing | Food Preparation | Natural Gas | Fryer | Codes & Standards Forecast | Winter Demand Savings (MW)
F4_Commercial_College_Existing_Food Preparation_Natural Gas_Fryer_Codes & Standards Forecast | F4 | Commercial | College | Existing | Food Preparation | Natural Gas | Fryer | Codes & Standards Forecast | Incremental Savings (MMtherm)
F1_Commercial_College_Existing_Food Preparation_Natural Gas_Broiler_Codes & Standards Forecast | F1 | Commercial | College | Existing | Food Preparation | Natural Gas | Broiler | Codes & Standards Forecast | Consumption Savings (MMtherm)
F2_Commercial_College_Existing_Food Preparation_Natural Gas_Broiler_Codes & Standards Forecast | F2 | Commercial | College | Existing | Food Preparation | Natural Gas | Broiler | Codes & Standards Forecast | Summer Demand Savings (MW)
F3_Commercial_College_Existing_Food Preparation_Natural Gas_Broiler_Codes & Standards Forecast | F3 | Commercial | College | Existing | Food Preparation | Natural Gas | Broiler | Codes & Standards Forecast | Winter Demand Savings (MW)
F4_Commercial_College_Existing_Food Preparation_Natural Gas_Broiler_Codes & Standards Forecast | F4 | Commercial | College | Existing | Food Preparation | Natural Gas | Broiler | Codes & Standards Forecast | Incremental Savings (MMtherm)
F1_Commercial_College_Existing_Food Preparation_Natural Gas_Griddle_Codes & Standards Forecast | F1 | Commercial | College | Existing | Food Preparation | Natural Gas | Griddle | Codes & Standards Forecast | Consumption Savings (MMtherm)
F2_Commercial_College_Existing_Food Preparation_Natural Gas_Griddle_Codes & Standards Forecast | F2 | Commercial | College | Existing | Food Preparation | Natural Gas | Griddle | Codes & Standards Forecast | Summer Demand Savings (MW)
F3_Commercial_College_Existing_Food Preparation_Natural Gas_Griddle_Codes & Standards Forecast | F3 | Commercial | College | Existing | Food Preparation | Natural Gas | Griddle | Codes & Standards Forecast | Winter Demand Savings (MW)
F4_Commercial_College_Existing_Food Preparation_Natural Gas_Griddle_Codes & Standards Forecast | F4 | Commercial | College | Existing | Food Preparation | Natural Gas | Griddle | Codes & Standards Forecast | Incremental Savings (MMtherm)
F1_Commercial_College_Existing_Food Preparation_Natural Gas_Range_Codes & Standards Forecast | F1 | Commercial | College | Existing | Food Preparation | Natural Gas | Range | Codes & Standards Forecast | Consumption Savings (MMtherm)
F2_Commercial_College_Existing_Food Preparation_Natural Gas_Range_Codes & Standards Forecast | F2 | Commercial | College | Existing | Food Preparation | Natural Gas | Range | Codes & Standards Forecast | Summer Demand Savings (MW)
F3_Commercial_College_Existing_Food Preparation_Natural Gas_Range_Codes & Standards Forecast | F3 | Commercial | College | Existing | Food Preparation | Natural Gas | Range | Codes & Standards Forecast | Winter Demand Savings (MW)
F4_Commercial_College_Existing_Food Preparation_Natural Gas_Range_Codes & Standards Forecast | F4 | Commercial | College | Existing | Food Preparation | Natural Gas | Range | Codes & Standards Forecast | Incremental Savings (MMtherm)
F1_Commercial_College_Existing_Food Preparation_Natural Gas_Steamer_Codes & Standards Forecast | F1 | Commercial | College | Existing | Food Preparation | Natural Gas | Steamer | Codes & Standards Forecast | Consumption Savings (MMtherm)
F2_Commercial_College_Existing_Food Preparation_Natural Gas_Steamer_Codes & Standards Forecast | F2 | Commercial | College | Existing | Food Preparation | Natural Gas | Steamer | Codes & Standards Forecast | Summer Demand Savings (MW)
F3_Commercial_College_Existing_Food Preparation_Natural Gas_Steamer_Codes & Standards Forecast | F3 | Commercial | College | Existing | Food Preparation | Natural Gas | Steamer | Codes & Standards Forecast | Winter Demand Savings (MW)
F4_Commercial_College_Existing_Food Preparation_Natural Gas_Steamer_Codes & Standards Forecast | F4 | Commercial | College | Existing | Food Preparation | Natural Gas | Steamer | Codes & Standards Forecast | Incremental Savings (MMtherm)
F1_Commercial_College_Existing_Food Preparation_Natural Gas_Food Prep Other_Codes & Standards Forecast | F1 | Commercial | College | Existing | Food Preparation | Natural Gas | Food Prep Other | Codes & Standards Forecast | Consumption Savings (MMtherm)
F2_Commercial_College_Existing_Food Preparation_Natural Gas_Food Prep Other_Codes & Standards Forecast | F2 | Commercial | College | Existing | Food Preparation | Natural Gas | Food Prep Other | Codes & Standards Forecast | Summer Demand Savings (MW)
F3_Commercial_College_Existing_Food Preparation_Natural Gas_Food Prep Other_Codes & Standards Forecast | F3 | Commercial | College | Existing | Food Preparation | Natural Gas | Food Prep Other | Codes & Standards Forecast | Winter Demand Savings (MW)
F4_Commercial_College_Existing_Food Preparation_Natural Gas_Food Prep Other_Codes & Standards Forecast | F4 | Commercial | College | Existing | Food Preparation | Natural Gas | Food Prep Other | Codes & Standards Forecast | Incremental Savings (MMtherm)
F1_Commercial_College_Existing_Miscellaneous_Natural Gas_Pool Heater_Codes & Standards Forecast | F1 | Commercial | College | Existing | Miscellaneous | Natural Gas | Pool Heater | Codes & Standards Forecast | Consumption Savings (MMtherm)
F2_Commercial_College_Existing_Miscellaneous_Natural Gas_Pool Heater_Codes & Standards Forecast | F2 | Commercial | College | Existing | Miscellaneous | Natural Gas | Pool Heater | Codes & Standards Forecast | Summer Demand Savings (MW)
F3_Commercial_College_Existing_Miscellaneous_Natural Gas_Pool Heater_Codes & Standards Forecast | F3 | Commercial | College | Existing | Miscellaneous | Natural Gas | Pool Heater | Codes & Standards Forecast | Winter Demand Savings (MW)
F4_Commercial_College_Existing_Miscellaneous_Natural Gas_Pool Heater_Codes & Standards Forecast | F4 | Commercial | College | Existing | Miscellaneous | Natural Gas | Pool Heater | Codes & Standards Forecast | Incremental Savings (MMtherm)
F1_Commercial_College_Existing_Miscellaneous_Natural Gas_Miscellaneous_Codes & Standards Forecast | F1 | Commercial | College | Existing | Miscellaneous | Natural Gas | Miscellaneous | Codes & Standards Forecast | Consumption Savings (MMtherm)
F2_Commercial_College_Existing_Miscellaneous_Natural Gas_Miscellaneous_Codes & Standards Forecast | F2 | Commercial | College | Existing | Miscellaneous | Natural Gas | Miscellaneous | Codes & Standards Forecast | Summer Demand Savings (MW)
F3_Commercial_College_Existing_Miscellaneous_Natural Gas_Miscellaneous_Codes & Standards Forecast | F3 | Commercial | College | Existing | Miscellaneous | Natural Gas | Miscellaneous | Codes & Standards Forecast | Winter Demand Savings (MW)
F4_Commercial_College_Existing_Miscellaneous_Natural Gas_Miscellaneous_Codes & Standards Forecast | F4 | Commercial | College | Existing | Miscellaneous | Natural Gas | Miscellaneous | Codes & Standards Forecast | Incremental Savings (MMtherm)
F1_Commercial_College_New_Space Heating_Natural Gas_Furnace_Codes & Standards Forecast | F1 | Commercial | College | New | Space Heating | Natural Gas | Furnace | Codes & Standards Forecast | Consumption Savings (MMtherm)
F2_Commercial_College_New_Space Heating_Natural Gas_Furnace_Codes & Standards Forecast | F2 | Commercial | College | New | Space Heating | Natural Gas | Furnace | Codes & Standards Forecast | Summer Demand Savings (MW)
F3_Commercial_College_New_Space Heating_Natural Gas_Furnace_Codes & Standards Forecast | F3 | Commercial | College | New | Space Heating | Natural Gas | Furnace | Codes & Standards Forecast | Winter Demand Savings (MW)
F4_Commercial_College_New_Space Heating_Natural Gas_Furnace_Codes & Standards Forecast | F4 | Commercial | College | New | Space Heating | Natural Gas | Furnace | Codes & Standards Forecast | Incremental Savings (MMtherm)
F1_Commercial_College_New_Space Heating_Natural Gas_Boiler_Codes & Standards Forecast | F1 | Commercial | College | New | Space Heating | Natural Gas | Boiler | Codes & Standards Forecast | Consumption Savings (MMtherm)
F2_Commercial_College_New_Space Heating_Natural Gas_Boiler_Codes & Standards Forecast | F2 | Commercial | College | New | Space Heating | Natural Gas | Boiler | Codes & Standards Forecast | Summer Demand Savings (MW)
F3_Commercial_College_New_Space Heating_Natural Gas_Boiler_Codes & Standards Forecast | F3 | Commercial | College | New | Space Heating | Natural Gas | Boiler | Codes & Standards Forecast | Winter Demand Savings (MW)
F4_Commercial_College_New_Space Heating_Natural Gas_Boiler_Codes & Standards Forecast | F4 | Commercial | College | New | Space Heating | Natural Gas | Boiler | Codes & Standards Forecast | Incremental Savings (MMtherm)
F1_Commercial_College_New_Space Heating_Natural Gas_Unit Heater_Codes & Standards Forecast | F1 | Commercial | College | New | Space Heating | Natural Gas | Unit Heater | Codes & Standards Forecast | Consumption Savings (MMtherm)
F2_Commercial_College_New_Space Heating_Natural Gas_Unit Heater_Codes & Standards Forecast | F2 | Commercial | College | New | Space Heating | Natural Gas | Unit Heater | Codes & Standards Forecast | Summer Demand Savings (MW)
F3_Commercial_College_New_Space Heating_Natural Gas_Unit Heater_Codes & Standards Forecast | F3 | Commercial | College | New | Space Heating | Natural Gas | Unit Heater | Codes & Standards Forecast | Winter Demand Savings (MW)
F4_Commercial_College_New_Space Heating_Natural Gas_Unit Heater_Codes & Standards Forecast | F4 | Commercial | College | New | Space Heating | Natural Gas | Unit Heater | Codes & Standards Forecast | Incremental Savings (MMtherm)
F1_Commercial_College_New_Water Heating_Natural Gas_Water Heater_Codes & Standards Forecast | F1 | Commercial | College | New | Water Heating | Natural Gas | Water Heater | Codes & Standards Forecast | Consumption Savings (MMtherm)
F2_Commercial_College_New_Water Heating_Natural Gas_Water Heater_Codes & Standards Forecast | F2 | Commercial | College | New | Water Heating | Natural Gas | Water Heater | Codes & Standards Forecast | Summer Demand Savings (MW)
F3_Commercial_College_New_Water Heating_Natural Gas_Water Heater_Codes & Standards Forecast | F3 | Commercial | College | New | Water Heating | Natural Gas | Water Heater | Codes & Standards Forecast | Winter Demand Savings (MW)
F4_Commercial_College_New_Water Heating_Natural Gas_Water Heater_Codes & Standards Forecast | F4 | Commercial | College | New | Water Heating | Natural Gas | Water Heater | Codes & Standards Forecast | Incremental Savings (MMtherm)
F1_Commercial_College_New_Food Preparation_Natural Gas_Oven_Codes & Standards Forecast | F1 | Commercial | College | New | Food Preparation | Natural Gas | Oven | Codes & Standards Forecast | Consumption Savings (MMtherm)
F2_Commercial_College_New_Food Preparation_Natural Gas_Oven_Codes & Standards Forecast | F2 | Commercial | College | New | Food Preparation | Natural Gas | Oven | Codes & Standards Forecast | Summer Demand Savings (MW)
F3_Commercial_College_New_Food Preparation_Natural Gas_Oven_Codes & Standards Forecast | F3 | Commercial | College | New | Food Preparation | Natural Gas | Oven | Codes & Standards Forecast | Winter Demand Savings (MW)
F4_Commercial_College_New_Food Preparation_Natural Gas_Oven_Codes & Standards Forecast | F4 | Commercial | College | New | Food Preparation | Natural Gas | Oven | Codes & Standards Forecast | Incremental Savings (MMtherm)
F1_Commercial_College_New_Food Preparation_Natural Gas_Conveyor Oven_Codes & Standards Forecast | F1 | Commercial | College | New | Food Preparation | Natural Gas | Conveyor Oven | Codes & Standards Forecast | Consumption Savings (MMtherm)
F2_Commercial_College_New_Food Preparation_Natural Gas_Conveyor Oven_Codes & Standards Forecast | F2 | Commercial | College | New | Food Preparation | Natural Gas | Conveyor Oven | Codes & Standards Forecast | Summer Demand Savings (MW)
F3_Commercial_College_New_Food Preparation_Natural Gas_Conveyor Oven_Codes & Standards Forecast | F3 | Commercial | College | New | Food Preparation | Natural Gas | Conveyor Oven | Codes & Standards Forecast | Winter Demand Savings (MW)
F4_Commercial_College_New_Food Preparation_Natural Gas_Conveyor Oven_Codes & Standards Forecast | F4 | Commercial | College | New | Food Preparation | Natural Gas | Conveyor Oven | Codes & Standards Forecast | Incremental Savings (MMtherm)
F1_Commercial_College_New_Food Preparation_Natural Gas_Double Rack Oven_Codes & Standards Forecast | F1 | Commercial | College | New | Food Preparation | Natural Gas | Double Rack Oven | Codes & Standards Forecast | Consumption Savings (MMtherm)
F2_Commercial_College_New_Food Preparation_Natural Gas_Double Rack Oven_Codes & Standards Forecast | F2 | Commercial | College | New | Food Preparation | Natural Gas | Double Rack Oven | Codes & Standards Forecast | Summer Demand Savings (MW)
F3_Commercial_College_New_Food Preparation_Natural Gas_Double Rack Oven_Codes & Standards Forecast | F3 | Commercial | College | New | Food Preparation | Natural Gas | Double Rack Oven | Codes & Standards Forecast | Winter Demand Savings (MW)
F4_Commercial_College_New_Food Preparation_Natural Gas_Double Rack Oven_Codes & Standards Forecast | F4 | Commercial | College | New | Food Preparation | Natural Gas | Double Rack Oven | Codes & Standards Forecast | Incremental Savings (MMtherm)
F1_Commercial_College_New_Food Preparation_Natural Gas_Fryer_Codes & Standards Forecast | F1 | Commercial | College | New | Food Preparation | Natural Gas | Fryer | Codes & Standards Forecast | Consumption Savings (MMtherm)
F2_Commercial_College_New_Food Preparation_Natural Gas_Fryer_Codes & Standards Forecast | F2 | Commercial | College | New | Food Preparation | Natural Gas | Fryer | Codes & Standards Forecast | Summer Demand Savings (MW)
F3_Commercial_College_New_Food Preparation_Natural Gas_Fryer_Codes & Standards Forecast | F3 | Commercial | College | New | Food Preparation | Natural Gas | Fryer | Codes & Standards Forecast | Winter Demand Savings (MW)
F4_Commercial_College_New_Food Preparation_Natural Gas_Fryer_Codes & Standards Forecast | F4 | Commercial | College | New | Food Preparation | Natural Gas | Fryer | Codes & Standards Forecast | Incremental Savings (MMtherm)
F1_Commercial_College_New_Food Preparation_Natural Gas_Broiler_Codes & Standards Forecast | F1 | Commercial | College | New | Food Preparation | Natural Gas | Broiler | Codes & Standards Forecast | Consumption Savings (MMtherm)
F2_Commercial_College_New_Food Preparation_Natural Gas_Broiler_Codes & Standards Forecast | F2 | Commercial | College | New | Food Preparation | Natural Gas | Broiler | Codes & Standards Forecast | Summer Demand Savings (MW)
F3_Commercial_College_New_Food Preparation_Natural Gas_Broiler_Codes & Standards Forecast | F3 | Commercial | College | New | Food Preparation | Natural Gas | Broiler | Codes & Standards Forecast | Winter Demand Savings (MW)
F4_Commercial_College_New_Food Preparation_Natural Gas_Broiler_Codes & Standards Forecast | F4 | Commercial | College | New | Food Preparation | Natural Gas | Broiler | Codes & Standards Forecast | Incremental Savings (MMtherm)
F1_Commercial_College_New_Food Preparation_Natural Gas_Griddle_Codes & Standards Forecast | F1 | Commercial | College | New | Food Preparation | Natural Gas | Griddle | Codes & Standards Forecast | Consumption Savings (MMtherm)
F2_Commercial_College_New_Food Preparation_Natural Gas_Griddle_Codes & Standards Forecast | F2 | Commercial | College | New | Food Preparation | Natural Gas | Griddle | Codes & Standards Forecast | Summer Demand Savings (MW)
F3_Commercial_College_New_Food Preparation_Natural Gas_Griddle_Codes & Standards Forecast | F3 | Commercial | College | New | Food Preparation | Natural Gas | Griddle | Codes & Standards Forecast | Winter Demand Savings (MW)
F4_Commercial_College_New_Food Preparation_Natural Gas_Griddle_Codes & Standards Forecast | F4 | Commercial | College | New | Food Preparation | Natural Gas | Griddle | Codes & Standards Forecast | Incremental Savings (MMtherm)
F1_Commercial_College_New_Food Preparation_Natural Gas_Range_Codes & Standards Forecast | F1 | Commercial | College | New | Food Preparation | Natural Gas | Range | Codes & Standards Forecast | Consumption Savings (MMtherm)
F2_Commercial_College_New_Food Preparation_Natural Gas_Range_Codes & Standards Forecast | F2 | Commercial | College | New | Food Preparation | Natural Gas | Range | Codes & Standards Forecast | Summer Demand Savings (MW)
F3_Commercial_College_New_Food Preparation_Natural Gas_Range_Codes & Standards Forecast | F3 | Commercial | College | New | Food Preparation | Natural Gas | Range | Codes & Standards Forecast | Winter Demand Savings (MW)
F4_Commercial_College_New_Food Preparation_Natural Gas_Range_Codes & Standards Forecast | F4 | Commercial | College | New | Food Preparation | Natural Gas | Range | Codes & Standards Forecast | Incremental Savings (MMtherm)
F1_Commercial_College_New_Food Preparation_Natural Gas_Steamer_Codes & Standards Forecast | F1 | Commercial | College | New | Food Preparation | Natural Gas | Steamer | Codes & Standards Forecast | Consumption Savings (MMtherm)
F2_Commercial_College_New_Food Preparation_Natural Gas_Steamer_Codes & Standards Forecast | F2 | Commercial | College | New | Food Preparation | Natural Gas | Steamer | Codes & Standards Forecast | Summer Demand Savings (MW)
F3_Commercial_College_New_Food Preparation_Natural Gas_Steamer_Codes & Standards Forecast | F3 | Commercial | College | New | Food Preparation | Natural Gas | Steamer | Codes & Standards Forecast | Winter Demand Savings (MW)
F4_Commercial_College_New_Food Preparation_Natural Gas_Steamer_Codes & Standards Forecast | F4 | Commercial | College | New | Food Preparation | Natural Gas | Steamer | Codes & Standards Forecast | Incremental Savings (MMtherm)
F1_Commercial_College_New_Food Preparation_Natural Gas_Food Prep Other_Codes & Standards Forecast | F1 | Commercial | College | New | Food Preparation | Natural Gas | Food Prep Other | Codes & Standards Forecast | Consumption Savings (MMtherm)
F2_Commercial_College_New_Food Preparation_Natural Gas_Food Prep Other_Codes & Standards Forecast | F2 | Commercial | College | New | Food Preparation | Natural Gas | Food Prep Other | Codes & Standards Forecast | Summer Demand Savings (MW)
F3_Commercial_College_New_Food Preparation_Natural Gas_Food Prep Other_Codes & Standards Forecast | F3 | Commercial | College | New | Food Preparation | Natural Gas | Food Prep Other | Codes & Standards Forecast | Winter Demand Savings (MW)
F4_Commercial_College_New_Food Preparation_Natural Gas_Food Prep Other_Codes & Standards Forecast | F4 | Commercial | College | New | Food Preparation | Natural Gas | Food Prep Other | Codes & Standards Forecast | Incremental Savings (MMtherm)
F1_Commercial_College_New_Miscellaneous_Natural Gas_Pool Heater_Codes & Standards Forecast | F1 | Commercial | College | New | Miscellaneous | Natural Gas | Pool Heater | Codes & Standards Forecast | Consumption Savings (MMtherm)
F2_Commercial_College_New_Miscellaneous_Natural Gas_Pool Heater_Codes & Standards Forecast | F2 | Commercial | College | New | Miscellaneous | Natural Gas | Pool Heater | Codes & Standards Forecast | Summer Demand Savings (MW)
F3_Commercial_College_New_Miscellaneous_Natural Gas_Pool Heater_Codes & Standards Forecast | F3 | Commercial | College | New | Miscellaneous | Natural Gas | Pool Heater | Codes & Standards Forecast | Winter Demand Savings (MW)
F4_Commercial_College_New_Miscellaneous_Natural Gas_Pool Heater_Codes & Standards Forecast | F4 | Commercial | College | New | Miscellaneous | Natural Gas | Pool Heater | Codes & Standards Forecast | Incremental Savings (MMtherm)
F1_Commercial_College_New_Miscellaneous_Natural Gas_Miscellaneous_Codes & Standards Forecast | F1 | Commercial | College | New | Miscellaneous | Natural Gas | Miscellaneous | Codes & Standards Forecast | Consumption Savings (MMtherm)
F2_Commercial_College_New_Miscellaneous_Natural Gas_Miscellaneous_Codes & Standards Forecast | F2 | Commercial | College | New | Miscellaneous | Natural Gas | Miscellaneous | Codes & Standards Forecast | Summer Demand Savings (MW)
F3_Commercial_College_New_Miscellaneous_Natural Gas_Miscellaneous_Codes & Standards Forecast | F3 | Commercial | College | New | Miscellaneous | Natural Gas | Miscellaneous | Codes & Standards Forecast | Winter Demand Savings (MW)
F4_Commercial_College_New_Miscellaneous_Natural Gas_Miscellaneous_Codes & Standards Forecast | F4 | Commercial | College | New | Miscellaneous | Natural Gas | Miscellaneous | Codes & Standards Forecast | Incremental Savings (MMtherm)
F1_Commercial_Hospital_Existing_Space Heating_Natural Gas_Furnace_Codes & Standards Forecast | F1 | Commercial | Hospital | Existing | Space Heating | Natural Gas | Furnace | Codes & Standards Forecast | Consumption Savings (MMtherm)
F2_Commercial_Hospital_Existing_Space Heating_Natural Gas_Furnace_Codes & Standards Forecast | F2 | Commercial | Hospital | Existing | Space Heating | Natural Gas | Furnace | Codes & Standards Forecast | Summer Demand Savings (MW)
F3_Commercial_Hospital_Existing_Space Heating_Natural Gas_Furnace_Codes & Standards Forecast | F3 | Commercial | Hospital | Existing | Space Heating | Natural Gas | Furnace | Codes & Standards Forecast | Winter Demand Savings (MW)
F4_Commercial_Hospital_Existing_Space Heating_Natural Gas_Furnace_Codes & Standards Forecast | F4 | Commercial | Hospital | Existing | Space Heating | Natural Gas | Furnace | Codes & Standards Forecast | Incremental Savings (MMtherm)
F1_Commercial_Hospital_Existing_Space Heating_Natural Gas_Boiler_Codes & Standards Forecast | F1 | Commercial | Hospital | Existing | Space Heating | Natural Gas | Boiler | Codes & Standards Forecast | Consumption Savings (MMtherm)
F2_Commercial_Hospital_Existing_Space Heating_Natural Gas_Boiler_Codes & Standards Forecast | F2 | Commercial | Hospital | Existing | Space Heating | Natural Gas | Boiler | Codes & Standards Forecast | Summer Demand Savings (MW)
F3_Commercial_Hospital_Existing_Space Heating_Natural Gas_Boiler_Codes & Standards Forecast | F3 | Commercial | Hospital | Existing | Space Heating | Natural Gas | Boiler | Codes & Standards Forecast | Winter Demand Savings (MW)
F4_Commercial_Hospital_Existing_Space Heating_Natural Gas_Boiler_Codes & Standards Forecast | F4 | Commercial | Hospital | Existing | Space Heating | Natural Gas | Boiler | Codes & Standards Forecast | Incremental Savings (MMtherm)
F1_Commercial_Hospital_Existing_Space Heating_Natural Gas_Unit Heater_Codes & Standards Forecast | F1 | Commercial | Hospital | Existing | Space Heating | Natural Gas | Unit Heater | Codes & Standards Forecast | Consumption Savings (MMtherm)
F2_Commercial_Hospital_Existing_Space Heating_Natural Gas_Unit Heater_Codes & Standards Forecast | F2 | Commercial | Hospital | Existing | Space Heating | Natural Gas | Unit Heater | Codes & Standards Forecast | Summer Demand Savings (MW)
F3_Commercial_Hospital_Existing_Space Heating_Natural Gas_Unit Heater_Codes & Standards Forecast | F3 | Commercial | Hospital | Existing | Space Heating | Natural Gas | Unit Heater | Codes & Standards Forecast | Winter Demand Savings (MW)
F4_Commercial_Hospital_Existing_Space Heating_Natural Gas_Unit Heater_Codes & Standards Forecast | F4 | Commercial | Hospital | Existing | Space Heating | Natural Gas | Unit Heater | Codes & Standards Forecast | Incremental Savings (MMtherm)
F1_Commercial_Hospital_Existing_Water Heating_Natural Gas_Water Heater_Codes & Standards Forecast | F1 | Commercial | Hospital | Existing | Water Heating | Natural Gas | Water Heater | Codes & Standards Forecast | Consumption Savings (MMtherm)
F2_Commercial_Hospital_Existing_Water Heating_Natural Gas_Water Heater_Codes & Standards Forecast | F2 | Commercial | Hospital | Existing | Water Heating | Natural Gas | Water Heater | Codes & Standards Forecast | Summer Demand Savings (MW)
F3_Commercial_Hospital_Existing_Water Heating_Natural Gas_Water Heater_Codes & Standards Forecast | F3 | Commercial | Hospital | Existing | Water Heating | Natural Gas | Water Heater | Codes & Standards Forecast | Winter Demand Savings (MW)
F4_Commercial_Hospital_Existing_Water Heating_Natural Gas_Water Heater_Codes & Standards Forecast | F4 | Commercial | Hospital | Existing | Water Heating | Natural Gas | Water Heater | Codes & Standards Forecast | Incremental Savings (MMtherm)
F1_Commercial_Hospital_Existing_Food Preparation_Natural Gas_Oven_Codes & Standards Forecast | F1 | Commercial | Hospital | Existing | Food Preparation | Natural Gas | Oven | Codes & Standards Forecast | Consumption Savings (MMtherm)
F2_Commercial_Hospital_Existing_Food Preparation_Natural Gas_Oven_Codes & Standards Forecast | F2 | Commercial | Hospital | Existing | Food Preparation | Natural Gas | Oven | Codes & Standards Forecast | Summer Demand Savings (MW)
F3_Commercial_Hospital_Existing_Food Preparation_Natural Gas_Oven_Codes & Standards Forecast | F3 | Commercial | Hospital | Existing | Food Preparation | Natural Gas | Oven | Codes & Standards Forecast | Winter Demand Savings (MW)
F4_Commercial_Hospital_Existing_Food Preparation_Natural Gas_Oven_Codes & Standards Forecast | F4 | Commercial | Hospital | Existing | Food Preparation | Natural Gas | Oven | Codes & Standards Forecast | Incremental Savings (MMtherm)
F1_Commercial_Hospital_Existing_Food Preparation_Natural Gas_Conveyor Oven_Codes & Standards Forecast | F1 | Commercial | Hospital | Existing | Food Preparation | Natural Gas | Conveyor Oven | Codes & Standards Forecast | Consumption Savings (MMtherm)
F2_Commercial_Hospital_Existing_Food Preparation_Natural Gas_Conveyor Oven_Codes & Standards Forecast | F2 | Commercial | Hospital | Existing | Food Preparation | Natural Gas | Conveyor Oven | Codes & Standards Forecast | Summer Demand Savings (MW)
F3_Commercial_Hospital_Existing_Food Preparation_Natural Gas_Conveyor Oven_Codes & Standards Forecast | F3 | Commercial | Hospital | Existing | Food Preparation | Natural Gas | Conveyor Oven | Codes & Standards Forecast | Winter Demand Savings (MW)
F4_Commercial_Hospital_Existing_Food Preparation_Natural Gas_Conveyor Oven_Codes & Standards Forecast | F4 | Commercial | Hospital | Existing | Food Preparation | Natural Gas | Conveyor Oven | Codes & Standards Forecast | Incremental Savings (MMtherm)
F1_Commercial_Hospital_Existing_Food Preparation_Natural Gas_Double Rack Oven_Codes & Standards Forecast | F1 | Commercial | Hospital | Existing | Food Preparation | Natural Gas | Double Rack Oven | Codes & Standards Forecast | Consumption Savings (MMtherm)
F2_Commercial_Hospital_Existing_Food Preparation_Natural Gas_Double Rack Oven_Codes & Standards Forecast | F2 | Commercial | Hospital | Existing | Food Preparation | Natural Gas | Double Rack Oven | Codes & Standards Forecast | Summer Demand Savings (MW)
F3_Commercial_Hospital_Existing_Food Preparation_Natural Gas_Double Rack Oven_Codes & Standards Forecast | F3 | Commercial | Hospital | Existing | Food Preparation | Natural Gas | Double Rack Oven | Codes & Standards Forecast | Winter Demand Savings (MW)
F4_Commercial_Hospital_Existing_Food Preparation_Natural Gas_Double Rack Oven_Codes & Standards Forecast | F4 | Commercial | Hospital | Existing | Food Preparation | Natural Gas | Double Rack Oven | Codes & Standards Forecast | Incremental Savings (MMtherm)
F1_Commercial_Hospital_Existing_Food Preparation_Natural Gas_Fryer_Codes & Standards Forecast | F1 | Commercial | Hospital | Existing | Food Preparation | Natural Gas | Fryer | Codes & Standards Forecast | Consumption Savings (MMtherm)
F2_Commercial_Hospital_Existing_Food Preparation_Natural Gas_Fryer_Codes & Standards Forecast | F2 | Commercial | Hospital | Existing | Food Preparation | Natural Gas | Fryer | Codes & Standards Forecast | Summer Demand Savings (MW)
F3_Commercial_Hospital_Existing_Food Preparation_Natural Gas_Fryer_Codes & Standards Forecast | F3 | Commercial | Hospital | Existing | Food Preparation | Natural Gas | Fryer | Codes & Standards Forecast | Winter Demand Savings (MW)
F4_Commercial_Hospital_Existing_Food Preparation_Natural Gas_Fryer_Codes & Standards Forecast | F4 | Commercial | Hospital | Existing | Food Preparation | Natural Gas | Fryer | Codes & Standards Forecast | Incremental Savings (MMtherm)
F1_Commercial_Hospital_Existing_Food Preparation_Natural Gas_Broiler_Codes & Standards Forecast | F1 | Commercial | Hospital | Existing | Food Preparation | Natural Gas | Broiler | Codes & Standards Forecast | Consumption Savings (MMtherm)
F2_Commercial_Hospital_Existing_Food Preparation_Natural Gas_Broiler_Codes & Standards Forecast | F2 | Commercial | Hospital | Existing | Food Preparation | Natural Gas | Broiler | Codes & Standards Forecast | Summer Demand Savings (MW)
F3_Commercial_Hospital_Existing_Food Preparation_Natural Gas_Broiler_Codes & Standards Forecast | F3 | Commercial | Hospital | Existing | Food Preparation | Natural Gas | Broiler | Codes & Standards Forecast | Winter Demand Savings (MW)
F4_Commercial_Hospital_Existing_Food Preparation_Natural Gas_Broiler_Codes & Standards Forecast | F4 | Commercial | Hospital | Existing | Food Preparation | Natural Gas | Broiler | Codes & Standards Forecast | Incremental Savings (MMtherm)
F1_Commercial_Hospital_Existing_Food Preparation_Natural Gas_Griddle_Codes & Standards Forecast | F1 | Commercial | Hospital | Existing | Food Preparation | Natural Gas | Griddle | Codes & Standards Forecast | Consumption Savings (MMtherm)
F2_Commercial_Hospital_Existing_Food Preparation_Natural Gas_Griddle_Codes & Standards Forecast | F2 | Commercial | Hospital | Existing | Food Preparation | Natural Gas | Griddle | Codes & Standards Forecast | Summer Demand Savings (MW)
F3_Commercial_Hospital_Existing_Food Preparation_Natural Gas_Griddle_Codes & Standards Forecast | F3 | Commercial | Hospital | Existing | Food Preparation | Natural Gas | Griddle | Codes & Standards Forecast | Winter Demand Savings (MW)
F4_Commercial_Hospital_Existing_Food Preparation_Natural Gas_Griddle_Codes & Standards Forecast | F4 | Commercial | Hospital | Existing | Food Preparation | Natural Gas | Griddle | Codes & Standards Forecast | Incremental Savings (MMtherm)
F1_Commercial_Hospital_Existing_Food Preparation_Natural Gas_Range_Codes & Standards Forecast | F1 | Commercial | Hospital | Existing | Food Preparation | Natural Gas | Range | Codes & Standards Forecast | Consumption Savings (MMtherm)
F2_Commercial_Hospital_Existing_Food Preparation_Natural Gas_Range_Codes & Standards Forecast | F2 | Commercial | Hospital | Existing | Food Preparation | Natural Gas | Range | Codes & Standards Forecast | Summer Demand Savings (MW)
F3_Commercial_Hospital_Existing_Food Preparation_Natural Gas_Range_Codes & Standards Forecast | F3 | Commercial | Hospital | Existing | Food Preparation | Natural Gas | Range | Codes & Standards Forecast | Winter Demand Savings (MW)
F4_Commercial_Hospital_Existing_Food Preparation_Natural Gas_Range_Codes & Standards Forecast | F4 | Commercial | Hospital | Existing | Food Preparation | Natural Gas | Range | Codes & Standards Forecast | Incremental Savings (MMtherm)
F1_Commercial_Hospital_Existing_Food Preparation_Natural Gas_Steamer_Codes & Standards Forecast | F1 | Commercial | Hospital | Existing | Food Preparation | Natural Gas | Steamer | Codes & Standards Forecast | Consumption Savings (MMtherm)
F2_Commercial_Hospital_Existing_Food Preparation_Natural Gas_Steamer_Codes & Standards Forecast | F2 | Commercial | Hospital | Existing | Food Preparation | Natural Gas | Steamer | Codes & Standards Forecast | Summer Demand Savings (MW)
F3_Commercial_Hospital_Existing_Food Preparation_Natural Gas_Steamer_Codes & Standards Forecast | F3 | Commercial | Hospital | Existing | Food Preparation | Natural Gas | Steamer | Codes & Standards Forecast | Winter Demand Savings (MW)
F4_Commercial_Hospital_Existing_Food Preparation_Natural Gas_Steamer_Codes & Standards Forecast | F4 | Commercial | Hospital | Existing | Food Preparation | Natural Gas | Steamer | Codes & Standards Forecast | Incremental Savings (MMtherm)
F1_Commercial_Hospital_Existing_Food Preparation_Natural Gas_Food Prep Other_Codes & Standards Forecast | F1 | Commercial | Hospital | Existing | Food Preparation | Natural Gas | Food Prep Other | Codes & Standards Forecast | Consumption Savings (MMtherm)
F2_Commercial_Hospital_Existing_Food Preparation_Natural Gas_Food Prep Other_Codes & Standards Forecast | F2 | Commercial | Hospital | Existing | Food Preparation | Natural Gas | Food Prep Other | Codes & Standards Forecast | Summer Demand Savings (MW)
F3_Commercial_Hospital_Existing_Food Preparation_Natural Gas_Food Prep Other_Codes & Standards Forecast | F3 | Commercial | Hospital | Existing | Food Preparation | Natural Gas | Food Prep Other | Codes & Standards Forecast | Winter Demand Savings (MW)
F4_Commercial_Hospital_Existing_Food Preparation_Natural Gas_Food Prep Other_Codes & Standards Forecast | F4 | Commercial | Hospital | Existing | Food Preparation | Natural Gas | Food Prep Other | Codes & Standards Forecast | Incremental Savings (MMtherm)
F1_Commercial_Hospital_Existing_Miscellaneous_Natural Gas_Pool Heater_Codes & Standards Forecast | F1 | Commercial | Hospital | Existing | Miscellaneous | Natural Gas | Pool Heater | Codes & Standards Forecast | Consumption Savings (MMtherm)
F2_Commercial_Hospital_Existing_Miscellaneous_Natural Gas_Pool Heater_Codes & Standards Forecast | F2 | Commercial | Hospital | Existing | Miscellaneous | Natural Gas | Pool Heater | Codes & Standards Forecast | Summer Demand Savings (MW)
F3_Commercial_Hospital_Existing_Miscellaneous_Natural Gas_Pool Heater_Codes & Standards Forecast | F3 | Commercial | Hospital | Existing | Miscellaneous | Natural Gas | Pool Heater | Codes & Standards Forecast | Winter Demand Savings (MW)
F4_Commercial_Hospital_Existing_Miscellaneous_Natural Gas_Pool Heater_Codes & Standards Forecast | F4 | Commercial | Hospital | Existing | Miscellaneous | Natural Gas | Pool Heater | Codes & Standards Forecast | Incremental Savings (MMtherm)
F1_Commercial_Hospital_Existing_Miscellaneous_Natural Gas_Miscellaneous_Codes & Standards Forecast | F1 | Commercial | Hospital | Existing | Miscellaneous | Natural Gas | Miscellaneous | Codes & Standards Forecast | Consumption Savings (MMtherm)
F2_Commercial_Hospital_Existing_Miscellaneous_Natural Gas_Miscellaneous_Codes & Standards Forecast | F2 | Commercial | Hospital | Existing | Miscellaneous | Natural Gas | Miscellaneous | Codes & Standards Forecast | Summer Demand Savings (MW)
F3_Commercial_Hospital_Existing_Miscellaneous_Natural Gas_Miscellaneous_Codes & Standards Forecast | F3 | Commercial | Hospital | Existing | Miscellaneous | Natural Gas | Miscellaneous | Codes & Standards Forecast | Winter Demand Savings (MW)
F4_Commercial_Hospital_Existing_Miscellaneous_Natural Gas_Miscellaneous_Codes & Standards Forecast | F4 | Commercial | Hospital | Existing | Miscellaneous | Natural Gas | Miscellaneous | Codes & Standards Forecast | Incremental Savings (MMtherm)
F1_Commercial_Hospital_New_Space Heating_Natural Gas_Furnace_Codes & Standards Forecast | F1 | Commercial | Hospital | New | Space Heating | Natural Gas | Furnace | Codes & Standards Forecast | Consumption Savings (MMtherm)
F2_Commercial_Hospital_New_Space Heating_Natural Gas_Furnace_Codes & Standards Forecast | F2 | Commercial | Hospital | New | Space Heating | Natural Gas | Furnace | Codes & Standards Forecast | Summer Demand Savings (MW)
F3_Commercial_Hospital_New_Space Heating_Natural Gas_Furnace_Codes & Standards Forecast | F3 | Commercial | Hospital | New | Space Heating | Natural Gas | Furnace | Codes & Standards Forecast | Winter Demand Savings (MW)
F4_Commercial_Hospital_New_Space Heating_Natural Gas_Furnace_Codes & Standards Forecast | F4 | Commercial | Hospital | New | Space Heating | Natural Gas | Furnace | Codes & Standards Forecast | Incremental Savings (MMtherm)
F1_Commercial_Hospital_New_Space Heating_Natural Gas_Boiler_Codes & Standards Forecast | F1 | Commercial | Hospital | New | Space Heating | Natural Gas | Boiler | Codes & Standards Forecast | Consumption Savings (MMtherm)
F2_Commercial_Hospital_New_Space Heating_Natural Gas_Boiler_Codes & Standards Forecast | F2 | Commercial | Hospital | New | Space Heating | Natural Gas | Boiler | Codes & Standards Forecast | Summer Demand Savings (MW)
F3_Commercial_Hospital_New_Space Heating_Natural Gas_Boiler_Codes & Standards Forecast | F3 | Commercial | Hospital | New | Space Heating | Natural Gas | Boiler | Codes & Standards Forecast | Winter Demand Savings (MW)
F4_Commercial_Hospital_New_Space Heating_Natural Gas_Boiler_Codes & Standards Forecast | F4 | Commercial | Hospital | New | Space Heating | Natural Gas | Boiler | Codes & Standards Forecast | Incremental Savings (MMtherm)
F1_Commercial_Hospital_New_Space Heating_Natural Gas_Unit Heater_Codes & Standards Forecast | F1 | Commercial | Hospital | New | Space Heating | Natural Gas | Unit Heater | Codes & Standards Forecast | Consumption Savings (MMtherm)
F2_Commercial_Hospital_New_Space Heating_Natural Gas_Unit Heater_Codes & Standards Forecast | F2 | Commercial | Hospital | New | Space Heating | Natural Gas | Unit Heater | Codes & Standards Forecast | Summer Demand Savings (MW)
F3_Commercial_Hospital_New_Space Heating_Natural Gas_Unit Heater_Codes & Standards Forecast | F3 | Commercial | Hospital | New | Space Heating | Natural Gas | Unit Heater | Codes & Standards Forecast | Winter Demand Savings (MW)
F4_Commercial_Hospital_New_Space Heating_Natural Gas_Unit Heater_Codes & Standards Forecast | F4 | Commercial | Hospital | New | Space Heating | Natural Gas | Unit Heater | Codes & Standards Forecast | Incremental Savings (MMtherm)
F1_Commercial_Hospital_New_Water Heating_Natural Gas_Water Heater_Codes & Standards Forecast | F1 | Commercial | Hospital | New | Water Heating | Natural Gas | Water Heater | Codes & Standards Forecast | Consumption Savings (MMtherm)
F2_Commercial_Hospital_New_Water Heating_Natural Gas_Water Heater_Codes & Standards Forecast | F2 | Commercial | Hospital | New | Water Heating | Natural Gas | Water Heater | Codes & Standards Forecast | Summer Demand Savings (MW)
F3_Commercial_Hospital_New_Water Heating_Natural Gas_Water Heater_Codes & Standards Forecast | F3 | Commercial | Hospital | New | Water Heating | Natural Gas | Water Heater | Codes & Standards Forecast | Winter Demand Savings (MW)
F4_Commercial_Hospital_New_Water Heating_Natural Gas_Water Heater_Codes & Standards Forecast | F4 | Commercial | Hospital | New | Water Heating | Natural Gas | Water Heater | Codes & Standards Forecast | Incremental Savings (MMtherm)
F1_Commercial_Hospital_New_Food Preparation_Natural Gas_Oven_Codes & Standards Forecast | F1 | Commercial | Hospital | New | Food Preparation | Natural Gas | Oven | Codes & Standards Forecast | Consumption Savings (MMtherm)
F2_Commercial_Hospital_New_Food Preparation_Natural Gas_Oven_Codes & Standards Forecast | F2 | Commercial | Hospital | New | Food Preparation | Natural Gas | Oven | Codes & Standards Forecast | Summer Demand Savings (MW)
F3_Commercial_Hospital_New_Food Preparation_Natural Gas_Oven_Codes & Standards Forecast | F3 | Commercial | Hospital | New | Food Preparation | Natural Gas | Oven | Codes & Standards Forecast | Winter Demand Savings (MW)
F4_Commercial_Hospital_New_Food Preparation_Natural Gas_Oven_Codes & Standards Forecast | F4 | Commercial | Hospital | New | Food Preparation | Natural Gas | Oven | Codes & Standards Forecast | Incremental Savings (MMtherm)
F1_Commercial_Hospital_New_Food Preparation_Natural Gas_Conveyor Oven_Codes & Standards Forecast | F1 | Commercial | Hospital | New | Food Preparation | Natural Gas | Conveyor Oven | Codes & Standards Forecast | Consumption Savings (MMtherm)
F2_Commercial_Hospital_New_Food Preparation_Natural Gas_Conveyor Oven_Codes & Standards Forecast | F2 | Commercial | Hospital | New | Food Preparation | Natural Gas | Conveyor Oven | Codes & Standards Forecast | Summer Demand Savings (MW)
F3_Commercial_Hospital_New_Food Preparation_Natural Gas_Conveyor Oven_Codes & Standards Forecast | F3 | Commercial | Hospital | New | Food Preparation | Natural Gas | Conveyor Oven | Codes & Standards Forecast | Winter Demand Savings (MW)
F4_Commercial_Hospital_New_Food Preparation_Natural Gas_Conveyor Oven_Codes & Standards Forecast | F4 | Commercial | Hospital | New | Food Preparation | Natural Gas | Conveyor Oven | Codes & Standards Forecast | Incremental Savings (MMtherm)
F1_Commercial_Hospital_New_Food Preparation_Natural Gas_Double Rack Oven_Codes & Standards Forecast | F1 | Commercial | Hospital | New | Food Preparation | Natural Gas | Double Rack Oven | Codes & Standards Forecast | Consumption Savings (MMtherm)
F2_Commercial_Hospital_New_Food Preparation_Natural Gas_Double Rack Oven_Codes & Standards Forecast | F2 | Commercial | Hospital | New | Food Preparation | Natural Gas | Double Rack Oven | Codes & Standards Forecast | Summer Demand Savings (MW)
F3_Commercial_Hospital_New_Food Preparation_Natural Gas_Double Rack Oven_Codes & Standards Forecast | F3 | Commercial | Hospital | New | Food Preparation | Natural Gas | Double Rack Oven | Codes & Standards Forecast | Winter Demand Savings (MW)
F4_Commercial_Hospital_New_Food Preparation_Natural Gas_Double Rack Oven_Codes & Standards Forecast | F4 | Commercial | Hospital | New | Food Preparation | Natural Gas | Double Rack Oven | Codes & Standards Forecast | Incremental Savings (MMtherm)
F1_Commercial_Hospital_New_Food Preparation_Natural Gas_Fryer_Codes & Standards Forecast | F1 | Commercial | Hospital | New | Food Preparation | Natural Gas | Fryer | Codes & Standards Forecast | Consumption Savings (MMtherm)
F2_Commercial_Hospital_New_Food Preparation_Natural Gas_Fryer_Codes & Standards Forecast | F2 | Commercial | Hospital | New | Food Preparation | Natural Gas | Fryer | Codes & Standards Forecast | Summer Demand Savings (MW)
F3_Commercial_Hospital_New_Food Preparation_Natural Gas_Fryer_Codes & Standards Forecast | F3 | Commercial | Hospital | New | Food Preparation | Natural Gas | Fryer | Codes & Standards Forecast | Winter Demand Savings (MW)
F4_Commercial_Hospital_New_Food Preparation_Natural Gas_Fryer_Codes & Standards Forecast | F4 | Commercial | Hospital | New | Food Preparation | Natural Gas | Fryer | Codes & Standards Forecast | Incremental Savings (MMtherm)
F1_Commercial_Hospital_New_Food Preparation_Natural Gas_Broiler_Codes & Standards Forecast | F1 | Commercial | Hospital | New | Food Preparation | Natural Gas | Broiler | Codes & Standards Forecast | Consumption Savings (MMtherm)
F2_Commercial_Hospital_New_Food Preparation_Natural Gas_Broiler_Codes & Standards Forecast | F2 | Commercial | Hospital | New | Food Preparation | Natural Gas | Broiler | Codes & Standards Forecast | Summer Demand Savings (MW)
F3_Commercial_Hospital_New_Food Preparation_Natural Gas_Broiler_Codes & Standards Forecast | F3 | Commercial | Hospital | New | Food Preparation | Natural Gas | Broiler | Codes & Standards Forecast | Winter Demand Savings (MW)
F4_Commercial_Hospital_New_Food Preparation_Natural Gas_Broiler_Codes & Standards Forecast | F4 | Commercial | Hospital | New | Food Preparation | Natural Gas | Broiler | Codes & Standards Forecast | Incremental Savings (MMtherm)
F1_Commercial_Hospital_New_Food Preparation_Natural Gas_Griddle_Codes & Standards Forecast | F1 | Commercial | Hospital | New | Food Preparation | Natural Gas | Griddle | Codes & Standards Forecast | Consumption Savings (MMtherm)
F2_Commercial_Hospital_New_Food Preparation_Natural Gas_Griddle_Codes & Standards Forecast | F2 | Commercial | Hospital | New | Food Preparation | Natural Gas | Griddle | Codes & Standards Forecast | Summer Demand Savings (MW)
F3_Commercial_Hospital_New_Food Preparation_Natural Gas_Griddle_Codes & Standards Forecast | F3 | Commercial | Hospital | New | Food Preparation | Natural Gas | Griddle | Codes & Standards Forecast | Winter Demand Savings (MW)
F4_Commercial_Hospital_New_Food Preparation_Natural Gas_Griddle_Codes & Standards Forecast | F4 | Commercial | Hospital | New | Food Preparation | Natural Gas | Griddle | Codes & Standards Forecast | Incremental Savings (MMtherm)
F1_Commercial_Hospital_New_Food Preparation_Natural Gas_Range_Codes & Standards Forecast | F1 | Commercial | Hospital | New | Food Preparation | Natural Gas | Range | Codes & Standards Forecast | Consumption Savings (MMtherm)
F2_Commercial_Hospital_New_Food Preparation_Natural Gas_Range_Codes & Standards Forecast | F2 | Commercial | Hospital | New | Food Preparation | Natural Gas | Range | Codes & Standards Forecast | Summer Demand Savings (MW)
F3_Commercial_Hospital_New_Food Preparation_Natural Gas_Range_Codes & Standards Forecast | F3 | Commercial | Hospital | New | Food Preparation | Natural Gas | Range | Codes & Standards Forecast | Winter Demand Savings (MW)
F4_Commercial_Hospital_New_Food Preparation_Natural Gas_Range_Codes & Standards Forecast | F4 | Commercial | Hospital | New | Food Preparation | Natural Gas | Range | Codes & Standards Forecast | Incremental Savings (MMtherm)
F1_Commercial_Hospital_New_Food Preparation_Natural Gas_Steamer_Codes & Standards Forecast | F1 | Commercial | Hospital | New | Food Preparation | Natural Gas | Steamer | Codes & Standards Forecast | Consumption Savings (MMtherm)
F2_Commercial_Hospital_New_Food Preparation_Natural Gas_Steamer_Codes & Standards Forecast | F2 | Commercial | Hospital | New | Food Preparation | Natural Gas | Steamer | Codes & Standards Forecast | Summer Demand Savings (MW)
F3_Commercial_Hospital_New_Food Preparation_Natural Gas_Steamer_Codes & Standards Forecast | F3 | Commercial | Hospital | New | Food Preparation | Natural Gas | Steamer | Codes & Standards Forecast | Winter Demand Savings (MW)
F4_Commercial_Hospital_New_Food Preparation_Natural Gas_Steamer_Codes & Standards Forecast | F4 | Commercial | Hospital | New | Food Preparation | Natural Gas | Steamer | Codes & Standards Forecast | Incremental Savings (MMtherm)
F1_Commercial_Hospital_New_Food Preparation_Natural Gas_Food Prep Other_Codes & Standards Forecast | F1 | Commercial | Hospital | New | Food Preparation | Natural Gas | Food Prep Other | Codes & Standards Forecast | Consumption Savings (MMtherm)
F2_Commercial_Hospital_New_Food Preparation_Natural Gas_Food Prep Other_Codes & Standards Forecast | F2 | Commercial | Hospital | New | Food Preparation | Natural Gas | Food Prep Other | Codes & Standards Forecast | Summer Demand Savings (MW)
F3_Commercial_Hospital_New_Food Preparation_Natural Gas_Food Prep Other_Codes & Standards Forecast | F3 | Commercial | Hospital | New | Food Preparation | Natural Gas | Food Prep Other | Codes & Standards Forecast | Winter Demand Savings (MW)
F4_Commercial_Hospital_New_Food Preparation_Natural Gas_Food Prep Other_Codes & Standards Forecast | F4 | Commercial | Hospital | New | Food Preparation | Natural Gas | Food Prep Other | Codes & Standards Forecast | Incremental Savings (MMtherm)
F1_Commercial_Hospital_New_Miscellaneous_Natural Gas_Pool Heater_Codes & Standards Forecast | F1 | Commercial | Hospital | New | Miscellaneous | Natural Gas | Pool Heater | Codes & Standards Forecast | Consumption Savings (MMtherm)
F2_Commercial_Hospital_New_Miscellaneous_Natural Gas_Pool Heater_Codes & Standards Forecast | F2 | Commercial | Hospital | New | Miscellaneous | Natural Gas | Pool Heater | Codes & Standards Forecast | Summer Demand Savings (MW)
F3_Commercial_Hospital_New_Miscellaneous_Natural Gas_Pool Heater_Codes & Standards Forecast | F3 | Commercial | Hospital | New | Miscellaneous | Natural Gas | Pool Heater | Codes & Standards Forecast | Winter Demand Savings (MW)
F4_Commercial_Hospital_New_Miscellaneous_Natural Gas_Pool Heater_Codes & Standards Forecast | F4 | Commercial | Hospital | New | Miscellaneous | Natural Gas | Pool Heater | Codes & Standards Forecast | Incremental Savings (MMtherm)
F1_Commercial_Hospital_New_Miscellaneous_Natural Gas_Miscellaneous_Codes & Standards Forecast | F1 | Commercial | Hospital | New | Miscellaneous | Natural Gas | Miscellaneous | Codes & Standards Forecast | Consumption Savings (MMtherm)
F2_Commercial_Hospital_New_Miscellaneous_Natural Gas_Miscellaneous_Codes & Standards Forecast | F2 | Commercial | Hospital | New | Miscellaneous | Natural Gas | Miscellaneous | Codes & Standards Forecast | Summer Demand Savings (MW)
F3_Commercial_Hospital_New_Miscellaneous_Natural Gas_Miscellaneous_Codes & Standards Forecast | F3 | Commercial | Hospital | New | Miscellaneous | Natural Gas | Miscellaneous | Codes & Standards Forecast | Winter Demand Savings (MW)
F4_Commercial_Hospital_New_Miscellaneous_Natural Gas_Miscellaneous_Codes & Standards Forecast | F4 | Commercial | Hospital | New | Miscellaneous | Natural Gas | Miscellaneous | Codes & Standards Forecast | Incremental Savings (MMtherm)
F1_Commercial_Other Health_Existing_Space Heating_Natural Gas_Furnace_Codes & Standards Forecast | F1 | Commercial | Other Health | Existing | Space Heating | Natural Gas | Furnace | Codes & Standards Forecast | Consumption Savings (MMtherm)
F2_Commercial_Other Health_Existing_Space Heating_Natural Gas_Furnace_Codes & Standards Forecast | F2 | Commercial | Other Health | Existing | Space Heating | Natural Gas | Furnace | Codes & Standards Forecast | Summer Demand Savings (MW)
F3_Commercial_Other Health_Existing_Space Heating_Natural Gas_Furnace_Codes & Standards Forecast | F3 | Commercial | Other Health | Existing | Space Heating | Natural Gas | Furnace | Codes & Standards Forecast | Winter Demand Savings (MW)
F4_Commercial_Other Health_Existing_Space Heating_Natural Gas_Furnace_Codes & Standards Forecast | F4 | Commercial | Other Health | Existing | Space Heating | Natural Gas | Furnace | Codes & Standards Forecast | Incremental Savings (MMtherm)
F1_Commercial_Other Health_Existing_Space Heating_Natural Gas_Boiler_Codes & Standards Forecast | F1 | Commercial | Other Health | Existing | Space Heating | Natural Gas | Boiler | Codes & Standards Forecast | Consumption Savings (MMtherm)
F2_Commercial_Other Health_Existing_Space Heating_Natural Gas_Boiler_Codes & Standards Forecast | F2 | Commercial | Other Health | Existing | Space Heating | Natural Gas | Boiler | Codes & Standards Forecast | Summer Demand Savings (MW)
F3_Commercial_Other Health_Existing_Space Heating_Natural Gas_Boiler_Codes & Standards Forecast | F3 | Commercial | Other Health | Existing | Space Heating | Natural Gas | Boiler | Codes & Standards Forecast | Winter Demand Savings (MW)
F4_Commercial_Other Health_Existing_Space Heating_Natural Gas_Boiler_Codes & Standards Forecast | F4 | Commercial | Other Health | Existing | Space Heating | Natural Gas | Boiler | Codes & Standards Forecast | Incremental Savings (MMtherm)
F1_Commercial_Other Health_Existing_Space Heating_Natural Gas_Unit Heater_Codes & Standards Forecast | F1 | Commercial | Other Health | Existing | Space Heating | Natural Gas | Unit Heater | Codes & Standards Forecast | Consumption Savings (MMtherm)
F2_Commercial_Other Health_Existing_Space Heating_Natural Gas_Unit Heater_Codes & Standards Forecast | F2 | Commercial | Other Health | Existing | Space Heating | Natural Gas | Unit Heater | Codes & Standards Forecast | Summer Demand Savings (MW)
F3_Commercial_Other Health_Existing_Space Heating_Natural Gas_Unit Heater_Codes & Standards Forecast | F3 | Commercial | Other Health | Existing | Space Heating | Natural Gas | Unit Heater | Codes & Standards Forecast | Winter Demand Savings (MW)
F4_Commercial_Other Health_Existing_Space Heating_Natural Gas_Unit Heater_Codes & Standards Forecast | F4 | Commercial | Other Health | Existing | Space Heating | Natural Gas | Unit Heater | Codes & Standards Forecast | Incremental Savings (MMtherm)
F1_Commercial_Other Health_Existing_Water Heating_Natural Gas_Water Heater_Codes & Standards Forecast | F1 | Commercial | Other Health | Existing | Water Heating | Natural Gas | Water Heater | Codes & Standards Forecast | Consumption Savings (MMtherm)
F2_Commercial_Other Health_Existing_Water Heating_Natural Gas_Water Heater_Codes & Standards Forecast | F2 | Commercial | Other Health | Existing | Water Heating | Natural Gas | Water Heater | Codes & Standards Forecast | Summer Demand Savings (MW)
F3_Commercial_Other Health_Existing_Water Heating_Natural Gas_Water Heater_Codes & Standards Forecast | F3 | Commercial | Other Health | Existing | Water Heating | Natural Gas | Water Heater | Codes & Standards Forecast | Winter Demand Savings (MW)
F4_Commercial_Other Health_Existing_Water Heating_Natural Gas_Water Heater_Codes & Standards Forecast | F4 | Commercial | Other Health | Existing | Water Heating | Natural Gas | Water Heater | Codes & Standards Forecast | Incremental Savings (MMtherm)
F1_Commercial_Other Health_Existing_Food Preparation_Natural Gas_Oven_Codes & Standards Forecast | F1 | Commercial | Other Health | Existing | Food Preparation | Natural Gas | Oven | Codes & Standards Forecast | Consumption Savings (MMtherm)
F2_Commercial_Other Health_Existing_Food Preparation_Natural Gas_Oven_Codes & Standards Forecast | F2 | Commercial | Other Health | Existing | Food Preparation | Natural Gas | Oven | Codes & Standards Forecast | Summer Demand Savings (MW)
F3_Commercial_Other Health_Existing_Food Preparation_Natural Gas_Oven_Codes & Standards Forecast | F3 | Commercial | Other Health | Existing | Food Preparation | Natural Gas | Oven | Codes & Standards Forecast | Winter Demand Savings (MW)
F4_Commercial_Other Health_Existing_Food Preparation_Natural Gas_Oven_Codes & Standards Forecast | F4 | Commercial | Other Health | Existing | Food Preparation | Natural Gas | Oven | Codes & Standards Forecast | Incremental Savings (MMtherm)
F1_Commercial_Other Health_Existing_Food Preparation_Natural Gas_Conveyor Oven_Codes & Standards Forecast | F1 | Commercial | Other Health | Existing | Food Preparation | Natural Gas | Conveyor Oven | Codes & Standards Forecast | Consumption Savings (MMtherm)
F2_Commercial_Other Health_Existing_Food Preparation_Natural Gas_Conveyor Oven_Codes & Standards Forecast | F2 | Commercial | Other Health | Existing | Food Preparation | Natural Gas | Conveyor Oven | Codes & Standards Forecast | Summer Demand Savings (MW)
F3_Commercial_Other Health_Existing_Food Preparation_Natural Gas_Conveyor Oven_Codes & Standards Forecast | F3 | Commercial | Other Health | Existing | Food Preparation | Natural Gas | Conveyor Oven | Codes & Standards Forecast | Winter Demand Savings (MW)
F4_Commercial_Other Health_Existing_Food Preparation_Natural Gas_Conveyor Oven_Codes & Standards Forecast | F4 | Commercial | Other Health | Existing | Food Preparation | Natural Gas | Conveyor Oven | Codes & Standards Forecast | Incremental Savings (MMtherm)
F1_Commercial_Other Health_Existing_Food Preparation_Natural Gas_Double Rack Oven_Codes & Standards Forecast | F1 | Commercial | Other Health | Existing | Food Preparation | Natural Gas | Double Rack Oven | Codes & Standards Forecast | Consumption Savings (MMtherm)
F2_Commercial_Other Health_Existing_Food Preparation_Natural Gas_Double Rack Oven_Codes & Standards Forecast | F2 | Commercial | Other Health | Existing | Food Preparation | Natural Gas | Double Rack Oven | Codes & Standards Forecast | Summer Demand Savings (MW)
F3_Commercial_Other Health_Existing_Food Preparation_Natural Gas_Double Rack Oven_Codes & Standards Forecast | F3 | Commercial | Other Health | Existing | Food Preparation | Natural Gas | Double Rack Oven | Codes & Standards Forecast | Winter Demand Savings (MW)
F4_Commercial_Other Health_Existing_Food Preparation_Natural Gas_Double Rack Oven_Codes & Standards Forecast | F4 | Commercial | Other Health | Existing | Food Preparation | Natural Gas | Double Rack Oven | Codes & Standards Forecast | Incremental Savings (MMtherm)
F1_Commercial_Other Health_Existing_Food Preparation_Natural Gas_Fryer_Codes & Standards Forecast | F1 | Commercial | Other Health | Existing | Food Preparation | Natural Gas | Fryer | Codes & Standards Forecast | Consumption Savings (MMtherm)
F2_Commercial_Other Health_Existing_Food Preparation_Natural Gas_Fryer_Codes & Standards Forecast | F2 | Commercial | Other Health | Existing | Food Preparation | Natural Gas | Fryer | Codes & Standards Forecast | Summer Demand Savings (MW)
F3_Commercial_Other Health_Existing_Food Preparation_Natural Gas_Fryer_Codes & Standards Forecast | F3 | Commercial | Other Health | Existing | Food Preparation | Natural Gas | Fryer | Codes & Standards Forecast | Winter Demand Savings (MW)
F4_Commercial_Other Health_Existing_Food Preparation_Natural Gas_Fryer_Codes & Standards Forecast | F4 | Commercial | Other Health | Existing | Food Preparation | Natural Gas | Fryer | Codes & Standards Forecast | Incremental Savings (MMtherm)
F1_Commercial_Other Health_Existing_Food Preparation_Natural Gas_Broiler_Codes & Standards Forecast | F1 | Commercial | Other Health | Existing | Food Preparation | Natural Gas | Broiler | Codes & Standards Forecast | Consumption Savings (MMtherm)
F2_Commercial_Other Health_Existing_Food Preparation_Natural Gas_Broiler_Codes & Standards Forecast | F2 | Commercial | Other Health | Existing | Food Preparation | Natural Gas | Broiler | Codes & Standards Forecast | Summer Demand Savings (MW)
F3_Commercial_Other Health_Existing_Food Preparation_Natural Gas_Broiler_Codes & Standards Forecast | F3 | Commercial | Other Health | Existing | Food Preparation | Natural Gas | Broiler | Codes & Standards Forecast | Winter Demand Savings (MW)
F4_Commercial_Other Health_Existing_Food Preparation_Natural Gas_Broiler_Codes & Standards Forecast | F4 | Commercial | Other Health | Existing | Food Preparation | Natural Gas | Broiler | Codes & Standards Forecast | Incremental Savings (MMtherm)
F1_Commercial_Other Health_Existing_Food Preparation_Natural Gas_Griddle_Codes & Standards Forecast | F1 | Commercial | Other Health | Existing | Food Preparation | Natural Gas | Griddle | Codes & Standards Forecast | Consumption Savings (MMtherm)
F2_Commercial_Other Health_Existing_Food Preparation_Natural Gas_Griddle_Codes & Standards Forecast | F2 | Commercial | Other Health | Existing | Food Preparation | Natural Gas | Griddle | Codes & Standards Forecast | Summer Demand Savings (MW)
F3_Commercial_Other Health_Existing_Food Preparation_Natural Gas_Griddle_Codes & Standards Forecast | F3 | Commercial | Other Health | Existing | Food Preparation | Natural Gas | Griddle | Codes & Standards Forecast | Winter Demand Savings (MW)
F4_Commercial_Other Health_Existing_Food Preparation_Natural Gas_Griddle_Codes & Standards Forecast | F4 | Commercial | Other Health | Existing | Food Preparation | Natural Gas | Griddle | Codes & Standards Forecast | Incremental Savings (MMtherm)
F1_Commercial_Other Health_Existing_Food Preparation_Natural Gas_Range_Codes & Standards Forecast | F1 | Commercial | Other Health | Existing | Food Preparation | Natural Gas | Range | Codes & Standards Forecast | Consumption Savings (MMtherm)
F2_Commercial_Other Health_Existing_Food Preparation_Natural Gas_Range_Codes & Standards Forecast | F2 | Commercial | Other Health | Existing | Food Preparation | Natural Gas | Range | Codes & Standards Forecast | Summer Demand Savings (MW)
F3_Commercial_Other Health_Existing_Food Preparation_Natural Gas_Range_Codes & Standards Forecast | F3 | Commercial | Other Health | Existing | Food Preparation | Natural Gas | Range | Codes & Standards Forecast | Winter Demand Savings (MW)
F4_Commercial_Other Health_Existing_Food Preparation_Natural Gas_Range_Codes & Standards Forecast | F4 | Commercial | Other Health | Existing | Food Preparation | Natural Gas | Range | Codes & Standards Forecast | Incremental Savings (MMtherm)
F1_Commercial_Other Health_Existing_Food Preparation_Natural Gas_Steamer_Codes & Standards Forecast | F1 | Commercial | Other Health | Existing | Food Preparation | Natural Gas | Steamer | Codes & Standards Forecast | Consumption Savings (MMtherm)
F2_Commercial_Other Health_Existing_Food Preparation_Natural Gas_Steamer_Codes & Standards Forecast | F2 | Commercial | Other Health | Existing | Food Preparation | Natural Gas | Steamer | Codes & Standards Forecast | Summer Demand Savings (MW)
F3_Commercial_Other Health_Existing_Food Preparation_Natural Gas_Steamer_Codes & Standards Forecast | F3 | Commercial | Other Health | Existing | Food Preparation | Natural Gas | Steamer | Codes & Standards Forecast | Winter Demand Savings (MW)
F4_Commercial_Other Health_Existing_Food Preparation_Natural Gas_Steamer_Codes & Standards Forecast | F4 | Commercial | Other Health | Existing | Food Preparation | Natural Gas | Steamer | Codes & Standards Forecast | Incremental Savings (MMtherm)
F1_Commercial_Other Health_Existing_Food Preparation_Natural Gas_Food Prep Other_Codes & Standards Forecast | F1 | Commercial | Other Health | Existing | Food Preparation | Natural Gas | Food Prep Other | Codes & Standards Forecast | Consumption Savings (MMtherm)
F2_Commercial_Other Health_Existing_Food Preparation_Natural Gas_Food Prep Other_Codes & Standards Forecast | F2 | Commercial | Other Health | Existing | Food Preparation | Natural Gas | Food Prep Other | Codes & Standards Forecast | Summer Demand Savings (MW)
F3_Commercial_Other Health_Existing_Food Preparation_Natural Gas_Food Prep Other_Codes & Standards Forecast | F3 | Commercial | Other Health | Existing | Food Preparation | Natural Gas | Food Prep Other | Codes & Standards Forecast | Winter Demand Savings (MW)
F4_Commercial_Other Health_Existing_Food Preparation_Natural Gas_Food Prep Other_Codes & Standards Forecast | F4 | Commercial | Other Health | Existing | Food Preparation | Natural Gas | Food Prep Other | Codes & Standards Forecast | Incremental Savings (MMtherm)
F1_Commercial_Other Health_Existing_Miscellaneous_Natural Gas_Pool Heater_Codes & Standards Forecast | F1 | Commercial | Other Health | Existing | Miscellaneous | Natural Gas | Pool Heater | Codes & Standards Forecast | Consumption Savings (MMtherm)
F2_Commercial_Other Health_Existing_Miscellaneous_Natural Gas_Pool Heater_Codes & Standards Forecast | F2 | Commercial | Other Health | Existing | Miscellaneous | Natural Gas | Pool Heater | Codes & Standards Forecast | Summer Demand Savings (MW)
F3_Commercial_Other Health_Existing_Miscellaneous_Natural Gas_Pool Heater_Codes & Standards Forecast | F3 | Commercial | Other Health | Existing | Miscellaneous | Natural Gas | Pool Heater | Codes & Standards Forecast | Winter Demand Savings (MW)
F4_Commercial_Other Health_Existing_Miscellaneous_Natural Gas_Pool Heater_Codes & Standards Forecast | F4 | Commercial | Other Health | Existing | Miscellaneous | Natural Gas | Pool Heater | Codes & Standards Forecast | Incremental Savings (MMtherm)
F1_Commercial_Other Health_Existing_Miscellaneous_Natural Gas_Miscellaneous_Codes & Standards Forecast | F1 | Commercial | Other Health | Existing | Miscellaneous | Natural Gas | Miscellaneous | Codes & Standards Forecast | Consumption Savings (MMtherm)
F2_Commercial_Other Health_Existing_Miscellaneous_Natural Gas_Miscellaneous_Codes & Standards Forecast | F2 | Commercial | Other Health | Existing | Miscellaneous | Natural Gas | Miscellaneous | Codes & Standards Forecast | Summer Demand Savings (MW)
F3_Commercial_Other Health_Existing_Miscellaneous_Natural Gas_Miscellaneous_Codes & Standards Forecast | F3 | Commercial | Other Health | Existing | Miscellaneous | Natural Gas | Miscellaneous | Codes & Standards Forecast | Winter Demand Savings (MW)
F4_Commercial_Other Health_Existing_Miscellaneous_Natural Gas_Miscellaneous_Codes & Standards Forecast | F4 | Commercial | Other Health | Existing | Miscellaneous | Natural Gas | Miscellaneous | Codes & Standards Forecast | Incremental Savings (MMtherm)
F1_Commercial_Other Health_New_Space Heating_Natural Gas_Furnace_Codes & Standards Forecast | F1 | Commercial | Other Health | New | Space Heating | Natural Gas | Furnace | Codes & Standards Forecast | Consumption Savings (MMtherm)
F2_Commercial_Other Health_New_Space Heating_Natural Gas_Furnace_Codes & Standards Forecast | F2 | Commercial | Other Health | New | Space Heating | Natural Gas | Furnace | Codes & Standards Forecast | Summer Demand Savings (MW)
F3_Commercial_Other Health_New_Space Heating_Natural Gas_Furnace_Codes & Standards Forecast | F3 | Commercial | Other Health | New | Space Heating | Natural Gas | Furnace | Codes & Standards Forecast | Winter Demand Savings (MW)
F4_Commercial_Other Health_New_Space Heating_Natural Gas_Furnace_Codes & Standards Forecast | F4 | Commercial | Other Health | New | Space Heating | Natural Gas | Furnace | Codes & Standards Forecast | Incremental Savings (MMtherm)
F1_Commercial_Other Health_New_Space Heating_Natural Gas_Boiler_Codes & Standards Forecast | F1 | Commercial | Other Health | New | Space Heating | Natural Gas | Boiler | Codes & Standards Forecast | Consumption Savings (MMtherm)
F2_Commercial_Other Health_New_Space Heating_Natural Gas_Boiler_Codes & Standards Forecast | F2 | Commercial | Other Health | New | Space Heating | Natural Gas | Boiler | Codes & Standards Forecast | Summer Demand Savings (MW)
F3_Commercial_Other Health_New_Space Heating_Natural Gas_Boiler_Codes & Standards Forecast | F3 | Commercial | Other Health | New | Space Heating | Natural Gas | Boiler | Codes & Standards Forecast | Winter Demand Savings (MW)
F4_Commercial_Other Health_New_Space Heating_Natural Gas_Boiler_Codes & Standards Forecast | F4 | Commercial | Other Health | New | Space Heating | Natural Gas | Boiler | Codes & Standards Forecast | Incremental Savings (MMtherm)
F1_Commercial_Other Health_New_Space Heating_Natural Gas_Unit Heater_Codes & Standards Forecast | F1 | Commercial | Other Health | New | Space Heating | Natural Gas | Unit Heater | Codes & Standards Forecast | Consumption Savings (MMtherm)
F2_Commercial_Other Health_New_Space Heating_Natural Gas_Unit Heater_Codes & Standards Forecast | F2 | Commercial | Other Health | New | Space Heating | Natural Gas | Unit Heater | Codes & Standards Forecast | Summer Demand Savings (MW)
F3_Commercial_Other Health_New_Space Heating_Natural Gas_Unit Heater_Codes & Standards Forecast | F3 | Commercial | Other Health | New | Space Heating | Natural Gas | Unit Heater | Codes & Standards Forecast | Winter Demand Savings (MW)
F4_Commercial_Other Health_New_Space Heating_Natural Gas_Unit Heater_Codes & Standards Forecast | F4 | Commercial | Other Health | New | Space Heating | Natural Gas | Unit Heater | Codes & Standards Forecast | Incremental Savings (MMtherm)
F1_Commercial_Other Health_New_Water Heating_Natural Gas_Water Heater_Codes & Standards Forecast | F1 | Commercial | Other Health | New | Water Heating | Natural Gas | Water Heater | Codes & Standards Forecast | Consumption Savings (MMtherm)
F2_Commercial_Other Health_New_Water Heating_Natural Gas_Water Heater_Codes & Standards Forecast | F2 | Commercial | Other Health | New | Water Heating | Natural Gas | Water Heater | Codes & Standards Forecast | Summer Demand Savings (MW)
F3_Commercial_Other Health_New_Water Heating_Natural Gas_Water Heater_Codes & Standards Forecast | F3 | Commercial | Other Health | New | Water Heating | Natural Gas | Water Heater | Codes & Standards Forecast | Winter Demand Savings (MW)
F4_Commercial_Other Health_New_Water Heating_Natural Gas_Water Heater_Codes & Standards Forecast | F4 | Commercial | Other Health | New | Water Heating | Natural Gas | Water Heater | Codes & Standards Forecast | Incremental Savings (MMtherm)
F1_Commercial_Other Health_New_Food Preparation_Natural Gas_Oven_Codes & Standards Forecast | F1 | Commercial | Other Health | New | Food Preparation | Natural Gas | Oven | Codes & Standards Forecast | Consumption Savings (MMtherm)
F2_Commercial_Other Health_New_Food Preparation_Natural Gas_Oven_Codes & Standards Forecast | F2 | Commercial | Other Health | New | Food Preparation | Natural Gas | Oven | Codes & Standards Forecast | Summer Demand Savings (MW)
F3_Commercial_Other Health_New_Food Preparation_Natural Gas_Oven_Codes & Standards Forecast | F3 | Commercial | Other Health | New | Food Preparation | Natural Gas | Oven | Codes & Standards Forecast | Winter Demand Savings (MW)
F4_Commercial_Other Health_New_Food Preparation_Natural Gas_Oven_Codes & Standards Forecast | F4 | Commercial | Other Health | New | Food Preparation | Natural Gas | Oven | Codes & Standards Forecast | Incremental Savings (MMtherm)
F1_Commercial_Other Health_New_Food Preparation_Natural Gas_Conveyor Oven_Codes & Standards Forecast | F1 | Commercial | Other Health | New | Food Preparation | Natural Gas | Conveyor Oven | Codes & Standards Forecast | Consumption Savings (MMtherm)
F2_Commercial_Other Health_New_Food Preparation_Natural Gas_Conveyor Oven_Codes & Standards Forecast | F2 | Commercial | Other Health | New | Food Preparation | Natural Gas | Conveyor Oven | Codes & Standards Forecast | Summer Demand Savings (MW)
F3_Commercial_Other Health_New_Food Preparation_Natural Gas_Conveyor Oven_Codes & Standards Forecast | F3 | Commercial | Other Health | New | Food Preparation | Natural Gas | Conveyor Oven | Codes & Standards Forecast | Winter Demand Savings (MW)
F4_Commercial_Other Health_New_Food Preparation_Natural Gas_Conveyor Oven_Codes & Standards Forecast | F4 | Commercial | Other Health | New | Food Preparation | Natural Gas | Conveyor Oven | Codes & Standards Forecast | Incremental Savings (MMtherm)
F1_Commercial_Other Health_New_Food Preparation_Natural Gas_Double Rack Oven_Codes & Standards Forecast | F1 | Commercial | Other Health | New | Food Preparation | Natural Gas | Double Rack Oven | Codes & Standards Forecast | Consumption Savings (MMtherm)
F2_Commercial_Other Health_New_Food Preparation_Natural Gas_Double Rack Oven_Codes & Standards Forecast | F2 | Commercial | Other Health | New | Food Preparation | Natural Gas | Double Rack Oven | Codes & Standards Forecast | Summer Demand Savings (MW)
F3_Commercial_Other Health_New_Food Preparation_Natural Gas_Double Rack Oven_Codes & Standards Forecast | F3 | Commercial | Other Health | New | Food Preparation | Natural Gas | Double Rack Oven | Codes & Standards Forecast | Winter Demand Savings (MW)
F4_Commercial_Other Health_New_Food Preparation_Natural Gas_Double Rack Oven_Codes & Standards Forecast | F4 | Commercial | Other Health | New | Food Preparation | Natural Gas | Double Rack Oven | Codes & Standards Forecast | Incremental Savings (MMtherm)
F1_Commercial_Other Health_New_Food Preparation_Natural Gas_Fryer_Codes & Standards Forecast | F1 | Commercial | Other Health | New | Food Preparation | Natural Gas | Fryer | Codes & Standards Forecast | Consumption Savings (MMtherm)
F2_Commercial_Other Health_New_Food Preparation_Natural Gas_Fryer_Codes & Standards Forecast | F2 | Commercial | Other Health | New | Food Preparation | Natural Gas | Fryer | Codes & Standards Forecast | Summer Demand Savings (MW)
F3_Commercial_Other Health_New_Food Preparation_Natural Gas_Fryer_Codes & Standards Forecast | F3 | Commercial | Other Health | New | Food Preparation | Natural Gas | Fryer | Codes & Standards Forecast | Winter Demand Savings (MW)
F4_Commercial_Other Health_New_Food Preparation_Natural Gas_Fryer_Codes & Standards Forecast | F4 | Commercial | Other Health | New | Food Preparation | Natural Gas | Fryer | Codes & Standards Forecast | Incremental Savings (MMtherm)
F1_Commercial_Other Health_New_Food Preparation_Natural Gas_Broiler_Codes & Standards Forecast | F1 | Commercial | Other Health | New | Food Preparation | Natural Gas | Broiler | Codes & Standards Forecast | Consumption Savings (MMtherm)
F2_Commercial_Other Health_New_Food Preparation_Natural Gas_Broiler_Codes & Standards Forecast | F2 | Commercial | Other Health | New | Food Preparation | Natural Gas | Broiler | Codes & Standards Forecast | Summer Demand Savings (MW)
F3_Commercial_Other Health_New_Food Preparation_Natural Gas_Broiler_Codes & Standards Forecast | F3 | Commercial | Other Health | New | Food Preparation | Natural Gas | Broiler | Codes & Standards Forecast | Winter Demand Savings (MW)
F4_Commercial_Other Health_New_Food Preparation_Natural Gas_Broiler_Codes & Standards Forecast | F4 | Commercial | Other Health | New | Food Preparation | Natural Gas | Broiler | Codes & Standards Forecast | Incremental Savings (MMtherm)
F1_Commercial_Other Health_New_Food Preparation_Natural Gas_Griddle_Codes & Standards Forecast | F1 | Commercial | Other Health | New | Food Preparation | Natural Gas | Griddle | Codes & Standards Forecast | Consumption Savings (MMtherm)
F2_Commercial_Other Health_New_Food Preparation_Natural Gas_Griddle_Codes & Standards Forecast | F2 | Commercial | Other Health | New | Food Preparation | Natural Gas | Griddle | Codes & Standards Forecast | Summer Demand Savings (MW)
F3_Commercial_Other Health_New_Food Preparation_Natural Gas_Griddle_Codes & Standards Forecast | F3 | Commercial | Other Health | New | Food Preparation | Natural Gas | Griddle | Codes & Standards Forecast | Winter Demand Savings (MW)
F4_Commercial_Other Health_New_Food Preparation_Natural Gas_Griddle_Codes & Standards Forecast | F4 | Commercial | Other Health | New | Food Preparation | Natural Gas | Griddle | Codes & Standards Forecast | Incremental Savings (MMtherm)
F1_Commercial_Other Health_New_Food Preparation_Natural Gas_Range_Codes & Standards Forecast | F1 | Commercial | Other Health | New | Food Preparation | Natural Gas | Range | Codes & Standards Forecast | Consumption Savings (MMtherm)
F2_Commercial_Other Health_New_Food Preparation_Natural Gas_Range_Codes & Standards Forecast | F2 | Commercial | Other Health | New | Food Preparation | Natural Gas | Range | Codes & Standards Forecast | Summer Demand Savings (MW)
F3_Commercial_Other Health_New_Food Preparation_Natural Gas_Range_Codes & Standards Forecast | F3 | Commercial | Other Health | New | Food Preparation | Natural Gas | Range | Codes & Standards Forecast | Winter Demand Savings (MW)
F4_Commercial_Other Health_New_Food Preparation_Natural Gas_Range_Codes & Standards Forecast | F4 | Commercial | Other Health | New | Food Preparation | Natural Gas | Range | Codes & Standards Forecast | Incremental Savings (MMtherm)
F1_Commercial_Other Health_New_Food Preparation_Natural Gas_Steamer_Codes & Standards Forecast | F1 | Commercial | Other Health | New | Food Preparation | Natural Gas | Steamer | Codes & Standards Forecast | Consumption Savings (MMtherm)
F2_Commercial_Other Health_New_Food Preparation_Natural Gas_Steamer_Codes & Standards Forecast | F2 | Commercial | Other Health | New | Food Preparation | Natural Gas | Steamer | Codes & Standards Forecast | Summer Demand Savings (MW)
F3_Commercial_Other Health_New_Food Preparation_Natural Gas_Steamer_Codes & Standards Forecast | F3 | Commercial | Other Health | New | Food Preparation | Natural Gas | Steamer | Codes & Standards Forecast | Winter Demand Savings (MW)
F4_Commercial_Other Health_New_Food Preparation_Natural Gas_Steamer_Codes & Standards Forecast | F4 | Commercial | Other Health | New | Food Preparation | Natural Gas | Steamer | Codes & Standards Forecast | Incremental Savings (MMtherm)
F1_Commercial_Other Health_New_Food Preparation_Natural Gas_Food Prep Other_Codes & Standards Forecast | F1 | Commercial | Other Health | New | Food Preparation | Natural Gas | Food Prep Other | Codes & Standards Forecast | Consumption Savings (MMtherm)
F2_Commercial_Other Health_New_Food Preparation_Natural Gas_Food Prep Other_Codes & Standards Forecast | F2 | Commercial | Other Health | New | Food Preparation | Natural Gas | Food Prep Other | Codes & Standards Forecast | Summer Demand Savings (MW)
F3_Commercial_Other Health_New_Food Preparation_Natural Gas_Food Prep Other_Codes & Standards Forecast | F3 | Commercial | Other Health | New | Food Preparation | Natural Gas | Food Prep Other | Codes & Standards Forecast | Winter Demand Savings (MW)
F4_Commercial_Other Health_New_Food Preparation_Natural Gas_Food Prep Other_Codes & Standards Forecast | F4 | Commercial | Other Health | New | Food Preparation | Natural Gas | Food Prep Other | Codes & Standards Forecast | Incremental Savings (MMtherm)
F1_Commercial_Other Health_New_Miscellaneous_Natural Gas_Pool Heater_Codes & Standards Forecast | F1 | Commercial | Other Health | New | Miscellaneous | Natural Gas | Pool Heater | Codes & Standards Forecast | Consumption Savings (MMtherm)
F2_Commercial_Other Health_New_Miscellaneous_Natural Gas_Pool Heater_Codes & Standards Forecast | F2 | Commercial | Other Health | New | Miscellaneous | Natural Gas | Pool Heater | Codes & Standards Forecast | Summer Demand Savings (MW)
F3_Commercial_Other Health_New_Miscellaneous_Natural Gas_Pool Heater_Codes & Standards Forecast | F3 | Commercial | Other Health | New | Miscellaneous | Natural Gas | Pool Heater | Codes & Standards Forecast | Winter Demand Savings (MW)
F4_Commercial_Other Health_New_Miscellaneous_Natural Gas_Pool Heater_Codes & Standards Forecast | F4 | Commercial | Other Health | New | Miscellaneous | Natural Gas | Pool Heater | Codes & Standards Forecast | Incremental Savings (MMtherm)
F1_Commercial_Other Health_New_Miscellaneous_Natural Gas_Miscellaneous_Codes & Standards Forecast | F1 | Commercial | Other Health | New | Miscellaneous | Natural Gas | Miscellaneous | Codes & Standards Forecast | Consumption Savings (MMtherm)
F2_Commercial_Other Health_New_Miscellaneous_Natural Gas_Miscellaneous_Codes & Standards Forecast | F2 | Commercial | Other Health | New | Miscellaneous | Natural Gas | Miscellaneous | Codes & Standards Forecast | Summer Demand Savings (MW)
F3_Commercial_Other Health_New_Miscellaneous_Natural Gas_Miscellaneous_Codes & Standards Forecast | F3 | Commercial | Other Health | New | Miscellaneous | Natural Gas | Miscellaneous | Codes & Standards Forecast | Winter Demand Savings (MW)
F4_Commercial_Other Health_New_Miscellaneous_Natural Gas_Miscellaneous_Codes & Standards Forecast | F4 | Commercial | Other Health | New | Miscellaneous | Natural Gas | Miscellaneous | Codes & Standards Forecast | Incremental Savings (MMtherm)
F1_Commercial_Lodging_Existing_Space Heating_Natural Gas_Furnace_Codes & Standards Forecast | F1 | Commercial | Lodging | Existing | Space Heating | Natural Gas | Furnace | Codes & Standards Forecast | Consumption Savings (MMtherm)
F2_Commercial_Lodging_Existing_Space Heating_Natural Gas_Furnace_Codes & Standards Forecast | F2 | Commercial | Lodging | Existing | Space Heating | Natural Gas | Furnace | Codes & Standards Forecast | Summer Demand Savings (MW)
F3_Commercial_Lodging_Existing_Space Heating_Natural Gas_Furnace_Codes & Standards Forecast | F3 | Commercial | Lodging | Existing | Space Heating | Natural Gas | Furnace | Codes & Standards Forecast | Winter Demand Savings (MW)
F4_Commercial_Lodging_Existing_Space Heating_Natural Gas_Furnace_Codes & Standards Forecast | F4 | Commercial | Lodging | Existing | Space Heating | Natural Gas | Furnace | Codes & Standards Forecast | Incremental Savings (MMtherm)
F1_Commercial_Lodging_Existing_Space Heating_Natural Gas_Boiler_Codes & Standards Forecast | F1 | Commercial | Lodging | Existing | Space Heating | Natural Gas | Boiler | Codes & Standards Forecast | Consumption Savings (MMtherm)
F2_Commercial_Lodging_Existing_Space Heating_Natural Gas_Boiler_Codes & Standards Forecast | F2 | Commercial | Lodging | Existing | Space Heating | Natural Gas | Boiler | Codes & Standards Forecast | Summer Demand Savings (MW)
F3_Commercial_Lodging_Existing_Space Heating_Natural Gas_Boiler_Codes & Standards Forecast | F3 | Commercial | Lodging | Existing | Space Heating | Natural Gas | Boiler | Codes & Standards Forecast | Winter Demand Savings (MW)
F4_Commercial_Lodging_Existing_Space Heating_Natural Gas_Boiler_Codes & Standards Forecast | F4 | Commercial | Lodging | Existing | Space Heating | Natural Gas | Boiler | Codes & Standards Forecast | Incremental Savings (MMtherm)
F1_Commercial_Lodging_Existing_Space Heating_Natural Gas_Unit Heater_Codes & Standards Forecast | F1 | Commercial | Lodging | Existing | Space Heating | Natural Gas | Unit Heater | Codes & Standards Forecast | Consumption Savings (MMtherm)
F2_Commercial_Lodging_Existing_Space Heating_Natural Gas_Unit Heater_Codes & Standards Forecast | F2 | Commercial | Lodging | Existing | Space Heating | Natural Gas | Unit Heater | Codes & Standards Forecast | Summer Demand Savings (MW)
F3_Commercial_Lodging_Existing_Space Heating_Natural Gas_Unit Heater_Codes & Standards Forecast | F3 | Commercial | Lodging | Existing | Space Heating | Natural Gas | Unit Heater | Codes & Standards Forecast | Winter Demand Savings (MW)
F4_Commercial_Lodging_Existing_Space Heating_Natural Gas_Unit Heater_Codes & Standards Forecast | F4 | Commercial | Lodging | Existing | Space Heating | Natural Gas | Unit Heater | Codes & Standards Forecast | Incremental Savings (MMtherm)
F1_Commercial_Lodging_Existing_Water Heating_Natural Gas_Water Heater_Codes & Standards Forecast | F1 | Commercial | Lodging | Existing | Water Heating | Natural Gas | Water Heater | Codes & Standards Forecast | Consumption Savings (MMtherm)
F2_Commercial_Lodging_Existing_Water Heating_Natural Gas_Water Heater_Codes & Standards Forecast | F2 | Commercial | Lodging | Existing | Water Heating | Natural Gas | Water Heater | Codes & Standards Forecast | Summer Demand Savings (MW)
F3_Commercial_Lodging_Existing_Water Heating_Natural Gas_Water Heater_Codes & Standards Forecast | F3 | Commercial | Lodging | Existing | Water Heating | Natural Gas | Water Heater | Codes & Standards Forecast | Winter Demand Savings (MW)
F4_Commercial_Lodging_Existing_Water Heating_Natural Gas_Water Heater_Codes & Standards Forecast | F4 | Commercial | Lodging | Existing | Water Heating | Natural Gas | Water Heater | Codes & Standards Forecast | Incremental Savings (MMtherm)
F1_Commercial_Lodging_Existing_Food Preparation_Natural Gas_Oven_Codes & Standards Forecast | F1 | Commercial | Lodging | Existing | Food Preparation | Natural Gas | Oven | Codes & Standards Forecast | Consumption Savings (MMtherm)
F2_Commercial_Lodging_Existing_Food Preparation_Natural Gas_Oven_Codes & Standards Forecast | F2 | Commercial | Lodging | Existing | Food Preparation | Natural Gas | Oven | Codes & Standards Forecast | Summer Demand Savings (MW)
F3_Commercial_Lodging_Existing_Food Preparation_Natural Gas_Oven_Codes & Standards Forecast | F3 | Commercial | Lodging | Existing | Food Preparation | Natural Gas | Oven | Codes & Standards Forecast | Winter Demand Savings (MW)
F4_Commercial_Lodging_Existing_Food Preparation_Natural Gas_Oven_Codes & Standards Forecast | F4 | Commercial | Lodging | Existing | Food Preparation | Natural Gas | Oven | Codes & Standards Forecast | Incremental Savings (MMtherm)
F1_Commercial_Lodging_Existing_Food Preparation_Natural Gas_Conveyor Oven_Codes & Standards Forecast | F1 | Commercial | Lodging | Existing | Food Preparation | Natural Gas | Conveyor Oven | Codes & Standards Forecast | Consumption Savings (MMtherm)
F2_Commercial_Lodging_Existing_Food Preparation_Natural Gas_Conveyor Oven_Codes & Standards Forecast | F2 | Commercial | Lodging | Existing | Food Preparation | Natural Gas | Conveyor Oven | Codes & Standards Forecast | Summer Demand Savings (MW)
F3_Commercial_Lodging_Existing_Food Preparation_Natural Gas_Conveyor Oven_Codes & Standards Forecast | F3 | Commercial | Lodging | Existing | Food Preparation | Natural Gas | Conveyor Oven | Codes & Standards Forecast | Winter Demand Savings (MW)
F4_Commercial_Lodging_Existing_Food Preparation_Natural Gas_Conveyor Oven_Codes & Standards Forecast | F4 | Commercial | Lodging | Existing | Food Preparation | Natural Gas | Conveyor Oven | Codes & Standards Forecast | Incremental Savings (MMtherm)
F1_Commercial_Lodging_Existing_Food Preparation_Natural Gas_Double Rack Oven_Codes & Standards Forecast | F1 | Commercial | Lodging | Existing | Food Preparation | Natural Gas | Double Rack Oven | Codes & Standards Forecast | Consumption Savings (MMtherm)
F2_Commercial_Lodging_Existing_Food Preparation_Natural Gas_Double Rack Oven_Codes & Standards Forecast | F2 | Commercial | Lodging | Existing | Food Preparation | Natural Gas | Double Rack Oven | Codes & Standards Forecast | Summer Demand Savings (MW)
F3_Commercial_Lodging_Existing_Food Preparation_Natural Gas_Double Rack Oven_Codes & Standards Forecast | F3 | Commercial | Lodging | Existing | Food Preparation | Natural Gas | Double Rack Oven | Codes & Standards Forecast | Winter Demand Savings (MW)
F4_Commercial_Lodging_Existing_Food Preparation_Natural Gas_Double Rack Oven_Codes & Standards Forecast | F4 | Commercial | Lodging | Existing | Food Preparation | Natural Gas | Double Rack Oven | Codes & Standards Forecast | Incremental Savings (MMtherm)
F1_Commercial_Lodging_Existing_Food Preparation_Natural Gas_Fryer_Codes & Standards Forecast | F1 | Commercial | Lodging | Existing | Food Preparation | Natural Gas | Fryer | Codes & Standards Forecast | Consumption Savings (MMtherm)
F2_Commercial_Lodging_Existing_Food Preparation_Natural Gas_Fryer_Codes & Standards Forecast | F2 | Commercial | Lodging | Existing | Food Preparation | Natural Gas | Fryer | Codes & Standards Forecast | Summer Demand Savings (MW)
F3_Commercial_Lodging_Existing_Food Preparation_Natural Gas_Fryer_Codes & Standards Forecast | F3 | Commercial | Lodging | Existing | Food Preparation | Natural Gas | Fryer | Codes & Standards Forecast | Winter Demand Savings (MW)
F4_Commercial_Lodging_Existing_Food Preparation_Natural Gas_Fryer_Codes & Standards Forecast | F4 | Commercial | Lodging | Existing | Food Preparation | Natural Gas | Fryer | Codes & Standards Forecast | Incremental Savings (MMtherm)
F1_Commercial_Lodging_Existing_Food Preparation_Natural Gas_Broiler_Codes & Standards Forecast | F1 | Commercial | Lodging | Existing | Food Preparation | Natural Gas | Broiler | Codes & Standards Forecast | Consumption Savings (MMtherm)
F2_Commercial_Lodging_Existing_Food Preparation_Natural Gas_Broiler_Codes & Standards Forecast | F2 | Commercial | Lodging | Existing | Food Preparation | Natural Gas | Broiler | Codes & Standards Forecast | Summer Demand Savings (MW)
F3_Commercial_Lodging_Existing_Food Preparation_Natural Gas_Broiler_Codes & Standards Forecast | F3 | Commercial | Lodging | Existing | Food Preparation | Natural Gas | Broiler | Codes & Standards Forecast | Winter Demand Savings (MW)
F4_Commercial_Lodging_Existing_Food Preparation_Natural Gas_Broiler_Codes & Standards Forecast | F4 | Commercial | Lodging | Existing | Food Preparation | Natural Gas | Broiler | Codes & Standards Forecast | Incremental Savings (MMtherm)
F1_Commercial_Lodging_Existing_Food Preparation_Natural Gas_Griddle_Codes & Standards Forecast | F1 | Commercial | Lodging | Existing | Food Preparation | Natural Gas | Griddle | Codes & Standards Forecast | Consumption Savings (MMtherm)
F2_Commercial_Lodging_Existing_Food Preparation_Natural Gas_Griddle_Codes & Standards Forecast | F2 | Commercial | Lodging | Existing | Food Preparation | Natural Gas | Griddle | Codes & Standards Forecast | Summer Demand Savings (MW)
F3_Commercial_Lodging_Existing_Food Preparation_Natural Gas_Griddle_Codes & Standards Forecast | F3 | Commercial | Lodging | Existing | Food Preparation | Natural Gas | Griddle | Codes & Standards Forecast | Winter Demand Savings (MW)
F4_Commercial_Lodging_Existing_Food Preparation_Natural Gas_Griddle_Codes & Standards Forecast | F4 | Commercial | Lodging | Existing | Food Preparation | Natural Gas | Griddle | Codes & Standards Forecast | Incremental Savings (MMtherm)
F1_Commercial_Lodging_Existing_Food Preparation_Natural Gas_Range_Codes & Standards Forecast | F1 | Commercial | Lodging | Existing | Food Preparation | Natural Gas | Range | Codes & Standards Forecast | Consumption Savings (MMtherm)
F2_Commercial_Lodging_Existing_Food Preparation_Natural Gas_Range_Codes & Standards Forecast | F2 | Commercial | Lodging | Existing | Food Preparation | Natural Gas | Range | Codes & Standards Forecast | Summer Demand Savings (MW)
F3_Commercial_Lodging_Existing_Food Preparation_Natural Gas_Range_Codes & Standards Forecast | F3 | Commercial | Lodging | Existing | Food Preparation | Natural Gas | Range | Codes & Standards Forecast | Winter Demand Savings (MW)
F4_Commercial_Lodging_Existing_Food Preparation_Natural Gas_Range_Codes & Standards Forecast | F4 | Commercial | Lodging | Existing | Food Preparation | Natural Gas | Range | Codes & Standards Forecast | Incremental Savings (MMtherm)
F1_Commercial_Lodging_Existing_Food Preparation_Natural Gas_Steamer_Codes & Standards Forecast | F1 | Commercial | Lodging | Existing | Food Preparation | Natural Gas | Steamer | Codes & Standards Forecast | Consumption Savings (MMtherm)
F2_Commercial_Lodging_Existing_Food Preparation_Natural Gas_Steamer_Codes & Standards Forecast | F2 | Commercial | Lodging | Existing | Food Preparation | Natural Gas | Steamer | Codes & Standards Forecast | Summer Demand Savings (MW)
F3_Commercial_Lodging_Existing_Food Preparation_Natural Gas_Steamer_Codes & Standards Forecast | F3 | Commercial | Lodging | Existing | Food Preparation | Natural Gas | Steamer | Codes & Standards Forecast | Winter Demand Savings (MW)
F4_Commercial_Lodging_Existing_Food Preparation_Natural Gas_Steamer_Codes & Standards Forecast | F4 | Commercial | Lodging | Existing | Food Preparation | Natural Gas | Steamer | Codes & Standards Forecast | Incremental Savings (MMtherm)
F1_Commercial_Lodging_Existing_Food Preparation_Natural Gas_Food Prep Other_Codes & Standards Forecast | F1 | Commercial | Lodging | Existing | Food Preparation | Natural Gas | Food Prep Other | Codes & Standards Forecast | Consumption Savings (MMtherm)
F2_Commercial_Lodging_Existing_Food Preparation_Natural Gas_Food Prep Other_Codes & Standards Forecast | F2 | Commercial | Lodging | Existing | Food Preparation | Natural Gas | Food Prep Other | Codes & Standards Forecast | Summer Demand Savings (MW)
F3_Commercial_Lodging_Existing_Food Preparation_Natural Gas_Food Prep Other_Codes & Standards Forecast | F3 | Commercial | Lodging | Existing | Food Preparation | Natural Gas | Food Prep Other | Codes & Standards Forecast | Winter Demand Savings (MW)
F4_Commercial_Lodging_Existing_Food Preparation_Natural Gas_Food Prep Other_Codes & Standards Forecast | F4 | Commercial | Lodging | Existing | Food Preparation | Natural Gas | Food Prep Other | Codes & Standards Forecast | Incremental Savings (MMtherm)
F1_Commercial_Lodging_Existing_Miscellaneous_Natural Gas_Pool Heater_Codes & Standards Forecast | F1 | Commercial | Lodging | Existing | Miscellaneous | Natural Gas | Pool Heater | Codes & Standards Forecast | Consumption Savings (MMtherm)
F2_Commercial_Lodging_Existing_Miscellaneous_Natural Gas_Pool Heater_Codes & Standards Forecast | F2 | Commercial | Lodging | Existing | Miscellaneous | Natural Gas | Pool Heater | Codes & Standards Forecast | Summer Demand Savings (MW)
F3_Commercial_Lodging_Existing_Miscellaneous_Natural Gas_Pool Heater_Codes & Standards Forecast | F3 | Commercial | Lodging | Existing | Miscellaneous | Natural Gas | Pool Heater | Codes & Standards Forecast | Winter Demand Savings (MW)
F4_Commercial_Lodging_Existing_Miscellaneous_Natural Gas_Pool Heater_Codes & Standards Forecast | F4 | Commercial | Lodging | Existing | Miscellaneous | Natural Gas | Pool Heater | Codes & Standards Forecast | Incremental Savings (MMtherm)
F1_Commercial_Lodging_Existing_Miscellaneous_Natural Gas_Miscellaneous_Codes & Standards Forecast | F1 | Commercial | Lodging | Existing | Miscellaneous | Natural Gas | Miscellaneous | Codes & Standards Forecast | Consumption Savings (MMtherm)
F2_Commercial_Lodging_Existing_Miscellaneous_Natural Gas_Miscellaneous_Codes & Standards Forecast | F2 | Commercial | Lodging | Existing | Miscellaneous | Natural Gas | Miscellaneous | Codes & Standards Forecast | Summer Demand Savings (MW)
F3_Commercial_Lodging_Existing_Miscellaneous_Natural Gas_Miscellaneous_Codes & Standards Forecast | F3 | Commercial | Lodging | Existing | Miscellaneous | Natural Gas | Miscellaneous | Codes & Standards Forecast | Winter Demand Savings (MW)
F4_Commercial_Lodging_Existing_Miscellaneous_Natural Gas_Miscellaneous_Codes & Standards Forecast | F4 | Commercial | Lodging | Existing | Miscellaneous | Natural Gas | Miscellaneous | Codes & Standards Forecast | Incremental Savings (MMtherm)
F1_Commercial_Lodging_New_Space Heating_Natural Gas_Furnace_Codes & Standards Forecast | F1 | Commercial | Lodging | New | Space Heating | Natural Gas | Furnace | Codes & Standards Forecast | Consumption Savings (MMtherm)
F2_Commercial_Lodging_New_Space Heating_Natural Gas_Furnace_Codes & Standards Forecast | F2 | Commercial | Lodging | New | Space Heating | Natural Gas | Furnace | Codes & Standards Forecast | Summer Demand Savings (MW)
F3_Commercial_Lodging_New_Space Heating_Natural Gas_Furnace_Codes & Standards Forecast | F3 | Commercial | Lodging | New | Space Heating | Natural Gas | Furnace | Codes & Standards Forecast | Winter Demand Savings (MW)
F4_Commercial_Lodging_New_Space Heating_Natural Gas_Furnace_Codes & Standards Forecast | F4 | Commercial | Lodging | New | Space Heating | Natural Gas | Furnace | Codes & Standards Forecast | Incremental Savings (MMtherm)
F1_Commercial_Lodging_New_Space Heating_Natural Gas_Boiler_Codes & Standards Forecast | F1 | Commercial | Lodging | New | Space Heating | Natural Gas | Boiler | Codes & Standards Forecast | Consumption Savings (MMtherm)
F2_Commercial_Lodging_New_Space Heating_Natural Gas_Boiler_Codes & Standards Forecast | F2 | Commercial | Lodging | New | Space Heating | Natural Gas | Boiler | Codes & Standards Forecast | Summer Demand Savings (MW)
F3_Commercial_Lodging_New_Space Heating_Natural Gas_Boiler_Codes & Standards Forecast | F3 | Commercial | Lodging | New | Space Heating | Natural Gas | Boiler | Codes & Standards Forecast | Winter Demand Savings (MW)
F4_Commercial_Lodging_New_Space Heating_Natural Gas_Boiler_Codes & Standards Forecast | F4 | Commercial | Lodging | New | Space Heating | Natural Gas | Boiler | Codes & Standards Forecast | Incremental Savings (MMtherm)
F1_Commercial_Lodging_New_Space Heating_Natural Gas_Unit Heater_Codes & Standards Forecast | F1 | Commercial | Lodging | New | Space Heating | Natural Gas | Unit Heater | Codes & Standards Forecast | Consumption Savings (MMtherm)
F2_Commercial_Lodging_New_Space Heating_Natural Gas_Unit Heater_Codes & Standards Forecast | F2 | Commercial | Lodging | New | Space Heating | Natural Gas | Unit Heater | Codes & Standards Forecast | Summer Demand Savings (MW)
F3_Commercial_Lodging_New_Space Heating_Natural Gas_Unit Heater_Codes & Standards Forecast | F3 | Commercial | Lodging | New | Space Heating | Natural Gas | Unit Heater | Codes & Standards Forecast | Winter Demand Savings (MW)
F4_Commercial_Lodging_New_Space Heating_Natural Gas_Unit Heater_Codes & Standards Forecast | F4 | Commercial | Lodging | New | Space Heating | Natural Gas | Unit Heater | Codes & Standards Forecast | Incremental Savings (MMtherm)
F1_Commercial_Lodging_New_Water Heating_Natural Gas_Water Heater_Codes & Standards Forecast | F1 | Commercial | Lodging | New | Water Heating | Natural Gas | Water Heater | Codes & Standards Forecast | Consumption Savings (MMtherm)
F2_Commercial_Lodging_New_Water Heating_Natural Gas_Water Heater_Codes & Standards Forecast | F2 | Commercial | Lodging | New | Water Heating | Natural Gas | Water Heater | Codes & Standards Forecast | Summer Demand Savings (MW)
F3_Commercial_Lodging_New_Water Heating_Natural Gas_Water Heater_Codes & Standards Forecast | F3 | Commercial | Lodging | New | Water Heating | Natural Gas | Water Heater | Codes & Standards Forecast | Winter Demand Savings (MW)
F4_Commercial_Lodging_New_Water Heating_Natural Gas_Water Heater_Codes & Standards Forecast | F4 | Commercial | Lodging | New | Water Heating | Natural Gas | Water Heater | Codes & Standards Forecast | Incremental Savings (MMtherm)
F1_Commercial_Lodging_New_Food Preparation_Natural Gas_Oven_Codes & Standards Forecast | F1 | Commercial | Lodging | New | Food Preparation | Natural Gas | Oven | Codes & Standards Forecast | Consumption Savings (MMtherm)
F2_Commercial_Lodging_New_Food Preparation_Natural Gas_Oven_Codes & Standards Forecast | F2 | Commercial | Lodging | New | Food Preparation | Natural Gas | Oven | Codes & Standards Forecast | Summer Demand Savings (MW)
F3_Commercial_Lodging_New_Food Preparation_Natural Gas_Oven_Codes & Standards Forecast | F3 | Commercial | Lodging | New | Food Preparation | Natural Gas | Oven | Codes & Standards Forecast | Winter Demand Savings (MW)
F4_Commercial_Lodging_New_Food Preparation_Natural Gas_Oven_Codes & Standards Forecast | F4 | Commercial | Lodging | New | Food Preparation | Natural Gas | Oven | Codes & Standards Forecast | Incremental Savings (MMtherm)
F1_Commercial_Lodging_New_Food Preparation_Natural Gas_Conveyor Oven_Codes & Standards Forecast | F1 | Commercial | Lodging | New | Food Preparation | Natural Gas | Conveyor Oven | Codes & Standards Forecast | Consumption Savings (MMtherm)
F2_Commercial_Lodging_New_Food Preparation_Natural Gas_Conveyor Oven_Codes & Standards Forecast | F2 | Commercial | Lodging | New | Food Preparation | Natural Gas | Conveyor Oven | Codes & Standards Forecast | Summer Demand Savings (MW)
F3_Commercial_Lodging_New_Food Preparation_Natural Gas_Conveyor Oven_Codes & Standards Forecast | F3 | Commercial | Lodging | New | Food Preparation | Natural Gas | Conveyor Oven | Codes & Standards Forecast | Winter Demand Savings (MW)
F4_Commercial_Lodging_New_Food Preparation_Natural Gas_Conveyor Oven_Codes & Standards Forecast | F4 | Commercial | Lodging | New | Food Preparation | Natural Gas | Conveyor Oven | Codes & Standards Forecast | Incremental Savings (MMtherm)
F1_Commercial_Lodging_New_Food Preparation_Natural Gas_Double Rack Oven_Codes & Standards Forecast | F1 | Commercial | Lodging | New | Food Preparation | Natural Gas | Double Rack Oven | Codes & Standards Forecast | Consumption Savings (MMtherm)
F2_Commercial_Lodging_New_Food Preparation_Natural Gas_Double Rack Oven_Codes & Standards Forecast | F2 | Commercial | Lodging | New | Food Preparation | Natural Gas | Double Rack Oven | Codes & Standards Forecast | Summer Demand Savings (MW)
F3_Commercial_Lodging_New_Food Preparation_Natural Gas_Double Rack Oven_Codes & Standards Forecast | F3 | Commercial | Lodging | New | Food Preparation | Natural Gas | Double Rack Oven | Codes & Standards Forecast | Winter Demand Savings (MW)
F4_Commercial_Lodging_New_Food Preparation_Natural Gas_Double Rack Oven_Codes & Standards Forecast | F4 | Commercial | Lodging | New | Food Preparation | Natural Gas | Double Rack Oven | Codes & Standards Forecast | Incremental Savings (MMtherm)
F1_Commercial_Lodging_New_Food Preparation_Natural Gas_Fryer_Codes & Standards Forecast | F1 | Commercial | Lodging | New | Food Preparation | Natural Gas | Fryer | Codes & Standards Forecast | Consumption Savings (MMtherm)
F2_Commercial_Lodging_New_Food Preparation_Natural Gas_Fryer_Codes & Standards Forecast | F2 | Commercial | Lodging | New | Food Preparation | Natural Gas | Fryer | Codes & Standards Forecast | Summer Demand Savings (MW)
F3_Commercial_Lodging_New_Food Preparation_Natural Gas_Fryer_Codes & Standards Forecast | F3 | Commercial | Lodging | New | Food Preparation | Natural Gas | Fryer | Codes & Standards Forecast | Winter Demand Savings (MW)
F4_Commercial_Lodging_New_Food Preparation_Natural Gas_Fryer_Codes & Standards Forecast | F4 | Commercial | Lodging | New | Food Preparation | Natural Gas | Fryer | Codes & Standards Forecast | Incremental Savings (MMtherm)
F1_Commercial_Lodging_New_Food Preparation_Natural Gas_Broiler_Codes & Standards Forecast | F1 | Commercial | Lodging | New | Food Preparation | Natural Gas | Broiler | Codes & Standards Forecast | Consumption Savings (MMtherm)
F2_Commercial_Lodging_New_Food Preparation_Natural Gas_Broiler_Codes & Standards Forecast | F2 | Commercial | Lodging | New | Food Preparation | Natural Gas | Broiler | Codes & Standards Forecast | Summer Demand Savings (MW)
F3_Commercial_Lodging_New_Food Preparation_Natural Gas_Broiler_Codes & Standards Forecast | F3 | Commercial | Lodging | New | Food Preparation | Natural Gas | Broiler | Codes & Standards Forecast | Winter Demand Savings (MW)
F4_Commercial_Lodging_New_Food Preparation_Natural Gas_Broiler_Codes & Standards Forecast | F4 | Commercial | Lodging | New | Food Preparation | Natural Gas | Broiler | Codes & Standards Forecast | Incremental Savings (MMtherm)
F1_Commercial_Lodging_New_Food Preparation_Natural Gas_Griddle_Codes & Standards Forecast | F1 | Commercial | Lodging | New | Food Preparation | Natural Gas | Griddle | Codes & Standards Forecast | Consumption Savings (MMtherm)
F2_Commercial_Lodging_New_Food Preparation_Natural Gas_Griddle_Codes & Standards Forecast | F2 | Commercial | Lodging | New | Food Preparation | Natural Gas | Griddle | Codes & Standards Forecast | Summer Demand Savings (MW)
F3_Commercial_Lodging_New_Food Preparation_Natural Gas_Griddle_Codes & Standards Forecast | F3 | Commercial | Lodging | New | Food Preparation | Natural Gas | Griddle | Codes & Standards Forecast | Winter Demand Savings (MW)
F4_Commercial_Lodging_New_Food Preparation_Natural Gas_Griddle_Codes & Standards Forecast | F4 | Commercial | Lodging | New | Food Preparation | Natural Gas | Griddle | Codes & Standards Forecast | Incremental Savings (MMtherm)
F1_Commercial_Lodging_New_Food Preparation_Natural Gas_Range_Codes & Standards Forecast | F1 | Commercial | Lodging | New | Food Preparation | Natural Gas | Range | Codes & Standards Forecast | Consumption Savings (MMtherm)
F2_Commercial_Lodging_New_Food Preparation_Natural Gas_Range_Codes & Standards Forecast | F2 | Commercial | Lodging | New | Food Preparation | Natural Gas | Range | Codes & Standards Forecast | Summer Demand Savings (MW)
F3_Commercial_Lodging_New_Food Preparation_Natural Gas_Range_Codes & Standards Forecast | F3 | Commercial | Lodging | New | Food Preparation | Natural Gas | Range | Codes & Standards Forecast | Winter Demand Savings (MW)
F4_Commercial_Lodging_New_Food Preparation_Natural Gas_Range_Codes & Standards Forecast | F4 | Commercial | Lodging | New | Food Preparation | Natural Gas | Range | Codes & Standards Forecast | Incremental Savings (MMtherm)
F1_Commercial_Lodging_New_Food Preparation_Natural Gas_Steamer_Codes & Standards Forecast | F1 | Commercial | Lodging | New | Food Preparation | Natural Gas | Steamer | Codes & Standards Forecast | Consumption Savings (MMtherm)
F2_Commercial_Lodging_New_Food Preparation_Natural Gas_Steamer_Codes & Standards Forecast | F2 | Commercial | Lodging | New | Food Preparation | Natural Gas | Steamer | Codes & Standards Forecast | Summer Demand Savings (MW)
F3_Commercial_Lodging_New_Food Preparation_Natural Gas_Steamer_Codes & Standards Forecast | F3 | Commercial | Lodging | New | Food Preparation | Natural Gas | Steamer | Codes & Standards Forecast | Winter Demand Savings (MW)
F4_Commercial_Lodging_New_Food Preparation_Natural Gas_Steamer_Codes & Standards Forecast | F4 | Commercial | Lodging | New | Food Preparation | Natural Gas | Steamer | Codes & Standards Forecast | Incremental Savings (MMtherm)
F1_Commercial_Lodging_New_Food Preparation_Natural Gas_Food Prep Other_Codes & Standards Forecast | F1 | Commercial | Lodging | New | Food Preparation | Natural Gas | Food Prep Other | Codes & Standards Forecast | Consumption Savings (MMtherm)
F2_Commercial_Lodging_New_Food Preparation_Natural Gas_Food Prep Other_Codes & Standards Forecast | F2 | Commercial | Lodging | New | Food Preparation | Natural Gas | Food Prep Other | Codes & Standards Forecast | Summer Demand Savings (MW)
F3_Commercial_Lodging_New_Food Preparation_Natural Gas_Food Prep Other_Codes & Standards Forecast | F3 | Commercial | Lodging | New | Food Preparation | Natural Gas | Food Prep Other | Codes & Standards Forecast | Winter Demand Savings (MW)
F4_Commercial_Lodging_New_Food Preparation_Natural Gas_Food Prep Other_Codes & Standards Forecast | F4 | Commercial | Lodging | New | Food Preparation | Natural Gas | Food Prep Other | Codes & Standards Forecast | Incremental Savings (MMtherm)
F1_Commercial_Lodging_New_Miscellaneous_Natural Gas_Pool Heater_Codes & Standards Forecast | F1 | Commercial | Lodging | New | Miscellaneous | Natural Gas | Pool Heater | Codes & Standards Forecast | Consumption Savings (MMtherm)
F2_Commercial_Lodging_New_Miscellaneous_Natural Gas_Pool Heater_Codes & Standards Forecast | F2 | Commercial | Lodging | New | Miscellaneous | Natural Gas | Pool Heater | Codes & Standards Forecast | Summer Demand Savings (MW)
F3_Commercial_Lodging_New_Miscellaneous_Natural Gas_Pool Heater_Codes & Standards Forecast | F3 | Commercial | Lodging | New | Miscellaneous | Natural Gas | Pool Heater | Codes & Standards Forecast | Winter Demand Savings (MW)
F4_Commercial_Lodging_New_Miscellaneous_Natural Gas_Pool Heater_Codes & Standards Forecast | F4 | Commercial | Lodging | New | Miscellaneous | Natural Gas | Pool Heater | Codes & Standards Forecast | Incremental Savings (MMtherm)
F1_Commercial_Lodging_New_Miscellaneous_Natural Gas_Miscellaneous_Codes & Standards Forecast | F1 | Commercial | Lodging | New | Miscellaneous | Natural Gas | Miscellaneous | Codes & Standards Forecast | Consumption Savings (MMtherm)
F2_Commercial_Lodging_New_Miscellaneous_Natural Gas_Miscellaneous_Codes & Standards Forecast | F2 | Commercial | Lodging | New | Miscellaneous | Natural Gas | Miscellaneous | Codes & Standards Forecast | Summer Demand Savings (MW)
F3_Commercial_Lodging_New_Miscellaneous_Natural Gas_Miscellaneous_Codes & Standards Forecast | F3 | Commercial | Lodging | New | Miscellaneous | Natural Gas | Miscellaneous | Codes & Standards Forecast | Winter Demand Savings (MW)
F4_Commercial_Lodging_New_Miscellaneous_Natural Gas_Miscellaneous_Codes & Standards Forecast | F4 | Commercial | Lodging | New | Miscellaneous | Natural Gas | Miscellaneous | Codes & Standards Forecast | Incremental Savings (MMtherm)
F1_Commercial_Warehouse_Existing_Space Heating_Natural Gas_Furnace_Codes & Standards Forecast | F1 | Commercial | Warehouse | Existing | Space Heating | Natural Gas | Furnace | Codes & Standards Forecast | Consumption Savings (MMtherm)
F2_Commercial_Warehouse_Existing_Space Heating_Natural Gas_Furnace_Codes & Standards Forecast | F2 | Commercial | Warehouse | Existing | Space Heating | Natural Gas | Furnace | Codes & Standards Forecast | Summer Demand Savings (MW)
F3_Commercial_Warehouse_Existing_Space Heating_Natural Gas_Furnace_Codes & Standards Forecast | F3 | Commercial | Warehouse | Existing | Space Heating | Natural Gas | Furnace | Codes & Standards Forecast | Winter Demand Savings (MW)
F4_Commercial_Warehouse_Existing_Space Heating_Natural Gas_Furnace_Codes & Standards Forecast | F4 | Commercial | Warehouse | Existing | Space Heating | Natural Gas | Furnace | Codes & Standards Forecast | Incremental Savings (MMtherm)
F1_Commercial_Warehouse_Existing_Space Heating_Natural Gas_Boiler_Codes & Standards Forecast | F1 | Commercial | Warehouse | Existing | Space Heating | Natural Gas | Boiler | Codes & Standards Forecast | Consumption Savings (MMtherm)
F2_Commercial_Warehouse_Existing_Space Heating_Natural Gas_Boiler_Codes & Standards Forecast | F2 | Commercial | Warehouse | Existing | Space Heating | Natural Gas | Boiler | Codes & Standards Forecast | Summer Demand Savings (MW)
F3_Commercial_Warehouse_Existing_Space Heating_Natural Gas_Boiler_Codes & Standards Forecast | F3 | Commercial | Warehouse | Existing | Space Heating | Natural Gas | Boiler | Codes & Standards Forecast | Winter Demand Savings (MW)
F4_Commercial_Warehouse_Existing_Space Heating_Natural Gas_Boiler_Codes & Standards Forecast | F4 | Commercial | Warehouse | Existing | Space Heating | Natural Gas | Boiler | Codes & Standards Forecast | Incremental Savings (MMtherm)
F1_Commercial_Warehouse_Existing_Space Heating_Natural Gas_Unit Heater_Codes & Standards Forecast | F1 | Commercial | Warehouse | Existing | Space Heating | Natural Gas | Unit Heater | Codes & Standards Forecast | Consumption Savings (MMtherm)
F2_Commercial_Warehouse_Existing_Space Heating_Natural Gas_Unit Heater_Codes & Standards Forecast | F2 | Commercial | Warehouse | Existing | Space Heating | Natural Gas | Unit Heater | Codes & Standards Forecast | Summer Demand Savings (MW)
F3_Commercial_Warehouse_Existing_Space Heating_Natural Gas_Unit Heater_Codes & Standards Forecast | F3 | Commercial | Warehouse | Existing | Space Heating | Natural Gas | Unit Heater | Codes & Standards Forecast | Winter Demand Savings (MW)
F4_Commercial_Warehouse_Existing_Space Heating_Natural Gas_Unit Heater_Codes & Standards Forecast | F4 | Commercial | Warehouse | Existing | Space Heating | Natural Gas | Unit Heater | Codes & Standards Forecast | Incremental Savings (MMtherm)
F1_Commercial_Warehouse_Existing_Water Heating_Natural Gas_Water Heater_Codes & Standards Forecast | F1 | Commercial | Warehouse | Existing | Water Heating | Natural Gas | Water Heater | Codes & Standards Forecast | Consumption Savings (MMtherm)
F2_Commercial_Warehouse_Existing_Water Heating_Natural Gas_Water Heater_Codes & Standards Forecast | F2 | Commercial | Warehouse | Existing | Water Heating | Natural Gas | Water Heater | Codes & Standards Forecast | Summer Demand Savings (MW)
F3_Commercial_Warehouse_Existing_Water Heating_Natural Gas_Water Heater_Codes & Standards Forecast | F3 | Commercial | Warehouse | Existing | Water Heating | Natural Gas | Water Heater | Codes & Standards Forecast | Winter Demand Savings (MW)
F4_Commercial_Warehouse_Existing_Water Heating_Natural Gas_Water Heater_Codes & Standards Forecast | F4 | Commercial | Warehouse | Existing | Water Heating | Natural Gas | Water Heater | Codes & Standards Forecast | Incremental Savings (MMtherm)
F1_Commercial_Warehouse_Existing_Food Preparation_Natural Gas_Oven_Codes & Standards Forecast | F1 | Commercial | Warehouse | Existing | Food Preparation | Natural Gas | Oven | Codes & Standards Forecast | Consumption Savings (MMtherm)
F2_Commercial_Warehouse_Existing_Food Preparation_Natural Gas_Oven_Codes & Standards Forecast | F2 | Commercial | Warehouse | Existing | Food Preparation | Natural Gas | Oven | Codes & Standards Forecast | Summer Demand Savings (MW)
F3_Commercial_Warehouse_Existing_Food Preparation_Natural Gas_Oven_Codes & Standards Forecast | F3 | Commercial | Warehouse | Existing | Food Preparation | Natural Gas | Oven | Codes & Standards Forecast | Winter Demand Savings (MW)
F4_Commercial_Warehouse_Existing_Food Preparation_Natural Gas_Oven_Codes & Standards Forecast | F4 | Commercial | Warehouse | Existing | Food Preparation | Natural Gas | Oven | Codes & Standards Forecast | Incremental Savings (MMtherm)
F1_Commercial_Warehouse_Existing_Food Preparation_Natural Gas_Conveyor Oven_Codes & Standards Forecast | F1 | Commercial | Warehouse | Existing | Food Preparation | Natural Gas | Conveyor Oven | Codes & Standards Forecast | Consumption Savings (MMtherm)
F2_Commercial_Warehouse_Existing_Food Preparation_Natural Gas_Conveyor Oven_Codes & Standards Forecast | F2 | Commercial | Warehouse | Existing | Food Preparation | Natural Gas | Conveyor Oven | Codes & Standards Forecast | Summer Demand Savings (MW)
F3_Commercial_Warehouse_Existing_Food Preparation_Natural Gas_Conveyor Oven_Codes & Standards Forecast | F3 | Commercial | Warehouse | Existing | Food Preparation | Natural Gas | Conveyor Oven | Codes & Standards Forecast | Winter Demand Savings (MW)
F4_Commercial_Warehouse_Existing_Food Preparation_Natural Gas_Conveyor Oven_Codes & Standards Forecast | F4 | Commercial | Warehouse | Existing | Food Preparation | Natural Gas | Conveyor Oven | Codes & Standards Forecast | Incremental Savings (MMtherm)
F1_Commercial_Warehouse_Existing_Food Preparation_Natural Gas_Double Rack Oven_Codes & Standards Forecast | F1 | Commercial | Warehouse | Existing | Food Preparation | Natural Gas | Double Rack Oven | Codes & Standards Forecast | Consumption Savings (MMtherm)
F2_Commercial_Warehouse_Existing_Food Preparation_Natural Gas_Double Rack Oven_Codes & Standards Forecast | F2 | Commercial | Warehouse | Existing | Food Preparation | Natural Gas | Double Rack Oven | Codes & Standards Forecast | Summer Demand Savings (MW)
F3_Commercial_Warehouse_Existing_Food Preparation_Natural Gas_Double Rack Oven_Codes & Standards Forecast | F3 | Commercial | Warehouse | Existing | Food Preparation | Natural Gas | Double Rack Oven | Codes & Standards Forecast | Winter Demand Savings (MW)
F4_Commercial_Warehouse_Existing_Food Preparation_Natural Gas_Double Rack Oven_Codes & Standards Forecast | F4 | Commercial | Warehouse | Existing | Food Preparation | Natural Gas | Double Rack Oven | Codes & Standards Forecast | Incremental Savings (MMtherm)
F1_Commercial_Warehouse_Existing_Food Preparation_Natural Gas_Fryer_Codes & Standards Forecast | F1 | Commercial | Warehouse | Existing | Food Preparation | Natural Gas | Fryer | Codes & Standards Forecast | Consumption Savings (MMtherm)
F2_Commercial_Warehouse_Existing_Food Preparation_Natural Gas_Fryer_Codes & Standards Forecast | F2 | Commercial | Warehouse | Existing | Food Preparation | Natural Gas | Fryer | Codes & Standards Forecast | Summer Demand Savings (MW)
F3_Commercial_Warehouse_Existing_Food Preparation_Natural Gas_Fryer_Codes & Standards Forecast | F3 | Commercial | Warehouse | Existing | Food Preparation | Natural Gas | Fryer | Codes & Standards Forecast | Winter Demand Savings (MW)
F4_Commercial_Warehouse_Existing_Food Preparation_Natural Gas_Fryer_Codes & Standards Forecast | F4 | Commercial | Warehouse | Existing | Food Preparation | Natural Gas | Fryer | Codes & Standards Forecast | Incremental Savings (MMtherm)
F1_Commercial_Warehouse_Existing_Food Preparation_Natural Gas_Broiler_Codes & Standards Forecast | F1 | Commercial | Warehouse | Existing | Food Preparation | Natural Gas | Broiler | Codes & Standards Forecast | Consumption Savings (MMtherm)
F2_Commercial_Warehouse_Existing_Food Preparation_Natural Gas_Broiler_Codes & Standards Forecast | F2 | Commercial | Warehouse | Existing | Food Preparation | Natural Gas | Broiler | Codes & Standards Forecast | Summer Demand Savings (MW)
F3_Commercial_Warehouse_Existing_Food Preparation_Natural Gas_Broiler_Codes & Standards Forecast | F3 | Commercial | Warehouse | Existing | Food Preparation | Natural Gas | Broiler | Codes & Standards Forecast | Winter Demand Savings (MW)
F4_Commercial_Warehouse_Existing_Food Preparation_Natural Gas_Broiler_Codes & Standards Forecast | F4 | Commercial | Warehouse | Existing | Food Preparation | Natural Gas | Broiler | Codes & Standards Forecast | Incremental Savings (MMtherm)
F1_Commercial_Warehouse_Existing_Food Preparation_Natural Gas_Griddle_Codes & Standards Forecast | F1 | Commercial | Warehouse | Existing | Food Preparation | Natural Gas | Griddle | Codes & Standards Forecast | Consumption Savings (MMtherm)
F2_Commercial_Warehouse_Existing_Food Preparation_Natural Gas_Griddle_Codes & Standards Forecast | F2 | Commercial | Warehouse | Existing | Food Preparation | Natural Gas | Griddle | Codes & Standards Forecast | Summer Demand Savings (MW)
F3_Commercial_Warehouse_Existing_Food Preparation_Natural Gas_Griddle_Codes & Standards Forecast | F3 | Commercial | Warehouse | Existing | Food Preparation | Natural Gas | Griddle | Codes & Standards Forecast | Winter Demand Savings (MW)
F4_Commercial_Warehouse_Existing_Food Preparation_Natural Gas_Griddle_Codes & Standards Forecast | F4 | Commercial | Warehouse | Existing | Food Preparation | Natural Gas | Griddle | Codes & Standards Forecast | Incremental Savings (MMtherm)
F1_Commercial_Warehouse_Existing_Food Preparation_Natural Gas_Range_Codes & Standards Forecast | F1 | Commercial | Warehouse | Existing | Food Preparation | Natural Gas | Range | Codes & Standards Forecast | Consumption Savings (MMtherm)
F2_Commercial_Warehouse_Existing_Food Preparation_Natural Gas_Range_Codes & Standards Forecast | F2 | Commercial | Warehouse | Existing | Food Preparation | Natural Gas | Range | Codes & Standards Forecast | Summer Demand Savings (MW)
F3_Commercial_Warehouse_Existing_Food Preparation_Natural Gas_Range_Codes & Standards Forecast | F3 | Commercial | Warehouse | Existing | Food Preparation | Natural Gas | Range | Codes & Standards Forecast | Winter Demand Savings (MW)
F4_Commercial_Warehouse_Existing_Food Preparation_Natural Gas_Range_Codes & Standards Forecast | F4 | Commercial | Warehouse | Existing | Food Preparation | Natural Gas | Range | Codes & Standards Forecast | Incremental Savings (MMtherm)
F1_Commercial_Warehouse_Existing_Food Preparation_Natural Gas_Steamer_Codes & Standards Forecast | F1 | Commercial | Warehouse | Existing | Food Preparation | Natural Gas | Steamer | Codes & Standards Forecast | Consumption Savings (MMtherm)
F2_Commercial_Warehouse_Existing_Food Preparation_Natural Gas_Steamer_Codes & Standards Forecast | F2 | Commercial | Warehouse | Existing | Food Preparation | Natural Gas | Steamer | Codes & Standards Forecast | Summer Demand Savings (MW)
F3_Commercial_Warehouse_Existing_Food Preparation_Natural Gas_Steamer_Codes & Standards Forecast | F3 | Commercial | Warehouse | Existing | Food Preparation | Natural Gas | Steamer | Codes & Standards Forecast | Winter Demand Savings (MW)
F4_Commercial_Warehouse_Existing_Food Preparation_Natural Gas_Steamer_Codes & Standards Forecast | F4 | Commercial | Warehouse | Existing | Food Preparation | Natural Gas | Steamer | Codes & Standards Forecast | Incremental Savings (MMtherm)
F1_Commercial_Warehouse_Existing_Food Preparation_Natural Gas_Food Prep Other_Codes & Standards Forecast | F1 | Commercial | Warehouse | Existing | Food Preparation | Natural Gas | Food Prep Other | Codes & Standards Forecast | Consumption Savings (MMtherm)
F2_Commercial_Warehouse_Existing_Food Preparation_Natural Gas_Food Prep Other_Codes & Standards Forecast | F2 | Commercial | Warehouse | Existing | Food Preparation | Natural Gas | Food Prep Other | Codes & Standards Forecast | Summer Demand Savings (MW)
F3_Commercial_Warehouse_Existing_Food Preparation_Natural Gas_Food Prep Other_Codes & Standards Forecast | F3 | Commercial | Warehouse | Existing | Food Preparation | Natural Gas | Food Prep Other | Codes & Standards Forecast | Winter Demand Savings (MW)
F4_Commercial_Warehouse_Existing_Food Preparation_Natural Gas_Food Prep Other_Codes & Standards Forecast | F4 | Commercial | Warehouse | Existing | Food Preparation | Natural Gas | Food Prep Other | Codes & Standards Forecast | Incremental Savings (MMtherm)
F1_Commercial_Warehouse_Existing_Miscellaneous_Natural Gas_Pool Heater_Codes & Standards Forecast | F1 | Commercial | Warehouse | Existing | Miscellaneous | Natural Gas | Pool Heater | Codes & Standards Forecast | Consumption Savings (MMtherm)
F2_Commercial_Warehouse_Existing_Miscellaneous_Natural Gas_Pool Heater_Codes & Standards Forecast | F2 | Commercial | Warehouse | Existing | Miscellaneous | Natural Gas | Pool Heater | Codes & Standards Forecast | Summer Demand Savings (MW)
F3_Commercial_Warehouse_Existing_Miscellaneous_Natural Gas_Pool Heater_Codes & Standards Forecast | F3 | Commercial | Warehouse | Existing | Miscellaneous | Natural Gas | Pool Heater | Codes & Standards Forecast | Winter Demand Savings (MW)
F4_Commercial_Warehouse_Existing_Miscellaneous_Natural Gas_Pool Heater_Codes & Standards Forecast | F4 | Commercial | Warehouse | Existing | Miscellaneous | Natural Gas | Pool Heater | Codes & Standards Forecast | Incremental Savings (MMtherm)
F1_Commercial_Warehouse_Existing_Miscellaneous_Natural Gas_Miscellaneous_Codes & Standards Forecast | F1 | Commercial | Warehouse | Existing | Miscellaneous | Natural Gas | Miscellaneous | Codes & Standards Forecast | Consumption Savings (MMtherm)
F2_Commercial_Warehouse_Existing_Miscellaneous_Natural Gas_Miscellaneous_Codes & Standards Forecast | F2 | Commercial | Warehouse | Existing | Miscellaneous | Natural Gas | Miscellaneous | Codes & Standards Forecast | Summer Demand Savings (MW)
F3_Commercial_Warehouse_Existing_Miscellaneous_Natural Gas_Miscellaneous_Codes & Standards Forecast | F3 | Commercial | Warehouse | Existing | Miscellaneous | Natural Gas | Miscellaneous | Codes & Standards Forecast | Winter Demand Savings (MW)
F4_Commercial_Warehouse_Existing_Miscellaneous_Natural Gas_Miscellaneous_Codes & Standards Forecast | F4 | Commercial | Warehouse | Existing | Miscellaneous | Natural Gas | Miscellaneous | Codes & Standards Forecast | Incremental Savings (MMtherm)
F1_Commercial_Warehouse_New_Space Heating_Natural Gas_Furnace_Codes & Standards Forecast | F1 | Commercial | Warehouse | New | Space Heating | Natural Gas | Furnace | Codes & Standards Forecast | Consumption Savings (MMtherm)
F2_Commercial_Warehouse_New_Space Heating_Natural Gas_Furnace_Codes & Standards Forecast | F2 | Commercial | Warehouse | New | Space Heating | Natural Gas | Furnace | Codes & Standards Forecast | Summer Demand Savings (MW)
F3_Commercial_Warehouse_New_Space Heating_Natural Gas_Furnace_Codes & Standards Forecast | F3 | Commercial | Warehouse | New | Space Heating | Natural Gas | Furnace | Codes & Standards Forecast | Winter Demand Savings (MW)
F4_Commercial_Warehouse_New_Space Heating_Natural Gas_Furnace_Codes & Standards Forecast | F4 | Commercial | Warehouse | New | Space Heating | Natural Gas | Furnace | Codes & Standards Forecast | Incremental Savings (MMtherm)
F1_Commercial_Warehouse_New_Space Heating_Natural Gas_Boiler_Codes & Standards Forecast | F1 | Commercial | Warehouse | New | Space Heating | Natural Gas | Boiler | Codes & Standards Forecast | Consumption Savings (MMtherm)
F2_Commercial_Warehouse_New_Space Heating_Natural Gas_Boiler_Codes & Standards Forecast | F2 | Commercial | Warehouse | New | Space Heating | Natural Gas | Boiler | Codes & Standards Forecast | Summer Demand Savings (MW)
F3_Commercial_Warehouse_New_Space Heating_Natural Gas_Boiler_Codes & Standards Forecast | F3 | Commercial | Warehouse | New | Space Heating | Natural Gas | Boiler | Codes & Standards Forecast | Winter Demand Savings (MW)
F4_Commercial_Warehouse_New_Space Heating_Natural Gas_Boiler_Codes & Standards Forecast | F4 | Commercial | Warehouse | New | Space Heating | Natural Gas | Boiler | Codes & Standards Forecast | Incremental Savings (MMtherm)
F1_Commercial_Warehouse_New_Space Heating_Natural Gas_Unit Heater_Codes & Standards Forecast | F1 | Commercial | Warehouse | New | Space Heating | Natural Gas | Unit Heater | Codes & Standards Forecast | Consumption Savings (MMtherm)
F2_Commercial_Warehouse_New_Space Heating_Natural Gas_Unit Heater_Codes & Standards Forecast | F2 | Commercial | Warehouse | New | Space Heating | Natural Gas | Unit Heater | Codes & Standards Forecast | Summer Demand Savings (MW)
F3_Commercial_Warehouse_New_Space Heating_Natural Gas_Unit Heater_Codes & Standards Forecast | F3 | Commercial | Warehouse | New | Space Heating | Natural Gas | Unit Heater | Codes & Standards Forecast | Winter Demand Savings (MW)
F4_Commercial_Warehouse_New_Space Heating_Natural Gas_Unit Heater_Codes & Standards Forecast | F4 | Commercial | Warehouse | New | Space Heating | Natural Gas | Unit Heater | Codes & Standards Forecast | Incremental Savings (MMtherm)
F1_Commercial_Warehouse_New_Water Heating_Natural Gas_Water Heater_Codes & Standards Forecast | F1 | Commercial | Warehouse | New | Water Heating | Natural Gas | Water Heater | Codes & Standards Forecast | Consumption Savings (MMtherm)
F2_Commercial_Warehouse_New_Water Heating_Natural Gas_Water Heater_Codes & Standards Forecast | F2 | Commercial | Warehouse | New | Water Heating | Natural Gas | Water Heater | Codes & Standards Forecast | Summer Demand Savings (MW)
F3_Commercial_Warehouse_New_Water Heating_Natural Gas_Water Heater_Codes & Standards Forecast | F3 | Commercial | Warehouse | New | Water Heating | Natural Gas | Water Heater | Codes & Standards Forecast | Winter Demand Savings (MW)
F4_Commercial_Warehouse_New_Water Heating_Natural Gas_Water Heater_Codes & Standards Forecast | F4 | Commercial | Warehouse | New | Water Heating | Natural Gas | Water Heater | Codes & Standards Forecast | Incremental Savings (MMtherm)
F1_Commercial_Warehouse_New_Food Preparation_Natural Gas_Oven_Codes & Standards Forecast | F1 | Commercial | Warehouse | New | Food Preparation | Natural Gas | Oven | Codes & Standards Forecast | Consumption Savings (MMtherm)
F2_Commercial_Warehouse_New_Food Preparation_Natural Gas_Oven_Codes & Standards Forecast | F2 | Commercial | Warehouse | New | Food Preparation | Natural Gas | Oven | Codes & Standards Forecast | Summer Demand Savings (MW)
F3_Commercial_Warehouse_New_Food Preparation_Natural Gas_Oven_Codes & Standards Forecast | F3 | Commercial | Warehouse | New | Food Preparation | Natural Gas | Oven | Codes & Standards Forecast | Winter Demand Savings (MW)
F4_Commercial_Warehouse_New_Food Preparation_Natural Gas_Oven_Codes & Standards Forecast | F4 | Commercial | Warehouse | New | Food Preparation | Natural Gas | Oven | Codes & Standards Forecast | Incremental Savings (MMtherm)
F1_Commercial_Warehouse_New_Food Preparation_Natural Gas_Conveyor Oven_Codes & Standards Forecast | F1 | Commercial | Warehouse | New | Food Preparation | Natural Gas | Conveyor Oven | Codes & Standards Forecast | Consumption Savings (MMtherm)
F2_Commercial_Warehouse_New_Food Preparation_Natural Gas_Conveyor Oven_Codes & Standards Forecast | F2 | Commercial | Warehouse | New | Food Preparation | Natural Gas | Conveyor Oven | Codes & Standards Forecast | Summer Demand Savings (MW)
F3_Commercial_Warehouse_New_Food Preparation_Natural Gas_Conveyor Oven_Codes & Standards Forecast | F3 | Commercial | Warehouse | New | Food Preparation | Natural Gas | Conveyor Oven | Codes & Standards Forecast | Winter Demand Savings (MW)
F4_Commercial_Warehouse_New_Food Preparation_Natural Gas_Conveyor Oven_Codes & Standards Forecast | F4 | Commercial | Warehouse | New | Food Preparation | Natural Gas | Conveyor Oven | Codes & Standards Forecast | Incremental Savings (MMtherm)
F1_Commercial_Warehouse_New_Food Preparation_Natural Gas_Double Rack Oven_Codes & Standards Forecast | F1 | Commercial | Warehouse | New | Food Preparation | Natural Gas | Double Rack Oven | Codes & Standards Forecast | Consumption Savings (MMtherm)
F2_Commercial_Warehouse_New_Food Preparation_Natural Gas_Double Rack Oven_Codes & Standards Forecast | F2 | Commercial | Warehouse | New | Food Preparation | Natural Gas | Double Rack Oven | Codes & Standards Forecast | Summer Demand Savings (MW)
F3_Commercial_Warehouse_New_Food Preparation_Natural Gas_Double Rack Oven_Codes & Standards Forecast | F3 | Commercial | Warehouse | New | Food Preparation | Natural Gas | Double Rack Oven | Codes & Standards Forecast | Winter Demand Savings (MW)
F4_Commercial_Warehouse_New_Food Preparation_Natural Gas_Double Rack Oven_Codes & Standards Forecast | F4 | Commercial | Warehouse | New | Food Preparation | Natural Gas | Double Rack Oven | Codes & Standards Forecast | Incremental Savings (MMtherm)
F1_Commercial_Warehouse_New_Food Preparation_Natural Gas_Fryer_Codes & Standards Forecast | F1 | Commercial | Warehouse | New | Food Preparation | Natural Gas | Fryer | Codes & Standards Forecast | Consumption Savings (MMtherm)
F2_Commercial_Warehouse_New_Food Preparation_Natural Gas_Fryer_Codes & Standards Forecast | F2 | Commercial | Warehouse | New | Food Preparation | Natural Gas | Fryer | Codes & Standards Forecast | Summer Demand Savings (MW)
F3_Commercial_Warehouse_New_Food Preparation_Natural Gas_Fryer_Codes & Standards Forecast | F3 | Commercial | Warehouse | New | Food Preparation | Natural Gas | Fryer | Codes & Standards Forecast | Winter Demand Savings (MW)
F4_Commercial_Warehouse_New_Food Preparation_Natural Gas_Fryer_Codes & Standards Forecast | F4 | Commercial | Warehouse | New | Food Preparation | Natural Gas | Fryer | Codes & Standards Forecast | Incremental Savings (MMtherm)
F1_Commercial_Warehouse_New_Food Preparation_Natural Gas_Broiler_Codes & Standards Forecast | F1 | Commercial | Warehouse | New | Food Preparation | Natural Gas | Broiler | Codes & Standards Forecast | Consumption Savings (MMtherm)
F2_Commercial_Warehouse_New_Food Preparation_Natural Gas_Broiler_Codes & Standards Forecast | F2 | Commercial | Warehouse | New | Food Preparation | Natural Gas | Broiler | Codes & Standards Forecast | Summer Demand Savings (MW)
F3_Commercial_Warehouse_New_Food Preparation_Natural Gas_Broiler_Codes & Standards Forecast | F3 | Commercial | Warehouse | New | Food Preparation | Natural Gas | Broiler | Codes & Standards Forecast | Winter Demand Savings (MW)
F4_Commercial_Warehouse_New_Food Preparation_Natural Gas_Broiler_Codes & Standards Forecast | F4 | Commercial | Warehouse | New | Food Preparation | Natural Gas | Broiler | Codes & Standards Forecast | Incremental Savings (MMtherm)
F1_Commercial_Warehouse_New_Food Preparation_Natural Gas_Griddle_Codes & Standards Forecast | F1 | Commercial | Warehouse | New | Food Preparation | Natural Gas | Griddle | Codes & Standards Forecast | Consumption Savings (MMtherm)
F2_Commercial_Warehouse_New_Food Preparation_Natural Gas_Griddle_Codes & Standards Forecast | F2 | Commercial | Warehouse | New | Food Preparation | Natural Gas | Griddle | Codes & Standards Forecast | Summer Demand Savings (MW)
F3_Commercial_Warehouse_New_Food Preparation_Natural Gas_Griddle_Codes & Standards Forecast | F3 | Commercial | Warehouse | New | Food Preparation | Natural Gas | Griddle | Codes & Standards Forecast | Winter Demand Savings (MW)
F4_Commercial_Warehouse_New_Food Preparation_Natural Gas_Griddle_Codes & Standards Forecast | F4 | Commercial | Warehouse | New | Food Preparation | Natural Gas | Griddle | Codes & Standards Forecast | Incremental Savings (MMtherm)
F1_Commercial_Warehouse_New_Food Preparation_Natural Gas_Range_Codes & Standards Forecast | F1 | Commercial | Warehouse | New | Food Preparation | Natural Gas | Range | Codes & Standards Forecast | Consumption Savings (MMtherm)
F2_Commercial_Warehouse_New_Food Preparation_Natural Gas_Range_Codes & Standards Forecast | F2 | Commercial | Warehouse | New | Food Preparation | Natural Gas | Range | Codes & Standards Forecast | Summer Demand Savings (MW)
F3_Commercial_Warehouse_New_Food Preparation_Natural Gas_Range_Codes & Standards Forecast | F3 | Commercial | Warehouse | New | Food Preparation | Natural Gas | Range | Codes & Standards Forecast | Winter Demand Savings (MW)
F4_Commercial_Warehouse_New_Food Preparation_Natural Gas_Range_Codes & Standards Forecast | F4 | Commercial | Warehouse | New | Food Preparation | Natural Gas | Range | Codes & Standards Forecast | Incremental Savings (MMtherm)
F1_Commercial_Warehouse_New_Food Preparation_Natural Gas_Steamer_Codes & Standards Forecast | F1 | Commercial | Warehouse | New | Food Preparation | Natural Gas | Steamer | Codes & Standards Forecast | Consumption Savings (MMtherm)
F2_Commercial_Warehouse_New_Food Preparation_Natural Gas_Steamer_Codes & Standards Forecast | F2 | Commercial | Warehouse | New | Food Preparation | Natural Gas | Steamer | Codes & Standards Forecast | Summer Demand Savings (MW)
F3_Commercial_Warehouse_New_Food Preparation_Natural Gas_Steamer_Codes & Standards Forecast | F3 | Commercial | Warehouse | New | Food Preparation | Natural Gas | Steamer | Codes & Standards Forecast | Winter Demand Savings (MW)
F4_Commercial_Warehouse_New_Food Preparation_Natural Gas_Steamer_Codes & Standards Forecast | F4 | Commercial | Warehouse | New | Food Preparation | Natural Gas | Steamer | Codes & Standards Forecast | Incremental Savings (MMtherm)
F1_Commercial_Warehouse_New_Food Preparation_Natural Gas_Food Prep Other_Codes & Standards Forecast | F1 | Commercial | Warehouse | New | Food Preparation | Natural Gas | Food Prep Other | Codes & Standards Forecast | Consumption Savings (MMtherm)
F2_Commercial_Warehouse_New_Food Preparation_Natural Gas_Food Prep Other_Codes & Standards Forecast | F2 | Commercial | Warehouse | New | Food Preparation | Natural Gas | Food Prep Other | Codes & Standards Forecast | Summer Demand Savings (MW)
F3_Commercial_Warehouse_New_Food Preparation_Natural Gas_Food Prep Other_Codes & Standards Forecast | F3 | Commercial | Warehouse | New | Food Preparation | Natural Gas | Food Prep Other | Codes & Standards Forecast | Winter Demand Savings (MW)
F4_Commercial_Warehouse_New_Food Preparation_Natural Gas_Food Prep Other_Codes & Standards Forecast | F4 | Commercial | Warehouse | New | Food Preparation | Natural Gas | Food Prep Other | Codes & Standards Forecast | Incremental Savings (MMtherm)
F1_Commercial_Warehouse_New_Miscellaneous_Natural Gas_Pool Heater_Codes & Standards Forecast | F1 | Commercial | Warehouse | New | Miscellaneous | Natural Gas | Pool Heater | Codes & Standards Forecast | Consumption Savings (MMtherm)
F2_Commercial_Warehouse_New_Miscellaneous_Natural Gas_Pool Heater_Codes & Standards Forecast | F2 | Commercial | Warehouse | New | Miscellaneous | Natural Gas | Pool Heater | Codes & Standards Forecast | Summer Demand Savings (MW)
F3_Commercial_Warehouse_New_Miscellaneous_Natural Gas_Pool Heater_Codes & Standards Forecast | F3 | Commercial | Warehouse | New | Miscellaneous | Natural Gas | Pool Heater | Codes & Standards Forecast | Winter Demand Savings (MW)
F4_Commercial_Warehouse_New_Miscellaneous_Natural Gas_Pool Heater_Codes & Standards Forecast | F4 | Commercial | Warehouse | New | Miscellaneous | Natural Gas | Pool Heater | Codes & Standards Forecast | Incremental Savings (MMtherm)
F1_Commercial_Warehouse_New_Miscellaneous_Natural Gas_Miscellaneous_Codes & Standards Forecast | F1 | Commercial | Warehouse | New | Miscellaneous | Natural Gas | Miscellaneous | Codes & Standards Forecast | Consumption Savings (MMtherm)
F2_Commercial_Warehouse_New_Miscellaneous_Natural Gas_Miscellaneous_Codes & Standards Forecast | F2 | Commercial | Warehouse | New | Miscellaneous | Natural Gas | Miscellaneous | Codes & Standards Forecast | Summer Demand Savings (MW)
F3_Commercial_Warehouse_New_Miscellaneous_Natural Gas_Miscellaneous_Codes & Standards Forecast | F3 | Commercial | Warehouse | New | Miscellaneous | Natural Gas | Miscellaneous | Codes & Standards Forecast | Winter Demand Savings (MW)
F4_Commercial_Warehouse_New_Miscellaneous_Natural Gas_Miscellaneous_Codes & Standards Forecast | F4 | Commercial | Warehouse | New | Miscellaneous | Natural Gas | Miscellaneous | Codes & Standards Forecast | Incremental Savings (MMtherm)
F1_Commercial_Miscellaneous_Existing_Space Heating_Natural Gas_Furnace_Codes & Standards Forecast | F1 | Commercial | Miscellaneous | Existing | Space Heating | Natural Gas | Furnace | Codes & Standards Forecast | Consumption Savings (MMtherm)
F2_Commercial_Miscellaneous_Existing_Space Heating_Natural Gas_Furnace_Codes & Standards Forecast | F2 | Commercial | Miscellaneous | Existing | Space Heating | Natural Gas | Furnace | Codes & Standards Forecast | Summer Demand Savings (MW)
F3_Commercial_Miscellaneous_Existing_Space Heating_Natural Gas_Furnace_Codes & Standards Forecast | F3 | Commercial | Miscellaneous | Existing | Space Heating | Natural Gas | Furnace | Codes & Standards Forecast | Winter Demand Savings (MW)
F4_Commercial_Miscellaneous_Existing_Space Heating_Natural Gas_Furnace_Codes & Standards Forecast | F4 | Commercial | Miscellaneous | Existing | Space Heating | Natural Gas | Furnace | Codes & Standards Forecast | Incremental Savings (MMtherm)
F1_Commercial_Miscellaneous_Existing_Space Heating_Natural Gas_Boiler_Codes & Standards Forecast | F1 | Commercial | Miscellaneous | Existing | Space Heating | Natural Gas | Boiler | Codes & Standards Forecast | Consumption Savings (MMtherm)
F2_Commercial_Miscellaneous_Existing_Space Heating_Natural Gas_Boiler_Codes & Standards Forecast | F2 | Commercial | Miscellaneous | Existing | Space Heating | Natural Gas | Boiler | Codes & Standards Forecast | Summer Demand Savings (MW)
F3_Commercial_Miscellaneous_Existing_Space Heating_Natural Gas_Boiler_Codes & Standards Forecast | F3 | Commercial | Miscellaneous | Existing | Space Heating | Natural Gas | Boiler | Codes & Standards Forecast | Winter Demand Savings (MW)
F4_Commercial_Miscellaneous_Existing_Space Heating_Natural Gas_Boiler_Codes & Standards Forecast | F4 | Commercial | Miscellaneous | Existing | Space Heating | Natural Gas | Boiler | Codes & Standards Forecast | Incremental Savings (MMtherm)
F1_Commercial_Miscellaneous_Existing_Space Heating_Natural Gas_Unit Heater_Codes & Standards Forecast | F1 | Commercial | Miscellaneous | Existing | Space Heating | Natural Gas | Unit Heater | Codes & Standards Forecast | Consumption Savings (MMtherm)
F2_Commercial_Miscellaneous_Existing_Space Heating_Natural Gas_Unit Heater_Codes & Standards Forecast | F2 | Commercial | Miscellaneous | Existing | Space Heating | Natural Gas | Unit Heater | Codes & Standards Forecast | Summer Demand Savings (MW)
F3_Commercial_Miscellaneous_Existing_Space Heating_Natural Gas_Unit Heater_Codes & Standards Forecast | F3 | Commercial | Miscellaneous | Existing | Space Heating | Natural Gas | Unit Heater | Codes & Standards Forecast | Winter Demand Savings (MW)
F4_Commercial_Miscellaneous_Existing_Space Heating_Natural Gas_Unit Heater_Codes & Standards Forecast | F4 | Commercial | Miscellaneous | Existing | Space Heating | Natural Gas | Unit Heater | Codes & Standards Forecast | Incremental Savings (MMtherm)
F1_Commercial_Miscellaneous_Existing_Water Heating_Natural Gas_Water Heater_Codes & Standards Forecast | F1 | Commercial | Miscellaneous | Existing | Water Heating | Natural Gas | Water Heater | Codes & Standards Forecast | Consumption Savings (MMtherm)
F2_Commercial_Miscellaneous_Existing_Water Heating_Natural Gas_Water Heater_Codes & Standards Forecast | F2 | Commercial | Miscellaneous | Existing | Water Heating | Natural Gas | Water Heater | Codes & Standards Forecast | Summer Demand Savings (MW)
F3_Commercial_Miscellaneous_Existing_Water Heating_Natural Gas_Water Heater_Codes & Standards Forecast | F3 | Commercial | Miscellaneous | Existing | Water Heating | Natural Gas | Water Heater | Codes & Standards Forecast | Winter Demand Savings (MW)
F4_Commercial_Miscellaneous_Existing_Water Heating_Natural Gas_Water Heater_Codes & Standards Forecast | F4 | Commercial | Miscellaneous | Existing | Water Heating | Natural Gas | Water Heater | Codes & Standards Forecast | Incremental Savings (MMtherm)
F1_Commercial_Miscellaneous_Existing_Food Preparation_Natural Gas_Oven_Codes & Standards Forecast | F1 | Commercial | Miscellaneous | Existing | Food Preparation | Natural Gas | Oven | Codes & Standards Forecast | Consumption Savings (MMtherm)
F2_Commercial_Miscellaneous_Existing_Food Preparation_Natural Gas_Oven_Codes & Standards Forecast | F2 | Commercial | Miscellaneous | Existing | Food Preparation | Natural Gas | Oven | Codes & Standards Forecast | Summer Demand Savings (MW)
F3_Commercial_Miscellaneous_Existing_Food Preparation_Natural Gas_Oven_Codes & Standards Forecast | F3 | Commercial | Miscellaneous | Existing | Food Preparation | Natural Gas | Oven | Codes & Standards Forecast | Winter Demand Savings (MW)
F4_Commercial_Miscellaneous_Existing_Food Preparation_Natural Gas_Oven_Codes & Standards Forecast | F4 | Commercial | Miscellaneous | Existing | Food Preparation | Natural Gas | Oven | Codes & Standards Forecast | Incremental Savings (MMtherm)
F1_Commercial_Miscellaneous_Existing_Food Preparation_Natural Gas_Conveyor Oven_Codes & Standards Forecast | F1 | Commercial | Miscellaneous | Existing | Food Preparation | Natural Gas | Conveyor Oven | Codes & Standards Forecast | Consumption Savings (MMtherm)
F2_Commercial_Miscellaneous_Existing_Food Preparation_Natural Gas_Conveyor Oven_Codes & Standards Forecast | F2 | Commercial | Miscellaneous | Existing | Food Preparation | Natural Gas | Conveyor Oven | Codes & Standards Forecast | Summer Demand Savings (MW)
F3_Commercial_Miscellaneous_Existing_Food Preparation_Natural Gas_Conveyor Oven_Codes & Standards Forecast | F3 | Commercial | Miscellaneous | Existing | Food Preparation | Natural Gas | Conveyor Oven | Codes & Standards Forecast | Winter Demand Savings (MW)
F4_Commercial_Miscellaneous_Existing_Food Preparation_Natural Gas_Conveyor Oven_Codes & Standards Forecast | F4 | Commercial | Miscellaneous | Existing | Food Preparation | Natural Gas | Conveyor Oven | Codes & Standards Forecast | Incremental Savings (MMtherm)
F1_Commercial_Miscellaneous_Existing_Food Preparation_Natural Gas_Double Rack Oven_Codes & Standards Forecast | F1 | Commercial | Miscellaneous | Existing | Food Preparation | Natural Gas | Double Rack Oven | Codes & Standards Forecast | Consumption Savings (MMtherm)
F2_Commercial_Miscellaneous_Existing_Food Preparation_Natural Gas_Double Rack Oven_Codes & Standards Forecast | F2 | Commercial | Miscellaneous | Existing | Food Preparation | Natural Gas | Double Rack Oven | Codes & Standards Forecast | Summer Demand Savings (MW)
F3_Commercial_Miscellaneous_Existing_Food Preparation_Natural Gas_Double Rack Oven_Codes & Standards Forecast | F3 | Commercial | Miscellaneous | Existing | Food Preparation | Natural Gas | Double Rack Oven | Codes & Standards Forecast | Winter Demand Savings (MW)
F4_Commercial_Miscellaneous_Existing_Food Preparation_Natural Gas_Double Rack Oven_Codes & Standards Forecast | F4 | Commercial | Miscellaneous | Existing | Food Preparation | Natural Gas | Double Rack Oven | Codes & Standards Forecast | Incremental Savings (MMtherm)
F1_Commercial_Miscellaneous_Existing_Food Preparation_Natural Gas_Fryer_Codes & Standards Forecast | F1 | Commercial | Miscellaneous | Existing | Food Preparation | Natural Gas | Fryer | Codes & Standards Forecast | Consumption Savings (MMtherm)
F2_Commercial_Miscellaneous_Existing_Food Preparation_Natural Gas_Fryer_Codes & Standards Forecast | F2 | Commercial | Miscellaneous | Existing | Food Preparation | Natural Gas | Fryer | Codes & Standards Forecast | Summer Demand Savings (MW)
F3_Commercial_Miscellaneous_Existing_Food Preparation_Natural Gas_Fryer_Codes & Standards Forecast | F3 | Commercial | Miscellaneous | Existing | Food Preparation | Natural Gas | Fryer | Codes & Standards Forecast | Winter Demand Savings (MW)
F4_Commercial_Miscellaneous_Existing_Food Preparation_Natural Gas_Fryer_Codes & Standards Forecast | F4 | Commercial | Miscellaneous | Existing | Food Preparation | Natural Gas | Fryer | Codes & Standards Forecast | Incremental Savings (MMtherm)
F1_Commercial_Miscellaneous_Existing_Food Preparation_Natural Gas_Broiler_Codes & Standards Forecast | F1 | Commercial | Miscellaneous | Existing | Food Preparation | Natural Gas | Broiler | Codes & Standards Forecast | Consumption Savings (MMtherm)
F2_Commercial_Miscellaneous_Existing_Food Preparation_Natural Gas_Broiler_Codes & Standards Forecast | F2 | Commercial | Miscellaneous | Existing | Food Preparation | Natural Gas | Broiler | Codes & Standards Forecast | Summer Demand Savings (MW)
F3_Commercial_Miscellaneous_Existing_Food Preparation_Natural Gas_Broiler_Codes & Standards Forecast | F3 | Commercial | Miscellaneous | Existing | Food Preparation | Natural Gas | Broiler | Codes & Standards Forecast | Winter Demand Savings (MW)
F4_Commercial_Miscellaneous_Existing_Food Preparation_Natural Gas_Broiler_Codes & Standards Forecast | F4 | Commercial | Miscellaneous | Existing | Food Preparation | Natural Gas | Broiler | Codes & Standards Forecast | Incremental Savings (MMtherm)
F1_Commercial_Miscellaneous_Existing_Food Preparation_Natural Gas_Griddle_Codes & Standards Forecast | F1 | Commercial | Miscellaneous | Existing | Food Preparation | Natural Gas | Griddle | Codes & Standards Forecast | Consumption Savings (MMtherm)
F2_Commercial_Miscellaneous_Existing_Food Preparation_Natural Gas_Griddle_Codes & Standards Forecast | F2 | Commercial | Miscellaneous | Existing | Food Preparation | Natural Gas | Griddle | Codes & Standards Forecast | Summer Demand Savings (MW)
F3_Commercial_Miscellaneous_Existing_Food Preparation_Natural Gas_Griddle_Codes & Standards Forecast | F3 | Commercial | Miscellaneous | Existing | Food Preparation | Natural Gas | Griddle | Codes & Standards Forecast | Winter Demand Savings (MW)
F4_Commercial_Miscellaneous_Existing_Food Preparation_Natural Gas_Griddle_Codes & Standards Forecast | F4 | Commercial | Miscellaneous | Existing | Food Preparation | Natural Gas | Griddle | Codes & Standards Forecast | Incremental Savings (MMtherm)
F1_Commercial_Miscellaneous_Existing_Food Preparation_Natural Gas_Range_Codes & Standards Forecast | F1 | Commercial | Miscellaneous | Existing | Food Preparation | Natural Gas | Range | Codes & Standards Forecast | Consumption Savings (MMtherm)
F2_Commercial_Miscellaneous_Existing_Food Preparation_Natural Gas_Range_Codes & Standards Forecast | F2 | Commercial | Miscellaneous | Existing | Food Preparation | Natural Gas | Range | Codes & Standards Forecast | Summer Demand Savings (MW)
F3_Commercial_Miscellaneous_Existing_Food Preparation_Natural Gas_Range_Codes & Standards Forecast | F3 | Commercial | Miscellaneous | Existing | Food Preparation | Natural Gas | Range | Codes & Standards Forecast | Winter Demand Savings (MW)
F4_Commercial_Miscellaneous_Existing_Food Preparation_Natural Gas_Range_Codes & Standards Forecast | F4 | Commercial | Miscellaneous | Existing | Food Preparation | Natural Gas | Range | Codes & Standards Forecast | Incremental Savings (MMtherm)
F1_Commercial_Miscellaneous_Existing_Food Preparation_Natural Gas_Steamer_Codes & Standards Forecast | F1 | Commercial | Miscellaneous | Existing | Food Preparation | Natural Gas | Steamer | Codes & Standards Forecast | Consumption Savings (MMtherm)
F2_Commercial_Miscellaneous_Existing_Food Preparation_Natural Gas_Steamer_Codes & Standards Forecast | F2 | Commercial | Miscellaneous | Existing | Food Preparation | Natural Gas | Steamer | Codes & Standards Forecast | Summer Demand Savings (MW)
F3_Commercial_Miscellaneous_Existing_Food Preparation_Natural Gas_Steamer_Codes & Standards Forecast | F3 | Commercial | Miscellaneous | Existing | Food Preparation | Natural Gas | Steamer | Codes & Standards Forecast | Winter Demand Savings (MW)
F4_Commercial_Miscellaneous_Existing_Food Preparation_Natural Gas_Steamer_Codes & Standards Forecast | F4 | Commercial | Miscellaneous | Existing | Food Preparation | Natural Gas | Steamer | Codes & Standards Forecast | Incremental Savings (MMtherm)
F1_Commercial_Miscellaneous_Existing_Food Preparation_Natural Gas_Food Prep Other_Codes & Standards Forecast | F1 | Commercial | Miscellaneous | Existing | Food Preparation | Natural Gas | Food Prep Other | Codes & Standards Forecast | Consumption Savings (MMtherm)
F2_Commercial_Miscellaneous_Existing_Food Preparation_Natural Gas_Food Prep Other_Codes & Standards Forecast | F2 | Commercial | Miscellaneous | Existing | Food Preparation | Natural Gas | Food Prep Other | Codes & Standards Forecast | Summer Demand Savings (MW)
F3_Commercial_Miscellaneous_Existing_Food Preparation_Natural Gas_Food Prep Other_Codes & Standards Forecast | F3 | Commercial | Miscellaneous | Existing | Food Preparation | Natural Gas | Food Prep Other | Codes & Standards Forecast | Winter Demand Savings (MW)
F4_Commercial_Miscellaneous_Existing_Food Preparation_Natural Gas_Food Prep Other_Codes & Standards Forecast | F4 | Commercial | Miscellaneous | Existing | Food Preparation | Natural Gas | Food Prep Other | Codes & Standards Forecast | Incremental Savings (MMtherm)
F1_Commercial_Miscellaneous_Existing_Miscellaneous_Natural Gas_Pool Heater_Codes & Standards Forecast | F1 | Commercial | Miscellaneous | Existing | Miscellaneous | Natural Gas | Pool Heater | Codes & Standards Forecast | Consumption Savings (MMtherm)
F2_Commercial_Miscellaneous_Existing_Miscellaneous_Natural Gas_Pool Heater_Codes & Standards Forecast | F2 | Commercial | Miscellaneous | Existing | Miscellaneous | Natural Gas | Pool Heater | Codes & Standards Forecast | Summer Demand Savings (MW)
F3_Commercial_Miscellaneous_Existing_Miscellaneous_Natural Gas_Pool Heater_Codes & Standards Forecast | F3 | Commercial | Miscellaneous | Existing | Miscellaneous | Natural Gas | Pool Heater | Codes & Standards Forecast | Winter Demand Savings (MW)
F4_Commercial_Miscellaneous_Existing_Miscellaneous_Natural Gas_Pool Heater_Codes & Standards Forecast | F4 | Commercial | Miscellaneous | Existing | Miscellaneous | Natural Gas | Pool Heater | Codes & Standards Forecast | Incremental Savings (MMtherm)
F1_Commercial_Miscellaneous_Existing_Miscellaneous_Natural Gas_Miscellaneous_Codes & Standards Forecast | F1 | Commercial | Miscellaneous | Existing | Miscellaneous | Natural Gas | Miscellaneous | Codes & Standards Forecast | Consumption Savings (MMtherm)
F2_Commercial_Miscellaneous_Existing_Miscellaneous_Natural Gas_Miscellaneous_Codes & Standards Forecast | F2 | Commercial | Miscellaneous | Existing | Miscellaneous | Natural Gas | Miscellaneous | Codes & Standards Forecast | Summer Demand Savings (MW)
F3_Commercial_Miscellaneous_Existing_Miscellaneous_Natural Gas_Miscellaneous_Codes & Standards Forecast | F3 | Commercial | Miscellaneous | Existing | Miscellaneous | Natural Gas | Miscellaneous | Codes & Standards Forecast | Winter Demand Savings (MW)
F4_Commercial_Miscellaneous_Existing_Miscellaneous_Natural Gas_Miscellaneous_Codes & Standards Forecast | F4 | Commercial | Miscellaneous | Existing | Miscellaneous | Natural Gas | Miscellaneous | Codes & Standards Forecast | Incremental Savings (MMtherm)
F1_Commercial_Miscellaneous_New_Space Heating_Natural Gas_Furnace_Codes & Standards Forecast | F1 | Commercial | Miscellaneous | New | Space Heating | Natural Gas | Furnace | Codes & Standards Forecast | Consumption Savings (MMtherm)
F2_Commercial_Miscellaneous_New_Space Heating_Natural Gas_Furnace_Codes & Standards Forecast | F2 | Commercial | Miscellaneous | New | Space Heating | Natural Gas | Furnace | Codes & Standards Forecast | Summer Demand Savings (MW)
F3_Commercial_Miscellaneous_New_Space Heating_Natural Gas_Furnace_Codes & Standards Forecast | F3 | Commercial | Miscellaneous | New | Space Heating | Natural Gas | Furnace | Codes & Standards Forecast | Winter Demand Savings (MW)
F4_Commercial_Miscellaneous_New_Space Heating_Natural Gas_Furnace_Codes & Standards Forecast | F4 | Commercial | Miscellaneous | New | Space Heating | Natural Gas | Furnace | Codes & Standards Forecast | Incremental Savings (MMtherm)
F1_Commercial_Miscellaneous_New_Space Heating_Natural Gas_Boiler_Codes & Standards Forecast | F1 | Commercial | Miscellaneous | New | Space Heating | Natural Gas | Boiler | Codes & Standards Forecast | Consumption Savings (MMtherm)
F2_Commercial_Miscellaneous_New_Space Heating_Natural Gas_Boiler_Codes & Standards Forecast | F2 | Commercial | Miscellaneous | New | Space Heating | Natural Gas | Boiler | Codes & Standards Forecast | Summer Demand Savings (MW)
F3_Commercial_Miscellaneous_New_Space Heating_Natural Gas_Boiler_Codes & Standards Forecast | F3 | Commercial | Miscellaneous | New | Space Heating | Natural Gas | Boiler | Codes & Standards Forecast | Winter Demand Savings (MW)
F4_Commercial_Miscellaneous_New_Space Heating_Natural Gas_Boiler_Codes & Standards Forecast | F4 | Commercial | Miscellaneous | New | Space Heating | Natural Gas | Boiler | Codes & Standards Forecast | Incremental Savings (MMtherm)
F1_Commercial_Miscellaneous_New_Space Heating_Natural Gas_Unit Heater_Codes & Standards Forecast | F1 | Commercial | Miscellaneous | New | Space Heating | Natural Gas | Unit Heater | Codes & Standards Forecast | Consumption Savings (MMtherm)
F2_Commercial_Miscellaneous_New_Space Heating_Natural Gas_Unit Heater_Codes & Standards Forecast | F2 | Commercial | Miscellaneous | New | Space Heating | Natural Gas | Unit Heater | Codes & Standards Forecast | Summer Demand Savings (MW)
F3_Commercial_Miscellaneous_New_Space Heating_Natural Gas_Unit Heater_Codes & Standards Forecast | F3 | Commercial | Miscellaneous | New | Space Heating | Natural Gas | Unit Heater | Codes & Standards Forecast | Winter Demand Savings (MW)
F4_Commercial_Miscellaneous_New_Space Heating_Natural Gas_Unit Heater_Codes & Standards Forecast | F4 | Commercial | Miscellaneous | New | Space Heating | Natural Gas | Unit Heater | Codes & Standards Forecast | Incremental Savings (MMtherm)
F1_Commercial_Miscellaneous_New_Water Heating_Natural Gas_Water Heater_Codes & Standards Forecast | F1 | Commercial | Miscellaneous | New | Water Heating | Natural Gas | Water Heater | Codes & Standards Forecast | Consumption Savings (MMtherm)
F2_Commercial_Miscellaneous_New_Water Heating_Natural Gas_Water Heater_Codes & Standards Forecast | F2 | Commercial | Miscellaneous | New | Water Heating | Natural Gas | Water Heater | Codes & Standards Forecast | Summer Demand Savings (MW)
F3_Commercial_Miscellaneous_New_Water Heating_Natural Gas_Water Heater_Codes & Standards Forecast | F3 | Commercial | Miscellaneous | New | Water Heating | Natural Gas | Water Heater | Codes & Standards Forecast | Winter Demand Savings (MW)
F4_Commercial_Miscellaneous_New_Water Heating_Natural Gas_Water Heater_Codes & Standards Forecast | F4 | Commercial | Miscellaneous | New | Water Heating | Natural Gas | Water Heater | Codes & Standards Forecast | Incremental Savings (MMtherm)
F1_Commercial_Miscellaneous_New_Food Preparation_Natural Gas_Oven_Codes & Standards Forecast | F1 | Commercial | Miscellaneous | New | Food Preparation | Natural Gas | Oven | Codes & Standards Forecast | Consumption Savings (MMtherm)
F2_Commercial_Miscellaneous_New_Food Preparation_Natural Gas_Oven_Codes & Standards Forecast | F2 | Commercial | Miscellaneous | New | Food Preparation | Natural Gas | Oven | Codes & Standards Forecast | Summer Demand Savings (MW)
F3_Commercial_Miscellaneous_New_Food Preparation_Natural Gas_Oven_Codes & Standards Forecast | F3 | Commercial | Miscellaneous | New | Food Preparation | Natural Gas | Oven | Codes & Standards Forecast | Winter Demand Savings (MW)
F4_Commercial_Miscellaneous_New_Food Preparation_Natural Gas_Oven_Codes & Standards Forecast | F4 | Commercial | Miscellaneous | New | Food Preparation | Natural Gas | Oven | Codes & Standards Forecast | Incremental Savings (MMtherm)
F1_Commercial_Miscellaneous_New_Food Preparation_Natural Gas_Conveyor Oven_Codes & Standards Forecast | F1 | Commercial | Miscellaneous | New | Food Preparation | Natural Gas | Conveyor Oven | Codes & Standards Forecast | Consumption Savings (MMtherm)
F2_Commercial_Miscellaneous_New_Food Preparation_Natural Gas_Conveyor Oven_Codes & Standards Forecast | F2 | Commercial | Miscellaneous | New | Food Preparation | Natural Gas | Conveyor Oven | Codes & Standards Forecast | Summer Demand Savings (MW)
F3_Commercial_Miscellaneous_New_Food Preparation_Natural Gas_Conveyor Oven_Codes & Standards Forecast | F3 | Commercial | Miscellaneous | New | Food Preparation | Natural Gas | Conveyor Oven | Codes & Standards Forecast | Winter Demand Savings (MW)
F4_Commercial_Miscellaneous_New_Food Preparation_Natural Gas_Conveyor Oven_Codes & Standards Forecast | F4 | Commercial | Miscellaneous | New | Food Preparation | Natural Gas | Conveyor Oven | Codes & Standards Forecast | Incremental Savings (MMtherm)
F1_Commercial_Miscellaneous_New_Food Preparation_Natural Gas_Double Rack Oven_Codes & Standards Forecast | F1 | Commercial | Miscellaneous | New | Food Preparation | Natural Gas | Double Rack Oven | Codes & Standards Forecast | Consumption Savings (MMtherm)
F2_Commercial_Miscellaneous_New_Food Preparation_Natural Gas_Double Rack Oven_Codes & Standards Forecast | F2 | Commercial | Miscellaneous | New | Food Preparation | Natural Gas | Double Rack Oven | Codes & Standards Forecast | Summer Demand Savings (MW)
F3_Commercial_Miscellaneous_New_Food Preparation_Natural Gas_Double Rack Oven_Codes & Standards Forecast | F3 | Commercial | Miscellaneous | New | Food Preparation | Natural Gas | Double Rack Oven | Codes & Standards Forecast | Winter Demand Savings (MW)
F4_Commercial_Miscellaneous_New_Food Preparation_Natural Gas_Double Rack Oven_Codes & Standards Forecast | F4 | Commercial | Miscellaneous | New | Food Preparation | Natural Gas | Double Rack Oven | Codes & Standards Forecast | Incremental Savings (MMtherm)
F1_Commercial_Miscellaneous_New_Food Preparation_Natural Gas_Fryer_Codes & Standards Forecast | F1 | Commercial | Miscellaneous | New | Food Preparation | Natural Gas | Fryer | Codes & Standards Forecast | Consumption Savings (MMtherm)
F2_Commercial_Miscellaneous_New_Food Preparation_Natural Gas_Fryer_Codes & Standards Forecast | F2 | Commercial | Miscellaneous | New | Food Preparation | Natural Gas | Fryer | Codes & Standards Forecast | Summer Demand Savings (MW)
F3_Commercial_Miscellaneous_New_Food Preparation_Natural Gas_Fryer_Codes & Standards Forecast | F3 | Commercial | Miscellaneous | New | Food Preparation | Natural Gas | Fryer | Codes & Standards Forecast | Winter Demand Savings (MW)
F4_Commercial_Miscellaneous_New_Food Preparation_Natural Gas_Fryer_Codes & Standards Forecast | F4 | Commercial | Miscellaneous | New | Food Preparation | Natural Gas | Fryer | Codes & Standards Forecast | Incremental Savings (MMtherm)
F1_Commercial_Miscellaneous_New_Food Preparation_Natural Gas_Broiler_Codes & Standards Forecast | F1 | Commercial | Miscellaneous | New | Food Preparation | Natural Gas | Broiler | Codes & Standards Forecast | Consumption Savings (MMtherm)
F2_Commercial_Miscellaneous_New_Food Preparation_Natural Gas_Broiler_Codes & Standards Forecast | F2 | Commercial | Miscellaneous | New | Food Preparation | Natural Gas | Broiler | Codes & Standards Forecast | Summer Demand Savings (MW)
F3_Commercial_Miscellaneous_New_Food Preparation_Natural Gas_Broiler_Codes & Standards Forecast | F3 | Commercial | Miscellaneous | New | Food Preparation | Natural Gas | Broiler | Codes & Standards Forecast | Winter Demand Savings (MW)
F4_Commercial_Miscellaneous_New_Food Preparation_Natural Gas_Broiler_Codes & Standards Forecast | F4 | Commercial | Miscellaneous | New | Food Preparation | Natural Gas | Broiler | Codes & Standards Forecast | Incremental Savings (MMtherm)
F1_Commercial_Miscellaneous_New_Food Preparation_Natural Gas_Griddle_Codes & Standards Forecast | F1 | Commercial | Miscellaneous | New | Food Preparation | Natural Gas | Griddle | Codes & Standards Forecast | Consumption Savings (MMtherm)
F2_Commercial_Miscellaneous_New_Food Preparation_Natural Gas_Griddle_Codes & Standards Forecast | F2 | Commercial | Miscellaneous | New | Food Preparation | Natural Gas | Griddle | Codes & Standards Forecast | Summer Demand Savings (MW)
F3_Commercial_Miscellaneous_New_Food Preparation_Natural Gas_Griddle_Codes & Standards Forecast | F3 | Commercial | Miscellaneous | New | Food Preparation | Natural Gas | Griddle | Codes & Standards Forecast | Winter Demand Savings (MW)
F4_Commercial_Miscellaneous_New_Food Preparation_Natural Gas_Griddle_Codes & Standards Forecast | F4 | Commercial | Miscellaneous | New | Food Preparation | Natural Gas | Griddle | Codes & Standards Forecast | Incremental Savings (MMtherm)
F1_Commercial_Miscellaneous_New_Food Preparation_Natural Gas_Range_Codes & Standards Forecast | F1 | Commercial | Miscellaneous | New | Food Preparation | Natural Gas | Range | Codes & Standards Forecast | Consumption Savings (MMtherm)
F2_Commercial_Miscellaneous_New_Food Preparation_Natural Gas_Range_Codes & Standards Forecast | F2 | Commercial | Miscellaneous | New | Food Preparation | Natural Gas | Range | Codes & Standards Forecast | Summer Demand Savings (MW)
F3_Commercial_Miscellaneous_New_Food Preparation_Natural Gas_Range_Codes & Standards Forecast | F3 | Commercial | Miscellaneous | New | Food Preparation | Natural Gas | Range | Codes & Standards Forecast | Winter Demand Savings (MW)
F4_Commercial_Miscellaneous_New_Food Preparation_Natural Gas_Range_Codes & Standards Forecast | F4 | Commercial | Miscellaneous | New | Food Preparation | Natural Gas | Range | Codes & Standards Forecast | Incremental Savings (MMtherm)
F1_Commercial_Miscellaneous_New_Food Preparation_Natural Gas_Steamer_Codes & Standards Forecast | F1 | Commercial | Miscellaneous | New | Food Preparation | Natural Gas | Steamer | Codes & Standards Forecast | Consumption Savings (MMtherm)
F2_Commercial_Miscellaneous_New_Food Preparation_Natural Gas_Steamer_Codes & Standards Forecast | F2 | Commercial | Miscellaneous | New | Food Preparation | Natural Gas | Steamer | Codes & Standards Forecast | Summer Demand Savings (MW)
F3_Commercial_Miscellaneous_New_Food Preparation_Natural Gas_Steamer_Codes & Standards Forecast | F3 | Commercial | Miscellaneous | New | Food Preparation | Natural Gas | Steamer | Codes & Standards Forecast | Winter Demand Savings (MW)
F4_Commercial_Miscellaneous_New_Food Preparation_Natural Gas_Steamer_Codes & Standards Forecast | F4 | Commercial | Miscellaneous | New | Food Preparation | Natural Gas | Steamer | Codes & Standards Forecast | Incremental Savings (MMtherm)
F1_Commercial_Miscellaneous_New_Food Preparation_Natural Gas_Food Prep Other_Codes & Standards Forecast | F1 | Commercial | Miscellaneous | New | Food Preparation | Natural Gas | Food Prep Other | Codes & Standards Forecast | Consumption Savings (MMtherm)
F2_Commercial_Miscellaneous_New_Food Preparation_Natural Gas_Food Prep Other_Codes & Standards Forecast | F2 | Commercial | Miscellaneous | New | Food Preparation | Natural Gas | Food Prep Other | Codes & Standards Forecast | Summer Demand Savings (MW)
F3_Commercial_Miscellaneous_New_Food Preparation_Natural Gas_Food Prep Other_Codes & Standards Forecast | F3 | Commercial | Miscellaneous | New | Food Preparation | Natural Gas | Food Prep Other | Codes & Standards Forecast | Winter Demand Savings (MW)
F4_Commercial_Miscellaneous_New_Food Preparation_Natural Gas_Food Prep Other_Codes & Standards Forecast | F4 | Commercial | Miscellaneous | New | Food Preparation | Natural Gas | Food Prep Other | Codes & Standards Forecast | Incremental Savings (MMtherm)
F1_Commercial_Miscellaneous_New_Miscellaneous_Natural Gas_Pool Heater_Codes & Standards Forecast | F1 | Commercial | Miscellaneous | New | Miscellaneous | Natural Gas | Pool Heater | Codes & Standards Forecast | Consumption Savings (MMtherm)
F2_Commercial_Miscellaneous_New_Miscellaneous_Natural Gas_Pool Heater_Codes & Standards Forecast | F2 | Commercial | Miscellaneous | New | Miscellaneous | Natural Gas | Pool Heater | Codes & Standards Forecast | Summer Demand Savings (MW)
F3_Commercial_Miscellaneous_New_Miscellaneous_Natural Gas_Pool Heater_Codes & Standards Forecast | F3 | Commercial | Miscellaneous | New | Miscellaneous | Natural Gas | Pool Heater | Codes & Standards Forecast | Winter Demand Savings (MW)
F4_Commercial_Miscellaneous_New_Miscellaneous_Natural Gas_Pool Heater_Codes & Standards Forecast | F4 | Commercial | Miscellaneous | New | Miscellaneous | Natural Gas | Pool Heater | Codes & Standards Forecast | Incremental Savings (MMtherm)
F1_Commercial_Miscellaneous_New_Miscellaneous_Natural Gas_Miscellaneous_Codes & Standards Forecast | F1 | Commercial | Miscellaneous | New | Miscellaneous | Natural Gas | Miscellaneous | Codes & Standards Forecast | Consumption Savings (MMtherm)
F2_Commercial_Miscellaneous_New_Miscellaneous_Natural Gas_Miscellaneous_Codes & Standards Forecast | F2 | Commercial | Miscellaneous | New | Miscellaneous | Natural Gas | Miscellaneous | Codes & Standards Forecast | Summer Demand Savings (MW)
F3_Commercial_Miscellaneous_New_Miscellaneous_Natural Gas_Miscellaneous_Codes & Standards Forecast | F3 | Commercial | Miscellaneous | New | Miscellaneous | Natural Gas | Miscellaneous | Codes & Standards Forecast | Winter Demand Savings (MW)
F4_Commercial_Miscellaneous_New_Miscellaneous_Natural Gas_Miscellaneous_Codes & Standards Forecast | F4 | Commercial | Miscellaneous | New | Miscellaneous | Natural Gas | Miscellaneous | Codes & Standards Forecast | Incremental Savings (MMtherm)

## Special Markets
Key | Field | Sector | Market | Segment | Vintage | End Use | Fuel | Label | 2019 | 2020 | 2021 | 2022 | 2023 | 2024 | 2025 | 2026 | 2027 | 2028 | 2029 | 2030 | 2031 | 2032 | 2033 | 2034 | 2035 | 2036 | 2037 | 2038 | 2039 | 2040 | 2041 | 2042 | 2043 | 2044 | 2045 | 2046 | 2047 | 2048 | 2049 | 2050 | 2051
F1_Commercial_Office_Existing_Space Heating_Natural Gas_All | F1 | Commercial | All | Office | Existing | Space Heating | Natural Gas | Units | 7936803.0522 | 7896422.3898 | 7856041.7274 | 7807276.7 | 7989699.0704 | 7968227.3871 | 7949272.1152 | 7932199.3158 | 7915705.4069 | 7899313.6268 | 7882839.8006 | 7866388.0339 | 7850076.4815 | 7833945.7646 | 7817894.0352 | 7801905.9549 | 7785903.3419 | 7770081.2277 | 7754661.8539 | 7739687.3557 | 7724931.7371 | 7710137.4587 | 7695226.8002 | 7680177.8756 | 7664977.8134 | 7649680.373 | 7634304.145 | 7618883.1624 | 7603405.5336 | 7587882.4945 | 7572278.6778 | 7556628.6134 | 7659666.1226
F2_Commercial_Office_Existing_Space Heating_Natural Gas_All | F2 | Commercial | All | Office | Existing | Space Heating | Natural Gas | Usage (GWh) | 2.7512 | 2.6566 | 2.9437 | 2.8716 | 2.9473 | 2.9295 | 2.9123 | 2.8941 | 2.8758 | 2.857 | 2.8375 | 2.8176 | 2.797 | 2.7758 | 2.754 | 2.7314 | 2.7082 | 2.6843 | 2.6597 | 2.6347 | 2.6091 | 2.5834 | 2.5575 | 2.5315 | 2.5048 | 2.4788 | 2.4533 | 2.4285 | 2.4041 | 2.3802 | 2.3567 | 2.3336 | 2.3611
F3_Commercial_Office_Existing_Space Heating_Natural Gas_All | F3 | Commercial | All | Office | Existing | Space Heating | Natural Gas | Summer Peak Demand (MW) | 0 | 0 | 0 | 0 | 0 | 0 | 0 | 0 | 0 | 0 | 0 | 0 | 0 | 0 | 0 | 0 | 0 | 0 | 0 | 0 | 0 | 0 | 0 | 0 | 0 | 0 | 0 | 0 | 0 | 0 | 0 | 0 | 0
F4_Commercial_Office_Existing_Space Heating_Natural Gas_All | F4 | Commercial | All | Office | Existing | Space Heating | Natural Gas | Winter Peak Demand (MW) | 0 | 0 | 0 | 0 | 0 | 0 | 0 | 0 | 0 | 0 | 0 | 0 | 0 | 0 | 0 | 0 | 0 | 0 | 0 | 0 | 0 | 0 | 0 | 0 | 0 | 0 | 0 | 0 | 0 | 0 | 0 | 0 | 0
F1_Commercial_Office_Existing_Water Heating_Natural Gas_All | F1 | Commercial | All | Office | Existing | Water Heating | Natural Gas | Units | 5613090.0249 | 5584531.8898 | 5555973.7548 | 5521486.0036 | 5650499.3079 | 5635314.0387 | 5621908.4336 | 5609834.1564 | 5598169.2839 | 5586576.6393 | 5574925.9697 | 5563290.9012 | 5551754.9954 | 5540346.9807 | 5528994.8278 | 5517687.6889 | 5506370.2722 | 5495180.5084 | 5484275.5719 | 5473685.2617 | 5463249.7482 | 5452786.8935 | 5442241.7323 | 5431598.786 | 5420848.9517 | 5410030.2493 | 5399155.8265 | 5388249.7522 | 5377303.6164 | 5366325.3654 | 5355289.9867 | 5344221.9005 | 5417092.4015
F2_Commercial_Office_Existing_Water Heating_Natural Gas_All | F2 | Commercial | All | Office | Existing | Water Heating | Natural Gas | Usage (GWh) | 1.0263 | 0.97337 | 1.0615 | 1.0172 | 1.019 | 0.99803 | 0.97866 | 0.96138 | 0.94644 | 0.93416 | 0.92397 | 0.91546 | 0.90831 | 0.90225 | 0.89705 | 0.89254 | 0.88858 | 0.88507 | 0.88195 | 0.87916 | 0.87662 | 0.87425 | 0.872 | 0.86986 | 0.86778 | 0.86577 | 0.8638 | 0.86188 | 0.85999 | 0.85812 | 0.85626 | 0.85442 | 0.86601
F3_Commercial_Office_Existing_Water Heating_Natural Gas_All | F3 | Commercial | All | Office | Existing | Water Heating | Natural Gas | Summer Peak Demand (MW) | 0 | 0 | 0 | 0 | 0 | 0 | 0 | 0 | 0 | 0 | 0 | 0 | 0 | 0 | 0 | 0 | 0 | 0 | 0 | 0 | 0 | 0 | 0 | 0 | 0 | 0 | 0 | 0 | 0 | 0 | 0 | 0 | 0
F4_Commercial_Office_Existing_Water Heating_Natural Gas_All | F4 | Commercial | All | Office | Existing | Water Heating | Natural Gas | Winter Peak Demand (MW) | 0 | 0 | 0 | 0 | 0 | 0 | 0 | 0 | 0 | 0 | 0 | 0 | 0 | 0 | 0 | 0 | 0 | 0 | 0 | 0 | 0 | 0 | 0 | 0 | 0 | 0 | 0 | 0 | 0 | 0 | 0 | 0 | 0
F1_Commercial_Office_Existing_Food Preparation_Natural Gas_All | F1 | Commercial | All | Office | Existing | Food Preparation | Natural Gas | Units | 607936.0735 | 604843.032 | 601749.9904 | 598014.7309 | 611987.7549 | 610343.0863 | 608891.1675 | 607583.4406 | 606320.0551 | 605064.4923 | 603802.6451 | 602542.4875 | 601293.0699 | 600057.5038 | 598827.988 | 597603.3474 | 596377.5937 | 595165.6657 | 593984.5864 | 592837.5833 | 591707.3458 | 590574.147 | 589432.0339 | 588279.3299 | 587115.0493 | 585943.3098 | 584765.5353 | 583584.3328 | 582398.7914 | 581209.7717 | 580014.5646 | 578815.8151 | 586708.1892
F2_Commercial_Office_Existing_Food Preparation_Natural Gas_All | F2 | Commercial | All | Office | Existing | Food Preparation | Natural Gas | Usage (GWh) | 0.09465 | 0.090954 | 0.1008 | 0.09809 | 0.099658 | 0.09868 | 0.097571 | 0.096356 | 0.095046 | 0.093928 | 0.092962 | 0.092118 | 0.091393 | 0.090761 | 0.090219 | 0.089749 | 0.089335 | 0.088951 | 0.088606 | 0.088321 | 0.088061 | 0.087817 | 0.087587 | 0.087365 | 0.087152 | 0.086944 | 0.086741 | 0.086543 | 0.086348 | 0.086155 | 0.085965 | 0.085775 | 0.086935
F3_Commercial_Office_Existing_Food Preparation_Natural Gas_All | F3 | Commercial | All | Office | Existing | Food Preparation | Natural Gas | Summer Peak Demand (MW) | 0 | 0 | 0 | 0 | 0 | 0 | 0 | 0 | 0 | 0 | 0 | 0 | 0 | 0 | 0 | 0 | 0 | 0 | 0 | 0 | 0 | 0 | 0 | 0 | 0 | 0 | 0 | 0 | 0 | 0 | 0 | 0 | 0
F4_Commercial_Office_Existing_Food Preparation_Natural Gas_All | F4 | Commercial | All | Office | Existing | Food Preparation | Natural Gas | Winter Peak Demand (MW) | 0 | 0 | 0 | 0 | 0 | 0 | 0 | 0 | 0 | 0 | 0 | 0 | 0 | 0 | 0 | 0 | 0 | 0 | 0 | 0 | 0 | 0 | 0 | 0 | 0 | 0 | 0 | 0 | 0 | 0 | 0 | 0 | 0
F1_Commercial_Office_Existing_Miscellaneous_Natural Gas_All | F1 | Commercial | All | Office | Existing | Miscellaneous | Natural Gas | Units | 9592724.626 | 9543919.0084 | 9495113.3908 | 9436174.1081 | 9656656.7827 | 9630705.2826 | 9607795.2139 | 9587160.3737 | 9567225.2026 | 9547413.4684 | 9527502.5702 | 9507618.3338 | 9487903.5658 | 9468407.3626 | 9449006.6268 | 9429682.8196 | 9410341.4476 | 9391218.2335 | 9372581.7868 | 9354483.0339 | 9336648.8272 | 9318767.8948 | 9300746.301 | 9282557.5935 | 9264186.2152 | 9245697.1419 | 9227112.8429 | 9208474.4517 | 9189767.5959 | 9171005.8553 | 9152146.4839 | 9133231.2157 | 9257766.3019
F2_Commercial_Office_Existing_Miscellaneous_Natural Gas_All | F2 | Commercial | All | Office | Existing | Miscellaneous | Natural Gas | Usage (GWh) | 0.0058701 | 0.0056408 | 0.0062517 | 0.0060985 | 0.006241 | 0.0062243 | 0.0062095 | 0.0061961 | 0.0061832 | 0.0061704 | 0.0061576 | 0.0061447 | 0.006132 | 0.0061194 | 0.0061068 | 0.0060943 | 0.0060818 | 0.0060695 | 0.0060574 | 0.0060457 | 0.0060342 | 0.0060227 | 0.006011 | 0.0059993 | 0.0059874 | 0.0059754 | 0.0059634 | 0.0059514 | 0.0059393 | 0.0059272 | 0.005915 | 0.0059027 | 0.0059832
F3_Commercial_Office_Existing_Miscellaneous_Natural Gas_All | F3 | Commercial | All | Office | Existing | Miscellaneous | Natural Gas | Summer Peak Demand (MW) | 0 | 0 | 0 | 0 | 0 | 0 | 0 | 0 | 0 | 0 | 0 | 0 | 0 | 0 | 0 | 0 | 0 | 0 | 0 | 0 | 0 | 0 | 0 | 0 | 0 | 0 | 0 | 0 | 0 | 0 | 0 | 0 | 0
F4_Commercial_Office_Existing_Miscellaneous_Natural Gas_All | F4 | Commercial | All | Office | Existing | Miscellaneous | Natural Gas | Winter Peak Demand (MW) | 0 | 0 | 0 | 0 | 0 | 0 | 0 | 0 | 0 | 0 | 0 | 0 | 0 | 0 | 0 | 0 | 0 | 0 | 0 | 0 | 0 | 0 | 0 | 0 | 0 | 0 | 0 | 0 | 0 | 0 | 0 | 0 | 0
F1_Commercial_Office_Existing_Space Heating_Natural Gas_Market | F1 | Commercial | Market | Office | Existing | Space Heating | Natural Gas | Units | 9592724.626 | 9543919.0084 | 9495113.3908 | 9436174.1081 | 9656656.7827 | 9630705.2826 | 9607795.2139 | 9587160.3737 | 9567225.2026 | 9547413.4684 | 9527502.5702 | 9507618.3338 | 9487903.5658 | 9468407.3626 | 9449006.6268 | 9429682.8196 | 9410341.4476 | 9391218.2335 | 9372581.7868 | 9354483.0339 | 9336648.8272 | 9318767.8948 | 9300746.301 | 9282557.5935 | 9264186.2152 | 9245697.1419 | 9227112.8429 | 9208474.4517 | 9189767.5959 | 9171005.8553 | 9152146.4839 | 9133231.2157 | 9257766.3019
F2_Commercial_Office_Existing_Space Heating_Natural Gas_Market | F2 | Commercial | Market | Office | Existing | Space Heating | Natural Gas | Usage (GWh) | 2.7512 | 2.6566 | 2.9437 | 2.8716 | 2.9473 | 2.9295 | 2.9123 | 2.8941 | 2.8758 | 2.857 | 2.8375 | 2.8176 | 2.797 | 2.7758 | 2.754 | 2.7314 | 2.7082 | 2.6843 | 2.6597 | 2.6347 | 2.6091 | 2.5834 | 2.5575 | 2.5315 | 2.5048 | 2.4788 | 2.4533 | 2.4285 | 2.4041 | 2.3802 | 2.3567 | 2.3336 | 2.3611
F3_Commercial_Office_Existing_Space Heating_Natural Gas_Market | F3 | Commercial | Market | Office | Existing | Space Heating | Natural Gas | Summer Peak Demand (MW) | 0 | 0 | 0 | 0 | 0 | 0 | 0 | 0 | 0 | 0 | 0 | 0 | 0 | 0 | 0 | 0 | 0 | 0 | 0 | 0 | 0 | 0 | 0 | 0 | 0 | 0 | 0 | 0 | 0 | 0 | 0 | 0 | 0
F4_Commercial_Office_Existing_Space Heating_Natural Gas_Market | F4 | Commercial | Market | Office | Existing | Space Heating | Natural Gas | Winter Peak Demand (MW) | 0 | 0 | 0 | 0 | 0 | 0 | 0 | 0 | 0 | 0 | 0 | 0 | 0 | 0 | 0 | 0 | 0 | 0 | 0 | 0 | 0 | 0 | 0 | 0 | 0 | 0 | 0 | 0 | 0 | 0 | 0 | 0 | 0
F1_Commercial_Office_Existing_Water Heating_Natural Gas_Market | F1 | Commercial | Market | Office | Existing | Water Heating | Natural Gas | Units | 9592724.626 | 9543919.0084 | 9495113.3908 | 9436174.1081 | 9656656.7827 | 9630705.2826 | 9607795.2139 | 9587160.3737 | 9567225.2026 | 9547413.4684 | 9527502.5702 | 9507618.3338 | 9487903.5658 | 9468407.3626 | 9449006.6268 | 9429682.8196 | 9410341.4476 | 9391218.2335 | 9372581.7868 | 9354483.0339 | 9336648.8272 | 9318767.8948 | 9300746.301 | 9282557.5935 | 9264186.2152 | 9245697.1419 | 9227112.8429 | 9208474.4517 | 9189767.5959 | 9171005.8553 | 9152146.4839 | 9133231.2157 | 9257766.3019
F2_Commercial_Office_Existing_Water Heating_Natural Gas_Market | F2 | Commercial | Market | Office | Existing | Water Heating | Natural Gas | Usage (GWh) | 1.0263 | 0.97337 | 1.0615 | 1.0172 | 1.019 | 0.99803 | 0.97866 | 0.96138 | 0.94644 | 0.93416 | 0.92397 | 0.91546 | 0.90831 | 0.90225 | 0.89705 | 0.89254 | 0.88858 | 0.88507 | 0.88195 | 0.87916 | 0.87662 | 0.87425 | 0.872 | 0.86986 | 0.86778 | 0.86577 | 0.8638 | 0.86188 | 0.85999 | 0.85812 | 0.85626 | 0.85442 | 0.86601
F3_Commercial_Office_Existing_Water Heating_Natural Gas_Market | F3 | Commercial | Market | Office | Existing | Water Heating | Natural Gas | Summer Peak Demand (MW) | 0 | 0 | 0 | 0 | 0 | 0 | 0 | 0 | 0 | 0 | 0 | 0 | 0 | 0 | 0 | 0 | 0 | 0 | 0 | 0 | 0 | 0 | 0 | 0 | 0 | 0 | 0 | 0 | 0 | 0 | 0 | 0 | 0
F4_Commercial_Office_Existing_Water Heating_Natural Gas_Market | F4 | Commercial | Market | Office | Existing | Water Heating | Natural Gas | Winter Peak Demand (MW) | 0 | 0 | 0 | 0 | 0 | 0 | 0 | 0 | 0 | 0 | 0 | 0 | 0 | 0 | 0 | 0 | 0 | 0 | 0 | 0 | 0 | 0 | 0 | 0 | 0 | 0 | 0 | 0 | 0 | 0 | 0 | 0 | 0
F1_Commercial_Office_Existing_Food Preparation_Natural Gas_Market | F1 | Commercial | Market | Office | Existing | Food Preparation | Natural Gas | Units | 9592724.626 | 9543919.0084 | 9495113.3908 | 9436174.1081 | 9656656.7827 | 9630705.2826 | 9607795.2139 | 9587160.3737 | 9567225.2026 | 9547413.4684 | 9527502.5702 | 9507618.3338 | 9487903.5658 | 9468407.3626 | 9449006.6268 | 9429682.8196 | 9410341.4476 | 9391218.2335 | 9372581.7868 | 9354483.0339 | 9336648.8272 | 9318767.8948 | 9300746.301 | 9282557.5935 | 9264186.2152 | 9245697.1419 | 9227112.8429 | 9208474.4517 | 9189767.5959 | 9171005.8553 | 9152146.4839 | 9133231.2157 | 9257766.3019
F2_Commercial_Office_Existing_Food Preparation_Natural Gas_Market | F2 | Commercial | Market | Office | Existing | Food Preparation | Natural Gas | Usage (GWh) | 0.09465 | 0.090954 | 0.1008 | 0.09809 | 0.099658 | 0.09868 | 0.097571 | 0.096356 | 0.095046 | 0.093928 | 0.092962 | 0.092118 | 0.091393 | 0.090761 | 0.090219 | 0.089749 | 0.089335 | 0.088951 | 0.088606 | 0.088321 | 0.088061 | 0.087817 | 0.087587 | 0.087365 | 0.087152 | 0.086944 | 0.086741 | 0.086543 | 0.086348 | 0.086155 | 0.085965 | 0.085775 | 0.086935
F3_Commercial_Office_Existing_Food Preparation_Natural Gas_Market | F3 | Commercial | Market | Office | Existing | Food Preparation | Natural Gas | Summer Peak Demand (MW) | 0 | 0 | 0 | 0 | 0 | 0 | 0 | 0 | 0 | 0 | 0 | 0 | 0 | 0 | 0 | 0 | 0 | 0 | 0 | 0 | 0 | 0 | 0 | 0 | 0 | 0 | 0 | 0 | 0 | 0 | 0 | 0 | 0
F4_Commercial_Office_Existing_Food Preparation_Natural Gas_Market | F4 | Commercial | Market | Office | Existing | Food Preparation | Natural Gas | Winter Peak Demand (MW) | 0 | 0 | 0 | 0 | 0 | 0 | 0 | 0 | 0 | 0 | 0 | 0 | 0 | 0 | 0 | 0 | 0 | 0 | 0 | 0 | 0 | 0 | 0 | 0 | 0 | 0 | 0 | 0 | 0 | 0 | 0 | 0 | 0
F1_Commercial_Office_Existing_Miscellaneous_Natural Gas_Market | F1 | Commercial | Market | Office | Existing | Miscellaneous | Natural Gas | Units | 9592724.626 | 9543919.0084 | 9495113.3908 | 9436174.1081 | 9656656.7827 | 9630705.2826 | 9607795.2139 | 9587160.3737 | 9567225.2026 | 9547413.4684 | 9527502.5702 | 9507618.3338 | 9487903.5658 | 9468407.3626 | 9449006.6268 | 9429682.8196 | 9410341.4476 | 9391218.2335 | 9372581.7868 | 9354483.0339 | 9336648.8272 | 9318767.8948 | 9300746.301 | 9282557.5935 | 9264186.2152 | 9245697.1419 | 9227112.8429 | 9208474.4517 | 9189767.5959 | 9171005.8553 | 9152146.4839 | 9133231.2157 | 9257766.3019
F2_Commercial_Office_Existing_Miscellaneous_Natural Gas_Market | F2 | Commercial | Market | Office | Existing | Miscellaneous | Natural Gas | Usage (GWh) | 0.0058701 | 0.0056408 | 0.0062517 | 0.0060985 | 0.006241 | 0.0062243 | 0.0062095 | 0.0061961 | 0.0061832 | 0.0061704 | 0.0061576 | 0.0061447 | 0.006132 | 0.0061194 | 0.0061068 | 0.0060943 | 0.0060818 | 0.0060695 | 0.0060574 | 0.0060457 | 0.0060342 | 0.0060227 | 0.006011 | 0.0059993 | 0.0059874 | 0.0059754 | 0.0059634 | 0.0059514 | 0.0059393 | 0.0059272 | 0.005915 | 0.0059027 | 0.0059832
F3_Commercial_Office_Existing_Miscellaneous_Natural Gas_Market | F3 | Commercial | Market | Office | Existing | Miscellaneous | Natural Gas | Summer Peak Demand (MW) | 0 | 0 | 0 | 0 | 0 | 0 | 0 | 0 | 0 | 0 | 0 | 0 | 0 | 0 | 0 | 0 | 0 | 0 | 0 | 0 | 0 | 0 | 0 | 0 | 0 | 0 | 0 | 0 | 0 | 0 | 0 | 0 | 0
F4_Commercial_Office_Existing_Miscellaneous_Natural Gas_Market | F4 | Commercial | Market | Office | Existing | Miscellaneous | Natural Gas | Winter Peak Demand (MW) | 0 | 0 | 0 | 0 | 0 | 0 | 0 | 0 | 0 | 0 | 0 | 0 | 0 | 0 | 0 | 0 | 0 | 0 | 0 | 0 | 0 | 0 | 0 | 0 | 0 | 0 | 0 | 0 | 0 | 0 | 0 | 0 | 0
F1_Commercial_Office_New_Space Heating_Natural Gas_All | F1 | Commercial | All | Office | New | Space Heating | Natural Gas | Units | 0 | 261.7303 | 1524.1528 | 2330.9293 | 3295.5504 | 4289.6807 | 5288.8066 | 6153.5469 | 7006.1684 | 7878.7467 | 8765.5285 | 9645.5736 | 10511.854 | 11366.3264 | 12222.034 | 13075.1536 | 13933.2172 | 14771.2626 | 15576.0204 | 16354.8124 | 17133.9871 | 17928.9391 | 18734.2513 | 19548.0843 | 20370.6606 | 21195.5544 | 22023.673 | 22852.3494 | 23684.6815 | 24518.8279 | 25359.1805 | 26200.1439 | 26557.3929
F2_Commercial_Office_New_Space Heating_Natural Gas_All | F2 | Commercial | All | Office | New | Space Heating | Natural Gas | Usage (GWh) | 0 | 1.4722e-05 | 9.4997e-05 | 0.00014185 | 0.00019948 | 0.00025227 | 0.00030474 | 0.00034942 | 0.00039296 | 0.00043705 | 0.00048138 | 0.00052462 | 0.00056561 | 0.00060501 | 0.00064344 | 0.00068158 | 0.00071978 | 0.00075671 | 0.00079125 | 0.00082265 | 0.0008548 | 0.00088733 | 0.00092169 | 0.00095601 | 0.00099027 | 0.0010242 | 0.0010577 | 0.0010908 | 0.0011236 | 0.0011561 | 0.0011882 | 0.00122 | 0.0012366
F3_Commercial_Office_New_Space Heating_Natural Gas_All | F3 | Commercial | All | Office | New | Space Heating | Natural Gas | Summer Peak Demand (MW) | 0 | 0 | 0 | 0 | 0 | 0 | 0 | 0 | 0 | 0 | 0 | 0 | 0 | 0 | 0 | 0 | 0 | 0 | 0 | 0 | 0 | 0 | 0 | 0 | 0 | 0 | 0 | 0 | 0 | 0 | 0 | 0 | 0
F4_Commercial_Office_New_Space Heating_Natural Gas_All | F4 | Commercial | All | Office | New | Space Heating | Natural Gas | Winter Peak Demand (MW) | 0 | 0 | 0 | 0 | 0 | 0 | 0 | 0 | 0 | 0 | 0 | 0 | 0 | 0 | 0 | 0 | 0 | 0 | 0 | 0 | 0 | 0 | 0 | 0 | 0 | 0 | 0 | 0 | 0 | 0 | 0 | 0 | 0
F1_Commercial_Office_New_Water Heating_Natural Gas_All | F1 | Commercial | All | Office | New | Water Heating | Natural Gas | Units | 0 | 0 | 0 | 0 | 0 | 0 | 0 | 0 | 0 | 0 | 0 | 0 | 0 | 0 | 0 | 0 | 0 | 0 | 0 | 0 | 0 | 0 | 0 | 0 | 0 | 0 | 0 | 0 | 0 | 0 | 0 | 0 | 0
F2_Commercial_Office_New_Water Heating_Natural Gas_All | F2 | Commercial | All | Office | New | Water Heating | Natural Gas | Usage (GWh) | 0 | 0 | 0 | 0 | 0 | 0 | 0 | 0 | 0 | 0 | 0 | 0 | 0 | 0 | 0 | 0 | 0 | 0 | 0 | 0 | 0 | 0 | 0 | 0 | 0 | 0 | 0 | 0 | 0 | 0 | 0 | 0 | 0
F3_Commercial_Office_New_Water Heating_Natural Gas_All | F3 | Commercial | All | Office | New | Water Heating | Natural Gas | Summer Peak Demand (MW) | 0 | 0 | 0 | 0 | 0 | 0 | 0 | 0 | 0 | 0 | 0 | 0 | 0 | 0 | 0 | 0 | 0 | 0 | 0 | 0 | 0 | 0 | 0 | 0 | 0 | 0 | 0 | 0 | 0 | 0 | 0 | 0 | 0
F4_Commercial_Office_New_Water Heating_Natural Gas_All | F4 | Commercial | All | Office | New | Water Heating | Natural Gas | Winter Peak Demand (MW) | 0 | 0 | 0 | 0 | 0 | 0 | 0 | 0 | 0 | 0 | 0 | 0 | 0 | 0 | 0 | 0 | 0 | 0 | 0 | 0 | 0 | 0 | 0 | 0 | 0 | 0 | 0 | 0 | 0 | 0 | 0 | 0 | 0
F1_Commercial_Office_New_Food Preparation_Natural Gas_All | F1 | Commercial | All | Office | New | Food Preparation | Natural Gas | Units | 0 | 2406.8967 | 14016.2536 | 21435.4457 | 30306.1926 | 39448.3087 | 48636.3654 | 56588.599 | 64429.386 | 72453.6987 | 80608.6283 | 88701.6064 | 96668.0023 | 104525.8114 | 112394.9792 | 120240.3478 | 128131.182 | 135837.926 | 143238.5547 | 150400.4 | 157565.764 | 164876.2173 | 172281.945 | 179766.0303 | 187330.5191 | 194916.3208 | 202531.7779 | 210152.3643 | 217806.5688 | 225477.4579 | 233205.4195 | 240938.9987 | 244224.2938
F2_Commercial_Office_New_Food Preparation_Natural Gas_All | F2 | Commercial | All | Office | New | Food Preparation | Natural Gas | Usage (GWh) | 0 | 0.00036194 | 0.0023479 | 0.0034052 | 0.0047211 | 0.0060772 | 0.0074401 | 0.0086195 | 0.0097823 | 0.010966 | 0.012141 | 0.013314 | 0.014472 | 0.015609 | 0.016746 | 0.017854 | 0.019018 | 0.020154 | 0.021236 | 0.022296 | 0.023357 | 0.024439 | 0.025535 | 0.026642 | 0.027762 | 0.028884 | 0.030011 | 0.031138 | 0.03227 | 0.033405 | 0.034548 | 0.035692 | 0.036177
F3_Commercial_Office_New_Food Preparation_Natural Gas_All | F3 | Commercial | All | Office | New | Food Preparation | Natural Gas | Summer Peak Demand (MW) | 0 | 0 | 0 | 0 | 0 | 0 | 0 | 0 | 0 | 0 | 0 | 0 | 0 | 0 | 0 | 0 | 0 | 0 | 0 | 0 | 0 | 0 | 0 | 0 | 0 | 0 | 0 | 0 | 0 | 0 | 0 | 0 | 0
F4_Commercial_Office_New_Food Preparation_Natural Gas_All | F4 | Commercial | All | Office | New | Food Preparation | Natural Gas | Winter Peak Demand (MW) | 0 | 0 | 0 | 0 | 0 | 0 | 0 | 0 | 0 | 0 | 0 | 0 | 0 | 0 | 0 | 0 | 0 | 0 | 0 | 0 | 0 | 0 | 0 | 0 | 0 | 0 | 0 | 0 | 0 | 0 | 0 | 0 | 0
F1_Commercial_Office_New_Miscellaneous_Natural Gas_All | F1 | Commercial | All | Office | New | Miscellaneous | Natural Gas | Units | 0 | 75957.6497 | 442329.6027 | 676466.9408 | 956412.9292 | 1244922.8763 | 1534882.6326 | 1785841.8693 | 2033284.0407 | 2286517.9735 | 2543873.9625 | 2799274.8616 | 3050681.0395 | 3298660.3991 | 3546998.2179 | 3794584.9752 | 4043606.5523 | 4286818.5471 | 4520370.0551 | 4746385.9569 | 4972512.9019 | 5203218.6248 | 5436931.0482 | 5673116.3066 | 5911838.9665 | 6151234.225 | 6391565.3571 | 6632058.3649 | 6873612.299 | 7115692.7761 | 7359574.3645 | 7603633.2352 | 7707311.6704
F2_Commercial_Office_New_Miscellaneous_Natural Gas_All | F2 | Commercial | All | Office | New | Miscellaneous | Natural Gas | Usage (GWh) | 0 | 4.4894e-05 | 0.00029123 | 0.0004372 | 0.00061812 | 0.00080459 | 0.00099198 | 0.0011542 | 0.0013141 | 0.0014778 | 0.0016441 | 0.0018092 | 0.0019716 | 0.0021319 | 0.0022924 | 0.0024524 | 0.0026134 | 0.0027705 | 0.0029215 | 0.0030676 | 0.0032137 | 0.0033628 | 0.0035139 | 0.0036665 | 0.0038208 | 0.0039755 | 0.0041308 | 0.0042863 | 0.0044424 | 0.0045988 | 0.0047564 | 0.0049142 | 0.0049812
F3_Commercial_Office_New_Miscellaneous_Natural Gas_All | F3 | Commercial | All | Office | New | Miscellaneous | Natural Gas | Summer Peak Demand (MW) | 0 | 0 | 0 | 0 | 0 | 0 | 0 | 0 | 0 | 0 | 0 | 0 | 0 | 0 | 0 | 0 | 0 | 0 | 0 | 0 | 0 | 0 | 0 | 0 | 0 | 0 | 0 | 0 | 0 | 0 | 0 | 0 | 0
F4_Commercial_Office_New_Miscellaneous_Natural Gas_All | F4 | Commercial | All | Office | New | Miscellaneous | Natural Gas | Winter Peak Demand (MW) | 0 | 0 | 0 | 0 | 0 | 0 | 0 | 0 | 0 | 0 | 0 | 0 | 0 | 0 | 0 | 0 | 0 | 0 | 0 | 0 | 0 | 0 | 0 | 0 | 0 | 0 | 0 | 0 | 0 | 0 | 0 | 0 | 0
F1_Commercial_Office_New_Space Heating_Natural Gas_Market | F1 | Commercial | Market | Office | New | Space Heating | Natural Gas | Units | 0 | 75957.6497 | 442329.6027 | 676466.9408 | 956412.9292 | 1244922.8763 | 1534882.6326 | 1785841.8693 | 2033284.0407 | 2286517.9735 | 2543873.9625 | 2799274.8616 | 3050681.0395 | 3298660.3991 | 3546998.2179 | 3794584.9752 | 4043606.5523 | 4286818.5471 | 4520370.0551 | 4746385.9569 | 4972512.9019 | 5203218.6248 | 5436931.0482 | 5673116.3066 | 5911838.9665 | 6151234.225 | 6391565.3571 | 6632058.3649 | 6873612.299 | 7115692.7761 | 7359574.3645 | 7603633.2352 | 7707311.6704
F2_Commercial_Office_New_Space Heating_Natural Gas_Market | F2 | Commercial | Market | Office | New | Space Heating | Natural Gas | Usage (GWh) | 0 | 1.4722e-05 | 9.4997e-05 | 0.00014185 | 0.00019948 | 0.00025227 | 0.00030474 | 0.00034942 | 0.00039296 | 0.00043705 | 0.00048138 | 0.00052462 | 0.00056561 | 0.00060501 | 0.00064344 | 0.00068158 | 0.00071978 | 0.00075671 | 0.00079125 | 0.00082265 | 0.0008548 | 0.00088733 | 0.00092169 | 0.00095601 | 0.00099027 | 0.0010242 | 0.0010577 | 0.0010908 | 0.0011236 | 0.0011561 | 0.0011882 | 0.00122 | 0.0012366
F3_Commercial_Office_New_Space Heating_Natural Gas_Market | F3 | Commercial | Market | Office | New | Space Heating | Natural Gas | Summer Peak Demand (MW) | 0 | 0 | 0 | 0 | 0 | 0 | 0 | 0 | 0 | 0 | 0 | 0 | 0 | 0 | 0 | 0 | 0 | 0 | 0 | 0 | 0 | 0 | 0 | 0 | 0 | 0 | 0 | 0 | 0 | 0 | 0 | 0 | 0
F4_Commercial_Office_New_Space Heating_Natural Gas_Market | F4 | Commercial | Market | Office | New | Space Heating | Natural Gas | Winter Peak Demand (MW) | 0 | 0 | 0 | 0 | 0 | 0 | 0 | 0 | 0 | 0 | 0 | 0 | 0 | 0 | 0 | 0 | 0 | 0 | 0 | 0 | 0 | 0 | 0 | 0 | 0 | 0 | 0 | 0 | 0 | 0 | 0 | 0 | 0
F1_Commercial_Office_New_Water Heating_Natural Gas_Market | F1 | Commercial | Market | Office | New | Water Heating | Natural Gas | Units | 0 | 75957.6497 | 442329.6027 | 676466.9408 | 956412.9292 | 1244922.8763 | 1534882.6326 | 1785841.8693 | 2033284.0407 | 2286517.9735 | 2543873.9625 | 2799274.8616 | 3050681.0395 | 3298660.3991 | 3546998.2179 | 3794584.9752 | 4043606.5523 | 4286818.5471 | 4520370.0551 | 4746385.9569 | 4972512.9019 | 5203218.6248 | 5436931.0482 | 5673116.3066 | 5911838.9665 | 6151234.225 | 6391565.3571 | 6632058.3649 | 6873612.299 | 7115692.7761 | 7359574.3645 | 7603633.2352 | 7707311.6704
F2_Commercial_Office_New_Water Heating_Natural Gas_Market | F2 | Commercial | Market | Office | New | Water Heating | Natural Gas | Usage (GWh) | 0 | 0 | 0 | 0 | 0 | 0 | 0 | 0 | 0 | 0 | 0 | 0 | 0 | 0 | 0 | 0 | 0 | 0 | 0 | 0 | 0 | 0 | 0 | 0 | 0 | 0 | 0 | 0 | 0 | 0 | 0 | 0 | 0
F3_Commercial_Office_New_Water Heating_Natural Gas_Market | F3 | Commercial | Market | Office | New | Water Heating | Natural Gas | Summer Peak Demand (MW) | 0 | 0 | 0 | 0 | 0 | 0 | 0 | 0 | 0 | 0 | 0 | 0 | 0 | 0 | 0 | 0 | 0 | 0 | 0 | 0 | 0 | 0 | 0 | 0 | 0 | 0 | 0 | 0 | 0 | 0 | 0 | 0 | 0
F4_Commercial_Office_New_Water Heating_Natural Gas_Market | F4 | Commercial | Market | Office | New | Water Heating | Natural Gas | Winter Peak Demand (MW) | 0 | 0 | 0 | 0 | 0 | 0 | 0 | 0 | 0 | 0 | 0 | 0 | 0 | 0 | 0 | 0 | 0 | 0 | 0 | 0 | 0 | 0 | 0 | 0 | 0 | 0 | 0 | 0 | 0 | 0 | 0 | 0 | 0
F1_Commercial_Office_New_Food Preparation_Natural Gas_Market | F1 | Commercial | Market | Office | New | Food Preparation | Natural Gas | Units | 0 | 75957.6497 | 442329.6027 | 676466.9408 | 956412.9292 | 1244922.8763 | 1534882.6326 | 1785841.8693 | 2033284.0407 | 2286517.9735 | 2543873.9625 | 2799274.8616 | 3050681.0395 | 3298660.3991 | 3546998.2179 | 3794584.9752 | 4043606.5523 | 4286818.5471 | 4520370.0551 | 4746385.9569 | 4972512.9019 | 5203218.6248 | 5436931.0482 | 5673116.3066 | 5911838.9665 | 6151234.225 | 6391565.3571 | 6632058.3649 | 6873612.299 | 7115692.7761 | 7359574.3645 | 7603633.2352 | 7707311.6704
F2_Commercial_Office_New_Food Preparation_Natural Gas_Market | F2 | Commercial | Market | Office | New | Food Preparation | Natural Gas | Usage (GWh) | 0 | 0.00036194 | 0.0023479 | 0.0034052 | 0.0047211 | 0.0060772 | 0.0074401 | 0.0086195 | 0.0097823 | 0.010966 | 0.012141 | 0.013314 | 0.014472 | 0.015609 | 0.016746 | 0.017854 | 0.019018 | 0.020154 | 0.021236 | 0.022296 | 0.023357 | 0.024439 | 0.025535 | 0.026642 | 0.027762 | 0.028884 | 0.030011 | 0.031138 | 0.03227 | 0.033405 | 0.034548 | 0.035692 | 0.036177
F3_Commercial_Office_New_Food Preparation_Natural Gas_Market | F3 | Commercial | Market | Office | New | Food Preparation | Natural Gas | Summer Peak Demand (MW) | 0 | 0 | 0 | 0 | 0 | 0 | 0 | 0 | 0 | 0 | 0 | 0 | 0 | 0 | 0 | 0 | 0 | 0 | 0 | 0 | 0 | 0 | 0 | 0 | 0 | 0 | 0 | 0 | 0 | 0 | 0 | 0 | 0
F4_Commercial_Office_New_Food Preparation_Natural Gas_Market | F4 | Commercial | Market | Office | New | Food Preparation | Natural Gas | Winter Peak Demand (MW) | 0 | 0 | 0 | 0 | 0 | 0 | 0 | 0 | 0 | 0 | 0 | 0 | 0 | 0 | 0 | 0 | 0 | 0 | 0 | 0 | 0 | 0 | 0 | 0 | 0 | 0 | 0 | 0 | 0 | 0 | 0 | 0 | 0
F1_Commercial_Office_New_Miscellaneous_Natural Gas_Market | F1 | Commercial | Market | Office | New | Miscellaneous | Natural Gas | Units | 0 | 75957.6497 | 442329.6027 | 676466.9408 | 956412.9292 | 1244922.8763 | 1534882.6326 | 1785841.8693 | 2033284.0407 | 2286517.9735 | 2543873.9625 | 2799274.8616 | 3050681.0395 | 3298660.3991 | 3546998.2179 | 3794584.9752 | 4043606.5523 | 4286818.5471 | 4520370.0551 | 4746385.9569 | 4972512.9019 | 5203218.6248 | 5436931.0482 | 5673116.3066 | 5911838.9665 | 6151234.225 | 6391565.3571 | 6632058.3649 | 6873612.299 | 7115692.7761 | 7359574.3645 | 7603633.2352 | 7707311.6704
F2_Commercial_Office_New_Miscellaneous_Natural Gas_Market | F2 | Commercial | Market | Office | New | Miscellaneous | Natural Gas | Usage (GWh) | 0 | 4.4894e-05 | 0.00029123 | 0.0004372 | 0.00061812 | 0.00080459 | 0.00099198 | 0.0011542 | 0.0013141 | 0.0014778 | 0.0016441 | 0.0018092 | 0.0019716 | 0.0021319 | 0.0022924 | 0.0024524 | 0.0026134 | 0.0027705 | 0.0029215 | 0.0030676 | 0.0032137 | 0.0033628 | 0.0035139 | 0.0036665 | 0.0038208 | 0.0039755 | 0.0041308 | 0.0042863 | 0.0044424 | 0.0045988 | 0.0047564 | 0.0049142 | 0.0049812
F3_Commercial_Office_New_Miscellaneous_Natural Gas_Market | F3 | Commercial | Market | Office | New | Miscellaneous | Natural Gas | Summer Peak Demand (MW) | 0 | 0 | 0 | 0 | 0 | 0 | 0 | 0 | 0 | 0 | 0 | 0 | 0 | 0 | 0 | 0 | 0 | 0 | 0 | 0 | 0 | 0 | 0 | 0 | 0 | 0 | 0 | 0 | 0 | 0 | 0 | 0 | 0
F4_Commercial_Office_New_Miscellaneous_Natural Gas_Market | F4 | Commercial | Market | Office | New | Miscellaneous | Natural Gas | Winter Peak Demand (MW) | 0 | 0 | 0 | 0 | 0 | 0 | 0 | 0 | 0 | 0 | 0 | 0 | 0 | 0 | 0 | 0 | 0 | 0 | 0 | 0 | 0 | 0 | 0 | 0 | 0 | 0 | 0 | 0 | 0 | 0 | 0 | 0 | 0
F1_Commercial_Restaurant_Existing_Space Heating_Natural Gas_All | F1 | Commercial | All | Restaurant | Existing | Space Heating | Natural Gas | Units | 659623.6118 | 656267.5958 | 652911.5797 | 648858.7434 | 664019.7726 | 662235.2721 | 660659.9092 | 659240.9977 | 657870.1974 | 656507.885 | 655138.7538 | 653771.4559 | 652415.8112 | 651075.1956 | 649741.1447 | 648412.3836 | 647082.4146 | 645767.4469 | 644485.9507 | 643241.4279 | 642015.096 | 640785.5511 | 639546.334 | 638295.6256 | 637032.3563 | 635760.9939 | 634483.0835 | 633201.4536 | 631915.1158 | 630625.0041 | 629328.1789 | 628027.5101 | 636590.9044
F2_Commercial_Restaurant_Existing_Space Heating_Natural Gas_All | F2 | Commercial | All | Restaurant | Existing | Space Heating | Natural Gas | Usage (GWh) | 0.44884 | 0.431 | 0.47477 | 0.46031 | 0.46797 | 0.46261 | 0.45737 | 0.45067 | 0.44395 | 0.43721 | 0.43043 | 0.42365 | 0.41688 | 0.41012 | 0.40338 | 0.39667 | 0.38999 | 0.38336 | 0.37678 | 0.37042 | 0.36425 | 0.35824 | 0.35219 | 0.34635 | 0.34069 | 0.3353 | 0.33016 | 0.32525 | 0.32056 | 0.31606 | 0.31173 | 0.30758 | 0.30954
F3_Commercial_Restaurant_Existing_Space Heating_Natural Gas_All | F3 | Commercial | All | Restaurant | Existing | Space Heating | Natural Gas | Summer Peak Demand (MW) | 0 | 0 | 0 | 0 | 0 | 0 | 0 | 0 | 0 | 0 | 0 | 0 | 0 | 0 | 0 | 0 | 0 | 0 | 0 | 0 | 0 | 0 | 0 | 0 | 0 | 0 | 0 | 0 | 0 | 0 | 0 | 0 | 0
F4_Commercial_Restaurant_Existing_Space Heating_Natural Gas_All | F4 | Commercial | All | Restaurant | Existing | Space Heating | Natural Gas | Winter Peak Demand (MW) | 0 | 0 | 0 | 0 | 0 | 0 | 0 | 0 | 0 | 0 | 0 | 0 | 0 | 0 | 0 | 0 | 0 | 0 | 0 | 0 | 0 | 0 | 0 | 0 | 0 | 0 | 0 | 0 | 0 | 0 | 0 | 0 | 0
F1_Commercial_Restaurant_Existing_Water Heating_Natural Gas_All | F1 | Commercial | All | Restaurant | Existing | Water Heating | Natural Gas | Units | 572053.928 | 569143.4468 | 566232.9655 | 562718.1718 | 575866.4675 | 574318.872 | 572952.6496 | 571722.1086 | 570533.2917 | 569351.8359 | 568164.4665 | 566978.6871 | 565803.0138 | 564640.3744 | 563483.4281 | 562331.0693 | 561177.6632 | 560037.2667 | 558925.8981 | 557846.5945 | 556783.0668 | 555716.7527 | 554642.0503 | 553557.3823 | 552461.8209 | 551359.2408 | 550250.9821 | 549139.4975 | 548023.9302 | 546905.0898 | 545780.4274 | 544652.4315 | 552078.9749
F2_Commercial_Restaurant_Existing_Water Heating_Natural Gas_All | F2 | Commercial | All | Restaurant | Existing | Water Heating | Natural Gas | Usage (GWh) | 0.81547 | 0.77339 | 0.84338 | 0.80807 | 0.80947 | 0.79275 | 0.77732 | 0.76353 | 0.75163 | 0.74184 | 0.73372 | 0.72694 | 0.72124 | 0.71642 | 0.71228 | 0.70869 | 0.70553 | 0.70274 | 0.70026 | 0.69804 | 0.69602 | 0.69413 | 0.69235 | 0.69065 | 0.689 | 0.6874 | 0.68584 | 0.68431 | 0.6828 | 0.68132 | 0.67984 | 0.67838 | 0.68758
F3_Commercial_Restaurant_Existing_Water Heating_Natural Gas_All | F3 | Commercial | All | Restaurant | Existing | Water Heating | Natural Gas | Summer Peak Demand (MW) | 0 | 0 | 0 | 0 | 0 | 0 | 0 | 0 | 0 | 0 | 0 | 0 | 0 | 0 | 0 | 0 | 0 | 0 | 0 | 0 | 0 | 0 | 0 | 0 | 0 | 0 | 0 | 0 | 0 | 0 | 0 | 0 | 0
F4_Commercial_Restaurant_Existing_Water Heating_Natural Gas_All | F4 | Commercial | All | Restaurant | Existing | Water Heating | Natural Gas | Winter Peak Demand (MW) | 0 | 0 | 0 | 0 | 0 | 0 | 0 | 0 | 0 | 0 | 0 | 0 | 0 | 0 | 0 | 0 | 0 | 0 | 0 | 0 | 0 | 0 | 0 | 0 | 0 | 0 | 0 | 0 | 0 | 0 | 0 | 0 | 0
F1_Commercial_Restaurant_Existing_Food Preparation_Natural Gas_All | F1 | Commercial | All | Restaurant | Existing | Food Preparation | Natural Gas | Units | 3164525.9888 | 3148425.5949 | 3132325.201 | 3112881.8312 | 3185616.4484 | 3177055.3566 | 3169497.5969 | 3162690.408 | 3156114.0317 | 3149578.3758 | 3143010.0068 | 3136450.4332 | 3129946.7653 | 3123515.1993 | 3117115.1268 | 3110740.4322 | 3104359.9431 | 3098051.4218 | 3091903.4793 | 3085932.9155 | 3080049.6224 | 3074150.915 | 3068205.8052 | 3062205.5665 | 3056145.0668 | 3050045.741 | 3043915.0014 | 3037766.4174 | 3031595.2477 | 3025405.9721 | 3019184.4894 | 3012944.5669 | 3054027.2136
F2_Commercial_Restaurant_Existing_Food Preparation_Natural Gas_All | F2 | Commercial | All | Restaurant | Existing | Food Preparation | Natural Gas | Usage (GWh) | 2.9309 | 2.8165 | 3.1214 | 3.0357 | 3.0823 | 3.0509 | 3.0156 | 2.9772 | 2.936 | 2.9002 | 2.869 | 2.8414 | 2.8176 | 2.7967 | 2.7788 | 2.7631 | 2.7493 | 2.7365 | 2.7251 | 2.715 | 2.7058 | 2.6977 | 2.6902 | 2.6829 | 2.676 | 2.6693 | 2.6627 | 2.6564 | 2.6502 | 2.644 | 2.638 | 2.632 | 2.6674
F3_Commercial_Restaurant_Existing_Food Preparation_Natural Gas_All | F3 | Commercial | All | Restaurant | Existing | Food Preparation | Natural Gas | Summer Peak Demand (MW) | 0 | 0 | 0 | 0 | 0 | 0 | 0 | 0 | 0 | 0 | 0 | 0 | 0 | 0 | 0 | 0 | 0 | 0 | 0 | 0 | 0 | 0 | 0 | 0 | 0 | 0 | 0 | 0 | 0 | 0 | 0 | 0 | 0
F4_Commercial_Restaurant_Existing_Food Preparation_Natural Gas_All | F4 | Commercial | All | Restaurant | Existing | Food Preparation | Natural Gas | Winter Peak Demand (MW) | 0 | 0 | 0 | 0 | 0 | 0 | 0 | 0 | 0 | 0 | 0 | 0 | 0 | 0 | 0 | 0 | 0 | 0 | 0 | 0 | 0 | 0 | 0 | 0 | 0 | 0 | 0 | 0 | 0 | 0 | 0 | 0 | 0
F1_Commercial_Restaurant_Existing_Miscellaneous_Natural Gas_All | F1 | Commercial | All | Restaurant | Existing | Miscellaneous | Natural Gas | Units | 903699.796 | 899101.9755 | 894504.1549 | 888951.6742 | 909722.6393 | 907277.8318 | 905119.5477 | 903175.6057 | 901297.5772 | 899431.1773 | 897555.4355 | 895682.2054 | 893824.9404 | 891988.2657 | 890160.5846 | 888340.1508 | 886518.0622 | 884716.5256 | 882960.8458 | 881255.8204 | 879575.717 | 877891.2117 | 876193.4552 | 874479.9555 | 872749.2469 | 871007.4507 | 869256.6835 | 867500.8205 | 865738.5076 | 863971.0243 | 862194.3434 | 860412.3967 | 872144.4475
F2_Commercial_Restaurant_Existing_Miscellaneous_Natural Gas_All | F2 | Commercial | All | Restaurant | Existing | Miscellaneous | Natural Gas | Usage (GWh) | 0.071733 | 0.068932 | 0.076397 | 0.074525 | 0.076267 | 0.076062 | 0.075881 | 0.075718 | 0.07556 | 0.075404 | 0.075247 | 0.075089 | 0.074934 | 0.07478 | 0.074627 | 0.074474 | 0.074321 | 0.07417 | 0.074023 | 0.07388 | 0.073739 | 0.073598 | 0.073456 | 0.073312 | 0.073167 | 0.073021 | 0.072874 | 0.072727 | 0.072579 | 0.072431 | 0.072282 | 0.072133 | 0.073116
F3_Commercial_Restaurant_Existing_Miscellaneous_Natural Gas_All | F3 | Commercial | All | Restaurant | Existing | Miscellaneous | Natural Gas | Summer Peak Demand (MW) | 0 | 0 | 0 | 0 | 0 | 0 | 0 | 0 | 0 | 0 | 0 | 0 | 0 | 0 | 0 | 0 | 0 | 0 | 0 | 0 | 0 | 0 | 0 | 0 | 0 | 0 | 0 | 0 | 0 | 0 | 0 | 0 | 0
F4_Commercial_Restaurant_Existing_Miscellaneous_Natural Gas_All | F4 | Commercial | All | Restaurant | Existing | Miscellaneous | Natural Gas | Winter Peak Demand (MW) | 0 | 0 | 0 | 0 | 0 | 0 | 0 | 0 | 0 | 0 | 0 | 0 | 0 | 0 | 0 | 0 | 0 | 0 | 0 | 0 | 0 | 0 | 0 | 0 | 0 | 0 | 0 | 0 | 0 | 0 | 0 | 0 | 0
F1_Commercial_Restaurant_Existing_Space Heating_Natural Gas_Market | F1 | Commercial | Market | Restaurant | Existing | Space Heating | Natural Gas | Units | 903699.796 | 899101.9755 | 894504.1549 | 888951.6742 | 909722.6393 | 907277.8318 | 905119.5477 | 903175.6057 | 901297.5772 | 899431.1773 | 897555.4355 | 895682.2054 | 893824.9404 | 891988.2657 | 890160.5846 | 888340.1508 | 886518.0622 | 884716.5256 | 882960.8458 | 881255.8204 | 879575.717 | 877891.2117 | 876193.4552 | 874479.9555 | 872749.2469 | 871007.4507 | 869256.6835 | 867500.8205 | 865738.5076 | 863971.0243 | 862194.3434 | 860412.3967 | 872144.4475
F2_Commercial_Restaurant_Existing_Space Heating_Natural Gas_Market | F2 | Commercial | Market | Restaurant | Existing | Space Heating | Natural Gas | Usage (GWh) | 0.44884 | 0.431 | 0.47477 | 0.46031 | 0.46797 | 0.46261 | 0.45737 | 0.45067 | 0.44395 | 0.43721 | 0.43043 | 0.42365 | 0.41688 | 0.41012 | 0.40338 | 0.39667 | 0.38999 | 0.38336 | 0.37678 | 0.37042 | 0.36425 | 0.35824 | 0.35219 | 0.34635 | 0.34069 | 0.3353 | 0.33016 | 0.32525 | 0.32056 | 0.31606 | 0.31173 | 0.30758 | 0.30954
F3_Commercial_Restaurant_Existing_Space Heating_Natural Gas_Market | F3 | Commercial | Market | Restaurant | Existing | Space Heating | Natural Gas | Summer Peak Demand (MW) | 0 | 0 | 0 | 0 | 0 | 0 | 0 | 0 | 0 | 0 | 0 | 0 | 0 | 0 | 0 | 0 | 0 | 0 | 0 | 0 | 0 | 0 | 0 | 0 | 0 | 0 | 0 | 0 | 0 | 0 | 0 | 0 | 0
F4_Commercial_Restaurant_Existing_Space Heating_Natural Gas_Market | F4 | Commercial | Market | Restaurant | Existing | Space Heating | Natural Gas | Winter Peak Demand (MW) | 0 | 0 | 0 | 0 | 0 | 0 | 0 | 0 | 0 | 0 | 0 | 0 | 0 | 0 | 0 | 0 | 0 | 0 | 0 | 0 | 0 | 0 | 0 | 0 | 0 | 0 | 0 | 0 | 0 | 0 | 0 | 0 | 0
F1_Commercial_Restaurant_Existing_Water Heating_Natural Gas_Market | F1 | Commercial | Market | Restaurant | Existing | Water Heating | Natural Gas | Units | 903699.796 | 899101.9755 | 894504.1549 | 888951.6742 | 909722.6393 | 907277.8318 | 905119.5477 | 903175.6057 | 901297.5772 | 899431.1773 | 897555.4355 | 895682.2054 | 893824.9404 | 891988.2657 | 890160.5846 | 888340.1508 | 886518.0622 | 884716.5256 | 882960.8458 | 881255.8204 | 879575.717 | 877891.2117 | 876193.4552 | 874479.9555 | 872749.2469 | 871007.4507 | 869256.6835 | 867500.8205 | 865738.5076 | 863971.0243 | 862194.3434 | 860412.3967 | 872144.4475
F2_Commercial_Restaurant_Existing_Water Heating_Natural Gas_Market | F2 | Commercial | Market | Restaurant | Existing | Water Heating | Natural Gas | Usage (GWh) | 0.81547 | 0.77339 | 0.84338 | 0.80807 | 0.80947 | 0.79275 | 0.77732 | 0.76353 | 0.75163 | 0.74184 | 0.73372 | 0.72694 | 0.72124 | 0.71642 | 0.71228 | 0.70869 | 0.70553 | 0.70274 | 0.70026 | 0.69804 | 0.69602 | 0.69413 | 0.69235 | 0.69065 | 0.689 | 0.6874 | 0.68584 | 0.68431 | 0.6828 | 0.68132 | 0.67984 | 0.67838 | 0.68758
F3_Commercial_Restaurant_Existing_Water Heating_Natural Gas_Market | F3 | Commercial | Market | Restaurant | Existing | Water Heating | Natural Gas | Summer Peak Demand (MW) | 0 | 0 | 0 | 0 | 0 | 0 | 0 | 0 | 0 | 0 | 0 | 0 | 0 | 0 | 0 | 0 | 0 | 0 | 0 | 0 | 0 | 0 | 0 | 0 | 0 | 0 | 0 | 0 | 0 | 0 | 0 | 0 | 0
F4_Commercial_Restaurant_Existing_Water Heating_Natural Gas_Market | F4 | Commercial | Market | Restaurant | Existing | Water Heating | Natural Gas | Winter Peak Demand (MW) | 0 | 0 | 0 | 0 | 0 | 0 | 0 | 0 | 0 | 0 | 0 | 0 | 0 | 0 | 0 | 0 | 0 | 0 | 0 | 0 | 0 | 0 | 0 | 0 | 0 | 0 | 0 | 0 | 0 | 0 | 0 | 0 | 0
F1_Commercial_Restaurant_Existing_Food Preparation_Natural Gas_Market | F1 | Commercial | Market | Restaurant | Existing | Food Preparation | Natural Gas | Units | 903699.796 | 899101.9755 | 894504.1549 | 888951.6742 | 909722.6393 | 907277.8318 | 905119.5477 | 903175.6057 | 901297.5772 | 899431.1773 | 897555.4355 | 895682.2054 | 893824.9404 | 891988.2657 | 890160.5846 | 888340.1508 | 886518.0622 | 884716.5256 | 882960.8458 | 881255.8204 | 879575.717 | 877891.2117 | 876193.4552 | 874479.9555 | 872749.2469 | 871007.4507 | 869256.6835 | 867500.8205 | 865738.5076 | 863971.0243 | 862194.3434 | 860412.3967 | 872144.4475
F2_Commercial_Restaurant_Existing_Food Preparation_Natural Gas_Market | F2 | Commercial | Market | Restaurant | Existing | Food Preparation | Natural Gas | Usage (GWh) | 2.9309 | 2.8165 | 3.1214 | 3.0357 | 3.0823 | 3.0509 | 3.0156 | 2.9772 | 2.936 | 2.9002 | 2.869 | 2.8414 | 2.8176 | 2.7967 | 2.7788 | 2.7631 | 2.7493 | 2.7365 | 2.7251 | 2.715 | 2.7058 | 2.6977 | 2.6902 | 2.6829 | 2.676 | 2.6693 | 2.6627 | 2.6564 | 2.6502 | 2.644 | 2.638 | 2.632 | 2.6674
F3_Commercial_Restaurant_Existing_Food Preparation_Natural Gas_Market | F3 | Commercial | Market | Restaurant | Existing | Food Preparation | Natural Gas | Summer Peak Demand (MW) | 0 | 0 | 0 | 0 | 0 | 0 | 0 | 0 | 0 | 0 | 0 | 0 | 0 | 0 | 0 | 0 | 0 | 0 | 0 | 0 | 0 | 0 | 0 | 0 | 0 | 0 | 0 | 0 | 0 | 0 | 0 | 0 | 0
F4_Commercial_Restaurant_Existing_Food Preparation_Natural Gas_Market | F4 | Commercial | Market | Restaurant | Existing | Food Preparation | Natural Gas | Winter Peak Demand (MW) | 0 | 0 | 0 | 0 | 0 | 0 | 0 | 0 | 0 | 0 | 0 | 0 | 0 | 0 | 0 | 0 | 0 | 0 | 0 | 0 | 0 | 0 | 0 | 0 | 0 | 0 | 0 | 0 | 0 | 0 | 0 | 0 | 0
F1_Commercial_Restaurant_Existing_Miscellaneous_Natural Gas_Market | F1 | Commercial | Market | Restaurant | Existing | Miscellaneous | Natural Gas | Units | 903699.796 | 899101.9755 | 894504.1549 | 888951.6742 | 909722.6393 | 907277.8318 | 905119.5477 | 903175.6057 | 901297.5772 | 899431.1773 | 897555.4355 | 895682.2054 | 893824.9404 | 891988.2657 | 890160.5846 | 888340.1508 | 886518.0622 | 884716.5256 | 882960.8458 | 881255.8204 | 879575.717 | 877891.2117 | 876193.4552 | 874479.9555 | 872749.2469 | 871007.4507 | 869256.6835 | 867500.8205 | 865738.5076 | 863971.0243 | 862194.3434 | 860412.3967 | 872144.4475
F2_Commercial_Restaurant_Existing_Miscellaneous_Natural Gas_Market | F2 | Commercial | Market | Restaurant | Existing | Miscellaneous | Natural Gas | Usage (GWh) | 0.071733 | 0.068932 | 0.076397 | 0.074525 | 0.076267 | 0.076062 | 0.075881 | 0.075718 | 0.07556 | 0.075404 | 0.075247 | 0.075089 | 0.074934 | 0.07478 | 0.074627 | 0.074474 | 0.074321 | 0.07417 | 0.074023 | 0.07388 | 0.073739 | 0.073598 | 0.073456 | 0.073312 | 0.073167 | 0.073021 | 0.072874 | 0.072727 | 0.072579 | 0.072431 | 0.072282 | 0.072133 | 0.073116
F3_Commercial_Restaurant_Existing_Miscellaneous_Natural Gas_Market | F3 | Commercial | Market | Restaurant | Existing | Miscellaneous | Natural Gas | Summer Peak Demand (MW) | 0 | 0 | 0 | 0 | 0 | 0 | 0 | 0 | 0 | 0 | 0 | 0 | 0 | 0 | 0 | 0 | 0 | 0 | 0 | 0 | 0 | 0 | 0 | 0 | 0 | 0 | 0 | 0 | 0 | 0 | 0 | 0 | 0
F4_Commercial_Restaurant_Existing_Miscellaneous_Natural Gas_Market | F4 | Commercial | Market | Restaurant | Existing | Miscellaneous | Natural Gas | Winter Peak Demand (MW) | 0 | 0 | 0 | 0 | 0 | 0 | 0 | 0 | 0 | 0 | 0 | 0 | 0 | 0 | 0 | 0 | 0 | 0 | 0 | 0 | 0 | 0 | 0 | 0 | 0 | 0 | 0 | 0 | 0 | 0 | 0 | 0 | 0
F1_Commercial_Restaurant_New_Space Heating_Natural Gas_All | F1 | Commercial | All | Restaurant | New | Space Heating | Natural Gas | Units | 0 | 12.8124 | 74.6114 | 114.1052 | 161.326 | 209.9914 | 258.9013 | 301.2326 | 342.9707 | 385.6858 | 429.0962 | 472.1767 | 514.5835 | 556.4122 | 598.3014 | 640.0639 | 682.0684 | 723.093 | 762.488 | 800.612 | 838.7547 | 877.6697 | 917.0919 | 956.9312 | 997.1985 | 1037.5793 | 1078.1179 | 1118.6839 | 1159.4287 | 1200.2624 | 1241.4 | 1282.5674 | 1300.0557
F2_Commercial_Restaurant_New_Space Heating_Natural Gas_All | F2 | Commercial | All | Restaurant | New | Space Heating | Natural Gas | Usage (GWh) | 0 | 4.167e-06 | 2.6888e-05 | 4.015e-05 | 5.6461e-05 | 7.1402e-05 | 8.6254e-05 | 9.8902e-05 | 0.00011122 | 0.0001237 | 0.00013625 | 0.00014849 | 0.00016009 | 0.00017124 | 0.00018212 | 0.00019292 | 0.00020373 | 0.00021418 | 0.00022396 | 0.00023284 | 0.00024195 | 0.00025115 | 0.00026088 | 0.00027059 | 0.00028029 | 0.00028989 | 0.00029939 | 0.00030876 | 0.00031804 | 0.00032721 | 0.00033632 | 0.00034531 | 0.00035001
F3_Commercial_Restaurant_New_Space Heating_Natural Gas_All | F3 | Commercial | All | Restaurant | New | Space Heating | Natural Gas | Summer Peak Demand (MW) | 0 | 0 | 0 | 0 | 0 | 0 | 0 | 0 | 0 | 0 | 0 | 0 | 0 | 0 | 0 | 0 | 0 | 0 | 0 | 0 | 0 | 0 | 0 | 0 | 0 | 0 | 0 | 0 | 0 | 0 | 0 | 0 | 0
F4_Commercial_Restaurant_New_Space Heating_Natural Gas_All | F4 | Commercial | All | Restaurant | New | Space Heating | Natural Gas | Winter Peak Demand (MW) | 0 | 0 | 0 | 0 | 0 | 0 | 0 | 0 | 0 | 0 | 0 | 0 | 0 | 0 | 0 | 0 | 0 | 0 | 0 | 0 | 0 | 0 | 0 | 0 | 0 | 0 | 0 | 0 | 0 | 0 | 0 | 0 | 0
F1_Commercial_Restaurant_New_Water Heating_Natural Gas_All | F1 | Commercial | All | Restaurant | New | Water Heating | Natural Gas | Units | 0 | 905.9339 | 5275.5895 | 8068.1055 | 11406.9734 | 14847.9822 | 18306.2826 | 21299.4305 | 24250.6309 | 27270.9087 | 30340.3496 | 33386.4724 | 36384.9509 | 39342.5583 | 42304.441 | 45257.3659 | 48227.4036 | 51128.1515 | 53913.6804 | 56609.3334 | 59306.3107 | 62057.8984 | 64845.3465 | 67662.2877 | 70509.492 | 73364.7183 | 76231.1066 | 79099.4256 | 81980.398 | 84867.6505 | 87776.3845 | 90687.2329 | 91923.7878
F2_Commercial_Restaurant_New_Water Heating_Natural Gas_All | F2 | Commercial | All | Restaurant | New | Water Heating | Natural Gas | Usage (GWh) | 0 | 0.0010315 | 0.0066918 | 0.010046 | 0.014203 | 0.018487 | 0.022793 | 0.02652 | 0.030195 | 0.033955 | 0.037777 | 0.04157 | 0.045303 | 0.048986 | 0.052673 | 0.05635 | 0.060048 | 0.06366 | 0.067128 | 0.070485 | 0.073843 | 0.077269 | 0.080739 | 0.084247 | 0.087792 | 0.091347 | 0.094916 | 0.098487 | 0.10207 | 0.10567 | 0.10929 | 0.11292 | 0.11445
F3_Commercial_Restaurant_New_Water Heating_Natural Gas_All | F3 | Commercial | All | Restaurant | New | Water Heating | Natural Gas | Summer Peak Demand (MW) | 0 | 0 | 0 | 0 | 0 | 0 | 0 | 0 | 0 | 0 | 0 | 0 | 0 | 0 | 0 | 0 | 0 | 0 | 0 | 0 | 0 | 0 | 0 | 0 | 0 | 0 | 0 | 0 | 0 | 0 | 0 | 0 | 0
F4_Commercial_Restaurant_New_Water Heating_Natural Gas_All | F4 | Commercial | All | Restaurant | New | Water Heating | Natural Gas | Winter Peak Demand (MW) | 0 | 0 | 0 | 0 | 0 | 0 | 0 | 0 | 0 | 0 | 0 | 0 | 0 | 0 | 0 | 0 | 0 | 0 | 0 | 0 | 0 | 0 | 0 | 0 | 0 | 0 | 0 | 0 | 0 | 0 | 0 | 0 | 0
F1_Commercial_Restaurant_New_Food Preparation_Natural Gas_All | F1 | Commercial | All | Restaurant | New | Food Preparation | Natural Gas | Units | 0 | 12528.7635 | 72959.6427 | 111579.2071 | 157754.6364 | 205342.6399 | 253169.7808 | 294564.0174 | 335378.135 | 377147.5693 | 419596.9123 | 461723.7748 | 503191.7317 | 544094.4553 | 585056.3047 | 625894.2709 | 666968.9021 | 707085.2771 | 745608.2123 | 782888.1939 | 820186.4914 | 858240.0311 | 896789.5083 | 935746.8649 | 975122.7509 | 1014609.5779 | 1054250.7718 | 1093918.6661 | 1133761.5539 | 1173691.2919 | 1213918.1125 | 1254174.1747 | 1271275.3173
F2_Commercial_Restaurant_New_Food Preparation_Natural Gas_All | F2 | Commercial | All | Restaurant | New | Food Preparation | Natural Gas | Usage (GWh) | 0 | 0.011208 | 0.072701 | 0.1051 | 0.14545 | 0.18702 | 0.2288 | 0.26496 | 0.30061 | 0.33692 | 0.37299 | 0.40887 | 0.4443 | 0.47914 | 0.51395 | 0.54796 | 0.5836 | 0.61836 | 0.65152 | 0.68393 | 0.71616 | 0.74935 | 0.78296 | 0.81694 | 0.85127 | 0.8857 | 0.92026 | 0.95484 | 0.98958 | 1.0244 | 1.0594 | 1.0945 | 1.1094
F3_Commercial_Restaurant_New_Food Preparation_Natural Gas_All | F3 | Commercial | All | Restaurant | New | Food Preparation | Natural Gas | Summer Peak Demand (MW) | 0 | 0 | 0 | 0 | 0 | 0 | 0 | 0 | 0 | 0 | 0 | 0 | 0 | 0 | 0 | 0 | 0 | 0 | 0 | 0 | 0 | 0 | 0 | 0 | 0 | 0 | 0 | 0 | 0 | 0 | 0 | 0 | 0
F4_Commercial_Restaurant_New_Food Preparation_Natural Gas_All | F4 | Commercial | All | Restaurant | New | Food Preparation | Natural Gas | Winter Peak Demand (MW) | 0 | 0 | 0 | 0 | 0 | 0 | 0 | 0 | 0 | 0 | 0 | 0 | 0 | 0 | 0 | 0 | 0 | 0 | 0 | 0 | 0 | 0 | 0 | 0 | 0 | 0 | 0 | 0 | 0 | 0 | 0 | 0 | 0
F1_Commercial_Restaurant_New_Miscellaneous_Natural Gas_All | F1 | Commercial | All | Restaurant | New | Miscellaneous | Natural Gas | Units | 0 | 7155.7264 | 41670.4521 | 63727.7791 | 90100.5921 | 117280.1882 | 144596.3661 | 168238.4303 | 191549.163 | 215405.519 | 239650.2006 | 263710.6995 | 287394.8686 | 310756.2081 | 334151.3169 | 357475.6706 | 380935.194 | 403847.4154 | 425849.5533 | 447141.7859 | 468444.4796 | 490178.5252 | 512195.8224 | 534446.0775 | 556935.3731 | 579488.0319 | 602128.8565 | 624784.9308 | 647540.9516 | 670346.5763 | 693321.8779 | 716313.8807 | 726081.0933
F2_Commercial_Restaurant_New_Miscellaneous_Natural Gas_All | F2 | Commercial | All | Restaurant | New | Miscellaneous | Natural Gas | Usage (GWh) | 0 | 0.00054861 | 0.0035589 | 0.0053426 | 0.0075536 | 0.0098322 | 0.012122 | 0.014104 | 0.016059 | 0.018059 | 0.020091 | 0.022108 | 0.024094 | 0.026052 | 0.028014 | 0.029969 | 0.031936 | 0.033857 | 0.035701 | 0.037486 | 0.039272 | 0.041094 | 0.04294 | 0.044805 | 0.046691 | 0.048581 | 0.050479 | 0.052379 | 0.054287 | 0.056198 | 0.058125 | 0.060052 | 0.060871
F3_Commercial_Restaurant_New_Miscellaneous_Natural Gas_All | F3 | Commercial | All | Restaurant | New | Miscellaneous | Natural Gas | Summer Peak Demand (MW) | 0 | 0 | 0 | 0 | 0 | 0 | 0 | 0 | 0 | 0 | 0 | 0 | 0 | 0 | 0 | 0 | 0 | 0 | 0 | 0 | 0 | 0 | 0 | 0 | 0 | 0 | 0 | 0 | 0 | 0 | 0 | 0 | 0
F4_Commercial_Restaurant_New_Miscellaneous_Natural Gas_All | F4 | Commercial | All | Restaurant | New | Miscellaneous | Natural Gas | Winter Peak Demand (MW) | 0 | 0 | 0 | 0 | 0 | 0 | 0 | 0 | 0 | 0 | 0 | 0 | 0 | 0 | 0 | 0 | 0 | 0 | 0 | 0 | 0 | 0 | 0 | 0 | 0 | 0 | 0 | 0 | 0 | 0 | 0 | 0 | 0
F1_Commercial_Restaurant_New_Space Heating_Natural Gas_Market | F1 | Commercial | Market | Restaurant | New | Space Heating | Natural Gas | Units | 0 | 7155.7264 | 41670.4521 | 63727.7791 | 90100.5921 | 117280.1882 | 144596.3661 | 168238.4303 | 191549.163 | 215405.519 | 239650.2006 | 263710.6995 | 287394.8686 | 310756.2081 | 334151.3169 | 357475.6706 | 380935.194 | 403847.4154 | 425849.5533 | 447141.7859 | 468444.4796 | 490178.5252 | 512195.8224 | 534446.0775 | 556935.3731 | 579488.0319 | 602128.8565 | 624784.9308 | 647540.9516 | 670346.5763 | 693321.8779 | 716313.8807 | 726081.0933
F2_Commercial_Restaurant_New_Space Heating_Natural Gas_Market | F2 | Commercial | Market | Restaurant | New | Space Heating | Natural Gas | Usage (GWh) | 0 | 4.167e-06 | 2.6888e-05 | 4.015e-05 | 5.6461e-05 | 7.1402e-05 | 8.6254e-05 | 9.8902e-05 | 0.00011122 | 0.0001237 | 0.00013625 | 0.00014849 | 0.00016009 | 0.00017124 | 0.00018212 | 0.00019292 | 0.00020373 | 0.00021418 | 0.00022396 | 0.00023284 | 0.00024195 | 0.00025115 | 0.00026088 | 0.00027059 | 0.00028029 | 0.00028989 | 0.00029939 | 0.00030876 | 0.00031804 | 0.00032721 | 0.00033632 | 0.00034531 | 0.00035001
F3_Commercial_Restaurant_New_Space Heating_Natural Gas_Market | F3 | Commercial | Market | Restaurant | New | Space Heating | Natural Gas | Summer Peak Demand (MW) | 0 | 0 | 0 | 0 | 0 | 0 | 0 | 0 | 0 | 0 | 0 | 0 | 0 | 0 | 0 | 0 | 0 | 0 | 0 | 0 | 0 | 0 | 0 | 0 | 0 | 0 | 0 | 0 | 0 | 0 | 0 | 0 | 0
F4_Commercial_Restaurant_New_Space Heating_Natural Gas_Market | F4 | Commercial | Market | Restaurant | New | Space Heating | Natural Gas | Winter Peak Demand (MW) | 0 | 0 | 0 | 0 | 0 | 0 | 0 | 0 | 0 | 0 | 0 | 0 | 0 | 0 | 0 | 0 | 0 | 0 | 0 | 0 | 0 | 0 | 0 | 0 | 0 | 0 | 0 | 0 | 0 | 0 | 0 | 0 | 0
F1_Commercial_Restaurant_New_Water Heating_Natural Gas_Market | F1 | Commercial | Market | Restaurant | New | Water Heating | Natural Gas | Units | 0 | 7155.7264 | 41670.4521 | 63727.7791 | 90100.5921 | 117280.1882 | 144596.3661 | 168238.4303 | 191549.163 | 215405.519 | 239650.2006 | 263710.6995 | 287394.8686 | 310756.2081 | 334151.3169 | 357475.6706 | 380935.194 | 403847.4154 | 425849.5533 | 447141.7859 | 468444.4796 | 490178.5252 | 512195.8224 | 534446.0775 | 556935.3731 | 579488.0319 | 602128.8565 | 624784.9308 | 647540.9516 | 670346.5763 | 693321.8779 | 716313.8807 | 726081.0933
F2_Commercial_Restaurant_New_Water Heating_Natural Gas_Market | F2 | Commercial | Market | Restaurant | New | Water Heating | Natural Gas | Usage (GWh) | 0 | 0.0010315 | 0.0066918 | 0.010046 | 0.014203 | 0.018487 | 0.022793 | 0.02652 | 0.030195 | 0.033955 | 0.037777 | 0.04157 | 0.045303 | 0.048986 | 0.052673 | 0.05635 | 0.060048 | 0.06366 | 0.067128 | 0.070485 | 0.073843 | 0.077269 | 0.080739 | 0.084247 | 0.087792 | 0.091347 | 0.094916 | 0.098487 | 0.10207 | 0.10567 | 0.10929 | 0.11292 | 0.11445
F3_Commercial_Restaurant_New_Water Heating_Natural Gas_Market | F3 | Commercial | Market | Restaurant | New | Water Heating | Natural Gas | Summer Peak Demand (MW) | 0 | 0 | 0 | 0 | 0 | 0 | 0 | 0 | 0 | 0 | 0 | 0 | 0 | 0 | 0 | 0 | 0 | 0 | 0 | 0 | 0 | 0 | 0 | 0 | 0 | 0 | 0 | 0 | 0 | 0 | 0 | 0 | 0
F4_Commercial_Restaurant_New_Water Heating_Natural Gas_Market | F4 | Commercial | Market | Restaurant | New | Water Heating | Natural Gas | Winter Peak Demand (MW) | 0 | 0 | 0 | 0 | 0 | 0 | 0 | 0 | 0 | 0 | 0 | 0 | 0 | 0 | 0 | 0 | 0 | 0 | 0 | 0 | 0 | 0 | 0 | 0 | 0 | 0 | 0 | 0 | 0 | 0 | 0 | 0 | 0
F1_Commercial_Restaurant_New_Food Preparation_Natural Gas_Market | F1 | Commercial | Market | Restaurant | New | Food Preparation | Natural Gas | Units | 0 | 7155.7264 | 41670.4521 | 63727.7791 | 90100.5921 | 117280.1882 | 144596.3661 | 168238.4303 | 191549.163 | 215405.519 | 239650.2006 | 263710.6995 | 287394.8686 | 310756.2081 | 334151.3169 | 357475.6706 | 380935.194 | 403847.4154 | 425849.5533 | 447141.7859 | 468444.4796 | 490178.5252 | 512195.8224 | 534446.0775 | 556935.3731 | 579488.0319 | 602128.8565 | 624784.9308 | 647540.9516 | 670346.5763 | 693321.8779 | 716313.8807 | 726081.0933
F2_Commercial_Restaurant_New_Food Preparation_Natural Gas_Market | F2 | Commercial | Market | Restaurant | New | Food Preparation | Natural Gas | Usage (GWh) | 0 | 0.011208 | 0.072701 | 0.1051 | 0.14545 | 0.18702 | 0.2288 | 0.26496 | 0.30061 | 0.33692 | 0.37299 | 0.40887 | 0.4443 | 0.47914 | 0.51395 | 0.54796 | 0.5836 | 0.61836 | 0.65152 | 0.68393 | 0.71616 | 0.74935 | 0.78296 | 0.81694 | 0.85127 | 0.8857 | 0.92026 | 0.95484 | 0.98958 | 1.0244 | 1.0594 | 1.0945 | 1.1094
F3_Commercial_Restaurant_New_Food Preparation_Natural Gas_Market | F3 | Commercial | Market | Restaurant | New | Food Preparation | Natural Gas | Summer Peak Demand (MW) | 0 | 0 | 0 | 0 | 0 | 0 | 0 | 0 | 0 | 0 | 0 | 0 | 0 | 0 | 0 | 0 | 0 | 0 | 0 | 0 | 0 | 0 | 0 | 0 | 0 | 0 | 0 | 0 | 0 | 0 | 0 | 0 | 0
F4_Commercial_Restaurant_New_Food Preparation_Natural Gas_Market | F4 | Commercial | Market | Restaurant | New | Food Preparation | Natural Gas | Winter Peak Demand (MW) | 0 | 0 | 0 | 0 | 0 | 0 | 0 | 0 | 0 | 0 | 0 | 0 | 0 | 0 | 0 | 0 | 0 | 0 | 0 | 0 | 0 | 0 | 0 | 0 | 0 | 0 | 0 | 0 | 0 | 0 | 0 | 0 | 0
F1_Commercial_Restaurant_New_Miscellaneous_Natural Gas_Market | F1 | Commercial | Market | Restaurant | New | Miscellaneous | Natural Gas | Units | 0 | 7155.7264 | 41670.4521 | 63727.7791 | 90100.5921 | 117280.1882 | 144596.3661 | 168238.4303 | 191549.163 | 215405.519 | 239650.2006 | 263710.6995 | 287394.8686 | 310756.2081 | 334151.3169 | 357475.6706 | 380935.194 | 403847.4154 | 425849.5533 | 447141.7859 | 468444.4796 | 490178.5252 | 512195.8224 | 534446.0775 | 556935.3731 | 579488.0319 | 602128.8565 | 624784.9308 | 647540.9516 | 670346.5763 | 693321.8779 | 716313.8807 | 726081.0933
F2_Commercial_Restaurant_New_Miscellaneous_Natural Gas_Market | F2 | Commercial | Market | Restaurant | New | Miscellaneous | Natural Gas | Usage (GWh) | 0 | 0.00054861 | 0.0035589 | 0.0053426 | 0.0075536 | 0.0098322 | 0.012122 | 0.014104 | 0.016059 | 0.018059 | 0.020091 | 0.022108 | 0.024094 | 0.026052 | 0.028014 | 0.029969 | 0.031936 | 0.033857 | 0.035701 | 0.037486 | 0.039272 | 0.041094 | 0.04294 | 0.044805 | 0.046691 | 0.048581 | 0.050479 | 0.052379 | 0.054287 | 0.056198 | 0.058125 | 0.060052 | 0.060871
F3_Commercial_Restaurant_New_Miscellaneous_Natural Gas_Market | F3 | Commercial | Market | Restaurant | New | Miscellaneous | Natural Gas | Summer Peak Demand (MW) | 0 | 0 | 0 | 0 | 0 | 0 | 0 | 0 | 0 | 0 | 0 | 0 | 0 | 0 | 0 | 0 | 0 | 0 | 0 | 0 | 0 | 0 | 0 | 0 | 0 | 0 | 0 | 0 | 0 | 0 | 0 | 0 | 0
F4_Commercial_Restaurant_New_Miscellaneous_Natural Gas_Market | F4 | Commercial | Market | Restaurant | New | Miscellaneous | Natural Gas | Winter Peak Demand (MW) | 0 | 0 | 0 | 0 | 0 | 0 | 0 | 0 | 0 | 0 | 0 | 0 | 0 | 0 | 0 | 0 | 0 | 0 | 0 | 0 | 0 | 0 | 0 | 0 | 0 | 0 | 0 | 0 | 0 | 0 | 0 | 0 | 0
F1_Commercial_Retail_Existing_Space Heating_Natural Gas_All | F1 | Commercial | All | Retail | Existing | Space Heating | Natural Gas | Units | 17799564.8169 | 17709004.6489 | 17618444.4809 | 17509081.0181 | 17918192.6949 | 17870038.9716 | 17827528.7079 | 17789240.1934 | 17752249.9342 | 17715488.7156 | 17678543.4954 | 17641647.747 | 17605066.452 | 17568890.7098 | 17532892.11 | 17497036.2533 | 17461147.8048 | 17425664.1542 | 17391083.714 | 17357500.9794 | 17324409.1174 | 17291230.5547 | 17257790.991 | 17224041.3431 | 17189952.7445 | 17155645.7597 | 17121162.081 | 17086578.0327 | 17051866.9462 | 17017054.0198 | 16982059.9366 | 16946962.1354 | 17178040.4186
F2_Commercial_Retail_Existing_Space Heating_Natural Gas_All | F2 | Commercial | All | Retail | Existing | Space Heating | Natural Gas | Usage (GWh) | 2.8873 | 2.7747 | 3.0591 | 2.9685 | 3.022 | 2.9896 | 2.958 | 2.92 | 2.8821 | 2.8439 | 2.8055 | 2.767 | 2.7286 | 2.6902 | 2.6518 | 2.6136 | 2.5756 | 2.5377 | 2.5 | 2.4634 | 2.4276 | 2.3926 | 2.3577 | 2.3237 | 2.2906 | 2.2589 | 2.2284 | 2.1991 | 2.1709 | 2.1437 | 2.1174 | 2.092 | 2.1094
F3_Commercial_Retail_Existing_Space Heating_Natural Gas_All | F3 | Commercial | All | Retail | Existing | Space Heating | Natural Gas | Summer Peak Demand (MW) | 0 | 0 | 0 | 0 | 0 | 0 | 0 | 0 | 0 | 0 | 0 | 0 | 0 | 0 | 0 | 0 | 0 | 0 | 0 | 0 | 0 | 0 | 0 | 0 | 0 | 0 | 0 | 0 | 0 | 0 | 0 | 0 | 0
F4_Commercial_Retail_Existing_Space Heating_Natural Gas_All | F4 | Commercial | All | Retail | Existing | Space Heating | Natural Gas | Winter Peak Demand (MW) | 0 | 0 | 0 | 0 | 0 | 0 | 0 | 0 | 0 | 0 | 0 | 0 | 0 | 0 | 0 | 0 | 0 | 0 | 0 | 0 | 0 | 0 | 0 | 0 | 0 | 0 | 0 | 0 | 0 | 0 | 0 | 0 | 0
F1_Commercial_Retail_Existing_Water Heating_Natural Gas_All | F1 | Commercial | All | Retail | Existing | Water Heating | Natural Gas | Units | 8573279.224 | 8529660.3145 | 8486041.405 | 8433365.763 | 8630417.1334 | 8607223.5711 | 8586748.2188 | 8568306.3001 | 8550489.6949 | 8532783.4085 | 8514988.4966 | 8497217.413 | 8479597.788 | 8462173.5003 | 8444834.5344 | 8427564.3217 | 8410278.4108 | 8393187.4736 | 8376531.5738 | 8360356.2254 | 8344417.3092 | 8328436.633 | 8312330.2439 | 8296074.5006 | 8279655.4996 | 8263131.3113 | 8246522.0172 | 8229864.3795 | 8213145.5529 | 8196377.6745 | 8179522.5407 | 8162617.4505 | 8273917.8482
F2_Commercial_Retail_Existing_Water Heating_Natural Gas_All | F2 | Commercial | All | Retail | Existing | Water Heating | Natural Gas | Usage (GWh) | 1.8425 | 1.7475 | 1.9057 | 1.826 | 1.8293 | 1.7916 | 1.7567 | 1.7257 | 1.6988 | 1.6767 | 1.6584 | 1.6431 | 1.6303 | 1.6194 | 1.61 | 1.6019 | 1.5948 | 1.5885 | 1.5829 | 1.5779 | 1.5733 | 1.5691 | 1.565 | 1.5612 | 1.5575 | 1.5539 | 1.5503 | 1.5469 | 1.5435 | 1.5401 | 1.5368 | 1.5335 | 1.5543
F3_Commercial_Retail_Existing_Water Heating_Natural Gas_All | F3 | Commercial | All | Retail | Existing | Water Heating | Natural Gas | Summer Peak Demand (MW) | 0 | 0 | 0 | 0 | 0 | 0 | 0 | 0 | 0 | 0 | 0 | 0 | 0 | 0 | 0 | 0 | 0 | 0 | 0 | 0 | 0 | 0 | 0 | 0 | 0 | 0 | 0 | 0 | 0 | 0 | 0 | 0 | 0
F4_Commercial_Retail_Existing_Water Heating_Natural Gas_All | F4 | Commercial | All | Retail | Existing | Water Heating | Natural Gas | Winter Peak Demand (MW) | 0 | 0 | 0 | 0 | 0 | 0 | 0 | 0 | 0 | 0 | 0 | 0 | 0 | 0 | 0 | 0 | 0 | 0 | 0 | 0 | 0 | 0 | 0 | 0 | 0 | 0 | 0 | 0 | 0 | 0 | 0 | 0 | 0
F1_Commercial_Retail_Existing_Food Preparation_Natural Gas_All | F1 | Commercial | All | Retail | Existing | Food Preparation | Natural Gas | Units | 1319761.3789 | 1313046.7309 | 1306332.0829 | 1298223.2512 | 1328557.1271 | 1324986.7351 | 1321834.7814 | 1318995.8523 | 1316253.1833 | 1313527.4966 | 1310788.167 | 1308052.5055 | 1305340.1594 | 1302657.8833 | 1299988.7415 | 1297330.1836 | 1294669.2091 | 1292038.2486 | 1289474.2573 | 1286984.2416 | 1284530.6219 | 1282070.5738 | 1279591.1736 | 1277088.782 | 1274561.2587 | 1272017.5429 | 1269460.726 | 1266896.4672 | 1264322.789 | 1261741.5599 | 1259146.8987 | 1256544.5473 | 1273678.0108
F2_Commercial_Retail_Existing_Food Preparation_Natural Gas_All | F2 | Commercial | All | Retail | Existing | Food Preparation | Natural Gas | Usage (GWh) | 0.70287 | 0.67542 | 0.74856 | 0.72844 | 0.73821 | 0.72869 | 0.71738 | 0.70465 | 0.69071 | 0.67931 | 0.66992 | 0.66215 | 0.65569 | 0.65026 | 0.64566 | 0.64172 | 0.6383 | 0.6353 | 0.63266 | 0.63032 | 0.62821 | 0.62627 | 0.62446 | 0.62274 | 0.6211 | 0.61952 | 0.61799 | 0.61651 | 0.61507 | 0.61365 | 0.61225 | 0.61086 | 0.61909
F3_Commercial_Retail_Existing_Food Preparation_Natural Gas_All | F3 | Commercial | All | Retail | Existing | Food Preparation | Natural Gas | Summer Peak Demand (MW) | 0 | 0 | 0 | 0 | 0 | 0 | 0 | 0 | 0 | 0 | 0 | 0 | 0 | 0 | 0 | 0 | 0 | 0 | 0 | 0 | 0 | 0 | 0 | 0 | 0 | 0 | 0 | 0 | 0 | 0 | 0 | 0 | 0
F4_Commercial_Retail_Existing_Food Preparation_Natural Gas_All | F4 | Commercial | All | Retail | Existing | Food Preparation | Natural Gas | Winter Peak Demand (MW) | 0 | 0 | 0 | 0 | 0 | 0 | 0 | 0 | 0 | 0 | 0 | 0 | 0 | 0 | 0 | 0 | 0 | 0 | 0 | 0 | 0 | 0 | 0 | 0 | 0 | 0 | 0 | 0 | 0 | 0 | 0 | 0 | 0
F1_Commercial_Retail_Existing_Miscellaneous_Natural Gas_All | F1 | Commercial | All | Retail | Existing | Miscellaneous | Natural Gas | Units | 20038376.9356 | 19936426.1968 | 19834475.4581 | 19711356.3643 | 20171925.7138 | 20117715.2615 | 20069858.0978 | 20026753.6908 | 19985110.8324 | 19943725.8232 | 19902133.6688 | 19860597.2087 | 19819414.7536 | 19778688.8614 | 19738162.3924 | 19697796.6206 | 19657394.1576 | 19617447.4075 | 19578517.4729 | 19540710.7343 | 19503456.6098 | 19466104.8795 | 19428459.3196 | 19390464.6735 | 19352088.4439 | 19313466.3595 | 19274645.3569 | 19235711.3603 | 19196634.3468 | 19157442.684 | 19118047.0788 | 19078534.7099 | 19338677.797
F2_Commercial_Retail_Existing_Miscellaneous_Natural Gas_All | F2 | Commercial | All | Retail | Existing | Miscellaneous | Natural Gas | Usage (GWh) | 0.080736 | 0.077583 | 0.085985 | 0.083878 | 0.085838 | 0.085608 | 0.085404 | 0.085221 | 0.085043 | 0.084867 | 0.08469 | 0.084514 | 0.084338 | 0.084165 | 0.083993 | 0.083821 | 0.083649 | 0.083479 | 0.083313 | 0.083152 | 0.082994 | 0.082835 | 0.082675 | 0.082513 | 0.08235 | 0.082185 | 0.08202 | 0.081854 | 0.081688 | 0.081521 | 0.081354 | 0.081186 | 0.082293
F3_Commercial_Retail_Existing_Miscellaneous_Natural Gas_All | F3 | Commercial | All | Retail | Existing | Miscellaneous | Natural Gas | Summer Peak Demand (MW) | 0 | 0 | 0 | 0 | 0 | 0 | 0 | 0 | 0 | 0 | 0 | 0 | 0 | 0 | 0 | 0 | 0 | 0 | 0 | 0 | 0 | 0 | 0 | 0 | 0 | 0 | 0 | 0 | 0 | 0 | 0 | 0 | 0
F4_Commercial_Retail_Existing_Miscellaneous_Natural Gas_All | F4 | Commercial | All | Retail | Existing | Miscellaneous | Natural Gas | Winter Peak Demand (MW) | 0 | 0 | 0 | 0 | 0 | 0 | 0 | 0 | 0 | 0 | 0 | 0 | 0 | 0 | 0 | 0 | 0 | 0 | 0 | 0 | 0 | 0 | 0 | 0 | 0 | 0 | 0 | 0 | 0 | 0 | 0 | 0 | 0
F1_Commercial_Retail_Existing_Space Heating_Natural Gas_Market | F1 | Commercial | Market | Retail | Existing | Space Heating | Natural Gas | Units | 20038376.9356 | 19936426.1968 | 19834475.4581 | 19711356.3643 | 20171925.7138 | 20117715.2615 | 20069858.0978 | 20026753.6908 | 19985110.8324 | 19943725.8232 | 19902133.6688 | 19860597.2087 | 19819414.7536 | 19778688.8614 | 19738162.3924 | 19697796.6206 | 19657394.1576 | 19617447.4075 | 19578517.4729 | 19540710.7343 | 19503456.6098 | 19466104.8795 | 19428459.3196 | 19390464.6735 | 19352088.4439 | 19313466.3595 | 19274645.3569 | 19235711.3603 | 19196634.3468 | 19157442.684 | 19118047.0788 | 19078534.7099 | 19338677.797
F2_Commercial_Retail_Existing_Space Heating_Natural Gas_Market | F2 | Commercial | Market | Retail | Existing | Space Heating | Natural Gas | Usage (GWh) | 2.8873 | 2.7747 | 3.0591 | 2.9685 | 3.022 | 2.9896 | 2.958 | 2.92 | 2.8821 | 2.8439 | 2.8055 | 2.767 | 2.7286 | 2.6902 | 2.6518 | 2.6136 | 2.5756 | 2.5377 | 2.5 | 2.4634 | 2.4276 | 2.3926 | 2.3577 | 2.3237 | 2.2906 | 2.2589 | 2.2284 | 2.1991 | 2.1709 | 2.1437 | 2.1174 | 2.092 | 2.1094
F3_Commercial_Retail_Existing_Space Heating_Natural Gas_Market | F3 | Commercial | Market | Retail | Existing | Space Heating | Natural Gas | Summer Peak Demand (MW) | 0 | 0 | 0 | 0 | 0 | 0 | 0 | 0 | 0 | 0 | 0 | 0 | 0 | 0 | 0 | 0 | 0 | 0 | 0 | 0 | 0 | 0 | 0 | 0 | 0 | 0 | 0 | 0 | 0 | 0 | 0 | 0 | 0
F4_Commercial_Retail_Existing_Space Heating_Natural Gas_Market | F4 | Commercial | Market | Retail | Existing | Space Heating | Natural Gas | Winter Peak Demand (MW) | 0 | 0 | 0 | 0 | 0 | 0 | 0 | 0 | 0 | 0 | 0 | 0 | 0 | 0 | 0 | 0 | 0 | 0 | 0 | 0 | 0 | 0 | 0 | 0 | 0 | 0 | 0 | 0 | 0 | 0 | 0 | 0 | 0
F1_Commercial_Retail_Existing_Water Heating_Natural Gas_Market | F1 | Commercial | Market | Retail | Existing | Water Heating | Natural Gas | Units | 20038376.9356 | 19936426.1968 | 19834475.4581 | 19711356.3643 | 20171925.7138 | 20117715.2615 | 20069858.0978 | 20026753.6908 | 19985110.8324 | 19943725.8232 | 19902133.6688 | 19860597.2087 | 19819414.7536 | 19778688.8614 | 19738162.3924 | 19697796.6206 | 19657394.1576 | 19617447.4075 | 19578517.4729 | 19540710.7343 | 19503456.6098 | 19466104.8795 | 19428459.3196 | 19390464.6735 | 19352088.4439 | 19313466.3595 | 19274645.3569 | 19235711.3603 | 19196634.3468 | 19157442.684 | 19118047.0788 | 19078534.7099 | 19338677.797
F2_Commercial_Retail_Existing_Water Heating_Natural Gas_Market | F2 | Commercial | Market | Retail | Existing | Water Heating | Natural Gas | Usage (GWh) | 1.8425 | 1.7475 | 1.9057 | 1.826 | 1.8293 | 1.7916 | 1.7567 | 1.7257 | 1.6988 | 1.6767 | 1.6584 | 1.6431 | 1.6303 | 1.6194 | 1.61 | 1.6019 | 1.5948 | 1.5885 | 1.5829 | 1.5779 | 1.5733 | 1.5691 | 1.565 | 1.5612 | 1.5575 | 1.5539 | 1.5503 | 1.5469 | 1.5435 | 1.5401 | 1.5368 | 1.5335 | 1.5543
F3_Commercial_Retail_Existing_Water Heating_Natural Gas_Market | F3 | Commercial | Market | Retail | Existing | Water Heating | Natural Gas | Summer Peak Demand (MW) | 0 | 0 | 0 | 0 | 0 | 0 | 0 | 0 | 0 | 0 | 0 | 0 | 0 | 0 | 0 | 0 | 0 | 0 | 0 | 0 | 0 | 0 | 0 | 0 | 0 | 0 | 0 | 0 | 0 | 0 | 0 | 0 | 0
F4_Commercial_Retail_Existing_Water Heating_Natural Gas_Market | F4 | Commercial | Market | Retail | Existing | Water Heating | Natural Gas | Winter Peak Demand (MW) | 0 | 0 | 0 | 0 | 0 | 0 | 0 | 0 | 0 | 0 | 0 | 0 | 0 | 0 | 0 | 0 | 0 | 0 | 0 | 0 | 0 | 0 | 0 | 0 | 0 | 0 | 0 | 0 | 0 | 0 | 0 | 0 | 0
F1_Commercial_Retail_Existing_Food Preparation_Natural Gas_Market | F1 | Commercial | Market | Retail | Existing | Food Preparation | Natural Gas | Units | 20038376.9356 | 19936426.1968 | 19834475.4581 | 19711356.3643 | 20171925.7138 | 20117715.2615 | 20069858.0978 | 20026753.6908 | 19985110.8324 | 19943725.8232 | 19902133.6688 | 19860597.2087 | 19819414.7536 | 19778688.8614 | 19738162.3924 | 19697796.6206 | 19657394.1576 | 19617447.4075 | 19578517.4729 | 19540710.7343 | 19503456.6098 | 19466104.8795 | 19428459.3196 | 19390464.6735 | 19352088.4439 | 19313466.3595 | 19274645.3569 | 19235711.3603 | 19196634.3468 | 19157442.684 | 19118047.0788 | 19078534.7099 | 19338677.797
F2_Commercial_Retail_Existing_Food Preparation_Natural Gas_Market | F2 | Commercial | Market | Retail | Existing | Food Preparation | Natural Gas | Usage (GWh) | 0.70287 | 0.67542 | 0.74856 | 0.72844 | 0.73821 | 0.72869 | 0.71738 | 0.70465 | 0.69071 | 0.67931 | 0.66992 | 0.66215 | 0.65569 | 0.65026 | 0.64566 | 0.64172 | 0.6383 | 0.6353 | 0.63266 | 0.63032 | 0.62821 | 0.62627 | 0.62446 | 0.62274 | 0.6211 | 0.61952 | 0.61799 | 0.61651 | 0.61507 | 0.61365 | 0.61225 | 0.61086 | 0.61909
F3_Commercial_Retail_Existing_Food Preparation_Natural Gas_Market | F3 | Commercial | Market | Retail | Existing | Food Preparation | Natural Gas | Summer Peak Demand (MW) | 0 | 0 | 0 | 0 | 0 | 0 | 0 | 0 | 0 | 0 | 0 | 0 | 0 | 0 | 0 | 0 | 0 | 0 | 0 | 0 | 0 | 0 | 0 | 0 | 0 | 0 | 0 | 0 | 0 | 0 | 0 | 0 | 0
F4_Commercial_Retail_Existing_Food Preparation_Natural Gas_Market | F4 | Commercial | Market | Retail | Existing | Food Preparation | Natural Gas | Winter Peak Demand (MW) | 0 | 0 | 0 | 0 | 0 | 0 | 0 | 0 | 0 | 0 | 0 | 0 | 0 | 0 | 0 | 0 | 0 | 0 | 0 | 0 | 0 | 0 | 0 | 0 | 0 | 0 | 0 | 0 | 0 | 0 | 0 | 0 | 0
F1_Commercial_Retail_Existing_Miscellaneous_Natural Gas_Market | F1 | Commercial | Market | Retail | Existing | Miscellaneous | Natural Gas | Units | 20038376.9356 | 19936426.1968 | 19834475.4581 | 19711356.3643 | 20171925.7138 | 20117715.2615 | 20069858.0978 | 20026753.6908 | 19985110.8324 | 19943725.8232 | 19902133.6688 | 19860597.2087 | 19819414.7536 | 19778688.8614 | 19738162.3924 | 19697796.6206 | 19657394.1576 | 19617447.4075 | 19578517.4729 | 19540710.7343 | 19503456.6098 | 19466104.8795 | 19428459.3196 | 19390464.6735 | 19352088.4439 | 19313466.3595 | 19274645.3569 | 19235711.3603 | 19196634.3468 | 19157442.684 | 19118047.0788 | 19078534.7099 | 19338677.797
F2_Commercial_Retail_Existing_Miscellaneous_Natural Gas_Market | F2 | Commercial | Market | Retail | Existing | Miscellaneous | Natural Gas | Usage (GWh) | 0.080736 | 0.077583 | 0.085985 | 0.083878 | 0.085838 | 0.085608 | 0.085404 | 0.085221 | 0.085043 | 0.084867 | 0.08469 | 0.084514 | 0.084338 | 0.084165 | 0.083993 | 0.083821 | 0.083649 | 0.083479 | 0.083313 | 0.083152 | 0.082994 | 0.082835 | 0.082675 | 0.082513 | 0.08235 | 0.082185 | 0.08202 | 0.081854 | 0.081688 | 0.081521 | 0.081354 | 0.081186 | 0.082293
F3_Commercial_Retail_Existing_Miscellaneous_Natural Gas_Market | F3 | Commercial | Market | Retail | Existing | Miscellaneous | Natural Gas | Summer Peak Demand (MW) | 0 | 0 | 0 | 0 | 0 | 0 | 0 | 0 | 0 | 0 | 0 | 0 | 0 | 0 | 0 | 0 | 0 | 0 | 0 | 0 | 0 | 0 | 0 | 0 | 0 | 0 | 0 | 0 | 0 | 0 | 0 | 0 | 0
F4_Commercial_Retail_Existing_Miscellaneous_Natural Gas_Market | F4 | Commercial | Market | Retail | Existing | Miscellaneous | Natural Gas | Winter Peak Demand (MW) | 0 | 0 | 0 | 0 | 0 | 0 | 0 | 0 | 0 | 0 | 0 | 0 | 0 | 0 | 0 | 0 | 0 | 0 | 0 | 0 | 0 | 0 | 0 | 0 | 0 | 0 | 0 | 0 | 0 | 0 | 0 | 0 | 0
F1_Commercial_Retail_New_Space Heating_Natural Gas_All | F1 | Commercial | All | Retail | New | Space Heating | Natural Gas | Units | 0 | 2455.3472 | 14298.3985 | 21866.9377 | 30916.2514 | 40242.3968 | 49615.4076 | 57727.7183 | 65726.3391 | 73912.1798 | 82231.2669 | 90487.1553 | 98613.9135 | 106629.899 | 114657.4718 | 122660.7664 | 130710.4418 | 138572.3213 | 146121.9235 | 153427.9356 | 160737.5372 | 168195.1487 | 175749.9525 | 183384.6912 | 191101.452 | 198839.9546 | 206608.7096 | 214382.6972 | 222190.9795 | 230016.2824 | 237899.8067 | 245789.0616 | 249140.489
F2_Commercial_Retail_New_Space Heating_Natural Gas_All | F2 | Commercial | All | Retail | New | Space Heating | Natural Gas | Usage (GWh) | 0 | 0.00017943 | 0.0011578 | 0.0017289 | 0.0024313 | 0.0030746 | 0.0037142 | 0.0042588 | 0.0047894 | 0.0053268 | 0.005867 | 0.006394 | 0.0068937 | 0.0073739 | 0.0078423 | 0.0083072 | 0.0087727 | 0.0092228 | 0.0096438 | 0.010026 | 0.010418 | 0.010815 | 0.011234 | 0.011652 | 0.012069 | 0.012483 | 0.012892 | 0.013295 | 0.013695 | 0.01409 | 0.014482 | 0.014869 | 0.015072
F3_Commercial_Retail_New_Space Heating_Natural Gas_All | F3 | Commercial | All | Retail | New | Space Heating | Natural Gas | Summer Peak Demand (MW) | 0 | 0 | 0 | 0 | 0 | 0 | 0 | 0 | 0 | 0 | 0 | 0 | 0 | 0 | 0 | 0 | 0 | 0 | 0 | 0 | 0 | 0 | 0 | 0 | 0 | 0 | 0 | 0 | 0 | 0 | 0 | 0 | 0
F4_Commercial_Retail_New_Space Heating_Natural Gas_All | F4 | Commercial | All | Retail | New | Space Heating | Natural Gas | Winter Peak Demand (MW) | 0 | 0 | 0 | 0 | 0 | 0 | 0 | 0 | 0 | 0 | 0 | 0 | 0 | 0 | 0 | 0 | 0 | 0 | 0 | 0 | 0 | 0 | 0 | 0 | 0 | 0 | 0 | 0 | 0 | 0 | 0 | 0 | 0
F1_Commercial_Retail_New_Water Heating_Natural Gas_All | F1 | Commercial | All | Retail | New | Water Heating | Natural Gas | Units | 0 | 0 | 0 | 0 | 0 | 0 | 0 | 0 | 0 | 0 | 0 | 0 | 0 | 0 | 0 | 0 | 0 | 0 | 0 | 0 | 0 | 0 | 0 | 0 | 0 | 0 | 0 | 0 | 0 | 0 | 0 | 0 | 0
F2_Commercial_Retail_New_Water Heating_Natural Gas_All | F2 | Commercial | All | Retail | New | Water Heating | Natural Gas | Usage (GWh) | 0 | 0 | 0 | 0 | 0 | 0 | 0 | 0 | 0 | 0 | 0 | 0 | 0 | 0 | 0 | 0 | 0 | 0 | 0 | 0 | 0 | 0 | 0 | 0 | 0 | 0 | 0 | 0 | 0 | 0 | 0 | 0 | 0
F3_Commercial_Retail_New_Water Heating_Natural Gas_All | F3 | Commercial | All | Retail | New | Water Heating | Natural Gas | Summer Peak Demand (MW) | 0 | 0 | 0 | 0 | 0 | 0 | 0 | 0 | 0 | 0 | 0 | 0 | 0 | 0 | 0 | 0 | 0 | 0 | 0 | 0 | 0 | 0 | 0 | 0 | 0 | 0 | 0 | 0 | 0 | 0 | 0 | 0 | 0
F4_Commercial_Retail_New_Water Heating_Natural Gas_All | F4 | Commercial | All | Retail | New | Water Heating | Natural Gas | Winter Peak Demand (MW) | 0 | 0 | 0 | 0 | 0 | 0 | 0 | 0 | 0 | 0 | 0 | 0 | 0 | 0 | 0 | 0 | 0 | 0 | 0 | 0 | 0 | 0 | 0 | 0 | 0 | 0 | 0 | 0 | 0 | 0 | 0 | 0 | 0
F1_Commercial_Retail_New_Food Preparation_Natural Gas_All | F1 | Commercial | All | Retail | New | Food Preparation | Natural Gas | Units | 0 | 5225.1043 | 30427.7225 | 46533.9608 | 65791.3625 | 85637.8764 | 105584.1223 | 122847.5339 | 139869.0077 | 157288.895 | 174992.3374 | 192561.2897 | 209855.4463 | 226913.8731 | 243996.9582 | 261028.378 | 278158.4986 | 294888.9798 | 310954.9189 | 326502.486 | 342057.6916 | 357927.87 | 374004.8785 | 390251.9926 | 406673.6537 | 423141.5828 | 439673.8902 | 456217.3331 | 472833.7568 | 489486.4012 | 506262.9435 | 523051.681 | 530183.6899
F2_Commercial_Retail_New_Food Preparation_Natural Gas_All | F2 | Commercial | All | Retail | New | Food Preparation | Natural Gas | Usage (GWh) | 0 | 0.0026877 | 0.017435 | 0.024956 | 0.034333 | 0.043996 | 0.053707 | 0.062111 | 0.070396 | 0.078795 | 0.086966 | 0.095159 | 0.10329 | 0.11136 | 0.11938 | 0.12703 | 0.13536 | 0.14348 | 0.15128 | 0.15883 | 0.16637 | 0.17408 | 0.18187 | 0.18976 | 0.19772 | 0.20571 | 0.21373 | 0.22175 | 0.2298 | 0.23788 | 0.24601 | 0.25415 | 0.2576
F3_Commercial_Retail_New_Food Preparation_Natural Gas_All | F3 | Commercial | All | Retail | New | Food Preparation | Natural Gas | Summer Peak Demand (MW) | 0 | 0 | 0 | 0 | 0 | 0 | 0 | 0 | 0 | 0 | 0 | 0 | 0 | 0 | 0 | 0 | 0 | 0 | 0 | 0 | 0 | 0 | 0 | 0 | 0 | 0 | 0 | 0 | 0 | 0 | 0 | 0 | 0
F4_Commercial_Retail_New_Food Preparation_Natural Gas_All | F4 | Commercial | All | Retail | New | Food Preparation | Natural Gas | Winter Peak Demand (MW) | 0 | 0 | 0 | 0 | 0 | 0 | 0 | 0 | 0 | 0 | 0 | 0 | 0 | 0 | 0 | 0 | 0 | 0 | 0 | 0 | 0 | 0 | 0 | 0 | 0 | 0 | 0 | 0 | 0 | 0 | 0 | 0 | 0
F1_Commercial_Retail_New_Miscellaneous_Natural Gas_All | F1 | Commercial | All | Retail | New | Miscellaneous | Natural Gas | Units | 0 | 158668.9991 | 923988.5074 | 1413081.2748 | 1997864.3742 | 2600536.8469 | 3206237.8463 | 3730470.1135 | 4247355.5338 | 4776339.4458 | 5313933.9785 | 5847444.4966 | 6372610.3857 | 6890617.946 | 7409374.2968 | 7926561.7446 | 8446746.4076 | 8954795.3526 | 9442664.3716 | 9914792.1569 | 10387151.902 | 10869076.3204 | 11357281.4777 | 11850652.1747 | 12349323.2853 | 12849399.3963 | 13351430.4669 | 13853799.682 | 14358385.0809 | 14864070.383 | 15373518.0516 | 15883336.0476 | 16099911.384
F2_Commercial_Retail_New_Miscellaneous_Natural Gas_All | F2 | Commercial | All | Retail | New | Miscellaneous | Natural Gas | Usage (GWh) | 0 | 0.00061747 | 0.0040056 | 0.0060131 | 0.0085016 | 0.011066 | 0.013644 | 0.015874 | 0.018074 | 0.020325 | 0.022613 | 0.024883 | 0.027118 | 0.029322 | 0.031529 | 0.03373 | 0.035944 | 0.038106 | 0.040182 | 0.042191 | 0.044201 | 0.046252 | 0.048329 | 0.050429 | 0.052551 | 0.054679 | 0.056815 | 0.058953 | 0.0611 | 0.063252 | 0.065419 | 0.067589 | 0.068511
F3_Commercial_Retail_New_Miscellaneous_Natural Gas_All | F3 | Commercial | All | Retail | New | Miscellaneous | Natural Gas | Summer Peak Demand (MW) | 0 | 0 | 0 | 0 | 0 | 0 | 0 | 0 | 0 | 0 | 0 | 0 | 0 | 0 | 0 | 0 | 0 | 0 | 0 | 0 | 0 | 0 | 0 | 0 | 0 | 0 | 0 | 0 | 0 | 0 | 0 | 0 | 0
F4_Commercial_Retail_New_Miscellaneous_Natural Gas_All | F4 | Commercial | All | Retail | New | Miscellaneous | Natural Gas | Winter Peak Demand (MW) | 0 | 0 | 0 | 0 | 0 | 0 | 0 | 0 | 0 | 0 | 0 | 0 | 0 | 0 | 0 | 0 | 0 | 0 | 0 | 0 | 0 | 0 | 0 | 0 | 0 | 0 | 0 | 0 | 0 | 0 | 0 | 0 | 0
F1_Commercial_Retail_New_Space Heating_Natural Gas_Market | F1 | Commercial | Market | Retail | New | Space Heating | Natural Gas | Units | 0 | 158668.9991 | 923988.5074 | 1413081.2748 | 1997864.3742 | 2600536.8469 | 3206237.8463 | 3730470.1135 | 4247355.5338 | 4776339.4458 | 5313933.9785 | 5847444.4966 | 6372610.3857 | 6890617.946 | 7409374.2968 | 7926561.7446 | 8446746.4076 | 8954795.3526 | 9442664.3716 | 9914792.1569 | 10387151.902 | 10869076.3204 | 11357281.4777 | 11850652.1747 | 12349323.2853 | 12849399.3963 | 13351430.4669 | 13853799.682 | 14358385.0809 | 14864070.383 | 15373518.0516 | 15883336.0476 | 16099911.384
F2_Commercial_Retail_New_Space Heating_Natural Gas_Market | F2 | Commercial | Market | Retail | New | Space Heating | Natural Gas | Usage (GWh) | 0 | 0.00017943 | 0.0011578 | 0.0017289 | 0.0024313 | 0.0030746 | 0.0037142 | 0.0042588 | 0.0047894 | 0.0053268 | 0.005867 | 0.006394 | 0.0068937 | 0.0073739 | 0.0078423 | 0.0083072 | 0.0087727 | 0.0092228 | 0.0096438 | 0.010026 | 0.010418 | 0.010815 | 0.011234 | 0.011652 | 0.012069 | 0.012483 | 0.012892 | 0.013295 | 0.013695 | 0.01409 | 0.014482 | 0.014869 | 0.015072
F3_Commercial_Retail_New_Space Heating_Natural Gas_Market | F3 | Commercial | Market | Retail | New | Space Heating | Natural Gas | Summer Peak Demand (MW) | 0 | 0 | 0 | 0 | 0 | 0 | 0 | 0 | 0 | 0 | 0 | 0 | 0 | 0 | 0 | 0 | 0 | 0 | 0 | 0 | 0 | 0 | 0 | 0 | 0 | 0 | 0 | 0 | 0 | 0 | 0 | 0 | 0
F4_Commercial_Retail_New_Space Heating_Natural Gas_Market | F4 | Commercial | Market | Retail | New | Space Heating | Natural Gas | Winter Peak Demand (MW) | 0 | 0 | 0 | 0 | 0 | 0 | 0 | 0 | 0 | 0 | 0 | 0 | 0 | 0 | 0 | 0 | 0 | 0 | 0 | 0 | 0 | 0 | 0 | 0 | 0 | 0 | 0 | 0 | 0 | 0 | 0 | 0 | 0
F1_Commercial_Retail_New_Water Heating_Natural Gas_Market | F1 | Commercial | Market | Retail | New | Water Heating | Natural Gas | Units | 0 | 158668.9991 | 923988.5074 | 1413081.2748 | 1997864.3742 | 2600536.8469 | 3206237.8463 | 3730470.1135 | 4247355.5338 | 4776339.4458 | 5313933.9785 | 5847444.4966 | 6372610.3857 | 6890617.946 | 7409374.2968 | 7926561.7446 | 8446746.4076 | 8954795.3526 | 9442664.3716 | 9914792.1569 | 10387151.902 | 10869076.3204 | 11357281.4777 | 11850652.1747 | 12349323.2853 | 12849399.3963 | 13351430.4669 | 13853799.682 | 14358385.0809 | 14864070.383 | 15373518.0516 | 15883336.0476 | 16099911.384
F2_Commercial_Retail_New_Water Heating_Natural Gas_Market | F2 | Commercial | Market | Retail | New | Water Heating | Natural Gas | Usage (GWh) | 0 | 0 | 0 | 0 | 0 | 0 | 0 | 0 | 0 | 0 | 0 | 0 | 0 | 0 | 0 | 0 | 0 | 0 | 0 | 0 | 0 | 0 | 0 | 0 | 0 | 0 | 0 | 0 | 0 | 0 | 0 | 0 | 0
F3_Commercial_Retail_New_Water Heating_Natural Gas_Market | F3 | Commercial | Market | Retail | New | Water Heating | Natural Gas | Summer Peak Demand (MW) | 0 | 0 | 0 | 0 | 0 | 0 | 0 | 0 | 0 | 0 | 0 | 0 | 0 | 0 | 0 | 0 | 0 | 0 | 0 | 0 | 0 | 0 | 0 | 0 | 0 | 0 | 0 | 0 | 0 | 0 | 0 | 0 | 0
F4_Commercial_Retail_New_Water Heating_Natural Gas_Market | F4 | Commercial | Market | Retail | New | Water Heating | Natural Gas | Winter Peak Demand (MW) | 0 | 0 | 0 | 0 | 0 | 0 | 0 | 0 | 0 | 0 | 0 | 0 | 0 | 0 | 0 | 0 | 0 | 0 | 0 | 0 | 0 | 0 | 0 | 0 | 0 | 0 | 0 | 0 | 0 | 0 | 0 | 0 | 0
F1_Commercial_Retail_New_Food Preparation_Natural Gas_Market | F1 | Commercial | Market | Retail | New | Food Preparation | Natural Gas | Units | 0 | 158668.9991 | 923988.5074 | 1413081.2748 | 1997864.3742 | 2600536.8469 | 3206237.8463 | 3730470.1135 | 4247355.5338 | 4776339.4458 | 5313933.9785 | 5847444.4966 | 6372610.3857 | 6890617.946 | 7409374.2968 | 7926561.7446 | 8446746.4076 | 8954795.3526 | 9442664.3716 | 9914792.1569 | 10387151.902 | 10869076.3204 | 11357281.4777 | 11850652.1747 | 12349323.2853 | 12849399.3963 | 13351430.4669 | 13853799.682 | 14358385.0809 | 14864070.383 | 15373518.0516 | 15883336.0476 | 16099911.384
F2_Commercial_Retail_New_Food Preparation_Natural Gas_Market | F2 | Commercial | Market | Retail | New | Food Preparation | Natural Gas | Usage (GWh) | 0 | 0.0026877 | 0.017435 | 0.024956 | 0.034333 | 0.043996 | 0.053707 | 0.062111 | 0.070396 | 0.078795 | 0.086966 | 0.095159 | 0.10329 | 0.11136 | 0.11938 | 0.12703 | 0.13536 | 0.14348 | 0.15128 | 0.15883 | 0.16637 | 0.17408 | 0.18187 | 0.18976 | 0.19772 | 0.20571 | 0.21373 | 0.22175 | 0.2298 | 0.23788 | 0.24601 | 0.25415 | 0.2576
F3_Commercial_Retail_New_Food Preparation_Natural Gas_Market | F3 | Commercial | Market | Retail | New | Food Preparation | Natural Gas | Summer Peak Demand (MW) | 0 | 0 | 0 | 0 | 0 | 0 | 0 | 0 | 0 | 0 | 0 | 0 | 0 | 0 | 0 | 0 | 0 | 0 | 0 | 0 | 0 | 0 | 0 | 0 | 0 | 0 | 0 | 0 | 0 | 0 | 0 | 0 | 0
F4_Commercial_Retail_New_Food Preparation_Natural Gas_Market | F4 | Commercial | Market | Retail | New | Food Preparation | Natural Gas | Winter Peak Demand (MW) | 0 | 0 | 0 | 0 | 0 | 0 | 0 | 0 | 0 | 0 | 0 | 0 | 0 | 0 | 0 | 0 | 0 | 0 | 0 | 0 | 0 | 0 | 0 | 0 | 0 | 0 | 0 | 0 | 0 | 0 | 0 | 0 | 0
F1_Commercial_Retail_New_Miscellaneous_Natural Gas_Market | F1 | Commercial | Market | Retail | New | Miscellaneous | Natural Gas | Units | 0 | 158668.9991 | 923988.5074 | 1413081.2748 | 1997864.3742 | 2600536.8469 | 3206237.8463 | 3730470.1135 | 4247355.5338 | 4776339.4458 | 5313933.9785 | 5847444.4966 | 6372610.3857 | 6890617.946 | 7409374.2968 | 7926561.7446 | 8446746.4076 | 8954795.3526 | 9442664.3716 | 9914792.1569 | 10387151.902 | 10869076.3204 | 11357281.4777 | 11850652.1747 | 12349323.2853 | 12849399.3963 | 13351430.4669 | 13853799.682 | 14358385.0809 | 14864070.383 | 15373518.0516 | 15883336.0476 | 16099911.384
F2_Commercial_Retail_New_Miscellaneous_Natural Gas_Market | F2 | Commercial | Market | Retail | New | Miscellaneous | Natural Gas | Usage (GWh) | 0 | 0.00061747 | 0.0040056 | 0.0060131 | 0.0085016 | 0.011066 | 0.013644 | 0.015874 | 0.018074 | 0.020325 | 0.022613 | 0.024883 | 0.027118 | 0.029322 | 0.031529 | 0.03373 | 0.035944 | 0.038106 | 0.040182 | 0.042191 | 0.044201 | 0.046252 | 0.048329 | 0.050429 | 0.052551 | 0.054679 | 0.056815 | 0.058953 | 0.0611 | 0.063252 | 0.065419 | 0.067589 | 0.068511
F3_Commercial_Retail_New_Miscellaneous_Natural Gas_Market | F3 | Commercial | Market | Retail | New | Miscellaneous | Natural Gas | Summer Peak Demand (MW) | 0 | 0 | 0 | 0 | 0 | 0 | 0 | 0 | 0 | 0 | 0 | 0 | 0 | 0 | 0 | 0 | 0 | 0 | 0 | 0 | 0 | 0 | 0 | 0 | 0 | 0 | 0 | 0 | 0 | 0 | 0 | 0 | 0
F4_Commercial_Retail_New_Miscellaneous_Natural Gas_Market | F4 | Commercial | Market | Retail | New | Miscellaneous | Natural Gas | Winter Peak Demand (MW) | 0 | 0 | 0 | 0 | 0 | 0 | 0 | 0 | 0 | 0 | 0 | 0 | 0 | 0 | 0 | 0 | 0 | 0 | 0 | 0 | 0 | 0 | 0 | 0 | 0 | 0 | 0 | 0 | 0 | 0 | 0 | 0 | 0
F1_Commercial_Grocery_Existing_Space Heating_Natural Gas_All | F1 | Commercial | All | Grocery | Existing | Space Heating | Natural Gas | Units | 1842584.091 | 1833209.4391 | 1823834.7872 | 1812513.6465 | 1854864.27 | 1849879.4692 | 1845478.8708 | 1841515.3016 | 1837686.1258 | 1833880.6599 | 1830056.1465 | 1826236.7543 | 1822449.9138 | 1818705.0556 | 1814978.5348 | 1811266.7906 | 1807551.6726 | 1803878.4586 | 1800298.7437 | 1796822.3096 | 1793396.69 | 1789962.0953 | 1786500.4821 | 1783006.7695 | 1779477.9692 | 1775926.5619 | 1772356.8635 | 1768776.775 | 1765183.5357 | 1761579.7541 | 1757957.2194 | 1754323.948 | 1778244.8232
F2_Commercial_Grocery_Existing_Space Heating_Natural Gas_All | F2 | Commercial | All | Grocery | Existing | Space Heating | Natural Gas | Usage (GWh) | 0.35783 | 0.34388 | 0.37914 | 0.36792 | 0.37456 | 0.37061 | 0.36676 | 0.36187 | 0.35696 | 0.35202 | 0.34705 | 0.34206 | 0.33706 | 0.33206 | 0.32706 | 0.32206 | 0.31706 | 0.31208 | 0.30713 | 0.30232 | 0.29764 | 0.29307 | 0.28845 | 0.28398 | 0.27964 | 0.2755 | 0.27153 | 0.26773 | 0.26408 | 0.26058 | 0.25719 | 0.25393 | 0.25577
F3_Commercial_Grocery_Existing_Space Heating_Natural Gas_All | F3 | Commercial | All | Grocery | Existing | Space Heating | Natural Gas | Summer Peak Demand (MW) | 0 | 0 | 0 | 0 | 0 | 0 | 0 | 0 | 0 | 0 | 0 | 0 | 0 | 0 | 0 | 0 | 0 | 0 | 0 | 0 | 0 | 0 | 0 | 0 | 0 | 0 | 0 | 0 | 0 | 0 | 0 | 0 | 0
F4_Commercial_Grocery_Existing_Space Heating_Natural Gas_All | F4 | Commercial | All | Grocery | Existing | Space Heating | Natural Gas | Winter Peak Demand (MW) | 0 | 0 | 0 | 0 | 0 | 0 | 0 | 0 | 0 | 0 | 0 | 0 | 0 | 0 | 0 | 0 | 0 | 0 | 0 | 0 | 0 | 0 | 0 | 0 | 0 | 0 | 0 | 0 | 0 | 0 | 0 | 0 | 0
F1_Commercial_Grocery_Existing_Water Heating_Natural Gas_All | F1 | Commercial | All | Grocery | Existing | Water Heating | Natural Gas | Units | 1389198.4354 | 1382130.5074 | 1375062.5793 | 1366527.1149 | 1398456.9574 | 1394698.7151 | 1391380.9266 | 1388392.632 | 1385505.6619 | 1382636.5678 | 1379753.1129 | 1376873.5191 | 1374018.4674 | 1371195.0678 | 1368385.4936 | 1365587.06 | 1362786.0827 | 1360016.6986 | 1357317.8072 | 1354696.7834 | 1352114.0707 | 1349524.5912 | 1346914.7415 | 1344280.6907 | 1341620.1858 | 1338942.6367 | 1336251.2972 | 1333552.1241 | 1330843.0361 | 1328125.9999 | 1325394.8249 | 1322655.5551 | 1340690.4674
F2_Commercial_Grocery_Existing_Water Heating_Natural Gas_All | F2 | Commercial | All | Grocery | Existing | Water Heating | Natural Gas | Usage (GWh) | 0.50412 | 0.47811 | 0.52138 | 0.49957 | 0.50045 | 0.49012 | 0.48059 | 0.47208 | 0.46473 | 0.45868 | 0.45366 | 0.44948 | 0.44596 | 0.44298 | 0.44042 | 0.4382 | 0.43625 | 0.43453 | 0.43299 | 0.43162 | 0.43037 | 0.42921 | 0.42811 | 0.42705 | 0.42603 | 0.42504 | 0.42408 | 0.42313 | 0.4222 | 0.42128 | 0.42037 | 0.41947 | 0.42516
F3_Commercial_Grocery_Existing_Water Heating_Natural Gas_All | F3 | Commercial | All | Grocery | Existing | Water Heating | Natural Gas | Summer Peak Demand (MW) | 0 | 0 | 0 | 0 | 0 | 0 | 0 | 0 | 0 | 0 | 0 | 0 | 0 | 0 | 0 | 0 | 0 | 0 | 0 | 0 | 0 | 0 | 0 | 0 | 0 | 0 | 0 | 0 | 0 | 0 | 0 | 0 | 0
F4_Commercial_Grocery_Existing_Water Heating_Natural Gas_All | F4 | Commercial | All | Grocery | Existing | Water Heating | Natural Gas | Winter Peak Demand (MW) | 0 | 0 | 0 | 0 | 0 | 0 | 0 | 0 | 0 | 0 | 0 | 0 | 0 | 0 | 0 | 0 | 0 | 0 | 0 | 0 | 0 | 0 | 0 | 0 | 0 | 0 | 0 | 0 | 0 | 0 | 0 | 0 | 0
F1_Commercial_Grocery_Existing_Food Preparation_Natural Gas_All | F1 | Commercial | All | Grocery | Existing | Food Preparation | Natural Gas | Units | 2579181.2167 | 2566058.9248 | 2552936.633 | 2537089.7181 | 2596370.558 | 2589393.0178 | 2583233.2226 | 2577685.1646 | 2572325.2256 | 2566998.4749 | 2561645.0621 | 2556298.8179 | 2550998.1383 | 2545756.2239 | 2540539.9777 | 2535344.4152 | 2530144.1301 | 2525002.5007 | 2519991.7478 | 2515125.5637 | 2510330.5078 | 2505522.8888 | 2500677.4504 | 2495787.0804 | 2490847.596 | 2485876.4671 | 2480879.735 | 2475868.4593 | 2470838.7755 | 2465794.335 | 2460723.6446 | 2455637.9253 | 2489121.4837
F2_Commercial_Grocery_Existing_Food Preparation_Natural Gas_All | F2 | Commercial | All | Grocery | Existing | Food Preparation | Natural Gas | Usage (GWh) | 0.16536 | 0.1589 | 0.17611 | 0.17128 | 0.1739 | 0.1721 | 0.17008 | 0.16787 | 0.16549 | 0.16344 | 0.16166 | 0.16009 | 0.15874 | 0.15755 | 0.15654 | 0.15566 | 0.15488 | 0.15416 | 0.15351 | 0.15296 | 0.15244 | 0.15199 | 0.15157 | 0.15116 | 0.15077 | 0.15039 | 0.15003 | 0.14967 | 0.14932 | 0.14897 | 0.14863 | 0.1483 | 0.15029
F3_Commercial_Grocery_Existing_Food Preparation_Natural Gas_All | F3 | Commercial | All | Grocery | Existing | Food Preparation | Natural Gas | Summer Peak Demand (MW) | 0 | 0 | 0 | 0 | 0 | 0 | 0 | 0 | 0 | 0 | 0 | 0 | 0 | 0 | 0 | 0 | 0 | 0 | 0 | 0 | 0 | 0 | 0 | 0 | 0 | 0 | 0 | 0 | 0 | 0 | 0 | 0 | 0
F4_Commercial_Grocery_Existing_Food Preparation_Natural Gas_All | F4 | Commercial | All | Grocery | Existing | Food Preparation | Natural Gas | Winter Peak Demand (MW) | 0 | 0 | 0 | 0 | 0 | 0 | 0 | 0 | 0 | 0 | 0 | 0 | 0 | 0 | 0 | 0 | 0 | 0 | 0 | 0 | 0 | 0 | 0 | 0 | 0 | 0 | 0 | 0 | 0 | 0 | 0 | 0 | 0
F1_Commercial_Grocery_Existing_Miscellaneous_Natural Gas_All | F1 | Commercial | All | Grocery | Existing | Miscellaneous | Natural Gas | Units | 2223808.3857 | 2212494.1506 | 2201179.9155 | 2187516.4699 | 2238629.2913 | 2232613.1525 | 2227302.0855 | 2222518.4674 | 2217897.0484 | 2213304.2447 | 2208688.4526 | 2204078.8414 | 2199508.5167 | 2194988.8602 | 2190491.3351 | 2186011.6439 | 2181527.8807 | 2177094.6915 | 2172774.3458 | 2168578.6496 | 2164444.2811 | 2160299.0805 | 2156121.2715 | 2151904.7218 | 2147645.8249 | 2143359.6437 | 2139051.387 | 2134730.5905 | 2130393.9224 | 2126044.5308 | 2121672.5062 | 2117287.5234 | 2146157.5452
F2_Commercial_Grocery_Existing_Miscellaneous_Natural Gas_All | F2 | Commercial | All | Grocery | Existing | Miscellaneous | Natural Gas | Usage (GWh) | 0.0067762 | 0.0065116 | 0.0072167 | 0.0070399 | 0.0072044 | 0.007185 | 0.0071679 | 0.0071525 | 0.0071377 | 0.0071229 | 0.007108 | 0.0070932 | 0.0070785 | 0.0070639 | 0.0070495 | 0.007035 | 0.0070206 | 0.0070064 | 0.0069924 | 0.0069789 | 0.0069656 | 0.0069523 | 0.0069389 | 0.0069253 | 0.0069116 | 0.0068978 | 0.0068839 | 0.00687 | 0.0068561 | 0.0068421 | 0.006828 | 0.0068139 | 0.0069068
F3_Commercial_Grocery_Existing_Miscellaneous_Natural Gas_All | F3 | Commercial | All | Grocery | Existing | Miscellaneous | Natural Gas | Summer Peak Demand (MW) | 0 | 0 | 0 | 0 | 0 | 0 | 0 | 0 | 0 | 0 | 0 | 0 | 0 | 0 | 0 | 0 | 0 | 0 | 0 | 0 | 0 | 0 | 0 | 0 | 0 | 0 | 0 | 0 | 0 | 0 | 0 | 0 | 0
F4_Commercial_Grocery_Existing_Miscellaneous_Natural Gas_All | F4 | Commercial | All | Grocery | Existing | Miscellaneous | Natural Gas | Winter Peak Demand (MW) | 0 | 0 | 0 | 0 | 0 | 0 | 0 | 0 | 0 | 0 | 0 | 0 | 0 | 0 | 0 | 0 | 0 | 0 | 0 | 0 | 0 | 0 | 0 | 0 | 0 | 0 | 0 | 0 | 0 | 0 | 0 | 0 | 0
F1_Commercial_Grocery_Existing_Space Heating_Natural Gas_Market | F1 | Commercial | Market | Grocery | Existing | Space Heating | Natural Gas | Units | 2223808.3857 | 2212494.1506 | 2201179.9155 | 2187516.4699 | 2238629.2913 | 2232613.1525 | 2227302.0855 | 2222518.4674 | 2217897.0484 | 2213304.2447 | 2208688.4526 | 2204078.8414 | 2199508.5167 | 2194988.8602 | 2190491.3351 | 2186011.6439 | 2181527.8807 | 2177094.6915 | 2172774.3458 | 2168578.6496 | 2164444.2811 | 2160299.0805 | 2156121.2715 | 2151904.7218 | 2147645.8249 | 2143359.6437 | 2139051.387 | 2134730.5905 | 2130393.9224 | 2126044.5308 | 2121672.5062 | 2117287.5234 | 2146157.5452
F2_Commercial_Grocery_Existing_Space Heating_Natural Gas_Market | F2 | Commercial | Market | Grocery | Existing | Space Heating | Natural Gas | Usage (GWh) | 0.35783 | 0.34388 | 0.37914 | 0.36792 | 0.37456 | 0.37061 | 0.36676 | 0.36187 | 0.35696 | 0.35202 | 0.34705 | 0.34206 | 0.33706 | 0.33206 | 0.32706 | 0.32206 | 0.31706 | 0.31208 | 0.30713 | 0.30232 | 0.29764 | 0.29307 | 0.28845 | 0.28398 | 0.27964 | 0.2755 | 0.27153 | 0.26773 | 0.26408 | 0.26058 | 0.25719 | 0.25393 | 0.25577
F3_Commercial_Grocery_Existing_Space Heating_Natural Gas_Market | F3 | Commercial | Market | Grocery | Existing | Space Heating | Natural Gas | Summer Peak Demand (MW) | 0 | 0 | 0 | 0 | 0 | 0 | 0 | 0 | 0 | 0 | 0 | 0 | 0 | 0 | 0 | 0 | 0 | 0 | 0 | 0 | 0 | 0 | 0 | 0 | 0 | 0 | 0 | 0 | 0 | 0 | 0 | 0 | 0
F4_Commercial_Grocery_Existing_Space Heating_Natural Gas_Market | F4 | Commercial | Market | Grocery | Existing | Space Heating | Natural Gas | Winter Peak Demand (MW) | 0 | 0 | 0 | 0 | 0 | 0 | 0 | 0 | 0 | 0 | 0 | 0 | 0 | 0 | 0 | 0 | 0 | 0 | 0 | 0 | 0 | 0 | 0 | 0 | 0 | 0 | 0 | 0 | 0 | 0 | 0 | 0 | 0
F1_Commercial_Grocery_Existing_Water Heating_Natural Gas_Market | F1 | Commercial | Market | Grocery | Existing | Water Heating | Natural Gas | Units | 2223808.3857 | 2212494.1506 | 2201179.9155 | 2187516.4699 | 2238629.2913 | 2232613.1525 | 2227302.0855 | 2222518.4674 | 2217897.0484 | 2213304.2447 | 2208688.4526 | 2204078.8414 | 2199508.5167 | 2194988.8602 | 2190491.3351 | 2186011.6439 | 2181527.8807 | 2177094.6915 | 2172774.3458 | 2168578.6496 | 2164444.2811 | 2160299.0805 | 2156121.2715 | 2151904.7218 | 2147645.8249 | 2143359.6437 | 2139051.387 | 2134730.5905 | 2130393.9224 | 2126044.5308 | 2121672.5062 | 2117287.5234 | 2146157.5452
F2_Commercial_Grocery_Existing_Water Heating_Natural Gas_Market | F2 | Commercial | Market | Grocery | Existing | Water Heating | Natural Gas | Usage (GWh) | 0.50412 | 0.47811 | 0.52138 | 0.49957 | 0.50045 | 0.49012 | 0.48059 | 0.47208 | 0.46473 | 0.45868 | 0.45366 | 0.44948 | 0.44596 | 0.44298 | 0.44042 | 0.4382 | 0.43625 | 0.43453 | 0.43299 | 0.43162 | 0.43037 | 0.42921 | 0.42811 | 0.42705 | 0.42603 | 0.42504 | 0.42408 | 0.42313 | 0.4222 | 0.42128 | 0.42037 | 0.41947 | 0.42516
F3_Commercial_Grocery_Existing_Water Heating_Natural Gas_Market | F3 | Commercial | Market | Grocery | Existing | Water Heating | Natural Gas | Summer Peak Demand (MW) | 0 | 0 | 0 | 0 | 0 | 0 | 0 | 0 | 0 | 0 | 0 | 0 | 0 | 0 | 0 | 0 | 0 | 0 | 0 | 0 | 0 | 0 | 0 | 0 | 0 | 0 | 0 | 0 | 0 | 0 | 0 | 0 | 0
F4_Commercial_Grocery_Existing_Water Heating_Natural Gas_Market | F4 | Commercial | Market | Grocery | Existing | Water Heating | Natural Gas | Winter Peak Demand (MW) | 0 | 0 | 0 | 0 | 0 | 0 | 0 | 0 | 0 | 0 | 0 | 0 | 0 | 0 | 0 | 0 | 0 | 0 | 0 | 0 | 0 | 0 | 0 | 0 | 0 | 0 | 0 | 0 | 0 | 0 | 0 | 0 | 0
F1_Commercial_Grocery_Existing_Food Preparation_Natural Gas_Market | F1 | Commercial | Market | Grocery | Existing | Food Preparation | Natural Gas | Units | 2223808.3857 | 2212494.1506 | 2201179.9155 | 2187516.4699 | 2238629.2913 | 2232613.1525 | 2227302.0855 | 2222518.4674 | 2217897.0484 | 2213304.2447 | 2208688.4526 | 2204078.8414 | 2199508.5167 | 2194988.8602 | 2190491.3351 | 2186011.6439 | 2181527.8807 | 2177094.6915 | 2172774.3458 | 2168578.6496 | 2164444.2811 | 2160299.0805 | 2156121.2715 | 2151904.7218 | 2147645.8249 | 2143359.6437 | 2139051.387 | 2134730.5905 | 2130393.9224 | 2126044.5308 | 2121672.5062 | 2117287.5234 | 2146157.5452
F2_Commercial_Grocery_Existing_Food Preparation_Natural Gas_Market | F2 | Commercial | Market | Grocery | Existing | Food Preparation | Natural Gas | Usage (GWh) | 0.16536 | 0.1589 | 0.17611 | 0.17128 | 0.1739 | 0.1721 | 0.17008 | 0.16787 | 0.16549 | 0.16344 | 0.16166 | 0.16009 | 0.15874 | 0.15755 | 0.15654 | 0.15566 | 0.15488 | 0.15416 | 0.15351 | 0.15296 | 0.15244 | 0.15199 | 0.15157 | 0.15116 | 0.15077 | 0.15039 | 0.15003 | 0.14967 | 0.14932 | 0.14897 | 0.14863 | 0.1483 | 0.15029
F3_Commercial_Grocery_Existing_Food Preparation_Natural Gas_Market | F3 | Commercial | Market | Grocery | Existing | Food Preparation | Natural Gas | Summer Peak Demand (MW) | 0 | 0 | 0 | 0 | 0 | 0 | 0 | 0 | 0 | 0 | 0 | 0 | 0 | 0 | 0 | 0 | 0 | 0 | 0 | 0 | 0 | 0 | 0 | 0 | 0 | 0 | 0 | 0 | 0 | 0 | 0 | 0 | 0
F4_Commercial_Grocery_Existing_Food Preparation_Natural Gas_Market | F4 | Commercial | Market | Grocery | Existing | Food Preparation | Natural Gas | Winter Peak Demand (MW) | 0 | 0 | 0 | 0 | 0 | 0 | 0 | 0 | 0 | 0 | 0 | 0 | 0 | 0 | 0 | 0 | 0 | 0 | 0 | 0 | 0 | 0 | 0 | 0 | 0 | 0 | 0 | 0 | 0 | 0 | 0 | 0 | 0
F1_Commercial_Grocery_Existing_Miscellaneous_Natural Gas_Market | F1 | Commercial | Market | Grocery | Existing | Miscellaneous | Natural Gas | Units | 2223808.3857 | 2212494.1506 | 2201179.9155 | 2187516.4699 | 2238629.2913 | 2232613.1525 | 2227302.0855 | 2222518.4674 | 2217897.0484 | 2213304.2447 | 2208688.4526 | 2204078.8414 | 2199508.5167 | 2194988.8602 | 2190491.3351 | 2186011.6439 | 2181527.8807 | 2177094.6915 | 2172774.3458 | 2168578.6496 | 2164444.2811 | 2160299.0805 | 2156121.2715 | 2151904.7218 | 2147645.8249 | 2143359.6437 | 2139051.387 | 2134730.5905 | 2130393.9224 | 2126044.5308 | 2121672.5062 | 2117287.5234 | 2146157.5452
F2_Commercial_Grocery_Existing_Miscellaneous_Natural Gas_Market | F2 | Commercial | Market | Grocery | Existing | Miscellaneous | Natural Gas | Usage (GWh) | 0.0067762 | 0.0065116 | 0.0072167 | 0.0070399 | 0.0072044 | 0.007185 | 0.0071679 | 0.0071525 | 0.0071377 | 0.0071229 | 0.007108 | 0.0070932 | 0.0070785 | 0.0070639 | 0.0070495 | 0.007035 | 0.0070206 | 0.0070064 | 0.0069924 | 0.0069789 | 0.0069656 | 0.0069523 | 0.0069389 | 0.0069253 | 0.0069116 | 0.0068978 | 0.0068839 | 0.00687 | 0.0068561 | 0.0068421 | 0.006828 | 0.0068139 | 0.0069068
F3_Commercial_Grocery_Existing_Miscellaneous_Natural Gas_Market | F3 | Commercial | Market | Grocery | Existing | Miscellaneous | Natural Gas | Summer Peak Demand (MW) | 0 | 0 | 0 | 0 | 0 | 0 | 0 | 0 | 0 | 0 | 0 | 0 | 0 | 0 | 0 | 0 | 0 | 0 | 0 | 0 | 0 | 0 | 0 | 0 | 0 | 0 | 0 | 0 | 0 | 0 | 0 | 0 | 0
F4_Commercial_Grocery_Existing_Miscellaneous_Natural Gas_Market | F4 | Commercial | Market | Grocery | Existing | Miscellaneous | Natural Gas | Winter Peak Demand (MW) | 0 | 0 | 0 | 0 | 0 | 0 | 0 | 0 | 0 | 0 | 0 | 0 | 0 | 0 | 0 | 0 | 0 | 0 | 0 | 0 | 0 | 0 | 0 | 0 | 0 | 0 | 0 | 0 | 0 | 0 | 0 | 0 | 0
F1_Commercial_Grocery_New_Space Heating_Natural Gas_All | F1 | Commercial | All | Grocery | New | Space Heating | Natural Gas | Units | 0 | 0 | 0 | 0 | 0 | 0 | 0 | 0 | 0 | 0 | 0 | 0 | 0 | 0 | 0 | 0 | 0 | 0 | 0 | 0 | 0 | 0 | 0 | 0 | 0 | 0 | 0 | 0 | 0 | 0 | 0 | 0 | 0
F2_Commercial_Grocery_New_Space Heating_Natural Gas_All | F2 | Commercial | All | Grocery | New | Space Heating | Natural Gas | Usage (GWh) | 0 | 0 | 0 | 0 | 0 | 0 | 0 | 0 | 0 | 0 | 0 | 0 | 0 | 0 | 0 | 0 | 0 | 0 | 0 | 0 | 0 | 0 | 0 | 0 | 0 | 0 | 0 | 0 | 0 | 0 | 0 | 0 | 0
F3_Commercial_Grocery_New_Space Heating_Natural Gas_All | F3 | Commercial | All | Grocery | New | Space Heating | Natural Gas | Summer Peak Demand (MW) | 0 | 0 | 0 | 0 | 0 | 0 | 0 | 0 | 0 | 0 | 0 | 0 | 0 | 0 | 0 | 0 | 0 | 0 | 0 | 0 | 0 | 0 | 0 | 0 | 0 | 0 | 0 | 0 | 0 | 0 | 0 | 0 | 0
F4_Commercial_Grocery_New_Space Heating_Natural Gas_All | F4 | Commercial | All | Grocery | New | Space Heating | Natural Gas | Winter Peak Demand (MW) | 0 | 0 | 0 | 0 | 0 | 0 | 0 | 0 | 0 | 0 | 0 | 0 | 0 | 0 | 0 | 0 | 0 | 0 | 0 | 0 | 0 | 0 | 0 | 0 | 0 | 0 | 0 | 0 | 0 | 0 | 0 | 0 | 0
F1_Commercial_Grocery_New_Water Heating_Natural Gas_All | F1 | Commercial | All | Grocery | New | Water Heating | Natural Gas | Units | 0 | 0 | 0 | 0 | 0 | 0 | 0 | 0 | 0 | 0 | 0 | 0 | 0 | 0 | 0 | 0 | 0 | 0 | 0 | 0 | 0 | 0 | 0 | 0 | 0 | 0 | 0 | 0 | 0 | 0 | 0 | 0 | 0
F2_Commercial_Grocery_New_Water Heating_Natural Gas_All | F2 | Commercial | All | Grocery | New | Water Heating | Natural Gas | Usage (GWh) | 0 | 0 | 0 | 0 | 0 | 0 | 0 | 0 | 0 | 0 | 0 | 0 | 0 | 0 | 0 | 0 | 0 | 0 | 0 | 0 | 0 | 0 | 0 | 0 | 0 | 0 | 0 | 0 | 0 | 0 | 0 | 0 | 0
F3_Commercial_Grocery_New_Water Heating_Natural Gas_All | F3 | Commercial | All | Grocery | New | Water Heating | Natural Gas | Summer Peak Demand (MW) | 0 | 0 | 0 | 0 | 0 | 0 | 0 | 0 | 0 | 0 | 0 | 0 | 0 | 0 | 0 | 0 | 0 | 0 | 0 | 0 | 0 | 0 | 0 | 0 | 0 | 0 | 0 | 0 | 0 | 0 | 0 | 0 | 0
F4_Commercial_Grocery_New_Water Heating_Natural Gas_All | F4 | Commercial | All | Grocery | New | Water Heating | Natural Gas | Winter Peak Demand (MW) | 0 | 0 | 0 | 0 | 0 | 0 | 0 | 0 | 0 | 0 | 0 | 0 | 0 | 0 | 0 | 0 | 0 | 0 | 0 | 0 | 0 | 0 | 0 | 0 | 0 | 0 | 0 | 0 | 0 | 0 | 0 | 0 | 0
F1_Commercial_Grocery_New_Food Preparation_Natural Gas_All | F1 | Commercial | All | Grocery | New | Food Preparation | Natural Gas | Units | 0 | 10211.3086 | 59464.2423 | 90940.3165 | 128574.6416 | 167360.256 | 206340.7744 | 240078.2877 | 273342.987 | 307386.2974 | 341983.7532 | 376318.378 | 410115.9755 | 443452.8913 | 476837.9963 | 510122.1329 | 543599.1584 | 576295.1772 | 607692.4958 | 638076.7709 | 668475.974 | 699490.7217 | 730909.6728 | 762661.0576 | 794753.5561 | 826936.4748 | 859245.207 | 891575.7008 | 924048.8195 | 956592.7235 | 989378.7586 | 1022188.6264 | 1036126.5577
F2_Commercial_Grocery_New_Food Preparation_Natural Gas_All | F2 | Commercial | All | Grocery | New | Food Preparation | Natural Gas | Usage (GWh) | 0 | 0.00063233 | 0.0041017 | 0.0059281 | 0.008202 | 0.010545 | 0.0129 | 0.014939 | 0.016948 | 0.018994 | 0.021024 | 0.023046 | 0.025042 | 0.027004 | 0.028965 | 0.030878 | 0.032887 | 0.034846 | 0.036715 | 0.038542 | 0.040362 | 0.042232 | 0.044125 | 0.046039 | 0.047974 | 0.049913 | 0.05186 | 0.053808 | 0.055764 | 0.057725 | 0.059701 | 0.061678 | 0.062516
F3_Commercial_Grocery_New_Food Preparation_Natural Gas_All | F3 | Commercial | All | Grocery | New | Food Preparation | Natural Gas | Summer Peak Demand (MW) | 0 | 0 | 0 | 0 | 0 | 0 | 0 | 0 | 0 | 0 | 0 | 0 | 0 | 0 | 0 | 0 | 0 | 0 | 0 | 0 | 0 | 0 | 0 | 0 | 0 | 0 | 0 | 0 | 0 | 0 | 0 | 0 | 0
F4_Commercial_Grocery_New_Food Preparation_Natural Gas_All | F4 | Commercial | All | Grocery | New | Food Preparation | Natural Gas | Winter Peak Demand (MW) | 0 | 0 | 0 | 0 | 0 | 0 | 0 | 0 | 0 | 0 | 0 | 0 | 0 | 0 | 0 | 0 | 0 | 0 | 0 | 0 | 0 | 0 | 0 | 0 | 0 | 0 | 0 | 0 | 0 | 0 | 0 | 0 | 0
F1_Commercial_Grocery_New_Miscellaneous_Natural Gas_All | F1 | Commercial | All | Grocery | New | Miscellaneous | Natural Gas | Units | 0 | 17608.6842 | 102541.9073 | 156820.1855 | 221717.9347 | 288601.0013 | 355820.1661 | 413998.1371 | 471360.7736 | 530066.0701 | 589726.9515 | 648934.5993 | 707216.1812 | 764703.35 | 822273.6176 | 879669.7724 | 937398.5505 | 993780.5373 | 1047923.007 | 1100318.5544 | 1152739.8441 | 1206222.597 | 1260402.3704 | 1315155.4024 | 1370496.6609 | 1425993.8428 | 1481707.9811 | 1537459.6459 | 1593457.2571 | 1649576.9328 | 1706114.1464 | 1762692.4581 | 1786727.4411
F2_Commercial_Grocery_New_Miscellaneous_Natural Gas_All | F2 | Commercial | All | Grocery | New | Miscellaneous | Natural Gas | Usage (GWh) | 0 | 5.1824e-05 | 0.00033619 | 0.00050468 | 0.00071354 | 0.00092878 | 0.0011451 | 0.0013323 | 0.0015169 | 0.0017059 | 0.0018979 | 0.0020884 | 0.002276 | 0.002461 | 0.0026463 | 0.002831 | 0.0030167 | 0.0031982 | 0.0033724 | 0.0035411 | 0.0037098 | 0.0038819 | 0.0040562 | 0.0042324 | 0.0044105 | 0.0045891 | 0.0047684 | 0.0049479 | 0.0051281 | 0.0053087 | 0.0054906 | 0.0056727 | 0.0057501
F3_Commercial_Grocery_New_Miscellaneous_Natural Gas_All | F3 | Commercial | All | Grocery | New | Miscellaneous | Natural Gas | Summer Peak Demand (MW) | 0 | 0 | 0 | 0 | 0 | 0 | 0 | 0 | 0 | 0 | 0 | 0 | 0 | 0 | 0 | 0 | 0 | 0 | 0 | 0 | 0 | 0 | 0 | 0 | 0 | 0 | 0 | 0 | 0 | 0 | 0 | 0 | 0
F4_Commercial_Grocery_New_Miscellaneous_Natural Gas_All | F4 | Commercial | All | Grocery | New | Miscellaneous | Natural Gas | Winter Peak Demand (MW) | 0 | 0 | 0 | 0 | 0 | 0 | 0 | 0 | 0 | 0 | 0 | 0 | 0 | 0 | 0 | 0 | 0 | 0 | 0 | 0 | 0 | 0 | 0 | 0 | 0 | 0 | 0 | 0 | 0 | 0 | 0 | 0 | 0
F1_Commercial_Grocery_New_Space Heating_Natural Gas_Market | F1 | Commercial | Market | Grocery | New | Space Heating | Natural Gas | Units | 0 | 17608.6842 | 102541.9073 | 156820.1855 | 221717.9347 | 288601.0013 | 355820.1661 | 413998.1371 | 471360.7736 | 530066.0701 | 589726.9515 | 648934.5993 | 707216.1812 | 764703.35 | 822273.6176 | 879669.7724 | 937398.5505 | 993780.5373 | 1047923.007 | 1100318.5544 | 1152739.8441 | 1206222.597 | 1260402.3704 | 1315155.4024 | 1370496.6609 | 1425993.8428 | 1481707.9811 | 1537459.6459 | 1593457.2571 | 1649576.9328 | 1706114.1464 | 1762692.4581 | 1786727.4411
F2_Commercial_Grocery_New_Space Heating_Natural Gas_Market | F2 | Commercial | Market | Grocery | New | Space Heating | Natural Gas | Usage (GWh) | 0 | 0 | 0 | 0 | 0 | 0 | 0 | 0 | 0 | 0 | 0 | 0 | 0 | 0 | 0 | 0 | 0 | 0 | 0 | 0 | 0 | 0 | 0 | 0 | 0 | 0 | 0 | 0 | 0 | 0 | 0 | 0 | 0
F3_Commercial_Grocery_New_Space Heating_Natural Gas_Market | F3 | Commercial | Market | Grocery | New | Space Heating | Natural Gas | Summer Peak Demand (MW) | 0 | 0 | 0 | 0 | 0 | 0 | 0 | 0 | 0 | 0 | 0 | 0 | 0 | 0 | 0 | 0 | 0 | 0 | 0 | 0 | 0 | 0 | 0 | 0 | 0 | 0 | 0 | 0 | 0 | 0 | 0 | 0 | 0
F4_Commercial_Grocery_New_Space Heating_Natural Gas_Market | F4 | Commercial | Market | Grocery | New | Space Heating | Natural Gas | Winter Peak Demand (MW) | 0 | 0 | 0 | 0 | 0 | 0 | 0 | 0 | 0 | 0 | 0 | 0 | 0 | 0 | 0 | 0 | 0 | 0 | 0 | 0 | 0 | 0 | 0 | 0 | 0 | 0 | 0 | 0 | 0 | 0 | 0 | 0 | 0
F1_Commercial_Grocery_New_Water Heating_Natural Gas_Market | F1 | Commercial | Market | Grocery | New | Water Heating | Natural Gas | Units | 0 | 17608.6842 | 102541.9073 | 156820.1855 | 221717.9347 | 288601.0013 | 355820.1661 | 413998.1371 | 471360.7736 | 530066.0701 | 589726.9515 | 648934.5993 | 707216.1812 | 764703.35 | 822273.6176 | 879669.7724 | 937398.5505 | 993780.5373 | 1047923.007 | 1100318.5544 | 1152739.8441 | 1206222.597 | 1260402.3704 | 1315155.4024 | 1370496.6609 | 1425993.8428 | 1481707.9811 | 1537459.6459 | 1593457.2571 | 1649576.9328 | 1706114.1464 | 1762692.4581 | 1786727.4411
F2_Commercial_Grocery_New_Water Heating_Natural Gas_Market | F2 | Commercial | Market | Grocery | New | Water Heating | Natural Gas | Usage (GWh) | 0 | 0 | 0 | 0 | 0 | 0 | 0 | 0 | 0 | 0 | 0 | 0 | 0 | 0 | 0 | 0 | 0 | 0 | 0 | 0 | 0 | 0 | 0 | 0 | 0 | 0 | 0 | 0 | 0 | 0 | 0 | 0 | 0
F3_Commercial_Grocery_New_Water Heating_Natural Gas_Market | F3 | Commercial | Market | Grocery | New | Water Heating | Natural Gas | Summer Peak Demand (MW) | 0 | 0 | 0 | 0 | 0 | 0 | 0 | 0 | 0 | 0 | 0 | 0 | 0 | 0 | 0 | 0 | 0 | 0 | 0 | 0 | 0 | 0 | 0 | 0 | 0 | 0 | 0 | 0 | 0 | 0 | 0 | 0 | 0
F4_Commercial_Grocery_New_Water Heating_Natural Gas_Market | F4 | Commercial | Market | Grocery | New | Water Heating | Natural Gas | Winter Peak Demand (MW) | 0 | 0 | 0 | 0 | 0 | 0 | 0 | 0 | 0 | 0 | 0 | 0 | 0 | 0 | 0 | 0 | 0 | 0 | 0 | 0 | 0 | 0 | 0 | 0 | 0 | 0 | 0 | 0 | 0 | 0 | 0 | 0 | 0
F1_Commercial_Grocery_New_Food Preparation_Natural Gas_Market | F1 | Commercial | Market | Grocery | New | Food Preparation | Natural Gas | Units | 0 | 17608.6842 | 102541.9073 | 156820.1855 | 221717.9347 | 288601.0013 | 355820.1661 | 413998.1371 | 471360.7736 | 530066.0701 | 589726.9515 | 648934.5993 | 707216.1812 | 764703.35 | 822273.6176 | 879669.7724 | 937398.5505 | 993780.5373 | 1047923.007 | 1100318.5544 | 1152739.8441 | 1206222.597 | 1260402.3704 | 1315155.4024 | 1370496.6609 | 1425993.8428 | 1481707.9811 | 1537459.6459 | 1593457.2571 | 1649576.9328 | 1706114.1464 | 1762692.4581 | 1786727.4411
F2_Commercial_Grocery_New_Food Preparation_Natural Gas_Market | F2 | Commercial | Market | Grocery | New | Food Preparation | Natural Gas | Usage (GWh) | 0 | 0.00063233 | 0.0041017 | 0.0059281 | 0.008202 | 0.010545 | 0.0129 | 0.014939 | 0.016948 | 0.018994 | 0.021024 | 0.023046 | 0.025042 | 0.027004 | 0.028965 | 0.030878 | 0.032887 | 0.034846 | 0.036715 | 0.038542 | 0.040362 | 0.042232 | 0.044125 | 0.046039 | 0.047974 | 0.049913 | 0.05186 | 0.053808 | 0.055764 | 0.057725 | 0.059701 | 0.061678 | 0.062516
F3_Commercial_Grocery_New_Food Preparation_Natural Gas_Market | F3 | Commercial | Market | Grocery | New | Food Preparation | Natural Gas | Summer Peak Demand (MW) | 0 | 0 | 0 | 0 | 0 | 0 | 0 | 0 | 0 | 0 | 0 | 0 | 0 | 0 | 0 | 0 | 0 | 0 | 0 | 0 | 0 | 0 | 0 | 0 | 0 | 0 | 0 | 0 | 0 | 0 | 0 | 0 | 0
F4_Commercial_Grocery_New_Food Preparation_Natural Gas_Market | F4 | Commercial | Market | Grocery | New | Food Preparation | Natural Gas | Winter Peak Demand (MW) | 0 | 0 | 0 | 0 | 0 | 0 | 0 | 0 | 0 | 0 | 0 | 0 | 0 | 0 | 0 | 0 | 0 | 0 | 0 | 0 | 0 | 0 | 0 | 0 | 0 | 0 | 0 | 0 | 0 | 0 | 0 | 0 | 0
F1_Commercial_Grocery_New_Miscellaneous_Natural Gas_Market | F1 | Commercial | Market | Grocery | New | Miscellaneous | Natural Gas | Units | 0 | 17608.6842 | 102541.9073 | 156820.1855 | 221717.9347 | 288601.0013 | 355820.1661 | 413998.1371 | 471360.7736 | 530066.0701 | 589726.9515 | 648934.5993 | 707216.1812 | 764703.35 | 822273.6176 | 879669.7724 | 937398.5505 | 993780.5373 | 1047923.007 | 1100318.5544 | 1152739.8441 | 1206222.597 | 1260402.3704 | 1315155.4024 | 1370496.6609 | 1425993.8428 | 1481707.9811 | 1537459.6459 | 1593457.2571 | 1649576.9328 | 1706114.1464 | 1762692.4581 | 1786727.4411
F2_Commercial_Grocery_New_Miscellaneous_Natural Gas_Market | F2 | Commercial | Market | Grocery | New | Miscellaneous | Natural Gas | Usage (GWh) | 0 | 5.1824e-05 | 0.00033619 | 0.00050468 | 0.00071354 | 0.00092878 | 0.0011451 | 0.0013323 | 0.0015169 | 0.0017059 | 0.0018979 | 0.0020884 | 0.002276 | 0.002461 | 0.0026463 | 0.002831 | 0.0030167 | 0.0031982 | 0.0033724 | 0.0035411 | 0.0037098 | 0.0038819 | 0.0040562 | 0.0042324 | 0.0044105 | 0.0045891 | 0.0047684 | 0.0049479 | 0.0051281 | 0.0053087 | 0.0054906 | 0.0056727 | 0.0057501
F3_Commercial_Grocery_New_Miscellaneous_Natural Gas_Market | F3 | Commercial | Market | Grocery | New | Miscellaneous | Natural Gas | Summer Peak Demand (MW) | 0 | 0 | 0 | 0 | 0 | 0 | 0 | 0 | 0 | 0 | 0 | 0 | 0 | 0 | 0 | 0 | 0 | 0 | 0 | 0 | 0 | 0 | 0 | 0 | 0 | 0 | 0 | 0 | 0 | 0 | 0 | 0 | 0
F4_Commercial_Grocery_New_Miscellaneous_Natural Gas_Market | F4 | Commercial | Market | Grocery | New | Miscellaneous | Natural Gas | Winter Peak Demand (MW) | 0 | 0 | 0 | 0 | 0 | 0 | 0 | 0 | 0 | 0 | 0 | 0 | 0 | 0 | 0 | 0 | 0 | 0 | 0 | 0 | 0 | 0 | 0 | 0 | 0 | 0 | 0 | 0 | 0 | 0 | 0 | 0 | 0
F1_Commercial_School_Existing_Space Heating_Natural Gas_All | F1 | Commercial | All | School | Existing | Space Heating | Natural Gas | Units | 3679177.0005 | 3660458.1784 | 3641739.3563 | 3619133.8858 | 3703697.4292 | 3693744.0358 | 3684957.1477 | 3677042.8968 | 3669396.9957 | 3661798.4375 | 3654161.8461 | 3646535.4805 | 3638974.1125 | 3631496.5724 | 3624055.6478 | 3616644.2282 | 3609226.0719 | 3601891.5874 | 3594743.797 | 3587802.2326 | 3580962.1318 | 3574104.1099 | 3567192.139 | 3560216.0736 | 3553169.947 | 3546078.6798 | 3538950.89 | 3531802.3537 | 3524627.5585 | 3517431.7131 | 3510198.4224 | 3502943.6932 | 3550707.6646
F2_Commercial_School_Existing_Space Heating_Natural Gas_All | F2 | Commercial | All | School | Existing | Space Heating | Natural Gas | Usage (GWh) | 2.3229 | 2.2409 | 2.4806 | 2.4173 | 2.477 | 2.4611 | 2.4459 | 2.43 | 2.4139 | 2.3976 | 2.3809 | 2.3638 | 2.3464 | 2.3286 | 2.3103 | 2.2916 | 2.2725 | 2.2529 | 2.2329 | 2.2127 | 2.1921 | 2.1714 | 2.1506 | 2.1298 | 2.1085 | 2.0877 | 2.0673 | 2.0472 | 2.0275 | 2.0081 | 1.989 | 1.9701 | 1.9941
F3_Commercial_School_Existing_Space Heating_Natural Gas_All | F3 | Commercial | All | School | Existing | Space Heating | Natural Gas | Summer Peak Demand (MW) | 0 | 0 | 0 | 0 | 0 | 0 | 0 | 0 | 0 | 0 | 0 | 0 | 0 | 0 | 0 | 0 | 0 | 0 | 0 | 0 | 0 | 0 | 0 | 0 | 0 | 0 | 0 | 0 | 0 | 0 | 0 | 0 | 0
F4_Commercial_School_Existing_Space Heating_Natural Gas_All | F4 | Commercial | All | School | Existing | Space Heating | Natural Gas | Winter Peak Demand (MW) | 0 | 0 | 0 | 0 | 0 | 0 | 0 | 0 | 0 | 0 | 0 | 0 | 0 | 0 | 0 | 0 | 0 | 0 | 0 | 0 | 0 | 0 | 0 | 0 | 0 | 0 | 0 | 0 | 0 | 0 | 0 | 0 | 0
F1_Commercial_School_Existing_Water Heating_Natural Gas_All | F1 | Commercial | All | School | Existing | Water Heating | Natural Gas | Units | 3638011.4321 | 3619502.0511 | 3600992.6701 | 3578640.1277 | 3662257.5067 | 3652415.4798 | 3643726.9064 | 3635901.2064 | 3628340.8538 | 3620827.3143 | 3613276.1672 | 3605735.1314 | 3598258.366 | 3590864.4907 | 3583506.8211 | 3576178.3264 | 3568843.1703 | 3561590.7499 | 3554522.9346 | 3547659.038 | 3540895.4697 | 3534114.1809 | 3527279.5466 | 3520381.535 | 3513414.2461 | 3506402.3216 | 3499354.2832 | 3492285.7304 | 3485191.2126 | 3478075.88 | 3470923.5212 | 3463749.9636 | 3510979.5136
F2_Commercial_School_Existing_Water Heating_Natural Gas_All | F2 | Commercial | All | School | Existing | Water Heating | Natural Gas | Usage (GWh) | 0.61433 | 0.58264 | 0.6354 | 0.60883 | 0.60992 | 0.59736 | 0.58576 | 0.5754 | 0.56645 | 0.55909 | 0.55299 | 0.54789 | 0.54361 | 0.53998 | 0.53686 | 0.53416 | 0.53179 | 0.52969 | 0.52782 | 0.52615 | 0.52463 | 0.52321 | 0.52187 | 0.52058 | 0.51934 | 0.51813 | 0.51696 | 0.51581 | 0.51467 | 0.51355 | 0.51244 | 0.51134 | 0.51827
F3_Commercial_School_Existing_Water Heating_Natural Gas_All | F3 | Commercial | All | School | Existing | Water Heating | Natural Gas | Summer Peak Demand (MW) | 0 | 0 | 0 | 0 | 0 | 0 | 0 | 0 | 0 | 0 | 0 | 0 | 0 | 0 | 0 | 0 | 0 | 0 | 0 | 0 | 0 | 0 | 0 | 0 | 0 | 0 | 0 | 0 | 0 | 0 | 0 | 0 | 0
F4_Commercial_School_Existing_Water Heating_Natural Gas_All | F4 | Commercial | All | School | Existing | Water Heating | Natural Gas | Winter Peak Demand (MW) | 0 | 0 | 0 | 0 | 0 | 0 | 0 | 0 | 0 | 0 | 0 | 0 | 0 | 0 | 0 | 0 | 0 | 0 | 0 | 0 | 0 | 0 | 0 | 0 | 0 | 0 | 0 | 0 | 0 | 0 | 0 | 0 | 0
F1_Commercial_School_Existing_Food Preparation_Natural Gas_All | F1 | Commercial | All | School | Existing | Food Preparation | Natural Gas | Units | 4539938.8593 | 4516840.6752 | 4493742.491 | 4465848.3577 | 4570195.9649 | 4557913.9254 | 4547071.3008 | 4537305.4713 | 4527870.7735 | 4518494.4946 | 4509071.2844 | 4499660.6924 | 4490330.3046 | 4481103.3567 | 4471921.5905 | 4462776.2322 | 4453622.5611 | 4444572.1374 | 4435752.0855 | 4427186.5075 | 4418746.1309 | 4410283.6405 | 4401754.5795 | 4393146.4287 | 4384451.8255 | 4375701.5209 | 4366906.149 | 4358085.1769 | 4349231.8025 | 4340352.453 | 4331426.8978 | 4322474.8884 | 4381413.4798
F2_Commercial_School_Existing_Food Preparation_Natural Gas_All | F2 | Commercial | All | School | Existing | Food Preparation | Natural Gas | Usage (GWh) | 0.12901 | 0.12397 | 0.13739 | 0.13328 | 0.13506 | 0.1336 | 0.13207 | 0.13046 | 0.12878 | 0.12718 | 0.12569 | 0.1243 | 0.12305 | 0.12194 | 0.12095 | 0.12007 | 0.11928 | 0.11854 | 0.11787 | 0.11717 | 0.11651 | 0.11605 | 0.11562 | 0.11521 | 0.11482 | 0.11445 | 0.1141 | 0.11376 | 0.11344 | 0.11312 | 0.11282 | 0.11252 | 0.11399
F3_Commercial_School_Existing_Food Preparation_Natural Gas_All | F3 | Commercial | All | School | Existing | Food Preparation | Natural Gas | Summer Peak Demand (MW) | 0 | 0 | 0 | 0 | 0 | 0 | 0 | 0 | 0 | 0 | 0 | 0 | 0 | 0 | 0 | 0 | 0 | 0 | 0 | 0 | 0 | 0 | 0 | 0 | 0 | 0 | 0 | 0 | 0 | 0 | 0 | 0 | 0
F4_Commercial_School_Existing_Food Preparation_Natural Gas_All | F4 | Commercial | All | School | Existing | Food Preparation | Natural Gas | Winter Peak Demand (MW) | 0 | 0 | 0 | 0 | 0 | 0 | 0 | 0 | 0 | 0 | 0 | 0 | 0 | 0 | 0 | 0 | 0 | 0 | 0 | 0 | 0 | 0 | 0 | 0 | 0 | 0 | 0 | 0 | 0 | 0 | 0 | 0 | 0
F1_Commercial_School_Existing_Miscellaneous_Natural Gas_All | F1 | Commercial | All | School | Existing | Miscellaneous | Natural Gas | Units | 4183394.3566 | 4162110.1904 | 4140826.0242 | 4115122.5591 | 4211275.2177 | 4199957.7492 | 4189966.6512 | 4180967.782 | 4172274.039 | 4163634.127 | 4154950.9694 | 4146279.4391 | 4137681.8141 | 4129179.5054 | 4120718.83 | 4112291.7033 | 4103856.9166 | 4095517.2686 | 4087389.9004 | 4079497.0208 | 4071719.5099 | 4063921.622 | 4056062.3915 | 4048130.2826 | 4040118.5108 | 4032055.4122 | 4023950.7856 | 4015822.5693 | 4007664.4955 | 3999482.4865 | 3991257.9005 | 3983008.938 | 4037318.7819
F2_Commercial_School_Existing_Miscellaneous_Natural Gas_All | F2 | Commercial | All | School | Existing | Miscellaneous | Natural Gas | Usage (GWh) | 0.038995 | 0.037473 | 0.04153 | 0.040513 | 0.04146 | 0.041348 | 0.04125 | 0.041161 | 0.041076 | 0.040991 | 0.040905 | 0.04082 | 0.040735 | 0.040651 | 0.040568 | 0.040485 | 0.040402 | 0.04032 | 0.04024 | 0.040162 | 0.040086 | 0.040009 | 0.039932 | 0.039854 | 0.039775 | 0.039695 | 0.039616 | 0.039536 | 0.039455 | 0.039375 | 0.039294 | 0.039212 | 0.039747
F3_Commercial_School_Existing_Miscellaneous_Natural Gas_All | F3 | Commercial | All | School | Existing | Miscellaneous | Natural Gas | Summer Peak Demand (MW) | 0 | 0 | 0 | 0 | 0 | 0 | 0 | 0 | 0 | 0 | 0 | 0 | 0 | 0 | 0 | 0 | 0 | 0 | 0 | 0 | 0 | 0 | 0 | 0 | 0 | 0 | 0 | 0 | 0 | 0 | 0 | 0 | 0
F4_Commercial_School_Existing_Miscellaneous_Natural Gas_All | F4 | Commercial | All | School | Existing | Miscellaneous | Natural Gas | Winter Peak Demand (MW) | 0 | 0 | 0 | 0 | 0 | 0 | 0 | 0 | 0 | 0 | 0 | 0 | 0 | 0 | 0 | 0 | 0 | 0 | 0 | 0 | 0 | 0 | 0 | 0 | 0 | 0 | 0 | 0 | 0 | 0 | 0 | 0 | 0
F1_Commercial_School_Existing_Space Heating_Natural Gas_Market | F1 | Commercial | Market | School | Existing | Space Heating | Natural Gas | Units | 4170726.9641 | 4149507.2468 | 4128287.5294 | 4102661.8948 | 4198523.4015 | 4187240.2025 | 4177279.3577 | 4168307.7372 | 4159640.3191 | 4151026.5688 | 4142369.704 | 4133724.4313 | 4125152.84 | 4116676.2764 | 4108241.2202 | 4099839.6109 | 4091430.3649 | 4083115.9696 | 4075013.2111 | 4067144.2313 | 4059390.2709 | 4051615.9951 | 4043780.5625 | 4035872.4721 | 4027884.9602 | 4019846.2767 | 4011766.1911 | 4003662.5872 | 3995529.2162 | 3987371.9824 | 3979172.3007 | 3970948.3161 | 4025093.7088
F2_Commercial_School_Existing_Space Heating_Natural Gas_Market | F2 | Commercial | Market | School | Existing | Space Heating | Natural Gas | Usage (GWh) | 2.3229 | 2.2409 | 2.4806 | 2.4173 | 2.477 | 2.4611 | 2.4459 | 2.43 | 2.4139 | 2.3976 | 2.3809 | 2.3638 | 2.3464 | 2.3286 | 2.3103 | 2.2916 | 2.2725 | 2.2529 | 2.2329 | 2.2127 | 2.1921 | 2.1714 | 2.1506 | 2.1298 | 2.1085 | 2.0877 | 2.0673 | 2.0472 | 2.0275 | 2.0081 | 1.989 | 1.9701 | 1.9941
F3_Commercial_School_Existing_Space Heating_Natural Gas_Market | F3 | Commercial | Market | School | Existing | Space Heating | Natural Gas | Summer Peak Demand (MW) | 0 | 0 | 0 | 0 | 0 | 0 | 0 | 0 | 0 | 0 | 0 | 0 | 0 | 0 | 0 | 0 | 0 | 0 | 0 | 0 | 0 | 0 | 0 | 0 | 0 | 0 | 0 | 0 | 0 | 0 | 0 | 0 | 0
F4_Commercial_School_Existing_Space Heating_Natural Gas_Market | F4 | Commercial | Market | School | Existing | Space Heating | Natural Gas | Winter Peak Demand (MW) | 0 | 0 | 0 | 0 | 0 | 0 | 0 | 0 | 0 | 0 | 0 | 0 | 0 | 0 | 0 | 0 | 0 | 0 | 0 | 0 | 0 | 0 | 0 | 0 | 0 | 0 | 0 | 0 | 0 | 0 | 0 | 0 | 0
F1_Commercial_School_Existing_Water Heating_Natural Gas_Market | F1 | Commercial | Market | School | Existing | Water Heating | Natural Gas | Units | 4170726.9641 | 4149507.2468 | 4128287.5294 | 4102661.8948 | 4198523.4015 | 4187240.2025 | 4177279.3577 | 4168307.7372 | 4159640.3191 | 4151026.5688 | 4142369.704 | 4133724.4313 | 4125152.84 | 4116676.2764 | 4108241.2202 | 4099839.6109 | 4091430.3649 | 4083115.9696 | 4075013.2111 | 4067144.2313 | 4059390.2709 | 4051615.9951 | 4043780.5625 | 4035872.4721 | 4027884.9602 | 4019846.2767 | 4011766.1911 | 4003662.5872 | 3995529.2162 | 3987371.9824 | 3979172.3007 | 3970948.3161 | 4025093.7088
F2_Commercial_School_Existing_Water Heating_Natural Gas_Market | F2 | Commercial | Market | School | Existing | Water Heating | Natural Gas | Usage (GWh) | 0.61433 | 0.58264 | 0.6354 | 0.60883 | 0.60992 | 0.59736 | 0.58576 | 0.5754 | 0.56645 | 0.55909 | 0.55299 | 0.54789 | 0.54361 | 0.53998 | 0.53686 | 0.53416 | 0.53179 | 0.52969 | 0.52782 | 0.52615 | 0.52463 | 0.52321 | 0.52187 | 0.52058 | 0.51934 | 0.51813 | 0.51696 | 0.51581 | 0.51467 | 0.51355 | 0.51244 | 0.51134 | 0.51827
F3_Commercial_School_Existing_Water Heating_Natural Gas_Market | F3 | Commercial | Market | School | Existing | Water Heating | Natural Gas | Summer Peak Demand (MW) | 0 | 0 | 0 | 0 | 0 | 0 | 0 | 0 | 0 | 0 | 0 | 0 | 0 | 0 | 0 | 0 | 0 | 0 | 0 | 0 | 0 | 0 | 0 | 0 | 0 | 0 | 0 | 0 | 0 | 0 | 0 | 0 | 0
F4_Commercial_School_Existing_Water Heating_Natural Gas_Market | F4 | Commercial | Market | School | Existing | Water Heating | Natural Gas | Winter Peak Demand (MW) | 0 | 0 | 0 | 0 | 0 | 0 | 0 | 0 | 0 | 0 | 0 | 0 | 0 | 0 | 0 | 0 | 0 | 0 | 0 | 0 | 0 | 0 | 0 | 0 | 0 | 0 | 0 | 0 | 0 | 0 | 0 | 0 | 0
F1_Commercial_School_Existing_Food Preparation_Natural Gas_Market | F1 | Commercial | Market | School | Existing | Food Preparation | Natural Gas | Units | 4170726.9641 | 4149507.2468 | 4128287.5294 | 4102661.8948 | 4198523.4015 | 4187240.2025 | 4177279.3577 | 4168307.7372 | 4159640.3191 | 4151026.5688 | 4142369.704 | 4133724.4313 | 4125152.84 | 4116676.2764 | 4108241.2202 | 4099839.6109 | 4091430.3649 | 4083115.9696 | 4075013.2111 | 4067144.2313 | 4059390.2709 | 4051615.9951 | 4043780.5625 | 4035872.4721 | 4027884.9602 | 4019846.2767 | 4011766.1911 | 4003662.5872 | 3995529.2162 | 3987371.9824 | 3979172.3007 | 3970948.3161 | 4025093.7088
F2_Commercial_School_Existing_Food Preparation_Natural Gas_Market | F2 | Commercial | Market | School | Existing | Food Preparation | Natural Gas | Usage (GWh) | 0.12901 | 0.12397 | 0.13739 | 0.13328 | 0.13506 | 0.1336 | 0.13207 | 0.13046 | 0.12878 | 0.12718 | 0.12569 | 0.1243 | 0.12305 | 0.12194 | 0.12095 | 0.12007 | 0.11928 | 0.11854 | 0.11787 | 0.11717 | 0.11651 | 0.11605 | 0.11562 | 0.11521 | 0.11482 | 0.11445 | 0.1141 | 0.11376 | 0.11344 | 0.11312 | 0.11282 | 0.11252 | 0.11399
F3_Commercial_School_Existing_Food Preparation_Natural Gas_Market | F3 | Commercial | Market | School | Existing | Food Preparation | Natural Gas | Summer Peak Demand (MW) | 0 | 0 | 0 | 0 | 0 | 0 | 0 | 0 | 0 | 0 | 0 | 0 | 0 | 0 | 0 | 0 | 0 | 0 | 0 | 0 | 0 | 0 | 0 | 0 | 0 | 0 | 0 | 0 | 0 | 0 | 0 | 0 | 0
F4_Commercial_School_Existing_Food Preparation_Natural Gas_Market | F4 | Commercial | Market | School | Existing | Food Preparation | Natural Gas | Winter Peak Demand (MW) | 0 | 0 | 0 | 0 | 0 | 0 | 0 | 0 | 0 | 0 | 0 | 0 | 0 | 0 | 0 | 0 | 0 | 0 | 0 | 0 | 0 | 0 | 0 | 0 | 0 | 0 | 0 | 0 | 0 | 0 | 0 | 0 | 0
F1_Commercial_School_Existing_Miscellaneous_Natural Gas_Market | F1 | Commercial | Market | School | Existing | Miscellaneous | Natural Gas | Units | 4170726.9641 | 4149507.2468 | 4128287.5294 | 4102661.8948 | 4198523.4015 | 4187240.2025 | 4177279.3577 | 4168307.7372 | 4159640.3191 | 4151026.5688 | 4142369.704 | 4133724.4313 | 4125152.84 | 4116676.2764 | 4108241.2202 | 4099839.6109 | 4091430.3649 | 4083115.9696 | 4075013.2111 | 4067144.2313 | 4059390.2709 | 4051615.9951 | 4043780.5625 | 4035872.4721 | 4027884.9602 | 4019846.2767 | 4011766.1911 | 4003662.5872 | 3995529.2162 | 3987371.9824 | 3979172.3007 | 3970948.3161 | 4025093.7088
F2_Commercial_School_Existing_Miscellaneous_Natural Gas_Market | F2 | Commercial | Market | School | Existing | Miscellaneous | Natural Gas | Usage (GWh) | 0.038995 | 0.037473 | 0.04153 | 0.040513 | 0.04146 | 0.041348 | 0.04125 | 0.041161 | 0.041076 | 0.040991 | 0.040905 | 0.04082 | 0.040735 | 0.040651 | 0.040568 | 0.040485 | 0.040402 | 0.04032 | 0.04024 | 0.040162 | 0.040086 | 0.040009 | 0.039932 | 0.039854 | 0.039775 | 0.039695 | 0.039616 | 0.039536 | 0.039455 | 0.039375 | 0.039294 | 0.039212 | 0.039747
F3_Commercial_School_Existing_Miscellaneous_Natural Gas_Market | F3 | Commercial | Market | School | Existing | Miscellaneous | Natural Gas | Summer Peak Demand (MW) | 0 | 0 | 0 | 0 | 0 | 0 | 0 | 0 | 0 | 0 | 0 | 0 | 0 | 0 | 0 | 0 | 0 | 0 | 0 | 0 | 0 | 0 | 0 | 0 | 0 | 0 | 0 | 0 | 0 | 0 | 0 | 0 | 0
F4_Commercial_School_Existing_Miscellaneous_Natural Gas_Market | F4 | Commercial | Market | School | Existing | Miscellaneous | Natural Gas | Winter Peak Demand (MW) | 0 | 0 | 0 | 0 | 0 | 0 | 0 | 0 | 0 | 0 | 0 | 0 | 0 | 0 | 0 | 0 | 0 | 0 | 0 | 0 | 0 | 0 | 0 | 0 | 0 | 0 | 0 | 0 | 0 | 0 | 0 | 0 | 0
F1_Commercial_School_New_Space Heating_Natural Gas_All | F1 | Commercial | All | School | New | Space Heating | Natural Gas | Units | 0 | 281.8549 | 1641.3457 | 2510.1555 | 3548.9468 | 4619.5162 | 5695.4655 | 6626.6961 | 7544.8759 | 8484.5472 | 9439.5141 | 10387.2264 | 11320.1154 | 12240.2886 | 13161.792 | 14080.5083 | 15004.5489 | 15907.0319 | 16773.6679 | 17612.3417 | 18451.4275 | 19307.5037 | 20174.7368 | 21051.1458 | 21936.9703 | 22825.2906 | 23717.0837 | 24609.4774 | 25505.8079 | 26404.0922 | 27309.0599 | 28214.6854 | 28599.4034
F2_Commercial_School_New_Space Heating_Natural Gas_All | F2 | Commercial | All | School | New | Space Heating | Natural Gas | Usage (GWh) | 0 | 4.1116e-05 | 0.00026531 | 0.00039617 | 0.00055712 | 0.00070455 | 0.00085109 | 0.00097589 | 0.0010975 | 0.0012206 | 0.0013444 | 0.0014652 | 0.0015797 | 0.0016897 | 0.001797 | 0.0019036 | 0.0020102 | 0.0021134 | 0.0022099 | 0.0022975 | 0.0023873 | 0.0024782 | 0.0025742 | 0.00267 | 0.0027657 | 0.0028604 | 0.0029541 | 0.0030466 | 0.0031382 | 0.0032287 | 0.0033186 | 0.0034072 | 0.0034537
F3_Commercial_School_New_Space Heating_Natural Gas_All | F3 | Commercial | All | School | New | Space Heating | Natural Gas | Summer Peak Demand (MW) | 0 | 0 | 0 | 0 | 0 | 0 | 0 | 0 | 0 | 0 | 0 | 0 | 0 | 0 | 0 | 0 | 0 | 0 | 0 | 0 | 0 | 0 | 0 | 0 | 0 | 0 | 0 | 0 | 0 | 0 | 0 | 0 | 0
F4_Commercial_School_New_Space Heating_Natural Gas_All | F4 | Commercial | All | School | New | Space Heating | Natural Gas | Winter Peak Demand (MW) | 0 | 0 | 0 | 0 | 0 | 0 | 0 | 0 | 0 | 0 | 0 | 0 | 0 | 0 | 0 | 0 | 0 | 0 | 0 | 0 | 0 | 0 | 0 | 0 | 0 | 0 | 0 | 0 | 0 | 0 | 0 | 0 | 0
F1_Commercial_School_New_Water Heating_Natural Gas_All | F1 | Commercial | All | School | New | Water Heating | Natural Gas | Units | 0 | 0 | 0 | 0 | 0 | 0 | 0 | 0 | 0 | 0 | 0 | 0 | 0 | 0 | 0 | 0 | 0 | 0 | 0 | 0 | 0 | 0 | 0 | 0 | 0 | 0 | 0 | 0 | 0 | 0 | 0 | 0 | 0
F2_Commercial_School_New_Water Heating_Natural Gas_All | F2 | Commercial | All | School | New | Water Heating | Natural Gas | Usage (GWh) | 0 | 0 | 0 | 0 | 0 | 0 | 0 | 0 | 0 | 0 | 0 | 0 | 0 | 0 | 0 | 0 | 0 | 0 | 0 | 0 | 0 | 0 | 0 | 0 | 0 | 0 | 0 | 0 | 0 | 0 | 0 | 0 | 0
F3_Commercial_School_New_Water Heating_Natural Gas_All | F3 | Commercial | All | School | New | Water Heating | Natural Gas | Summer Peak Demand (MW) | 0 | 0 | 0 | 0 | 0 | 0 | 0 | 0 | 0 | 0 | 0 | 0 | 0 | 0 | 0 | 0 | 0 | 0 | 0 | 0 | 0 | 0 | 0 | 0 | 0 | 0 | 0 | 0 | 0 | 0 | 0 | 0 | 0
F4_Commercial_School_New_Water Heating_Natural Gas_All | F4 | Commercial | All | School | New | Water Heating | Natural Gas | Winter Peak Demand (MW) | 0 | 0 | 0 | 0 | 0 | 0 | 0 | 0 | 0 | 0 | 0 | 0 | 0 | 0 | 0 | 0 | 0 | 0 | 0 | 0 | 0 | 0 | 0 | 0 | 0 | 0 | 0 | 0 | 0 | 0 | 0 | 0 | 0
F1_Commercial_School_New_Food Preparation_Natural Gas_All | F1 | Commercial | All | School | New | Food Preparation | Natural Gas | Units | 0 | 17974.1991 | 104670.4367 | 160075.4046 | 226320.2788 | 294591.6809 | 363206.1578 | 422591.7669 | 481145.1172 | 541068.9979 | 601968.2992 | 662404.9588 | 721896.3297 | 780576.7972 | 839342.0885 | 897929.6527 | 956856.7448 | 1014409.0894 | 1069675.4296 | 1123158.5856 | 1176668.0183 | 1231260.9477 | 1286565.3661 | 1342454.9426 | 1398944.9557 | 1455594.1288 | 1512464.762 | 1569373.7005 | 1626533.6907 | 1683818.2792 | 1741529.0727 | 1799281.8173 | 1823815.7102
F2_Commercial_School_New_Food Preparation_Natural Gas_All | F2 | Commercial | All | School | New | Food Preparation | Natural Gas | Usage (GWh) | 0 | 0.0004933 | 0.0031995 | 0.004579 | 0.0062989 | 0.0080713 | 0.0098525 | 0.011394 | 0.012914 | 0.014466 | 0.016023 | 0.017547 | 0.019051 | 0.020529 | 0.022012 | 0.023481 | 0.024987 | 0.026456 | 0.02786 | 0.029219 | 0.030526 | 0.03194 | 0.033372 | 0.034819 | 0.036282 | 0.037749 | 0.039221 | 0.040694 | 0.042174 | 0.043656 | 0.04515 | 0.046645 | 0.047279
F3_Commercial_School_New_Food Preparation_Natural Gas_All | F3 | Commercial | All | School | New | Food Preparation | Natural Gas | Summer Peak Demand (MW) | 0 | 0 | 0 | 0 | 0 | 0 | 0 | 0 | 0 | 0 | 0 | 0 | 0 | 0 | 0 | 0 | 0 | 0 | 0 | 0 | 0 | 0 | 0 | 0 | 0 | 0 | 0 | 0 | 0 | 0 | 0 | 0 | 0
F4_Commercial_School_New_Food Preparation_Natural Gas_All | F4 | Commercial | All | School | New | Food Preparation | Natural Gas | Winter Peak Demand (MW) | 0 | 0 | 0 | 0 | 0 | 0 | 0 | 0 | 0 | 0 | 0 | 0 | 0 | 0 | 0 | 0 | 0 | 0 | 0 | 0 | 0 | 0 | 0 | 0 | 0 | 0 | 0 | 0 | 0 | 0 | 0 | 0 | 0
F1_Commercial_School_New_Miscellaneous_Natural Gas_All | F1 | Commercial | All | School | New | Miscellaneous | Natural Gas | Units | 0 | 33024.884 | 192316.1639 | 294114.4482 | 415829.4278 | 541267.8474 | 667336.6152 | 776448.7284 | 884031.6912 | 994132.7973 | 1106026.0919 | 1217069.3521 | 1326375.7865 | 1434192.3081 | 1542164.6806 | 1649810.5065 | 1758080.1636 | 1863823.9292 | 1965367.5063 | 2063634.7507 | 2161950.2746 | 2262256.5605 | 2363870.1004 | 2466558.78 | 2570350.6716 | 2674434.9958 | 2778926.2193 | 2883487.8231 | 2988510.6968 | 3093762.5009 | 3199797.3926 | 3305909.3632 | 3350986.6964
F2_Commercial_School_New_Miscellaneous_Natural Gas_All | F2 | Commercial | All | School | New | Miscellaneous | Natural Gas | Usage (GWh) | 0 | 0.00029807 | 0.0019336 | 0.0029027 | 0.004104 | 0.005342 | 0.0065862 | 0.007663 | 0.0087248 | 0.0098114 | 0.010916 | 0.012012 | 0.01309 | 0.014155 | 0.01522 | 0.016283 | 0.017351 | 0.018395 | 0.019397 | 0.020367 | 0.021337 | 0.022327 | 0.02333 | 0.024343 | 0.025368 | 0.026395 | 0.027426 | 0.028458 | 0.029495 | 0.030533 | 0.03158 | 0.032627 | 0.033072
F3_Commercial_School_New_Miscellaneous_Natural Gas_All | F3 | Commercial | All | School | New | Miscellaneous | Natural Gas | Summer Peak Demand (MW) | 0 | 0 | 0 | 0 | 0 | 0 | 0 | 0 | 0 | 0 | 0 | 0 | 0 | 0 | 0 | 0 | 0 | 0 | 0 | 0 | 0 | 0 | 0 | 0 | 0 | 0 | 0 | 0 | 0 | 0 | 0 | 0 | 0
F4_Commercial_School_New_Miscellaneous_Natural Gas_All | F4 | Commercial | All | School | New | Miscellaneous | Natural Gas | Winter Peak Demand (MW) | 0 | 0 | 0 | 0 | 0 | 0 | 0 | 0 | 0 | 0 | 0 | 0 | 0 | 0 | 0 | 0 | 0 | 0 | 0 | 0 | 0 | 0 | 0 | 0 | 0 | 0 | 0 | 0 | 0 | 0 | 0 | 0 | 0
F1_Commercial_School_New_Space Heating_Natural Gas_Market | F1 | Commercial | Market | School | New | Space Heating | Natural Gas | Units | 0 | 33024.884 | 192316.1639 | 294114.4482 | 415829.4278 | 541267.8474 | 667336.6152 | 776448.7284 | 884031.6912 | 994132.7973 | 1106026.0919 | 1217069.3521 | 1326375.7865 | 1434192.3081 | 1542164.6806 | 1649810.5065 | 1758080.1636 | 1863823.9292 | 1965367.5063 | 2063634.7507 | 2161950.2746 | 2262256.5605 | 2363870.1004 | 2466558.78 | 2570350.6716 | 2674434.9958 | 2778926.2193 | 2883487.8231 | 2988510.6968 | 3093762.5009 | 3199797.3926 | 3305909.3632 | 3350986.6964
F2_Commercial_School_New_Space Heating_Natural Gas_Market | F2 | Commercial | Market | School | New | Space Heating | Natural Gas | Usage (GWh) | 0 | 4.1116e-05 | 0.00026531 | 0.00039617 | 0.00055712 | 0.00070455 | 0.00085109 | 0.00097589 | 0.0010975 | 0.0012206 | 0.0013444 | 0.0014652 | 0.0015797 | 0.0016897 | 0.001797 | 0.0019036 | 0.0020102 | 0.0021134 | 0.0022099 | 0.0022975 | 0.0023873 | 0.0024782 | 0.0025742 | 0.00267 | 0.0027657 | 0.0028604 | 0.0029541 | 0.0030466 | 0.0031382 | 0.0032287 | 0.0033186 | 0.0034072 | 0.0034537
F3_Commercial_School_New_Space Heating_Natural Gas_Market | F3 | Commercial | Market | School | New | Space Heating | Natural Gas | Summer Peak Demand (MW) | 0 | 0 | 0 | 0 | 0 | 0 | 0 | 0 | 0 | 0 | 0 | 0 | 0 | 0 | 0 | 0 | 0 | 0 | 0 | 0 | 0 | 0 | 0 | 0 | 0 | 0 | 0 | 0 | 0 | 0 | 0 | 0 | 0
F4_Commercial_School_New_Space Heating_Natural Gas_Market | F4 | Commercial | Market | School | New | Space Heating | Natural Gas | Winter Peak Demand (MW) | 0 | 0 | 0 | 0 | 0 | 0 | 0 | 0 | 0 | 0 | 0 | 0 | 0 | 0 | 0 | 0 | 0 | 0 | 0 | 0 | 0 | 0 | 0 | 0 | 0 | 0 | 0 | 0 | 0 | 0 | 0 | 0 | 0
F1_Commercial_School_New_Water Heating_Natural Gas_Market | F1 | Commercial | Market | School | New | Water Heating | Natural Gas | Units | 0 | 33024.884 | 192316.1639 | 294114.4482 | 415829.4278 | 541267.8474 | 667336.6152 | 776448.7284 | 884031.6912 | 994132.7973 | 1106026.0919 | 1217069.3521 | 1326375.7865 | 1434192.3081 | 1542164.6806 | 1649810.5065 | 1758080.1636 | 1863823.9292 | 1965367.5063 | 2063634.7507 | 2161950.2746 | 2262256.5605 | 2363870.1004 | 2466558.78 | 2570350.6716 | 2674434.9958 | 2778926.2193 | 2883487.8231 | 2988510.6968 | 3093762.5009 | 3199797.3926 | 3305909.3632 | 3350986.6964
F2_Commercial_School_New_Water Heating_Natural Gas_Market | F2 | Commercial | Market | School | New | Water Heating | Natural Gas | Usage (GWh) | 0 | 0 | 0 | 0 | 0 | 0 | 0 | 0 | 0 | 0 | 0 | 0 | 0 | 0 | 0 | 0 | 0 | 0 | 0 | 0 | 0 | 0 | 0 | 0 | 0 | 0 | 0 | 0 | 0 | 0 | 0 | 0 | 0
F3_Commercial_School_New_Water Heating_Natural Gas_Market | F3 | Commercial | Market | School | New | Water Heating | Natural Gas | Summer Peak Demand (MW) | 0 | 0 | 0 | 0 | 0 | 0 | 0 | 0 | 0 | 0 | 0 | 0 | 0 | 0 | 0 | 0 | 0 | 0 | 0 | 0 | 0 | 0 | 0 | 0 | 0 | 0 | 0 | 0 | 0 | 0 | 0 | 0 | 0
F4_Commercial_School_New_Water Heating_Natural Gas_Market | F4 | Commercial | Market | School | New | Water Heating | Natural Gas | Winter Peak Demand (MW) | 0 | 0 | 0 | 0 | 0 | 0 | 0 | 0 | 0 | 0 | 0 | 0 | 0 | 0 | 0 | 0 | 0 | 0 | 0 | 0 | 0 | 0 | 0 | 0 | 0 | 0 | 0 | 0 | 0 | 0 | 0 | 0 | 0
F1_Commercial_School_New_Food Preparation_Natural Gas_Market | F1 | Commercial | Market | School | New | Food Preparation | Natural Gas | Units | 0 | 33024.884 | 192316.1639 | 294114.4482 | 415829.4278 | 541267.8474 | 667336.6152 | 776448.7284 | 884031.6912 | 994132.7973 | 1106026.0919 | 1217069.3521 | 1326375.7865 | 1434192.3081 | 1542164.6806 | 1649810.5065 | 1758080.1636 | 1863823.9292 | 1965367.5063 | 2063634.7507 | 2161950.2746 | 2262256.5605 | 2363870.1004 | 2466558.78 | 2570350.6716 | 2674434.9958 | 2778926.2193 | 2883487.8231 | 2988510.6968 | 3093762.5009 | 3199797.3926 | 3305909.3632 | 3350986.6964
F2_Commercial_School_New_Food Preparation_Natural Gas_Market | F2 | Commercial | Market | School | New | Food Preparation | Natural Gas | Usage (GWh) | 0 | 0.0004933 | 0.0031995 | 0.004579 | 0.0062989 | 0.0080713 | 0.0098525 | 0.011394 | 0.012914 | 0.014466 | 0.016023 | 0.017547 | 0.019051 | 0.020529 | 0.022012 | 0.023481 | 0.024987 | 0.026456 | 0.02786 | 0.029219 | 0.030526 | 0.03194 | 0.033372 | 0.034819 | 0.036282 | 0.037749 | 0.039221 | 0.040694 | 0.042174 | 0.043656 | 0.04515 | 0.046645 | 0.047279
F3_Commercial_School_New_Food Preparation_Natural Gas_Market | F3 | Commercial | Market | School | New | Food Preparation | Natural Gas | Summer Peak Demand (MW) | 0 | 0 | 0 | 0 | 0 | 0 | 0 | 0 | 0 | 0 | 0 | 0 | 0 | 0 | 0 | 0 | 0 | 0 | 0 | 0 | 0 | 0 | 0 | 0 | 0 | 0 | 0 | 0 | 0 | 0 | 0 | 0 | 0
F4_Commercial_School_New_Food Preparation_Natural Gas_Market | F4 | Commercial | Market | School | New | Food Preparation | Natural Gas | Winter Peak Demand (MW) | 0 | 0 | 0 | 0 | 0 | 0 | 0 | 0 | 0 | 0 | 0 | 0 | 0 | 0 | 0 | 0 | 0 | 0 | 0 | 0 | 0 | 0 | 0 | 0 | 0 | 0 | 0 | 0 | 0 | 0 | 0 | 0 | 0
F1_Commercial_School_New_Miscellaneous_Natural Gas_Market | F1 | Commercial | Market | School | New | Miscellaneous | Natural Gas | Units | 0 | 33024.884 | 192316.1639 | 294114.4482 | 415829.4278 | 541267.8474 | 667336.6152 | 776448.7284 | 884031.6912 | 994132.7973 | 1106026.0919 | 1217069.3521 | 1326375.7865 | 1434192.3081 | 1542164.6806 | 1649810.5065 | 1758080.1636 | 1863823.9292 | 1965367.5063 | 2063634.7507 | 2161950.2746 | 2262256.5605 | 2363870.1004 | 2466558.78 | 2570350.6716 | 2674434.9958 | 2778926.2193 | 2883487.8231 | 2988510.6968 | 3093762.5009 | 3199797.3926 | 3305909.3632 | 3350986.6964
F2_Commercial_School_New_Miscellaneous_Natural Gas_Market | F2 | Commercial | Market | School | New | Miscellaneous | Natural Gas | Usage (GWh) | 0 | 0.00029807 | 0.0019336 | 0.0029027 | 0.004104 | 0.005342 | 0.0065862 | 0.007663 | 0.0087248 | 0.0098114 | 0.010916 | 0.012012 | 0.01309 | 0.014155 | 0.01522 | 0.016283 | 0.017351 | 0.018395 | 0.019397 | 0.020367 | 0.021337 | 0.022327 | 0.02333 | 0.024343 | 0.025368 | 0.026395 | 0.027426 | 0.028458 | 0.029495 | 0.030533 | 0.03158 | 0.032627 | 0.033072
F3_Commercial_School_New_Miscellaneous_Natural Gas_Market | F3 | Commercial | Market | School | New | Miscellaneous | Natural Gas | Summer Peak Demand (MW) | 0 | 0 | 0 | 0 | 0 | 0 | 0 | 0 | 0 | 0 | 0 | 0 | 0 | 0 | 0 | 0 | 0 | 0 | 0 | 0 | 0 | 0 | 0 | 0 | 0 | 0 | 0 | 0 | 0 | 0 | 0 | 0 | 0
F4_Commercial_School_New_Miscellaneous_Natural Gas_Market | F4 | Commercial | Market | School | New | Miscellaneous | Natural Gas | Winter Peak Demand (MW) | 0 | 0 | 0 | 0 | 0 | 0 | 0 | 0 | 0 | 0 | 0 | 0 | 0 | 0 | 0 | 0 | 0 | 0 | 0 | 0 | 0 | 0 | 0 | 0 | 0 | 0 | 0 | 0 | 0 | 0 | 0 | 0 | 0
F1_Commercial_College_Existing_Space Heating_Natural Gas_All | F1 | Commercial | All | College | Existing | Space Heating | Natural Gas | Units | 517559.9616 | 514926.7333 | 512293.505 | 509113.5312 | 521009.3178 | 519609.1465 | 518373.0708 | 517259.7513 | 516184.1814 | 515115.2712 | 514041.0109 | 512968.189 | 511904.5106 | 510852.6244 | 509805.8891 | 508763.3043 | 507719.7718 | 506688.0096 | 505682.5103 | 504706.0213 | 503743.8055 | 502779.0687 | 501806.7427 | 500825.4003 | 499834.2023 | 498836.6542 | 497833.9684 | 496828.3641 | 495819.0659 | 494806.8065 | 493789.2796 | 492768.7368 | 499487.8263
F2_Commercial_College_Existing_Space Heating_Natural Gas_All | F2 | Commercial | All | College | Existing | Space Heating | Natural Gas | Usage (GWh) | 0.28064 | 0.27088 | 0.30002 | 0.29254 | 0.30004 | 0.29831 | 0.29665 | 0.29499 | 0.29332 | 0.29161 | 0.28985 | 0.28804 | 0.28617 | 0.28426 | 0.28228 | 0.28024 | 0.27813 | 0.27596 | 0.27373 | 0.27144 | 0.2691 | 0.26674 | 0.26436 | 0.26195 | 0.25948 | 0.25704 | 0.25464 | 0.25228 | 0.24994 | 0.24764 | 0.24537 | 0.24312 | 0.24619
F3_Commercial_College_Existing_Space Heating_Natural Gas_All | F3 | Commercial | All | College | Existing | Space Heating | Natural Gas | Summer Peak Demand (MW) | 0 | 0 | 0 | 0 | 0 | 0 | 0 | 0 | 0 | 0 | 0 | 0 | 0 | 0 | 0 | 0 | 0 | 0 | 0 | 0 | 0 | 0 | 0 | 0 | 0 | 0 | 0 | 0 | 0 | 0 | 0 | 0 | 0
F4_Commercial_College_Existing_Space Heating_Natural Gas_All | F4 | Commercial | All | College | Existing | Space Heating | Natural Gas | Winter Peak Demand (MW) | 0 | 0 | 0 | 0 | 0 | 0 | 0 | 0 | 0 | 0 | 0 | 0 | 0 | 0 | 0 | 0 | 0 | 0 | 0 | 0 | 0 | 0 | 0 | 0 | 0 | 0 | 0 | 0 | 0 | 0 | 0 | 0 | 0
F1_Commercial_College_Existing_Water Heating_Natural Gas_All | F1 | Commercial | All | College | Existing | Water Heating | Natural Gas | Units | 511769.0877 | 509165.3221 | 506561.5565 | 503417.1628 | 515179.8498 | 513795.3447 | 512573.0992 | 511472.2364 | 510408.7008 | 509351.7505 | 508289.5098 | 507228.6916 | 506176.9144 | 505136.7976 | 504101.7739 | 503070.8544 | 502038.9978 | 501018.7798 | 500024.5308 | 499058.9676 | 498107.5178 | 497153.5752 | 496192.1284 | 495221.7661 | 494241.6584 | 493255.2716 | 492263.8047 | 491269.4519 | 490271.4465 | 489270.5131 | 488264.3711 | 487255.247 | 493899.1578
F2_Commercial_College_Existing_Water Heating_Natural Gas_All | F2 | Commercial | All | College | Existing | Water Heating | Natural Gas | Usage (GWh) | 0.11317 | 0.10733 | 0.11705 | 0.11216 | 0.11236 | 0.11005 | 0.10791 | 0.106 | 0.10435 | 0.103 | 0.10187 | 0.10093 | 0.10014 | 0.099475 | 0.098901 | 0.098404 | 0.097967 | 0.097579 | 0.097236 | 0.096928 | 0.096647 | 0.096386 | 0.096138 | 0.095902 | 0.095673 | 0.095451 | 0.095234 | 0.095022 | 0.094813 | 0.094607 | 0.094403 | 0.094199 | 0.095477
F3_Commercial_College_Existing_Water Heating_Natural Gas_All | F3 | Commercial | All | College | Existing | Water Heating | Natural Gas | Summer Peak Demand (MW) | 0 | 0 | 0 | 0 | 0 | 0 | 0 | 0 | 0 | 0 | 0 | 0 | 0 | 0 | 0 | 0 | 0 | 0 | 0 | 0 | 0 | 0 | 0 | 0 | 0 | 0 | 0 | 0 | 0 | 0 | 0 | 0 | 0
F4_Commercial_College_Existing_Water Heating_Natural Gas_All | F4 | Commercial | All | College | Existing | Water Heating | Natural Gas | Winter Peak Demand (MW) | 0 | 0 | 0 | 0 | 0 | 0 | 0 | 0 | 0 | 0 | 0 | 0 | 0 | 0 | 0 | 0 | 0 | 0 | 0 | 0 | 0 | 0 | 0 | 0 | 0 | 0 | 0 | 0 | 0 | 0 | 0 | 0 | 0
F1_Commercial_College_Existing_Food Preparation_Natural Gas_All | F1 | Commercial | All | College | Existing | Food Preparation | Natural Gas | Units | 638645.7029 | 635396.4177 | 632147.1325 | 628223.188 | 642902.0533 | 641174.3049 | 639649.0431 | 638275.2569 | 636948.052 | 635629.065 | 634303.4761 | 632979.6622 | 631667.1309 | 630369.1507 | 629077.5263 | 627791.0236 | 626503.3515 | 625230.2034 | 623989.4625 | 622784.519 | 621597.188 | 620406.7462 | 619206.9397 | 617996.0074 | 616772.9136 | 615541.9842 | 614304.715 | 613063.8445 | 611818.416 | 610569.3334 | 609313.751 | 608054.4472 | 616345.5011
F2_Commercial_College_Existing_Food Preparation_Natural Gas_All | F2 | Commercial | All | College | Existing | Food Preparation | Natural Gas | Usage (GWh) | 0.02266 | 0.021775 | 0.024133 | 0.023411 | 0.023722 | 0.023467 | 0.023197 | 0.022915 | 0.022621 | 0.022339 | 0.022078 | 0.021832 | 0.021614 | 0.021418 | 0.021245 | 0.02109 | 0.02095 | 0.020821 | 0.020704 | 0.02058 | 0.020464 | 0.020383 | 0.020308 | 0.020236 | 0.020168 | 0.020104 | 0.020042 | 0.019982 | 0.019925 | 0.01987 | 0.019816 | 0.019764 | 0.020022
F3_Commercial_College_Existing_Food Preparation_Natural Gas_All | F3 | Commercial | All | College | Existing | Food Preparation | Natural Gas | Summer Peak Demand (MW) | 0 | 0 | 0 | 0 | 0 | 0 | 0 | 0 | 0 | 0 | 0 | 0 | 0 | 0 | 0 | 0 | 0 | 0 | 0 | 0 | 0 | 0 | 0 | 0 | 0 | 0 | 0 | 0 | 0 | 0 | 0 | 0 | 0
F4_Commercial_College_Existing_Food Preparation_Natural Gas_All | F4 | Commercial | All | College | Existing | Food Preparation | Natural Gas | Winter Peak Demand (MW) | 0 | 0 | 0 | 0 | 0 | 0 | 0 | 0 | 0 | 0 | 0 | 0 | 0 | 0 | 0 | 0 | 0 | 0 | 0 | 0 | 0 | 0 | 0 | 0 | 0 | 0 | 0 | 0 | 0 | 0 | 0 | 0 | 0
F1_Commercial_College_Existing_Miscellaneous_Natural Gas_All | F1 | Commercial | All | College | Existing | Miscellaneous | Natural Gas | Units | 593835.4767 | 590814.1758 | 587792.8749 | 584144.2518 | 597793.1826 | 596186.6607 | 594768.418 | 593491.0229 | 592256.9405 | 591030.4996 | 589797.9199 | 588566.9906 | 587346.5523 | 586139.6442 | 584938.646 | 583742.41 | 582545.0867 | 581361.2684 | 580207.5833 | 579087.1841 | 577983.1615 | 576876.2464 | 575760.6236 | 574634.6557 | 573497.3797 | 572352.8177 | 571202.3608 | 570048.5554 | 568890.5117 | 567729.0703 | 566561.5851 | 565390.6397 | 573099.9564
F2_Commercial_College_Existing_Miscellaneous_Natural Gas_All | F2 | Commercial | All | College | Existing | Miscellaneous | Natural Gas | Usage (GWh) | 0.020352 | 0.019557 | 0.021675 | 0.021144 | 0.021638 | 0.02158 | 0.021529 | 0.021483 | 0.021438 | 0.021394 | 0.021349 | 0.021304 | 0.02126 | 0.021217 | 0.021173 | 0.02113 | 0.021086 | 0.021044 | 0.021002 | 0.020961 | 0.020921 | 0.020881 | 0.020841 | 0.0208 | 0.020759 | 0.020718 | 0.020676 | 0.020634 | 0.020592 | 0.02055 | 0.020508 | 0.020465 | 0.020745
F3_Commercial_College_Existing_Miscellaneous_Natural Gas_All | F3 | Commercial | All | College | Existing | Miscellaneous | Natural Gas | Summer Peak Demand (MW) | 0 | 0 | 0 | 0 | 0 | 0 | 0 | 0 | 0 | 0 | 0 | 0 | 0 | 0 | 0 | 0 | 0 | 0 | 0 | 0 | 0 | 0 | 0 | 0 | 0 | 0 | 0 | 0 | 0 | 0 | 0 | 0 | 0
F4_Commercial_College_Existing_Miscellaneous_Natural Gas_All | F4 | Commercial | All | College | Existing | Miscellaneous | Natural Gas | Winter Peak Demand (MW) | 0 | 0 | 0 | 0 | 0 | 0 | 0 | 0 | 0 | 0 | 0 | 0 | 0 | 0 | 0 | 0 | 0 | 0 | 0 | 0 | 0 | 0 | 0 | 0 | 0 | 0 | 0 | 0 | 0 | 0 | 0 | 0 | 0
F1_Commercial_College_Existing_Space Heating_Natural Gas_Market | F1 | Commercial | Market | College | Existing | Space Heating | Natural Gas | Units | 586707.6487 | 583722.6126 | 580737.5766 | 577132.748 | 590617.8501 | 589030.6114 | 587629.392 | 586367.3294 | 585148.0598 | 583936.3399 | 582718.5549 | 581502.4005 | 580296.6112 | 579104.1896 | 577917.607 | 576735.7295 | 575552.7777 | 574383.1688 | 573243.3315 | 572136.3804 | 571045.6094 | 569951.9807 | 568849.7488 | 567737.2959 | 566613.6706 | 565482.8469 | 564346.199 | 563206.2427 | 562062.099 | 560914.5985 | 559761.1267 | 558604.2361 | 566221.0176
F2_Commercial_College_Existing_Space Heating_Natural Gas_Market | F2 | Commercial | Market | College | Existing | Space Heating | Natural Gas | Usage (GWh) | 0.28064 | 0.27088 | 0.30002 | 0.29254 | 0.30004 | 0.29831 | 0.29665 | 0.29499 | 0.29332 | 0.29161 | 0.28985 | 0.28804 | 0.28617 | 0.28426 | 0.28228 | 0.28024 | 0.27813 | 0.27596 | 0.27373 | 0.27144 | 0.2691 | 0.26674 | 0.26436 | 0.26195 | 0.25948 | 0.25704 | 0.25464 | 0.25228 | 0.24994 | 0.24764 | 0.24537 | 0.24312 | 0.24619
F3_Commercial_College_Existing_Space Heating_Natural Gas_Market | F3 | Commercial | Market | College | Existing | Space Heating | Natural Gas | Summer Peak Demand (MW) | 0 | 0 | 0 | 0 | 0 | 0 | 0 | 0 | 0 | 0 | 0 | 0 | 0 | 0 | 0 | 0 | 0 | 0 | 0 | 0 | 0 | 0 | 0 | 0 | 0 | 0 | 0 | 0 | 0 | 0 | 0 | 0 | 0
F4_Commercial_College_Existing_Space Heating_Natural Gas_Market | F4 | Commercial | Market | College | Existing | Space Heating | Natural Gas | Winter Peak Demand (MW) | 0 | 0 | 0 | 0 | 0 | 0 | 0 | 0 | 0 | 0 | 0 | 0 | 0 | 0 | 0 | 0 | 0 | 0 | 0 | 0 | 0 | 0 | 0 | 0 | 0 | 0 | 0 | 0 | 0 | 0 | 0 | 0 | 0
F1_Commercial_College_Existing_Water Heating_Natural Gas_Market | F1 | Commercial | Market | College | Existing | Water Heating | Natural Gas | Units | 586707.6487 | 583722.6126 | 580737.5766 | 577132.748 | 590617.8501 | 589030.6114 | 587629.392 | 586367.3294 | 585148.0598 | 583936.3399 | 582718.5549 | 581502.4005 | 580296.6112 | 579104.1896 | 577917.607 | 576735.7295 | 575552.7777 | 574383.1688 | 573243.3315 | 572136.3804 | 571045.6094 | 569951.9807 | 568849.7488 | 567737.2959 | 566613.6706 | 565482.8469 | 564346.199 | 563206.2427 | 562062.099 | 560914.5985 | 559761.1267 | 558604.2361 | 566221.0176
F2_Commercial_College_Existing_Water Heating_Natural Gas_Market | F2 | Commercial | Market | College | Existing | Water Heating | Natural Gas | Usage (GWh) | 0.11317 | 0.10733 | 0.11705 | 0.11216 | 0.11236 | 0.11005 | 0.10791 | 0.106 | 0.10435 | 0.103 | 0.10187 | 0.10093 | 0.10014 | 0.099475 | 0.098901 | 0.098404 | 0.097967 | 0.097579 | 0.097236 | 0.096928 | 0.096647 | 0.096386 | 0.096138 | 0.095902 | 0.095673 | 0.095451 | 0.095234 | 0.095022 | 0.094813 | 0.094607 | 0.094403 | 0.094199 | 0.095477
F3_Commercial_College_Existing_Water Heating_Natural Gas_Market | F3 | Commercial | Market | College | Existing | Water Heating | Natural Gas | Summer Peak Demand (MW) | 0 | 0 | 0 | 0 | 0 | 0 | 0 | 0 | 0 | 0 | 0 | 0 | 0 | 0 | 0 | 0 | 0 | 0 | 0 | 0 | 0 | 0 | 0 | 0 | 0 | 0 | 0 | 0 | 0 | 0 | 0 | 0 | 0
F4_Commercial_College_Existing_Water Heating_Natural Gas_Market | F4 | Commercial | Market | College | Existing | Water Heating | Natural Gas | Winter Peak Demand (MW) | 0 | 0 | 0 | 0 | 0 | 0 | 0 | 0 | 0 | 0 | 0 | 0 | 0 | 0 | 0 | 0 | 0 | 0 | 0 | 0 | 0 | 0 | 0 | 0 | 0 | 0 | 0 | 0 | 0 | 0 | 0 | 0 | 0
F1_Commercial_College_Existing_Food Preparation_Natural Gas_Market | F1 | Commercial | Market | College | Existing | Food Preparation | Natural Gas | Units | 586707.6487 | 583722.6126 | 580737.5766 | 577132.748 | 590617.8501 | 589030.6114 | 587629.392 | 586367.3294 | 585148.0598 | 583936.3399 | 582718.5549 | 581502.4005 | 580296.6112 | 579104.1896 | 577917.607 | 576735.7295 | 575552.7777 | 574383.1688 | 573243.3315 | 572136.3804 | 571045.6094 | 569951.9807 | 568849.7488 | 567737.2959 | 566613.6706 | 565482.8469 | 564346.199 | 563206.2427 | 562062.099 | 560914.5985 | 559761.1267 | 558604.2361 | 566221.0176
F2_Commercial_College_Existing_Food Preparation_Natural Gas_Market | F2 | Commercial | Market | College | Existing | Food Preparation | Natural Gas | Usage (GWh) | 0.02266 | 0.021775 | 0.024133 | 0.023411 | 0.023722 | 0.023467 | 0.023197 | 0.022915 | 0.022621 | 0.022339 | 0.022078 | 0.021832 | 0.021614 | 0.021418 | 0.021245 | 0.02109 | 0.02095 | 0.020821 | 0.020704 | 0.02058 | 0.020464 | 0.020383 | 0.020308 | 0.020236 | 0.020168 | 0.020104 | 0.020042 | 0.019982 | 0.019925 | 0.01987 | 0.019816 | 0.019764 | 0.020022
F3_Commercial_College_Existing_Food Preparation_Natural Gas_Market | F3 | Commercial | Market | College | Existing | Food Preparation | Natural Gas | Summer Peak Demand (MW) | 0 | 0 | 0 | 0 | 0 | 0 | 0 | 0 | 0 | 0 | 0 | 0 | 0 | 0 | 0 | 0 | 0 | 0 | 0 | 0 | 0 | 0 | 0 | 0 | 0 | 0 | 0 | 0 | 0 | 0 | 0 | 0 | 0
F4_Commercial_College_Existing_Food Preparation_Natural Gas_Market | F4 | Commercial | Market | College | Existing | Food Preparation | Natural Gas | Winter Peak Demand (MW) | 0 | 0 | 0 | 0 | 0 | 0 | 0 | 0 | 0 | 0 | 0 | 0 | 0 | 0 | 0 | 0 | 0 | 0 | 0 | 0 | 0 | 0 | 0 | 0 | 0 | 0 | 0 | 0 | 0 | 0 | 0 | 0 | 0
F1_Commercial_College_Existing_Miscellaneous_Natural Gas_Market | F1 | Commercial | Market | College | Existing | Miscellaneous | Natural Gas | Units | 586707.6487 | 583722.6126 | 580737.5766 | 577132.748 | 590617.8501 | 589030.6114 | 587629.392 | 586367.3294 | 585148.0598 | 583936.3399 | 582718.5549 | 581502.4005 | 580296.6112 | 579104.1896 | 577917.607 | 576735.7295 | 575552.7777 | 574383.1688 | 573243.3315 | 572136.3804 | 571045.6094 | 569951.9807 | 568849.7488 | 567737.2959 | 566613.6706 | 565482.8469 | 564346.199 | 563206.2427 | 562062.099 | 560914.5985 | 559761.1267 | 558604.2361 | 566221.0176
F2_Commercial_College_Existing_Miscellaneous_Natural Gas_Market | F2 | Commercial | Market | College | Existing | Miscellaneous | Natural Gas | Usage (GWh) | 0.020352 | 0.019557 | 0.021675 | 0.021144 | 0.021638 | 0.02158 | 0.021529 | 0.021483 | 0.021438 | 0.021394 | 0.021349 | 0.021304 | 0.02126 | 0.021217 | 0.021173 | 0.02113 | 0.021086 | 0.021044 | 0.021002 | 0.020961 | 0.020921 | 0.020881 | 0.020841 | 0.0208 | 0.020759 | 0.020718 | 0.020676 | 0.020634 | 0.020592 | 0.02055 | 0.020508 | 0.020465 | 0.020745
F3_Commercial_College_Existing_Miscellaneous_Natural Gas_Market | F3 | Commercial | Market | College | Existing | Miscellaneous | Natural Gas | Summer Peak Demand (MW) | 0 | 0 | 0 | 0 | 0 | 0 | 0 | 0 | 0 | 0 | 0 | 0 | 0 | 0 | 0 | 0 | 0 | 0 | 0 | 0 | 0 | 0 | 0 | 0 | 0 | 0 | 0 | 0 | 0 | 0 | 0 | 0 | 0
F4_Commercial_College_Existing_Miscellaneous_Natural Gas_Market | F4 | Commercial | Market | College | Existing | Miscellaneous | Natural Gas | Winter Peak Demand (MW) | 0 | 0 | 0 | 0 | 0 | 0 | 0 | 0 | 0 | 0 | 0 | 0 | 0 | 0 | 0 | 0 | 0 | 0 | 0 | 0 | 0 | 0 | 0 | 0 | 0 | 0 | 0 | 0 | 0 | 0 | 0 | 0 | 0
F1_Commercial_College_New_Space Heating_Natural Gas_All | F1 | Commercial | All | College | New | Space Heating | Natural Gas | Units | 0 | 0 | 0 | 0 | 0 | 0 | 0 | 0 | 0 | 0 | 0 | 0 | 0 | 0 | 0 | 0 | 0 | 0 | 0 | 0 | 0 | 0 | 0 | 0 | 0 | 0 | 0 | 0 | 0 | 0 | 0 | 0 | 0
F2_Commercial_College_New_Space Heating_Natural Gas_All | F2 | Commercial | All | College | New | Space Heating | Natural Gas | Usage (GWh) | 0 | 0 | 0 | 0 | 0 | 0 | 0 | 0 | 0 | 0 | 0 | 0 | 0 | 0 | 0 | 0 | 0 | 0 | 0 | 0 | 0 | 0 | 0 | 0 | 0 | 0 | 0 | 0 | 0 | 0 | 0 | 0 | 0
F3_Commercial_College_New_Space Heating_Natural Gas_All | F3 | Commercial | All | College | New | Space Heating | Natural Gas | Summer Peak Demand (MW) | 0 | 0 | 0 | 0 | 0 | 0 | 0 | 0 | 0 | 0 | 0 | 0 | 0 | 0 | 0 | 0 | 0 | 0 | 0 | 0 | 0 | 0 | 0 | 0 | 0 | 0 | 0 | 0 | 0 | 0 | 0 | 0 | 0
F4_Commercial_College_New_Space Heating_Natural Gas_All | F4 | Commercial | All | College | New | Space Heating | Natural Gas | Winter Peak Demand (MW) | 0 | 0 | 0 | 0 | 0 | 0 | 0 | 0 | 0 | 0 | 0 | 0 | 0 | 0 | 0 | 0 | 0 | 0 | 0 | 0 | 0 | 0 | 0 | 0 | 0 | 0 | 0 | 0 | 0 | 0 | 0 | 0 | 0
F1_Commercial_College_New_Water Heating_Natural Gas_All | F1 | Commercial | All | College | New | Water Heating | Natural Gas | Units | 0 | 0 | 0 | 0 | 0 | 0 | 0 | 0 | 0 | 0 | 0 | 0 | 0 | 0 | 0 | 0 | 0 | 0 | 0 | 0 | 0 | 0 | 0 | 0 | 0 | 0 | 0 | 0 | 0 | 0 | 0 | 0 | 0
F2_Commercial_College_New_Water Heating_Natural Gas_All | F2 | Commercial | All | College | New | Water Heating | Natural Gas | Usage (GWh) | 0 | 0 | 0 | 0 | 0 | 0 | 0 | 0 | 0 | 0 | 0 | 0 | 0 | 0 | 0 | 0 | 0 | 0 | 0 | 0 | 0 | 0 | 0 | 0 | 0 | 0 | 0 | 0 | 0 | 0 | 0 | 0 | 0
F3_Commercial_College_New_Water Heating_Natural Gas_All | F3 | Commercial | All | College | New | Water Heating | Natural Gas | Summer Peak Demand (MW) | 0 | 0 | 0 | 0 | 0 | 0 | 0 | 0 | 0 | 0 | 0 | 0 | 0 | 0 | 0 | 0 | 0 | 0 | 0 | 0 | 0 | 0 | 0 | 0 | 0 | 0 | 0 | 0 | 0 | 0 | 0 | 0 | 0
F4_Commercial_College_New_Water Heating_Natural Gas_All | F4 | Commercial | All | College | New | Water Heating | Natural Gas | Winter Peak Demand (MW) | 0 | 0 | 0 | 0 | 0 | 0 | 0 | 0 | 0 | 0 | 0 | 0 | 0 | 0 | 0 | 0 | 0 | 0 | 0 | 0 | 0 | 0 | 0 | 0 | 0 | 0 | 0 | 0 | 0 | 0 | 0 | 0 | 0
F1_Commercial_College_New_Food Preparation_Natural Gas_All | F1 | Commercial | All | College | New | Food Preparation | Natural Gas | Units | 0 | 2528.4801 | 14724.2786 | 22518.248 | 31837.0969 | 41441.0231 | 51093.2105 | 59447.1477 | 67684.0088 | 76113.6661 | 84680.5385 | 93182.3299 | 101551.1449 | 109805.8879 | 118072.5632 | 126314.2373 | 134603.6736 | 142699.7204 | 150474.1887 | 157997.8116 | 165525.1308 | 173204.8686 | 180984.6934 | 188846.8341 | 196793.4398 | 204762.435 | 212762.5836 | 220768.1207 | 228808.9739 | 236867.3548 | 244985.691 | 253109.9287 | 256561.179
F2_Commercial_College_New_Food Preparation_Natural Gas_All | F2 | Commercial | All | College | New | Food Preparation | Natural Gas | Usage (GWh) | 0 | 8.6647e-05 | 0.00056198 | 0.00080429 | 0.0011064 | 0.0014177 | 0.0017306 | 0.0020013 | 0.0022683 | 0.0025409 | 0.0028145 | 0.0030821 | 0.0033462 | 0.003606 | 0.0038664 | 0.0041244 | 0.0043888 | 0.004647 | 0.0048935 | 0.0051323 | 0.0053618 | 0.0056101 | 0.0058617 | 0.0061159 | 0.0063728 | 0.0066305 | 0.0068891 | 0.0071478 | 0.0074077 | 0.0076681 | 0.0079305 | 0.0081931 | 0.0083045
F3_Commercial_College_New_Food Preparation_Natural Gas_All | F3 | Commercial | All | College | New | Food Preparation | Natural Gas | Summer Peak Demand (MW) | 0 | 0 | 0 | 0 | 0 | 0 | 0 | 0 | 0 | 0 | 0 | 0 | 0 | 0 | 0 | 0 | 0 | 0 | 0 | 0 | 0 | 0 | 0 | 0 | 0 | 0 | 0 | 0 | 0 | 0 | 0 | 0 | 0
F4_Commercial_College_New_Food Preparation_Natural Gas_All | F4 | Commercial | All | College | New | Food Preparation | Natural Gas | Winter Peak Demand (MW) | 0 | 0 | 0 | 0 | 0 | 0 | 0 | 0 | 0 | 0 | 0 | 0 | 0 | 0 | 0 | 0 | 0 | 0 | 0 | 0 | 0 | 0 | 0 | 0 | 0 | 0 | 0 | 0 | 0 | 0 | 0 | 0 | 0
F1_Commercial_College_New_Miscellaneous_Natural Gas_All | F1 | Commercial | All | College | New | Miscellaneous | Natural Gas | Units | 0 | 4645.7014 | 27053.6444 | 41373.8895 | 58495.8709 | 76141.6388 | 93876.0796 | 109225.1811 | 124359.1727 | 139847.3986 | 155587.7365 | 171208.4977 | 186584.9349 | 201751.7819 | 216940.5529 | 232083.3877 | 247313.9786 | 262189.2453 | 276473.66 | 290297.1839 | 304127.4994 | 318237.8609 | 332532.1174 | 346977.6168 | 361578.308 | 376220.1366 | 390919.2048 | 405628.1736 | 420402.0304 | 435208.0916 | 450124.3118 | 465051.375 | 471392.5276
F2_Commercial_College_New_Miscellaneous_Natural Gas_All | F2 | Commercial | All | College | New | Miscellaneous | Natural Gas | Usage (GWh) | 0 | 0.00015517 | 0.0010066 | 0.0015111 | 0.0021365 | 0.002781 | 0.0034287 | 0.0039893 | 0.0045421 | 0.0051078 | 0.0056827 | 0.0062532 | 0.0068148 | 0.0073688 | 0.0079235 | 0.0084766 | 0.0090329 | 0.0095762 | 0.010098 | 0.010603 | 0.011108 | 0.011623 | 0.012145 | 0.012673 | 0.013206 | 0.013741 | 0.014278 | 0.014815 | 0.015355 | 0.015895 | 0.01644 | 0.016985 | 0.017217
F3_Commercial_College_New_Miscellaneous_Natural Gas_All | F3 | Commercial | All | College | New | Miscellaneous | Natural Gas | Summer Peak Demand (MW) | 0 | 0 | 0 | 0 | 0 | 0 | 0 | 0 | 0 | 0 | 0 | 0 | 0 | 0 | 0 | 0 | 0 | 0 | 0 | 0 | 0 | 0 | 0 | 0 | 0 | 0 | 0 | 0 | 0 | 0 | 0 | 0 | 0
F4_Commercial_College_New_Miscellaneous_Natural Gas_All | F4 | Commercial | All | College | New | Miscellaneous | Natural Gas | Winter Peak Demand (MW) | 0 | 0 | 0 | 0 | 0 | 0 | 0 | 0 | 0 | 0 | 0 | 0 | 0 | 0 | 0 | 0 | 0 | 0 | 0 | 0 | 0 | 0 | 0 | 0 | 0 | 0 | 0 | 0 | 0 | 0 | 0 | 0 | 0
F1_Commercial_College_New_Space Heating_Natural Gas_Market | F1 | Commercial | Market | College | New | Space Heating | Natural Gas | Units | 0 | 4645.7014 | 27053.6444 | 41373.8895 | 58495.8709 | 76141.6388 | 93876.0796 | 109225.1811 | 124359.1727 | 139847.3986 | 155587.7365 | 171208.4977 | 186584.9349 | 201751.7819 | 216940.5529 | 232083.3877 | 247313.9786 | 262189.2453 | 276473.66 | 290297.1839 | 304127.4994 | 318237.8609 | 332532.1174 | 346977.6168 | 361578.308 | 376220.1366 | 390919.2048 | 405628.1736 | 420402.0304 | 435208.0916 | 450124.3118 | 465051.375 | 471392.5276
F2_Commercial_College_New_Space Heating_Natural Gas_Market | F2 | Commercial | Market | College | New | Space Heating | Natural Gas | Usage (GWh) | 0 | 0 | 0 | 0 | 0 | 0 | 0 | 0 | 0 | 0 | 0 | 0 | 0 | 0 | 0 | 0 | 0 | 0 | 0 | 0 | 0 | 0 | 0 | 0 | 0 | 0 | 0 | 0 | 0 | 0 | 0 | 0 | 0
F3_Commercial_College_New_Space Heating_Natural Gas_Market | F3 | Commercial | Market | College | New | Space Heating | Natural Gas | Summer Peak Demand (MW) | 0 | 0 | 0 | 0 | 0 | 0 | 0 | 0 | 0 | 0 | 0 | 0 | 0 | 0 | 0 | 0 | 0 | 0 | 0 | 0 | 0 | 0 | 0 | 0 | 0 | 0 | 0 | 0 | 0 | 0 | 0 | 0 | 0
F4_Commercial_College_New_Space Heating_Natural Gas_Market | F4 | Commercial | Market | College | New | Space Heating | Natural Gas | Winter Peak Demand (MW) | 0 | 0 | 0 | 0 | 0 | 0 | 0 | 0 | 0 | 0 | 0 | 0 | 0 | 0 | 0 | 0 | 0 | 0 | 0 | 0 | 0 | 0 | 0 | 0 | 0 | 0 | 0 | 0 | 0 | 0 | 0 | 0 | 0
F1_Commercial_College_New_Water Heating_Natural Gas_Market | F1 | Commercial | Market | College | New | Water Heating | Natural Gas | Units | 0 | 4645.7014 | 27053.6444 | 41373.8895 | 58495.8709 | 76141.6388 | 93876.0796 | 109225.1811 | 124359.1727 | 139847.3986 | 155587.7365 | 171208.4977 | 186584.9349 | 201751.7819 | 216940.5529 | 232083.3877 | 247313.9786 | 262189.2453 | 276473.66 | 290297.1839 | 304127.4994 | 318237.8609 | 332532.1174 | 346977.6168 | 361578.308 | 376220.1366 | 390919.2048 | 405628.1736 | 420402.0304 | 435208.0916 | 450124.3118 | 465051.375 | 471392.5276
F2_Commercial_College_New_Water Heating_Natural Gas_Market | F2 | Commercial | Market | College | New | Water Heating | Natural Gas | Usage (GWh) | 0 | 0 | 0 | 0 | 0 | 0 | 0 | 0 | 0 | 0 | 0 | 0 | 0 | 0 | 0 | 0 | 0 | 0 | 0 | 0 | 0 | 0 | 0 | 0 | 0 | 0 | 0 | 0 | 0 | 0 | 0 | 0 | 0
F3_Commercial_College_New_Water Heating_Natural Gas_Market | F3 | Commercial | Market | College | New | Water Heating | Natural Gas | Summer Peak Demand (MW) | 0 | 0 | 0 | 0 | 0 | 0 | 0 | 0 | 0 | 0 | 0 | 0 | 0 | 0 | 0 | 0 | 0 | 0 | 0 | 0 | 0 | 0 | 0 | 0 | 0 | 0 | 0 | 0 | 0 | 0 | 0 | 0 | 0
F4_Commercial_College_New_Water Heating_Natural Gas_Market | F4 | Commercial | Market | College | New | Water Heating | Natural Gas | Winter Peak Demand (MW) | 0 | 0 | 0 | 0 | 0 | 0 | 0 | 0 | 0 | 0 | 0 | 0 | 0 | 0 | 0 | 0 | 0 | 0 | 0 | 0 | 0 | 0 | 0 | 0 | 0 | 0 | 0 | 0 | 0 | 0 | 0 | 0 | 0
F1_Commercial_College_New_Food Preparation_Natural Gas_Market | F1 | Commercial | Market | College | New | Food Preparation | Natural Gas | Units | 0 | 4645.7014 | 27053.6444 | 41373.8895 | 58495.8709 | 76141.6388 | 93876.0796 | 109225.1811 | 124359.1727 | 139847.3986 | 155587.7365 | 171208.4977 | 186584.9349 | 201751.7819 | 216940.5529 | 232083.3877 | 247313.9786 | 262189.2453 | 276473.66 | 290297.1839 | 304127.4994 | 318237.8609 | 332532.1174 | 346977.6168 | 361578.308 | 376220.1366 | 390919.2048 | 405628.1736 | 420402.0304 | 435208.0916 | 450124.3118 | 465051.375 | 471392.5276
F2_Commercial_College_New_Food Preparation_Natural Gas_Market | F2 | Commercial | Market | College | New | Food Preparation | Natural Gas | Usage (GWh) | 0 | 8.6647e-05 | 0.00056198 | 0.00080429 | 0.0011064 | 0.0014177 | 0.0017306 | 0.0020013 | 0.0022683 | 0.0025409 | 0.0028145 | 0.0030821 | 0.0033462 | 0.003606 | 0.0038664 | 0.0041244 | 0.0043888 | 0.004647 | 0.0048935 | 0.0051323 | 0.0053618 | 0.0056101 | 0.0058617 | 0.0061159 | 0.0063728 | 0.0066305 | 0.0068891 | 0.0071478 | 0.0074077 | 0.0076681 | 0.0079305 | 0.0081931 | 0.0083045
F3_Commercial_College_New_Food Preparation_Natural Gas_Market | F3 | Commercial | Market | College | New | Food Preparation | Natural Gas | Summer Peak Demand (MW) | 0 | 0 | 0 | 0 | 0 | 0 | 0 | 0 | 0 | 0 | 0 | 0 | 0 | 0 | 0 | 0 | 0 | 0 | 0 | 0 | 0 | 0 | 0 | 0 | 0 | 0 | 0 | 0 | 0 | 0 | 0 | 0 | 0
F4_Commercial_College_New_Food Preparation_Natural Gas_Market | F4 | Commercial | Market | College | New | Food Preparation | Natural Gas | Winter Peak Demand (MW) | 0 | 0 | 0 | 0 | 0 | 0 | 0 | 0 | 0 | 0 | 0 | 0 | 0 | 0 | 0 | 0 | 0 | 0 | 0 | 0 | 0 | 0 | 0 | 0 | 0 | 0 | 0 | 0 | 0 | 0 | 0 | 0 | 0
F1_Commercial_College_New_Miscellaneous_Natural Gas_Market | F1 | Commercial | Market | College | New | Miscellaneous | Natural Gas | Units | 0 | 4645.7014 | 27053.6444 | 41373.8895 | 58495.8709 | 76141.6388 | 93876.0796 | 109225.1811 | 124359.1727 | 139847.3986 | 155587.7365 | 171208.4977 | 186584.9349 | 201751.7819 | 216940.5529 | 232083.3877 | 247313.9786 | 262189.2453 | 276473.66 | 290297.1839 | 304127.4994 | 318237.8609 | 332532.1174 | 346977.6168 | 361578.308 | 376220.1366 | 390919.2048 | 405628.1736 | 420402.0304 | 435208.0916 | 450124.3118 | 465051.375 | 471392.5276
F2_Commercial_College_New_Miscellaneous_Natural Gas_Market | F2 | Commercial | Market | College | New | Miscellaneous | Natural Gas | Usage (GWh) | 0 | 0.00015517 | 0.0010066 | 0.0015111 | 0.0021365 | 0.002781 | 0.0034287 | 0.0039893 | 0.0045421 | 0.0051078 | 0.0056827 | 0.0062532 | 0.0068148 | 0.0073688 | 0.0079235 | 0.0084766 | 0.0090329 | 0.0095762 | 0.010098 | 0.010603 | 0.011108 | 0.011623 | 0.012145 | 0.012673 | 0.013206 | 0.013741 | 0.014278 | 0.014815 | 0.015355 | 0.015895 | 0.01644 | 0.016985 | 0.017217
F3_Commercial_College_New_Miscellaneous_Natural Gas_Market | F3 | Commercial | Market | College | New | Miscellaneous | Natural Gas | Summer Peak Demand (MW) | 0 | 0 | 0 | 0 | 0 | 0 | 0 | 0 | 0 | 0 | 0 | 0 | 0 | 0 | 0 | 0 | 0 | 0 | 0 | 0 | 0 | 0 | 0 | 0 | 0 | 0 | 0 | 0 | 0 | 0 | 0 | 0 | 0
F4_Commercial_College_New_Miscellaneous_Natural Gas_Market | F4 | Commercial | Market | College | New | Miscellaneous | Natural Gas | Winter Peak Demand (MW) | 0 | 0 | 0 | 0 | 0 | 0 | 0 | 0 | 0 | 0 | 0 | 0 | 0 | 0 | 0 | 0 | 0 | 0 | 0 | 0 | 0 | 0 | 0 | 0 | 0 | 0 | 0 | 0 | 0 | 0 | 0 | 0 | 0
F1_Commercial_Hospital_Existing_Space Heating_Natural Gas_All | F1 | Commercial | All | Hospital | Existing | Space Heating | Natural Gas | Units | 2501916.1834 | 2489186.9986 | 2476457.8138 | 2461085.6281 | 2518590.5803 | 2511822.0677 | 2505846.8027 | 2500464.9489 | 2495265.5787 | 2490098.4025 | 2484905.3629 | 2479719.2771 | 2474577.3911 | 2469492.5097 | 2464432.5276 | 2459392.6096 | 2454348.1104 | 2449360.5098 | 2444499.865 | 2439779.4582 | 2435128.0487 | 2430464.4524 | 2425764.1698 | 2421020.3016 | 2416228.7902 | 2411406.5824 | 2406559.5384 | 2401698.3864 | 2396819.3779 | 2391926.0546 | 2387007.2679 | 2382073.9025 | 2414554.3874
F2_Commercial_Hospital_Existing_Space Heating_Natural Gas_All | F2 | Commercial | All | Hospital | Existing | Space Heating | Natural Gas | Usage (GWh) | 0.80494 | 0.7761 | 0.85861 | 0.8362 | 0.85608 | 0.85066 | 0.84547 | 0.84026 | 0.83504 | 0.82974 | 0.82433 | 0.81881 | 0.81319 | 0.80747 | 0.80161 | 0.79563 | 0.7895 | 0.78326 | 0.77689 | 0.77044 | 0.76387 | 0.75728 | 0.75062 | 0.74392 | 0.73709 | 0.73036 | 0.7237 | 0.71713 | 0.71064 | 0.70423 | 0.69788 | 0.69159 | 0.70042
F3_Commercial_Hospital_Existing_Space Heating_Natural Gas_All | F3 | Commercial | All | Hospital | Existing | Space Heating | Natural Gas | Summer Peak Demand (MW) | 0 | 0 | 0 | 0 | 0 | 0 | 0 | 0 | 0 | 0 | 0 | 0 | 0 | 0 | 0 | 0 | 0 | 0 | 0 | 0 | 0 | 0 | 0 | 0 | 0 | 0 | 0 | 0 | 0 | 0 | 0 | 0 | 0
F4_Commercial_Hospital_Existing_Space Heating_Natural Gas_All | F4 | Commercial | All | Hospital | Existing | Space Heating | Natural Gas | Winter Peak Demand (MW) | 0 | 0 | 0 | 0 | 0 | 0 | 0 | 0 | 0 | 0 | 0 | 0 | 0 | 0 | 0 | 0 | 0 | 0 | 0 | 0 | 0 | 0 | 0 | 0 | 0 | 0 | 0 | 0 | 0 | 0 | 0 | 0 | 0
F1_Commercial_Hospital_Existing_Water Heating_Natural Gas_All | F1 | Commercial | All | Hospital | Existing | Water Heating | Natural Gas | Units | 2208836.9072 | 2197598.8436 | 2186360.78 | 2172789.3216 | 2223558.0331 | 2217582.397 | 2212307.0861 | 2207555.673 | 2202965.367 | 2198403.4838 | 2193818.7669 | 2189240.1892 | 2184700.6335 | 2180211.405 | 2175744.1589 | 2171294.6266 | 2166841.0497 | 2162437.7063 | 2158146.4467 | 2153978.9974 | 2149872.463 | 2145755.1694 | 2141605.4869 | 2137417.3245 | 2133187.1001 | 2128929.775 | 2124650.523 | 2120358.8157 | 2116051.3436 | 2111731.2337 | 2107388.6431 | 2103033.1816 | 2131708.84
F2_Commercial_Hospital_Existing_Water Heating_Natural Gas_All | F2 | Commercial | All | Hospital | Existing | Water Heating | Natural Gas | Usage (GWh) | 0.8204 | 0.77807 | 0.84849 | 0.81299 | 0.81441 | 0.7976 | 0.78208 | 0.76823 | 0.75626 | 0.74642 | 0.73825 | 0.73143 | 0.72571 | 0.72085 | 0.71669 | 0.71308 | 0.70991 | 0.7071 | 0.70461 | 0.70237 | 0.70034 | 0.69844 | 0.69665 | 0.69493 | 0.69328 | 0.69167 | 0.6901 | 0.68856 | 0.68704 | 0.68555 | 0.68407 | 0.68259 | 0.69185
F3_Commercial_Hospital_Existing_Water Heating_Natural Gas_All | F3 | Commercial | All | Hospital | Existing | Water Heating | Natural Gas | Summer Peak Demand (MW) | 0 | 0 | 0 | 0 | 0 | 0 | 0 | 0 | 0 | 0 | 0 | 0 | 0 | 0 | 0 | 0 | 0 | 0 | 0 | 0 | 0 | 0 | 0 | 0 | 0 | 0 | 0 | 0 | 0 | 0 | 0 | 0 | 0
F4_Commercial_Hospital_Existing_Water Heating_Natural Gas_All | F4 | Commercial | All | Hospital | Existing | Water Heating | Natural Gas | Winter Peak Demand (MW) | 0 | 0 | 0 | 0 | 0 | 0 | 0 | 0 | 0 | 0 | 0 | 0 | 0 | 0 | 0 | 0 | 0 | 0 | 0 | 0 | 0 | 0 | 0 | 0 | 0 | 0 | 0 | 0 | 0 | 0 | 0 | 0 | 0
F1_Commercial_Hospital_Existing_Food Preparation_Natural Gas_All | F1 | Commercial | All | Hospital | Existing | Food Preparation | Natural Gas | Units | 1671996.1791 | 1663489.44 | 1654982.7008 | 1644709.6805 | 1683139.4493 | 1678616.1453 | 1674622.9579 | 1671026.3391 | 1667551.6714 | 1664098.5186 | 1660628.0817 | 1657162.2919 | 1653726.0402 | 1650327.8839 | 1646946.3674 | 1643578.2595 | 1640207.0901 | 1636873.9452 | 1633625.6431 | 1630471.0601 | 1627362.5871 | 1624245.9699 | 1621104.8357 | 1617934.5738 | 1614732.4726 | 1611509.8575 | 1608270.6446 | 1605022.0036 | 1601761.4293 | 1598491.2886 | 1595204.1311 | 1591907.2309 | 1613613.4923
F2_Commercial_Hospital_Existing_Food Preparation_Natural Gas_All | F2 | Commercial | All | Hospital | Existing | Food Preparation | Natural Gas | Usage (GWh) | 0.209 | 0.20084 | 0.22259 | 0.21627 | 0.21889 | 0.21597 | 0.2126 | 0.20888 | 0.20485 | 0.20141 | 0.19848 | 0.19597 | 0.19383 | 0.192 | 0.19043 | 0.18907 | 0.18788 | 0.18683 | 0.18589 | 0.18499 | 0.18417 | 0.18352 | 0.18291 | 0.18234 | 0.1818 | 0.18128 | 0.18079 | 0.18032 | 0.17985 | 0.17941 | 0.17897 | 0.17854 | 0.18092
F3_Commercial_Hospital_Existing_Food Preparation_Natural Gas_All | F3 | Commercial | All | Hospital | Existing | Food Preparation | Natural Gas | Summer Peak Demand (MW) | 0 | 0 | 0 | 0 | 0 | 0 | 0 | 0 | 0 | 0 | 0 | 0 | 0 | 0 | 0 | 0 | 0 | 0 | 0 | 0 | 0 | 0 | 0 | 0 | 0 | 0 | 0 | 0 | 0 | 0 | 0 | 0 | 0
F4_Commercial_Hospital_Existing_Food Preparation_Natural Gas_All | F4 | Commercial | All | Hospital | Existing | Food Preparation | Natural Gas | Winter Peak Demand (MW) | 0 | 0 | 0 | 0 | 0 | 0 | 0 | 0 | 0 | 0 | 0 | 0 | 0 | 0 | 0 | 0 | 0 | 0 | 0 | 0 | 0 | 0 | 0 | 0 | 0 | 0 | 0 | 0 | 0 | 0 | 0 | 0 | 0
F1_Commercial_Hospital_Existing_Miscellaneous_Natural Gas_All | F1 | Commercial | All | Hospital | Existing | Miscellaneous | Natural Gas | Units | 2728078.0983 | 2714198.2528 | 2700318.4072 | 2683556.6453 | 2746259.7853 | 2738879.4297 | 2732364.0278 | 2726495.6788 | 2720826.3089 | 2715192.0434 | 2709529.5765 | 2703874.692 | 2698268.0027 | 2692723.4711 | 2687206.0895 | 2681710.5856 | 2676210.0865 | 2670771.6294 | 2665471.6042 | 2660324.4939 | 2655252.618 | 2650167.4538 | 2645042.2868 | 2639869.5944 | 2634644.9521 | 2629386.8385 | 2624101.6436 | 2618801.0654 | 2613481.0165 | 2608145.359 | 2602781.9362 | 2597402.6169 | 2632819.1908
F2_Commercial_Hospital_Existing_Miscellaneous_Natural Gas_All | F2 | Commercial | All | Hospital | Existing | Miscellaneous | Natural Gas | Usage (GWh) | 0.028332 | 0.027226 | 0.030174 | 0.029435 | 0.030123 | 0.030042 | 0.02997 | 0.029906 | 0.029844 | 0.029782 | 0.02972 | 0.029658 | 0.029596 | 0.029535 | 0.029475 | 0.029415 | 0.029354 | 0.029295 | 0.029237 | 0.02918 | 0.029124 | 0.029069 | 0.029012 | 0.028956 | 0.028898 | 0.028841 | 0.028783 | 0.028725 | 0.028666 | 0.028608 | 0.028549 | 0.02849 | 0.028878
F3_Commercial_Hospital_Existing_Miscellaneous_Natural Gas_All | F3 | Commercial | All | Hospital | Existing | Miscellaneous | Natural Gas | Summer Peak Demand (MW) | 0 | 0 | 0 | 0 | 0 | 0 | 0 | 0 | 0 | 0 | 0 | 0 | 0 | 0 | 0 | 0 | 0 | 0 | 0 | 0 | 0 | 0 | 0 | 0 | 0 | 0 | 0 | 0 | 0 | 0 | 0 | 0 | 0
F4_Commercial_Hospital_Existing_Miscellaneous_Natural Gas_All | F4 | Commercial | All | Hospital | Existing | Miscellaneous | Natural Gas | Winter Peak Demand (MW) | 0 | 0 | 0 | 0 | 0 | 0 | 0 | 0 | 0 | 0 | 0 | 0 | 0 | 0 | 0 | 0 | 0 | 0 | 0 | 0 | 0 | 0 | 0 | 0 | 0 | 0 | 0 | 0 | 0 | 0 | 0 | 0 | 0
F1_Commercial_Hospital_Existing_Space Heating_Natural Gas_Market | F1 | Commercial | Market | Hospital | Existing | Space Heating | Natural Gas | Units | 2728078.0983 | 2714198.2528 | 2700318.4072 | 2683556.6453 | 2746259.7853 | 2738879.4297 | 2732364.0278 | 2726495.6788 | 2720826.3089 | 2715192.0434 | 2709529.5765 | 2703874.692 | 2698268.0027 | 2692723.4711 | 2687206.0895 | 2681710.5856 | 2676210.0865 | 2670771.6294 | 2665471.6042 | 2660324.4939 | 2655252.618 | 2650167.4538 | 2645042.2868 | 2639869.5944 | 2634644.9521 | 2629386.8385 | 2624101.6436 | 2618801.0654 | 2613481.0165 | 2608145.359 | 2602781.9362 | 2597402.6169 | 2632819.1908
F2_Commercial_Hospital_Existing_Space Heating_Natural Gas_Market | F2 | Commercial | Market | Hospital | Existing | Space Heating | Natural Gas | Usage (GWh) | 0.80494 | 0.7761 | 0.85861 | 0.8362 | 0.85608 | 0.85066 | 0.84547 | 0.84026 | 0.83504 | 0.82974 | 0.82433 | 0.81881 | 0.81319 | 0.80747 | 0.80161 | 0.79563 | 0.7895 | 0.78326 | 0.77689 | 0.77044 | 0.76387 | 0.75728 | 0.75062 | 0.74392 | 0.73709 | 0.73036 | 0.7237 | 0.71713 | 0.71064 | 0.70423 | 0.69788 | 0.69159 | 0.70042
F3_Commercial_Hospital_Existing_Space Heating_Natural Gas_Market | F3 | Commercial | Market | Hospital | Existing | Space Heating | Natural Gas | Summer Peak Demand (MW) | 0 | 0 | 0 | 0 | 0 | 0 | 0 | 0 | 0 | 0 | 0 | 0 | 0 | 0 | 0 | 0 | 0 | 0 | 0 | 0 | 0 | 0 | 0 | 0 | 0 | 0 | 0 | 0 | 0 | 0 | 0 | 0 | 0
F4_Commercial_Hospital_Existing_Space Heating_Natural Gas_Market | F4 | Commercial | Market | Hospital | Existing | Space Heating | Natural Gas | Winter Peak Demand (MW) | 0 | 0 | 0 | 0 | 0 | 0 | 0 | 0 | 0 | 0 | 0 | 0 | 0 | 0 | 0 | 0 | 0 | 0 | 0 | 0 | 0 | 0 | 0 | 0 | 0 | 0 | 0 | 0 | 0 | 0 | 0 | 0 | 0
F1_Commercial_Hospital_Existing_Water Heating_Natural Gas_Market | F1 | Commercial | Market | Hospital | Existing | Water Heating | Natural Gas | Units | 2728078.0983 | 2714198.2528 | 2700318.4072 | 2683556.6453 | 2746259.7853 | 2738879.4297 | 2732364.0278 | 2726495.6788 | 2720826.3089 | 2715192.0434 | 2709529.5765 | 2703874.692 | 2698268.0027 | 2692723.4711 | 2687206.0895 | 2681710.5856 | 2676210.0865 | 2670771.6294 | 2665471.6042 | 2660324.4939 | 2655252.618 | 2650167.4538 | 2645042.2868 | 2639869.5944 | 2634644.9521 | 2629386.8385 | 2624101.6436 | 2618801.0654 | 2613481.0165 | 2608145.359 | 2602781.9362 | 2597402.6169 | 2632819.1908
F2_Commercial_Hospital_Existing_Water Heating_Natural Gas_Market | F2 | Commercial | Market | Hospital | Existing | Water Heating | Natural Gas | Usage (GWh) | 0.8204 | 0.77807 | 0.84849 | 0.81299 | 0.81441 | 0.7976 | 0.78208 | 0.76823 | 0.75626 | 0.74642 | 0.73825 | 0.73143 | 0.72571 | 0.72085 | 0.71669 | 0.71308 | 0.70991 | 0.7071 | 0.70461 | 0.70237 | 0.70034 | 0.69844 | 0.69665 | 0.69493 | 0.69328 | 0.69167 | 0.6901 | 0.68856 | 0.68704 | 0.68555 | 0.68407 | 0.68259 | 0.69185
F3_Commercial_Hospital_Existing_Water Heating_Natural Gas_Market | F3 | Commercial | Market | Hospital | Existing | Water Heating | Natural Gas | Summer Peak Demand (MW) | 0 | 0 | 0 | 0 | 0 | 0 | 0 | 0 | 0 | 0 | 0 | 0 | 0 | 0 | 0 | 0 | 0 | 0 | 0 | 0 | 0 | 0 | 0 | 0 | 0 | 0 | 0 | 0 | 0 | 0 | 0 | 0 | 0
F4_Commercial_Hospital_Existing_Water Heating_Natural Gas_Market | F4 | Commercial | Market | Hospital | Existing | Water Heating | Natural Gas | Winter Peak Demand (MW) | 0 | 0 | 0 | 0 | 0 | 0 | 0 | 0 | 0 | 0 | 0 | 0 | 0 | 0 | 0 | 0 | 0 | 0 | 0 | 0 | 0 | 0 | 0 | 0 | 0 | 0 | 0 | 0 | 0 | 0 | 0 | 0 | 0
F1_Commercial_Hospital_Existing_Food Preparation_Natural Gas_Market | F1 | Commercial | Market | Hospital | Existing | Food Preparation | Natural Gas | Units | 2728078.0983 | 2714198.2528 | 2700318.4072 | 2683556.6453 | 2746259.7853 | 2738879.4297 | 2732364.0278 | 2726495.6788 | 2720826.3089 | 2715192.0434 | 2709529.5765 | 2703874.692 | 2698268.0027 | 2692723.4711 | 2687206.0895 | 2681710.5856 | 2676210.0865 | 2670771.6294 | 2665471.6042 | 2660324.4939 | 2655252.618 | 2650167.4538 | 2645042.2868 | 2639869.5944 | 2634644.9521 | 2629386.8385 | 2624101.6436 | 2618801.0654 | 2613481.0165 | 2608145.359 | 2602781.9362 | 2597402.6169 | 2632819.1908
F2_Commercial_Hospital_Existing_Food Preparation_Natural Gas_Market | F2 | Commercial | Market | Hospital | Existing | Food Preparation | Natural Gas | Usage (GWh) | 0.209 | 0.20084 | 0.22259 | 0.21627 | 0.21889 | 0.21597 | 0.2126 | 0.20888 | 0.20485 | 0.20141 | 0.19848 | 0.19597 | 0.19383 | 0.192 | 0.19043 | 0.18907 | 0.18788 | 0.18683 | 0.18589 | 0.18499 | 0.18417 | 0.18352 | 0.18291 | 0.18234 | 0.1818 | 0.18128 | 0.18079 | 0.18032 | 0.17985 | 0.17941 | 0.17897 | 0.17854 | 0.18092
F3_Commercial_Hospital_Existing_Food Preparation_Natural Gas_Market | F3 | Commercial | Market | Hospital | Existing | Food Preparation | Natural Gas | Summer Peak Demand (MW) | 0 | 0 | 0 | 0 | 0 | 0 | 0 | 0 | 0 | 0 | 0 | 0 | 0 | 0 | 0 | 0 | 0 | 0 | 0 | 0 | 0 | 0 | 0 | 0 | 0 | 0 | 0 | 0 | 0 | 0 | 0 | 0 | 0
F4_Commercial_Hospital_Existing_Food Preparation_Natural Gas_Market | F4 | Commercial | Market | Hospital | Existing | Food Preparation | Natural Gas | Winter Peak Demand (MW) | 0 | 0 | 0 | 0 | 0 | 0 | 0 | 0 | 0 | 0 | 0 | 0 | 0 | 0 | 0 | 0 | 0 | 0 | 0 | 0 | 0 | 0 | 0 | 0 | 0 | 0 | 0 | 0 | 0 | 0 | 0 | 0 | 0
F1_Commercial_Hospital_Existing_Miscellaneous_Natural Gas_Market | F1 | Commercial | Market | Hospital | Existing | Miscellaneous | Natural Gas | Units | 2728078.0983 | 2714198.2528 | 2700318.4072 | 2683556.6453 | 2746259.7853 | 2738879.4297 | 2732364.0278 | 2726495.6788 | 2720826.3089 | 2715192.0434 | 2709529.5765 | 2703874.692 | 2698268.0027 | 2692723.4711 | 2687206.0895 | 2681710.5856 | 2676210.0865 | 2670771.6294 | 2665471.6042 | 2660324.4939 | 2655252.618 | 2650167.4538 | 2645042.2868 | 2639869.5944 | 2634644.9521 | 2629386.8385 | 2624101.6436 | 2618801.0654 | 2613481.0165 | 2608145.359 | 2602781.9362 | 2597402.6169 | 2632819.1908
F2_Commercial_Hospital_Existing_Miscellaneous_Natural Gas_Market | F2 | Commercial | Market | Hospital | Existing | Miscellaneous | Natural Gas | Usage (GWh) | 0.028332 | 0.027226 | 0.030174 | 0.029435 | 0.030123 | 0.030042 | 0.02997 | 0.029906 | 0.029844 | 0.029782 | 0.02972 | 0.029658 | 0.029596 | 0.029535 | 0.029475 | 0.029415 | 0.029354 | 0.029295 | 0.029237 | 0.02918 | 0.029124 | 0.029069 | 0.029012 | 0.028956 | 0.028898 | 0.028841 | 0.028783 | 0.028725 | 0.028666 | 0.028608 | 0.028549 | 0.02849 | 0.028878
F3_Commercial_Hospital_Existing_Miscellaneous_Natural Gas_Market | F3 | Commercial | Market | Hospital | Existing | Miscellaneous | Natural Gas | Summer Peak Demand (MW) | 0 | 0 | 0 | 0 | 0 | 0 | 0 | 0 | 0 | 0 | 0 | 0 | 0 | 0 | 0 | 0 | 0 | 0 | 0 | 0 | 0 | 0 | 0 | 0 | 0 | 0 | 0 | 0 | 0 | 0 | 0 | 0 | 0
F4_Commercial_Hospital_Existing_Miscellaneous_Natural Gas_Market | F4 | Commercial | Market | Hospital | Existing | Miscellaneous | Natural Gas | Winter Peak Demand (MW) | 0 | 0 | 0 | 0 | 0 | 0 | 0 | 0 | 0 | 0 | 0 | 0 | 0 | 0 | 0 | 0 | 0 | 0 | 0 | 0 | 0 | 0 | 0 | 0 | 0 | 0 | 0 | 0 | 0 | 0 | 0 | 0 | 0
F1_Commercial_Hospital_New_Space Heating_Natural Gas_All | F1 | Commercial | All | Hospital | New | Space Heating | Natural Gas | Units | 0 | 0 | 0 | 0 | 0 | 0 | 0 | 0 | 0 | 0 | 0 | 0 | 0 | 0 | 0 | 0 | 0 | 0 | 0 | 0 | 0 | 0 | 0 | 0 | 0 | 0 | 0 | 0 | 0 | 0 | 0 | 0 | 0
F2_Commercial_Hospital_New_Space Heating_Natural Gas_All | F2 | Commercial | All | Hospital | New | Space Heating | Natural Gas | Usage (GWh) | 0 | 0 | 0 | 0 | 0 | 0 | 0 | 0 | 0 | 0 | 0 | 0 | 0 | 0 | 0 | 0 | 0 | 0 | 0 | 0 | 0 | 0 | 0 | 0 | 0 | 0 | 0 | 0 | 0 | 0 | 0 | 0 | 0
F3_Commercial_Hospital_New_Space Heating_Natural Gas_All | F3 | Commercial | All | Hospital | New | Space Heating | Natural Gas | Summer Peak Demand (MW) | 0 | 0 | 0 | 0 | 0 | 0 | 0 | 0 | 0 | 0 | 0 | 0 | 0 | 0 | 0 | 0 | 0 | 0 | 0 | 0 | 0 | 0 | 0 | 0 | 0 | 0 | 0 | 0 | 0 | 0 | 0 | 0 | 0
F4_Commercial_Hospital_New_Space Heating_Natural Gas_All | F4 | Commercial | All | Hospital | New | Space Heating | Natural Gas | Winter Peak Demand (MW) | 0 | 0 | 0 | 0 | 0 | 0 | 0 | 0 | 0 | 0 | 0 | 0 | 0 | 0 | 0 | 0 | 0 | 0 | 0 | 0 | 0 | 0 | 0 | 0 | 0 | 0 | 0 | 0 | 0 | 0 | 0 | 0 | 0
F1_Commercial_Hospital_New_Water Heating_Natural Gas_All | F1 | Commercial | All | Hospital | New | Water Heating | Natural Gas | Units | 0 | 3498.0272 | 20370.3117 | 31152.8831 | 44045.0499 | 57331.6071 | 70684.9313 | 82242.1905 | 93637.4806 | 105299.4949 | 117151.3395 | 128913.1476 | 140490.9895 | 151911.0184 | 163347.5551 | 174749.5038 | 186217.5292 | 197418.0098 | 208173.6024 | 218582.1627 | 228995.8369 | 239620.3744 | 250383.3776 | 261260.2606 | 272253.9968 | 283278.7078 | 294346.5179 | 305421.7828 | 316545.9058 | 327694.2774 | 338925.5944 | 350165.0756 | 354939.7098
F2_Commercial_Hospital_New_Water Heating_Natural Gas_All | F2 | Commercial | All | Hospital | New | Water Heating | Natural Gas | Usage (GWh) | 0 | 0.001038 | 0.0067334 | 0.010108 | 0.014291 | 0.018602 | 0.022935 | 0.026685 | 0.030382 | 0.034166 | 0.038012 | 0.041828 | 0.045584 | 0.04929 | 0.053001 | 0.0567 | 0.060421 | 0.064055 | 0.067545 | 0.070922 | 0.074301 | 0.077748 | 0.081241 | 0.08477 | 0.088337 | 0.091914 | 0.095505 | 0.099099 | 0.10271 | 0.10633 | 0.10997 | 0.11362 | 0.11517
F3_Commercial_Hospital_New_Water Heating_Natural Gas_All | F3 | Commercial | All | Hospital | New | Water Heating | Natural Gas | Summer Peak Demand (MW) | 0 | 0 | 0 | 0 | 0 | 0 | 0 | 0 | 0 | 0 | 0 | 0 | 0 | 0 | 0 | 0 | 0 | 0 | 0 | 0 | 0 | 0 | 0 | 0 | 0 | 0 | 0 | 0 | 0 | 0 | 0 | 0 | 0
F4_Commercial_Hospital_New_Water Heating_Natural Gas_All | F4 | Commercial | All | Hospital | New | Water Heating | Natural Gas | Winter Peak Demand (MW) | 0 | 0 | 0 | 0 | 0 | 0 | 0 | 0 | 0 | 0 | 0 | 0 | 0 | 0 | 0 | 0 | 0 | 0 | 0 | 0 | 0 | 0 | 0 | 0 | 0 | 0 | 0 | 0 | 0 | 0 | 0 | 0 | 0
F1_Commercial_Hospital_New_Food Preparation_Natural Gas_All | F1 | Commercial | All | Hospital | New | Food Preparation | Natural Gas | Units | 0 | 6619.6469 | 38548.6624 | 58953.5395 | 83350.603 | 108494.0084 | 133763.7635 | 155634.6553 | 177199.0378 | 199268.1675 | 221696.531 | 243954.5101 | 265864.3524 | 287475.5504 | 309117.9878 | 330694.9708 | 352396.9971 | 373592.7232 | 393946.5457 | 413643.6463 | 433350.4242 | 453456.2389 | 473824.0851 | 494407.4368 | 515211.921 | 536075.0215 | 557019.6827 | 577978.4513 | 599029.6787 | 620126.7939 | 641380.8744 | 662650.405 | 671685.8956
F2_Commercial_Hospital_New_Food Preparation_Natural Gas_All | F2 | Commercial | All | Hospital | New | Food Preparation | Natural Gas | Usage (GWh) | 0 | 0.0007992 | 0.005184 | 0.0073745 | 0.010108 | 0.012924 | 0.015755 | 0.018205 | 0.020621 | 0.023073 | 0.025475 | 0.027862 | 0.030228 | 0.032571 | 0.034906 | 0.037154 | 0.039568 | 0.041926 | 0.044185 | 0.046372 | 0.048525 | 0.050774 | 0.053052 | 0.055354 | 0.057681 | 0.060014 | 0.062356 | 0.0647 | 0.067054 | 0.069413 | 0.07179 | 0.074168 | 0.075178
F3_Commercial_Hospital_New_Food Preparation_Natural Gas_All | F3 | Commercial | All | Hospital | New | Food Preparation | Natural Gas | Summer Peak Demand (MW) | 0 | 0 | 0 | 0 | 0 | 0 | 0 | 0 | 0 | 0 | 0 | 0 | 0 | 0 | 0 | 0 | 0 | 0 | 0 | 0 | 0 | 0 | 0 | 0 | 0 | 0 | 0 | 0 | 0 | 0 | 0 | 0 | 0
F4_Commercial_Hospital_New_Food Preparation_Natural Gas_All | F4 | Commercial | All | Hospital | New | Food Preparation | Natural Gas | Winter Peak Demand (MW) | 0 | 0 | 0 | 0 | 0 | 0 | 0 | 0 | 0 | 0 | 0 | 0 | 0 | 0 | 0 | 0 | 0 | 0 | 0 | 0 | 0 | 0 | 0 | 0 | 0 | 0 | 0 | 0 | 0 | 0 | 0 | 0 | 0
F1_Commercial_Hospital_New_Miscellaneous_Natural Gas_All | F1 | Commercial | All | Hospital | New | Miscellaneous | Natural Gas | Units | 0 | 21601.6209 | 125794.2606 | 192380.6548 | 271994.5862 | 354044.0246 | 436505.7746 | 507876.1541 | 578246.3143 | 650263.5954 | 723453.1494 | 796086.6947 | 867584.18 | 938107.1113 | 1008731.985 | 1079143.264 | 1149962.5918 | 1219129.7307 | 1285549.5205 | 1349826.2569 | 1414134.5728 | 1479745.0489 | 1546210.6016 | 1613379.4046 | 1681269.82 | 1749351.516 | 1817699.3653 | 1886093.2506 | 1954788.853 | 2023634.1992 | 2092991.764 | 2162399.7462 | 2191884.8903
F2_Commercial_Hospital_New_Miscellaneous_Natural Gas_All | F2 | Commercial | All | Hospital | New | Miscellaneous | Natural Gas | Usage (GWh) | 0 | 0.00021668 | 0.0014057 | 0.0021101 | 0.0029834 | 0.0038834 | 0.0047879 | 0.0055707 | 0.0063426 | 0.0071325 | 0.0079353 | 0.008732 | 0.0095162 | 0.01029 | 0.011064 | 0.011837 | 0.012613 | 0.013372 | 0.014101 | 0.014806 | 0.015511 | 0.016231 | 0.01696 | 0.017697 | 0.018441 | 0.019188 | 0.019938 | 0.020688 | 0.021441 | 0.022196 | 0.022957 | 0.023719 | 0.024042
F3_Commercial_Hospital_New_Miscellaneous_Natural Gas_All | F3 | Commercial | All | Hospital | New | Miscellaneous | Natural Gas | Summer Peak Demand (MW) | 0 | 0 | 0 | 0 | 0 | 0 | 0 | 0 | 0 | 0 | 0 | 0 | 0 | 0 | 0 | 0 | 0 | 0 | 0 | 0 | 0 | 0 | 0 | 0 | 0 | 0 | 0 | 0 | 0 | 0 | 0 | 0 | 0
F4_Commercial_Hospital_New_Miscellaneous_Natural Gas_All | F4 | Commercial | All | Hospital | New | Miscellaneous | Natural Gas | Winter Peak Demand (MW) | 0 | 0 | 0 | 0 | 0 | 0 | 0 | 0 | 0 | 0 | 0 | 0 | 0 | 0 | 0 | 0 | 0 | 0 | 0 | 0 | 0 | 0 | 0 | 0 | 0 | 0 | 0 | 0 | 0 | 0 | 0 | 0 | 0
F1_Commercial_Hospital_New_Space Heating_Natural Gas_Market | F1 | Commercial | Market | Hospital | New | Space Heating | Natural Gas | Units | 0 | 21601.6209 | 125794.2606 | 192380.6548 | 271994.5862 | 354044.0246 | 436505.7746 | 507876.1541 | 578246.3143 | 650263.5954 | 723453.1494 | 796086.6947 | 867584.18 | 938107.1113 | 1008731.985 | 1079143.264 | 1149962.5918 | 1219129.7307 | 1285549.5205 | 1349826.2569 | 1414134.5728 | 1479745.0489 | 1546210.6016 | 1613379.4046 | 1681269.82 | 1749351.516 | 1817699.3653 | 1886093.2506 | 1954788.853 | 2023634.1992 | 2092991.764 | 2162399.7462 | 2191884.8903
F2_Commercial_Hospital_New_Space Heating_Natural Gas_Market | F2 | Commercial | Market | Hospital | New | Space Heating | Natural Gas | Usage (GWh) | 0 | 0 | 0 | 0 | 0 | 0 | 0 | 0 | 0 | 0 | 0 | 0 | 0 | 0 | 0 | 0 | 0 | 0 | 0 | 0 | 0 | 0 | 0 | 0 | 0 | 0 | 0 | 0 | 0 | 0 | 0 | 0 | 0
F3_Commercial_Hospital_New_Space Heating_Natural Gas_Market | F3 | Commercial | Market | Hospital | New | Space Heating | Natural Gas | Summer Peak Demand (MW) | 0 | 0 | 0 | 0 | 0 | 0 | 0 | 0 | 0 | 0 | 0 | 0 | 0 | 0 | 0 | 0 | 0 | 0 | 0 | 0 | 0 | 0 | 0 | 0 | 0 | 0 | 0 | 0 | 0 | 0 | 0 | 0 | 0
F4_Commercial_Hospital_New_Space Heating_Natural Gas_Market | F4 | Commercial | Market | Hospital | New | Space Heating | Natural Gas | Winter Peak Demand (MW) | 0 | 0 | 0 | 0 | 0 | 0 | 0 | 0 | 0 | 0 | 0 | 0 | 0 | 0 | 0 | 0 | 0 | 0 | 0 | 0 | 0 | 0 | 0 | 0 | 0 | 0 | 0 | 0 | 0 | 0 | 0 | 0 | 0
F1_Commercial_Hospital_New_Water Heating_Natural Gas_Market | F1 | Commercial | Market | Hospital | New | Water Heating | Natural Gas | Units | 0 | 21601.6209 | 125794.2606 | 192380.6548 | 271994.5862 | 354044.0246 | 436505.7746 | 507876.1541 | 578246.3143 | 650263.5954 | 723453.1494 | 796086.6947 | 867584.18 | 938107.1113 | 1008731.985 | 1079143.264 | 1149962.5918 | 1219129.7307 | 1285549.5205 | 1349826.2569 | 1414134.5728 | 1479745.0489 | 1546210.6016 | 1613379.4046 | 1681269.82 | 1749351.516 | 1817699.3653 | 1886093.2506 | 1954788.853 | 2023634.1992 | 2092991.764 | 2162399.7462 | 2191884.8903
F2_Commercial_Hospital_New_Water Heating_Natural Gas_Market | F2 | Commercial | Market | Hospital | New | Water Heating | Natural Gas | Usage (GWh) | 0 | 0.001038 | 0.0067334 | 0.010108 | 0.014291 | 0.018602 | 0.022935 | 0.026685 | 0.030382 | 0.034166 | 0.038012 | 0.041828 | 0.045584 | 0.04929 | 0.053001 | 0.0567 | 0.060421 | 0.064055 | 0.067545 | 0.070922 | 0.074301 | 0.077748 | 0.081241 | 0.08477 | 0.088337 | 0.091914 | 0.095505 | 0.099099 | 0.10271 | 0.10633 | 0.10997 | 0.11362 | 0.11517
F3_Commercial_Hospital_New_Water Heating_Natural Gas_Market | F3 | Commercial | Market | Hospital | New | Water Heating | Natural Gas | Summer Peak Demand (MW) | 0 | 0 | 0 | 0 | 0 | 0 | 0 | 0 | 0 | 0 | 0 | 0 | 0 | 0 | 0 | 0 | 0 | 0 | 0 | 0 | 0 | 0 | 0 | 0 | 0 | 0 | 0 | 0 | 0 | 0 | 0 | 0 | 0
F4_Commercial_Hospital_New_Water Heating_Natural Gas_Market | F4 | Commercial | Market | Hospital | New | Water Heating | Natural Gas | Winter Peak Demand (MW) | 0 | 0 | 0 | 0 | 0 | 0 | 0 | 0 | 0 | 0 | 0 | 0 | 0 | 0 | 0 | 0 | 0 | 0 | 0 | 0 | 0 | 0 | 0 | 0 | 0 | 0 | 0 | 0 | 0 | 0 | 0 | 0 | 0
F1_Commercial_Hospital_New_Food Preparation_Natural Gas_Market | F1 | Commercial | Market | Hospital | New | Food Preparation | Natural Gas | Units | 0 | 21601.6209 | 125794.2606 | 192380.6548 | 271994.5862 | 354044.0246 | 436505.7746 | 507876.1541 | 578246.3143 | 650263.5954 | 723453.1494 | 796086.6947 | 867584.18 | 938107.1113 | 1008731.985 | 1079143.264 | 1149962.5918 | 1219129.7307 | 1285549.5205 | 1349826.2569 | 1414134.5728 | 1479745.0489 | 1546210.6016 | 1613379.4046 | 1681269.82 | 1749351.516 | 1817699.3653 | 1886093.2506 | 1954788.853 | 2023634.1992 | 2092991.764 | 2162399.7462 | 2191884.8903
F2_Commercial_Hospital_New_Food Preparation_Natural Gas_Market | F2 | Commercial | Market | Hospital | New | Food Preparation | Natural Gas | Usage (GWh) | 0 | 0.0007992 | 0.005184 | 0.0073745 | 0.010108 | 0.012924 | 0.015755 | 0.018205 | 0.020621 | 0.023073 | 0.025475 | 0.027862 | 0.030228 | 0.032571 | 0.034906 | 0.037154 | 0.039568 | 0.041926 | 0.044185 | 0.046372 | 0.048525 | 0.050774 | 0.053052 | 0.055354 | 0.057681 | 0.060014 | 0.062356 | 0.0647 | 0.067054 | 0.069413 | 0.07179 | 0.074168 | 0.075178
F3_Commercial_Hospital_New_Food Preparation_Natural Gas_Market | F3 | Commercial | Market | Hospital | New | Food Preparation | Natural Gas | Summer Peak Demand (MW) | 0 | 0 | 0 | 0 | 0 | 0 | 0 | 0 | 0 | 0 | 0 | 0 | 0 | 0 | 0 | 0 | 0 | 0 | 0 | 0 | 0 | 0 | 0 | 0 | 0 | 0 | 0 | 0 | 0 | 0 | 0 | 0 | 0
F4_Commercial_Hospital_New_Food Preparation_Natural Gas_Market | F4 | Commercial | Market | Hospital | New | Food Preparation | Natural Gas | Winter Peak Demand (MW) | 0 | 0 | 0 | 0 | 0 | 0 | 0 | 0 | 0 | 0 | 0 | 0 | 0 | 0 | 0 | 0 | 0 | 0 | 0 | 0 | 0 | 0 | 0 | 0 | 0 | 0 | 0 | 0 | 0 | 0 | 0 | 0 | 0
F1_Commercial_Hospital_New_Miscellaneous_Natural Gas_Market | F1 | Commercial | Market | Hospital | New | Miscellaneous | Natural Gas | Units | 0 | 21601.6209 | 125794.2606 | 192380.6548 | 271994.5862 | 354044.0246 | 436505.7746 | 507876.1541 | 578246.3143 | 650263.5954 | 723453.1494 | 796086.6947 | 867584.18 | 938107.1113 | 1008731.985 | 1079143.264 | 1149962.5918 | 1219129.7307 | 1285549.5205 | 1349826.2569 | 1414134.5728 | 1479745.0489 | 1546210.6016 | 1613379.4046 | 1681269.82 | 1749351.516 | 1817699.3653 | 1886093.2506 | 1954788.853 | 2023634.1992 | 2092991.764 | 2162399.7462 | 2191884.8903
F2_Commercial_Hospital_New_Miscellaneous_Natural Gas_Market | F2 | Commercial | Market | Hospital | New | Miscellaneous | Natural Gas | Usage (GWh) | 0 | 0.00021668 | 0.0014057 | 0.0021101 | 0.0029834 | 0.0038834 | 0.0047879 | 0.0055707 | 0.0063426 | 0.0071325 | 0.0079353 | 0.008732 | 0.0095162 | 0.01029 | 0.011064 | 0.011837 | 0.012613 | 0.013372 | 0.014101 | 0.014806 | 0.015511 | 0.016231 | 0.01696 | 0.017697 | 0.018441 | 0.019188 | 0.019938 | 0.020688 | 0.021441 | 0.022196 | 0.022957 | 0.023719 | 0.024042
F3_Commercial_Hospital_New_Miscellaneous_Natural Gas_Market | F3 | Commercial | Market | Hospital | New | Miscellaneous | Natural Gas | Summer Peak Demand (MW) | 0 | 0 | 0 | 0 | 0 | 0 | 0 | 0 | 0 | 0 | 0 | 0 | 0 | 0 | 0 | 0 | 0 | 0 | 0 | 0 | 0 | 0 | 0 | 0 | 0 | 0 | 0 | 0 | 0 | 0 | 0 | 0 | 0
F4_Commercial_Hospital_New_Miscellaneous_Natural Gas_Market | F4 | Commercial | Market | Hospital | New | Miscellaneous | Natural Gas | Winter Peak Demand (MW) | 0 | 0 | 0 | 0 | 0 | 0 | 0 | 0 | 0 | 0 | 0 | 0 | 0 | 0 | 0 | 0 | 0 | 0 | 0 | 0 | 0 | 0 | 0 | 0 | 0 | 0 | 0 | 0 | 0 | 0 | 0 | 0 | 0
F1_Commercial_Other Health_Existing_Space Heating_Natural Gas_All | F1 | Commercial | All | Other Health | Existing | Space Heating | Natural Gas | Units | 1504578.1591 | 1496923.205 | 1489268.2509 | 1480023.8745 | 1514605.6466 | 1510535.2639 | 1506941.9168 | 1503705.4297 | 1500578.6827 | 1497471.2962 | 1494348.3563 | 1491229.5982 | 1488137.4205 | 1485079.5237 | 1482036.6006 | 1479005.7434 | 1475972.1313 | 1472972.7363 | 1470049.6887 | 1467210.9761 | 1464413.7564 | 1461609.2081 | 1458782.5975 | 1455929.7759 | 1453048.3032 | 1450148.3705 | 1447233.502 | 1444310.1495 | 1441376.0585 | 1438433.3591 | 1435475.3467 | 1432508.5671 | 1452041.367
F2_Commercial_Other Health_Existing_Space Heating_Natural Gas_All | F2 | Commercial | All | Other Health | Existing | Space Heating | Natural Gas | Usage (GWh) | 0.34831 | 0.33584 | 0.37157 | 0.36189 | 0.37052 | 0.36819 | 0.36596 | 0.36375 | 0.36152 | 0.35926 | 0.35695 | 0.3546 | 0.3522 | 0.34976 | 0.34726 | 0.3447 | 0.34208 | 0.3394 | 0.33668 | 0.33391 | 0.33109 | 0.32826 | 0.3254 | 0.32252 | 0.31958 | 0.31669 | 0.31382 | 0.31099 | 0.30819 | 0.30543 | 0.30268 | 0.29997 | 0.30382
F3_Commercial_Other Health_Existing_Space Heating_Natural Gas_All | F3 | Commercial | All | Other Health | Existing | Space Heating | Natural Gas | Summer Peak Demand (MW) | 0 | 0 | 0 | 0 | 0 | 0 | 0 | 0 | 0 | 0 | 0 | 0 | 0 | 0 | 0 | 0 | 0 | 0 | 0 | 0 | 0 | 0 | 0 | 0 | 0 | 0 | 0 | 0 | 0 | 0 | 0 | 0 | 0
F4_Commercial_Other Health_Existing_Space Heating_Natural Gas_All | F4 | Commercial | All | Other Health | Existing | Space Heating | Natural Gas | Winter Peak Demand (MW) | 0 | 0 | 0 | 0 | 0 | 0 | 0 | 0 | 0 | 0 | 0 | 0 | 0 | 0 | 0 | 0 | 0 | 0 | 0 | 0 | 0 | 0 | 0 | 0 | 0 | 0 | 0 | 0 | 0 | 0 | 0 | 0 | 0
F1_Commercial_Other Health_Existing_Water Heating_Natural Gas_All | F1 | Commercial | All | Other Health | Existing | Water Heating | Natural Gas | Units | 1646556.6107 | 1638179.3023 | 1629801.994 | 1619685.2785 | 1657530.335 | 1653075.8535 | 1649143.4228 | 1645601.5268 | 1642179.7266 | 1638779.1138 | 1635361.4799 | 1631948.4223 | 1628564.4535 | 1625218.0005 | 1621887.9341 | 1618571.0722 | 1615251.1954 | 1611968.7646 | 1608769.8857 | 1605663.3 | 1602602.1227 | 1599532.9251 | 1596439.5835 | 1593317.5574 | 1590164.1765 | 1586990.5937 | 1583800.6658 | 1580601.4531 | 1577390.4887 | 1574170.1035 | 1570932.9604 | 1567686.2228 | 1589062.2215
F2_Commercial_Other Health_Existing_Water Heating_Natural Gas_All | F2 | Commercial | All | Other Health | Existing | Water Heating | Natural Gas | Usage (GWh) | 0.62535 | 0.59308 | 0.64677 | 0.6197 | 0.62079 | 0.60797 | 0.59614 | 0.58558 | 0.57646 | 0.56896 | 0.56273 | 0.55754 | 0.55317 | 0.54947 | 0.5463 | 0.54355 | 0.54113 | 0.53899 | 0.53709 | 0.53539 | 0.53384 | 0.53239 | 0.53102 | 0.52972 | 0.52845 | 0.52722 | 0.52603 | 0.52486 | 0.5237 | 0.52256 | 0.52143 | 0.52031 | 0.52737
F3_Commercial_Other Health_Existing_Water Heating_Natural Gas_All | F3 | Commercial | All | Other Health | Existing | Water Heating | Natural Gas | Summer Peak Demand (MW) | 0 | 0 | 0 | 0 | 0 | 0 | 0 | 0 | 0 | 0 | 0 | 0 | 0 | 0 | 0 | 0 | 0 | 0 | 0 | 0 | 0 | 0 | 0 | 0 | 0 | 0 | 0 | 0 | 0 | 0 | 0 | 0 | 0
F4_Commercial_Other Health_Existing_Water Heating_Natural Gas_All | F4 | Commercial | All | Other Health | Existing | Water Heating | Natural Gas | Winter Peak Demand (MW) | 0 | 0 | 0 | 0 | 0 | 0 | 0 | 0 | 0 | 0 | 0 | 0 | 0 | 0 | 0 | 0 | 0 | 0 | 0 | 0 | 0 | 0 | 0 | 0 | 0 | 0 | 0 | 0 | 0 | 0 | 0 | 0 | 0
F1_Commercial_Other Health_Existing_Food Preparation_Natural Gas_All | F1 | Commercial | All | Other Health | Existing | Food Preparation | Natural Gas | Units | 1035528.3821 | 1030259.8474 | 1024991.3127 | 1018628.8555 | 1042429.8168 | 1039628.3692 | 1037155.2422 | 1034927.7246 | 1032775.7359 | 1030637.0721 | 1028487.7036 | 1026341.2132 | 1024213.0168 | 1022108.4144 | 1020014.1176 | 1017928.1251 | 1015840.2366 | 1013775.8981 | 1011764.1058 | 1009810.3572 | 1007885.1662 | 1005954.9312 | 1004009.5119 | 1002046.0527 | 1000062.8744 | 998066.9909 | 996060.828 | 994048.8258 | 992029.4328 | 990004.1152 | 987968.2583 | 985926.3674 | 999369.8489
F2_Commercial_Other Health_Existing_Food Preparation_Natural Gas_All | F2 | Commercial | All | Other Health | Existing | Food Preparation | Natural Gas | Usage (GWh) | 0.13351 | 0.1283 | 0.14219 | 0.13815 | 0.13983 | 0.13796 | 0.13581 | 0.13343 | 0.13085 | 0.12866 | 0.12679 | 0.12518 | 0.12382 | 0.12265 | 0.12165 | 0.12078 | 0.12002 | 0.11934 | 0.11875 | 0.11817 | 0.11765 | 0.11723 | 0.11684 | 0.11648 | 0.11613 | 0.1158 | 0.11549 | 0.11519 | 0.11489 | 0.1146 | 0.11432 | 0.11405 | 0.11557
F3_Commercial_Other Health_Existing_Food Preparation_Natural Gas_All | F3 | Commercial | All | Other Health | Existing | Food Preparation | Natural Gas | Summer Peak Demand (MW) | 0 | 0 | 0 | 0 | 0 | 0 | 0 | 0 | 0 | 0 | 0 | 0 | 0 | 0 | 0 | 0 | 0 | 0 | 0 | 0 | 0 | 0 | 0 | 0 | 0 | 0 | 0 | 0 | 0 | 0 | 0 | 0 | 0
F4_Commercial_Other Health_Existing_Food Preparation_Natural Gas_All | F4 | Commercial | All | Other Health | Existing | Food Preparation | Natural Gas | Winter Peak Demand (MW) | 0 | 0 | 0 | 0 | 0 | 0 | 0 | 0 | 0 | 0 | 0 | 0 | 0 | 0 | 0 | 0 | 0 | 0 | 0 | 0 | 0 | 0 | 0 | 0 | 0 | 0 | 0 | 0 | 0 | 0 | 0 | 0 | 0
F1_Commercial_Other Health_Existing_Miscellaneous_Natural Gas_All | F1 | Commercial | All | Other Health | Existing | Miscellaneous | Natural Gas | Units | 1689598.5377 | 1681002.2417 | 1672405.9457 | 1662024.7736 | 1700859.1214 | 1696288.1972 | 1692252.9705 | 1688618.4874 | 1685107.2393 | 1681617.7326 | 1678110.7598 | 1674608.483 | 1671136.0553 | 1667702.124 | 1664285.0078 | 1660881.4413 | 1657474.781 | 1654106.5456 | 1650824.0462 | 1647636.2526 | 1644495.0544 | 1641345.6262 | 1638171.4229 | 1634967.7852 | 1631731.9732 | 1628475.4311 | 1625202.1166 | 1621919.2747 | 1618624.3739 | 1615319.806 | 1611998.0422 | 1608666.433 | 1630601.2125
F2_Commercial_Other Health_Existing_Miscellaneous_Natural Gas_All | F2 | Commercial | All | Other Health | Existing | Miscellaneous | Natural Gas | Usage (GWh) | 0.013346 | 0.012825 | 0.014214 | 0.013866 | 0.01419 | 0.014152 | 0.014118 | 0.014088 | 0.014058 | 0.014029 | 0.014 | 0.013971 | 0.013942 | 0.013913 | 0.013885 | 0.013856 | 0.013828 | 0.0138 | 0.013772 | 0.013746 | 0.01372 | 0.013693 | 0.013667 | 0.01364 | 0.013613 | 0.013586 | 0.013559 | 0.013531 | 0.013504 | 0.013476 | 0.013448 | 0.013421 | 0.013604
F3_Commercial_Other Health_Existing_Miscellaneous_Natural Gas_All | F3 | Commercial | All | Other Health | Existing | Miscellaneous | Natural Gas | Summer Peak Demand (MW) | 0 | 0 | 0 | 0 | 0 | 0 | 0 | 0 | 0 | 0 | 0 | 0 | 0 | 0 | 0 | 0 | 0 | 0 | 0 | 0 | 0 | 0 | 0 | 0 | 0 | 0 | 0 | 0 | 0 | 0 | 0 | 0 | 0
F4_Commercial_Other Health_Existing_Miscellaneous_Natural Gas_All | F4 | Commercial | All | Other Health | Existing | Miscellaneous | Natural Gas | Winter Peak Demand (MW) | 0 | 0 | 0 | 0 | 0 | 0 | 0 | 0 | 0 | 0 | 0 | 0 | 0 | 0 | 0 | 0 | 0 | 0 | 0 | 0 | 0 | 0 | 0 | 0 | 0 | 0 | 0 | 0 | 0 | 0 | 0 | 0 | 0
F1_Commercial_Other Health_Existing_Space Heating_Natural Gas_Market | F1 | Commercial | Market | Other Health | Existing | Space Heating | Natural Gas | Units | 1689598.5377 | 1681002.2417 | 1672405.9457 | 1662024.7736 | 1700859.1214 | 1696288.1972 | 1692252.9705 | 1688618.4874 | 1685107.2393 | 1681617.7326 | 1678110.7598 | 1674608.483 | 1671136.0553 | 1667702.124 | 1664285.0078 | 1660881.4413 | 1657474.781 | 1654106.5456 | 1650824.0462 | 1647636.2526 | 1644495.0544 | 1641345.6262 | 1638171.4229 | 1634967.7852 | 1631731.9732 | 1628475.4311 | 1625202.1166 | 1621919.2747 | 1618624.3739 | 1615319.806 | 1611998.0422 | 1608666.433 | 1630601.2125
F2_Commercial_Other Health_Existing_Space Heating_Natural Gas_Market | F2 | Commercial | Market | Other Health | Existing | Space Heating | Natural Gas | Usage (GWh) | 0.34831 | 0.33584 | 0.37157 | 0.36189 | 0.37052 | 0.36819 | 0.36596 | 0.36375 | 0.36152 | 0.35926 | 0.35695 | 0.3546 | 0.3522 | 0.34976 | 0.34726 | 0.3447 | 0.34208 | 0.3394 | 0.33668 | 0.33391 | 0.33109 | 0.32826 | 0.3254 | 0.32252 | 0.31958 | 0.31669 | 0.31382 | 0.31099 | 0.30819 | 0.30543 | 0.30268 | 0.29997 | 0.30382
F3_Commercial_Other Health_Existing_Space Heating_Natural Gas_Market | F3 | Commercial | Market | Other Health | Existing | Space Heating | Natural Gas | Summer Peak Demand (MW) | 0 | 0 | 0 | 0 | 0 | 0 | 0 | 0 | 0 | 0 | 0 | 0 | 0 | 0 | 0 | 0 | 0 | 0 | 0 | 0 | 0 | 0 | 0 | 0 | 0 | 0 | 0 | 0 | 0 | 0 | 0 | 0 | 0
F4_Commercial_Other Health_Existing_Space Heating_Natural Gas_Market | F4 | Commercial | Market | Other Health | Existing | Space Heating | Natural Gas | Winter Peak Demand (MW) | 0 | 0 | 0 | 0 | 0 | 0 | 0 | 0 | 0 | 0 | 0 | 0 | 0 | 0 | 0 | 0 | 0 | 0 | 0 | 0 | 0 | 0 | 0 | 0 | 0 | 0 | 0 | 0 | 0 | 0 | 0 | 0 | 0
F1_Commercial_Other Health_Existing_Water Heating_Natural Gas_Market | F1 | Commercial | Market | Other Health | Existing | Water Heating | Natural Gas | Units | 1689598.5377 | 1681002.2417 | 1672405.9457 | 1662024.7736 | 1700859.1214 | 1696288.1972 | 1692252.9705 | 1688618.4874 | 1685107.2393 | 1681617.7326 | 1678110.7598 | 1674608.483 | 1671136.0553 | 1667702.124 | 1664285.0078 | 1660881.4413 | 1657474.781 | 1654106.5456 | 1650824.0462 | 1647636.2526 | 1644495.0544 | 1641345.6262 | 1638171.4229 | 1634967.7852 | 1631731.9732 | 1628475.4311 | 1625202.1166 | 1621919.2747 | 1618624.3739 | 1615319.806 | 1611998.0422 | 1608666.433 | 1630601.2125
F2_Commercial_Other Health_Existing_Water Heating_Natural Gas_Market | F2 | Commercial | Market | Other Health | Existing | Water Heating | Natural Gas | Usage (GWh) | 0.62535 | 0.59308 | 0.64677 | 0.6197 | 0.62079 | 0.60797 | 0.59614 | 0.58558 | 0.57646 | 0.56896 | 0.56273 | 0.55754 | 0.55317 | 0.54947 | 0.5463 | 0.54355 | 0.54113 | 0.53899 | 0.53709 | 0.53539 | 0.53384 | 0.53239 | 0.53102 | 0.52972 | 0.52845 | 0.52722 | 0.52603 | 0.52486 | 0.5237 | 0.52256 | 0.52143 | 0.52031 | 0.52737
F3_Commercial_Other Health_Existing_Water Heating_Natural Gas_Market | F3 | Commercial | Market | Other Health | Existing | Water Heating | Natural Gas | Summer Peak Demand (MW) | 0 | 0 | 0 | 0 | 0 | 0 | 0 | 0 | 0 | 0 | 0 | 0 | 0 | 0 | 0 | 0 | 0 | 0 | 0 | 0 | 0 | 0 | 0 | 0 | 0 | 0 | 0 | 0 | 0 | 0 | 0 | 0 | 0
F4_Commercial_Other Health_Existing_Water Heating_Natural Gas_Market | F4 | Commercial | Market | Other Health | Existing | Water Heating | Natural Gas | Winter Peak Demand (MW) | 0 | 0 | 0 | 0 | 0 | 0 | 0 | 0 | 0 | 0 | 0 | 0 | 0 | 0 | 0 | 0 | 0 | 0 | 0 | 0 | 0 | 0 | 0 | 0 | 0 | 0 | 0 | 0 | 0 | 0 | 0 | 0 | 0
F1_Commercial_Other Health_Existing_Food Preparation_Natural Gas_Market | F1 | Commercial | Market | Other Health | Existing | Food Preparation | Natural Gas | Units | 1689598.5377 | 1681002.2417 | 1672405.9457 | 1662024.7736 | 1700859.1214 | 1696288.1972 | 1692252.9705 | 1688618.4874 | 1685107.2393 | 1681617.7326 | 1678110.7598 | 1674608.483 | 1671136.0553 | 1667702.124 | 1664285.0078 | 1660881.4413 | 1657474.781 | 1654106.5456 | 1650824.0462 | 1647636.2526 | 1644495.0544 | 1641345.6262 | 1638171.4229 | 1634967.7852 | 1631731.9732 | 1628475.4311 | 1625202.1166 | 1621919.2747 | 1618624.3739 | 1615319.806 | 1611998.0422 | 1608666.433 | 1630601.2125
F2_Commercial_Other Health_Existing_Food Preparation_Natural Gas_Market | F2 | Commercial | Market | Other Health | Existing | Food Preparation | Natural Gas | Usage (GWh) | 0.13351 | 0.1283 | 0.14219 | 0.13815 | 0.13983 | 0.13796 | 0.13581 | 0.13343 | 0.13085 | 0.12866 | 0.12679 | 0.12518 | 0.12382 | 0.12265 | 0.12165 | 0.12078 | 0.12002 | 0.11934 | 0.11875 | 0.11817 | 0.11765 | 0.11723 | 0.11684 | 0.11648 | 0.11613 | 0.1158 | 0.11549 | 0.11519 | 0.11489 | 0.1146 | 0.11432 | 0.11405 | 0.11557
F3_Commercial_Other Health_Existing_Food Preparation_Natural Gas_Market | F3 | Commercial | Market | Other Health | Existing | Food Preparation | Natural Gas | Summer Peak Demand (MW) | 0 | 0 | 0 | 0 | 0 | 0 | 0 | 0 | 0 | 0 | 0 | 0 | 0 | 0 | 0 | 0 | 0 | 0 | 0 | 0 | 0 | 0 | 0 | 0 | 0 | 0 | 0 | 0 | 0 | 0 | 0 | 0 | 0
F4_Commercial_Other Health_Existing_Food Preparation_Natural Gas_Market | F4 | Commercial | Market | Other Health | Existing | Food Preparation | Natural Gas | Winter Peak Demand (MW) | 0 | 0 | 0 | 0 | 0 | 0 | 0 | 0 | 0 | 0 | 0 | 0 | 0 | 0 | 0 | 0 | 0 | 0 | 0 | 0 | 0 | 0 | 0 | 0 | 0 | 0 | 0 | 0 | 0 | 0 | 0 | 0 | 0
F1_Commercial_Other Health_Existing_Miscellaneous_Natural Gas_Market | F1 | Commercial | Market | Other Health | Existing | Miscellaneous | Natural Gas | Units | 1689598.5377 | 1681002.2417 | 1672405.9457 | 1662024.7736 | 1700859.1214 | 1696288.1972 | 1692252.9705 | 1688618.4874 | 1685107.2393 | 1681617.7326 | 1678110.7598 | 1674608.483 | 1671136.0553 | 1667702.124 | 1664285.0078 | 1660881.4413 | 1657474.781 | 1654106.5456 | 1650824.0462 | 1647636.2526 | 1644495.0544 | 1641345.6262 | 1638171.4229 | 1634967.7852 | 1631731.9732 | 1628475.4311 | 1625202.1166 | 1621919.2747 | 1618624.3739 | 1615319.806 | 1611998.0422 | 1608666.433 | 1630601.2125
F2_Commercial_Other Health_Existing_Miscellaneous_Natural Gas_Market | F2 | Commercial | Market | Other Health | Existing | Miscellaneous | Natural Gas | Usage (GWh) | 0.013346 | 0.012825 | 0.014214 | 0.013866 | 0.01419 | 0.014152 | 0.014118 | 0.014088 | 0.014058 | 0.014029 | 0.014 | 0.013971 | 0.013942 | 0.013913 | 0.013885 | 0.013856 | 0.013828 | 0.0138 | 0.013772 | 0.013746 | 0.01372 | 0.013693 | 0.013667 | 0.01364 | 0.013613 | 0.013586 | 0.013559 | 0.013531 | 0.013504 | 0.013476 | 0.013448 | 0.013421 | 0.013604
F3_Commercial_Other Health_Existing_Miscellaneous_Natural Gas_Market | F3 | Commercial | Market | Other Health | Existing | Miscellaneous | Natural Gas | Summer Peak Demand (MW) | 0 | 0 | 0 | 0 | 0 | 0 | 0 | 0 | 0 | 0 | 0 | 0 | 0 | 0 | 0 | 0 | 0 | 0 | 0 | 0 | 0 | 0 | 0 | 0 | 0 | 0 | 0 | 0 | 0 | 0 | 0 | 0 | 0
F4_Commercial_Other Health_Existing_Miscellaneous_Natural Gas_Market | F4 | Commercial | Market | Other Health | Existing | Miscellaneous | Natural Gas | Winter Peak Demand (MW) | 0 | 0 | 0 | 0 | 0 | 0 | 0 | 0 | 0 | 0 | 0 | 0 | 0 | 0 | 0 | 0 | 0 | 0 | 0 | 0 | 0 | 0 | 0 | 0 | 0 | 0 | 0 | 0 | 0 | 0 | 0 | 0 | 0
F1_Commercial_Other Health_New_Space Heating_Natural Gas_All | F1 | Commercial | All | Other Health | New | Space Heating | Natural Gas | Units | 0 | 0 | 0 | 0 | 0 | 0 | 0 | 0 | 0 | 0 | 0 | 0 | 0 | 0 | 0 | 0 | 0 | 0 | 0 | 0 | 0 | 0 | 0 | 0 | 0 | 0 | 0 | 0 | 0 | 0 | 0 | 0 | 0
F2_Commercial_Other Health_New_Space Heating_Natural Gas_All | F2 | Commercial | All | Other Health | New | Space Heating | Natural Gas | Usage (GWh) | 0 | 0 | 0 | 0 | 0 | 0 | 0 | 0 | 0 | 0 | 0 | 0 | 0 | 0 | 0 | 0 | 0 | 0 | 0 | 0 | 0 | 0 | 0 | 0 | 0 | 0 | 0 | 0 | 0 | 0 | 0 | 0 | 0
F3_Commercial_Other Health_New_Space Heating_Natural Gas_All | F3 | Commercial | All | Other Health | New | Space Heating | Natural Gas | Summer Peak Demand (MW) | 0 | 0 | 0 | 0 | 0 | 0 | 0 | 0 | 0 | 0 | 0 | 0 | 0 | 0 | 0 | 0 | 0 | 0 | 0 | 0 | 0 | 0 | 0 | 0 | 0 | 0 | 0 | 0 | 0 | 0 | 0 | 0 | 0
F4_Commercial_Other Health_New_Space Heating_Natural Gas_All | F4 | Commercial | All | Other Health | New | Space Heating | Natural Gas | Winter Peak Demand (MW) | 0 | 0 | 0 | 0 | 0 | 0 | 0 | 0 | 0 | 0 | 0 | 0 | 0 | 0 | 0 | 0 | 0 | 0 | 0 | 0 | 0 | 0 | 0 | 0 | 0 | 0 | 0 | 0 | 0 | 0 | 0 | 0 | 0
F1_Commercial_Other Health_New_Water Heating_Natural Gas_All | F1 | Commercial | All | Other Health | New | Water Heating | Natural Gas | Units | 0 | 2607.5714 | 15184.8564 | 23222.6225 | 32832.9665 | 42737.305 | 52691.4145 | 61306.6642 | 69801.1756 | 78494.5139 | 87329.3596 | 96097.0883 | 104727.6812 | 113240.6339 | 121765.8922 | 130265.3671 | 138814.0984 | 147163.3909 | 155181.0458 | 162940.0088 | 170702.7838 | 178622.745 | 186645.924 | 194753.9937 | 202949.1706 | 211167.4372 | 219417.8318 | 227673.7834 | 235966.1558 | 244276.6041 | 252648.8833 | 261027.2484 | 264586.4543
F2_Commercial_Other Health_New_Water Heating_Natural Gas_All | F2 | Commercial | All | Other Health | New | Water Heating | Natural Gas | Usage (GWh) | 0 | 0.00079119 | 0.0051325 | 0.0077049 | 0.010893 | 0.01418 | 0.017482 | 0.020341 | 0.023159 | 0.026043 | 0.028974 | 0.031883 | 0.034747 | 0.037571 | 0.0404 | 0.04322 | 0.046056 | 0.048826 | 0.051486 | 0.054061 | 0.056636 | 0.059264 | 0.061926 | 0.064616 | 0.067335 | 0.070062 | 0.072799 | 0.075538 | 0.07829 | 0.081047 | 0.083825 | 0.086604 | 0.087785
F3_Commercial_Other Health_New_Water Heating_Natural Gas_All | F3 | Commercial | All | Other Health | New | Water Heating | Natural Gas | Summer Peak Demand (MW) | 0 | 0 | 0 | 0 | 0 | 0 | 0 | 0 | 0 | 0 | 0 | 0 | 0 | 0 | 0 | 0 | 0 | 0 | 0 | 0 | 0 | 0 | 0 | 0 | 0 | 0 | 0 | 0 | 0 | 0 | 0 | 0 | 0
F4_Commercial_Other Health_New_Water Heating_Natural Gas_All | F4 | Commercial | All | Other Health | New | Water Heating | Natural Gas | Winter Peak Demand (MW) | 0 | 0 | 0 | 0 | 0 | 0 | 0 | 0 | 0 | 0 | 0 | 0 | 0 | 0 | 0 | 0 | 0 | 0 | 0 | 0 | 0 | 0 | 0 | 0 | 0 | 0 | 0 | 0 | 0 | 0 | 0 | 0 | 0
F1_Commercial_Other Health_New_Food Preparation_Natural Gas_All | F1 | Commercial | All | Other Health | New | Food Preparation | Natural Gas | Units | 0 | 4099.7894 | 23874.5964 | 36512.0831 | 51622.0767 | 67194.3073 | 82844.7908 | 96390.2339 | 109745.8446 | 123414.0638 | 137304.7696 | 151089.95 | 164659.5167 | 178044.1219 | 191448.0749 | 204811.4896 | 218252.3482 | 231379.6365 | 243985.5032 | 256184.638 | 268389.7662 | 280842.0326 | 293456.5846 | 306204.6071 | 319089.585 | 332010.8662 | 344982.6609 | 357963.1927 | 371000.9877 | 384067.2028 | 397230.6321 | 410403.6303 | 415999.6401
F2_Commercial_Other Health_New_Food Preparation_Natural Gas_All | F2 | Commercial | All | Other Health | New | Food Preparation | Natural Gas | Usage (GWh) | 0 | 0.00051053 | 0.0033116 | 0.0047108 | 0.0064568 | 0.0082561 | 0.010064 | 0.011629 | 0.013172 | 0.014739 | 0.016273 | 0.017798 | 0.01931 | 0.020806 | 0.022298 | 0.023734 | 0.025276 | 0.026782 | 0.028226 | 0.029622 | 0.030997 | 0.032434 | 0.033889 | 0.03536 | 0.036847 | 0.038337 | 0.039833 | 0.04133 | 0.042834 | 0.044341 | 0.045859 | 0.047378 | 0.048023
F3_Commercial_Other Health_New_Food Preparation_Natural Gas_All | F3 | Commercial | All | Other Health | New | Food Preparation | Natural Gas | Summer Peak Demand (MW) | 0 | 0 | 0 | 0 | 0 | 0 | 0 | 0 | 0 | 0 | 0 | 0 | 0 | 0 | 0 | 0 | 0 | 0 | 0 | 0 | 0 | 0 | 0 | 0 | 0 | 0 | 0 | 0 | 0 | 0 | 0 | 0 | 0
F4_Commercial_Other Health_New_Food Preparation_Natural Gas_All | F4 | Commercial | All | Other Health | New | Food Preparation | Natural Gas | Winter Peak Demand (MW) | 0 | 0 | 0 | 0 | 0 | 0 | 0 | 0 | 0 | 0 | 0 | 0 | 0 | 0 | 0 | 0 | 0 | 0 | 0 | 0 | 0 | 0 | 0 | 0 | 0 | 0 | 0 | 0 | 0 | 0 | 0 | 0 | 0
F1_Commercial_Other Health_New_Miscellaneous_Natural Gas_All | F1 | Commercial | All | Other Health | New | Miscellaneous | Natural Gas | Units | 0 | 13378.6738 | 77908.9861 | 119148.3753 | 168456.1946 | 219272.4125 | 270343.9901 | 314546.2763 | 358129.0901 | 402732.0261 | 448060.9936 | 493045.6046 | 537326.612 | 581004.0425 | 624744.6097 | 668352.8898 | 712213.8896 | 755051.6283 | 796187.8333 | 835996.7668 | 875825.2588 | 916460.2261 | 957624.7736 | 999224.8698 | 1041271.887 | 1083437.3712 | 1125767.6939 | 1168126.5284 | 1210672.2273 | 1253310.668 | 1296266.3445 | 1339253.2462 | 1357514.4743
F2_Commercial_Other Health_New_Miscellaneous_Natural Gas_All | F2 | Commercial | All | Other Health | New | Miscellaneous | Natural Gas | Usage (GWh) | 0 | 0.00010207 | 0.00066216 | 0.00099402 | 0.0014054 | 0.0018293 | 0.0022554 | 0.0026242 | 0.0029878 | 0.0033599 | 0.003738 | 0.0041133 | 0.0044828 | 0.0048472 | 0.0052121 | 0.0055759 | 0.0059418 | 0.0062992 | 0.0066424 | 0.0069745 | 0.0073068 | 0.0076458 | 0.0079892 | 0.0083362 | 0.008687 | 0.0090388 | 0.009392 | 0.0097453 | 0.0101 | 0.010456 | 0.010814 | 0.011173 | 0.011325
F3_Commercial_Other Health_New_Miscellaneous_Natural Gas_All | F3 | Commercial | All | Other Health | New | Miscellaneous | Natural Gas | Summer Peak Demand (MW) | 0 | 0 | 0 | 0 | 0 | 0 | 0 | 0 | 0 | 0 | 0 | 0 | 0 | 0 | 0 | 0 | 0 | 0 | 0 | 0 | 0 | 0 | 0 | 0 | 0 | 0 | 0 | 0 | 0 | 0 | 0 | 0 | 0
F4_Commercial_Other Health_New_Miscellaneous_Natural Gas_All | F4 | Commercial | All | Other Health | New | Miscellaneous | Natural Gas | Winter Peak Demand (MW) | 0 | 0 | 0 | 0 | 0 | 0 | 0 | 0 | 0 | 0 | 0 | 0 | 0 | 0 | 0 | 0 | 0 | 0 | 0 | 0 | 0 | 0 | 0 | 0 | 0 | 0 | 0 | 0 | 0 | 0 | 0 | 0 | 0
F1_Commercial_Other Health_New_Space Heating_Natural Gas_Market | F1 | Commercial | Market | Other Health | New | Space Heating | Natural Gas | Units | 0 | 13378.6738 | 77908.9861 | 119148.3753 | 168456.1946 | 219272.4125 | 270343.9901 | 314546.2763 | 358129.0901 | 402732.0261 | 448060.9936 | 493045.6046 | 537326.612 | 581004.0425 | 624744.6097 | 668352.8898 | 712213.8896 | 755051.6283 | 796187.8333 | 835996.7668 | 875825.2588 | 916460.2261 | 957624.7736 | 999224.8698 | 1041271.887 | 1083437.3712 | 1125767.6939 | 1168126.5284 | 1210672.2273 | 1253310.668 | 1296266.3445 | 1339253.2462 | 1357514.4743
F2_Commercial_Other Health_New_Space Heating_Natural Gas_Market | F2 | Commercial | Market | Other Health | New | Space Heating | Natural Gas | Usage (GWh) | 0 | 0 | 0 | 0 | 0 | 0 | 0 | 0 | 0 | 0 | 0 | 0 | 0 | 0 | 0 | 0 | 0 | 0 | 0 | 0 | 0 | 0 | 0 | 0 | 0 | 0 | 0 | 0 | 0 | 0 | 0 | 0 | 0
F3_Commercial_Other Health_New_Space Heating_Natural Gas_Market | F3 | Commercial | Market | Other Health | New | Space Heating | Natural Gas | Summer Peak Demand (MW) | 0 | 0 | 0 | 0 | 0 | 0 | 0 | 0 | 0 | 0 | 0 | 0 | 0 | 0 | 0 | 0 | 0 | 0 | 0 | 0 | 0 | 0 | 0 | 0 | 0 | 0 | 0 | 0 | 0 | 0 | 0 | 0 | 0
F4_Commercial_Other Health_New_Space Heating_Natural Gas_Market | F4 | Commercial | Market | Other Health | New | Space Heating | Natural Gas | Winter Peak Demand (MW) | 0 | 0 | 0 | 0 | 0 | 0 | 0 | 0 | 0 | 0 | 0 | 0 | 0 | 0 | 0 | 0 | 0 | 0 | 0 | 0 | 0 | 0 | 0 | 0 | 0 | 0 | 0 | 0 | 0 | 0 | 0 | 0 | 0
F1_Commercial_Other Health_New_Water Heating_Natural Gas_Market | F1 | Commercial | Market | Other Health | New | Water Heating | Natural Gas | Units | 0 | 13378.6738 | 77908.9861 | 119148.3753 | 168456.1946 | 219272.4125 | 270343.9901 | 314546.2763 | 358129.0901 | 402732.0261 | 448060.9936 | 493045.6046 | 537326.612 | 581004.0425 | 624744.6097 | 668352.8898 | 712213.8896 | 755051.6283 | 796187.8333 | 835996.7668 | 875825.2588 | 916460.2261 | 957624.7736 | 999224.8698 | 1041271.887 | 1083437.3712 | 1125767.6939 | 1168126.5284 | 1210672.2273 | 1253310.668 | 1296266.3445 | 1339253.2462 | 1357514.4743
F2_Commercial_Other Health_New_Water Heating_Natural Gas_Market | F2 | Commercial | Market | Other Health | New | Water Heating | Natural Gas | Usage (GWh) | 0 | 0.00079119 | 0.0051325 | 0.0077049 | 0.010893 | 0.01418 | 0.017482 | 0.020341 | 0.023159 | 0.026043 | 0.028974 | 0.031883 | 0.034747 | 0.037571 | 0.0404 | 0.04322 | 0.046056 | 0.048826 | 0.051486 | 0.054061 | 0.056636 | 0.059264 | 0.061926 | 0.064616 | 0.067335 | 0.070062 | 0.072799 | 0.075538 | 0.07829 | 0.081047 | 0.083825 | 0.086604 | 0.087785
F3_Commercial_Other Health_New_Water Heating_Natural Gas_Market | F3 | Commercial | Market | Other Health | New | Water Heating | Natural Gas | Summer Peak Demand (MW) | 0 | 0 | 0 | 0 | 0 | 0 | 0 | 0 | 0 | 0 | 0 | 0 | 0 | 0 | 0 | 0 | 0 | 0 | 0 | 0 | 0 | 0 | 0 | 0 | 0 | 0 | 0 | 0 | 0 | 0 | 0 | 0 | 0
F4_Commercial_Other Health_New_Water Heating_Natural Gas_Market | F4 | Commercial | Market | Other Health | New | Water Heating | Natural Gas | Winter Peak Demand (MW) | 0 | 0 | 0 | 0 | 0 | 0 | 0 | 0 | 0 | 0 | 0 | 0 | 0 | 0 | 0 | 0 | 0 | 0 | 0 | 0 | 0 | 0 | 0 | 0 | 0 | 0 | 0 | 0 | 0 | 0 | 0 | 0 | 0
F1_Commercial_Other Health_New_Food Preparation_Natural Gas_Market | F1 | Commercial | Market | Other Health | New | Food Preparation | Natural Gas | Units | 0 | 13378.6738 | 77908.9861 | 119148.3753 | 168456.1946 | 219272.4125 | 270343.9901 | 314546.2763 | 358129.0901 | 402732.0261 | 448060.9936 | 493045.6046 | 537326.612 | 581004.0425 | 624744.6097 | 668352.8898 | 712213.8896 | 755051.6283 | 796187.8333 | 835996.7668 | 875825.2588 | 916460.2261 | 957624.7736 | 999224.8698 | 1041271.887 | 1083437.3712 | 1125767.6939 | 1168126.5284 | 1210672.2273 | 1253310.668 | 1296266.3445 | 1339253.2462 | 1357514.4743
F2_Commercial_Other Health_New_Food Preparation_Natural Gas_Market | F2 | Commercial | Market | Other Health | New | Food Preparation | Natural Gas | Usage (GWh) | 0 | 0.00051053 | 0.0033116 | 0.0047108 | 0.0064568 | 0.0082561 | 0.010064 | 0.011629 | 0.013172 | 0.014739 | 0.016273 | 0.017798 | 0.01931 | 0.020806 | 0.022298 | 0.023734 | 0.025276 | 0.026782 | 0.028226 | 0.029622 | 0.030997 | 0.032434 | 0.033889 | 0.03536 | 0.036847 | 0.038337 | 0.039833 | 0.04133 | 0.042834 | 0.044341 | 0.045859 | 0.047378 | 0.048023
F3_Commercial_Other Health_New_Food Preparation_Natural Gas_Market | F3 | Commercial | Market | Other Health | New | Food Preparation | Natural Gas | Summer Peak Demand (MW) | 0 | 0 | 0 | 0 | 0 | 0 | 0 | 0 | 0 | 0 | 0 | 0 | 0 | 0 | 0 | 0 | 0 | 0 | 0 | 0 | 0 | 0 | 0 | 0 | 0 | 0 | 0 | 0 | 0 | 0 | 0 | 0 | 0
F4_Commercial_Other Health_New_Food Preparation_Natural Gas_Market | F4 | Commercial | Market | Other Health | New | Food Preparation | Natural Gas | Winter Peak Demand (MW) | 0 | 0 | 0 | 0 | 0 | 0 | 0 | 0 | 0 | 0 | 0 | 0 | 0 | 0 | 0 | 0 | 0 | 0 | 0 | 0 | 0 | 0 | 0 | 0 | 0 | 0 | 0 | 0 | 0 | 0 | 0 | 0 | 0
F1_Commercial_Other Health_New_Miscellaneous_Natural Gas_Market | F1 | Commercial | Market | Other Health | New | Miscellaneous | Natural Gas | Units | 0 | 13378.6738 | 77908.9861 | 119148.3753 | 168456.1946 | 219272.4125 | 270343.9901 | 314546.2763 | 358129.0901 | 402732.0261 | 448060.9936 | 493045.6046 | 537326.612 | 581004.0425 | 624744.6097 | 668352.8898 | 712213.8896 | 755051.6283 | 796187.8333 | 835996.7668 | 875825.2588 | 916460.2261 | 957624.7736 | 999224.8698 | 1041271.887 | 1083437.3712 | 1125767.6939 | 1168126.5284 | 1210672.2273 | 1253310.668 | 1296266.3445 | 1339253.2462 | 1357514.4743
F2_Commercial_Other Health_New_Miscellaneous_Natural Gas_Market | F2 | Commercial | Market | Other Health | New | Miscellaneous | Natural Gas | Usage (GWh) | 0 | 0.00010207 | 0.00066216 | 0.00099402 | 0.0014054 | 0.0018293 | 0.0022554 | 0.0026242 | 0.0029878 | 0.0033599 | 0.003738 | 0.0041133 | 0.0044828 | 0.0048472 | 0.0052121 | 0.0055759 | 0.0059418 | 0.0062992 | 0.0066424 | 0.0069745 | 0.0073068 | 0.0076458 | 0.0079892 | 0.0083362 | 0.008687 | 0.0090388 | 0.009392 | 0.0097453 | 0.0101 | 0.010456 | 0.010814 | 0.011173 | 0.011325
F3_Commercial_Other Health_New_Miscellaneous_Natural Gas_Market | F3 | Commercial | Market | Other Health | New | Miscellaneous | Natural Gas | Summer Peak Demand (MW) | 0 | 0 | 0 | 0 | 0 | 0 | 0 | 0 | 0 | 0 | 0 | 0 | 0 | 0 | 0 | 0 | 0 | 0 | 0 | 0 | 0 | 0 | 0 | 0 | 0 | 0 | 0 | 0 | 0 | 0 | 0 | 0 | 0
F4_Commercial_Other Health_New_Miscellaneous_Natural Gas_Market | F4 | Commercial | Market | Other Health | New | Miscellaneous | Natural Gas | Winter Peak Demand (MW) | 0 | 0 | 0 | 0 | 0 | 0 | 0 | 0 | 0 | 0 | 0 | 0 | 0 | 0 | 0 | 0 | 0 | 0 | 0 | 0 | 0 | 0 | 0 | 0 | 0 | 0 | 0 | 0 | 0 | 0 | 0 | 0 | 0
F1_Commercial_Lodging_Existing_Space Heating_Natural Gas_All | F1 | Commercial | All | Lodging | Existing | Space Heating | Natural Gas | Units | 354731.9309 | 352927.1349 | 351122.3389 | 348942.8074 | 357096.0952 | 356136.4278 | 355289.2302 | 354526.1689 | 353788.9809 | 353056.3575 | 352320.0671 | 351584.7626 | 350855.7249 | 350134.7696 | 349417.3446 | 348702.7643 | 347987.5346 | 347280.3721 | 346591.21 | 345921.9313 | 345262.4354 | 344601.2116 | 343934.7863 | 343262.1812 | 342582.8211 | 341899.1087 | 341211.8749 | 340522.6409 | 339830.8751 | 339137.0796 | 338439.6739 | 337740.2011 | 342345.4174
F2_Commercial_Lodging_Existing_Space Heating_Natural Gas_All | F2 | Commercial | All | Lodging | Existing | Space Heating | Natural Gas | Usage (GWh) | 0.28538 | 0.2748 | 0.30361 | 0.29526 | 0.30162 | 0.29919 | 0.29683 | 0.2941 | 0.29137 | 0.28861 | 0.28581 | 0.28299 | 0.28014 | 0.27727 | 0.27438 | 0.27145 | 0.26851 | 0.26554 | 0.26256 | 0.2596 | 0.25666 | 0.25375 | 0.25082 | 0.24793 | 0.24505 | 0.24226 | 0.23954 | 0.2369 | 0.23433 | 0.23182 | 0.22937 | 0.22697 | 0.2294
F3_Commercial_Lodging_Existing_Space Heating_Natural Gas_All | F3 | Commercial | All | Lodging | Existing | Space Heating | Natural Gas | Summer Peak Demand (MW) | 0 | 0 | 0 | 0 | 0 | 0 | 0 | 0 | 0 | 0 | 0 | 0 | 0 | 0 | 0 | 0 | 0 | 0 | 0 | 0 | 0 | 0 | 0 | 0 | 0 | 0 | 0 | 0 | 0 | 0 | 0 | 0 | 0
F4_Commercial_Lodging_Existing_Space Heating_Natural Gas_All | F4 | Commercial | All | Lodging | Existing | Space Heating | Natural Gas | Winter Peak Demand (MW) | 0 | 0 | 0 | 0 | 0 | 0 | 0 | 0 | 0 | 0 | 0 | 0 | 0 | 0 | 0 | 0 | 0 | 0 | 0 | 0 | 0 | 0 | 0 | 0 | 0 | 0 | 0 | 0 | 0 | 0 | 0 | 0 | 0
F1_Commercial_Lodging_Existing_Water Heating_Natural Gas_All | F1 | Commercial | All | Lodging | Existing | Water Heating | Natural Gas | Units | 501803.6871 | 499250.6232 | 496697.5593 | 493614.3947 | 505148.0333 | 503790.488 | 502592.0425 | 501512.6163 | 500469.7903 | 499433.4214 | 498391.8652 | 497351.7037 | 496320.4072 | 495300.544 | 494285.6748 | 493274.8298 | 492263.066 | 491262.7142 | 490287.8256 | 489341.0642 | 488408.1415 | 487472.7745 | 486530.0494 | 485578.5825 | 484617.5599 | 483650.3805 | 482678.2198 | 481703.2295 | 480724.6578 | 479743.215 | 478756.665 | 477767.1911 | 484281.7287
F2_Commercial_Lodging_Existing_Water Heating_Natural Gas_All | F2 | Commercial | All | Lodging | Existing | Water Heating | Natural Gas | Usage (GWh) | 0.42316 | 0.40133 | 0.43766 | 0.41935 | 0.42009 | 0.41142 | 0.40342 | 0.39628 | 0.39011 | 0.38503 | 0.38082 | 0.37731 | 0.37435 | 0.37185 | 0.36971 | 0.36784 | 0.36621 | 0.36476 | 0.36347 | 0.36232 | 0.36127 | 0.36029 | 0.35937 | 0.35848 | 0.35763 | 0.3568 | 0.35599 | 0.3552 | 0.35442 | 0.35364 | 0.35288 | 0.35212 | 0.3569
F3_Commercial_Lodging_Existing_Water Heating_Natural Gas_All | F3 | Commercial | All | Lodging | Existing | Water Heating | Natural Gas | Summer Peak Demand (MW) | 0 | 0 | 0 | 0 | 0 | 0 | 0 | 0 | 0 | 0 | 0 | 0 | 0 | 0 | 0 | 0 | 0 | 0 | 0 | 0 | 0 | 0 | 0 | 0 | 0 | 0 | 0 | 0 | 0 | 0 | 0 | 0 | 0
F4_Commercial_Lodging_Existing_Water Heating_Natural Gas_All | F4 | Commercial | All | Lodging | Existing | Water Heating | Natural Gas | Winter Peak Demand (MW) | 0 | 0 | 0 | 0 | 0 | 0 | 0 | 0 | 0 | 0 | 0 | 0 | 0 | 0 | 0 | 0 | 0 | 0 | 0 | 0 | 0 | 0 | 0 | 0 | 0 | 0 | 0 | 0 | 0 | 0 | 0 | 0 | 0
F1_Commercial_Lodging_Existing_Food Preparation_Natural Gas_All | F1 | Commercial | All | Lodging | Existing | Food Preparation | Natural Gas | Units | 376462.8914 | 374547.5332 | 372632.175 | 370319.1248 | 378971.885 | 377953.4281 | 377054.331 | 376244.5244 | 375462.176 | 374684.6719 | 373903.2762 | 373122.9268 | 372349.2281 | 371584.1069 | 370822.7322 | 370064.3766 | 369305.3317 | 368554.8484 | 367823.468 | 367113.1892 | 366413.2924 | 365711.5619 | 365004.3112 | 364290.5022 | 363569.5243 | 362843.9275 | 362114.5937 | 361383.137 | 360648.9934 | 359912.6959 | 359172.5669 | 358430.2443 | 363317.5772
F2_Commercial_Lodging_Existing_Food Preparation_Natural Gas_All | F2 | Commercial | All | Lodging | Existing | Food Preparation | Natural Gas | Usage (GWh) | 0.052053 | 0.05002 | 0.055437 | 0.053946 | 0.054901 | 0.054475 | 0.054014 | 0.053527 | 0.053011 | 0.052547 | 0.052125 | 0.051738 | 0.051396 | 0.051087 | 0.050818 | 0.050582 | 0.05037 | 0.050165 | 0.049978 | 0.049825 | 0.049681 | 0.049549 | 0.049423 | 0.0493 | 0.04918 | 0.049064 | 0.048949 | 0.048837 | 0.048726 | 0.048617 | 0.048508 | 0.0484 | 0.049053
F3_Commercial_Lodging_Existing_Food Preparation_Natural Gas_All | F3 | Commercial | All | Lodging | Existing | Food Preparation | Natural Gas | Summer Peak Demand (MW) | 0 | 0 | 0 | 0 | 0 | 0 | 0 | 0 | 0 | 0 | 0 | 0 | 0 | 0 | 0 | 0 | 0 | 0 | 0 | 0 | 0 | 0 | 0 | 0 | 0 | 0 | 0 | 0 | 0 | 0 | 0 | 0 | 0
F4_Commercial_Lodging_Existing_Food Preparation_Natural Gas_All | F4 | Commercial | All | Lodging | Existing | Food Preparation | Natural Gas | Winter Peak Demand (MW) | 0 | 0 | 0 | 0 | 0 | 0 | 0 | 0 | 0 | 0 | 0 | 0 | 0 | 0 | 0 | 0 | 0 | 0 | 0 | 0 | 0 | 0 | 0 | 0 | 0 | 0 | 0 | 0 | 0 | 0 | 0 | 0 | 0
F1_Commercial_Lodging_Existing_Miscellaneous_Natural Gas_All | F1 | Commercial | All | Lodging | Existing | Miscellaneous | Natural Gas | Units | 588410.0726 | 585416.3749 | 582422.6773 | 578807.3887 | 592331.62 | 590739.7757 | 589334.4904 | 588068.7658 | 586845.9583 | 585630.7223 | 584409.4037 | 583189.7205 | 581980.4324 | 580784.5508 | 579594.5252 | 578409.2183 | 577222.834 | 576049.8313 | 574906.6865 | 573796.5234 | 572702.5874 | 571605.7853 | 570500.3551 | 569384.6743 | 568257.7886 | 567123.6836 | 565983.7376 | 564840.4735 | 563693.0099 | 562542.1797 | 561385.3609 | 560225.1135 | 567863.9963
F2_Commercial_Lodging_Existing_Miscellaneous_Natural Gas_All | F2 | Commercial | All | Lodging | Existing | Miscellaneous | Natural Gas | Usage (GWh) | 0.019039 | 0.018296 | 0.020277 | 0.019781 | 0.020243 | 0.020188 | 0.02014 | 0.020097 | 0.020055 | 0.020014 | 0.019972 | 0.01993 | 0.019889 | 0.019848 | 0.019807 | 0.019767 | 0.019726 | 0.019686 | 0.019647 | 0.019609 | 0.019572 | 0.019534 | 0.019497 | 0.019459 | 0.01942 | 0.019381 | 0.019342 | 0.019303 | 0.019264 | 0.019225 | 0.019185 | 0.019145 | 0.019407
F3_Commercial_Lodging_Existing_Miscellaneous_Natural Gas_All | F3 | Commercial | All | Lodging | Existing | Miscellaneous | Natural Gas | Summer Peak Demand (MW) | 0 | 0 | 0 | 0 | 0 | 0 | 0 | 0 | 0 | 0 | 0 | 0 | 0 | 0 | 0 | 0 | 0 | 0 | 0 | 0 | 0 | 0 | 0 | 0 | 0 | 0 | 0 | 0 | 0 | 0 | 0 | 0 | 0
F4_Commercial_Lodging_Existing_Miscellaneous_Natural Gas_All | F4 | Commercial | All | Lodging | Existing | Miscellaneous | Natural Gas | Winter Peak Demand (MW) | 0 | 0 | 0 | 0 | 0 | 0 | 0 | 0 | 0 | 0 | 0 | 0 | 0 | 0 | 0 | 0 | 0 | 0 | 0 | 0 | 0 | 0 | 0 | 0 | 0 | 0 | 0 | 0 | 0 | 0 | 0 | 0 | 0
F1_Commercial_Lodging_Existing_Space Heating_Natural Gas_Market | F1 | Commercial | Market | Lodging | Existing | Space Heating | Natural Gas | Units | 535575.6604 | 532850.7723 | 530125.8843 | 526835.219 | 539145.085 | 537696.1753 | 536417.0731 | 535265.0002 | 534151.9908 | 533045.8731 | 531934.2189 | 530824.0533 | 529723.3493 | 528634.8482 | 527551.6771 | 526472.801 | 525392.9443 | 524325.2677 | 523284.768 | 522274.2885 | 521278.579 | 520280.2607 | 519274.0891 | 518258.5873 | 517232.8868 | 516200.6151 | 515163.0269 | 514122.4186 | 513077.9878 | 512030.4928 | 510977.5469 | 509921.4801 | 516874.4537
F2_Commercial_Lodging_Existing_Space Heating_Natural Gas_Market | F2 | Commercial | Market | Lodging | Existing | Space Heating | Natural Gas | Usage (GWh) | 0.28538 | 0.2748 | 0.30361 | 0.29526 | 0.30162 | 0.29919 | 0.29683 | 0.2941 | 0.29137 | 0.28861 | 0.28581 | 0.28299 | 0.28014 | 0.27727 | 0.27438 | 0.27145 | 0.26851 | 0.26554 | 0.26256 | 0.2596 | 0.25666 | 0.25375 | 0.25082 | 0.24793 | 0.24505 | 0.24226 | 0.23954 | 0.2369 | 0.23433 | 0.23182 | 0.22937 | 0.22697 | 0.2294
F3_Commercial_Lodging_Existing_Space Heating_Natural Gas_Market | F3 | Commercial | Market | Lodging | Existing | Space Heating | Natural Gas | Summer Peak Demand (MW) | 0 | 0 | 0 | 0 | 0 | 0 | 0 | 0 | 0 | 0 | 0 | 0 | 0 | 0 | 0 | 0 | 0 | 0 | 0 | 0 | 0 | 0 | 0 | 0 | 0 | 0 | 0 | 0 | 0 | 0 | 0 | 0 | 0
F4_Commercial_Lodging_Existing_Space Heating_Natural Gas_Market | F4 | Commercial | Market | Lodging | Existing | Space Heating | Natural Gas | Winter Peak Demand (MW) | 0 | 0 | 0 | 0 | 0 | 0 | 0 | 0 | 0 | 0 | 0 | 0 | 0 | 0 | 0 | 0 | 0 | 0 | 0 | 0 | 0 | 0 | 0 | 0 | 0 | 0 | 0 | 0 | 0 | 0 | 0 | 0 | 0
F1_Commercial_Lodging_Existing_Water Heating_Natural Gas_Market | F1 | Commercial | Market | Lodging | Existing | Water Heating | Natural Gas | Units | 535575.6604 | 532850.7723 | 530125.8843 | 526835.219 | 539145.085 | 537696.1753 | 536417.0731 | 535265.0002 | 534151.9908 | 533045.8731 | 531934.2189 | 530824.0533 | 529723.3493 | 528634.8482 | 527551.6771 | 526472.801 | 525392.9443 | 524325.2677 | 523284.768 | 522274.2885 | 521278.579 | 520280.2607 | 519274.0891 | 518258.5873 | 517232.8868 | 516200.6151 | 515163.0269 | 514122.4186 | 513077.9878 | 512030.4928 | 510977.5469 | 509921.4801 | 516874.4537
F2_Commercial_Lodging_Existing_Water Heating_Natural Gas_Market | F2 | Commercial | Market | Lodging | Existing | Water Heating | Natural Gas | Usage (GWh) | 0.42316 | 0.40133 | 0.43766 | 0.41935 | 0.42009 | 0.41142 | 0.40342 | 0.39628 | 0.39011 | 0.38503 | 0.38082 | 0.37731 | 0.37435 | 0.37185 | 0.36971 | 0.36784 | 0.36621 | 0.36476 | 0.36347 | 0.36232 | 0.36127 | 0.36029 | 0.35937 | 0.35848 | 0.35763 | 0.3568 | 0.35599 | 0.3552 | 0.35442 | 0.35364 | 0.35288 | 0.35212 | 0.3569
F3_Commercial_Lodging_Existing_Water Heating_Natural Gas_Market | F3 | Commercial | Market | Lodging | Existing | Water Heating | Natural Gas | Summer Peak Demand (MW) | 0 | 0 | 0 | 0 | 0 | 0 | 0 | 0 | 0 | 0 | 0 | 0 | 0 | 0 | 0 | 0 | 0 | 0 | 0 | 0 | 0 | 0 | 0 | 0 | 0 | 0 | 0 | 0 | 0 | 0 | 0 | 0 | 0
F4_Commercial_Lodging_Existing_Water Heating_Natural Gas_Market | F4 | Commercial | Market | Lodging | Existing | Water Heating | Natural Gas | Winter Peak Demand (MW) | 0 | 0 | 0 | 0 | 0 | 0 | 0 | 0 | 0 | 0 | 0 | 0 | 0 | 0 | 0 | 0 | 0 | 0 | 0 | 0 | 0 | 0 | 0 | 0 | 0 | 0 | 0 | 0 | 0 | 0 | 0 | 0 | 0
F1_Commercial_Lodging_Existing_Food Preparation_Natural Gas_Market | F1 | Commercial | Market | Lodging | Existing | Food Preparation | Natural Gas | Units | 535575.6604 | 532850.7723 | 530125.8843 | 526835.219 | 539145.085 | 537696.1753 | 536417.0731 | 535265.0002 | 534151.9908 | 533045.8731 | 531934.2189 | 530824.0533 | 529723.3493 | 528634.8482 | 527551.6771 | 526472.801 | 525392.9443 | 524325.2677 | 523284.768 | 522274.2885 | 521278.579 | 520280.2607 | 519274.0891 | 518258.5873 | 517232.8868 | 516200.6151 | 515163.0269 | 514122.4186 | 513077.9878 | 512030.4928 | 510977.5469 | 509921.4801 | 516874.4537
F2_Commercial_Lodging_Existing_Food Preparation_Natural Gas_Market | F2 | Commercial | Market | Lodging | Existing | Food Preparation | Natural Gas | Usage (GWh) | 0.052053 | 0.05002 | 0.055437 | 0.053946 | 0.054901 | 0.054475 | 0.054014 | 0.053527 | 0.053011 | 0.052547 | 0.052125 | 0.051738 | 0.051396 | 0.051087 | 0.050818 | 0.050582 | 0.05037 | 0.050165 | 0.049978 | 0.049825 | 0.049681 | 0.049549 | 0.049423 | 0.0493 | 0.04918 | 0.049064 | 0.048949 | 0.048837 | 0.048726 | 0.048617 | 0.048508 | 0.0484 | 0.049053
F3_Commercial_Lodging_Existing_Food Preparation_Natural Gas_Market | F3 | Commercial | Market | Lodging | Existing | Food Preparation | Natural Gas | Summer Peak Demand (MW) | 0 | 0 | 0 | 0 | 0 | 0 | 0 | 0 | 0 | 0 | 0 | 0 | 0 | 0 | 0 | 0 | 0 | 0 | 0 | 0 | 0 | 0 | 0 | 0 | 0 | 0 | 0 | 0 | 0 | 0 | 0 | 0 | 0
F4_Commercial_Lodging_Existing_Food Preparation_Natural Gas_Market | F4 | Commercial | Market | Lodging | Existing | Food Preparation | Natural Gas | Winter Peak Demand (MW) | 0 | 0 | 0 | 0 | 0 | 0 | 0 | 0 | 0 | 0 | 0 | 0 | 0 | 0 | 0 | 0 | 0 | 0 | 0 | 0 | 0 | 0 | 0 | 0 | 0 | 0 | 0 | 0 | 0 | 0 | 0 | 0 | 0
F1_Commercial_Lodging_Existing_Miscellaneous_Natural Gas_Market | F1 | Commercial | Market | Lodging | Existing | Miscellaneous | Natural Gas | Units | 535575.6604 | 532850.7723 | 530125.8843 | 526835.219 | 539145.085 | 537696.1753 | 536417.0731 | 535265.0002 | 534151.9908 | 533045.8731 | 531934.2189 | 530824.0533 | 529723.3493 | 528634.8482 | 527551.6771 | 526472.801 | 525392.9443 | 524325.2677 | 523284.768 | 522274.2885 | 521278.579 | 520280.2607 | 519274.0891 | 518258.5873 | 517232.8868 | 516200.6151 | 515163.0269 | 514122.4186 | 513077.9878 | 512030.4928 | 510977.5469 | 509921.4801 | 516874.4537
F2_Commercial_Lodging_Existing_Miscellaneous_Natural Gas_Market | F2 | Commercial | Market | Lodging | Existing | Miscellaneous | Natural Gas | Usage (GWh) | 0.019039 | 0.018296 | 0.020277 | 0.019781 | 0.020243 | 0.020188 | 0.02014 | 0.020097 | 0.020055 | 0.020014 | 0.019972 | 0.01993 | 0.019889 | 0.019848 | 0.019807 | 0.019767 | 0.019726 | 0.019686 | 0.019647 | 0.019609 | 0.019572 | 0.019534 | 0.019497 | 0.019459 | 0.01942 | 0.019381 | 0.019342 | 0.019303 | 0.019264 | 0.019225 | 0.019185 | 0.019145 | 0.019407
F3_Commercial_Lodging_Existing_Miscellaneous_Natural Gas_Market | F3 | Commercial | Market | Lodging | Existing | Miscellaneous | Natural Gas | Summer Peak Demand (MW) | 0 | 0 | 0 | 0 | 0 | 0 | 0 | 0 | 0 | 0 | 0 | 0 | 0 | 0 | 0 | 0 | 0 | 0 | 0 | 0 | 0 | 0 | 0 | 0 | 0 | 0 | 0 | 0 | 0 | 0 | 0 | 0 | 0
F4_Commercial_Lodging_Existing_Miscellaneous_Natural Gas_Market | F4 | Commercial | Market | Lodging | Existing | Miscellaneous | Natural Gas | Winter Peak Demand (MW) | 0 | 0 | 0 | 0 | 0 | 0 | 0 | 0 | 0 | 0 | 0 | 0 | 0 | 0 | 0 | 0 | 0 | 0 | 0 | 0 | 0 | 0 | 0 | 0 | 0 | 0 | 0 | 0 | 0 | 0 | 0 | 0 | 0
F1_Commercial_Lodging_New_Space Heating_Natural Gas_All | F1 | Commercial | All | Lodging | New | Space Heating | Natural Gas | Units | 0 | 14.9621 | 87.13 | 133.2503 | 188.394 | 245.2246 | 302.3408 | 351.7747 | 400.5157 | 450.3977 | 501.0916 | 551.4004 | 600.9223 | 649.7692 | 698.6868 | 747.4563 | 796.5085 | 844.4164 | 890.4213 | 934.9418 | 979.4843 | 1024.9286 | 1070.9652 | 1117.4889 | 1164.5125 | 1211.6685 | 1259.0088 | 1306.3811 | 1353.9623 | 1401.6473 | 1449.687 | 1497.7616 | 1518.1842
F2_Commercial_Lodging_New_Space Heating_Natural Gas_All | F2 | Commercial | All | Lodging | New | Space Heating | Natural Gas | Usage (GWh) | 0 | 3.85e-06 | 2.4843e-05 | 3.7096e-05 | 5.2167e-05 | 6.5972e-05 | 7.9694e-05 | 9.138e-05 | 0.00010277 | 0.0001143 | 0.00012589 | 0.0001372 | 0.00014792 | 0.00015822 | 0.00016827 | 0.00017825 | 0.00018823 | 0.00019789 | 0.00020693 | 0.00021514 | 0.00022355 | 0.00023205 | 0.00024104 | 0.00025001 | 0.00025897 | 0.00026784 | 0.00027662 | 0.00028528 | 0.00029385 | 0.00030233 | 0.00031075 | 0.00031904 | 0.0003234
F3_Commercial_Lodging_New_Space Heating_Natural Gas_All | F3 | Commercial | All | Lodging | New | Space Heating | Natural Gas | Summer Peak Demand (MW) | 0 | 0 | 0 | 0 | 0 | 0 | 0 | 0 | 0 | 0 | 0 | 0 | 0 | 0 | 0 | 0 | 0 | 0 | 0 | 0 | 0 | 0 | 0 | 0 | 0 | 0 | 0 | 0 | 0 | 0 | 0 | 0 | 0
F4_Commercial_Lodging_New_Space Heating_Natural Gas_All | F4 | Commercial | All | Lodging | New | Space Heating | Natural Gas | Winter Peak Demand (MW) | 0 | 0 | 0 | 0 | 0 | 0 | 0 | 0 | 0 | 0 | 0 | 0 | 0 | 0 | 0 | 0 | 0 | 0 | 0 | 0 | 0 | 0 | 0 | 0 | 0 | 0 | 0 | 0 | 0 | 0 | 0 | 0 | 0
F1_Commercial_Lodging_New_Water Heating_Natural Gas_All | F1 | Commercial | All | Lodging | New | Water Heating | Natural Gas | Units | 0 | 0 | 0 | 0 | 0 | 0 | 0 | 0 | 0 | 0 | 0 | 0 | 0 | 0 | 0 | 0 | 0 | 0 | 0 | 0 | 0 | 0 | 0 | 0 | 0 | 0 | 0 | 0 | 0 | 0 | 0 | 0 | 0
F2_Commercial_Lodging_New_Water Heating_Natural Gas_All | F2 | Commercial | All | Lodging | New | Water Heating | Natural Gas | Usage (GWh) | 0 | 0 | 0 | 0 | 0 | 0 | 0 | 0 | 0 | 0 | 0 | 0 | 0 | 0 | 0 | 0 | 0 | 0 | 0 | 0 | 0 | 0 | 0 | 0 | 0 | 0 | 0 | 0 | 0 | 0 | 0 | 0 | 0
F3_Commercial_Lodging_New_Water Heating_Natural Gas_All | F3 | Commercial | All | Lodging | New | Water Heating | Natural Gas | Summer Peak Demand (MW) | 0 | 0 | 0 | 0 | 0 | 0 | 0 | 0 | 0 | 0 | 0 | 0 | 0 | 0 | 0 | 0 | 0 | 0 | 0 | 0 | 0 | 0 | 0 | 0 | 0 | 0 | 0 | 0 | 0 | 0 | 0 | 0 | 0
F4_Commercial_Lodging_New_Water Heating_Natural Gas_All | F4 | Commercial | All | Lodging | New | Water Heating | Natural Gas | Winter Peak Demand (MW) | 0 | 0 | 0 | 0 | 0 | 0 | 0 | 0 | 0 | 0 | 0 | 0 | 0 | 0 | 0 | 0 | 0 | 0 | 0 | 0 | 0 | 0 | 0 | 0 | 0 | 0 | 0 | 0 | 0 | 0 | 0 | 0 | 0
F1_Commercial_Lodging_New_Food Preparation_Natural Gas_All | F1 | Commercial | All | Lodging | New | Food Preparation | Natural Gas | Units | 0 | 1490.4648 | 8679.5299 | 13273.8461 | 18767.0339 | 24428.2664 | 30117.9475 | 35042.3482 | 39897.736 | 44866.7715 | 49916.6913 | 54928.2477 | 59861.4184 | 64727.347 | 69600.3094 | 74458.5343 | 79344.9137 | 84117.2956 | 88700.1164 | 93135.0711 | 97572.2048 | 102099.1848 | 106685.1631 | 111319.6642 | 116003.955 | 120701.4437 | 125417.2964 | 130136.3255 | 134876.1724 | 139626.3513 | 144411.8722 | 149200.8717 | 151235.2824
F2_Commercial_Lodging_New_Food Preparation_Natural Gas_All | F2 | Commercial | All | Lodging | New | Food Preparation | Natural Gas | Usage (GWh) | 0 | 0.00019905 | 0.0012912 | 0.0018887 | 0.0026315 | 0.0033971 | 0.0041664 | 0.0048321 | 0.0054885 | 0.0061584 | 0.0068312 | 0.0075 | 0.0081584 | 0.008803 | 0.0094486 | 0.010086 | 0.010741 | 0.01138 | 0.011988 | 0.012585 | 0.013181 | 0.013792 | 0.01441 | 0.015034 | 0.015665 | 0.016298 | 0.016934 | 0.017569 | 0.018208 | 0.018848 | 0.019492 | 0.020137 | 0.020411
F3_Commercial_Lodging_New_Food Preparation_Natural Gas_All | F3 | Commercial | All | Lodging | New | Food Preparation | Natural Gas | Summer Peak Demand (MW) | 0 | 0 | 0 | 0 | 0 | 0 | 0 | 0 | 0 | 0 | 0 | 0 | 0 | 0 | 0 | 0 | 0 | 0 | 0 | 0 | 0 | 0 | 0 | 0 | 0 | 0 | 0 | 0 | 0 | 0 | 0 | 0 | 0
F4_Commercial_Lodging_New_Food Preparation_Natural Gas_All | F4 | Commercial | All | Lodging | New | Food Preparation | Natural Gas | Winter Peak Demand (MW) | 0 | 0 | 0 | 0 | 0 | 0 | 0 | 0 | 0 | 0 | 0 | 0 | 0 | 0 | 0 | 0 | 0 | 0 | 0 | 0 | 0 | 0 | 0 | 0 | 0 | 0 | 0 | 0 | 0 | 0 | 0 | 0 | 0
F1_Commercial_Lodging_New_Miscellaneous_Natural Gas_All | F1 | Commercial | All | Lodging | New | Miscellaneous | Natural Gas | Units | 0 | 4240.8252 | 24695.9001 | 37768.1256 | 53397.9142 | 69505.8409 | 85694.7126 | 99706.1289 | 113521.1825 | 127659.5984 | 142028.1547 | 156287.5555 | 170323.9253 | 184168.9708 | 198034.0296 | 211857.1556 | 225760.3897 | 239339.2664 | 252378.7841 | 264997.5781 | 277622.5718 | 290503.2053 | 303551.7072 | 316738.271 | 330066.5017 | 343432.2844 | 356850.3184 | 370277.3901 | 383763.6949 | 397279.3973 | 410895.6583 | 424521.8173 | 430310.334
F2_Commercial_Lodging_New_Miscellaneous_Natural Gas_All | F2 | Commercial | All | Lodging | New | Miscellaneous | Natural Gas | Usage (GWh) | 0 | 0.00014198 | 0.00092106 | 0.0013827 | 0.0019549 | 0.0025446 | 0.0031373 | 0.0036502 | 0.004156 | 0.0046736 | 0.0051996 | 0.0057217 | 0.0062355 | 0.0067424 | 0.00725 | 0.0077561 | 0.008265 | 0.0087622 | 0.0092395 | 0.0097015 | 0.010164 | 0.010635 | 0.011113 | 0.011596 | 0.012084 | 0.012573 | 0.013064 | 0.013556 | 0.01405 | 0.014544 | 0.015043 | 0.015542 | 0.015754
F3_Commercial_Lodging_New_Miscellaneous_Natural Gas_All | F3 | Commercial | All | Lodging | New | Miscellaneous | Natural Gas | Summer Peak Demand (MW) | 0 | 0 | 0 | 0 | 0 | 0 | 0 | 0 | 0 | 0 | 0 | 0 | 0 | 0 | 0 | 0 | 0 | 0 | 0 | 0 | 0 | 0 | 0 | 0 | 0 | 0 | 0 | 0 | 0 | 0 | 0 | 0 | 0
F4_Commercial_Lodging_New_Miscellaneous_Natural Gas_All | F4 | Commercial | All | Lodging | New | Miscellaneous | Natural Gas | Winter Peak Demand (MW) | 0 | 0 | 0 | 0 | 0 | 0 | 0 | 0 | 0 | 0 | 0 | 0 | 0 | 0 | 0 | 0 | 0 | 0 | 0 | 0 | 0 | 0 | 0 | 0 | 0 | 0 | 0 | 0 | 0 | 0 | 0 | 0 | 0
F1_Commercial_Lodging_New_Space Heating_Natural Gas_Market | F1 | Commercial | Market | Lodging | New | Space Heating | Natural Gas | Units | 0 | 4240.8252 | 24695.9001 | 37768.1256 | 53397.9142 | 69505.8409 | 85694.7126 | 99706.1289 | 113521.1825 | 127659.5984 | 142028.1547 | 156287.5555 | 170323.9253 | 184168.9708 | 198034.0296 | 211857.1556 | 225760.3897 | 239339.2664 | 252378.7841 | 264997.5781 | 277622.5718 | 290503.2053 | 303551.7072 | 316738.271 | 330066.5017 | 343432.2844 | 356850.3184 | 370277.3901 | 383763.6949 | 397279.3973 | 410895.6583 | 424521.8173 | 430310.334
F2_Commercial_Lodging_New_Space Heating_Natural Gas_Market | F2 | Commercial | Market | Lodging | New | Space Heating | Natural Gas | Usage (GWh) | 0 | 3.85e-06 | 2.4843e-05 | 3.7096e-05 | 5.2167e-05 | 6.5972e-05 | 7.9694e-05 | 9.138e-05 | 0.00010277 | 0.0001143 | 0.00012589 | 0.0001372 | 0.00014792 | 0.00015822 | 0.00016827 | 0.00017825 | 0.00018823 | 0.00019789 | 0.00020693 | 0.00021514 | 0.00022355 | 0.00023205 | 0.00024104 | 0.00025001 | 0.00025897 | 0.00026784 | 0.00027662 | 0.00028528 | 0.00029385 | 0.00030233 | 0.00031075 | 0.00031904 | 0.0003234
F3_Commercial_Lodging_New_Space Heating_Natural Gas_Market | F3 | Commercial | Market | Lodging | New | Space Heating | Natural Gas | Summer Peak Demand (MW) | 0 | 0 | 0 | 0 | 0 | 0 | 0 | 0 | 0 | 0 | 0 | 0 | 0 | 0 | 0 | 0 | 0 | 0 | 0 | 0 | 0 | 0 | 0 | 0 | 0 | 0 | 0 | 0 | 0 | 0 | 0 | 0 | 0
F4_Commercial_Lodging_New_Space Heating_Natural Gas_Market | F4 | Commercial | Market | Lodging | New | Space Heating | Natural Gas | Winter Peak Demand (MW) | 0 | 0 | 0 | 0 | 0 | 0 | 0 | 0 | 0 | 0 | 0 | 0 | 0 | 0 | 0 | 0 | 0 | 0 | 0 | 0 | 0 | 0 | 0 | 0 | 0 | 0 | 0 | 0 | 0 | 0 | 0 | 0 | 0
F1_Commercial_Lodging_New_Water Heating_Natural Gas_Market | F1 | Commercial | Market | Lodging | New | Water Heating | Natural Gas | Units | 0 | 4240.8252 | 24695.9001 | 37768.1256 | 53397.9142 | 69505.8409 | 85694.7126 | 99706.1289 | 113521.1825 | 127659.5984 | 142028.1547 | 156287.5555 | 170323.9253 | 184168.9708 | 198034.0296 | 211857.1556 | 225760.3897 | 239339.2664 | 252378.7841 | 264997.5781 | 277622.5718 | 290503.2053 | 303551.7072 | 316738.271 | 330066.5017 | 343432.2844 | 356850.3184 | 370277.3901 | 383763.6949 | 397279.3973 | 410895.6583 | 424521.8173 | 430310.334
F2_Commercial_Lodging_New_Water Heating_Natural Gas_Market | F2 | Commercial | Market | Lodging | New | Water Heating | Natural Gas | Usage (GWh) | 0 | 0 | 0 | 0 | 0 | 0 | 0 | 0 | 0 | 0 | 0 | 0 | 0 | 0 | 0 | 0 | 0 | 0 | 0 | 0 | 0 | 0 | 0 | 0 | 0 | 0 | 0 | 0 | 0 | 0 | 0 | 0 | 0
F3_Commercial_Lodging_New_Water Heating_Natural Gas_Market | F3 | Commercial | Market | Lodging | New | Water Heating | Natural Gas | Summer Peak Demand (MW) | 0 | 0 | 0 | 0 | 0 | 0 | 0 | 0 | 0 | 0 | 0 | 0 | 0 | 0 | 0 | 0 | 0 | 0 | 0 | 0 | 0 | 0 | 0 | 0 | 0 | 0 | 0 | 0 | 0 | 0 | 0 | 0 | 0
F4_Commercial_Lodging_New_Water Heating_Natural Gas_Market | F4 | Commercial | Market | Lodging | New | Water Heating | Natural Gas | Winter Peak Demand (MW) | 0 | 0 | 0 | 0 | 0 | 0 | 0 | 0 | 0 | 0 | 0 | 0 | 0 | 0 | 0 | 0 | 0 | 0 | 0 | 0 | 0 | 0 | 0 | 0 | 0 | 0 | 0 | 0 | 0 | 0 | 0 | 0 | 0
F1_Commercial_Lodging_New_Food Preparation_Natural Gas_Market | F1 | Commercial | Market | Lodging | New | Food Preparation | Natural Gas | Units | 0 | 4240.8252 | 24695.9001 | 37768.1256 | 53397.9142 | 69505.8409 | 85694.7126 | 99706.1289 | 113521.1825 | 127659.5984 | 142028.1547 | 156287.5555 | 170323.9253 | 184168.9708 | 198034.0296 | 211857.1556 | 225760.3897 | 239339.2664 | 252378.7841 | 264997.5781 | 277622.5718 | 290503.2053 | 303551.7072 | 316738.271 | 330066.5017 | 343432.2844 | 356850.3184 | 370277.3901 | 383763.6949 | 397279.3973 | 410895.6583 | 424521.8173 | 430310.334
F2_Commercial_Lodging_New_Food Preparation_Natural Gas_Market | F2 | Commercial | Market | Lodging | New | Food Preparation | Natural Gas | Usage (GWh) | 0 | 0.00019905 | 0.0012912 | 0.0018887 | 0.0026315 | 0.0033971 | 0.0041664 | 0.0048321 | 0.0054885 | 0.0061584 | 0.0068312 | 0.0075 | 0.0081584 | 0.008803 | 0.0094486 | 0.010086 | 0.010741 | 0.01138 | 0.011988 | 0.012585 | 0.013181 | 0.013792 | 0.01441 | 0.015034 | 0.015665 | 0.016298 | 0.016934 | 0.017569 | 0.018208 | 0.018848 | 0.019492 | 0.020137 | 0.020411
F3_Commercial_Lodging_New_Food Preparation_Natural Gas_Market | F3 | Commercial | Market | Lodging | New | Food Preparation | Natural Gas | Summer Peak Demand (MW) | 0 | 0 | 0 | 0 | 0 | 0 | 0 | 0 | 0 | 0 | 0 | 0 | 0 | 0 | 0 | 0 | 0 | 0 | 0 | 0 | 0 | 0 | 0 | 0 | 0 | 0 | 0 | 0 | 0 | 0 | 0 | 0 | 0
F4_Commercial_Lodging_New_Food Preparation_Natural Gas_Market | F4 | Commercial | Market | Lodging | New | Food Preparation | Natural Gas | Winter Peak Demand (MW) | 0 | 0 | 0 | 0 | 0 | 0 | 0 | 0 | 0 | 0 | 0 | 0 | 0 | 0 | 0 | 0 | 0 | 0 | 0 | 0 | 0 | 0 | 0 | 0 | 0 | 0 | 0 | 0 | 0 | 0 | 0 | 0 | 0
F1_Commercial_Lodging_New_Miscellaneous_Natural Gas_Market | F1 | Commercial | Market | Lodging | New | Miscellaneous | Natural Gas | Units | 0 | 4240.8252 | 24695.9001 | 37768.1256 | 53397.9142 | 69505.8409 | 85694.7126 | 99706.1289 | 113521.1825 | 127659.5984 | 142028.1547 | 156287.5555 | 170323.9253 | 184168.9708 | 198034.0296 | 211857.1556 | 225760.3897 | 239339.2664 | 252378.7841 | 264997.5781 | 277622.5718 | 290503.2053 | 303551.7072 | 316738.271 | 330066.5017 | 343432.2844 | 356850.3184 | 370277.3901 | 383763.6949 | 397279.3973 | 410895.6583 | 424521.8173 | 430310.334
F2_Commercial_Lodging_New_Miscellaneous_Natural Gas_Market | F2 | Commercial | Market | Lodging | New | Miscellaneous | Natural Gas | Usage (GWh) | 0 | 0.00014198 | 0.00092106 | 0.0013827 | 0.0019549 | 0.0025446 | 0.0031373 | 0.0036502 | 0.004156 | 0.0046736 | 0.0051996 | 0.0057217 | 0.0062355 | 0.0067424 | 0.00725 | 0.0077561 | 0.008265 | 0.0087622 | 0.0092395 | 0.0097015 | 0.010164 | 0.010635 | 0.011113 | 0.011596 | 0.012084 | 0.012573 | 0.013064 | 0.013556 | 0.01405 | 0.014544 | 0.015043 | 0.015542 | 0.015754
F3_Commercial_Lodging_New_Miscellaneous_Natural Gas_Market | F3 | Commercial | Market | Lodging | New | Miscellaneous | Natural Gas | Summer Peak Demand (MW) | 0 | 0 | 0 | 0 | 0 | 0 | 0 | 0 | 0 | 0 | 0 | 0 | 0 | 0 | 0 | 0 | 0 | 0 | 0 | 0 | 0 | 0 | 0 | 0 | 0 | 0 | 0 | 0 | 0 | 0 | 0 | 0 | 0
F4_Commercial_Lodging_New_Miscellaneous_Natural Gas_Market | F4 | Commercial | Market | Lodging | New | Miscellaneous | Natural Gas | Winter Peak Demand (MW) | 0 | 0 | 0 | 0 | 0 | 0 | 0 | 0 | 0 | 0 | 0 | 0 | 0 | 0 | 0 | 0 | 0 | 0 | 0 | 0 | 0 | 0 | 0 | 0 | 0 | 0 | 0 | 0 | 0 | 0 | 0 | 0 | 0
F1_Commercial_Warehouse_Existing_Space Heating_Natural Gas_All | F1 | Commercial | All | Warehouse | Existing | Space Heating | Natural Gas | Units | 655741.0789 | 652404.8163 | 649068.5537 | 645039.5723 | 660111.364 | 658337.367 | 656771.2767 | 655360.7168 | 653997.985 | 652643.6912 | 651282.6186 | 649923.3687 | 648575.7033 | 647242.9785 | 645916.7798 | 644595.8397 | 643273.699 | 641966.4711 | 640692.5178 | 639455.3202 | 638236.2065 | 637013.8987 | 635781.9756 | 634538.6288 | 633282.7951 | 632018.9159 | 630748.5273 | 629474.441 | 628195.6746 | 626913.1564 | 625623.9643 | 624330.9513 | 632843.9416
F2_Commercial_Warehouse_Existing_Space Heating_Natural Gas_All | F2 | Commercial | All | Warehouse | Existing | Space Heating | Natural Gas | Usage (GWh) | 0.17225 | 0.16558 | 0.1826 | 0.17725 | 0.18053 | 0.17856 | 0.17663 | 0.17429 | 0.17193 | 0.16956 | 0.16718 | 0.1648 | 0.16243 | 0.16006 | 0.15769 | 0.15535 | 0.15302 | 0.15072 | 0.14842 | 0.14619 | 0.14401 | 0.14187 | 0.13979 | 0.13776 | 0.13578 | 0.13388 | 0.13206 | 0.13031 | 0.12863 | 0.12701 | 0.12544 | 0.12393 | 0.12495
F3_Commercial_Warehouse_Existing_Space Heating_Natural Gas_All | F3 | Commercial | All | Warehouse | Existing | Space Heating | Natural Gas | Summer Peak Demand (MW) | 0 | 0 | 0 | 0 | 0 | 0 | 0 | 0 | 0 | 0 | 0 | 0 | 0 | 0 | 0 | 0 | 0 | 0 | 0 | 0 | 0 | 0 | 0 | 0 | 0 | 0 | 0 | 0 | 0 | 0 | 0 | 0 | 0
F4_Commercial_Warehouse_Existing_Space Heating_Natural Gas_All | F4 | Commercial | All | Warehouse | Existing | Space Heating | Natural Gas | Winter Peak Demand (MW) | 0 | 0 | 0 | 0 | 0 | 0 | 0 | 0 | 0 | 0 | 0 | 0 | 0 | 0 | 0 | 0 | 0 | 0 | 0 | 0 | 0 | 0 | 0 | 0 | 0 | 0 | 0 | 0 | 0 | 0 | 0 | 0 | 0
F1_Commercial_Warehouse_Existing_Water Heating_Natural Gas_All | F1 | Commercial | All | Warehouse | Existing | Water Heating | Natural Gas | Units | 308160.3448 | 306592.4945 | 305024.6442 | 303131.2562 | 310214.1257 | 309380.4499 | 308644.4781 | 307981.5966 | 307341.1916 | 306704.7518 | 306065.1266 | 305426.3578 | 304793.033 | 304166.7296 | 303543.4929 | 302922.7276 | 302301.398 | 301687.0765 | 301088.3922 | 300506.981 | 299934.0681 | 299359.6542 | 298780.7217 | 298196.4207 | 297606.2515 | 297012.3015 | 296415.2924 | 295816.5456 | 295215.5994 | 294612.8901 | 294007.0445 | 293399.4032 | 297400.0158
F2_Commercial_Warehouse_Existing_Water Heating_Natural Gas_All | F2 | Commercial | All | Warehouse | Existing | Water Heating | Natural Gas | Usage (GWh) | 0.022994 | 0.021807 | 0.023781 | 0.022786 | 0.022825 | 0.022354 | 0.021919 | 0.021531 | 0.021195 | 0.020919 | 0.02069 | 0.020499 | 0.020339 | 0.020202 | 0.020086 | 0.019985 | 0.019896 | 0.019817 | 0.019747 | 0.019684 | 0.019627 | 0.019574 | 0.019524 | 0.019476 | 0.019429 | 0.019384 | 0.01934 | 0.019297 | 0.019255 | 0.019213 | 0.019171 | 0.01913 | 0.01939
F3_Commercial_Warehouse_Existing_Water Heating_Natural Gas_All | F3 | Commercial | All | Warehouse | Existing | Water Heating | Natural Gas | Summer Peak Demand (MW) | 0 | 0 | 0 | 0 | 0 | 0 | 0 | 0 | 0 | 0 | 0 | 0 | 0 | 0 | 0 | 0 | 0 | 0 | 0 | 0 | 0 | 0 | 0 | 0 | 0 | 0 | 0 | 0 | 0 | 0 | 0 | 0 | 0
F4_Commercial_Warehouse_Existing_Water Heating_Natural Gas_All | F4 | Commercial | All | Warehouse | Existing | Water Heating | Natural Gas | Winter Peak Demand (MW) | 0 | 0 | 0 | 0 | 0 | 0 | 0 | 0 | 0 | 0 | 0 | 0 | 0 | 0 | 0 | 0 | 0 | 0 | 0 | 0 | 0 | 0 | 0 | 0 | 0 | 0 | 0 | 0 | 0 | 0 | 0 | 0 | 0
F1_Commercial_Warehouse_Existing_Food Preparation_Natural Gas_All | F1 | Commercial | All | Warehouse | Existing | Food Preparation | Natural Gas | Units | 50493.4164 | 50236.5173 | 49979.6182 | 49669.3783 | 50829.9374 | 50693.336 | 50572.7438 | 50464.1278 | 50359.1946 | 50254.9112 | 50150.1058 | 50045.4407 | 49941.6677 | 49839.0452 | 49736.9251 | 49635.21 | 49533.4024 | 49432.7432 | 49334.6462 | 49239.3794 | 49145.5051 | 49051.3849 | 48956.5243 | 48860.784 | 48764.0822 | 48666.7609 | 48568.9384 | 48470.8311 | 48372.3634 | 48273.6069 | 48174.3364 | 48074.7718 | 48730.2896
F2_Commercial_Warehouse_Existing_Food Preparation_Natural Gas_All | F2 | Commercial | All | Warehouse | Existing | Food Preparation | Natural Gas | Usage (GWh) | 0.00044627 | 0.00042884 | 0.00047528 | 0.00046248 | 0.00046988 | 0.00046527 | 0.00046003 | 0.00045431 | 0.00044813 | 0.00044286 | 0.00043831 | 0.00043432 | 0.00043091 | 0.00042793 | 0.00042537 | 0.00042315 | 0.0004212 | 0.00041939 | 0.00041777 | 0.00041642 | 0.0004152 | 0.00041405 | 0.00041296 | 0.00041192 | 0.00041091 | 0.00040993 | 0.00040898 | 0.00040804 | 0.00040712 | 0.00040621 | 0.00040531 | 0.00040442 | 0.00040989
F3_Commercial_Warehouse_Existing_Food Preparation_Natural Gas_All | F3 | Commercial | All | Warehouse | Existing | Food Preparation | Natural Gas | Summer Peak Demand (MW) | 0 | 0 | 0 | 0 | 0 | 0 | 0 | 0 | 0 | 0 | 0 | 0 | 0 | 0 | 0 | 0 | 0 | 0 | 0 | 0 | 0 | 0 | 0 | 0 | 0 | 0 | 0 | 0 | 0 | 0 | 0 | 0 | 0
F4_Commercial_Warehouse_Existing_Food Preparation_Natural Gas_All | F4 | Commercial | All | Warehouse | Existing | Food Preparation | Natural Gas | Winter Peak Demand (MW) | 0 | 0 | 0 | 0 | 0 | 0 | 0 | 0 | 0 | 0 | 0 | 0 | 0 | 0 | 0 | 0 | 0 | 0 | 0 | 0 | 0 | 0 | 0 | 0 | 0 | 0 | 0 | 0 | 0 | 0 | 0 | 0 | 0
F1_Commercial_Warehouse_Existing_Miscellaneous_Natural Gas_All | F1 | Commercial | All | Warehouse | Existing | Miscellaneous | Natural Gas | Units | 796744.0333 | 792690.3795 | 788636.7257 | 783741.3989 | 802054.0538 | 799898.597 | 797995.7528 | 796281.8825 | 794626.1247 | 792980.6192 | 791326.8775 | 789675.3502 | 788037.8984 | 786418.6 | 784807.2309 | 783202.2512 | 781595.8126 | 780007.4936 | 778459.6041 | 776956.3739 | 775475.1162 | 773989.9775 | 772493.1559 | 770982.4543 | 769456.5807 | 767920.9316 | 766377.3733 | 764829.3223 | 763275.5848 | 761717.2888 | 760150.8838 | 758579.8362 | 768923.3612
F2_Commercial_Warehouse_Existing_Miscellaneous_Natural Gas_All | F2 | Commercial | All | Warehouse | Existing | Miscellaneous | Natural Gas | Usage (GWh) | 0.00099187 | 0.00095314 | 0.0010564 | 0.0010305 | 0.0010546 | 0.0010517 | 0.0010492 | 0.001047 | 0.0010448 | 0.0010426 | 0.0010405 | 0.0010383 | 0.0010361 | 0.001034 | 0.0010319 | 0.0010298 | 0.0010277 | 0.0010256 | 0.0010235 | 0.0010216 | 0.0010196 | 0.0010177 | 0.0010157 | 0.0010137 | 0.0010117 | 0.0010097 | 0.0010076 | 0.0010056 | 0.0010036 | 0.0010015 | 0.00099946 | 0.0009974 | 0.001011
F3_Commercial_Warehouse_Existing_Miscellaneous_Natural Gas_All | F3 | Commercial | All | Warehouse | Existing | Miscellaneous | Natural Gas | Summer Peak Demand (MW) | 0 | 0 | 0 | 0 | 0 | 0 | 0 | 0 | 0 | 0 | 0 | 0 | 0 | 0 | 0 | 0 | 0 | 0 | 0 | 0 | 0 | 0 | 0 | 0 | 0 | 0 | 0 | 0 | 0 | 0 | 0 | 0 | 0
F4_Commercial_Warehouse_Existing_Miscellaneous_Natural Gas_All | F4 | Commercial | All | Warehouse | Existing | Miscellaneous | Natural Gas | Winter Peak Demand (MW) | 0 | 0 | 0 | 0 | 0 | 0 | 0 | 0 | 0 | 0 | 0 | 0 | 0 | 0 | 0 | 0 | 0 | 0 | 0 | 0 | 0 | 0 | 0 | 0 | 0 | 0 | 0 | 0 | 0 | 0 | 0 | 0 | 0
F1_Commercial_Warehouse_Existing_Space Heating_Natural Gas_Market | F1 | Commercial | Market | Warehouse | Existing | Space Heating | Natural Gas | Units | 796744.0333 | 792690.3795 | 788636.7257 | 783741.3989 | 802054.0538 | 799898.597 | 797995.7528 | 796281.8825 | 794626.1247 | 792980.6192 | 791326.8775 | 789675.3502 | 788037.8984 | 786418.6 | 784807.2309 | 783202.2512 | 781595.8126 | 780007.4936 | 778459.6041 | 776956.3739 | 775475.1162 | 773989.9775 | 772493.1559 | 770982.4543 | 769456.5807 | 767920.9316 | 766377.3733 | 764829.3223 | 763275.5848 | 761717.2888 | 760150.8838 | 758579.8362 | 768923.3612
F2_Commercial_Warehouse_Existing_Space Heating_Natural Gas_Market | F2 | Commercial | Market | Warehouse | Existing | Space Heating | Natural Gas | Usage (GWh) | 0.17225 | 0.16558 | 0.1826 | 0.17725 | 0.18053 | 0.17856 | 0.17663 | 0.17429 | 0.17193 | 0.16956 | 0.16718 | 0.1648 | 0.16243 | 0.16006 | 0.15769 | 0.15535 | 0.15302 | 0.15072 | 0.14842 | 0.14619 | 0.14401 | 0.14187 | 0.13979 | 0.13776 | 0.13578 | 0.13388 | 0.13206 | 0.13031 | 0.12863 | 0.12701 | 0.12544 | 0.12393 | 0.12495
F3_Commercial_Warehouse_Existing_Space Heating_Natural Gas_Market | F3 | Commercial | Market | Warehouse | Existing | Space Heating | Natural Gas | Summer Peak Demand (MW) | 0 | 0 | 0 | 0 | 0 | 0 | 0 | 0 | 0 | 0 | 0 | 0 | 0 | 0 | 0 | 0 | 0 | 0 | 0 | 0 | 0 | 0 | 0 | 0 | 0 | 0 | 0 | 0 | 0 | 0 | 0 | 0 | 0
F4_Commercial_Warehouse_Existing_Space Heating_Natural Gas_Market | F4 | Commercial | Market | Warehouse | Existing | Space Heating | Natural Gas | Winter Peak Demand (MW) | 0 | 0 | 0 | 0 | 0 | 0 | 0 | 0 | 0 | 0 | 0 | 0 | 0 | 0 | 0 | 0 | 0 | 0 | 0 | 0 | 0 | 0 | 0 | 0 | 0 | 0 | 0 | 0 | 0 | 0 | 0 | 0 | 0
F1_Commercial_Warehouse_Existing_Water Heating_Natural Gas_Market | F1 | Commercial | Market | Warehouse | Existing | Water Heating | Natural Gas | Units | 796744.0333 | 792690.3795 | 788636.7257 | 783741.3989 | 802054.0538 | 799898.597 | 797995.7528 | 796281.8825 | 794626.1247 | 792980.6192 | 791326.8775 | 789675.3502 | 788037.8984 | 786418.6 | 784807.2309 | 783202.2512 | 781595.8126 | 780007.4936 | 778459.6041 | 776956.3739 | 775475.1162 | 773989.9775 | 772493.1559 | 770982.4543 | 769456.5807 | 767920.9316 | 766377.3733 | 764829.3223 | 763275.5848 | 761717.2888 | 760150.8838 | 758579.8362 | 768923.3612
F2_Commercial_Warehouse_Existing_Water Heating_Natural Gas_Market | F2 | Commercial | Market | Warehouse | Existing | Water Heating | Natural Gas | Usage (GWh) | 0.022994 | 0.021807 | 0.023781 | 0.022786 | 0.022825 | 0.022354 | 0.021919 | 0.021531 | 0.021195 | 0.020919 | 0.02069 | 0.020499 | 0.020339 | 0.020202 | 0.020086 | 0.019985 | 0.019896 | 0.019817 | 0.019747 | 0.019684 | 0.019627 | 0.019574 | 0.019524 | 0.019476 | 0.019429 | 0.019384 | 0.01934 | 0.019297 | 0.019255 | 0.019213 | 0.019171 | 0.01913 | 0.01939
F3_Commercial_Warehouse_Existing_Water Heating_Natural Gas_Market | F3 | Commercial | Market | Warehouse | Existing | Water Heating | Natural Gas | Summer Peak Demand (MW) | 0 | 0 | 0 | 0 | 0 | 0 | 0 | 0 | 0 | 0 | 0 | 0 | 0 | 0 | 0 | 0 | 0 | 0 | 0 | 0 | 0 | 0 | 0 | 0 | 0 | 0 | 0 | 0 | 0 | 0 | 0 | 0 | 0
F4_Commercial_Warehouse_Existing_Water Heating_Natural Gas_Market | F4 | Commercial | Market | Warehouse | Existing | Water Heating | Natural Gas | Winter Peak Demand (MW) | 0 | 0 | 0 | 0 | 0 | 0 | 0 | 0 | 0 | 0 | 0 | 0 | 0 | 0 | 0 | 0 | 0 | 0 | 0 | 0 | 0 | 0 | 0 | 0 | 0 | 0 | 0 | 0 | 0 | 0 | 0 | 0 | 0
F1_Commercial_Warehouse_Existing_Food Preparation_Natural Gas_Market | F1 | Commercial | Market | Warehouse | Existing | Food Preparation | Natural Gas | Units | 796744.0333 | 792690.3795 | 788636.7257 | 783741.3989 | 802054.0538 | 799898.597 | 797995.7528 | 796281.8825 | 794626.1247 | 792980.6192 | 791326.8775 | 789675.3502 | 788037.8984 | 786418.6 | 784807.2309 | 783202.2512 | 781595.8126 | 780007.4936 | 778459.6041 | 776956.3739 | 775475.1162 | 773989.9775 | 772493.1559 | 770982.4543 | 769456.5807 | 767920.9316 | 766377.3733 | 764829.3223 | 763275.5848 | 761717.2888 | 760150.8838 | 758579.8362 | 768923.3612
F2_Commercial_Warehouse_Existing_Food Preparation_Natural Gas_Market | F2 | Commercial | Market | Warehouse | Existing | Food Preparation | Natural Gas | Usage (GWh) | 0.00044627 | 0.00042884 | 0.00047528 | 0.00046248 | 0.00046988 | 0.00046527 | 0.00046003 | 0.00045431 | 0.00044813 | 0.00044286 | 0.00043831 | 0.00043432 | 0.00043091 | 0.00042793 | 0.00042537 | 0.00042315 | 0.0004212 | 0.00041939 | 0.00041777 | 0.00041642 | 0.0004152 | 0.00041405 | 0.00041296 | 0.00041192 | 0.00041091 | 0.00040993 | 0.00040898 | 0.00040804 | 0.00040712 | 0.00040621 | 0.00040531 | 0.00040442 | 0.00040989
F3_Commercial_Warehouse_Existing_Food Preparation_Natural Gas_Market | F3 | Commercial | Market | Warehouse | Existing | Food Preparation | Natural Gas | Summer Peak Demand (MW) | 0 | 0 | 0 | 0 | 0 | 0 | 0 | 0 | 0 | 0 | 0 | 0 | 0 | 0 | 0 | 0 | 0 | 0 | 0 | 0 | 0 | 0 | 0 | 0 | 0 | 0 | 0 | 0 | 0 | 0 | 0 | 0 | 0
F4_Commercial_Warehouse_Existing_Food Preparation_Natural Gas_Market | F4 | Commercial | Market | Warehouse | Existing | Food Preparation | Natural Gas | Winter Peak Demand (MW) | 0 | 0 | 0 | 0 | 0 | 0 | 0 | 0 | 0 | 0 | 0 | 0 | 0 | 0 | 0 | 0 | 0 | 0 | 0 | 0 | 0 | 0 | 0 | 0 | 0 | 0 | 0 | 0 | 0 | 0 | 0 | 0 | 0
F1_Commercial_Warehouse_Existing_Miscellaneous_Natural Gas_Market | F1 | Commercial | Market | Warehouse | Existing | Miscellaneous | Natural Gas | Units | 796744.0333 | 792690.3795 | 788636.7257 | 783741.3989 | 802054.0538 | 799898.597 | 797995.7528 | 796281.8825 | 794626.1247 | 792980.6192 | 791326.8775 | 789675.3502 | 788037.8984 | 786418.6 | 784807.2309 | 783202.2512 | 781595.8126 | 780007.4936 | 778459.6041 | 776956.3739 | 775475.1162 | 773989.9775 | 772493.1559 | 770982.4543 | 769456.5807 | 767920.9316 | 766377.3733 | 764829.3223 | 763275.5848 | 761717.2888 | 760150.8838 | 758579.8362 | 768923.3612
F2_Commercial_Warehouse_Existing_Miscellaneous_Natural Gas_Market | F2 | Commercial | Market | Warehouse | Existing | Miscellaneous | Natural Gas | Usage (GWh) | 0.00099187 | 0.00095314 | 0.0010564 | 0.0010305 | 0.0010546 | 0.0010517 | 0.0010492 | 0.001047 | 0.0010448 | 0.0010426 | 0.0010405 | 0.0010383 | 0.0010361 | 0.001034 | 0.0010319 | 0.0010298 | 0.0010277 | 0.0010256 | 0.0010235 | 0.0010216 | 0.0010196 | 0.0010177 | 0.0010157 | 0.0010137 | 0.0010117 | 0.0010097 | 0.0010076 | 0.0010056 | 0.0010036 | 0.0010015 | 0.00099946 | 0.0009974 | 0.001011
F3_Commercial_Warehouse_Existing_Miscellaneous_Natural Gas_Market | F3 | Commercial | Market | Warehouse | Existing | Miscellaneous | Natural Gas | Summer Peak Demand (MW) | 0 | 0 | 0 | 0 | 0 | 0 | 0 | 0 | 0 | 0 | 0 | 0 | 0 | 0 | 0 | 0 | 0 | 0 | 0 | 0 | 0 | 0 | 0 | 0 | 0 | 0 | 0 | 0 | 0 | 0 | 0 | 0 | 0
F4_Commercial_Warehouse_Existing_Miscellaneous_Natural Gas_Market | F4 | Commercial | Market | Warehouse | Existing | Miscellaneous | Natural Gas | Winter Peak Demand (MW) | 0 | 0 | 0 | 0 | 0 | 0 | 0 | 0 | 0 | 0 | 0 | 0 | 0 | 0 | 0 | 0 | 0 | 0 | 0 | 0 | 0 | 0 | 0 | 0 | 0 | 0 | 0 | 0 | 0 | 0 | 0 | 0 | 0
F1_Commercial_Warehouse_New_Space Heating_Natural Gas_All | F1 | Commercial | All | Warehouse | New | Space Heating | Natural Gas | Units | 0 | 304.8274 | 1775.1231 | 2714.7451 | 3838.2028 | 4996.0287 | 6159.6729 | 7166.8032 | 8159.8191 | 9176.078 | 10208.8793 | 11233.8345 | 12242.7584 | 13237.9301 | 14234.5403 | 15228.1365 | 16227.4907 | 17203.5304 | 18140.8013 | 19047.8309 | 19955.3062 | 20881.1566 | 21819.0734 | 22766.9139 | 23724.9373 | 24685.6599 | 25650.1383 | 26615.2663 | 27584.652 | 28556.1507 | 29534.8776 | 30514.3159 | 30930.3902
F2_Commercial_Warehouse_New_Space Heating_Natural Gas_All | F2 | Commercial | All | Warehouse | New | Space Heating | Natural Gas | Usage (GWh) | 0 | 4.0608e-05 | 0.00026203 | 0.00039127 | 0.00055023 | 0.00069583 | 0.00084056 | 0.00096382 | 0.0010839 | 0.0012055 | 0.0013278 | 0.0014471 | 0.0015601 | 0.0016688 | 0.0017748 | 0.00188 | 0.0019854 | 0.0020872 | 0.0021825 | 0.0022691 | 0.0023578 | 0.0024475 | 0.0025423 | 0.002637 | 0.0027315 | 0.002825 | 0.0029176 | 0.0030089 | 0.0030994 | 0.0031888 | 0.0032775 | 0.0033651 | 0.003411
F3_Commercial_Warehouse_New_Space Heating_Natural Gas_All | F3 | Commercial | All | Warehouse | New | Space Heating | Natural Gas | Summer Peak Demand (MW) | 0 | 0 | 0 | 0 | 0 | 0 | 0 | 0 | 0 | 0 | 0 | 0 | 0 | 0 | 0 | 0 | 0 | 0 | 0 | 0 | 0 | 0 | 0 | 0 | 0 | 0 | 0 | 0 | 0 | 0 | 0 | 0 | 0
F4_Commercial_Warehouse_New_Space Heating_Natural Gas_All | F4 | Commercial | All | Warehouse | New | Space Heating | Natural Gas | Winter Peak Demand (MW) | 0 | 0 | 0 | 0 | 0 | 0 | 0 | 0 | 0 | 0 | 0 | 0 | 0 | 0 | 0 | 0 | 0 | 0 | 0 | 0 | 0 | 0 | 0 | 0 | 0 | 0 | 0 | 0 | 0 | 0 | 0 | 0 | 0
F1_Commercial_Warehouse_New_Water Heating_Natural Gas_All | F1 | Commercial | All | Warehouse | New | Water Heating | Natural Gas | Units | 0 | 0 | 0 | 0 | 0 | 0 | 0 | 0 | 0 | 0 | 0 | 0 | 0 | 0 | 0 | 0 | 0 | 0 | 0 | 0 | 0 | 0 | 0 | 0 | 0 | 0 | 0 | 0 | 0 | 0 | 0 | 0 | 0
F2_Commercial_Warehouse_New_Water Heating_Natural Gas_All | F2 | Commercial | All | Warehouse | New | Water Heating | Natural Gas | Usage (GWh) | 0 | 0 | 0 | 0 | 0 | 0 | 0 | 0 | 0 | 0 | 0 | 0 | 0 | 0 | 0 | 0 | 0 | 0 | 0 | 0 | 0 | 0 | 0 | 0 | 0 | 0 | 0 | 0 | 0 | 0 | 0 | 0 | 0
F3_Commercial_Warehouse_New_Water Heating_Natural Gas_All | F3 | Commercial | All | Warehouse | New | Water Heating | Natural Gas | Summer Peak Demand (MW) | 0 | 0 | 0 | 0 | 0 | 0 | 0 | 0 | 0 | 0 | 0 | 0 | 0 | 0 | 0 | 0 | 0 | 0 | 0 | 0 | 0 | 0 | 0 | 0 | 0 | 0 | 0 | 0 | 0 | 0 | 0 | 0 | 0
F4_Commercial_Warehouse_New_Water Heating_Natural Gas_All | F4 | Commercial | All | Warehouse | New | Water Heating | Natural Gas | Winter Peak Demand (MW) | 0 | 0 | 0 | 0 | 0 | 0 | 0 | 0 | 0 | 0 | 0 | 0 | 0 | 0 | 0 | 0 | 0 | 0 | 0 | 0 | 0 | 0 | 0 | 0 | 0 | 0 | 0 | 0 | 0 | 0 | 0 | 0 | 0
F1_Commercial_Warehouse_New_Food Preparation_Natural Gas_All | F1 | Commercial | All | Warehouse | New | Food Preparation | Natural Gas | Units | 0 | 199.9099 | 1164.1496 | 1780.3663 | 2517.1449 | 3276.4627 | 4039.5962 | 4700.0858 | 5351.3189 | 6017.7952 | 6695.1201 | 7367.2995 | 8028.9654 | 8681.6123 | 9335.2027 | 9986.8164 | 10642.2063 | 11282.3063 | 11896.9811 | 12491.8233 | 13086.9578 | 13694.143 | 14309.2413 | 14930.8479 | 15559.1325 | 16189.1873 | 16821.7052 | 17454.6491 | 18090.3852 | 18727.5072 | 19369.3694 | 20011.6981 | 20284.5653
F2_Commercial_Warehouse_New_Food Preparation_Natural Gas_All | F2 | Commercial | All | Warehouse | New | Food Preparation | Natural Gas | Usage (GWh) | 0 | 1.7065e-06 | 1.107e-05 | 1.6055e-05 | 2.226e-05 | 2.8653e-05 | 3.5079e-05 | 4.064e-05 | 4.6123e-05 | 5.1705e-05 | 5.7245e-05 | 6.2774e-05 | 6.8232e-05 | 7.3596e-05 | 7.8955e-05 | 8.4181e-05 | 8.967e-05 | 9.5023e-05 | 0.00010013 | 0.00010512 | 0.00011013 | 0.00011523 | 0.00012039 | 0.00012562 | 0.00013089 | 0.00013618 | 0.0001415 | 0.00014681 | 0.00015215 | 0.0001575 | 0.00016289 | 0.00016828 | 0.00017057
F3_Commercial_Warehouse_New_Food Preparation_Natural Gas_All | F3 | Commercial | All | Warehouse | New | Food Preparation | Natural Gas | Summer Peak Demand (MW) | 0 | 0 | 0 | 0 | 0 | 0 | 0 | 0 | 0 | 0 | 0 | 0 | 0 | 0 | 0 | 0 | 0 | 0 | 0 | 0 | 0 | 0 | 0 | 0 | 0 | 0 | 0 | 0 | 0 | 0 | 0 | 0 | 0
F4_Commercial_Warehouse_New_Food Preparation_Natural Gas_All | F4 | Commercial | All | Warehouse | New | Food Preparation | Natural Gas | Winter Peak Demand (MW) | 0 | 0 | 0 | 0 | 0 | 0 | 0 | 0 | 0 | 0 | 0 | 0 | 0 | 0 | 0 | 0 | 0 | 0 | 0 | 0 | 0 | 0 | 0 | 0 | 0 | 0 | 0 | 0 | 0 | 0 | 0 | 0 | 0
F1_Commercial_Warehouse_New_Miscellaneous_Natural Gas_All | F1 | Commercial | All | Warehouse | New | Miscellaneous | Natural Gas | Units | 0 | 6308.8232 | 36738.6207 | 56185.3926 | 79436.8987 | 103399.7026 | 127482.9235 | 148326.8737 | 168878.7066 | 189911.5865 | 211286.8325 | 232499.6943 | 253380.7662 | 273977.2164 | 294603.4392 | 315167.281 | 335850.2948 | 356050.7814 | 375448.8959 | 394221.1247 | 413002.5764 | 432164.3281 | 451575.8078 | 471192.674 | 491020.2894 | 510903.769 | 530864.9794 | 550839.6349 | 570902.4078 | 591008.9138 | 611265.015 | 631535.8407 | 640147.0724
F2_Commercial_Warehouse_New_Miscellaneous_Natural Gas_All | F2 | Commercial | All | Warehouse | New | Miscellaneous | Natural Gas | Usage (GWh) | 0 | 7.5858e-06 | 4.921e-05 | 7.3874e-05 | 0.00010445 | 0.00013595 | 0.00016762 | 0.00019502 | 0.00022205 | 0.0002497 | 0.0002778 | 0.0003057 | 0.00033315 | 0.00036023 | 0.00038735 | 0.00041439 | 0.00044158 | 0.00046814 | 0.00049365 | 0.00051833 | 0.00054302 | 0.00056822 | 0.00059374 | 0.00061953 | 0.0006456 | 0.00067175 | 0.00069799 | 0.00072426 | 0.00075063 | 0.00077707 | 0.0008037 | 0.00083036 | 0.00084168
F3_Commercial_Warehouse_New_Miscellaneous_Natural Gas_All | F3 | Commercial | All | Warehouse | New | Miscellaneous | Natural Gas | Summer Peak Demand (MW) | 0 | 0 | 0 | 0 | 0 | 0 | 0 | 0 | 0 | 0 | 0 | 0 | 0 | 0 | 0 | 0 | 0 | 0 | 0 | 0 | 0 | 0 | 0 | 0 | 0 | 0 | 0 | 0 | 0 | 0 | 0 | 0 | 0
F4_Commercial_Warehouse_New_Miscellaneous_Natural Gas_All | F4 | Commercial | All | Warehouse | New | Miscellaneous | Natural Gas | Winter Peak Demand (MW) | 0 | 0 | 0 | 0 | 0 | 0 | 0 | 0 | 0 | 0 | 0 | 0 | 0 | 0 | 0 | 0 | 0 | 0 | 0 | 0 | 0 | 0 | 0 | 0 | 0 | 0 | 0 | 0 | 0 | 0 | 0 | 0 | 0
F1_Commercial_Warehouse_New_Space Heating_Natural Gas_Market | F1 | Commercial | Market | Warehouse | New | Space Heating | Natural Gas | Units | 0 | 6308.8232 | 36738.6207 | 56185.3926 | 79436.8987 | 103399.7026 | 127482.9235 | 148326.8737 | 168878.7066 | 189911.5865 | 211286.8325 | 232499.6943 | 253380.7662 | 273977.2164 | 294603.4392 | 315167.281 | 335850.2948 | 356050.7814 | 375448.8959 | 394221.1247 | 413002.5764 | 432164.3281 | 451575.8078 | 471192.674 | 491020.2894 | 510903.769 | 530864.9794 | 550839.6349 | 570902.4078 | 591008.9138 | 611265.015 | 631535.8407 | 640147.0724
F2_Commercial_Warehouse_New_Space Heating_Natural Gas_Market | F2 | Commercial | Market | Warehouse | New | Space Heating | Natural Gas | Usage (GWh) | 0 | 4.0608e-05 | 0.00026203 | 0.00039127 | 0.00055023 | 0.00069583 | 0.00084056 | 0.00096382 | 0.0010839 | 0.0012055 | 0.0013278 | 0.0014471 | 0.0015601 | 0.0016688 | 0.0017748 | 0.00188 | 0.0019854 | 0.0020872 | 0.0021825 | 0.0022691 | 0.0023578 | 0.0024475 | 0.0025423 | 0.002637 | 0.0027315 | 0.002825 | 0.0029176 | 0.0030089 | 0.0030994 | 0.0031888 | 0.0032775 | 0.0033651 | 0.003411
F3_Commercial_Warehouse_New_Space Heating_Natural Gas_Market | F3 | Commercial | Market | Warehouse | New | Space Heating | Natural Gas | Summer Peak Demand (MW) | 0 | 0 | 0 | 0 | 0 | 0 | 0 | 0 | 0 | 0 | 0 | 0 | 0 | 0 | 0 | 0 | 0 | 0 | 0 | 0 | 0 | 0 | 0 | 0 | 0 | 0 | 0 | 0 | 0 | 0 | 0 | 0 | 0
F4_Commercial_Warehouse_New_Space Heating_Natural Gas_Market | F4 | Commercial | Market | Warehouse | New | Space Heating | Natural Gas | Winter Peak Demand (MW) | 0 | 0 | 0 | 0 | 0 | 0 | 0 | 0 | 0 | 0 | 0 | 0 | 0 | 0 | 0 | 0 | 0 | 0 | 0 | 0 | 0 | 0 | 0 | 0 | 0 | 0 | 0 | 0 | 0 | 0 | 0 | 0 | 0
F1_Commercial_Warehouse_New_Water Heating_Natural Gas_Market | F1 | Commercial | Market | Warehouse | New | Water Heating | Natural Gas | Units | 0 | 6308.8232 | 36738.6207 | 56185.3926 | 79436.8987 | 103399.7026 | 127482.9235 | 148326.8737 | 168878.7066 | 189911.5865 | 211286.8325 | 232499.6943 | 253380.7662 | 273977.2164 | 294603.4392 | 315167.281 | 335850.2948 | 356050.7814 | 375448.8959 | 394221.1247 | 413002.5764 | 432164.3281 | 451575.8078 | 471192.674 | 491020.2894 | 510903.769 | 530864.9794 | 550839.6349 | 570902.4078 | 591008.9138 | 611265.015 | 631535.8407 | 640147.0724
F2_Commercial_Warehouse_New_Water Heating_Natural Gas_Market | F2 | Commercial | Market | Warehouse | New | Water Heating | Natural Gas | Usage (GWh) | 0 | 0 | 0 | 0 | 0 | 0 | 0 | 0 | 0 | 0 | 0 | 0 | 0 | 0 | 0 | 0 | 0 | 0 | 0 | 0 | 0 | 0 | 0 | 0 | 0 | 0 | 0 | 0 | 0 | 0 | 0 | 0 | 0
F3_Commercial_Warehouse_New_Water Heating_Natural Gas_Market | F3 | Commercial | Market | Warehouse | New | Water Heating | Natural Gas | Summer Peak Demand (MW) | 0 | 0 | 0 | 0 | 0 | 0 | 0 | 0 | 0 | 0 | 0 | 0 | 0 | 0 | 0 | 0 | 0 | 0 | 0 | 0 | 0 | 0 | 0 | 0 | 0 | 0 | 0 | 0 | 0 | 0 | 0 | 0 | 0
F4_Commercial_Warehouse_New_Water Heating_Natural Gas_Market | F4 | Commercial | Market | Warehouse | New | Water Heating | Natural Gas | Winter Peak Demand (MW) | 0 | 0 | 0 | 0 | 0 | 0 | 0 | 0 | 0 | 0 | 0 | 0 | 0 | 0 | 0 | 0 | 0 | 0 | 0 | 0 | 0 | 0 | 0 | 0 | 0 | 0 | 0 | 0 | 0 | 0 | 0 | 0 | 0
F1_Commercial_Warehouse_New_Food Preparation_Natural Gas_Market | F1 | Commercial | Market | Warehouse | New | Food Preparation | Natural Gas | Units | 0 | 6308.8232 | 36738.6207 | 56185.3926 | 79436.8987 | 103399.7026 | 127482.9235 | 148326.8737 | 168878.7066 | 189911.5865 | 211286.8325 | 232499.6943 | 253380.7662 | 273977.2164 | 294603.4392 | 315167.281 | 335850.2948 | 356050.7814 | 375448.8959 | 394221.1247 | 413002.5764 | 432164.3281 | 451575.8078 | 471192.674 | 491020.2894 | 510903.769 | 530864.9794 | 550839.6349 | 570902.4078 | 591008.9138 | 611265.015 | 631535.8407 | 640147.0724
F2_Commercial_Warehouse_New_Food Preparation_Natural Gas_Market | F2 | Commercial | Market | Warehouse | New | Food Preparation | Natural Gas | Usage (GWh) | 0 | 1.7065e-06 | 1.107e-05 | 1.6055e-05 | 2.226e-05 | 2.8653e-05 | 3.5079e-05 | 4.064e-05 | 4.6123e-05 | 5.1705e-05 | 5.7245e-05 | 6.2774e-05 | 6.8232e-05 | 7.3596e-05 | 7.8955e-05 | 8.4181e-05 | 8.967e-05 | 9.5023e-05 | 0.00010013 | 0.00010512 | 0.00011013 | 0.00011523 | 0.00012039 | 0.00012562 | 0.00013089 | 0.00013618 | 0.0001415 | 0.00014681 | 0.00015215 | 0.0001575 | 0.00016289 | 0.00016828 | 0.00017057
F3_Commercial_Warehouse_New_Food Preparation_Natural Gas_Market | F3 | Commercial | Market | Warehouse | New | Food Preparation | Natural Gas | Summer Peak Demand (MW) | 0 | 0 | 0 | 0 | 0 | 0 | 0 | 0 | 0 | 0 | 0 | 0 | 0 | 0 | 0 | 0 | 0 | 0 | 0 | 0 | 0 | 0 | 0 | 0 | 0 | 0 | 0 | 0 | 0 | 0 | 0 | 0 | 0
F4_Commercial_Warehouse_New_Food Preparation_Natural Gas_Market | F4 | Commercial | Market | Warehouse | New | Food Preparation | Natural Gas | Winter Peak Demand (MW) | 0 | 0 | 0 | 0 | 0 | 0 | 0 | 0 | 0 | 0 | 0 | 0 | 0 | 0 | 0 | 0 | 0 | 0 | 0 | 0 | 0 | 0 | 0 | 0 | 0 | 0 | 0 | 0 | 0 | 0 | 0 | 0 | 0
F1_Commercial_Warehouse_New_Miscellaneous_Natural Gas_Market | F1 | Commercial | Market | Warehouse | New | Miscellaneous | Natural Gas | Units | 0 | 6308.8232 | 36738.6207 | 56185.3926 | 79436.8987 | 103399.7026 | 127482.9235 | 148326.8737 | 168878.7066 | 189911.5865 | 211286.8325 | 232499.6943 | 253380.7662 | 273977.2164 | 294603.4392 | 315167.281 | 335850.2948 | 356050.7814 | 375448.8959 | 394221.1247 | 413002.5764 | 432164.3281 | 451575.8078 | 471192.674 | 491020.2894 | 510903.769 | 530864.9794 | 550839.6349 | 570902.4078 | 591008.9138 | 611265.015 | 631535.8407 | 640147.0724
F2_Commercial_Warehouse_New_Miscellaneous_Natural Gas_Market | F2 | Commercial | Market | Warehouse | New | Miscellaneous | Natural Gas | Usage (GWh) | 0 | 7.5858e-06 | 4.921e-05 | 7.3874e-05 | 0.00010445 | 0.00013595 | 0.00016762 | 0.00019502 | 0.00022205 | 0.0002497 | 0.0002778 | 0.0003057 | 0.00033315 | 0.00036023 | 0.00038735 | 0.00041439 | 0.00044158 | 0.00046814 | 0.00049365 | 0.00051833 | 0.00054302 | 0.00056822 | 0.00059374 | 0.00061953 | 0.0006456 | 0.00067175 | 0.00069799 | 0.00072426 | 0.00075063 | 0.00077707 | 0.0008037 | 0.00083036 | 0.00084168
F3_Commercial_Warehouse_New_Miscellaneous_Natural Gas_Market | F3 | Commercial | Market | Warehouse | New | Miscellaneous | Natural Gas | Summer Peak Demand (MW) | 0 | 0 | 0 | 0 | 0 | 0 | 0 | 0 | 0 | 0 | 0 | 0 | 0 | 0 | 0 | 0 | 0 | 0 | 0 | 0 | 0 | 0 | 0 | 0 | 0 | 0 | 0 | 0 | 0 | 0 | 0 | 0 | 0
F4_Commercial_Warehouse_New_Miscellaneous_Natural Gas_Market | F4 | Commercial | Market | Warehouse | New | Miscellaneous | Natural Gas | Winter Peak Demand (MW) | 0 | 0 | 0 | 0 | 0 | 0 | 0 | 0 | 0 | 0 | 0 | 0 | 0 | 0 | 0 | 0 | 0 | 0 | 0 | 0 | 0 | 0 | 0 | 0 | 0 | 0 | 0 | 0 | 0 | 0 | 0 | 0 | 0
F1_Commercial_Miscellaneous_Existing_Space Heating_Natural Gas_All | F1 | Commercial | All | Miscellaneous | Existing | Space Heating | Natural Gas | Units | 1571465.3683 | 1563470.1073 | 1555474.8462 | 1545819.5037 | 1581938.6357 | 1577687.301 | 1573934.2088 | 1570553.8411 | 1567288.0921 | 1564042.5643 | 1560780.7916 | 1557523.3867 | 1554293.7438 | 1551099.9058 | 1547921.7071 | 1544756.1108 | 1541587.6371 | 1538454.9016 | 1535401.9076 | 1532436.9978 | 1529515.4255 | 1526586.1987 | 1523633.929 | 1520654.283 | 1517644.7121 | 1514615.8606 | 1511571.4093 | 1508518.0968 | 1505453.5685 | 1502380.0491 | 1499290.5359 | 1496191.8658 | 1516593.0118
F2_Commercial_Miscellaneous_Existing_Space Heating_Natural Gas_All | F2 | Commercial | All | Miscellaneous | Existing | Space Heating | Natural Gas | Usage (GWh) | 0.20401 | 0.19665 | 0.2175 | 0.21177 | 0.21672 | 0.2151 | 0.21353 | 0.21181 | 0.21008 | 0.20833 | 0.20654 | 0.20473 | 0.20289 | 0.20102 | 0.19912 | 0.19719 | 0.19523 | 0.19324 | 0.19122 | 0.1892 | 0.18717 | 0.18516 | 0.18313 | 0.18111 | 0.17908 | 0.17711 | 0.17519 | 0.17332 | 0.17149 | 0.16971 | 0.16796 | 0.16624 | 0.16809
F3_Commercial_Miscellaneous_Existing_Space Heating_Natural Gas_All | F3 | Commercial | All | Miscellaneous | Existing | Space Heating | Natural Gas | Summer Peak Demand (MW) | 0 | 0 | 0 | 0 | 0 | 0 | 0 | 0 | 0 | 0 | 0 | 0 | 0 | 0 | 0 | 0 | 0 | 0 | 0 | 0 | 0 | 0 | 0 | 0 | 0 | 0 | 0 | 0 | 0 | 0 | 0 | 0 | 0
F4_Commercial_Miscellaneous_Existing_Space Heating_Natural Gas_All | F4 | Commercial | All | Miscellaneous | Existing | Space Heating | Natural Gas | Winter Peak Demand (MW) | 0 | 0 | 0 | 0 | 0 | 0 | 0 | 0 | 0 | 0 | 0 | 0 | 0 | 0 | 0 | 0 | 0 | 0 | 0 | 0 | 0 | 0 | 0 | 0 | 0 | 0 | 0 | 0 | 0 | 0 | 0 | 0 | 0
F1_Commercial_Miscellaneous_Existing_Water Heating_Natural Gas_All | F1 | Commercial | All | Miscellaneous | Existing | Water Heating | Natural Gas | Units | 1163576.8558 | 1157656.8394 | 1151736.823 | 1144587.6148 | 1171331.6888 | 1168183.8277 | 1165404.8857 | 1162901.9239 | 1160483.8306 | 1158080.7099 | 1155665.5608 | 1153253.6457 | 1150862.2867 | 1148497.4392 | 1146144.1717 | 1143800.2355 | 1141454.1687 | 1139134.564 | 1136874.0031 | 1134678.6633 | 1132515.4124 | 1130346.4938 | 1128160.5132 | 1125954.2621 | 1123725.8535 | 1121483.1687 | 1119228.9332 | 1116968.1365 | 1114699.0351 | 1112423.2763 | 1110135.6752 | 1107841.2938 | 1122947.1318
F2_Commercial_Miscellaneous_Existing_Water Heating_Natural Gas_All | F2 | Commercial | All | Miscellaneous | Existing | Water Heating | Natural Gas | Usage (GWh) | 0.31945 | 0.30297 | 0.3304 | 0.31658 | 0.31715 | 0.31061 | 0.30457 | 0.29918 | 0.29452 | 0.29069 | 0.28752 | 0.28487 | 0.28264 | 0.28075 | 0.27913 | 0.27773 | 0.27649 | 0.2754 | 0.27443 | 0.27356 | 0.27277 | 0.27203 | 0.27133 | 0.27066 | 0.27001 | 0.26939 | 0.26878 | 0.26818 | 0.26759 | 0.26701 | 0.26643 | 0.26586 | 0.26946
F3_Commercial_Miscellaneous_Existing_Water Heating_Natural Gas_All | F3 | Commercial | All | Miscellaneous | Existing | Water Heating | Natural Gas | Summer Peak Demand (MW) | 0 | 0 | 0 | 0 | 0 | 0 | 0 | 0 | 0 | 0 | 0 | 0 | 0 | 0 | 0 | 0 | 0 | 0 | 0 | 0 | 0 | 0 | 0 | 0 | 0 | 0 | 0 | 0 | 0 | 0 | 0 | 0 | 0
F4_Commercial_Miscellaneous_Existing_Water Heating_Natural Gas_All | F4 | Commercial | All | Miscellaneous | Existing | Water Heating | Natural Gas | Winter Peak Demand (MW) | 0 | 0 | 0 | 0 | 0 | 0 | 0 | 0 | 0 | 0 | 0 | 0 | 0 | 0 | 0 | 0 | 0 | 0 | 0 | 0 | 0 | 0 | 0 | 0 | 0 | 0 | 0 | 0 | 0 | 0 | 0 | 0 | 0
F1_Commercial_Miscellaneous_Existing_Food Preparation_Natural Gas_All | F1 | Commercial | All | Miscellaneous | Existing | Food Preparation | Natural Gas | Units | 3517249.6148 | 3499354.6427 | 3481459.6706 | 3459849.1087 | 3540690.8541 | 3531175.5279 | 3522775.367 | 3515209.4369 | 3507900.0462 | 3500635.9145 | 3493335.4236 | 3486044.7085 | 3478816.1303 | 3471667.6906 | 3464554.2548 | 3457469.0255 | 3450377.356 | 3443365.6758 | 3436532.4727 | 3429896.4195 | 3423357.3642 | 3416801.1765 | 3410193.4143 | 3403524.3784 | 3396788.3648 | 3390009.1975 | 3383195.1148 | 3376361.1988 | 3369502.1797 | 3362623.0367 | 3355708.0965 | 3348772.6613 | 3394434.452
F2_Commercial_Miscellaneous_Existing_Food Preparation_Natural Gas_All | F2 | Commercial | All | Miscellaneous | Existing | Food Preparation | Natural Gas | Usage (GWh) | 0.1048 | 0.1007 | 0.11161 | 0.10874 | 0.11104 | 0.11055 | 0.11007 | 0.1096 | 0.10913 | 0.10866 | 0.10821 | 0.10776 | 0.10734 | 0.10695 | 0.10658 | 0.10624 | 0.10592 | 0.1056 | 0.1053 | 0.10503 | 0.10477 | 0.10453 | 0.10429 | 0.10405 | 0.10382 | 0.10358 | 0.10335 | 0.10312 | 0.10289 | 0.10266 | 0.10244 | 0.10221 | 0.10359
F3_Commercial_Miscellaneous_Existing_Food Preparation_Natural Gas_All | F3 | Commercial | All | Miscellaneous | Existing | Food Preparation | Natural Gas | Summer Peak Demand (MW) | 0 | 0 | 0 | 0 | 0 | 0 | 0 | 0 | 0 | 0 | 0 | 0 | 0 | 0 | 0 | 0 | 0 | 0 | 0 | 0 | 0 | 0 | 0 | 0 | 0 | 0 | 0 | 0 | 0 | 0 | 0 | 0 | 0
F4_Commercial_Miscellaneous_Existing_Food Preparation_Natural Gas_All | F4 | Commercial | All | Miscellaneous | Existing | Food Preparation | Natural Gas | Winter Peak Demand (MW) | 0 | 0 | 0 | 0 | 0 | 0 | 0 | 0 | 0 | 0 | 0 | 0 | 0 | 0 | 0 | 0 | 0 | 0 | 0 | 0 | 0 | 0 | 0 | 0 | 0 | 0 | 0 | 0 | 0 | 0 | 0 | 0 | 0
F1_Commercial_Miscellaneous_Existing_Miscellaneous_Natural Gas_All | F1 | Commercial | All | Miscellaneous | Existing | Miscellaneous | Natural Gas | Units | 1992090.7625 | 1981955.4543 | 1971820.1462 | 1959580.4119 | 2005367.3511 | 1999978.0852 | 1995220.4238 | 1990935.2518 | 1986795.3779 | 1982681.1378 | 1978546.3046 | 1974417.0081 | 1970322.9047 | 1966274.1899 | 1962245.3004 | 1958232.3866 | 1954215.8251 | 1950244.5677 | 1946374.3958 | 1942615.8851 | 1938912.3118 | 1935199.0352 | 1931456.5478 | 1927679.3565 | 1923864.2305 | 1920024.6632 | 1916165.3206 | 1912294.7449 | 1908409.9514 | 1904513.7601 | 1900597.2941 | 1896669.2202 | 1922531.0274
F2_Commercial_Miscellaneous_Existing_Miscellaneous_Natural Gas_All | F2 | Commercial | All | Miscellaneous | Existing | Miscellaneous | Natural Gas | Usage (GWh) | 0.017837 | 0.01714 | 0.018996 | 0.018531 | 0.018964 | 0.018913 | 0.018868 | 0.018827 | 0.018788 | 0.018749 | 0.01871 | 0.018671 | 0.018632 | 0.018594 | 0.018556 | 0.018518 | 0.01848 | 0.018443 | 0.018406 | 0.01837 | 0.018335 | 0.0183 | 0.018265 | 0.018229 | 0.018193 | 0.018157 | 0.01812 | 0.018084 | 0.018047 | 0.01801 | 0.017973 | 0.017936 | 0.01818
F3_Commercial_Miscellaneous_Existing_Miscellaneous_Natural Gas_All | F3 | Commercial | All | Miscellaneous | Existing | Miscellaneous | Natural Gas | Summer Peak Demand (MW) | 0 | 0 | 0 | 0 | 0 | 0 | 0 | 0 | 0 | 0 | 0 | 0 | 0 | 0 | 0 | 0 | 0 | 0 | 0 | 0 | 0 | 0 | 0 | 0 | 0 | 0 | 0 | 0 | 0 | 0 | 0 | 0 | 0
F4_Commercial_Miscellaneous_Existing_Miscellaneous_Natural Gas_All | F4 | Commercial | All | Miscellaneous | Existing | Miscellaneous | Natural Gas | Winter Peak Demand (MW) | 0 | 0 | 0 | 0 | 0 | 0 | 0 | 0 | 0 | 0 | 0 | 0 | 0 | 0 | 0 | 0 | 0 | 0 | 0 | 0 | 0 | 0 | 0 | 0 | 0 | 0 | 0 | 0 | 0 | 0 | 0 | 0 | 0
F1_Commercial_Miscellaneous_Existing_Space Heating_Natural Gas_Market | F1 | Commercial | Market | Miscellaneous | Existing | Space Heating | Natural Gas | Units | 1968179.6276 | 1958165.9739 | 1948152.3202 | 1936059.4999 | 1981296.8569 | 1975972.2785 | 1971271.7234 | 1967037.9865 | 1962947.8037 | 1958882.9469 | 1954797.7443 | 1950718.0119 | 1946673.0501 | 1942672.9322 | 1938692.4017 | 1934727.6549 | 1930759.3043 | 1926835.7141 | 1923011.9961 | 1919298.5989 | 1915639.4797 | 1911970.7736 | 1908273.2075 | 1904541.3539 | 1900772.021 | 1896978.5402 | 1893165.5215 | 1889341.4044 | 1885503.2402 | 1881653.815 | 1877784.3585 | 1873903.4334 | 1899454.8205
F2_Commercial_Miscellaneous_Existing_Space Heating_Natural Gas_Market | F2 | Commercial | Market | Miscellaneous | Existing | Space Heating | Natural Gas | Usage (GWh) | 0.20401 | 0.19665 | 0.2175 | 0.21177 | 0.21672 | 0.2151 | 0.21353 | 0.21181 | 0.21008 | 0.20833 | 0.20654 | 0.20473 | 0.20289 | 0.20102 | 0.19912 | 0.19719 | 0.19523 | 0.19324 | 0.19122 | 0.1892 | 0.18717 | 0.18516 | 0.18313 | 0.18111 | 0.17908 | 0.17711 | 0.17519 | 0.17332 | 0.17149 | 0.16971 | 0.16796 | 0.16624 | 0.16809
F3_Commercial_Miscellaneous_Existing_Space Heating_Natural Gas_Market | F3 | Commercial | Market | Miscellaneous | Existing | Space Heating | Natural Gas | Summer Peak Demand (MW) | 0 | 0 | 0 | 0 | 0 | 0 | 0 | 0 | 0 | 0 | 0 | 0 | 0 | 0 | 0 | 0 | 0 | 0 | 0 | 0 | 0 | 0 | 0 | 0 | 0 | 0 | 0 | 0 | 0 | 0 | 0 | 0 | 0
F4_Commercial_Miscellaneous_Existing_Space Heating_Natural Gas_Market | F4 | Commercial | Market | Miscellaneous | Existing | Space Heating | Natural Gas | Winter Peak Demand (MW) | 0 | 0 | 0 | 0 | 0 | 0 | 0 | 0 | 0 | 0 | 0 | 0 | 0 | 0 | 0 | 0 | 0 | 0 | 0 | 0 | 0 | 0 | 0 | 0 | 0 | 0 | 0 | 0 | 0 | 0 | 0 | 0 | 0
F1_Commercial_Miscellaneous_Existing_Water Heating_Natural Gas_Market | F1 | Commercial | Market | Miscellaneous | Existing | Water Heating | Natural Gas | Units | 1968179.6276 | 1958165.9739 | 1948152.3202 | 1936059.4999 | 1981296.8569 | 1975972.2785 | 1971271.7234 | 1967037.9865 | 1962947.8037 | 1958882.9469 | 1954797.7443 | 1950718.0119 | 1946673.0501 | 1942672.9322 | 1938692.4017 | 1934727.6549 | 1930759.3043 | 1926835.7141 | 1923011.9961 | 1919298.5989 | 1915639.4797 | 1911970.7736 | 1908273.2075 | 1904541.3539 | 1900772.021 | 1896978.5402 | 1893165.5215 | 1889341.4044 | 1885503.2402 | 1881653.815 | 1877784.3585 | 1873903.4334 | 1899454.8205
F2_Commercial_Miscellaneous_Existing_Water Heating_Natural Gas_Market | F2 | Commercial | Market | Miscellaneous | Existing | Water Heating | Natural Gas | Usage (GWh) | 0.31945 | 0.30297 | 0.3304 | 0.31658 | 0.31715 | 0.31061 | 0.30457 | 0.29918 | 0.29452 | 0.29069 | 0.28752 | 0.28487 | 0.28264 | 0.28075 | 0.27913 | 0.27773 | 0.27649 | 0.2754 | 0.27443 | 0.27356 | 0.27277 | 0.27203 | 0.27133 | 0.27066 | 0.27001 | 0.26939 | 0.26878 | 0.26818 | 0.26759 | 0.26701 | 0.26643 | 0.26586 | 0.26946
F3_Commercial_Miscellaneous_Existing_Water Heating_Natural Gas_Market | F3 | Commercial | Market | Miscellaneous | Existing | Water Heating | Natural Gas | Summer Peak Demand (MW) | 0 | 0 | 0 | 0 | 0 | 0 | 0 | 0 | 0 | 0 | 0 | 0 | 0 | 0 | 0 | 0 | 0 | 0 | 0 | 0 | 0 | 0 | 0 | 0 | 0 | 0 | 0 | 0 | 0 | 0 | 0 | 0 | 0
F4_Commercial_Miscellaneous_Existing_Water Heating_Natural Gas_Market | F4 | Commercial | Market | Miscellaneous | Existing | Water Heating | Natural Gas | Winter Peak Demand (MW) | 0 | 0 | 0 | 0 | 0 | 0 | 0 | 0 | 0 | 0 | 0 | 0 | 0 | 0 | 0 | 0 | 0 | 0 | 0 | 0 | 0 | 0 | 0 | 0 | 0 | 0 | 0 | 0 | 0 | 0 | 0 | 0 | 0
F1_Commercial_Miscellaneous_Existing_Food Preparation_Natural Gas_Market | F1 | Commercial | Market | Miscellaneous | Existing | Food Preparation | Natural Gas | Units | 1968179.6276 | 1958165.9739 | 1948152.3202 | 1936059.4999 | 1981296.8569 | 1975972.2785 | 1971271.7234 | 1967037.9865 | 1962947.8037 | 1958882.9469 | 1954797.7443 | 1950718.0119 | 1946673.0501 | 1942672.9322 | 1938692.4017 | 1934727.6549 | 1930759.3043 | 1926835.7141 | 1923011.9961 | 1919298.5989 | 1915639.4797 | 1911970.7736 | 1908273.2075 | 1904541.3539 | 1900772.021 | 1896978.5402 | 1893165.5215 | 1889341.4044 | 1885503.2402 | 1881653.815 | 1877784.3585 | 1873903.4334 | 1899454.8205
F2_Commercial_Miscellaneous_Existing_Food Preparation_Natural Gas_Market | F2 | Commercial | Market | Miscellaneous | Existing | Food Preparation | Natural Gas | Usage (GWh) | 0.1048 | 0.1007 | 0.11161 | 0.10874 | 0.11104 | 0.11055 | 0.11007 | 0.1096 | 0.10913 | 0.10866 | 0.10821 | 0.10776 | 0.10734 | 0.10695 | 0.10658 | 0.10624 | 0.10592 | 0.1056 | 0.1053 | 0.10503 | 0.10477 | 0.10453 | 0.10429 | 0.10405 | 0.10382 | 0.10358 | 0.10335 | 0.10312 | 0.10289 | 0.10266 | 0.10244 | 0.10221 | 0.10359
F3_Commercial_Miscellaneous_Existing_Food Preparation_Natural Gas_Market | F3 | Commercial | Market | Miscellaneous | Existing | Food Preparation | Natural Gas | Summer Peak Demand (MW) | 0 | 0 | 0 | 0 | 0 | 0 | 0 | 0 | 0 | 0 | 0 | 0 | 0 | 0 | 0 | 0 | 0 | 0 | 0 | 0 | 0 | 0 | 0 | 0 | 0 | 0 | 0 | 0 | 0 | 0 | 0 | 0 | 0
F4_Commercial_Miscellaneous_Existing_Food Preparation_Natural Gas_Market | F4 | Commercial | Market | Miscellaneous | Existing | Food Preparation | Natural Gas | Winter Peak Demand (MW) | 0 | 0 | 0 | 0 | 0 | 0 | 0 | 0 | 0 | 0 | 0 | 0 | 0 | 0 | 0 | 0 | 0 | 0 | 0 | 0 | 0 | 0 | 0 | 0 | 0 | 0 | 0 | 0 | 0 | 0 | 0 | 0 | 0
F1_Commercial_Miscellaneous_Existing_Miscellaneous_Natural Gas_Market | F1 | Commercial | Market | Miscellaneous | Existing | Miscellaneous | Natural Gas | Units | 1968179.6276 | 1958165.9739 | 1948152.3202 | 1936059.4999 | 1981296.8569 | 1975972.2785 | 1971271.7234 | 1967037.9865 | 1962947.8037 | 1958882.9469 | 1954797.7443 | 1950718.0119 | 1946673.0501 | 1942672.9322 | 1938692.4017 | 1934727.6549 | 1930759.3043 | 1926835.7141 | 1923011.9961 | 1919298.5989 | 1915639.4797 | 1911970.7736 | 1908273.2075 | 1904541.3539 | 1900772.021 | 1896978.5402 | 1893165.5215 | 1889341.4044 | 1885503.2402 | 1881653.815 | 1877784.3585 | 1873903.4334 | 1899454.8205
F2_Commercial_Miscellaneous_Existing_Miscellaneous_Natural Gas_Market | F2 | Commercial | Market | Miscellaneous | Existing | Miscellaneous | Natural Gas | Usage (GWh) | 0.017837 | 0.01714 | 0.018996 | 0.018531 | 0.018964 | 0.018913 | 0.018868 | 0.018827 | 0.018788 | 0.018749 | 0.01871 | 0.018671 | 0.018632 | 0.018594 | 0.018556 | 0.018518 | 0.01848 | 0.018443 | 0.018406 | 0.01837 | 0.018335 | 0.0183 | 0.018265 | 0.018229 | 0.018193 | 0.018157 | 0.01812 | 0.018084 | 0.018047 | 0.01801 | 0.017973 | 0.017936 | 0.01818
F3_Commercial_Miscellaneous_Existing_Miscellaneous_Natural Gas_Market | F3 | Commercial | Market | Miscellaneous | Existing | Miscellaneous | Natural Gas | Summer Peak Demand (MW) | 0 | 0 | 0 | 0 | 0 | 0 | 0 | 0 | 0 | 0 | 0 | 0 | 0 | 0 | 0 | 0 | 0 | 0 | 0 | 0 | 0 | 0 | 0 | 0 | 0 | 0 | 0 | 0 | 0 | 0 | 0 | 0 | 0
F4_Commercial_Miscellaneous_Existing_Miscellaneous_Natural Gas_Market | F4 | Commercial | Market | Miscellaneous | Existing | Miscellaneous | Natural Gas | Winter Peak Demand (MW) | 0 | 0 | 0 | 0 | 0 | 0 | 0 | 0 | 0 | 0 | 0 | 0 | 0 | 0 | 0 | 0 | 0 | 0 | 0 | 0 | 0 | 0 | 0 | 0 | 0 | 0 | 0 | 0 | 0 | 0 | 0 | 0 | 0
F1_Commercial_Miscellaneous_New_Space Heating_Natural Gas_All | F1 | Commercial | All | Miscellaneous | New | Space Heating | Natural Gas | Units | 0 | 14.887 | 86.6923 | 132.581 | 187.4477 | 243.9928 | 300.8221 | 350.0077 | 398.5039 | 448.1353 | 498.5746 | 548.6307 | 597.9039 | 646.5054 | 695.1772 | 743.7018 | 792.5077 | 840.1748 | 885.9487 | 930.2456 | 974.5643 | 1019.7804 | 1065.5857 | 1111.8758 | 1158.6631 | 1205.5822 | 1252.6848 | 1299.8191 | 1347.1613 | 1394.6068 | 1442.4052 | 1490.2383 | 1510.5583
F2_Commercial_Miscellaneous_New_Space Heating_Natural Gas_All | F2 | Commercial | All | Miscellaneous | New | Space Heating | Natural Gas | Usage (GWh) | 0 | 4.8755e-07 | 3.146e-06 | 4.6977e-06 | 6.6062e-06 | 8.3544e-06 | 1.0092e-05 | 1.1572e-05 | 1.3014e-05 | 1.4474e-05 | 1.5942e-05 | 1.7374e-05 | 1.8731e-05 | 2.0036e-05 | 2.1309e-05 | 2.2572e-05 | 2.3837e-05 | 2.506e-05 | 2.6204e-05 | 2.7244e-05 | 2.8309e-05 | 2.9386e-05 | 3.0524e-05 | 3.166e-05 | 3.2795e-05 | 3.3918e-05 | 3.5029e-05 | 3.6126e-05 | 3.7212e-05 | 3.8285e-05 | 3.9351e-05 | 4.0402e-05 | 4.0953e-05
F3_Commercial_Miscellaneous_New_Space Heating_Natural Gas_All | F3 | Commercial | All | Miscellaneous | New | Space Heating | Natural Gas | Summer Peak Demand (MW) | 0 | 0 | 0 | 0 | 0 | 0 | 0 | 0 | 0 | 0 | 0 | 0 | 0 | 0 | 0 | 0 | 0 | 0 | 0 | 0 | 0 | 0 | 0 | 0 | 0 | 0 | 0 | 0 | 0 | 0 | 0 | 0 | 0
F4_Commercial_Miscellaneous_New_Space Heating_Natural Gas_All | F4 | Commercial | All | Miscellaneous | New | Space Heating | Natural Gas | Winter Peak Demand (MW) | 0 | 0 | 0 | 0 | 0 | 0 | 0 | 0 | 0 | 0 | 0 | 0 | 0 | 0 | 0 | 0 | 0 | 0 | 0 | 0 | 0 | 0 | 0 | 0 | 0 | 0 | 0 | 0 | 0 | 0 | 0 | 0 | 0
F1_Commercial_Miscellaneous_New_Water Heating_Natural Gas_All | F1 | Commercial | All | Miscellaneous | New | Water Heating | Natural Gas | Units | 0 | 0 | 0 | 0 | 0 | 0 | 0 | 0 | 0 | 0 | 0 | 0 | 0 | 0 | 0 | 0 | 0 | 0 | 0 | 0 | 0 | 0 | 0 | 0 | 0 | 0 | 0 | 0 | 0 | 0 | 0 | 0 | 0
F2_Commercial_Miscellaneous_New_Water Heating_Natural Gas_All | F2 | Commercial | All | Miscellaneous | New | Water Heating | Natural Gas | Usage (GWh) | 0 | 0 | 0 | 0 | 0 | 0 | 0 | 0 | 0 | 0 | 0 | 0 | 0 | 0 | 0 | 0 | 0 | 0 | 0 | 0 | 0 | 0 | 0 | 0 | 0 | 0 | 0 | 0 | 0 | 0 | 0 | 0 | 0
F3_Commercial_Miscellaneous_New_Water Heating_Natural Gas_All | F3 | Commercial | All | Miscellaneous | New | Water Heating | Natural Gas | Summer Peak Demand (MW) | 0 | 0 | 0 | 0 | 0 | 0 | 0 | 0 | 0 | 0 | 0 | 0 | 0 | 0 | 0 | 0 | 0 | 0 | 0 | 0 | 0 | 0 | 0 | 0 | 0 | 0 | 0 | 0 | 0 | 0 | 0 | 0 | 0
F4_Commercial_Miscellaneous_New_Water Heating_Natural Gas_All | F4 | Commercial | All | Miscellaneous | New | Water Heating | Natural Gas | Winter Peak Demand (MW) | 0 | 0 | 0 | 0 | 0 | 0 | 0 | 0 | 0 | 0 | 0 | 0 | 0 | 0 | 0 | 0 | 0 | 0 | 0 | 0 | 0 | 0 | 0 | 0 | 0 | 0 | 0 | 0 | 0 | 0 | 0 | 0 | 0
F1_Commercial_Miscellaneous_New_Food Preparation_Natural Gas_All | F1 | Commercial | All | Miscellaneous | New | Food Preparation | Natural Gas | Units | 0 | 13925.2415 | 81091.8527 | 124016.0215 | 175338.2453 | 228230.4912 | 281388.5293 | 327396.6403 | 372759.9711 | 419185.0999 | 466365.9212 | 513188.3178 | 559278.3661 | 604740.1792 | 650267.7082 | 695657.5458 | 741310.4276 | 785898.2443 | 828715.0135 | 870150.2873 | 911605.9186 | 953900.9727 | 996747.2423 | 1040046.8544 | 1083811.6457 | 1127699.7439 | 1171759.4149 | 1215848.7624 | 1260132.6085 | 1304512.9852 | 1349223.5579 | 1393966.6315 | 1412973.8974
F2_Commercial_Miscellaneous_New_Food Preparation_Natural Gas_All | F2 | Commercial | All | Miscellaneous | New | Food Preparation | Natural Gas | Usage (GWh) | 0 | 0.00040073 | 0.0025994 | 0.0038641 | 0.0054334 | 0.0070507 | 0.0086759 | 0.010082 | 0.011469 | 0.012887 | 0.014327 | 0.015753 | 0.017157 | 0.018534 | 0.019915 | 0.02129 | 0.022678 | 0.024031 | 0.025324 | 0.026585 | 0.027843 | 0.029131 | 0.030437 | 0.031755 | 0.033088 | 0.034425 | 0.035766 | 0.037108 | 0.038456 | 0.039807 | 0.041168 | 0.04253 | 0.043107
F3_Commercial_Miscellaneous_New_Food Preparation_Natural Gas_All | F3 | Commercial | All | Miscellaneous | New | Food Preparation | Natural Gas | Summer Peak Demand (MW) | 0 | 0 | 0 | 0 | 0 | 0 | 0 | 0 | 0 | 0 | 0 | 0 | 0 | 0 | 0 | 0 | 0 | 0 | 0 | 0 | 0 | 0 | 0 | 0 | 0 | 0 | 0 | 0 | 0 | 0 | 0 | 0 | 0
F4_Commercial_Miscellaneous_New_Food Preparation_Natural Gas_All | F4 | Commercial | All | Miscellaneous | New | Food Preparation | Natural Gas | Winter Peak Demand (MW) | 0 | 0 | 0 | 0 | 0 | 0 | 0 | 0 | 0 | 0 | 0 | 0 | 0 | 0 | 0 | 0 | 0 | 0 | 0 | 0 | 0 | 0 | 0 | 0 | 0 | 0 | 0 | 0 | 0 | 0 | 0 | 0 | 0
F1_Commercial_Miscellaneous_New_Miscellaneous_Natural Gas_All | F1 | Commercial | All | Miscellaneous | New | Miscellaneous | Natural Gas | Units | 0 | 15584.5502 | 90754.6236 | 138793.5653 | 196231.2603 | 255426.0587 | 314918.3205 | 366408.6818 | 417177.4321 | 469134.5023 | 521937.3122 | 574338.9881 | 625921.0502 | 676800.0176 | 727752.5316 | 778550.9471 | 829643.7507 | 879544.5778 | 927463.3223 | 973835.9548 | 1020231.3704 | 1067566.2332 | 1115517.9934 | 1163977.1154 | 1212956.8469 | 1262074.5782 | 1311384.3266 | 1360727.2878 | 1410287.9236 | 1459956.5925 | 1509994.803 | 1560069.3872 | 1581341.5275
F2_Commercial_Miscellaneous_New_Miscellaneous_Natural Gas_All | F2 | Commercial | All | Miscellaneous | New | Miscellaneous | Natural Gas | Usage (GWh) | 0 | 0.00013602 | 0.00088236 | 0.0013246 | 0.0018727 | 0.0024377 | 0.0030054 | 0.0034968 | 0.0039813 | 0.0044772 | 0.0049811 | 0.0054812 | 0.0059735 | 0.0064591 | 0.0069453 | 0.0074301 | 0.0079177 | 0.008394 | 0.0088513 | 0.0092938 | 0.0097366 | 0.010188 | 0.010646 | 0.011108 | 0.011576 | 0.012045 | 0.012515 | 0.012986 | 0.013459 | 0.013933 | 0.014411 | 0.014889 | 0.015092
F3_Commercial_Miscellaneous_New_Miscellaneous_Natural Gas_All | F3 | Commercial | All | Miscellaneous | New | Miscellaneous | Natural Gas | Summer Peak Demand (MW) | 0 | 0 | 0 | 0 | 0 | 0 | 0 | 0 | 0 | 0 | 0 | 0 | 0 | 0 | 0 | 0 | 0 | 0 | 0 | 0 | 0 | 0 | 0 | 0 | 0 | 0 | 0 | 0 | 0 | 0 | 0 | 0 | 0
F4_Commercial_Miscellaneous_New_Miscellaneous_Natural Gas_All | F4 | Commercial | All | Miscellaneous | New | Miscellaneous | Natural Gas | Winter Peak Demand (MW) | 0 | 0 | 0 | 0 | 0 | 0 | 0 | 0 | 0 | 0 | 0 | 0 | 0 | 0 | 0 | 0 | 0 | 0 | 0 | 0 | 0 | 0 | 0 | 0 | 0 | 0 | 0 | 0 | 0 | 0 | 0 | 0 | 0
F1_Commercial_Miscellaneous_New_Space Heating_Natural Gas_Market | F1 | Commercial | Market | Miscellaneous | New | Space Heating | Natural Gas | Units | 0 | 15584.5502 | 90754.6236 | 138793.5653 | 196231.2603 | 255426.0587 | 314918.3205 | 366408.6818 | 417177.4321 | 469134.5023 | 521937.3122 | 574338.9881 | 625921.0502 | 676800.0176 | 727752.5316 | 778550.9471 | 829643.7507 | 879544.5778 | 927463.3223 | 973835.9548 | 1020231.3704 | 1067566.2332 | 1115517.9934 | 1163977.1154 | 1212956.8469 | 1262074.5782 | 1311384.3266 | 1360727.2878 | 1410287.9236 | 1459956.5925 | 1509994.803 | 1560069.3872 | 1581341.5275
F2_Commercial_Miscellaneous_New_Space Heating_Natural Gas_Market | F2 | Commercial | Market | Miscellaneous | New | Space Heating | Natural Gas | Usage (GWh) | 0 | 4.8755e-07 | 3.146e-06 | 4.6977e-06 | 6.6062e-06 | 8.3544e-06 | 1.0092e-05 | 1.1572e-05 | 1.3014e-05 | 1.4474e-05 | 1.5942e-05 | 1.7374e-05 | 1.8731e-05 | 2.0036e-05 | 2.1309e-05 | 2.2572e-05 | 2.3837e-05 | 2.506e-05 | 2.6204e-05 | 2.7244e-05 | 2.8309e-05 | 2.9386e-05 | 3.0524e-05 | 3.166e-05 | 3.2795e-05 | 3.3918e-05 | 3.5029e-05 | 3.6126e-05 | 3.7212e-05 | 3.8285e-05 | 3.9351e-05 | 4.0402e-05 | 4.0953e-05
F3_Commercial_Miscellaneous_New_Space Heating_Natural Gas_Market | F3 | Commercial | Market | Miscellaneous | New | Space Heating | Natural Gas | Summer Peak Demand (MW) | 0 | 0 | 0 | 0 | 0 | 0 | 0 | 0 | 0 | 0 | 0 | 0 | 0 | 0 | 0 | 0 | 0 | 0 | 0 | 0 | 0 | 0 | 0 | 0 | 0 | 0 | 0 | 0 | 0 | 0 | 0 | 0 | 0
F4_Commercial_Miscellaneous_New_Space Heating_Natural Gas_Market | F4 | Commercial | Market | Miscellaneous | New | Space Heating | Natural Gas | Winter Peak Demand (MW) | 0 | 0 | 0 | 0 | 0 | 0 | 0 | 0 | 0 | 0 | 0 | 0 | 0 | 0 | 0 | 0 | 0 | 0 | 0 | 0 | 0 | 0 | 0 | 0 | 0 | 0 | 0 | 0 | 0 | 0 | 0 | 0 | 0
F1_Commercial_Miscellaneous_New_Water Heating_Natural Gas_Market | F1 | Commercial | Market | Miscellaneous | New | Water Heating | Natural Gas | Units | 0 | 15584.5502 | 90754.6236 | 138793.5653 | 196231.2603 | 255426.0587 | 314918.3205 | 366408.6818 | 417177.4321 | 469134.5023 | 521937.3122 | 574338.9881 | 625921.0502 | 676800.0176 | 727752.5316 | 778550.9471 | 829643.7507 | 879544.5778 | 927463.3223 | 973835.9548 | 1020231.3704 | 1067566.2332 | 1115517.9934 | 1163977.1154 | 1212956.8469 | 1262074.5782 | 1311384.3266 | 1360727.2878 | 1410287.9236 | 1459956.5925 | 1509994.803 | 1560069.3872 | 1581341.5275
F2_Commercial_Miscellaneous_New_Water Heating_Natural Gas_Market | F2 | Commercial | Market | Miscellaneous | New | Water Heating | Natural Gas | Usage (GWh) | 0 | 0 | 0 | 0 | 0 | 0 | 0 | 0 | 0 | 0 | 0 | 0 | 0 | 0 | 0 | 0 | 0 | 0 | 0 | 0 | 0 | 0 | 0 | 0 | 0 | 0 | 0 | 0 | 0 | 0 | 0 | 0 | 0
F3_Commercial_Miscellaneous_New_Water Heating_Natural Gas_Market | F3 | Commercial | Market | Miscellaneous | New | Water Heating | Natural Gas | Summer Peak Demand (MW) | 0 | 0 | 0 | 0 | 0 | 0 | 0 | 0 | 0 | 0 | 0 | 0 | 0 | 0 | 0 | 0 | 0 | 0 | 0 | 0 | 0 | 0 | 0 | 0 | 0 | 0 | 0 | 0 | 0 | 0 | 0 | 0 | 0
F4_Commercial_Miscellaneous_New_Water Heating_Natural Gas_Market | F4 | Commercial | Market | Miscellaneous | New | Water Heating | Natural Gas | Winter Peak Demand (MW) | 0 | 0 | 0 | 0 | 0 | 0 | 0 | 0 | 0 | 0 | 0 | 0 | 0 | 0 | 0 | 0 | 0 | 0 | 0 | 0 | 0 | 0 | 0 | 0 | 0 | 0 | 0 | 0 | 0 | 0 | 0 | 0 | 0
F1_Commercial_Miscellaneous_New_Food Preparation_Natural Gas_Market | F1 | Commercial | Market | Miscellaneous | New | Food Preparation | Natural Gas | Units | 0 | 15584.5502 | 90754.6236 | 138793.5653 | 196231.2603 | 255426.0587 | 314918.3205 | 366408.6818 | 417177.4321 | 469134.5023 | 521937.3122 | 574338.9881 | 625921.0502 | 676800.0176 | 727752.5316 | 778550.9471 | 829643.7507 | 879544.5778 | 927463.3223 | 973835.9548 | 1020231.3704 | 1067566.2332 | 1115517.9934 | 1163977.1154 | 1212956.8469 | 1262074.5782 | 1311384.3266 | 1360727.2878 | 1410287.9236 | 1459956.5925 | 1509994.803 | 1560069.3872 | 1581341.5275
F2_Commercial_Miscellaneous_New_Food Preparation_Natural Gas_Market | F2 | Commercial | Market | Miscellaneous | New | Food Preparation | Natural Gas | Usage (GWh) | 0 | 0.00040073 | 0.0025994 | 0.0038641 | 0.0054334 | 0.0070507 | 0.0086759 | 0.010082 | 0.011469 | 0.012887 | 0.014327 | 0.015753 | 0.017157 | 0.018534 | 0.019915 | 0.02129 | 0.022678 | 0.024031 | 0.025324 | 0.026585 | 0.027843 | 0.029131 | 0.030437 | 0.031755 | 0.033088 | 0.034425 | 0.035766 | 0.037108 | 0.038456 | 0.039807 | 0.041168 | 0.04253 | 0.043107
F3_Commercial_Miscellaneous_New_Food Preparation_Natural Gas_Market | F3 | Commercial | Market | Miscellaneous | New | Food Preparation | Natural Gas | Summer Peak Demand (MW) | 0 | 0 | 0 | 0 | 0 | 0 | 0 | 0 | 0 | 0 | 0 | 0 | 0 | 0 | 0 | 0 | 0 | 0 | 0 | 0 | 0 | 0 | 0 | 0 | 0 | 0 | 0 | 0 | 0 | 0 | 0 | 0 | 0
F4_Commercial_Miscellaneous_New_Food Preparation_Natural Gas_Market | F4 | Commercial | Market | Miscellaneous | New | Food Preparation | Natural Gas | Winter Peak Demand (MW) | 0 | 0 | 0 | 0 | 0 | 0 | 0 | 0 | 0 | 0 | 0 | 0 | 0 | 0 | 0 | 0 | 0 | 0 | 0 | 0 | 0 | 0 | 0 | 0 | 0 | 0 | 0 | 0 | 0 | 0 | 0 | 0 | 0
F1_Commercial_Miscellaneous_New_Miscellaneous_Natural Gas_Market | F1 | Commercial | Market | Miscellaneous | New | Miscellaneous | Natural Gas | Units | 0 | 15584.5502 | 90754.6236 | 138793.5653 | 196231.2603 | 255426.0587 | 314918.3205 | 366408.6818 | 417177.4321 | 469134.5023 | 521937.3122 | 574338.9881 | 625921.0502 | 676800.0176 | 727752.5316 | 778550.9471 | 829643.7507 | 879544.5778 | 927463.3223 | 973835.9548 | 1020231.3704 | 1067566.2332 | 1115517.9934 | 1163977.1154 | 1212956.8469 | 1262074.5782 | 1311384.3266 | 1360727.2878 | 1410287.9236 | 1459956.5925 | 1509994.803 | 1560069.3872 | 1581341.5275
F2_Commercial_Miscellaneous_New_Miscellaneous_Natural Gas_Market | F2 | Commercial | Market | Miscellaneous | New | Miscellaneous | Natural Gas | Usage (GWh) | 0 | 0.00013602 | 0.00088236 | 0.0013246 | 0.0018727 | 0.0024377 | 0.0030054 | 0.0034968 | 0.0039813 | 0.0044772 | 0.0049811 | 0.0054812 | 0.0059735 | 0.0064591 | 0.0069453 | 0.0074301 | 0.0079177 | 0.008394 | 0.0088513 | 0.0092938 | 0.0097366 | 0.010188 | 0.010646 | 0.011108 | 0.011576 | 0.012045 | 0.012515 | 0.012986 | 0.013459 | 0.013933 | 0.014411 | 0.014889 | 0.015092
F3_Commercial_Miscellaneous_New_Miscellaneous_Natural Gas_Market | F3 | Commercial | Market | Miscellaneous | New | Miscellaneous | Natural Gas | Summer Peak Demand (MW) | 0 | 0 | 0 | 0 | 0 | 0 | 0 | 0 | 0 | 0 | 0 | 0 | 0 | 0 | 0 | 0 | 0 | 0 | 0 | 0 | 0 | 0 | 0 | 0 | 0 | 0 | 0 | 0 | 0 | 0 | 0 | 0 | 0
F4_Commercial_Miscellaneous_New_Miscellaneous_Natural Gas_Market | F4 | Commercial | Market | Miscellaneous | New | Miscellaneous | Natural Gas | Winter Peak Demand (MW) | 0 | 0 | 0 | 0 | 0 | 0 | 0 | 0 | 0 | 0 | 0 | 0 | 0 | 0 | 0 | 0 | 0 | 0 | 0 | 0 | 0 | 0 | 0 | 0 | 0 | 0 | 0 | 0 | 0 | 0 | 0 | 0 | 0